## Sheet2
Current Facility Number and Name | Current Department Number | Current Department Name | Current Asset Location Facility Number and Name | Current Asset Location Department Number and Name | Asset Code | Tag Number | Serial Number | Vendor Equipment ID | Asset Subtype Number | Asset Subtype Name | Modality | Ref # | Manufacturer Name | Model ID | # of Assets | Current Location ID | Current Location Name | Current Area ID Description | Asset Criticality Name | Current Work Order Shop | Current Work Order Crew | Age of Asset in Months | Life in Years | Remaining Life in Years | Date Placed in Service | Region
18300-Tellica Imaging LLC | 21903 | Tellica Ogden UT | 18300-Tellica Imaging LLC | 21903-Tellica Ogden UT | 18300~000000000032 | 894313 | 142559 | SITE ID: 400-788741 | 18-108 | Scanning Systems, Magnetic Res | MRI | 1768 | SIEMENS HEALTHCARE | MAGNETOM AERA | 1 | 183D21903A | TE IMAGING OGDEN | Unspecified | Non Life Support | IES | ASP_SIEMEN | 32 | 5 | 2 | 2022-05-19 | Canyons/Desert
18300-Tellica Imaging LLC | 21904 | Tellica Bountiful UT | 18300-Tellica Imaging LLC | 21904-Tellica Bountiful UT | 18300~000000000144 | 906097 | 142646 |  | 18-108 | Scanning Systems, Magnetic Res | MRI | 1769 | SIEMENS HEALTHCARE | MAGNETOM AERA | 1 | 183D21904A | TE TELLICA IMAGING BOUNTIFUL | Unspecified | Non Life Support | IES | ASP_SIEMEN | 22 | 5 | 3 | 2023-03-07 | Canyons/Desert
18300-Tellica Imaging LLC | 21908 | Tellica Nashua NH | 18300-Tellica Imaging LLC | 21908-Tellica Nashua NH | 18300~000000000242 | 922337 | 141021 |  | 18-108 | Scanning Systems, Magnetic Res | MRI | 1770 | SIEMENS HEALTHCARE | MAGNETOM AERA | 1 | 183D21908A | TE TELLICA NASHUA NH | Unspecified | Non Life Support | MG_SLV_CE | SOUTH | 7 | 5.0833 | 4.0833 | 2024-06-07 | Canyons/Desert
18300-Tellica Imaging LLC | 21909 | Tellica Manchester NH | 18300-Tellica Imaging LLC | 21909-Tellica Manchester NH | 18300~000000000239 | 922322 | 42640 |  | 18-108 | Scanning Systems, Magnetic Res | MRI | 1771 | SIEMENS HEALTHCARE | MAGNETOM AERA | 1 | 183D21909A | TELLICA MANCHESTER NH | Unspecified | Non Life Support | MG_SLV_CE | SOUTH | 7 | 5.0833 | 4.0833 | 2024-06-07 | Canyons/Desert
18300-Tellica Imaging LLC | 21902 | Tellica West Valley City UT | 18300-Tellica Imaging LLC | 21902-Tellica West Valley City UT | 18300~000000000023 | 889719 | 120249 | 501000021439514 | 13-469 | Scanning Systems, Computed Tom | CT | 1705 | SIEMENS HEALTHCARE | SOMATOM SENSATION 64 | 1 | 183D21902A | TE TELLICA IMAGING W VALLEY | Unspecified | Life Support / High Risk | MG_SLV_CE | NORTH | 36 | 5 | 2 | 2022-01-14 | Canyons/Desert
18300-Tellica Imaging LLC | 21903 | Tellica Ogden UT | 18300-Tellica Imaging LLC | 21903-Tellica Ogden UT | 18300~000000000033 | 894321 | 112180 | SITE ID: 400-786373 | 15-956 | Scanning Systems, Computed Tom | CT | 1706 | SIEMENS HEALTHCARE | SOMATOM GO | 1 | 183D21903A | TE IMAGING OGDEN | Unspecified | Life Support / High Risk | IES | ASP_SIEMEN | 32 | 5 | 2 | 2022-05-19 | Canyons/Desert
18300-Tellica Imaging LLC | 21904 | Tellica Bountiful UT | 18300-Tellica Imaging LLC | 21904-Tellica Bountiful UT | 18300~000000000111 | 906098 | 177557 |  | 15-956 | Scanning Systems, Computed Tom | CT | 1707 | SIEMENS HEALTHCARE | SOMATOM GO | 1 | 183D21904A | TE TELLICA IMAGING BOUNTIFUL | Unspecified | Life Support / High Risk | IES | ASP_SIEMEN | 22 | 5 | 3 | 2023-03-07 | Canyons/Desert
18300-Tellica Imaging LLC | 21905 | Tellica Draper UT | 18300-Tellica Imaging LLC | 21905-Tellica Draper UT | 18300~000000000212 | 917949 | 2511 |  | 15-956 | Scanning Systems, Computed Tom | CT | 1708 | SIEMENS HEALTHCARE | SOMATOM GO | 1 | 183D21905A | TE TELLICA IMAGING DRAPER | Unspecified | Life Support / High Risk | IES | ASP_SIEMEN | 12 | 5.0833 | 4.0833 | 2024-01-29 | Canyons/Desert
18300-Tellica Imaging LLC | 21908 | Tellica Nashua NH | 18300-Tellica Imaging LLC | 21908-Tellica Nashua NH | 18300~000000000232 | 922338 | 177946 |  | 15-956 | Scanning Systems, Computed Tom | CT | 1709 | SIEMENS HEALTHCARE | SOMATOM GO | 1 | 183D21908A | TE TELLICA NASHUA NH | Unspecified | Life Support / High Risk | CESS | CESS_CREW3 | 7 | 5.0833 | 4.0833 | 2024-06-07 | Canyons/Desert
18300-Tellica Imaging LLC | 21909 | Tellica Manchester NH | 18300-Tellica Imaging LLC | 21909-Tellica Manchester NH | 18300~000000000225 | 922324 | 177961 |  | 15-956 | Scanning Systems, Computed Tom | CT | 1710 | SIEMENS HEALTHCARE | SOMATOM GO | 1 | 183D21909A | TELLICA MANCHESTER NH | Unspecified | Life Support / High Risk | CESS | CESS_CREW3 | 7 | 5.0833 | 4.0833 | 2024-06-07 | Canyons/Desert

## Sheet3
Current Facility Number and Name | Current Department Number | Current Department Name | Current Asset Location Facility Number and Name | Current Asset Location Department Number and Name | Asset Code | Tag Number | Serial Number | Vendor Equipment ID | Asset Subtype Number | Asset Subtype Name | Modality | Ref # | Manufacturer Name | Model ID | # of Assets | Current Location ID | Current Location Name | Current Area ID Description | Asset Criticality Name | Current Work Order Shop | Current Work Order Crew | Age of Asset in Months | Life in Years | Remaining Life in Years | Date Placed in Service | Region
44000-Saltzer Medical Group Inc | 79604 | Nampa-South Family Medicine | 44000-Saltzer Medical Group Inc | 79604-Nampa-South Family Medicine | 44000~000000000257 | 760224 | 518807 |  | 34-698 | Scanning Systems, Ultrasonic, | Bladder Scanner | 2835 | VERATHON INCORPORATED | BLADDERSCAN BVI 3000 | 1 | 440D79604A | SZ S NAMPA FAM MED | Unspecified | Life Support / High Risk | CRMC_CE | CASSIACRW6 | 49 | 5 | 1 | 2020-12-10 | Canyons/Desert
44000-Saltzer Medical Group Inc | 79651 | Nampa-North Nephrology | 44000-Saltzer Medical Group Inc | 79651-Nampa-North Nephrology | 44000~000000000658 | 760894 | QH-5A000340 |  | 15-976 | Scanning Systems, Ultrasonic, | UltraSound | 2836 | MINDRAY NORTH AMERICA | DC-8 | 1 | 440D79651B | SZ N NAMPA OBGYN | Unspecified | Life Support / High Risk | CRMC_CE | CASSIACRW6 | 49 | 5 | 1 | 2020-12-15 | Canyons/Desert
44000-Saltzer Medical Group Inc | 79661 | Nampa-South Ophthalmology | 44000-Saltzer Medical Group Inc | 79661-Nampa-South Ophthalmology | 44000~000000001886 | 912748 | 23B8038 |  | 11-389 | Scanning Systems, Ultrasonic, | UltraSound | 2837 | KEELER INSTRUMENTS INC | ACCUTOME 4SIGHT | 1 | 440D79661A | SZ S NAMPA OPTHALMOLOGY | Unspecified | Non Life Support | CRMC_CE | CASSIACRW6 | 16 | 5 | 4 | 2023-09-28 | Canyons/Desert
44000-Saltzer Medical Group Inc | 79731 | Caldwell Urgent Care | 44000-Saltzer Medical Group Inc | 79731-Caldwell Urgent Care | 44000~000000000962 | 760047 | K5806 0312 |  | 18-431 | Radiographic Systems, Digital, | XR / RF | 1112 | CARESTREAM HEALTH INCORPORATED | DRX-ASCEND | 1 | 440D79731A | SZ CALDWELL URGENT CARE | Unspecified | Life Support / High Risk | CRMC_CE | CASSIACRW6 | 49 | 5 | 1 | 2020-12-22 | Canyons/Desert

## Sheet4
Current Facility Number and Name | Current Department Number | Current Department Name | Current Asset Location Facility Number and Name | Current Asset Location Department Number and Name | Asset Code | Tag Number | Serial Number | Vendor Equipment ID | Asset Subtype Number | Asset Subtype Name | Modality | Ref # | Manufacturer Name | Model ID | # of Assets | Current Location ID | Current Location Name | Current Area ID Description | Asset Criticality Name | Current Work Order Shop | Current Work Order Crew | Age of Asset in Months | Life in Years | Remaining Life in Years | Date Placed in Service | Region
40000-Intermountain Medical Group | 42944 | Alta View Clinic Admin | 40000-Intermountain Medical Group | 73075-Sandy Clinic | 40000~000000024041 | 855217 | E9XXXX03290 | E9XXXX03290 | 11-758 | Radiographic/Fluoroscopic Unit | C-Arms | 1590 | OEC MEDICAL SYSTEMS INC | 9900 ELITE | 1 | 400D73075A | MG ALTA VIEW CLINIC | Unspecified | Life Support / High Risk | IES | ASP_GE | 85 | 5 | 0 | 2017-12-12 | Canyons/Desert
40000-Intermountain Medical Group | 42944 | Alta View Clinic Admin | 40000-Intermountain Medical Group | 74280-Alta View Radiology | 40000~000000022340 | 824250 | K5483-0702 | IHAVCCSTXR3 | 18-431 | Radiographic Systems, Digital, | XR / RF | 1084 | CARESTREAM HEALTH INCORPORATED | DRX-ASCEND | 1 | 400D74280A | MG AV RADIOLOGY | Unspecified | Life Support / High Risk | IES | ASP_GE | 85 | 5 | 0 | 2017-12-12 | Canyons/Desert
40000-Intermountain Medical Group | 42944 | Alta View Clinic Admin | 40000-Intermountain Medical Group | 74280-Alta View Radiology | 40000~000000022339 | 824251 | K5483-0688 | IHAVCCSTXR5 | 18-431 | Radiographic Systems, Digital, | XR / RF | 1083 | CARESTREAM HEALTH INCORPORATED | DRX-ASCEND | 1 | 400D74280A | MG AV RADIOLOGY | Unspecified | Life Support / High Risk | IES | ASP_GE | 85 | 5 | 0 | 2017-12-12 | Canyons/Desert
40000-Intermountain Medical Group | 42944 | Alta View Clinic Admin | 40000-Intermountain Medical Group | 74280-Alta View Radiology | 40000~000000022338 | 824095 | K5483-0711 | IHAVCCSTXR1 | 18-431 | Radiographic Systems, Digital, | XR / RF | 1082 | CARESTREAM HEALTH INCORPORATED | DRX-ASCEND | 1 | 400D74280A | MG AV RADIOLOGY | Unspecified | Life Support / High Risk | IES | ASP_GE | 85 | 5 | 0 | 2017-12-12 | Canyons/Desert
40000-Intermountain Medical Group | 72023 | American Fork InstaCare | 40000-Intermountain Medical Group | 72023-American Fork InstaCare | 40000~000000014343 | 582795 | 7795 | IHAFUCSTWS | 18-430 | Radiographic Systems, Digital | Detector | 1002 | CARESTREAM HEALTH INCORPORATED | DRX-1 | 1 | 400D72023B | MG AMERICAN FORK INSTACARE | Radiology 2 | Life Support / High Risk | IES | ASP_GE | 126 | 7 | 0 | 2014-07-21 | Canyons/Desert
40000-Intermountain Medical Group | 74159 | American Fork MFM | 40000-Intermountain Medical Group | 74159-American Fork MFM | 40000~000000033133 | 919772 | F161089 |  | 15-976 | Scanning Systems, Ultrasonic, | UltraSound | 2733 | Unspecified | Unspecified | 1 | 400D74159A | MG AF MATERNAL FETAL MED | Exam room 2 | Non Life Support | AFH_CE | AFCREW3_CE | 14 | 5 | 4 | 2023-11-03 | Canyons/Desert
40000-Intermountain Medical Group | 40090 | American Fork Specialty Admin | 40000-Intermountain Medical Group | 74138-Utah Valley Ortho-North Valley | 40000~000000024285 | 490480 | K5240-9177 | IHUVCCSTWS1 | 18-430 | Radiographic Systems, Digital | Detector | 986 | CARESTREAM HEALTH INCORPORATED | DRX-1 | 1 | 400D74138A | MG UV ORTHOPEDICS NO VALLEY | Unspecified | Life Support / High Risk | IES | ASP_GE | 151 | 5 | 0 | 2012-07-01 | Canyons/Desert
40000-Intermountain Medical Group | 73025 | Bountiful Clinic Admin | 40000-Intermountain Medical Group | 73025-Bountiful Clinic Admin | 40000~000000022722 | 827538 | 011060 | IHBCCCSTXR1 | 18-431 | Radiographic Systems, Digital, | XR / RF | 1092 | CARESTREAM HEALTH INCORPORATED | DRX-ASCEND | 1 | 400D73025A | MG BOUNTIFUL CLINIC L1 | Common Area | Life Support / High Risk | IES | ASP_GE | 84 | 5 | 0 | 2018-01-08 | Canyons/Desert
40000-Intermountain Medical Group | 73025 | Bountiful Clinic Admin | 40000-Intermountain Medical Group | 73025-Bountiful Clinic Admin | 40000~000000022721 | 827540 | 012017 | IHBCCCSTXR2 | 18-431 | Radiographic Systems, Digital, | XR / RF | 1091 | CARESTREAM HEALTH INCORPORATED | DRX-ASCEND | 1 | 400D73025A | MG BOUNTIFUL CLINIC L1 | Common Area | Life Support / High Risk | IES | ASP_GE | 84 | 5 | 0 | 2018-01-12 | Canyons/Desert
40000-Intermountain Medical Group | 74014 | Budge Clinic GI | 40000-Intermountain Medical Group | 73069-Budge Clinic IM | 40000~000000025701 | 848303 | F92243 |  | 14-278 | Scanning Systems, Ultrasonic | UltraSound - specialty | 1869 | ECHOSENS | FIBROSCAN MINI PLUS 430 | 1 | 400D73069A | MG BUDGE CL INTERNAL MD 3RD FL | Common Area | Non Life Support | LRH_CE | LRHCREW7CE | 70 | 7 | 1 | 2019-03-28 | Canyons/Desert
40000-Intermountain Medical Group | 74011 | Budge Clinic Radiology | 40000-Intermountain Medical Group | 74011-Budge Clinic Radiology | 40000~000000016423 | 800157 | ES-3449 | ES-3449 | 11-758 | Radiographic/Fluoroscopic Unit | C-Arms | 1592 | OEC MEDICAL SYSTEMS INC | 9900 ELITE | 1 | 400D74011A | MG BUDGE CL RADIOLOGY 1ST FLR | Unspecified | Life Support / High Risk | IES | ASP_GE | 118 | 5 | 0 | 2015-03-10 | Canyons/Desert
40000-Intermountain Medical Group | 74011 | Budge Clinic Radiology | 40000-Intermountain Medical Group | 74011-Budge Clinic Radiology | 40000~000000014848 | 722094 | 8361 | IHBUCCSTWS2 | 18-430 | Radiographic Systems, Digital | Detector | 1038 | CARESTREAM HEALTH INCORPORATED | DRX-1 | 1 | 400D74011A | MG BUDGE CL RADIOLOGY 1ST FLR | Fp Main | Life Support / High Risk | IES | ASP_GE | 122 | 7 | 0 | 2014-11-11 | Canyons/Desert
40000-Intermountain Medical Group | 74011 | Budge Clinic Radiology | 40000-Intermountain Medical Group | 74011-Budge Clinic Radiology | 40000~000000006982 | 557480 | 134500039022 | IHBUCCSTWS1 | 18-430 | Radiographic Systems, Digital | Detector | 1037 | CARESTREAM HEALTH INCORPORATED | DRX-1 SYSTEM DETECTOR | 1 | 400D74011A | MG BUDGE CL RADIOLOGY 1ST FLR | Xray 2 | Life Support / High Risk | IES | ASP_GE | 133 | 5 | 0 | 2013-12-31 | Canyons/Desert
40000-Intermountain Medical Group | 74011 | Budge Clinic Radiology | 40000-Intermountain Medical Group | 74011-Budge Clinic Radiology | 40000~000000015824 | 726727 | 14000262 | IHBUCPHLXR2 | 18-430 | Radiographic Systems, Digital | XR / RF | 1039 | PHILIPS HEALTHCARE | DIGITALDIAGNOST | 1 | 400D74011A | MG BUDGE CL RADIOLOGY 1ST FLR | Fp Main | Life Support / High Risk | IES | ASP_GE | 118 | 7 | 0 | 2015-03-23 | Canyons/Desert
40000-Intermountain Medical Group | 40086 | Budge Clinic Support | 40000-Intermountain Medical Group | 74011-Budge Clinic Radiology | 40000~000000015823 | 726726 | 14000261 | IHBUCPHLXR1 | 18-430 | Radiographic Systems, Digital | XR / RF | 985 | PHILIPS HEALTHCARE | DIGITALDIAGNOST | 1 | 400D74011A | MG BUDGE CL RADIOLOGY 1ST FLR | Fp Main | Life Support / High Risk | IES | ASP_GE | 118 | 5 | 0 | 2015-03-23 | Canyons/Desert
40000-Intermountain Medical Group | 74172 | Budge Clinic Surg Specialists | 40000-Intermountain Medical Group | 74172-Budge Clinic Surg Specialists | 40000~000000005448 | 457761 | B5001347/PB001348 |  | 18-143 | Scanning Systems, Ultrasonic, | Bladder Scanner | 2747 | VERATHON INCORPORATED | BVM | 1 | 400D74172A | MG BUDGE CL ALLERGY | Common Areas | Life Support / High Risk |  |  | 174 | 5 | 0 | 2010-07-29 | Canyons/Desert
40000-Intermountain Medical Group | 74172 | Budge Clinic Surg Specialists | 40000-Intermountain Medical Group | 74172-Budge Clinic Surg Specialists | 40000~000000033469 | 919040 | CT237054 |  | 15-976 | Scanning Systems, Ultrasonic, | Bladder Scanner | 2749 | VERATHON INCORPORATED | BLADDERSCAN PRIME PLUS | 1 | 400D74172C | MG BUDGE CL UROLOGY | Unspecified | Non Life Support | LRH_CE | LRHCREW7CE | 12 | 5 | 4 | 2024-01-18 | Canyons/Desert
40000-Intermountain Medical Group | 74172 | Budge Clinic Surg Specialists | 40000-Intermountain Medical Group | 74172-Budge Clinic Surg Specialists | 40000~000000027327 | 860777 | C1512246 |  | 15-976 | Scanning Systems, Ultrasonic, | Bladder Scanner | 2748 | VERATHON INCORPORATED | BLADDERSCAN PRIME PLUS | 1 | 400D74172C | MG BUDGE CL UROLOGY | Unspecified | Non Life Support | LRH_CE | LRHCREW7CE | 58 | 5 | 0 | 2020-03-31 | Canyons/Desert
40000-Intermountain Medical Group | 74051 | Calton-Harrison Ortho-South | 40000-Intermountain Medical Group | 74051-Calton-Harrison Ortho-South | 40000~000000024895 | 845371 | 011586 | IHCHCCSTWS2 | 18-430 | Radiographic Systems, Digital | Detector | 1043 | CARESTREAM HEALTH INCORPORATED | DRX-1 | 1 | 400D74051A | MG CALTON HARRISON ORTHO SOUTH | Unspecified | Life Support / High Risk | IES | ASP_GE | 74 | 5 | 0 | 2018-11-26 | Canyons/Desert
40000-Intermountain Medical Group | 74051 | Calton-Harrison Ortho-South | 40000-Intermountain Medical Group | 74050-Calton-Harrison Ortho-North | 40000~000000024805 | 841486 | 11587 | IHCHCCSTWS1 | 18-430 | Radiographic Systems, Digital | Detector | 1042 | CARESTREAM HEALTH INCORPORATED | DRX-1 SYSTEM DETECTOR | 1 | 400D74050A | MG CALTON HARRISON ORTHO NORTH | Unspecified | Life Support / High Risk | IES | ASP_GE | 74 | 5 | 0 | 2018-11-26 | Canyons/Desert
40000-Intermountain Medical Group | 73050 | Canyons Village Medical Clinic | 40000-Intermountain Medical Group | 73050-Canyons Village Medical Clinic | 40000~000000019703 | 487994 | 1766 | IHCNCCSTWS | 18-430 | Radiographic Systems, Digital | Detector | 1018 | CARESTREAM HEALTH INCORPORATED | DRX-1 | 1 | 400D73050A | MG CANYONS VILLAGE MEDICAL CL | Unspecified | Life Support / High Risk | IES | ASP_GE | 157 | 5 | 0 | 2011-12-06 | Canyons/Desert
40000-Intermountain Medical Group | 73050 | Canyons Village Medical Clinic | 40000-Intermountain Medical Group | 73050-Canyons Village Medical Clinic | 40000~000000027178 | 487997 | 0499 | IHCNCCSTWS1 | 18-430 | Radiographic Systems, Digital | Portable | 1019 | CARESTREAM HEALTH INCORPORATED | DRXM51 | 1 | 400D73050A | MG CANYONS VILLAGE MEDICAL CL | Unspecified | Run to Fail | IES | ASP_GE | 156 | 5 | 0 | 2012-01-10 | Canyons/Desert
40000-Intermountain Medical Group | 73076 | Central Orem Clinic | 40000-Intermountain Medical Group | 73076-Central Orem Clinic | 40000~000000026397 | 854671 | K58042088 | IHCOCCSTXR | 18-431 | Radiographic Systems, Digital, | XR / RF | 1100 | CARESTREAM HEALTH INCORPORATED | DRX-ASCEND | 1 | 400D73076A | MG CENTRAL OREM CLINIC SUITE A | Unspecified | Life Support / High Risk | IES | ASP_GE | 64 | 5 | 0 | 2019-09-17 | Canyons/Desert
15400-Intermountain Medical Center | 31502 | Clinical Nutrition | 40000-Intermountain Medical Group | 74079-Intrmtn Urological Institute | 15400~000000034878 | 343982 | 06113026 |  | 34-698 | Scanning Systems, Ultrasonic, | Bladder Scanner | 2550 | VERATHON INCORPORATED | BLADDERSCAN BVI 3000 | 1 | 400D74079A | MG UROLOGICAL INST STE 720 | Common Area | Life Support / High Risk | IMC_CE | IMCCECLI | 225 | 5 | 0 | 2006-04-20 | Canyons/Desert
15400-Intermountain Medical Center | 31502 | Clinical Nutrition | 40000-Intermountain Medical Group | 74079-Intrmtn Urological Institute | 15400~000000017613 | 453048 | 1910138 | IHURCBKMUS | 14-278 | Scanning Systems, Ultrasonic | UltraSound | 1854 | BK MEDICAL LLC | 2102A-HAWK | 1 | 400D74079A | MG UROLOGICAL INST STE 720 | Common Area | Life Support / High Risk | IES | ASP_GE | 165 | 5 | 0 | 2011-04-05 | Canyons/Desert
40000-Intermountain Medical Group | 42943 | Cottonwood Administration | 40000-Intermountain Medical Group | 72013-Cottonwood Instacare | 40000~000000018116 | 807838 | QRAD-16R-0245 | IHCWUQUAXR | 17-174 | Radiographic Systems, Film | XR / RF | 1119 | QUANTUM MEDICAL IMAGING | Q-RAD DS-4 | 1 | 400D72013A | MG COTTONWOOD INSTACARE | Murray Instacare Radiol | Life Support / High Risk | IES | ASP_GE | 107 | 7 | 0 | 2016-03-01 | Canyons/Desert
40000-Intermountain Medical Group | 73084 | Draper Clinic | 40000-Intermountain Medical Group | 73084-Draper Clinic | 40000~000000014742 | 721031 | 8231 | IHDRUCSTWS | 18-430 | Radiographic Systems, Digital | Detector | 1032 | CARESTREAM HEALTH INCORPORATED | DRX-1 | 1 | 400D73084A | MG DRAPER CLINIC | Unspecified | Life Support / High Risk | IES | ASP_GE | 125 | 7 | 0 | 2014-08-04 | Canyons/Desert
14400-Utah Valley Hospital | 20602 | Electrocardiology - EKG | 40000-Intermountain Medical Group | 74152-Utah Valley Rock Canyon Peds | 14400~000000005864 | 433951 | 03B54F | IHUVCPHLUS1 | 17-422 | Scanning Systems, Ultrasonic, | UltraSound | 2366 | PHILIPS HEALTHCARE | IE33 | 1 | 400D74152A | MG UTAH VALLEY ROCKCANYON PEDS | Unspecified | Life Support / High Risk | IES | ASP_GE | 175 | 7 | 0 | 2010-06-27 | Canyons/Desert
40000-Intermountain Medical Group | 73068 | Ephraim Clinic | 40000-Intermountain Medical Group | 73068-Ephraim Clinic | 40000~000000016796 | 804072 | 8732 | IHPSCCSTWS3 | 18-430 | Radiographic Systems, Digital | Detector | 1025 | CARESTREAM HEALTH INCORPORATED | DRX-1 | 1 | 400D73068A | MG EPHRAIM CLINIC | Unspecified | Life Support / High Risk | IES | ASP_GE | 116 | 7 | 0 | 2015-05-19 | Canyons/Desert
40000-Intermountain Medical Group | 72040 | Heber Instacare | 40000-Intermountain Medical Group | 73067-Heber Valley Clinic | 40000~000000022935 | 828793 | 001041 | IHHVCCSTXR | 18-431 | Radiographic Systems, Digital, | XR / RF | 1089 | CARESTREAM HEALTH INCORPORATED | DRX-ASCEND | 1 | 400D73067A | MG HEBER VALLEY CLINIC | Heber Valley Clinic | Life Support / High Risk | IES | ASP_GE | 83 | 5 | 0 | 2018-02-19 | Canyons/Desert
40000-Intermountain Medical Group | 74240 | Heber Valley Specialty Clinic | 40000-Intermountain Medical Group | 74115-Park City Specialty Clinic | 40000~000000005582 | 445328 | B4007949 |  | 34-698 | Scanning Systems, Ultrasonic, | Bladder Scanner | 2771 | VERATHON INCORPORATED | BLADDERSCAN BVI 9400 | 1 | 400D74115A | MG PARK CITY SPECIALTY CLINIC | Unspecified | Life Support / High Risk | PKMC_CE | PKCREW1_CE | 169 | 5 | 0 | 2010-12-30 | Canyons/Desert
40000-Intermountain Medical Group | 72012 | Holladay Instacare | 40000-Intermountain Medical Group | 72012-Holladay Instacare | 40000~000000021684 | 827646 | 10774 | IHHDUCSTWS | 18-430 | Radiographic Systems, Digital | Detector | 991 | CARESTREAM HEALTH INCORPORATED | DRX-1 | 1 | 400D72012A | MG HOLLADAY INSTACARE | Unspecified | Life Support / High Risk | IES | ASP_GE | 88 | 5 | 0 | 2017-09-29 | Canyons/Desert
12600-St George Regional Hospital | 21001 | Imaging Administration | 40000-Intermountain Medical Group | 72002-River Road Instacare | 12600~000000015218 | 819642 | 7B48000205 | IHRRUMNDUS | 18-143 | Scanning Systems, Ultrasonic, | UltraSound | 2018 | MINDRAY NORTH AMERICA | M9 | 1 | 400D72002A | MG RIVER ROAD INSTACARE | Unspecified | Life Support / High Risk | IES | ASP_GE | 90 | 5 | 0 | 2017-07-19 | Canyons/Desert
13000-Logan Regional Hospital | 21001 | Imaging Administration | 40000-Intermountain Medical Group | 73091-Park City Mtn Medical Clinic | 13000~000000002948 | 487993 | 25052 | IHPCCCSTWS | 18-430 | Radiographic Systems, Digital | Detector | 904 | CARESTREAM HEALTH INCORPORATED | DRX-1 | 1 | 400D73091A | MG PARK CITY MOUNTAIN RES CLIN | Unspecified | Life Support / High Risk | IES | ASP_GE | 154 | 5 | 0 | 2012-03-27 | Canyons/Desert
40000-Intermountain Medical Group | 74113 | Intrmtn Heart Rhythm Specialst | 40000-Intermountain Medical Group | 74113-Intrmtn Heart Rhythm Specialst | 40000~000000034271 | 924336 | 618B4114 |  | 15-976 | Scanning Systems, Ultrasonic, | UltraSound | 2705 | PHILIPS HEALTHCARE | EPIQ 7C | 1 | 400D74113A | MG HEART INST HEART RHYTHM 510 | Unspecified | Life Support / High Risk | IES | ASP_GE | 5 | 5 | 5 | 2024-08-05 | Canyons/Desert
40000-Intermountain Medical Group | 74127 | Intrmtn Neurosciences Institut | 40000-Intermountain Medical Group | 74127-Intrmtn Neurosciences Institut | 40000~000000015493 | 728066 | B4301095 |  | 34-698 | Scanning Systems, Ultrasonic, | Bladder Scanner | 2715 | VERATHON INCORPORATED | BLADDERSCAN BVI 9400 | 1 | 400D74127A | MG NEURO CLINIC SOT STE 810 | Unspecified | Life Support / High Risk | IMC_CE | IMCCECLI | 119 | 5 | 0 | 2015-02-27 | Canyons/Desert
40000-Intermountain Medical Group | 74079 | Intrmtn Urological Institute | 40000-Intermountain Medical Group | 74079-Intrmtn Urological Institute | 40000~000000016233 | 732083 | B4301628 |  | 34-698 | Scanning Systems, Ultrasonic, | Bladder Scanner | 2687 | VERATHON INCORPORATED | BLADDERSCAN BVI 9400 | 1 | 400D74079A | MG UROLOGICAL INST STE 720 | Common Area | Life Support / High Risk | IMC_CE | IMCCECLI | 117 | 5 | 0 | 2015-04-14 | Canyons/Desert
40000-Intermountain Medical Group | 74079 | Intrmtn Urological Institute | 40000-Intermountain Medical Group | 74079-Intrmtn Urological Institute | 40000~000000005593 | 442615 | B4008424 |  | 34-698 | Scanning Systems, Ultrasonic, | Bladder Scanner | 2686 | VERATHON INCORPORATED | BLADDERSCAN BVI 9400 | 1 | 400D74079A | MG UROLOGICAL INST STE 720 | Unspecified | Life Support / High Risk | IMC_CE | IMCCECLI | 168 | 5 | 0 | 2011-01-20 | Canyons/Desert
40000-Intermountain Medical Group | 74079 | Intrmtn Urological Institute | 40000-Intermountain Medical Group | 74079-Intrmtn Urological Institute | 40000~000000035146 | 929473 | 2007640 |  | 14-278 | Scanning Systems, Ultrasonic | UltraSound | 1871 | BK MEDICAL LLC | bk3000 | 1 | 400D74079A | MG UROLOGICAL INST STE 720 | Unspecified | Non Life Support | IMC_CE | IMCCECLI | 1 | 5 | 5 | 2024-12-23 | Canyons/Desert
40000-Intermountain Medical Group | 74079 | Intrmtn Urological Institute | 40000-Intermountain Medical Group | 74079-Intrmtn Urological Institute | 40000~000000004634 | 369838 | 000237 | IHMCHPHLCA7 | 11-758 | Radiographic/Fluoroscopic Unit | C-Arms | 1595 | PHILIPS HEALTHCARE | BV PULSERA | 1 | 400D74079A | MG UROLOGICAL INST STE 720 | Unspecified | Life Support / High Risk | IES | ASP_GE | 192 | 5 | 0 | 2009-01-13 | Canyons/Desert
40000-Intermountain Medical Group | 73083 | Kaysville Creekside Clinic | 40000-Intermountain Medical Group | 73083-Kaysville Creekside Clinic | 40000~000000015495 | 721746 | 8233 | IHKYCCSTWS | 18-430 | Radiographic Systems, Digital | Detector | 1030 | CARESTREAM HEALTH INCORPORATED | DRX-1 | 1 | 400D73083A | MG KAYSVILLE CREEKSIDE CLINIC | X-RAY | Life Support / High Risk | IES | ASP_GE | 118 | 7 | 0 | 2015-03-23 | Canyons/Desert
12600-St George Regional Hospital | 14001 | Labor and Delivery Rooms | 40000-Intermountain Medical Group | 74005-Southern Utah Neurosciences | 12600~000000004488 | 490498 | 03VKKV | IHRKCSNSUS | 18-143 | Scanning Systems, Ultrasonic, | UltraSound | 1981 | SONOSITE INCORPORATED | EDGE | 1 | 400D74005A | MG SO UTAH NEUROSCIENCES INST | Southern UT Neuroscience Inst | Run to Fail | CESS | CESS_CREW3 | 138 | 5 | 0 | 2013-08-01 | Canyons/Desert
40000-Intermountain Medical Group | 73072 | Layton Clinic | 40000-Intermountain Medical Group | 73072-Layton Clinic | 40000~000000024912 | 845666 | 011599 | IHLYCCSTWS | 18-430 | Radiographic Systems, Digital | Detector | 1026 | CARESTREAM HEALTH INCORPORATED | DRX-1 | 1 | 400D73072A | MG LAYTON CLINIC | Unspecified | Life Support / High Risk | IES | ASP_GE | 73 | 5 | 0 | 2018-12-03 | Canyons/Desert
40000-Intermountain Medical Group | 42945 | Layton PW Administration | 40000-Intermountain Medical Group | 73072-Layton Clinic | 40000~000000021284 | 820984 | 30304 | IHLYCCSTXR | 18-431 | Radiographic Systems, Digital, | XR / RF | 1086 | CARESTREAM HEALTH INCORPORATED | DRX-ASCEND | 1 | 400D73072A | MG LAYTON CLINIC | Common Areas | Life Support / High Risk | IES | ASP_GE | 88 | 5 | 0 | 2017-09-05 | Canyons/Desert
40000-Intermountain Medical Group | 73103 | Lehi Clinic | 40000-Intermountain Medical Group | 72078-Lehi Instacare | 40000~000000023903 | 846983 | QRAD-18N-04042 | IHLEUCSTXR | 18-431 | Radiographic Systems, Digital, | XR / RF | 1102 | CARESTREAM HEALTH INCORPORATED | DRX-ASCEND | 1 | 400D72078A | MG LEHI INSTACARE | Unspecified | Life Support / High Risk | IES | ASP_GE | 78 | 5 | 0 | 2018-07-19 | Canyons/Desert
40000-Intermountain Medical Group | 72001 | Logan Instacare | 40000-Intermountain Medical Group | 72001-Logan Instacare | 40000~000000021421 | 820456 | K5483-0664 | IHLGUCSTXR | 18-431 | Radiographic Systems, Digital, | XR / RF | 1087 | CARESTREAM HEALTH INCORPORATED | DRX-ASCEND | 1 | 400D72001A | MG LOGAN INSTACARE A | Common Area | Life Support / High Risk | IES | ASP_GE | 90 | 5 | 0 | 2017-07-31 | Canyons/Desert
40000-Intermountain Medical Group | 74013 | Logan Regional Orthopedics | 40000-Intermountain Medical Group | 74013-Logan Regional Orthopedics | 40000~000000003350 | 289345 | 1295 | OEC861140 | 11-758 | Radiographic/Fluoroscopic Unit | C-Arms | 1593 | OEC MEDICAL SYSTEMS INC | MINI 6800 | 1 | 400D74013A | MG BUDGE CLINIC ORTHOPEDICS | Common Area | Life Support / High Risk | IES | ASP_GE | 249 | 10 | 0 | 2004-04-27 | Canyons/Desert
40000-Intermountain Medical Group | 73003 | Manti Family Clinic | 40000-Intermountain Medical Group | 73003-Manti Family Clinic | 40000~000000005493 | 447855 | 1612858 | IHMACQUAXR | 17-174 | Radiographic Systems, Film | XR / RF | 1121 | QUANTUM MEDICAL IMAGING | Q-RAD DS-4 | 1 | 400D73003A | MG MANTI CLINIC | FP Manti Clinic | Life Support / High Risk | IES | ASP_GE | 170 | 5 | 0 | 2010-11-15 | Canyons/Desert
40000-Intermountain Medical Group | 74055 | McKay-Dee ENT Clinic | 40000-Intermountain Medical Group | 74055-McKay-Dee ENT Clinic | 40000~000000005344 | 418375 | MINICAT00298 | S/N MINICAT 00298 | 24-311 | Scanning Systems, Computed Tom | CT - ENT | 1712 | XORAN TECHNOLOGIES INCORPORATED | MINICAT | 1 | 400D74055A | MG MCKAY DEE ENT STE 2645 | Mckay Dee Ent | Life Support / High Risk | IES | ASP_XORAN | 176 | 5 | 0 | 2010-05-11 | Canyons/Desert
40000-Intermountain Medical Group | 74057 | McKay-Dee Foot and Ankle Clinc | 40000-Intermountain Medical Group | 74057-McKay-Dee Foot and Ankle Clinc | 40000~000000024792 | 841080 | K58044382 |  | 18-430 | Radiographic Systems, Digital | Detector | 1044 | CARESTREAM HEALTH INCORPORATED | DRX-1 SYSTEM DETECTOR | 1 | 400D74057A | MG MK FOOT AND ANKLE STE 2835 | Ste2835MckayDeeFootAnkleCl | Life Support / High Risk | IES | ASP_GE | 74 | 5 | 0 | 2018-11-19 | Canyons/Desert
40000-Intermountain Medical Group | 74057 | McKay-Dee Foot and Ankle Clinc | 40000-Intermountain Medical Group | 74057-McKay-Dee Foot and Ankle Clinc | 40000~000000032564 | 910202 | 10065 |  | 18-430 | Radiographic Systems, Digital | Digital Detector Upgrade | 1045 | CARESTREAM HEALTH INCORPORATED | DRX-TS | 1 | 400D74057A | MG MK FOOT AND ANKLE STE 2835 | Ste2835FootAnkleClSte3630 | Run to Fail | MKDHC_CE | MKDCRW11CE | 18 | 5 | 3 | 2023-07-07 | Canyons/Desert
40000-Intermountain Medical Group | 74242 | McKay-Dee Gastroenterology | 40000-Intermountain Medical Group | 74242-McKay-Dee Gastroenterology | 40000~000000032070 | 906261 | F82144 |  | 14-278 | Scanning Systems, Ultrasonic | UltraSound - specialty | 1878 | ECHOSENS | FIBROSCAN COMPACT 530 | 1 | 400D74242A | MG MK GASTROENTEROLOGY CLINIC | Unspecified | Non Life Support | MKDHC_CE | MKDCREW5CE | 23 | 10 | 8 | 2023-02-27 | Canyons/Desert
40000-Intermountain Medical Group | 74177 | McKay-Dee Ortho and Sports Med | 40000-Intermountain Medical Group | 74177-McKay-Dee Ortho and Sports Med | 40000~000000034287 | 923083 | SW0133 |  | 11-758 | Radiographic/Fluoroscopic Unit | C-Arms | 1599 | ORTHOSCAN INCORPORATED | DI MINI 1000-0005 | 1 | 400D74177A | MG MCKAY DEE ORTHO SPORTS MED | Unspecified | Non Life Support | IES | ASP_ORTHOS | 7 | 5 | 4 | 2024-06-25 | Canyons/Desert
40000-Intermountain Medical Group | 74177 | McKay-Dee Ortho and Sports Med | 40000-Intermountain Medical Group | 74049-Summit Orthopedics | 40000~000000019753 | 811794 | K4579-3105 | IHMKCCSTXR | 18-431 | Radiographic Systems, Digital, | XR / RF | 1108 | CARESTREAM HEALTH INCORPORATED | DRX-ASCEND | 1 | 400D74049A | MG MK ORTHOPEDICS STE 2600 | Unspecified | Life Support / High Risk | IES | ASP_GE | 101 | 7 | 0 | 2016-08-31 | Canyons/Desert
40000-Intermountain Medical Group | 73038 | Medical Tower FP | 40000-Intermountain Medical Group | 73036-Cottonwood Family Medicine | 40000~000000023237 | 828788 | 9234 | IHCWCCSTXR | 18-431 | Radiographic Systems, Digital, | XR / RF | 1094 | CARESTREAM HEALTH INCORPORATED | DRX-ASCEND | 1 | 400D73036A | MG COTTONWOOD FAMILY PRACTICE | Unspecified | Life Support / High Risk | IES | ASP_GE | 81 | 5 | 0 | 2018-04-04 | Canyons/Desert
40000-Intermountain Medical Group | 73074 | Memorial Clinic Admin | 40000-Intermountain Medical Group | 73074-Memorial Clinic Admin | 40000~000000020519 | 815502 | 030129 | IHMMCCSTXR | 18-431 | Radiographic Systems, Digital, | XR / RF | 1099 | CARESTREAM HEALTH INCORPORATED | DRX-ASCEND | 1 | 400D73074A | MG MEMORIAL CLINIC ADMIN | Common Area | Life Support / High Risk | IES | ASP_GE | 97 | 5 | 0 | 2016-12-19 | Canyons/Desert
40000-Intermountain Medical Group | 73004 | Moroni Clinic | 40000-Intermountain Medical Group | 73004-Moroni Clinic | 40000~000000020821 | 816054 | QRAD20202 | IHMRCQUAXR | 17-174 | Radiographic Systems, Film | XR / RF | 1122 | QUANTUM MEDICAL IMAGING | Q-RAD DS-4 | 1 | 400D73004A | MG MORONI CLINIC | Common Area | Life Support / High Risk | IES | ASP_GE | 97 | 5 | 0 | 2016-12-28 | Canyons/Desert
40000-Intermountain Medical Group | 77010 | Murray Workmed | 40000-Intermountain Medical Group | 77010-Murray Workmed | 40000~000000034304 | 213667 | 0305H4 | IHDXHSNSUS1 | 18-143 | Scanning Systems, Ultrasonic, | UltraSound | 2808 | SONOSITE INCORPORATED | 180 PLUS | 1 | 400D77010A | MG WORKMED MURRAY | Murray Work Med | Run to Fail | MG_SLV_CE | SOUTH | 270 | 5 | 0 | 2002-08-01 | Canyons/Desert
40000-Intermountain Medical Group | 77010 | Murray Workmed | 40000-Intermountain Medical Group | 77010-Murray Workmed | 40000~000000006169 | 511776 | QG400-12G-0703 | IHWMCQUAXR | 17-174 | Radiographic Systems, Film | XR / RF | 1133 | QUANTUM MEDICAL IMAGING | Q-RAD DS-4 | 1 | 400D77010A | MG WORKMED MURRAY | Murray Work Med | Life Support / High Risk | IES | ASP_GE | 149 | 7 | 0 | 2012-08-20 | Canyons/Desert
40000-Intermountain Medical Group | 77010 | Murray Workmed | 40000-Intermountain Medical Group | 77010-Murray Workmed | 40000~000000016792 | 806410 | 8649 | IHPSCCSTWS2 | 18-430 | Radiographic Systems, Digital | Detector | 1067 | CARESTREAM HEALTH INCORPORATED | DRX-1 | 1 | 400D77010A | MG WORKMED MURRAY | Unspecified | Life Support / High Risk | IES | ASP_GE | 118 | 7 | 0 | 2015-03-18 | Canyons/Desert
40000-Intermountain Medical Group | 73020 | North Ogden Clinic | 40000-Intermountain Medical Group | 74058-Wasatch OB-GYN | 40000~000000003883 | 299057 | 302219 | IHWGCSIEUS | 15-976 | Scanning Systems, Ultrasonic, | UltraSound | 2627 | SIEMENS HEALTHCARE | SONOLINE G40 | 1 | 400D74058A | MG MK WASATCH OBGYN STE 4815 | Wasatch Ob Procedure Rm | Life Support / High Risk | IES | ASP_GE | 221 | 5 | 0 | 2006-08-18 | Canyons/Desert
40000-Intermountain Medical Group | 73020 | North Ogden Clinic | 40000-Intermountain Medical Group | 73020-North Ogden Clinic | 40000~000000006621 | 548758 | 007325 | IHNGCCSTWS1 | 18-430 | Radiographic Systems, Digital | Detector | 1009 | CARESTREAM HEALTH INCORPORATED | DRX-1 | 1 | 400D73020A | MG N OG FAMILY PRAC CLINIC | Radiology | Life Support / High Risk | IES | ASP_GE | 141 | 7 | 0 | 2013-04-30 | Canyons/Desert
40000-Intermountain Medical Group | 73020 | North Ogden Clinic | 40000-Intermountain Medical Group | 73020-North Ogden Clinic | 40000~000000018169 | 808145 | 9351 | IHNGCCSTWS2 | 18-430 | Radiographic Systems, Digital | Detector | 1011 | CARESTREAM HEALTH INCORPORATED | DRX-1 | 1 | 400D73020A | MG N OG FAMILY PRAC CLINIC | Rad | Life Support / High Risk | IES | ASP_GE | 106 | 7 | 0 | 2016-03-31 | Canyons/Desert
40000-Intermountain Medical Group | 73030 | North Temple Clinic | 40000-Intermountain Medical Group | 73074-Memorial Clinic Admin | 40000~000000016795 | 804070 | 8729 | IHMMCCSTWS | 18-430 | Radiographic Systems, Digital | Detector | 1016 | CARESTREAM HEALTH INCORPORATED | DRX-1 | 1 | 400D73074A | MG MEMORIAL CLINIC ADMIN | Unspecified | Life Support / High Risk | IES | ASP_GE | 116 | 7 | 0 | 2015-05-19 | Canyons/Desert
40000-Intermountain Medical Group | 73030 | North Temple Clinic | 40000-Intermountain Medical Group | 73030-North Temple Clinic | 40000~000000021688 | 822595 | 006035 | IHNTCCSTXR | 18-431 | Radiographic Systems, Digital, | XR / RF | 1093 | CARESTREAM HEALTH INCORPORATED | DRX-ASCEND | 1 | 400D73030A | MG NORTH TEMPLE CLINIC | Unspecified | Life Support / High Risk | IES | ASP_GE | 89 | 5 | 0 | 2017-08-08 | Canyons/Desert
40000-Intermountain Medical Group | 77008 | Orem Workmed | 40000-Intermountain Medical Group | 77008-Orem Workmed | 40000~000000025990 | 849907 | K58041840 | IHWRCCSTXR | 18-431 | Radiographic Systems, Digital, | XR / RF | 1111 | CARESTREAM HEALTH INCORPORATED | DRX-ASCEND | 1 | 400D77008A | MG WORKMED OREM | Back Office | Life Support / High Risk | IES | ASP_GE | 67 | 5 | 0 | 2019-06-05 | Canyons/Desert
40000-Intermountain Medical Group | 74078 | Ortho Specialty Group - LDSH | 40000-Intermountain Medical Group | 74078-Ortho Specialty Group - LDSH | 40000~000000016794 | 806409 | 8650 | IHPSCCSTWS1 | 18-430 | Radiographic Systems, Digital | Detector | 1048 | CARESTREAM HEALTH INCORPORATED | DRX-1 | 1 | 400D74078A | MG AVENUES SPECIALTY ORTHO L1 | Common Area | Life Support / High Risk | IES | ASP_GE | 118 | 7 | 0 | 2015-03-18 | Canyons/Desert
40000-Intermountain Medical Group | 74107 | Ortho Specialty Group-IMC | 40000-Intermountain Medical Group | 74107-Ortho Specialty Group-IMC | 40000~000000019559 | 810928 | 009462 | IHPSCCSTWS4 | 18-430 | Radiographic Systems, Digital | Detector | 1051 | CARESTREAM HEALTH INCORPORATED | DRX-1 | 1 | 400D74107A | MG ORTHO SPEC GROUP IM STE 430 | Unspecified | Life Support / High Risk | IES | ASP_GE | 103 | 7 | 0 | 2016-06-22 | Canyons/Desert
40000-Intermountain Medical Group | 74108 | Ortho Specialty Group-Riverton | 40000-Intermountain Medical Group | 74108-Ortho Specialty Group-Riverton | 40000~000000019630 | 811008 | QRAD-16R-0638 | IHPSCCSTXR | 18-431 | Radiographic Systems, Digital, | XR / RF | 1105 | CARESTREAM HEALTH INCORPORATED | DRX-ASCEND | 1 | 400D74108A | MG ORTHO SPECIALTY GROUP RV | Unspecified | Life Support / High Risk | IES | ASP_GE | 103 | 7 | 0 | 2016-06-28 | Canyons/Desert
40000-Intermountain Medical Group | 74108 | Ortho Specialty Group-Riverton | 40000-Intermountain Medical Group | 74108-Ortho Specialty Group-Riverton | 40000~000000019629 | 811007 | 09488 | IHPSCCSTWS5 | 18-430 | Radiographic Systems, Digital | Detector | 1053 | CARESTREAM HEALTH INCORPORATED | DRX-1 | 1 | 400D74108A | MG ORTHO SPECIALTY GROUP RV | Ortho Specialty Grp - Riverton | Life Support / High Risk | IES | ASP_GE | 103 | 7 | 0 | 2016-06-27 | Canyons/Desert
40000-Intermountain Medical Group | 74099 | Ortho Specialty Group-TOSH | 40000-Intermountain Medical Group | 74099-Ortho Specialty Group-TOSH | 40000~000000033904 | 920449 | QG50G-07D-0402 |  | 17-174 | Radiographic Systems, Film | XR / RF | 1127 | QUANTUM MEDICAL IMAGING | Q-RAD DS-4 | 1 | 400D74099A | MG ORTHO SPCLTY GROUP TOSH A | Unspecified | Life Support / High Risk | IES | ASP_GE | 10 | 5 | 4 | 2024-04-01 | Canyons/Desert
40000-Intermountain Medical Group | 74099 | Ortho Specialty Group-TOSH | 40000-Intermountain Medical Group | 74099-Ortho Specialty Group-TOSH | 40000~000000033906 |  |  |  | 17-174 | Radiographic Systems, Film | XR / RF | 1128 | QUANTUM MEDICAL IMAGING | Q-RAD DS-4 | 1 | 400D74099A | MG ORTHO SPCLTY GROUP TOSH A | Unspecified | Life Support / High Risk | IES | ASP_GE | 10 | 5 | 4 | 2024-04-01 | Canyons/Desert
40000-Intermountain Medical Group | 74099 | Ortho Specialty Group-TOSH | 40000-Intermountain Medical Group | 74099-Ortho Specialty Group-TOSH | 40000~000000033907 |  |  |  | 17-174 | Radiographic Systems, Film | XR / RF | 1129 | QUANTUM MEDICAL IMAGING | Q-RAD DS-4 | 1 | 400D74099A | MG ORTHO SPCLTY GROUP TOSH A | Unspecified | Life Support / High Risk | IES | ASP_GE | 10 | 5 | 4 | 2024-04-01 | Canyons/Desert
40000-Intermountain Medical Group | 74099 | Ortho Specialty Group-TOSH | 40000-Intermountain Medical Group | 74099-Ortho Specialty Group-TOSH | 40000~000000033908 |  |  |  | 17-174 | Radiographic Systems, Film | XR / RF | 1130 | QUANTUM MEDICAL IMAGING | Q-RAD DS-4 | 1 | 400D74099A | MG ORTHO SPCLTY GROUP TOSH A | Unspecified | Life Support / High Risk | IES | ASP_GE | 10 | 5 | 4 | 2024-04-01 | Canyons/Desert
37000-The Orthopedic Specialty Hosp | 11501 | Orthopedics | 40000-Intermountain Medical Group | 32215-Clinical Engineering | 37000~000000001708 | 442650 | B4008530 |  | 34-698 | Scanning Systems, Ultrasonic, | Bladder Scanner | 2589 | VERATHON INCORPORATED | BLADDERSCAN BVI 9400 | 1 | 400D32215A | MG SLV CLINICAL ENGINEERING | Unspecified | Life Support / High Risk | TOSH_CE | TSHCREW2CE | 168 | 5 | 0 | 2011-01-25 | Canyons/Desert
40000-Intermountain Medical Group | 72037 | Park City Bonanza Instacare | 40000-Intermountain Medical Group | 72037-Park City Bonanza Instacare | 40000~000000015077 | 800064 | QG50G2-14N-1002 | IHPCUQUAXR | 17-174 | Radiographic Systems, Film | XR / RF | 1120 | QUANTUM MEDICAL IMAGING | Q-RAD DS-4 | 1 | 400D72037A | MG PARK CITY BONANZA INSTACARE | Unspecified | Life Support / High Risk | IES | ASP_GE | 123 | 7 | 0 | 2014-10-10 | Canyons/Desert
40000-Intermountain Medical Group | 72037 | Park City Bonanza Instacare | 40000-Intermountain Medical Group | 72037-Park City Bonanza Instacare | 40000~000000020838 | 817562 | 010367 | IHPCUCSTWS | 18-430 | Radiographic Systems, Digital | Detector | 1004 | CARESTREAM HEALTH INCORPORATED | DRX-1 | 1 | 400D72037A | MG PARK CITY BONANZA INSTACARE | Common Area | Life Support / High Risk | IES | ASP_GE | 93 | 5 | 0 | 2017-04-04 | Canyons/Desert
40000-Intermountain Medical Group | 73049 | Park City Clinic- Round Valley | 40000-Intermountain Medical Group | 74053-Snowbasin Clinic | 40000~000000024976 | 843903 | QRAD-18R-11013 | IHPCCCSTXR | 18-431 | Radiographic Systems, Digital, | XR / RF | 1097 | CARESTREAM HEALTH INCORPORATED | DRX-ASCEND | 1 | 400D74053A | MG SNOWBASIN CLINIC | Unspecified | Life Support / High Risk | IES | ASP_GE | 73 | 5 | 0 | 2018-12-07 | Canyons/Desert
40000-Intermountain Medical Group | 74117 | Park City East | 40000-Intermountain Medical Group | 74115-Park City Specialty Clinic | 40000~000000011498 | 492737 | 1908068 | IHPCCBKMUS2 | 14-278 | Scanning Systems, Ultrasonic | UltraSound | 1873 | BK MEDICAL LLC | 2102A-HAWK | 1 | 400D74115A | MG PARK CITY SPECIALTY CLINIC | Unspecified | Life Support / High Risk | IES | ASP_GE | 155 | 5 | 0 | 2012-02-13 | Canyons/Desert
40000-Intermountain Medical Group | 74115 | Park City Specialty Clinic | 40000-Intermountain Medical Group | 74115-Park City Specialty Clinic | 40000~000000030163 | 884686 | C1519392 |  | 15-976 | Scanning Systems, Ultrasonic, | Bladder Scanner | 2712 | VERATHON INCORPORATED | BLADDERSCAN PRIME PLUS | 1 | 400D74115A | MG PARK CITY SPECIALTY CLINIC | Blue Staff Space | Non Life Support | PKMC_CE | PKCREW1_CE | 43 | 5 | 1 | 2021-06-25 | Canyons/Desert
40000-Intermountain Medical Group | 74115 | Park City Specialty Clinic | 40000-Intermountain Medical Group | 74115-Park City Specialty Clinic | 40000~000000014260 | 732326 | B4019840 |  | 34-698 | Scanning Systems, Ultrasonic, | Bladder Scanner | 2709 | VERATHON INCORPORATED | BLADDERSCAN BVI 9400 | 1 | 400D74115A | MG PARK CITY SPECIALTY CLINIC | Unspecified | Life Support / High Risk | PKMC_CE | PKCREW1_CE | 130 | 5 | 0 | 2014-03-31 | Canyons/Desert
40000-Intermountain Medical Group | 74115 | Park City Specialty Clinic | 40000-Intermountain Medical Group | 74115-Park City Specialty Clinic | 40000~000000005592 | 446175 | 1908068 |  | 14-278 | Scanning Systems, Ultrasonic | UltraSound | 1872 | BK MEDICAL LLC | 2102A-HAWK | 1 | 400D74115A | MG PARK CITY SPECIALTY CLINIC | Common Area | Life Support / High Risk | PKMC_CE | PKCREW1_CE | 167 | 5 | 0 | 2011-02-24 | Canyons/Desert
40000-Intermountain Medical Group | 72038 | Payson Instacare | 40000-Intermountain Medical Group | 72038-Payson Instacare | 40000~000000029094 | 452115 | LKNVBKF | IHLDHKONCR1 | 17-904 | Digital Imaging Systems, Compu | CR | 282 | KONICA MINOLTA MEDICAL IMAGING USA INC | XPRESS E | 1 | 400D72038A | MG PAYSON INSTACARE | Unspecified | Non Life Support | IES | ASP_GE | 188 | 5 | 0 | 2009-05-14 | Canyons/Desert
14600-Cedar City Hospital | 25501 | Radiation Center | 40000-Intermountain Medical Group | 74036-Southwest Regional Cancer Clin | 14600~000000000099 | 306884 | 1189 | S/N 1189 | 12-364 | Linear Accelerators | Linear Accelerators | 591 | VARIAN MEDICAL SYSTEMS INCORPORATED | CLINAC 21EX | 1 | 400D74036B | MG SW REG CANCER CLNC CEDR CTY | SouthwestReg CancerCedarCity | Life Support / High Risk | IES | ASP_VARIAN | 136 | 5 | 0 | 2013-10-01 | Canyons/Desert
12600-St George Regional Hospital | 21101 | Radiology | 40000-Intermountain Medical Group | 73031-South Jordan Clinic | 12600~000000003339 | 457494 | LKPVXAL | IHSJCKONCR | 17-904 | Digital Imaging Systems, Compu | CR | 264 | KONICA MINOLTA MEDICAL IMAGING USA INC | XPRESS E | 1 | 400D73031A | MG SOUTH JORDAN CLINIC | Common Area | Non Life Support | IES | ASP_GE | 185 | 5 | 0 | 2009-09-01 | Canyons/Desert
12800-LDS Hospital | 21101 | Radiology | 40000-Intermountain Medical Group | 74130-Avenues Specialty Clinic Admin | 12800~000000008020 | 286447 | 82-2925 | OEC822925 | 11-758 | Radiographic/Fluoroscopic Unit | C-Arms | 1468 | OEC MEDICAL SYSTEMS INC | 9800 | 1 | 400D74130E | MG AVENUES SPECIALTY SURGERY L | Unspecified | Life Support / High Risk | IES | ASP_GE | 247 | 5 | 0 | 2004-06-02 | Canyons/Desert
14800-Heber Valley Hospital | 21101 | Radiology | 40000-Intermountain Medical Group | 72013-Cottonwood Instacare | 14800~000000001894 |  |  |  | 17-174 | Radiographic Systems, Film | XR / RF | 1118 | QUANTUM MEDICAL IMAGING | Q-RAD DS-4 | 1 | 400D72013A | MG COTTONWOOD INSTACARE | Murray Instacare Radiol | Life Support / High Risk | IES | ASP_GE | 107 | 7 | 0 | 2016-03-01 | Canyons/Desert
12600-St George Regional Hospital | 21101 | Radiology | 40000-Intermountain Medical Group | 73013-Hurricane Valley Clinic | 12600~000000011598 | 490458 | 2UA0401B9P | IHCCCCSTWS5 | 18-430 | Radiographic Systems, Digital | Detector | 894 | CARESTREAM HEALTH INCORPORATED | DRX-1 | 1 | 400D73013A | MG HURRICANE VALLEY CLINIC | Unspecified | Life Support / High Risk | IES | ASP_GE | 156 | 5 | 0 | 2012-01-23 | Canyons/Desert
13000-Logan Regional Hospital | 21101 | Radiology | 40000-Intermountain Medical Group | 73050-Canyons Village Medical Clinic | 13000~000000003000 | 487995 | 2039 | IHLRHCSTWS | 18-430 | Radiographic Systems, Digital | Detector | 910 | CARESTREAM HEALTH INCORPORATED | DRX-1 | 1 | 400D73050A | MG CANYONS VILLAGE MEDICAL CL | Unspecified | Life Support / High Risk | IES | ASP_GE | 154 | 5 | 0 | 2012-03-26 | Canyons/Desert
40000-Intermountain Medical Group | 73021 | Roy Clinic | 40000-Intermountain Medical Group | 73021-Roy Clinic | 40000~000000027649 | 890289 | IHHRCCSTXR | IHHRCCSTXR | 18-431 | Radiographic Systems, Digital, | XR / RF | 1090 | CARESTREAM HEALTH INCORPORATED | DRX-ASCEND | 1 | 400D73021A | MG ROY CLINIC | Radiology | Life Support / High Risk | IES | ASP_CAREST | 56 | 5 | 0 | 2020-05-13 | Canyons/Desert
40000-Intermountain Medical Group | 72008 | Roy Instacare | 40000-Intermountain Medical Group | 73021-Roy Clinic | 40000~000000019712 | 811424 | 030019 | IHHRCCSTXR | 18-431 | Radiographic Systems, Digital, | XR / RF | 1088 | CARESTREAM HEALTH INCORPORATED | DRX-ASCEND | 1 | 400D73021A | MG ROY CLINIC | Unspecified | Life Support / High Risk | IES | ASP_GE | 101 | 7 | 0 | 2016-08-25 | Canyons/Desert
40000-Intermountain Medical Group | 74135 | Salt Lake Clinic - Radiology | 40000-Intermountain Medical Group | 74223-SL Clinic - Physical Medicine | 40000~000000005942 | 483173 | ES-2205 | ES-2205 | 11-758 | Radiographic/Fluoroscopic Unit | C-Arms | 1598 | OEC MEDICAL SYSTEMS INC | 9900 ELITE | 1 | 400D74223A | MG SL CLINIC PHYSICAL MEDICINE | Unspecified | Life Support / High Risk | IES | ASP_GE | 145 | 5 | 0 | 2012-12-31 | Canyons/Desert
40000-Intermountain Medical Group | 74135 | Salt Lake Clinic - Radiology | 40000-Intermountain Medical Group | 74135-Salt Lake Clinic - Radiology | 40000~000000005144 | 457637 | OECES1162 | OECES1162 | 11-758 | Radiographic/Fluoroscopic Unit | C-Arms | 1597 | OEC MEDICAL SYSTEMS INC | 9900 ELITE | 1 | 400D74135A | MG SL CLINIC RADIOLOGY 1ST FLR | Common Area | Life Support / High Risk | IES | ASP_GE | 181 | 5 | 0 | 2009-12-23 | Canyons/Desert
40000-Intermountain Medical Group | 74174 | Salt Lake Clinic Admin | 40000-Intermountain Medical Group | 74220-SL Clinic - Ophthalmology | 40000~000000005962 | 502408 | 3377 |  | 11-389 | Scanning Systems, Ultrasonic, | UltraSound | 2753 | QUANTEL MEDICAL | AVISO A/B | 1 | 400D74220A | MG SL CLINIC OPHTHALMOLOGY | Ophthal L4 Eye Lane 6 | Life Support / High Risk | MG_SLV_CE | NORTH | 156 | 5 | 0 | 2012-01-13 | Canyons/Desert
40000-Intermountain Medical Group | 74174 | Salt Lake Clinic Admin | 40000-Intermountain Medical Group | 74225-SL Clinic - Urology | 40000~000000006457 | 523981 | 5002216 | IHSCCBKMUS1 | 14-278 | Scanning Systems, Ultrasonic | UltraSound | 1876 | BK MEDICAL LLC | 2102A-HAWK | 1 | 400D74225A | MG SL CLINIC UROLOGY | Exam 6 | Life Support / High Risk | MG_SLV_CE | NORTH | 145 | 5 | 0 | 2012-12-31 | Canyons/Desert
40000-Intermountain Medical Group | 74174 | Salt Lake Clinic Admin | 40000-Intermountain Medical Group | 74135-Salt Lake Clinic - Radiology | 40000~000000005959 | 524791 | C006410Y22 | IHSCCPHLXR1 | 16-597 | Radiographic/Fluoroscopic Syst | Cath Labs | 1426 | PHILIPS HEALTHCARE | ALLURA XPER X-RAY SYSTEM | 1 | 400D74135A | MG SL CLINIC RADIOLOGY 1ST FLR | Radiology FL1 | Life Support / High Risk | IES | ASP_GE | 145 | 5 | 0 | 2012-12-31 | Canyons/Desert
40000-Intermountain Medical Group | 74174 | Salt Lake Clinic Admin | 40000-Intermountain Medical Group | 74135-Salt Lake Clinic - Radiology | 40000~000000005958 | 524792 | C006445Y22 | IHSCCPHLXR2 | 16-597 | Radiographic/Fluoroscopic Syst | Cath Labs | 1425 | PHILIPS HEALTHCARE | ALLURA XPER X-RAY SYSTEM | 1 | 400D74135A | MG SL CLINIC RADIOLOGY 1ST FLR | L2 | Life Support / High Risk | IES | ASP_GE | 145 | 5 | 0 | 2012-12-31 | Canyons/Desert
40000-Intermountain Medical Group | 74174 | Salt Lake Clinic Admin | 40000-Intermountain Medical Group | 74135-Salt Lake Clinic - Radiology | 40000~000000006070 | 514349 | 002683 | IHSCCCSTWS3 | 18-430 | Radiographic Systems, Digital | Detector | 1060 | CARESTREAM HEALTH INCORPORATED | DRX-1 SYSTEM DETECTOR | 1 | 400D74135A | MG SL CLINIC RADIOLOGY 1ST FLR | Xray | Life Support / High Risk | IES | ASP_GE | 145 | 5 | 0 | 2012-12-31 | Canyons/Desert
40000-Intermountain Medical Group | 74174 | Salt Lake Clinic Admin | 40000-Intermountain Medical Group | 74135-Salt Lake Clinic - Radiology | 40000~000000006072 | 514345 | 002691 | IHSCCCSTWS1 | 18-430 | Radiographic Systems, Digital | Detector | 1061 | CARESTREAM HEALTH INCORPORATED | DRX-1 SYSTEM DETECTOR | 1 | 400D74135A | MG SL CLINIC RADIOLOGY 1ST FLR | Xray | Life Support / High Risk | IES | ASP_GE | 145 | 5 | 0 | 2012-12-31 | Canyons/Desert
40000-Intermountain Medical Group | 77006 | Salt Lake Workmed | 40000-Intermountain Medical Group | 77006-Salt Lake Workmed | 40000~000000014438 | 585143 | 2UA4032302 | 801314CR1 | 16-885 | Radiographic/Fluoroscopic Syst | CR | 1427 | KONICA MINOLTA MEDICAL IMAGING USA INC | REGIUS 110 | 1 | 400D77006A | MG WORKMED SALT LAKE | Common Area | Life Support / High Risk | IES | ASP_GE | 129 | 5 | 0 | 2014-04-30 | Canyons/Desert
40000-Intermountain Medical Group | 74096 | Sandy OB-GYN - England | 40000-Intermountain Medical Group | 72002-River Road Instacare | 40000~000000013021 | 457292 | LKBXH8K | 06764197 | 17-904 | Digital Imaging Systems, Compu | CR | 286 | KONICA MINOLTA MEDICAL IMAGING USA INC | XPRESS E | 1 | 400D72002A | MG RIVER ROAD INSTACARE | Radiology | Non Life Support | IES | ASP_GE | 164 | 5 | 0 | 2011-05-23 | Canyons/Desert
40000-Intermountain Medical Group | 74096 | Sandy OB-GYN - England | 40000-Intermountain Medical Group | 32312-Facility Support | 40000~000000008475 | 132556 | UNK | AM1272009 | 17-174 | Radiographic Systems, Film | XR / RF | 1126 | SIEMENS HEALTHCARE | AXIOM MULTIX TOP | 1 | 400D32312A | MG MED GROUP SUPPORT OFFICE | Radiology 1 Oc | Life Support / High Risk |  |  | 421 | 5 | 0 | 1990-01-01 | Canyons/Desert
40000-Intermountain Medical Group | 72022 | Saratoga Springs Instacare | 40000-Intermountain Medical Group | 72022-Saratoga Springs Instacare | 40000~000000024793 | 841219 | 011588 | IHSSUCSTWS | 18-430 | Radiographic Systems, Digital | Detector | 1000 | CARESTREAM HEALTH INCORPORATED | DRX-1 | 1 | 400D72022A | MG SARATOGA SPRINGS INSTACARE | Unspecified | Life Support / High Risk | IES | ASP_GE | 74 | 5 | 0 | 2018-11-26 | Canyons/Desert
40000-Intermountain Medical Group | 74211 | SL Clinic - Cardiology | 40000-Intermountain Medical Group | 74211-SL Clinic - Cardiology | 40000~000000026071 | 850501 | US519B1383 | IHSCCPHLUS4 | 15-976 | Scanning Systems, Ultrasonic, | UltraSound | 2760 | PHILIPS HEALTHCARE | EPIQ 7C | 1 | 400D74211A | MG SL CLINIC CARDIOLOGY | Unspecified | Life Support / High Risk | IES | ASP_GE | 67 | 5 | 0 | 2019-07-01 | Canyons/Desert
40000-Intermountain Medical Group | 74226 | SL Clinic - ENT | 40000-Intermountain Medical Group | 74226-SL Clinic - ENT | 40000~000000014339 | 166919 | 1620506 |  | 15-976 | Scanning Systems, Ultrasonic, | UltraSound | 2766 | BK MEDICAL LLC | HAWK 2102 EXL | 1 | 400D74226A | MG SL CLINIC ENT | Unspecified | Life Support / High Risk | MG_SLV_CE | NORTH | 126 | 5 | 0 | 2014-07-18 | Canyons/Desert
40000-Intermountain Medical Group | 73080 | SL Clinic - Family and Int Med | 40000-Intermountain Medical Group | 74225-SL Clinic - Urology | 40000~000000021050 | 917841 | BP003868 |  | 34-698 | Scanning Systems, Ultrasonic, | Bladder Scanner | 2643 | VERATHON INCORPORATED | BLADDERSCAN PRIME | 1 | 400D74225A | MG SL CLINIC UROLOGY | Unspecified | Life Support / High Risk | MG_SLV_CE | NORTH | 92 | 5 | 0 | 2017-05-26 | Canyons/Desert
40000-Intermountain Medical Group | 74225 | SL Clinic - Urology | 40000-Intermountain Medical Group | 73080-SL Clinic - Family and Int Med | 40000~000000031119 | 761963 | ST306160 |  | 34-698 | Scanning Systems, Ultrasonic, | Bladder Scanner | 2765 | VERATHON INCORPORATED | BLADDERSCAN BVI 6100 | 1 | 400D73080C | MG SL CLINIC INTERNAL MED | Unspecified | Life Support / High Risk | MG_SLV_CE | NORTH | 28 | 5 | 3 | 2022-09-27 | Canyons/Desert
40000-Intermountain Medical Group | 74053 | Snowbasin Clinic | 40000-Intermountain Medical Group | 74053-Snowbasin Clinic | 40000~000000014246 | 582756 | 120250013 | IHSBCKONCR | 16-885 | Radiographic/Fluoroscopic Syst | CR | 1424 | KONICA MINOLTA MEDICAL IMAGING USA INC | REGIUS 210 | 1 | 400D74053A | MG SNOWBASIN CLINIC | Unspecified | Life Support / High Risk | IES | ASP_GE | 127 | 5 | 0 | 2014-06-05 | Canyons/Desert
40000-Intermountain Medical Group | 74053 | Snowbasin Clinic | 40000-Intermountain Medical Group | 74053-Snowbasin Clinic | 40000~000000005520 | 445514 | QG400-10J-0903 | IHSBCQUAXR | 17-174 | Radiographic Systems, Film | XR / RF | 1125 | QUANTUM MEDICAL IMAGING | Q-RAD DS-4 | 1 | 400D74053A | MG SNOWBASIN CLINIC | Unspecified | Life Support / High Risk | IES | ASP_GE | 171 | 5 | 0 | 2010-10-19 | Canyons/Desert
40000-Intermountain Medical Group | 73010 | South Cache Valley Clinic | 40000-Intermountain Medical Group | 73010-South Cache Valley Clinic | 40000~000000005400 | 454221 | 2UA6201S17 | IHCVCKONCR | 17-904 | Digital Imaging Systems, Compu | CR | 283 | KONICA MINOLTA MEDICAL IMAGING USA INC | NANO A CLASS | 1 | 400D73010A | MG SOUTH CACHE VALLEY CLINIC | Unspecified | Non Life Support | IES | ASP_GE | 176 | 5 | 0 | 2010-06-01 | Canyons/Desert
40000-Intermountain Medical Group | 73031 | South Jordan Clinic | 40000-Intermountain Medical Group | 73031-South Jordan Clinic | 40000~000000005498 | 436915 | UNKNOWN | IHSJCQUAXR | 17-174 | Radiographic Systems, Film | XR / RF | 1123 | QUANTUM MEDICAL IMAGING | Q-RAD DS-4 | 1 | 400D73031A | MG SOUTH JORDAN CLINIC | Radiol Common Area | Life Support / High Risk | IES | ASP_GE | 170 | 5 | 0 | 2010-11-15 | Canyons/Desert
40000-Intermountain Medical Group | 77017 | South Jordan WorkMed | 40000-Intermountain Medical Group | 77017-South Jordan WorkMed | 40000~000000016828 | 806012 | 8654 | IHSJCCSTWS | 18-430 | Radiographic Systems, Digital | Detector | 1069 | CARESTREAM HEALTH INCORPORATED | DRX-1 | 1 | 400D77017A | MG SOUTH JORDAN WORKMED | Unspecified | Life Support / High Risk | IES | ASP_GE | 121 | 7 | 0 | 2014-12-23 | Canyons/Desert
40000-Intermountain Medical Group | 73022 | South Ogden Clinic | 40000-Intermountain Medical Group | 73022-South Ogden Clinic | 40000~000000024677 | 846892 | 8037681D | IHSGCCSTWS | 18-430 | Radiographic Systems, Digital | Detector | 1014 | CARESTREAM HEALTH INCORPORATED | DRX-1 | 1 | 400D73022A | MG SOUTH OGDEN CLINIC | Unspecified | Life Support / High Risk | IES | ASP_GE | 75 | 5 | 0 | 2018-10-25 | Canyons/Desert
40000-Intermountain Medical Group | 73042 | South Sandy Clinic | 40000-Intermountain Medical Group | 73042-South Sandy Clinic | 40000~000000005504 | 434960 | UNKNOWN | IHSACQUAXR | 17-174 | Radiographic Systems, Film | XR / RF | 1124 | QUANTUM MEDICAL IMAGING | Q-RAD DS-4 | 1 | 400D73042A | MG SOUTH SANDY CLINIC | Radiology | Life Support / High Risk | IES | ASP_GE | 171 | 5 | 0 | 2010-10-04 | Canyons/Desert
40000-Intermountain Medical Group | 73042 | South Sandy Clinic | 40000-Intermountain Medical Group | 73042-South Sandy Clinic | 40000~000000018390 | 808097 | 9374 | IHSACCSTWS | 18-430 | Radiographic Systems, Digital | Detector | 1017 | CARESTREAM HEALTH INCORPORATED | DRX-1 | 1 | 400D73042A | MG SOUTH SANDY CLINIC | Common Areas | Life Support / High Risk | IES | ASP_GE | 105 | 7 | 0 | 2016-04-29 | Canyons/Desert
40000-Intermountain Medical Group | 74231 | Southern Utah Ortho Sports Med | 40000-Intermountain Medical Group | 74231-Southern Utah Ortho Sports Med | 40000~000000018068 | 808548 | QG50G2-16R-0208 | IHSUCCSTXR | 18-431 | Radiographic Systems, Digital, | XR / RF | 1109 | CARESTREAM HEALTH INCORPORATED | DRX-ASCEND | 1 | 400D74231A | MG SOUTHERN UTAH ORTHOPEDICS | Unspecified | Life Support / High Risk | IES | ASP_GE | 106 | 7 | 0 | 2016-03-18 | Canyons/Desert
40000-Intermountain Medical Group | 73046 | Southridge Clinic Pediatrics | 40000-Intermountain Medical Group | 73046-Southridge Clinic Pediatrics | 40000~000000017955 | 807283 | 9265 | IHSRCCSTXR | 18-431 | Radiographic Systems, Digital, | XR / RF | 1095 | CARESTREAM HEALTH INCORPORATED | DRX-ASCEND | 1 | 400D73046A | MG SOUTHRIDGE PEDIATRICS | Unspecified | Life Support / High Risk | IES | ASP_GE | 107 | 5 | 0 | 2016-03-01 | Canyons/Desert
40000-Intermountain Medical Group | 74352 | Southridge Eye Care | 40000-Intermountain Medical Group | 74352-Southridge Eye Care | 40000~000000020876 | 818593 | ESXXXX03825 | ESXXXX03825 | 11-758 | Radiographic/Fluoroscopic Unit | C-Arms | 1602 | OEC MEDICAL SYSTEMS INC | 9900 ELITE | 1 | 400D74352A | MG RV SRIDGE EYE CARE | Unspecified | Life Support / High Risk | IES | ASP_GE | 103 | 5 | 0 | 2016-06-28 | Canyons/Desert
40000-Intermountain Medical Group | 72016 | Southridge Instacare | 40000-Intermountain Medical Group | 72016-Southridge Instacare | 40000~000000024806 | 845635 | 011589 | IHSRUCSTWS | 18-430 | Radiographic Systems, Digital | Detector | 998 | CARESTREAM HEALTH INCORPORATED | DRX-1 | 1 | 400D72016A | MG SOUTHRIDGE INSTACARE | Unspecified | Life Support / High Risk | IES | ASP_GE | 74 | 5 | 0 | 2018-11-26 | Canyons/Desert
40000-Intermountain Medical Group | 74169 | Southridge Surgical Spec | 40000-Intermountain Medical Group | 74169-Southridge Surgical Spec | 40000~000000005284 | 407659 | B4005636 |  | 34-698 | Scanning Systems, Ultrasonic, | Bladder Scanner | 2734 | VERATHON INCORPORATED | BLADDERSCAN BVI 9400 | 1 | 400D74169A | MG SOUTHRIDGE CLINIC SURG SPEC | Ste270 ENT Common Area | Life Support / High Risk | RH_CE | RVHCREW3CE | 179 | 5 | 0 | 2010-02-09 | Canyons/Desert
40000-Intermountain Medical Group | 74169 | Southridge Surgical Spec | 40000-Intermountain Medical Group | 74169-Southridge Surgical Spec | 40000~000000005087 | 412028 | 03GJ95 | IHSRCSNSUS | 14-278 | Scanning Systems, Ultrasonic | UltraSound | 1875 | SONOSITE INCORPORATED | M-TURBO | 1 | 400D74169A | MG SOUTHRIDGE CLINIC SURG SPEC | Ste270 ENT Common Area | Run to Fail | CESS | CESS_CREW3 | 186 | 5 | 0 | 2009-08-01 | Canyons/Desert
40000-Intermountain Medical Group | 74023 | Southwest Cardiology-St George | 40000-Intermountain Medical Group | 74023-Southwest Cardiology-St George | 40000~000000028239 | 331499 | 02RP7R | IHDXHPHLUS4 | 17-422 | Scanning Systems, Ultrasonic, | UltraSound | 2656 | PHILIPS HEALTHCARE | IE33 | 1 | 400D74023A | MG SW CARDIO ST GEORGE | Southwest Cardiology | Life Support / High Risk | IES | ASP_GE | 208 | 5 | 0 | 2007-09-17 | Canyons/Desert
40000-Intermountain Medical Group | 74023 | Southwest Cardiology-St George | 40000-Intermountain Medical Group | 74023-Southwest Cardiology-St George | 40000~000000028147 | 535145 | B0G2K2 | IHMCHPHLUS31 | 17-422 | Scanning Systems, Ultrasonic, | UltraSound | 2655 | PHILIPS HEALTHCARE | IE33 | 1 | 400D74023A | MG SW CARDIO ST GEORGE | Unspecified | Life Support / High Risk | IES | ASP_GE | 142 | 5 | 0 | 2013-03-17 | Canyons/Desert
40000-Intermountain Medical Group | 74026 | Southwest Ortho and Sports Med | 40000-Intermountain Medical Group | 74026-Southwest Ortho and Sports Med | 40000~000000021160 | 819528 | 5J1059 | IHSWCORTCA | 18-435 | Radiographic/Fluoroscopic Unit | C-Arms | 1594 | ORTHOSCAN INCORPORATED | ORTHOSCAN FD | 1 | 400D74026A | MG SW ORTHO SPORTS MED STE 120 | Unspecified | Life Support / High Risk | IES | ASP_GE | 90 | 7 | 0 | 2017-07-07 | Canyons/Desert
40000-Intermountain Medical Group | 74038 | Southwest Rheumatology Assoc | 40000-Intermountain Medical Group | 74038-Southwest Rheumatology Assoc | 40000~000000026975 | 267442 | 034F62-10 | 034F62 | 18-143 | Scanning Systems, Ultrasonic, | UltraSound | 2664 | SONOSITE INCORPORATED | 180 PLUS | 1 | 400D74038A | MG RIVER RD RHEUMATOLOGY | Unspecified | Run to Fail | CESS | CESS_CREW3 | 236 | 5 | 0 | 2005-06-01 | Canyons/Desert
40000-Intermountain Medical Group | 72025 | Spanish Fork Instacare | 40000-Intermountain Medical Group | 74334-Spanish Fork Ortho Sports Med | 40000~000000029376 | 880070 | QGDIGDRX-20R-0417 | IHSCCCSTXR3 | 18-430 | Radiographic Systems, Digital | Detector | 1003 | CARESTREAM HEALTH INCORPORATED | DRX-1 | 1 | 400D74334A | MG SPANISH FORK ORTHO SPRTS MD | Unspecified | Life Support / High Risk | IES | ASP_GE | 45 | 5 | 1 | 2021-04-05 | Canyons/Desert
40000-Intermountain Medical Group | 74334 | Spanish Fork Ortho Sports Med | 40000-Intermountain Medical Group | 74334-Spanish Fork Ortho Sports Med | 40000~000000029375 | 880071 | QGDIGDRX-20R-0416 | IHSCCCSTXR2 | 18-431 | Radiographic Systems, Digital, | XR / RF | 1110 | CARESTREAM HEALTH INCORPORATED | DRX-ASCEND | 1 | 400D74334A | MG SPANISH FORK ORTHO SPRTS MD | Unspecified | Life Support / High Risk | IES | ASP_GE | 45 | 5 | 1 | 2021-04-05 | Canyons/Desert
40000-Intermountain Medical Group | 74019 | Sports Med Specialists - Bntfl | 40000-Intermountain Medical Group | 74019-Sports Med Specialists - Bntfl | 40000~000000020409 | 817563 | K5481-9632 | IHSMCCSTXR | 18-431 | Radiographic Systems, Digital, | XR / RF | 1103 | CARESTREAM HEALTH INCORPORATED | DRX-ASCEND | 1 | 400D74019A | MG SPORTS MED SPEC BOUNTIFUL | Common Area | Life Support / High Risk | IES | ASP_GE | 99 | 7 | 0 | 2016-10-24 | Canyons/Desert
40000-Intermountain Medical Group | 73063 | Springville Clinic | 40000-Intermountain Medical Group | 72025-Spanish Fork Instacare | 40000~000000021276 | 821019 | 30285 | IHSEUCSTXR | 18-431 | Radiographic Systems, Digital, | XR / RF | 1098 | CARESTREAM HEALTH INCORPORATED | DRX-ASCEND | 1 | 400D72025B | MG SPANISH FORK INSTACARE | Unspecified | Life Support / High Risk | IES | ASP_GE | 90 | 5 | 0 | 2017-07-24 | Canyons/Desert
40000-Intermountain Medical Group | 77009 | Springville Workmed | 40000-Intermountain Medical Group | 77009-Springville Workmed | 40000~000000033645 | 408264 | SGD0900141 | IHDXHPHLUS7 | 15-976 | Scanning Systems, Ultrasonic, | UltraSound | 2807 | PHILIPS HEALTHCARE | CX50 | 1 | 400D77009A | MG WORKMED SPRINGVILLE | Common Area | Life Support / High Risk | IES | ASP_GE | 170 | 5 | 0 | 2010-12-01 | Canyons/Desert
40000-Intermountain Medical Group | 77003 | St George Workmed | 40000-Intermountain Medical Group | 77003-St George Workmed | 40000~000000011737 | 490649 | 2UA3050MLZ |  | 17-904 | Digital Imaging Systems, Compu | CR | 287 | KONICA MINOLTA MEDICAL IMAGING USA INC | IMAGEPILOT SIGMA 25 | 1 | 400D77003A | MG WORKMED ST GEORGE | WorkMed Common Area | Non Life Support | IES | ASP_GE | 141 | 5 | 0 | 2013-04-15 | Canyons/Desert
40000-Intermountain Medical Group | 72005 | Sunset Instacare | 40000-Intermountain Medical Group | 72005-Sunset Instacare | 40000~000000020440 | 818793 | K5800-8534 | IHSTUCSTWS | 18-430 | Radiographic Systems, Digital | Detector | 990 | CARESTREAM HEALTH INCORPORATED | DRX-1 | 1 | 400D72005A | MG SUNSET INSTACARE | Common Area | Life Support / High Risk | IES | ASP_GE | 97 | 7 | 0 | 2016-12-20 | Canyons/Desert
40000-Intermountain Medical Group | 72015 | Taylorsville Instacare | 40000-Intermountain Medical Group | 72015-Taylorsville Instacare | 40000~000000000446 | 577401 | 7865 | IHTYUCSTWS2 | 18-430 | Radiographic Systems, Digital | Detector | 993 | CARESTREAM HEALTH INCORPORATED | DRX-1 | 1 | 400D72015A | MG TAYLORSVILLE INSTACARE | Radiol Xray Room 1 | Life Support / High Risk | IES | ASP_GE | 131 | 5 | 0 | 2014-02-12 | Canyons/Desert
40000-Intermountain Medical Group | 72015 | Taylorsville Instacare | 40000-Intermountain Medical Group | 72015-Taylorsville Instacare | 40000~000000000445 | 577400 | 140300039576 | IHTYUCSTDR2 | 18-430 | Radiographic Systems, Digital | Detector | 992 | CARESTREAM HEALTH INCORPORATED | DRX-1 SYSTEM DETECTOR | 1 | 400D72015A | MG TAYLORSVILLE INSTACARE | Radiol Xray Room 1 | Life Support / High Risk | IES | ASP_GE | 131 | 7 | 0 | 2014-02-10 | Canyons/Desert
40000-Intermountain Medical Group | 72015 | Taylorsville Instacare | 40000-Intermountain Medical Group | 72015-Taylorsville Instacare | 40000~000000000447 | 578549 | 140300039606 | IHTYUCSTWS3 | 18-430 | Radiographic Systems, Digital | Detector | 994 | CARESTREAM HEALTH INCORPORATED | DRX-1 SYSTEM DETECTOR | 1 | 400D72015A | MG TAYLORSVILLE INSTACARE | Radiol Xray Room 2 | Life Support / High Risk | IES | ASP_GE | 131 | 7 | 0 | 2014-02-18 | Canyons/Desert
40000-Intermountain Medical Group | 74028 | Urological Institute-Cedar Cty | 40000-Intermountain Medical Group | 74028-Urological Institute-Cedar Cty | 40000~000000007196 | 558576 | B4015579 |  | 34-698 | Scanning Systems, Ultrasonic, | Bladder Scanner | 2658 | VERATHON INCORPORATED | BLADDERSCAN BVI 9400 | 1 | 400D74028A | MG UROLOGICAL INSTITUTE CEDAR | Southwest Urology, Cedar | Life Support / High Risk | SGRH_CE | SGRHCREW5 | 138 | 5 | 0 | 2013-07-31 | Canyons/Desert
40000-Intermountain Medical Group | 74237 | Urological Institute-Span Fork | 40000-Intermountain Medical Group | 74269-Utah Valley Urology Clinics | 40000~000000029176 | 878911 | C1516622 |  | 15-976 | Scanning Systems, Ultrasonic, | Bladder Scanner | 2770 | VERATHON INCORPORATED | BLADDERSCAN PRIME PLUS | 1 | 400D74269B | MG UVC UROLOGY CLINIC 7D | Unspecified | Non Life Support | UVH_CE | UVCREW3_CE | 46 | 5 | 1 | 2021-03-09 | Canyons/Desert
40000-Intermountain Medical Group | 74031 | Urological Institute-St George | 40000-Intermountain Medical Group | 74031-Urological Institute-St George | 40000~000000031058 | 896234 | C1523912 |  | 15-976 | Scanning Systems, Ultrasonic, | Bladder Scanner | 2662 | VERATHON INCORPORATED | BLADDERSCAN PRIME PLUS | 1 | 400D74031A | MG UROLOGICAL INSTITUTE ST GEO | Unspecified | Non Life Support | SGRH_CE | SGRHCREW1 | 30 | 5 | 3 | 2022-07-22 | Canyons/Desert
40000-Intermountain Medical Group | 74031 | Urological Institute-St George | 40000-Intermountain Medical Group | 74031-Urological Institute-St George | 40000~000000015525 | 445263 | B4008898 |  | 34-698 | Scanning Systems, Ultrasonic, | Bladder Scanner | 2661 | VERATHON INCORPORATED | BLADDERSCAN BVI 9400 | 1 | 400D74031A | MG UROLOGICAL INSTITUTE ST GEO | Southwest Urology | Life Support / High Risk | SGRH_CE | SGRHCREW1 | 160 | 5 | 0 | 2011-10-01 | Canyons/Desert
40000-Intermountain Medical Group | 73112 | USU Student Health Center | 40000-Intermountain Medical Group | 73112-USU Student Health Center | 40000~000000006042 | 537748 | QG402-12D-0402 | IHWDCQUAXR | 16-602 | X-Ray Generators | XR / RF | 3874 | CARESTREAM HEALTH INCORPORATED | QUEST HF SERIES | 1 | 400D73112A | MG USU STUDENT HEALTH CENTER | Unspecified | Life Support / High Risk | IES | ASP_GE | 151 | 7 | 0 | 2012-06-08 | Canyons/Desert
40000-Intermountain Medical Group | 73112 | USU Student Health Center | 40000-Intermountain Medical Group | 73112-USU Student Health Center | 40000~000000000448 | 578550 | 007863 | IHTYUCSTWS4 | 18-430 | Radiographic Systems, Digital | Detector | 1033 | CARESTREAM HEALTH INCORPORATED | DRX-1 | 1 | 400D73112A | MG USU STUDENT HEALTH CENTER | Common Areas | Life Support / High Risk | IES | ASP_GE | 131 | 5 | 0 | 2014-02-20 | Canyons/Desert
40000-Intermountain Medical Group | 40083 | Utah Valley Administration | 40000-Intermountain Medical Group | 74160-Summit Womens Center | 40000~000000023466 | 830166 | C1502066 |  | 34-698 | Scanning Systems, Ultrasonic, | Bladder Scanner | 2606 | VERATHON INCORPORATED | BLADDERSCAN PRIME | 1 | 400D74160B | MG UVC SUMMIT WOMENS CENTER | Unspecified | Life Support / High Risk | UVH_CE | UVCREW3_CE | 80 | 5 | 0 | 2018-05-17 | Canyons/Desert
40000-Intermountain Medical Group | 40083 | Utah Valley Administration | 40000-Intermountain Medical Group | 74152-Utah Valley Rock Canyon Peds | 40000~000000022715 | 826832 | 5010248 | IHUVCBKMUS | 14-278 | Scanning Systems, Ultrasonic | UltraSound | 1868 | BK MEDICAL LLC | 2102A-HAWK | 1 | 400D74152A | MG UTAH VALLEY ROCKCANYON PEDS | Unspecified | Life Support / High Risk | IES | ASP_GE | 87 | 5 | 0 | 2017-10-16 | Canyons/Desert
40000-Intermountain Medical Group | 40083 | Utah Valley Administration | 40000-Intermountain Medical Group | 72024-Utah Valley Instacare | 40000~000000022710 | 826192 | 30382 | IHUVUCSTXR2 | 18-431 | Radiographic Systems, Digital, | XR / RF | 1081 | CARESTREAM HEALTH INCORPORATED | DRX-ASCEND | 1 | 400D72024A | MG UTAH VALLEY INSTACARE | Common Area | Life Support / High Risk | IES | ASP_GE | 86 | 5 | 0 | 2017-11-06 | Canyons/Desert
40000-Intermountain Medical Group | 40083 | Utah Valley Administration | 40000-Intermountain Medical Group | 72024-Utah Valley Instacare | 40000~000000022709 | 826191 | 30375 | IHUVUCSTXR1 | 18-431 | Radiographic Systems, Digital, | XR / RF | 1080 | CARESTREAM HEALTH INCORPORATED | DRX-ASCEND | 1 | 400D72024A | MG UTAH VALLEY INSTACARE | Unspecified | Life Support / High Risk | IES | ASP_GE | 86 | 5 | 0 | 2017-11-06 | Canyons/Desert
40000-Intermountain Medical Group | 74152 | Utah Valley Rock Canyon Peds | 40000-Intermountain Medical Group | 74152-Utah Valley Rock Canyon Peds | 40000~000000023335 | 828463 | C1501351 |  | 15-976 | Scanning Systems, Ultrasonic, | Bladder Scanner | 2727 | VERATHON INCORPORATED | BLADDERSCAN PRIME PLUS | 1 | 400D74152B | MG UVC ROCK CANYON PEDS SPC 7C | Unspecified | Non Life Support | UVH_CE | UVCREW3_CE | 82 | 5 | 0 | 2018-03-22 | Canyons/Desert
40000-Intermountain Medical Group | 74139 | Utah Valley Sports Medicine | 40000-Intermountain Medical Group | 74139-Utah Valley Sports Medicine | 40000~000000024115 | 835574 | 006035 | IHUVCCSTXR | 18-431 | Radiographic Systems, Digital, | XR / RF | 1106 | CARESTREAM HEALTH INCORPORATED | DRX-ASCEND | 1 | 400D74139A | MG UV SPORTS MEDICINE | Unspecified | Life Support / High Risk | IES | ASP_GE | 77 | 5 | 0 | 2018-08-06 | Canyons/Desert
40000-Intermountain Medical Group | 74269 | Utah Valley Urology Clinics | 40000-Intermountain Medical Group | 74269-Utah Valley Urology Clinics | 40000~000000030759 | 892778 | C1522851 |  | 15-976 | Scanning Systems, Ultrasonic, | Bladder Scanner | 2786 | VERATHON INCORPORATED | BLADDERSCAN PRIME PLUS | 1 | 400D74269B | MG UVC UROLOGY CLINIC 7D | Standby Urology | Non Life Support | UVH_CE | UVCREW3_CE | 34 | 5 | 2 | 2022-03-31 | Canyons/Desert
40000-Intermountain Medical Group | 74269 | Utah Valley Urology Clinics | 40000-Intermountain Medical Group | 74269-Utah Valley Urology Clinics | 40000~000000030758 | 892777 | C1522832 |  | 15-976 | Scanning Systems, Ultrasonic, | Bladder Scanner | 2785 | VERATHON INCORPORATED | BLADDERSCAN PRIME PLUS | 1 | 400D74269B | MG UVC UROLOGY CLINIC 7D | Standby Urology | Non Life Support | UVH_CE | UVCREW3_CE | 34 | 5 | 2 | 2022-03-31 | Canyons/Desert
40000-Intermountain Medical Group | 74144 | Utah Valley Vascular Surgery | 40000-Intermountain Medical Group | 74144-Utah Valley Vascular Surgery | 40000~000000021835 | 822921 | B0MJR2 | IHUVCPHLUS2 | 15-976 | Scanning Systems, Ultrasonic, | UltraSound | 2725 | PHILIPS HEALTHCARE | IU22 | 1 | 400D74144A | MG UVC VASCULAR SURG 5CD A | Utah Valley Vascular Surgery | Life Support / High Risk | IES | ASP_GE | 86 | 5 | 0 | 2017-11-20 | Canyons/Desert
40000-Intermountain Medical Group | 74268 | Vascular and Vein - McKay-Dee | 40000-Intermountain Medical Group | 74268-Vascular and Vein - McKay-Dee | 40000~000000021719 | 821712 | B05NRZ |  | 17-422 | Scanning Systems, Ultrasonic, | UltraSound | 2780 | PHILIPS HEALTHCARE | IE33 | 1 | 400D74268A | MG VASCULAR AND VEIN MCKAY DEE | Unspecified | Life Support / High Risk | IES | ASP_GE | 88 | 5 | 0 | 2017-09-30 | Canyons/Desert
40000-Intermountain Medical Group | 74268 | Vascular and Vein - McKay-Dee | 40000-Intermountain Medical Group | 74268-Vascular and Vein - McKay-Dee | 40000~000000031087 | 897860 | US622B0864 | IHMKHPHLUS23 | 15-976 | Scanning Systems, Ultrasonic, | UltraSound | 2784 | PHILIPS HEALTHCARE | EPIQ ELITE G | 1 | 400D74268A | MG VASCULAR AND VEIN MCKAY DEE | Unspecified | Non Life Support | IES | IESCREWSC | 30 | 5 | 2 | 2022-07-13 | Canyons/Desert
40000-Intermountain Medical Group | 74268 | Vascular and Vein - McKay-Dee | 40000-Intermountain Medical Group | 74268-Vascular and Vein - McKay-Dee | 40000~000000023209 | 828972 | E9XXXX03320 | E9XXXX03320 | 11-758 | Radiographic/Fluoroscopic Unit | C-Arms | 1601 | OEC MEDICAL SYSTEMS INC | 9900 ELITE | 1 | 400D74268A | MG VASCULAR AND VEIN MCKAY DEE | Unspecified | Life Support / High Risk | IES | ASP_GE | 83 | 5 | 0 | 2018-02-12 | Canyons/Desert
40000-Intermountain Medical Group | 74268 | Vascular and Vein - McKay-Dee | 40000-Intermountain Medical Group | 74268-Vascular and Vein - McKay-Dee | 40000~000000023204 | 828973 | E9XXXX03321 | E9XXXX03321 | 11-758 | Radiographic/Fluoroscopic Unit | C-Arms | 1600 | OEC MEDICAL SYSTEMS INC | 9900 ELITE | 1 | 400D74268A | MG VASCULAR AND VEIN MCKAY DEE | Unspecified | Life Support / High Risk | IES | ASP_GE | 83 | 5 | 0 | 2018-02-12 | Canyons/Desert
40000-Intermountain Medical Group | 74308 | Vascular and Vein - St. George | 40000-Intermountain Medical Group | 74308-Vascular and Vein - St. George | 40000~000000025708 | 372604 | 02X420 | IHCTCPHLUS2 | 17-422 | Scanning Systems, Ultrasonic, | UltraSound | 2795 | PHILIPS HEALTHCARE | IE33 | 1 | 400D74308A | MG VASCULAR AND VEIN ST GEO | Unspecified | Life Support / High Risk | IES | ASP_GE | 193 | 5 | 0 | 2008-12-04 | Canyons/Desert
40000-Intermountain Medical Group | 74308 | Vascular and Vein - St. George | 40000-Intermountain Medical Group | 74308-Vascular and Vein - St. George | 40000~000000020840 | 817827 | US417B0254 | IHCTCPHLUS3 | 15-976 | Scanning Systems, Ultrasonic, | UltraSound | 2794 | PHILIPS HEALTHCARE | EPIQ 7C | 1 | 400D74308A | MG VASCULAR AND VEIN ST GEO | Unspecified | Life Support / High Risk | IES | ASP_GE | 93 | 5 | 0 | 2017-04-22 | Canyons/Desert
40000-Intermountain Medical Group | 74308 | Vascular and Vein - St. George | 40000-Intermountain Medical Group | 74308-Vascular and Vein - St. George | 40000~000000027645 | 864727 | 2100-000004308 |  | 17-422 | Scanning Systems, Ultrasonic, | UltraSound | 2796 | PARKS MEDICAL ELECTRONICS | 2100 | 1 | 400D74308A | MG VASCULAR AND VEIN ST GEO | Unspecified | Life Support / High Risk | SGRH_CE | SGRHCREW1 | 56 | 5 | 0 | 2020-05-26 | Canyons/Desert
40000-Intermountain Medical Group | 74308 | Vascular and Vein - St. George | 40000-Intermountain Medical Group | 74308-Vascular and Vein - St. George | 40000~000000029364 | 816047 | QH68000708 | IHDXHMNDUS4 | 15-976 | Scanning Systems, Ultrasonic, | UltraSound | 2798 | MINDRAY NORTH AMERICA | DC-8 | 1 | 400D74308A | MG VASCULAR AND VEIN ST GEO | Unspecified | Life Support / High Risk | IES | ASP_GE | 97 | 5 | 0 | 2016-12-21 | Canyons/Desert
11600-Alta View Hospital | 20603 | Vascular Lab | 40000-Intermountain Medical Group | 74112-Int Heart Institute-Cardiology | 11600~000000009355 | 520073 | B0G4YN | IHSCCPHLUS3 | 17-422 | Scanning Systems, Ultrasonic, | UltraSound | 1902 | PHILIPS HEALTHCARE | IE33 | 1 | 400D74112A | MG IM HEART INST CARDIO STE520 | Unspecified | Life Support / High Risk | IES | ASP_GE | 145 | 5 | 0 | 2012-12-31 | Canyons/Desert
15400-Intermountain Medical Center | 20603 | Vascular Lab | 40000-Intermountain Medical Group | 74113-Intrmtn Heart Rhythm Specialst | 15400~000000029114 | 816056 | US117B0799 | IHMCHPHLUS48 | 15-976 | Scanning Systems, Ultrasonic, | UltraSound | 2505 | PHILIPS HEALTHCARE | EPIQ 7C | 1 | 400D74113A | MG HEART INST HEART RHYTHM 510 | Unspecified | Life Support / High Risk | IES | ASP_GE | 96 | 5 | 0 | 2017-01-31 | Canyons/Desert
12600-St George Regional Hospital | 20603 | Vascular Lab | 40000-Intermountain Medical Group | 74024-CV-Thoracic Surgery-St. George | 12600~000000013917 | 830252 | US915B1054 | IHDXHPHLUS21 | 15-976 | Scanning Systems, Ultrasonic, | UltraSound | 2017 | PHILIPS HEALTHCARE | EPIQ 7C | 1 | 400D74024A | MG CV THORACIC SURG STE 2600 | Unspecified | Life Support / High Risk | IES | ASP_GE | 111 | 5 | 0 | 2015-10-16 | Canyons/Desert
40000-Intermountain Medical Group | 73047 | West Jordan Clinic | 40000-Intermountain Medical Group | 72017-West Jordan Instacare | 40000~000000024118 | 834380 | 004055 | IHWJUCSTXR | 18-431 | Radiographic Systems, Digital, | XR / RF | 1096 | CARESTREAM HEALTH INCORPORATED | DRX-ASCEND | 1 | 400D72017A | MG WEST JORDAN INSTACARE | Unspecified | Life Support / High Risk | IES | ASP_GE | 78 | 5 | 0 | 2018-07-23 | Canyons/Desert
40000-Intermountain Medical Group | 73087 | West Valley Family Medicine | 40000-Intermountain Medical Group | 72039-West Valley InstaCare | 40000~000000019755 | 811901 | QG65-16R-3102 | IHWVUCSTXR | 18-431 | Radiographic Systems, Digital, | XR / RF | 1101 | CARESTREAM HEALTH INCORPORATED | DRX-ASCEND | 1 | 400D72039A | MG WEST VALLEY INSTACARE | Unspecified | Life Support / High Risk | IES | ASP_GE | 101 | 7 | 0 | 2016-08-15 | Canyons/Desert
40000-Intermountain Medical Group | 74030 | Zion Ortho and Sports Medicine | 40000-Intermountain Medical Group | 74030-Zion Ortho and Sports Medicine | 40000~000000022639 | 826806 | 175230100156 | IHSWCCSTXR | 18-431 | Radiographic Systems, Digital, | XR / RF | 1104 | CARESTREAM HEALTH INCORPORATED | DRX-ASCEND | 1 | 400D74030A | MG ZION ORTHOPEDICS | Unspecified | Life Support / High Risk | IES | ASP_GE | 84 | 5 | 0 | 2018-01-22 | Canyons/Desert

## Sheet9
Current Facility Number and Name | Current Department Number | Current Department Name | Current Asset Location Facility Number and Name | Current Asset Location Department Number and Name | Asset Code | Tag Number | Serial Number | Vendor Equipment ID | Asset Subtype Number | Asset Subtype Name | Modality | Ref # | Manufacturer Name | Model ID | # of Assets | Current Location ID | Current Location Name | Current Area ID Description | Asset Criticality Name | Current Work Order Shop | Current Work Order Crew | Age of Asset in Months | Life in Years | Remaining Life in Years | Date Placed in Service | Region
13400-Orem Community Hospital | 21201 | Magnetic Res Imaging - MRI | 13400-Orem Community Hospital | 21201-Magnetic Res Imaging - MRI | 13400~000000001847 | 818315 | L241 | IHNRCHITMR | 18-108 | Scanning Systems, Magnetic Res | MRI | 1744 | HITACHI | ALTAIRE | 1 | 134D21201A | OR IMAGING CENTER OREM | Unspecified | Life Support / High Risk | IES | ASP_GE | 210 | 5 | 0 | 2007-08-01 | Canyons/Desert
18300-Tellica Imaging LLC | 21909 | Tellica Manchester NH | 18300-Tellica Imaging LLC | 21909-Tellica Manchester NH | 18300~000000000239 | 922322 | 42640 |  | 18-108 | Scanning Systems, Magnetic Res | MRI | 1771 | SIEMENS HEALTHCARE | MAGNETOM AERA | 1 | 183D21909A | TELLICA MANCHESTER NH | Unspecified | Non Life Support | MG_SLV_CE | SOUTH | 7 | 5.0833 | 4.0833 | 2024-06-07 | Canyons/Desert
18300-Tellica Imaging LLC | 21908 | Tellica Nashua NH | 18300-Tellica Imaging LLC | 21908-Tellica Nashua NH | 18300~000000000242 | 922337 | 141021 |  | 18-108 | Scanning Systems, Magnetic Res | MRI | 1770 | SIEMENS HEALTHCARE | MAGNETOM AERA | 1 | 183D21908A | TE TELLICA NASHUA NH | Unspecified | Non Life Support | MG_SLV_CE | SOUTH | 7 | 5.0833 | 4.0833 | 2024-06-07 | Canyons/Desert
18300-Tellica Imaging LLC | 21904 | Tellica Bountiful UT | 18300-Tellica Imaging LLC | 21904-Tellica Bountiful UT | 18300~000000000144 | 906097 | 142646 |  | 18-108 | Scanning Systems, Magnetic Res | MRI | 1769 | SIEMENS HEALTHCARE | MAGNETOM AERA | 1 | 183D21904A | TE TELLICA IMAGING BOUNTIFUL | Unspecified | Non Life Support | IES | ASP_SIEMEN | 22 | 5 | 3 | 2023-03-07 | Canyons/Desert
18300-Tellica Imaging LLC | 21903 | Tellica Ogden UT | 18300-Tellica Imaging LLC | 21903-Tellica Ogden UT | 18300~000000000032 | 894313 | 142559 | SITE ID: 400-788741 | 18-108 | Scanning Systems, Magnetic Res | MRI | 1768 | SIEMENS HEALTHCARE | MAGNETOM AERA | 1 | 183D21903A | TE IMAGING OGDEN | Unspecified | Non Life Support | IES | ASP_SIEMEN | 32 | 5 | 2 | 2022-05-19 | Canyons/Desert
13200-McKay-Dee Hospital Center | 21201 | Magnetic Res Imaging - MRI | 13200-McKay-Dee Hospital Center | 21201-Magnetic Res Imaging - MRI | 13200~000000004261 | 266532 | 25411 | IHMKHSIEMR2/400-499415 | 18-108 | Scanning Systems, Magnetic Res | MRI | 1740 | SIEMENS HEALTHCARE | MAGNETOM AVANTO | 1 | 132D21201A | MK MRI 1ST FLR | Common Area | Life Support / High Risk | IES | ASP_GE | 237 | 5 | 0 | 2005-05-01 | Canyons/Desert
13200-McKay-Dee Hospital Center | 21201 | Magnetic Res Imaging - MRI | 13200-McKay-Dee Hospital Center | 21201-Magnetic Res Imaging - MRI | 13200~000000008007 | 486500 | 45201 | IHMKHSIEMR3/400-388066 | 16-260 | Scanning Systems, Magnetic Res | MRI | 1741 | SIEMENS HEALTHCARE | MAGNETOM SKYRA | 1 | 132D21201A | MK MRI 1ST FLR | Common Area | Life Support / High Risk | IES | ASP_GE | 158 | 20 | 7 | 2011-12-01 | Canyons/Desert
13800-Primary Childrens Hospital | 21201 | Magnetic Res Imaging - MRI | 13800-Primary Childrens Hospital | 21201-Magnetic Res Imaging - MRI | 13800~000000033037 | 910350 | 400-803710 | IHPCHSIMR1 | 16-260 | Scanning Systems, Magnetic Res | MRI | 1748 | SIEMENS HEALTHCARE | MAGNETOM SOLA DE | 1 | 138D21201A | PC MRI L1 | MRI 1.5 | Life Support / High Risk | IES | ASP_SIEMEN | 21 | 5 | 3 | 2023-04-14 | Canyons/Desert
13200-McKay-Dee Hospital Center | 21201 | Magnetic Res Imaging - MRI | 13200-McKay-Dee Hospital Center | 21201-Magnetic Res Imaging - MRI | 13200~000000010499 | 187961 | 37585 | IHMKHSIEMR1/400-499413 | 16-260 | Scanning Systems, Magnetic Res | MRI | 1742 | SIEMENS HEALTHCARE | MAGNETOM SYMP 1.5T SYNGO SYS | 1 | 132D21201A | MK MRI 1ST FLR | Common Area | Life Support / High Risk | IES | ASP_GE | 274 | 5 | 0 | 2002-04-01 | Canyons/Desert

## Sheet10
Current Facility Number and Name | Current Department Number | Current Department Name | Current Asset Location Facility Number and Name | Current Asset Location Department Number and Name | Asset Code | Tag Number | Serial Number | Vendor Equipment ID | Asset Subtype Number | Asset Subtype Name | Modality | Ref # | Manufacturer Name | Model ID | # of Assets | Current Location ID | Current Location Name | Current Area ID Description | Asset Criticality Name | Current Work Order Shop | Current Work Order Crew | Age of Asset in Months | Life in Years | Remaining Life in Years | Date Placed in Service | Region
14400-Utah Valley Hospital | 25501 | Radiation Center | 14400-Utah Valley Hospital | 25501-Radiation Center | 14400~000000007170 | 490127 | 7765 | IHUVHPHLCT | 13-469 | Scanning Systems, Computed Tom | CT | 1683 | PHILIPS HEALTHCARE | BRILLIANCE BIG BORE ONCOLOGY | 1 | 144D25501A | UV RADIATION ONCOLOGY | OPRadOnc Common Area | Life Support / High Risk | IES | ASP_GE | 152 | 5 | 0 | 2012-05-31 | Canyons/Desert
18300-Tellica Imaging LLC | 21909 | Tellica Manchester NH | 18300-Tellica Imaging LLC | 21909-Tellica Manchester NH | 18300~000000000225 | 922324 | 177961 |  | 15-956 | Scanning Systems, Computed Tom | CT | 1710 | SIEMENS HEALTHCARE | SOMATOM GO | 1 | 183D21909A | TELLICA MANCHESTER NH | Unspecified | Life Support / High Risk | CESS | CESS_CREW3 | 7 | 5.0833 | 4.0833 | 2024-06-07 | Canyons/Desert
18300-Tellica Imaging LLC | 21908 | Tellica Nashua NH | 18300-Tellica Imaging LLC | 21908-Tellica Nashua NH | 18300~000000000232 | 922338 | 177946 |  | 15-956 | Scanning Systems, Computed Tom | CT | 1709 | SIEMENS HEALTHCARE | SOMATOM GO | 1 | 183D21908A | TE TELLICA NASHUA NH | Unspecified | Life Support / High Risk | CESS | CESS_CREW3 | 7 | 5.0833 | 4.0833 | 2024-06-07 | Canyons/Desert
18300-Tellica Imaging LLC | 21905 | Tellica Draper UT | 18300-Tellica Imaging LLC | 21905-Tellica Draper UT | 18300~000000000212 | 917949 | 2511 |  | 15-956 | Scanning Systems, Computed Tom | CT | 1708 | SIEMENS HEALTHCARE | SOMATOM GO | 1 | 183D21905A | TE TELLICA IMAGING DRAPER | Unspecified | Life Support / High Risk | IES | ASP_SIEMEN | 12 | 5.0833 | 4.0833 | 2024-01-29 | Canyons/Desert
18300-Tellica Imaging LLC | 21904 | Tellica Bountiful UT | 18300-Tellica Imaging LLC | 21904-Tellica Bountiful UT | 18300~000000000111 | 906098 | 177557 |  | 15-956 | Scanning Systems, Computed Tom | CT | 1707 | SIEMENS HEALTHCARE | SOMATOM GO | 1 | 183D21904A | TE TELLICA IMAGING BOUNTIFUL | Unspecified | Life Support / High Risk | IES | ASP_SIEMEN | 22 | 5 | 3 | 2023-03-07 | Canyons/Desert
18300-Tellica Imaging LLC | 21903 | Tellica Ogden UT | 18300-Tellica Imaging LLC | 21903-Tellica Ogden UT | 18300~000000000033 | 894321 | 112180 | SITE ID: 400-786373 | 15-956 | Scanning Systems, Computed Tom | CT | 1706 | SIEMENS HEALTHCARE | SOMATOM GO | 1 | 183D21903A | TE IMAGING OGDEN | Unspecified | Life Support / High Risk | IES | ASP_SIEMEN | 32 | 5 | 2 | 2022-05-19 | Canyons/Desert
18300-Tellica Imaging LLC | 21902 | Tellica West Valley City UT | 18300-Tellica Imaging LLC | 21902-Tellica West Valley City UT | 18300~000000000023 | 889719 | 120249 | 501000021439514 | 13-469 | Scanning Systems, Computed Tom | CT | 1705 | SIEMENS HEALTHCARE | SOMATOM SENSATION 64 | 1 | 183D21902A | TE TELLICA IMAGING W VALLEY | Unspecified | Life Support / High Risk | MG_SLV_CE | NORTH | 36 | 5 | 2 | 2022-01-14 | Canyons/Desert
13200-McKay-Dee Hospital Center | 21401 | Computed Tomography - CT | 13200-McKay-Dee Hospital Center | 21401-Computed Tomography - CT | 13200~000000005417 | 334585 | 55202 | IHMKHSIECT/400-210670 | 13-469 | Scanning Systems, Computed Tom | CT | 1648 | SIEMENS HEALTHCARE | SOMATOM SENSATION 64 | 1 | 132D21401A | MK CT 1ST FLR | Common Area | Life Support / High Risk | IES | ASP_GE | 208 | 20 | 3 | 2007-10-01 | Canyons/Desert
13200-McKay-Dee Hospital Center | 21401 | Computed Tomography - CT | 13200-McKay-Dee Hospital Center | 21401-Computed Tomography - CT | 13200~000000015956 |  | 54123A |  | 18-443 | Scanning Systems, Computed Tom | CT | 1650 | SIEMENS INDUSTRY INCORPORATED | SENSATION 64 | 1 | 132D21401A | MK CT 1ST FLR | Common Area | Life Support / High Risk |  |  | 124 | 3 | 0 | 2014-09-11 | Canyons/Desert
11600-Alta View Hospital | 21401 | Computed Tomography - CT | 11600-Alta View Hospital | 21401-Computed Tomography - CT | 11600~000000003591 | 390592 | 299016 | IHAVHTSHCT | 13-469 | Scanning Systems, Computed Tom | CT | 1613 | TOSHIBA | AQUILION 64 | 1 | 116D21401A | AV COMPUTED TOMOGRAPHY | Ct 2 | Life Support / High Risk | IES | ASP_GE | 197 | 5 | 0 | 2008-08-19 | Canyons/Desert
12800-LDS Hospital | 21401 | Computed Tomography - CT | 12800-LDS Hospital | 20101-Emergency Department | 12800~000000003927 | 362883 | 280461 | IHLDHTSHCT | 13-469 | Scanning Systems, Computed Tom | CT | 1636 | TOSHIBA | AQUILION 64 | 1 | 128D20101A | LD EMERGENCY ROOM L1 | Ct Scanner Rm - S.E.1 | Life Support / High Risk | IES | ASP_GE | 212 | 5 | 0 | 2007-06-01 | Canyons/Desert
13800-Primary Childrens Hospital | 21401 | Computed Tomography - CT | 13800-Primary Childrens Hospital | 21401-Computed Tomography - CT | 13800~000000005733 | 369941 | TSX-101AHD | IHPCHTSHCT1 | 13-469 | Scanning Systems, Computed Tom | CT | 1662 | TOSHIBA | AQUILION 64 | 1 | 138D21401A | PC CT L1 | Ct-2 | Life Support / High Risk | IES | ASP_GE | 189 | 20 | 4 | 2009-05-01 | Canyons/Desert
13900-Riverton Hospital | 21401 | Computed Tomography - CT | 13900-Riverton Hospital | 21101-Radiology | 13900~000000000836 | 404509 | 299107 | IHRVHTSHCT1 | 13-469 | Scanning Systems, Computed Tom | CT | 1666 | TOSHIBA | AQUILION 64 | 1 | 139D21101A | RV RADIOLOGY | Rad Flouro Rm 1 | Life Support / High Risk | IES | ASP_GE | 182 | 5 | 0 | 2009-11-02 | Canyons/Desert
13900-Riverton Hospital | 21401 | Computed Tomography - CT | 13900-Riverton Hospital | 21101-Radiology | 13900~000000006347 | 405228 | 301408 | IHRVHTSHCT2 | 13-469 | Scanning Systems, Computed Tom | CT | 1667 | TOSHIBA | AQUILION 64 | 1 | 139D21101A | RV RADIOLOGY | Holding | Life Support / High Risk | IES | ASP_GE | 183 | 5 | 0 | 2009-11-01 | Canyons/Desert
14300-Park City Hospital | 21401 | Computed Tomography - CT | 14300-Park City Hospital | 21101-Radiology | 14300~000000000275 | 390906 | JDA0942112 | IHPCHTSHCT2 | 13-469 | Scanning Systems, Computed Tom | CT | 1673 | TOSHIBA | AQUILION 64 | 1 | 143D21101A | PK XRAY RADIOLOGY | Radiol Common Area | Life Support / High Risk | IES | ASP_GE | 184 | 5 | 0 | 2009-09-26 | Canyons/Desert
15400-Intermountain Medical Center | 21401 | Computed Tomography - CT | 15400-Intermountain Medical Center | 21101-Radiology | 15400~000000009115 | 349740 | 424619 | IHMCHTSHCT1 | 13-469 | Scanning Systems, Computed Tom | CT | 1687 | TOSHIBA | AQUILION 64 | 1 | 154D21101A | IM RADIOLOGY ADMI OFFICE TLL1 | BldgB L2 OutptRadCommon Area | Life Support / High Risk | IES | ASP_GE | 207 | 5 | 0 | 2007-11-01 | Canyons/Desert
15400-Intermountain Medical Center | 21401 | Computed Tomography - CT | 15400-Intermountain Medical Center | 21401-Computed Tomography - CT | 15400~000000009113 | 352092 | 276253 | IHMCHTSHCT2 | 13-469 | Scanning Systems, Computed Tom | CT | 1688 | TOSHIBA | AQUILION 64 | 1 | 154D21401A | IM COMPUTED TOMOGRAPHY TLL1 | CT Inpatient | Life Support / High Risk | IES | ASP_GE | 207 | 5 | 0 | 2007-11-01 | Canyons/Desert
15400-Intermountain Medical Center | 21401 | Computed Tomography - CT | 15400-Intermountain Medical Center | 21401-Computed Tomography - CT | 15400~000000009116 | 352139 | 276238 | IHMCHTSHCT3 | 13-469 | Scanning Systems, Computed Tom | CT | 1689 | TOSHIBA | AQUILION 64 | 1 | 154D21401A | IM COMPUTED TOMOGRAPHY TLL1 | CT Inpatient | Life Support / High Risk | IES | ASP_GE | 207 | 5 | 0 | 2007-11-01 | Canyons/Desert
15400-Intermountain Medical Center | 21401 | Computed Tomography - CT | 15400-Intermountain Medical Center | 21401-Computed Tomography - CT | 15400~000000015145 | 449718 | HDA0772769 | IHMCHTSHCT4 | 13-469 | Scanning Systems, Computed Tom | CT | 1690 | TOSHIBA | PREMIUM DYNAMIC VOLUME | 1 | 154D21401A | IM COMPUTED TOMOGRAPHY TLL1 | CT Inpatient | Life Support / High Risk | IES | ASP_GE | 165 | 5 | 0 | 2011-05-01 | Canyons/Desert
13800-Primary Childrens Hospital | 21801 | Nuclear Medicine | 13800-Primary Childrens Hospital | 21801-Nuclear Medicine | 13800~000000026153 | 845199 | 2168 | IHPCHSIENM/400-593813 | 24-013 | Scanning Systems, Computed Tom | CT | 1665 | Unspecified | Unspecified | 1 | 138D21801A | PC NUC MED L1 | Unspecified | Life Support / High Risk | IES | ASP_GE | 74 | 5 | 0 | 2018-11-07 | Canyons/Desert

## Sheet16
Current Facility Number and Name | Current Department Number | Current Department Name | Current Asset Location Facility Number and Name | Current Asset Location Department Number and Name | Asset Code | Tag Number | Serial Number | Vendor Equipment ID | Asset Subtype Number | Asset Subtype Name | Modality | Ref # | Manufacturer Name | Model ID | # of Assets | Current Location ID | Current Location Name | Current Area ID Description | Asset Criticality Name | Current Work Order Shop | Current Work Order Crew | Age of Asset in Months | Life in Years | Remaining Life in Years | Date Placed in Service | Region
14400-Utah Valley Hospital | 25501 | Radiation Center | 14400-Utah Valley Hospital | 25501-Radiation Center | 14400~000000007170 | 490127 | 7765 | IHUVHPHLCT | 13-469 | Scanning Systems, Computed Tom | CT | 1683 | PHILIPS HEALTHCARE | BRILLIANCE BIG BORE ONCOLOGY | 1 | 144D25501A | UV RADIATION ONCOLOGY | OPRadOnc Common Area | Life Support / High Risk | IES | ASP_GE | 152 | 5 | 0 | 2012-05-31 | Canyons/Desert
18300-Tellica Imaging LLC | 21909 | Tellica Manchester NH | 18300-Tellica Imaging LLC | 21909-Tellica Manchester NH | 18300~000000000225 | 922324 | 177961 |  | 15-956 | Scanning Systems, Computed Tom | CT | 1710 | SIEMENS HEALTHCARE | SOMATOM GO | 1 | 183D21909A | TELLICA MANCHESTER NH | Unspecified | Life Support / High Risk | CESS | CESS_CREW3 | 7 | 5.0833 | 4.0833 | 2024-06-07 | Canyons/Desert
18300-Tellica Imaging LLC | 21908 | Tellica Nashua NH | 18300-Tellica Imaging LLC | 21908-Tellica Nashua NH | 18300~000000000232 | 922338 | 177946 |  | 15-956 | Scanning Systems, Computed Tom | CT | 1709 | SIEMENS HEALTHCARE | SOMATOM GO | 1 | 183D21908A | TE TELLICA NASHUA NH | Unspecified | Life Support / High Risk | CESS | CESS_CREW3 | 7 | 5.0833 | 4.0833 | 2024-06-07 | Canyons/Desert
18300-Tellica Imaging LLC | 21905 | Tellica Draper UT | 18300-Tellica Imaging LLC | 21905-Tellica Draper UT | 18300~000000000212 | 917949 | 2511 |  | 15-956 | Scanning Systems, Computed Tom | CT | 1708 | SIEMENS HEALTHCARE | SOMATOM GO | 1 | 183D21905A | TE TELLICA IMAGING DRAPER | Unspecified | Life Support / High Risk | IES | ASP_SIEMEN | 12 | 5.0833 | 4.0833 | 2024-01-29 | Canyons/Desert
18300-Tellica Imaging LLC | 21904 | Tellica Bountiful UT | 18300-Tellica Imaging LLC | 21904-Tellica Bountiful UT | 18300~000000000111 | 906098 | 177557 |  | 15-956 | Scanning Systems, Computed Tom | CT | 1707 | SIEMENS HEALTHCARE | SOMATOM GO | 1 | 183D21904A | TE TELLICA IMAGING BOUNTIFUL | Unspecified | Life Support / High Risk | IES | ASP_SIEMEN | 22 | 5 | 3 | 2023-03-07 | Canyons/Desert
18300-Tellica Imaging LLC | 21903 | Tellica Ogden UT | 18300-Tellica Imaging LLC | 21903-Tellica Ogden UT | 18300~000000000033 | 894321 | 112180 | SITE ID: 400-786373 | 15-956 | Scanning Systems, Computed Tom | CT | 1706 | SIEMENS HEALTHCARE | SOMATOM GO | 1 | 183D21903A | TE IMAGING OGDEN | Unspecified | Life Support / High Risk | IES | ASP_SIEMEN | 32 | 5 | 2 | 2022-05-19 | Canyons/Desert
18300-Tellica Imaging LLC | 21902 | Tellica West Valley City UT | 18300-Tellica Imaging LLC | 21902-Tellica West Valley City UT | 18300~000000000023 | 889719 | 120249 | 501000021439514 | 13-469 | Scanning Systems, Computed Tom | CT | 1705 | SIEMENS HEALTHCARE | SOMATOM SENSATION 64 | 1 | 183D21902A | TE TELLICA IMAGING W VALLEY | Unspecified | Life Support / High Risk | MG_SLV_CE | NORTH | 36 | 5 | 2 | 2022-01-14 | Canyons/Desert
13200-McKay-Dee Hospital Center | 21401 | Computed Tomography - CT | 13200-McKay-Dee Hospital Center | 21401-Computed Tomography - CT | 13200~000000005417 | 334585 | 55202 | IHMKHSIECT/400-210670 | 13-469 | Scanning Systems, Computed Tom | CT | 1648 | SIEMENS HEALTHCARE | SOMATOM SENSATION 64 | 1 | 132D21401A | MK CT 1ST FLR | Common Area | Life Support / High Risk | IES | ASP_GE | 208 | 20 | 3 | 2007-10-01 | Canyons/Desert
13200-McKay-Dee Hospital Center | 21401 | Computed Tomography - CT | 13200-McKay-Dee Hospital Center | 21401-Computed Tomography - CT | 13200~000000015956 |  | 54123A |  | 18-443 | Scanning Systems, Computed Tom | CT | 1650 | SIEMENS INDUSTRY INCORPORATED | SENSATION 64 | 1 | 132D21401A | MK CT 1ST FLR | Common Area | Life Support / High Risk |  |  | 124 | 3 | 0 | 2014-09-11 | Canyons/Desert
11600-Alta View Hospital | 21401 | Computed Tomography - CT | 11600-Alta View Hospital | 21401-Computed Tomography - CT | 11600~000000003591 | 390592 | 299016 | IHAVHTSHCT | 13-469 | Scanning Systems, Computed Tom | CT | 1613 | TOSHIBA | AQUILION 64 | 1 | 116D21401A | AV COMPUTED TOMOGRAPHY | Ct 2 | Life Support / High Risk | IES | ASP_GE | 197 | 5 | 0 | 2008-08-19 | Canyons/Desert
12800-LDS Hospital | 21401 | Computed Tomography - CT | 12800-LDS Hospital | 20101-Emergency Department | 12800~000000003927 | 362883 | 280461 | IHLDHTSHCT | 13-469 | Scanning Systems, Computed Tom | CT | 1636 | TOSHIBA | AQUILION 64 | 1 | 128D20101A | LD EMERGENCY ROOM L1 | Ct Scanner Rm - S.E.1 | Life Support / High Risk | IES | ASP_GE | 212 | 5 | 0 | 2007-06-01 | Canyons/Desert
13800-Primary Childrens Hospital | 21401 | Computed Tomography - CT | 13800-Primary Childrens Hospital | 21401-Computed Tomography - CT | 13800~000000005733 | 369941 | TSX-101AHD | IHPCHTSHCT1 | 13-469 | Scanning Systems, Computed Tom | CT | 1662 | TOSHIBA | AQUILION 64 | 1 | 138D21401A | PC CT L1 | Ct-2 | Life Support / High Risk | IES | ASP_GE | 189 | 20 | 4 | 2009-05-01 | Canyons/Desert
13900-Riverton Hospital | 21401 | Computed Tomography - CT | 13900-Riverton Hospital | 21101-Radiology | 13900~000000000836 | 404509 | 299107 | IHRVHTSHCT1 | 13-469 | Scanning Systems, Computed Tom | CT | 1666 | TOSHIBA | AQUILION 64 | 1 | 139D21101A | RV RADIOLOGY | Rad Flouro Rm 1 | Life Support / High Risk | IES | ASP_GE | 182 | 5 | 0 | 2009-11-02 | Canyons/Desert
13900-Riverton Hospital | 21401 | Computed Tomography - CT | 13900-Riverton Hospital | 21101-Radiology | 13900~000000006347 | 405228 | 301408 | IHRVHTSHCT2 | 13-469 | Scanning Systems, Computed Tom | CT | 1667 | TOSHIBA | AQUILION 64 | 1 | 139D21101A | RV RADIOLOGY | Holding | Life Support / High Risk | IES | ASP_GE | 183 | 5 | 0 | 2009-11-01 | Canyons/Desert
14300-Park City Hospital | 21401 | Computed Tomography - CT | 14300-Park City Hospital | 21101-Radiology | 14300~000000000275 | 390906 | JDA0942112 | IHPCHTSHCT2 | 13-469 | Scanning Systems, Computed Tom | CT | 1673 | TOSHIBA | AQUILION 64 | 1 | 143D21101A | PK XRAY RADIOLOGY | Radiol Common Area | Life Support / High Risk | IES | ASP_GE | 184 | 5 | 0 | 2009-09-26 | Canyons/Desert
15400-Intermountain Medical Center | 21401 | Computed Tomography - CT | 15400-Intermountain Medical Center | 21101-Radiology | 15400~000000009115 | 349740 | 424619 | IHMCHTSHCT1 | 13-469 | Scanning Systems, Computed Tom | CT | 1687 | TOSHIBA | AQUILION 64 | 1 | 154D21101A | IM RADIOLOGY ADMI OFFICE TLL1 | BldgB L2 OutptRadCommon Area | Life Support / High Risk | IES | ASP_GE | 207 | 5 | 0 | 2007-11-01 | Canyons/Desert
15400-Intermountain Medical Center | 21401 | Computed Tomography - CT | 15400-Intermountain Medical Center | 21401-Computed Tomography - CT | 15400~000000009113 | 352092 | 276253 | IHMCHTSHCT2 | 13-469 | Scanning Systems, Computed Tom | CT | 1688 | TOSHIBA | AQUILION 64 | 1 | 154D21401A | IM COMPUTED TOMOGRAPHY TLL1 | CT Inpatient | Life Support / High Risk | IES | ASP_GE | 207 | 5 | 0 | 2007-11-01 | Canyons/Desert
15400-Intermountain Medical Center | 21401 | Computed Tomography - CT | 15400-Intermountain Medical Center | 21401-Computed Tomography - CT | 15400~000000009116 | 352139 | 276238 | IHMCHTSHCT3 | 13-469 | Scanning Systems, Computed Tom | CT | 1689 | TOSHIBA | AQUILION 64 | 1 | 154D21401A | IM COMPUTED TOMOGRAPHY TLL1 | CT Inpatient | Life Support / High Risk | IES | ASP_GE | 207 | 5 | 0 | 2007-11-01 | Canyons/Desert
15400-Intermountain Medical Center | 21401 | Computed Tomography - CT | 15400-Intermountain Medical Center | 21401-Computed Tomography - CT | 15400~000000015145 | 449718 | HDA0772769 | IHMCHTSHCT4 | 13-469 | Scanning Systems, Computed Tom | CT | 1690 | TOSHIBA | PREMIUM DYNAMIC VOLUME | 1 | 154D21401A | IM COMPUTED TOMOGRAPHY TLL1 | CT Inpatient | Life Support / High Risk | IES | ASP_GE | 165 | 5 | 0 | 2011-05-01 | Canyons/Desert
13800-Primary Childrens Hospital | 21801 | Nuclear Medicine | 13800-Primary Childrens Hospital | 21801-Nuclear Medicine | 13800~000000026153 | 845199 | 2168 | IHPCHSIENM/400-593813 | 24-013 | Scanning Systems, Computed Tom | CT | 1665 | Unspecified | Unspecified | 1 | 138D21801A | PC NUC MED L1 | Unspecified | Life Support / High Risk | IES | ASP_GE | 74 | 5 | 0 | 2018-11-07 | Canyons/Desert

## PVT Salt Lake Regional Service
Row Labels | Count of Tag Number
UltraSound | 243
XR / RF | 108
C-Arms | 105
Cath Labs | 37
Portable | 32
CT | 19
SpectCT | 9
MRI | 9
PET/CT | 6
(blank)
Grand Total | 568
Inventory to Address | Assets
Started with imaging assets | 1982
Focused on Non-GE, Non-Hologic, End of Life and Carestream | 693
Focused on Central Regional Service Area & Core Imaging Modalities | 568
Remaining assets in outlying regions remain RSA due to distance and volume of like assets | 125
Focus on US, Gen Rad, CT/MR for In-Sourcing
MR - 2/3 are Siemens Aera/Skyra family; Good for training
CT - near 50/50 split between Canon and Siemens; good for training. Depending on replacement cycle for Canon recommended to focus on Siemens CT
Portables - all Carestream; good for training
Cath Labs - Predominately Siemens Zee & Q; same family; good for training; Philips Allura and Azurion good for training
C-Arms - OEC and Orthoscan would be first 2 for training
XP/RF - 48 Carestream good to train on; 31 Philips good to train on; 18 Siemens good to train on
US - Philips 138/243 total good to train on; maybe Sonosite next followed by Siemens
Modality | Hrs./Year/Device (excludes travel) | # of Assets | Required Hours Per Year | Required FTEs / Year | Factor in Travel
C-Arms | 25.952 | 105 | 2724.96 | 1.8166
IR/Cath | 64.5 | 37 | 2386.5 | 1.591
CT | 50.24 | 19 | 954.56 | 0.63637 | 0.70001
PET | 72.376 | 6 | 434.256 | 0.2895 |  | Modalities | Engineers
Spect/Nuc | 35.296 | 9 | 317.664 | 0.21178 |  | CT & MR | 1
MR | 72.248 | 9 | 650.232 | 0.43349 | 0.47684 | C-Arms, R/F, Portables | 6
US | 14.376 | 243 | 3493.368 | 2.3289 |  | Cath | 2
R/F | 44.368 | 108 | 4791.744 | 3.1945 |  | US | 2
Portables | 40.232 | 32 | 1287.424 | 0.85828
Urology | 29.912 |  | 0 | 0
Mammo | 51.28 |  | 0 | 0
Total |  |  | 17040.708 | 11.3605 | 13.0645

## Why automate data
Customer Data Normalization
Make & Model assigned to modality (modality needs to be more specific than PIM modalities)
Normalize customer inventory, work order history, contracted assets, capital replacement plan
Align normalized data with PIM, MEL ID, etc.
Normalized Data Automation
Align customer inventory/contracted assets & competencies to training schedules from RSTI, AllParts, OEMs
Gap analysis on customer inventory to parts purchased to PIM to identify up sell opportunities
Customer parts only contracts assessed for savings or break even costs by buying from PS
Align customer contracted assets to Vendor Control Tower to automatically identify capabilities and gaps
Align customer inventory/contracted assets to FSR data extraction to feed vendor strategy & pricing
Automate staffing model & training plan development to pre-sell training
Outputs
Recommendations and plans for sales to use appropiately with customers at appropriate times
ROI for in-sourcing (contract costs vs. staffing & training within RSA with RSA contract pricing/savings/shareback)
ROI for transitioning from OEM/ISO contracts to RSA - no in-sourcing
ROI for lift and shift parts purchases & parts only contracts to PS
ROI for training with existing staff to eliminate contracts
Capital replacement recommendations based on age, volume of like assets, serviceability
In-house - Calculate labor reimbursement potential
In-house - Calculate additional savings (shareback) potential

## Salt Lake 1 hr Regional Service
Current Facility Number and Name | Current Department Number | Current Department Name | Current Asset Location Facility Number and Name | Current Asset Location Department Number and Name | Asset Code | Tag Number | Serial Number | Vendor Equipment ID | Asset Subtype Number | Asset Subtype Name | Modality | Ref # | Manufacturer Name | Model ID | # of Assets | Current Location ID | Current Location Name | Current Area ID Description | Asset Criticality Name | Current Work Order Shop | Current Work Order Crew | Age of Asset in Months | Life in Years | Remaining Life in Years | Date Placed in Service | Region
11800-American Fork Hospital | 20102 | Emergency Dept - Satellite | 11800-American Fork Hospital | 20102-Emergency Dept - Satellite | 11800~000000008131 | 913311 | BB5SE23600135HL |  | 18-032 | Digital Imaging Systems, Porta | C-Arms | 288 | OEC MEDICAL SYSTEMS INC | ELITE MINI VIEW | 1 | 118D20102A | SS EMERGENCY DEPT SATELLITE | Nurses Station | Non Life Support | IES | ASP_GE | 15 | 5 | 4 | 2023-10-17 | Canyons/Desert
13800-Primary Childrens Hospital | 22104 | Operating Rooms | 13800-Primary Childrens Hospital | 22104-Operating Rooms | 13800~000000031873 | 900740 | BB5SSU1900161HL | BB5S111900161 | 18-032 | Digital Imaging Systems, Porta | C-Arms | 295 | OEC MEDICAL SYSTEMS INC | ELITE MINI VIEW | 1 | 138D22104A | PC OR L2 | OR Equipment Store Room | Non Life Support | IES | ASP_GE OEC | 27 | 5 | 3 | 2022-10-12 | Canyons/Desert
13800-Primary Childrens Hospital | 22104 | Operating Rooms | 13800-Primary Childrens Hospital | 22104-Operating Rooms | 13800~000000032857 | 907851 | BB5SD2300114HL |  | 18-032 | Digital Imaging Systems, Porta | C-Arms | 296 | OEC MEDICAL SYSTEMS INC | ELITE MINI VIEW | 1 | 138D22104A | PC OR L2 | OR Equipment Store Room | Non Life Support | IES | ASP_GE | 21 | 5 | 3 | 2023-04-27 | Canyons/Desert
13800-Primary Childrens Hospital | 22104 | Operating Rooms | 13800-Primary Childrens Hospital | 22104-Operating Rooms | 13800~000000000993 | 558329 | 000122 | IHPCHPHLCA2 | 11-758 | Radiographic/Fluoroscopic Unit | C-Arms | 1508 | PHILIPS HEALTHCARE | VERADIUS | 1 | 138D22104A | PC OR L2 | Surgery | Life Support / High Risk | IES | ASP_GE | 137 | 5 | 0 | 2013-08-05 | Canyons/Desert
14400-Utah Valley Hospital | 22104 | Operating Rooms | 14400-Utah Valley Hospital | 22104-Operating Rooms | 14400~000000007243 | 546908 | 94 | IHUVHPHLCA5 | 11-758 | Radiographic/Fluoroscopic Unit | C-Arms | 1534 | PHILIPS HEALTHCARE | VERADIUS | 1 | 144D22104A | UV OPERATING ROOM | Back Hallway | Life Support / High Risk | IES | ASP_GE | 151 | 5 | 0 | 2012-06-27 | Canyons/Desert
14400-Utah Valley Hospital | 22104 | Operating Rooms | 14400-Utah Valley Hospital | 22104-Operating Rooms | 14400~000000015196 | 813423 | 000262 | IHUVHPHLCA6 | 11-758 | Radiographic/Fluoroscopic Unit | C-Arms | 1537 | PHILIPS HEALTHCARE | VERADIUS | 1 | 144D22104A | UV OPERATING ROOM | Common Area | Life Support / High Risk | IES | ASP_GE | 103 | 7 | 0 | 2016-06-15 | Canyons/Desert
15400-Intermountain Medical Center | 21111 | Radiology TOSH | 37000-The Orthopedic Specialty Hosp | 21101-Radiology | 15400~000000042443 | 523741 | 683 | IHOSHPHLCA | 11-758 | Radiographic/Fluoroscopic Unit | C-Arms | 1561 | PHILIPS HEALTHCARE | VERADIUS | 1 | 370D21101A | TO RADIOLOGY BLDG 4 L1 | X-Ray Rm | Life Support / High Risk | IES | ASP_GE | 144 | 7 | 0 | 2013-01-04 | Canyons/Desert
40000-Intermountain Medical Group | 74079 | Intrmtn Urological Institute | 40000-Intermountain Medical Group | 74079-Intrmtn Urological Institute | 40000~000000004634 | 369838 | 000237 | IHMCHPHLCA7 | 11-758 | Radiographic/Fluoroscopic Unit | C-Arms | 1595 | PHILIPS HEALTHCARE | BV PULSERA | 1 | 400D74079A | MG UROLOGICAL INST STE 720 | Unspecified | Life Support / High Risk | IES | ASP_GE | 192 | 5 | 0 | 2009-01-13 | Canyons/Desert
38500-Provo Surgery Center | 22203 | Surgical Center | 38500-Provo Surgery Center | 22203-Surgical Center | 38500~000000000001 | 338238 | 001497 | IHUVHPHLCA2 | 11-758 | Radiographic/Fluoroscopic Unit | C-Arms | 1582 | PHILIPS HEALTHCARE | BV PULSERA | 1 | 385D22203A | PVASC SURGICAL CENTER | Unspecified | Life Support / High Risk | IES | ASP_GE | 194 | 5 | 0 | 2008-11-30 | Canyons/Desert
15400-Intermountain Medical Center | 21101 | Radiology | 15400-Intermountain Medical Center | 21101-Radiology | 15400~000000013113 | 345278 | 001689 | IHMCHPHLCA2 | 11-758 | Radiographic/Fluoroscopic Unit | C-Arms | 1554 | PHILIPS HEALTHCARE | BV PULSERA | 1 | 154D21101A | IM RADIOLOGY ADMI OFFICE TLL1 | Green C-Arm | Life Support / High Risk | IES | ASP_GE | 205 | 5 | 0 | 2007-12-06 | Canyons/Desert
15400-Intermountain Medical Center | 21101 | Radiology | 15400-Intermountain Medical Center | 21101-Radiology | 15400~000000013112 | 347649 | 001659 | IHMCHPHLCA3 | 11-758 | Radiographic/Fluoroscopic Unit | C-Arms | 1553 | PHILIPS HEALTHCARE | BV PULSERA | 1 | 154D21101A | IM RADIOLOGY ADMI OFFICE TLL1 | Bldg C LL1 Radiol Common Area | Life Support / High Risk | IES | ASP_GE | 205 | 5 | 0 | 2007-12-06 | Canyons/Desert
15400-Intermountain Medical Center | 21101 | Radiology | 15400-Intermountain Medical Center | 21101-Radiology | 15400~000000013109 | 348898 | 001690 | IHMCHPHLCA6 | 11-758 | Radiographic/Fluoroscopic Unit | C-Arms | 1552 | PHILIPS HEALTHCARE | BV PULSERA | 1 | 154D21101A | IM RADIOLOGY ADMI OFFICE TLL1 | Orange C-Arm | Life Support / High Risk | IES | ASP_GE | 205 | 5 | 0 | 2007-12-06 | Canyons/Desert
14300-Park City Hospital | 21101 | Radiology | 14300-Park City Hospital | 21101-Radiology | 14300~000000000450 | 440401 | 820 | IHPCHPHLCA4 | 11-758 | Radiographic/Fluoroscopic Unit | C-Arms | 1524 | PHILIPS HEALTHCARE | BV PULSERA | 1 | 143D21101A | PK XRAY RADIOLOGY | Radiol Common Area | Life Support / High Risk | IES | ASP_GE | 184 | 5 | 0 | 2009-09-26 | Canyons/Desert
13800-Primary Childrens Hospital | 21101 | Radiology | 13800-Primary Childrens Hospital | 21101-Radiology | 13800~000000005603 | 346915 | 002106 | IHPCHPHLCA1 | 11-758 | Radiographic/Fluoroscopic Unit | C-Arms | 1503 | PHILIPS HEALTHCARE | BV PULSERA | 1 | 138D21101A | PC MEDICAL IMAGING 1ST FLR W | Ultrasound 1D158 | Life Support / High Risk | IES | ASP_GE | 205 | 5 | 0 | 2008-01-01 | Canyons/Desert
13400-Orem Community Hospital | 21201 | Magnetic Res Imaging - MRI | 13400-Orem Community Hospital | 21201-Magnetic Res Imaging - MRI | 13400~000000001816 | 817689 | FK00551 | IHOCHPHLCA | 11-758 | Radiographic/Fluoroscopic Unit | C-Arms | 1499 | PHILIPS HEALTHCARE | BV PULSERA | 1 | 134D21201A | OR IMAGING CENTER OREM | Unspecified | Life Support / High Risk | IES | ASP_GE | 93 | 5 | 0 | 2017-04-17 | Canyons/Desert
11800-American Fork Hospital | 22104 | Operating Rooms | 11800-American Fork Hospital | 22104-Operating Rooms | 11800~000000001099 | 356467 | 559003 | IHAFHPHLCA | 11-758 | Radiographic/Fluoroscopic Unit | C-Arms | 1441 | PHILIPS HEALTHCARE | BV PULSERA | 1 | 118D22104A | AF OPERATING ROOM | Standby O.R. | Life Support / High Risk | IES | ASP_GE | 202 | 5 | 0 | 2008-03-19 | Canyons/Desert
11800-American Fork Hospital | 22104 | Operating Rooms | 11800-American Fork Hospital | 32215-Clinical Engineering | 11800~000000007827 | 908474 | 5V0109 | IHAFHORTCA2 | 18-435 | Radiographic/Fluoroscopic Unit | C-Arms | 1444 | ORTHOSCAN INCORPORATED | TAU 2020 | 1 | 118D32215A | AF CLINICAL ENGINEERING | Unspecified | Non Life Support | AFH_CE | AFCREW1_CE | 27 | 5 | 3 | 2022-10-21 | Canyons/Desert
36400-McKay-Dee Surgical Center LLC | 22203 | Surgical Center | 36400-McKay-Dee Surgical Center LLC | 22203-Surgical Center | 36400~000000001561 | 901311 | 5R0208 |  | 18-435 | Radiographic/Fluoroscopic Unit | C-Arms | 1573 | ORTHOSCAN INCORPORATED | TAU 2020 | 1 | 364D22203A | MS SC SURGICAL CENTER | Equipment Rm | Non Life Support | IES | ASP_ORTHOS | 5 | 5 | 5 | 2024-09-01 | Canyons/Desert
38700-Murray Surgery Center | 22203 | Surgical Center | 38700-Murray Surgery Center | 22203-Surgical Center | 38700~000000000136 | 912507 | 5R0198 |  | 18-435 | Radiographic/Fluoroscopic Unit | C-Arms | 1586 | ORTHOSCAN INCORPORATED | TAU 2020 | 1 | 387D22203A | MUASC MURRAY AMB SURGICAL CNTR | Unspecified | Non Life Support | TOSH_CE | TSHCREW2CE | 16 | 5 | 4 | 2023-09-25 | Canyons/Desert
38700-Murray Surgery Center | 22203 | Surgical Center | 38700-Murray Surgery Center | 22203-Surgical Center | 38700~000000000137 | 912508 | 5R0199 |  | 18-435 | Radiographic/Fluoroscopic Unit | C-Arms | 1587 | ORTHOSCAN INCORPORATED | TAU 2020 | 1 | 387D22203A | MUASC MURRAY AMB SURGICAL CNTR | Unspecified | Non Life Support | TOSH_CE | TSHCREW2CE | 16 | 5 | 4 | 2023-09-25 | Canyons/Desert
11600-Alta View Hospital | 20101 | Emergency Department | 11600-Alta View Hospital | 20101-Emergency Department | 11600~000000009662 | 913235 | 5P0181 |  | 18-435 | Radiographic/Fluoroscopic Unit | C-Arms | 1428 | ORTHOSCAN INCORPORATED | ORTHOSCAN TAU | 1 | 116D20101A | AV EMERGENCY ROOM | Nurse Station | Non Life Support | IES | ASP_GE | 15 | 5 | 4 | 2023-10-12 | Canyons/Desert
11600-Alta View Hospital | 20101 | Emergency Department | 11600-Alta View Hospital | 22104-Operating Rooms | 11600~000000008102 | 869459 | 5P0182 | IHAVHORTCA2 | 18-435 | Radiographic/Fluoroscopic Unit | C-Arms | 1429 | ORTHOSCAN INCORPORATED | ORTHOSCAN TAU | 1 | 116D22104A | AV OPERATING ROOM | OR Common Area | Non Life Support | IES | ASP_GE | 55 | 7 | 2 | 2020-06-12 | Canyons/Desert
11600-Alta View Hospital | 22104 | Operating Rooms | 11600-Alta View Hospital | 22104-Operating Rooms | 11600~000000008073 | 883284 | 5P0179 |  | 18-435 | Radiographic/Fluoroscopic Unit | C-Arms | 1435 | ORTHOSCAN INCORPORATED | ORTHOSCAN TAU | 1 | 116D22104A | AV OPERATING ROOM | Unspecified | Non Life Support | IES | ASP_GE | 55 | 7 | 2 | 2020-06-05 | Canyons/Desert
12900-Layton Hospital | 20101 | Emergency Department | 12900-Layton Hospital | 20101-Emergency Department | 12900~000000005158 | 894507 | SP0498 | IHLYHORTCA3 | 18-435 | Radiographic/Fluoroscopic Unit | C-Arms | 1473 | ORTHOSCAN INCORPORATED | ORTHOSCAN TAU | 1 | 129D20101A | LA EMERGENCY ROOM | CORE | Non Life Support | IES | ASP_ORTHOS | 34 | 5 | 2 | 2022-03-17 | Canyons/Desert
13200-McKay-Dee Hospital Center | 22104 | Operating Rooms | 13200-McKay-Dee Hospital Center | 22104-Operating Rooms | 13200~000000026036 | 908519 | SV0147 |  | 18-435 | Radiographic/Fluoroscopic Unit | C-Arms | 1496 | ORTHOSCAN INCORPORATED | ORTHOSCAN TAU | 1 | 132D22104A | MK OPERATING ROOM L2 | Unspecified | Non Life Support | MKDHC_CE | MKDCREW5CE | 20 | 5 | 3 | 2023-05-12 | Canyons/Desert
13400-Orem Community Hospital | 22104 | Operating Rooms | 13400-Orem Community Hospital | 22001-Same Day Surgery | 13400~000000002199 | 869465 | 5P0203 | IHOCHORTCA2 | 18-435 | Radiographic/Fluoroscopic Unit | C-Arms | 1501 | ORTHOSCAN INCORPORATED | ORTHOSCAN TAU | 1 | 134D22001A | OR SAME DAY SURGERY | Common Areas | Non Life Support | IES | ASP_GE | 53 | 7 | 3 | 2020-08-04 | Canyons/Desert
13800-Primary Childrens Hospital | 21101 | Radiology | 13800-Primary Childrens Hospital | 21001-Imaging Administration | 13800~000000029609 | 879163 | 5P0243 | IHPCHORTCA10 | 18-435 | Radiographic/Fluoroscopic Unit | C-Arms | 1502 | ORTHOSCAN INCORPORATED | ORTHOSCAN TAU | 1 | 138D21001A | PC IMAGING L1 | Unspecified | Non Life Support | IES | ASP_GE | 50 | 5 | 1 | 2020-11-18 | Canyons/Desert
13900-Riverton Hospital | 20101 | Emergency Department | 13900-Riverton Hospital | 20101-Emergency Department | 13900~000000007341 | 880156 | 5P0209 | IHRVHORTCA3 | 18-435 | Radiographic/Fluoroscopic Unit | C-Arms | 1513 | ORTHOSCAN INCORPORATED | ORTHOSCAN TAU | 1 | 139D20101A | RV EMERGENCY ROOM | Equipment Rm (North) | Non Life Support | CESS | CESS_ALL | 47 | 7 | 3 | 2021-02-19 | Canyons/Desert
13900-Riverton Hospital | 22104 | Operating Rooms | 13900-Riverton Hospital | 22104-Operating Rooms | 13900~000000008685 | 913167 | SU0154 | IHRVHORTCA4 | 18-435 | Radiographic/Fluoroscopic Unit | C-Arms | 1516 | ORTHOSCAN INCORPORATED | ORTHOSCAN TAU | 1 | 139D22104A | RV OPERATING ROOM | Unspecified | Non Life Support | IES | ASP_GE | 26 | 5 | 3 | 2022-11-18 | Canyons/Desert
15400-Intermountain Medical Center | 22104 | Operating Rooms | 15400-Intermountain Medical Center | 22104-Operating Rooms | 15400~000000041213 | 908488 | 5073100MINC2 |  | 18-435 | Radiographic/Fluoroscopic Unit | C-Arms | 1564 | ORTHOSCAN INCORPORATED | ORTHOSCAN TAU | 1 | 154D22104A | IM OPERATING ROOM TL2 | North Equiptment Room | Non Life Support | IES | ASP_GE | 21 | 5 | 3 | 2023-04-19 | Canyons/Desert
15400-Intermountain Medical Center | 22104 | Operating Rooms | 15400-Intermountain Medical Center | 22104-Operating Rooms | 15400~000000041214 | 908487 | 5073100MINC1 |  | 18-435 | Radiographic/Fluoroscopic Unit | C-Arms | 1565 | ORTHOSCAN INCORPORATED | ORTHOSCAN TAU | 1 | 154D22104A | IM OPERATING ROOM TL2 | North Equiptment Room | Non Life Support | IES | ASP_GE | 21 | 5 | 3 | 2023-04-19 | Canyons/Desert
38500-Provo Surgery Center | 22203 | Surgical Center | 38500-Provo Surgery Center | 22203-Surgical Center | 38500~000000000002 | 905181 | SV0114 |  | 18-435 | Radiographic/Fluoroscopic Unit | C-Arms | 1583 | ORTHOSCAN INCORPORATED | ORTHOSCAN TAU | 1 | 385D22203A | PVASC SURGICAL CENTER | Unspecified | Non Life Support | IES | ASP_GE | 23 | 5 | 3 | 2023-02-07 | Canyons/Desert
38700-Murray Surgery Center | 22203 | Surgical Center | 38700-Murray Surgery Center | 22203-Surgical Center | 38700~000000000308 | 883291 | 5P0178 |  | 18-435 | Radiographic/Fluoroscopic Unit | C-Arms | 1588 | ORTHOSCAN INCORPORATED | ORTHOSCAN TAU | 1 | 387D22203A | MUASC MURRAY AMB SURGICAL CNTR | Unspecified | Non Life Support | IES | ASP_GE | 4 | 5 | 5 | 2024-09-23 | Canyons/Desert
12900-Layton Hospital | 35036 | Field Logistics | 12900-Layton Hospital | 21101-Radiology | 12900~000000001254 | 834626 | 5J1323 | IHLYHORTCA2 | 18-435 | Radiographic/Fluoroscopic Unit | C-Arms | 1477 | ORTHOSCAN INCORPORATED | ORTHOSCAN HD | 1 | 129D21101A | LA RADIOLOGY | Common Area | Life Support / High Risk | IES | ASP_GE | 78 | 7 | 1 | 2018-08-01 | Canyons/Desert
12900-Layton Hospital | 35036 | Field Logistics | 12900-Layton Hospital | 35036-Field Logistics | 12900~000000001255 | 834625 | 5J1322 | IHLYHORTCA1 | 18-435 | Radiographic/Fluoroscopic Unit | C-Arms | 1478 | ORTHOSCAN INCORPORATED | ORTHOSCAN HD | 1 | 129D35036A | LA MATERIALS MANAGEMENT | Unspecified | Life Support / High Risk | IES | ASP_GE | 78 | 7 | 1 | 2018-08-01 | Canyons/Desert
13800-Primary Childrens Hospital | 22104 | Operating Rooms | 13800-Primary Childrens Hospital | 22104-Operating Rooms | 13800~000000007473 | 426014 | 5E0959 | IHPCHORTCA3 | 18-435 | Radiographic/Fluoroscopic Unit | C-Arms | 1509 | ORTHOSCAN INCORPORATED | ORTHOSCAN HD | 1 | 138D22104A | PC OR L2 | OR Equipment Store Room | Life Support / High Risk | IES | ASP_GE | 175 | 5 | 0 | 2010-07-01 | Canyons/Desert
13900-Riverton Hospital | 22104 | Operating Rooms | 13900-Riverton Hospital | 22104-Operating Rooms | 13900~000000008577 | 902084 | U0154 |  | 18-435 | Radiographic/Fluoroscopic Unit | C-Arms | 1515 | ORTHOSCAN INCORPORATED | ORTHOSCAN HD | 1 | 139D22104A | RV OPERATING ROOM | Unspecified | Life Support / High Risk | IES | ASP_ORTHOS | 26 | 7 | 5 | 2022-11-30 | Canyons/Desert
14100-Spanish Fork Hospital | 22104 | Operating Rooms | 14100-Spanish Fork Hospital | 22104-Operating Rooms | 14100~000000002485 | 879236 | SP0299 |  | 18-435 | Radiographic/Fluoroscopic Unit | C-Arms | 1518 | ORTHOSCAN INCORPORATED | ORTHOSCAN HD | 1 | 141D22104A | SF OPERATING ROOMS | Common Area | Life Support / High Risk | IES | ASP_GE | 46 | 5 | 1 | 2021-03-15 | Canyons/Desert
14100-Spanish Fork Hospital | 22104 | Operating Rooms | 14100-Spanish Fork Hospital | 22104-Operating Rooms | 14100~000000002486 | 879237 | SR0168 |  | 18-435 | Radiographic/Fluoroscopic Unit | C-Arms | 1519 | ORTHOSCAN INCORPORATED | ORTHOSCAN HD | 1 | 141D22104A | SF OPERATING ROOMS | Common Area | Life Support / High Risk | IES | ASP_GE | 46 | 5 | 1 | 2021-03-15 | Canyons/Desert
14300-Park City Hospital | 21101 | Radiology | 14300-Park City Hospital | 21101-Radiology | 14300~000000001292 | 440402 | 5F0104 | IHPCHORTCA5 | 18-435 | Radiographic/Fluoroscopic Unit | C-Arms | 1525 | ORTHOSCAN INCORPORATED | ORTHOSCAN HD | 1 | 143D21101A | PK XRAY RADIOLOGY | Radiol Operating Rooms | Life Support / High Risk | IES | ASP_GE | 169 | 5 | 0 | 2010-12-13 | Canyons/Desert
14400-Utah Valley Hospital | 22104 | Operating Rooms | 14400-Utah Valley Hospital | 22104-Operating Rooms | 14400~000000024000 | 893539 | SR0266 |  | 18-435 | Radiographic/Fluoroscopic Unit | C-Arms | 1539 | ORTHOSCAN INCORPORATED | ORTHOSCAN HD | 1 | 144D22104A | UV OPERATING ROOM | Unspecified | Life Support / High Risk | IES | ASP_ORTHOS | 33 | 7 | 4 | 2022-04-22 | Canyons/Desert
14400-Utah Valley Hospital | 22104 | Operating Rooms | 14400-Utah Valley Hospital | 22104-Operating Rooms | 14400~000000025392 | 903860 | CL2709TA21380036 |  | 18-435 | Radiographic/Fluoroscopic Unit | C-Arms | 1540 | ORTHOSCAN INCORPORATED | ORTHOSCAN HD | 1 | 144D22104A | UV OPERATING ROOM | Unspecified | Life Support / High Risk | IES | ASP_GE | 24 | 5 | 3 | 2023-01-04 | Canyons/Desert
14800-Heber Valley Hospital | 22104 | Operating Rooms | 14800-Heber Valley Hospital | 22104-Operating Rooms | 14800~000000000177 | 577367 | 5J0138 | IHHVHORTCA1 | 18-435 | Radiographic/Fluoroscopic Unit | C-Arms | 1547 | ORTHOSCAN INCORPORATED | ORTHOSCAN HD | 1 | 148D22104A | HV OPERATING ROOM | Common Area | Life Support / High Risk | IES | ASP_GE | 131 | 5 | 0 | 2014-02-11 | Canyons/Desert
11600-Alta View Hospital | 22104 | Operating Rooms | 11600-Alta View Hospital | 22104-Operating Rooms | 11600~000000005938 | 824201 | 5J1183 | IHAVHORTCA | 18-435 | Radiographic/Fluoroscopic Unit | C-Arms | 1434 | ORTHOSCAN INCORPORATED | ORTHOSCAN FD | 1 | 116D22104A | AV OPERATING ROOM | Unspecified | Life Support / High Risk | IES | ASP_GE | 85 | 7 | 0 | 2017-12-19 | Canyons/Desert
11800-American Fork Hospital | 22104 | Operating Rooms | 11300-Supply Chain Organization | 32213-Asset Recovery - SLC | 11800~000000001870 | 487902 | 5J0106 | IHAFHORTCA | 18-435 | Radiographic/Fluoroscopic Unit | C-Arms | 1438 | ORTHOSCAN INCORPORATED | ORTHOSCAN FD | 1 | 113D32213C | SC ASSET RECOVERY AIRPORT WHS | Received | Life Support / High Risk | IES | ASP_GE | 132 | 7 | 0 | 2014-01-07 | Canyons/Desert
13400-Orem Community Hospital | 22001 | Same Day Surgery | 13400-Orem Community Hospital | 22104-Operating Rooms | 13400~000000001693 | 806026 | 5J0678 | IHOCHORTCA | 18-435 | Radiographic/Fluoroscopic Unit | C-Arms | 1500 | ORTHOSCAN INCORPORATED | ORTHOSCAN FD | 1 | 134D22104A | OR OPERATING ROOM | Or Rm 1 | Life Support / High Risk | IES | ASP_GE | 107 | 7 | 0 | 2016-02-02 | Canyons/Desert
14300-Park City Hospital | 22104 | Operating Rooms | 14300-Park City Hospital | 21101-Radiology | 14300~000000002252 | 839662 | 5J0302 | IHPCHORTCA6 | 18-435 | Radiographic/Fluoroscopic Unit | C-Arms | 1526 | ORTHOSCAN INCORPORATED | ORTHOSCAN FD | 1 | 143D21101A | PK XRAY RADIOLOGY | Unspecified | Life Support / High Risk | IES | ASP_GE | 116 | 5 | 0 | 2015-05-31 | Canyons/Desert
14300-Park City Hospital | 22104 | Operating Rooms | 14300-Park City Hospital | 22104-Operating Rooms | 14300~000000003315 | 850949 | 5K0336 | IHPCHORTCA7 | 18-435 | Radiographic/Fluoroscopic Unit | C-Arms | 1527 | ORTHOSCAN INCORPORATED | ORTHOSCAN FD | 1 | 143D22104A | PK OPERATING ROOM | Unspecified | Life Support / High Risk | IES | ASP_GE | 66 | 7 | 1 | 2019-07-13 | Canyons/Desert
14400-Utah Valley Hospital | 20101 | Emergency Department | 14400-Utah Valley Hospital | 20101-Emergency Department | 14400~000000016676 | 825628 | 5H0435 | IHUVHORTCA2 | 18-435 | Radiographic/Fluoroscopic Unit | C-Arms | 1529 | ORTHOSCAN INCORPORATED | ORTHOSCAN FD | 1 | 144D20101A | UV EMERGENCY ROOM | Common Areas | Life Support / High Risk | IES | ASP_GE | 85 | 7 | 0 | 2017-12-27 | Canyons/Desert
14400-Utah Valley Hospital | 22104 | Operating Rooms | 14400-Utah Valley Hospital | 22104-Operating Rooms | 14400~000000014484 | 821286 | 5J0597 | IHUVHORTCA1 | 18-435 | Radiographic/Fluoroscopic Unit | C-Arms | 1536 | ORTHOSCAN INCORPORATED | ORTHOSCAN FD | 1 | 144D22104A | UV OPERATING ROOM | Common Area | Life Support / High Risk | IES | ASP_GE | 110 | 7 | 0 | 2015-11-16 | Canyons/Desert
14800-Heber Valley Hospital | 22104 | Operating Rooms | 14800-Heber Valley Hospital | 22104-Operating Rooms | 14800~000000001390 | 814755 | 5J0875 | IHHVHORTCA2 | 18-435 | Radiographic/Fluoroscopic Unit | C-Arms | 1548 | ORTHOSCAN INCORPORATED | ORTHOSCAN FD | 1 | 148D22104A | HV OPERATING ROOM | Common Area | Life Support / High Risk | IES | ASP_GE | 98 | 5 | 0 | 2016-11-18 | Canyons/Desert
15400-Intermountain Medical Center | 22203 | Surgical Center | 15400-Intermountain Medical Center | 21101-Radiology | 15400~000000034823 | 854477 | 5K0378 | IHMCHORTCA | 18-435 | Radiographic/Fluoroscopic Unit | C-Arms | 1567 | ORTHOSCAN INCORPORATED | ORTHOSCAN FD | 1 | 154D21101A | IM RADIOLOGY ADMI OFFICE TLL1 | Unspecified | Life Support / High Risk | IES | ASP_GE | 64 | 10 | 5 | 2019-09-26 | Canyons/Desert
36700-St George Surgery Center LLC | 22203 | Surgical Center | 36700-St George Surgery Center LLC | 22203-Surgical Center | 36700~000000000188 | 821234 | 5J1069 |  | 18-435 | Radiographic/Fluoroscopic Unit | C-Arms | 1578 | ORTHOSCAN INCORPORATED | ORTHOSCAN FD | 1 | 367D22203A | ST GEORGE SURGERY CENTER | Unspecified | Life Support / High Risk | IES | ASP_GE | 31 | 2.1667 | 0 | 2022-06-08 | Canyons/Desert
38500-Provo Surgery Center | 22203 | Surgical Center | 38500-Provo Surgery Center | 22203-Surgical Center | 38500~000000000033 | 825452 | 5J1213 | IHUVHORTCA3 | 18-435 | Radiographic/Fluoroscopic Unit | C-Arms | 1585 | ORTHOSCAN INCORPORATED | ORTHOSCAN FD | 1 | 385D22203A | PVASC SURGICAL CENTER | Unspecified | Life Support / High Risk | UVH_CE | UVCREW2_CE | 14 | 5 | 4 | 2023-11-30 | Canyons/Desert
40000-Intermountain Medical Group | 74026 | Southwest Ortho and Sports Med | 40000-Intermountain Medical Group | 74026-Southwest Ortho and Sports Med | 40000~000000021160 | 819528 | 5J1059 | IHSWCORTCA | 18-435 | Radiographic/Fluoroscopic Unit | C-Arms | 1594 | ORTHOSCAN INCORPORATED | ORTHOSCAN FD | 1 | 400D74026A | MG SW ORTHO SPORTS MED STE 120 | Unspecified | Life Support / High Risk | IES | ASP_GE | 90 | 7 | 0 | 2017-07-07 | Canyons/Desert
40000-Intermountain Medical Group | 74177 | McKay-Dee Ortho and Sports Med | 40000-Intermountain Medical Group | 74177-McKay-Dee Ortho and Sports Med | 40000~000000034287 | 923083 | SW0133 |  | 11-758 | Radiographic/Fluoroscopic Unit | C-Arms | 1599 | ORTHOSCAN INCORPORATED | DI MINI 1000-0005 | 1 | 400D74177A | MG MCKAY DEE ORTHO SPORTS MED | Unspecified | Non Life Support | IES | ASP_ORTHOS | 7 | 5 | 4 | 2024-06-25 | Canyons/Desert
36400-McKay-Dee Surgical Center LLC | 22203 | Surgical Center | 36400-McKay-Dee Surgical Center LLC | 22203-Surgical Center | 36400~000000001601 | 871825 | 5P0235 |  | 18-435 | Radiographic/Fluoroscopic Unit | C-Arms | 1574 | ORTHOSCAN INCORPORATED | 1515 | 1 | 364D22203A | MS SC SURGICAL CENTER | Equipment Rm | Life Support / High Risk | IES | ASP_ORTHOS | 5 | 5 | 5 | 2024-09-01 | Canyons/Desert
15400-Intermountain Medical Center | 20101 | Emergency Department | 15400-Intermountain Medical Center | 20101-Emergency Department | 15400~000000042930 | 867283 | 5P0193 | IHPCHORTCA9 | 18-435 | Radiographic/Fluoroscopic Unit | C-Arms | 1549 | ORTHOSCAN INCORPORATED | 1515 | 1 | 154D20101A | IM EMERGENCY ROOM TLL1 | Unspecified | Life Support / High Risk | IES | ASP_GE | 54 | 7 | 2 | 2020-07-15 | Canyons/Desert
13800-Primary Childrens Hospital | 22104 | Operating Rooms | 13800-Primary Childrens Hospital | 22104-Operating Rooms | 13800~000000033243 | 762717 | 5U0253 | IHPCHORTCA13 | 18-435 | Radiographic/Fluoroscopic Unit | C-Arms | 1512 | ORTHOSCAN INCORPORATED | 1515 | 1 | 138D22104A | PC OR L2 | OR Equipment Store Room | Life Support / High Risk | IES | ASP_GE | 16 | 3.5 | 2.5 | 2023-09-13 | Canyons/Desert
12800-LDS Hospital | 22104 | Operating Rooms | 12800-LDS Hospital | 22104-Operating Rooms | 12800~000000002561 | 220155 | 86-0648 | OEC860648 | 11-758 | Radiographic/Fluoroscopic Unit | C-Arms | 1471 | OEC MEDICAL SYSTEMS INC | MINI 6800 | 1 | 128D22104A | LD OPERATING ROOM L3 | Surgery L3 | Life Support / High Risk | IES | ASP_GE | 265 | 5 | 0 | 2002-12-31 | Canyons/Desert
13000-Logan Regional Hospital | 20101 | Emergency Department | 11300-Supply Chain Organization | 32213-Asset Recovery - SLC | 13000~000000001451 | 300880 | 86-2222 | OEC862222 | 11-758 | Radiographic/Fluoroscopic Unit | C-Arms | 1479 | OEC MEDICAL SYSTEMS INC | MINI 6800 | 1 | 113D32213C | SC ASSET RECOVERY AIRPORT WHS | Received | Life Support / High Risk | IES | ASP_GE | 220 | 8 | 0 | 2006-09-25 | Canyons/Desert
40000-Intermountain Medical Group | 74013 | Logan Regional Orthopedics | 40000-Intermountain Medical Group | 74013-Logan Regional Orthopedics | 40000~000000003350 | 289345 | 1295 | OEC861140 | 11-758 | Radiographic/Fluoroscopic Unit | C-Arms | 1593 | OEC MEDICAL SYSTEMS INC | MINI 6800 | 1 | 400D74013A | MG BUDGE CLINIC ORTHOPEDICS | Common Area | Life Support / High Risk | IES | ASP_GE | 249 | 10 | 0 | 2004-04-27 | Canyons/Desert
13800-Primary Childrens Hospital | 22104 | Operating Rooms | 13800-Primary Childrens Hospital | 22104-Operating Rooms | 13800~000000030863 | 893223 | F9XXTX00148 - S7005L | F9XXTX00148 | 11-758 | Radiographic/Fluoroscopic Unit | C-Arms | 1511 | OEC MEDICAL SYSTEMS INC | Elite 1.1.9 | 1 | 138D22104A | PC OR L2 | Unspecified | Life Support / High Risk | IES | ASP_GE OEC | 40 | 5 | 2 | 2021-09-29 | Canyons/Desert
40000-Intermountain Medical Group | 74352 | Southridge Eye Care | 40000-Intermountain Medical Group | 74352-Southridge Eye Care | 40000~000000020876 | 818593 | ESXXXX03825 | ESXXXX03825 | 11-758 | Radiographic/Fluoroscopic Unit | C-Arms | 1602 | OEC MEDICAL SYSTEMS INC | 9900 ELITE | 1 | 400D74352A | MG RV SRIDGE EYE CARE | Unspecified | Life Support / High Risk | IES | ASP_GE | 103 | 5 | 0 | 2016-06-28 | Canyons/Desert
40000-Intermountain Medical Group | 74268 | Vascular and Vein - McKay-Dee | 40000-Intermountain Medical Group | 74268-Vascular and Vein - McKay-Dee | 40000~000000023209 | 828972 | E9XXXX03320 | E9XXXX03320 | 11-758 | Radiographic/Fluoroscopic Unit | C-Arms | 1601 | OEC MEDICAL SYSTEMS INC | 9900 ELITE | 1 | 400D74268A | MG VASCULAR AND VEIN MCKAY DEE | Unspecified | Life Support / High Risk | IES | ASP_GE | 83 | 5 | 0 | 2018-02-12 | Canyons/Desert
40000-Intermountain Medical Group | 74268 | Vascular and Vein - McKay-Dee | 40000-Intermountain Medical Group | 74268-Vascular and Vein - McKay-Dee | 40000~000000023204 | 828973 | E9XXXX03321 | E9XXXX03321 | 11-758 | Radiographic/Fluoroscopic Unit | C-Arms | 1600 | OEC MEDICAL SYSTEMS INC | 9900 ELITE | 1 | 400D74268A | MG VASCULAR AND VEIN MCKAY DEE | Unspecified | Life Support / High Risk | IES | ASP_GE | 83 | 5 | 0 | 2018-02-12 | Canyons/Desert
40000-Intermountain Medical Group | 74135 | Salt Lake Clinic - Radiology | 40000-Intermountain Medical Group | 74223-SL Clinic - Physical Medicine | 40000~000000005942 | 483173 | ES-2205 | ES-2205 | 11-758 | Radiographic/Fluoroscopic Unit | C-Arms | 1598 | OEC MEDICAL SYSTEMS INC | 9900 ELITE | 1 | 400D74223A | MG SL CLINIC PHYSICAL MEDICINE | Unspecified | Life Support / High Risk | IES | ASP_GE | 145 | 5 | 0 | 2012-12-31 | Canyons/Desert
40000-Intermountain Medical Group | 74135 | Salt Lake Clinic - Radiology | 40000-Intermountain Medical Group | 74135-Salt Lake Clinic - Radiology | 40000~000000005144 | 457637 | OECES1162 | OECES1162 | 11-758 | Radiographic/Fluoroscopic Unit | C-Arms | 1597 | OEC MEDICAL SYSTEMS INC | 9900 ELITE | 1 | 400D74135A | MG SL CLINIC RADIOLOGY 1ST FLR | Common Area | Life Support / High Risk | IES | ASP_GE | 181 | 5 | 0 | 2009-12-23 | Canyons/Desert
40000-Intermountain Medical Group | 74115 | Park City Specialty Clinic | 14300-Park City Hospital | 21101-Radiology | 40000~000000020813 | 814756 | ESXXXX03980 | ESXXXX03980 | 11-758 | Radiographic/Fluoroscopic Unit | C-Arms | 1596 | OEC MEDICAL SYSTEMS INC | 9900 ELITE | 1 | 143D21101A | PK XRAY RADIOLOGY | Unspecified | Life Support / High Risk | IES | ASP_GE | 96 | 5 | 0 | 2017-01-09 | Canyons/Desert
40000-Intermountain Medical Group | 74011 | Budge Clinic Radiology | 40000-Intermountain Medical Group | 74011-Budge Clinic Radiology | 40000~000000016423 | 800157 | ES-3449 | ES-3449 | 11-758 | Radiographic/Fluoroscopic Unit | C-Arms | 1592 | OEC MEDICAL SYSTEMS INC | 9900 ELITE | 1 | 400D74011A | MG BUDGE CL RADIOLOGY 1ST FLR | Unspecified | Life Support / High Risk | IES | ASP_GE | 118 | 5 | 0 | 2015-03-10 | Canyons/Desert
40000-Intermountain Medical Group | 42944 | Alta View Clinic Admin | 40000-Intermountain Medical Group | 73075-Sandy Clinic | 40000~000000024041 | 855217 | E9XXXX03290 | E9XXXX03290 | 11-758 | Radiographic/Fluoroscopic Unit | C-Arms | 1590 | OEC MEDICAL SYSTEMS INC | 9900 ELITE | 1 | 400D73075A | MG ALTA VIEW CLINIC | Unspecified | Life Support / High Risk | IES | ASP_GE | 85 | 5 | 0 | 2017-12-12 | Canyons/Desert
15400-Intermountain Medical Center | 21111 | Radiology TOSH | 37000-The Orthopedic Specialty Hosp | 22001-Same Day Surgery | 15400~000000042442 | 487945 | E2-2473 | E2-2473 | 11-758 | Radiographic/Fluoroscopic Unit | C-Arms | 1562 | OEC MEDICAL SYSTEMS INC | 9900 ELITE | 1 | 370D22001A | TO SAME DAY SURGERY BLDG 3 L1 | Unspecified | Life Support / High Risk | IES | ASP_GE | 156 | 5 | 0 | 2012-01-16 | Canyons/Desert
15400-Intermountain Medical Center | 21111 | Radiology TOSH | 37000-The Orthopedic Specialty Hosp | 21101-Radiology | 15400~000000042440 | 410351 | E2-1331 | OECE21331 | 11-758 | Radiographic/Fluoroscopic Unit | C-Arms | 1560 | OEC MEDICAL SYSTEMS INC | 9900 ELITE | 1 | 370D21101A | TO RADIOLOGY BLDG 4 L1 | Common Areas | Life Support / High Risk | IES | ASP_GE | 179 | 5 | 0 | 2010-02-04 | Canyons/Desert
15400-Intermountain Medical Center | 21111 | Radiology TOSH | 37000-The Orthopedic Specialty Hosp | 21001-Imaging Administration | 15400~000000042451 | 732333 | E9-5314 | E9-5314 | 11-758 | Radiographic/Fluoroscopic Unit | C-Arms | 1559 | OEC MEDICAL SYSTEMS INC | 9900 ELITE | 1 | 370D21001A | TO IMAGING ADMIN BLDG 4 L1 | Radiology Admin | Life Support / High Risk | IES | ASP_GE | 117 | 5 | 0 | 2015-05-01 | Canyons/Desert
15400-Intermountain Medical Center | 21101 | Radiology | 15400-Intermountain Medical Center | 22104-Operating Rooms | 15400~000000014843 | 417261 | E9-1064 | OECE91064 | 11-758 | Radiographic/Fluoroscopic Unit | C-Arms | 1557 | OEC MEDICAL SYSTEMS INC | 9900 ELITE | 1 | 154D22104B | IM OR FRONT DESK TL2 | Allocated To The Or | Life Support / High Risk | IES | ASP_GE | 180 | 5 | 0 | 2010-01-05 | Canyons/Desert
15400-Intermountain Medical Center | 21101 | Radiology | 15400-Intermountain Medical Center | 21101-Radiology | 15400~000000018465 | 505061 | ES-2273 | ES-2273 | 11-758 | Radiographic/Fluoroscopic Unit | C-Arms | 1555 | OEC MEDICAL SYSTEMS INC | 9900 ELITE | 1 | 154D21101B | IM OUTPT RADIOLOGY EL2 | Unspecified | Life Support / High Risk | IES | ASP_GE | 155 | 5 | 0 | 2012-02-04 | Canyons/Desert
14800-Heber Valley Hospital | 21101 | Radiology | 14800-Heber Valley Hospital | 21101-Radiology | 14800~000000000414 | 411150 | E9-1145 | OECE91145 | 11-758 | Radiographic/Fluoroscopic Unit | C-Arms | 1546 | OEC MEDICAL SYSTEMS INC | 9900 ELITE | 1 | 148D21101A | HV RADIOLOGY | C-Arm | Life Support / High Risk | IES | ASP_GE | 179 | 5 | 0 | 2010-02-04 | Canyons/Desert
14400-Utah Valley Hospital | 22104 | Operating Rooms | 14400-Utah Valley Hospital | 22104-Operating Rooms | 14400~000000006579 | 459134 | E2-2135 | E2-2135 | 11-758 | Radiographic/Fluoroscopic Unit | C-Arms | 1532 | OEC MEDICAL SYSTEMS INC | 9900 ELITE | 1 | 144D22104A | UV OPERATING ROOM | Back Hallway | Life Support / High Risk | IES | ASP_GE | 164 | 5 | 0 | 2011-05-10 | Canyons/Desert
14400-Utah Valley Hospital | 22104 | Operating Rooms | 14400-Utah Valley Hospital | 22104-Operating Rooms | 14400~000000005386 | 369887 | E2-0669 | OECE20669 | 11-758 | Radiographic/Fluoroscopic Unit | C-Arms | 1531 | OEC MEDICAL SYSTEMS INC | 9900 ELITE | 1 | 144D22104A | UV OPERATING ROOM | Back Hallway | Life Support / High Risk | IES | ASP_GE | 192 | 5 | 0 | 2009-01-31 | Canyons/Desert
14400-Utah Valley Hospital | 21101 | Radiology | 14400-Utah Valley Hospital | 21101-Radiology | 14400~000000019861 | 846888 | FBXXXE00504 | FBXXXE00504 | 11-758 | Radiographic/Fluoroscopic Unit | C-Arms | 1530 | OEC MEDICAL SYSTEMS INC | 9900 ELITE | 1 | 144D21101A | UV RADIOLOGY | Unspecified | Life Support / High Risk | IES | ASP_GE | 71 | 5 | 0 | 2019-02-17 | Canyons/Desert
14300-Park City Hospital | 21001 | Imaging Administration | 14300-Park City Hospital | 21001-Imaging Administration | 14300~000000002448 | 805285 | E9-2926 | E9-2926 | 11-758 | Radiographic/Fluoroscopic Unit | C-Arms | 1523 | OEC MEDICAL SYSTEMS INC | 9900 ELITE | 1 | 143D21001A | PK IMAGING ADMINISTRATION | Unspecified | Life Support / High Risk | IES | ASP_GE | 109 | 7 | 0 | 2015-12-14 | Canyons/Desert
13800-Primary Childrens Hospital | 21101 | Radiology | 13800-Primary Childrens Hospital | 21102-Angiography | 13800~000000025233 | 854328 | E9XXXX03281 | E9XXXX03281 | 11-758 | Radiographic/Fluoroscopic Unit | C-Arms | 1507 | OEC MEDICAL SYSTEMS INC | 9900 ELITE | 1 | 138D21102A | PC SPEC PROCEDURE LAB 1 FLR W | Unspecified | Life Support / High Risk | IES | ASP_GE | 85 | 5 | 0 | 2017-12-15 | Canyons/Desert
13800-Primary Childrens Hospital | 21101 | Radiology | 13800-Primary Childrens Hospital | 21101-Radiology | 13800~000000022328 |  |  |  | 11-758 | Radiographic/Fluoroscopic Unit | C-Arms | 1506 | OEC MEDICAL SYSTEMS INC | 9900 ELITE | 1 | 138D21101A | PC MEDICAL IMAGING 1ST FLR W | Unspecified | Life Support / High Risk | IES | ASP_GE | 113 | 3 | 0 | 2015-08-14 | Canyons/Desert
13800-Primary Childrens Hospital | 21101 | Radiology | 13800-Primary Childrens Hospital | 21101-Radiology | 13800~000000021716 | 801183 | E9-2830 | E9-2830 | 11-758 | Radiographic/Fluoroscopic Unit | C-Arms | 1505 | OEC MEDICAL SYSTEMS INC | 9900 ELITE | 1 | 138D21101A | PC MEDICAL IMAGING 1ST FLR W | Unspecified | Life Support / High Risk | IES | ASP_GE | 114 | 7 | 0 | 2015-07-08 | Canyons/Desert
13800-Primary Childrens Hospital | 21101 | Radiology | 13800-Primary Childrens Hospital | 21101-Radiology | 13800~000000008816 | 475558 | E9-1753 | E9-1753 | 11-758 | Radiographic/Fluoroscopic Unit | C-Arms | 1504 | OEC MEDICAL SYSTEMS INC | 9900 ELITE | 1 | 138D21101A | PC MEDICAL IMAGING 1ST FLR W | Imaging Vitals Alcove | Life Support / High Risk | IES | ASP_GE | 159 | 5 | 0 | 2011-10-31 | Canyons/Desert
13200-McKay-Dee Hospital Center | 22104 | Operating Rooms | 13200-McKay-Dee Hospital Center | 40030-Surgical Services Admin | 13200~000000018190 | 817873 | E9XXXX03175 | E9XXXX03175 | 11-758 | Radiographic/Fluoroscopic Unit | C-Arms | 1498 | OEC MEDICAL SYSTEMS INC | 9900 ELITE | 1 | 132D40030A | MK SURGICAL SERVICES ADMIN L2 | Unspecified | Life Support / High Risk | IES | ASP_GE | 95 | 7 | 0 | 2017-02-22 | Canyons/Desert
13200-McKay-Dee Hospital Center | 22104 | Operating Rooms | 13200-McKay-Dee Hospital Center | 40030-Surgical Services Admin | 13200~000000016675 | 804886 | E2-5186 | E2-5186 | 11-758 | Radiographic/Fluoroscopic Unit | C-Arms | 1497 | OEC MEDICAL SYSTEMS INC | 9900 ELITE | 1 | 132D40030A | MK SURGICAL SERVICES ADMIN L2 | Unspecified | Life Support / High Risk | IES | ASP_GE | 108 | 7 | 0 | 2016-01-12 | Canyons/Desert
13200-McKay-Dee Hospital Center | 22104 | Operating Rooms | 13200-McKay-Dee Hospital Center | 22104-Operating Rooms | 13200~000000021764 | 856532 | FAXXTE00052 | FAXXTE00052 | 11-758 | Radiographic/Fluoroscopic Unit | C-Arms | 1494 | OEC MEDICAL SYSTEMS INC | 9900 ELITE | 1 | 132D22104A | MK OPERATING ROOM L2 | Unspecified | Life Support / High Risk | IES | ASP_GE | 61 | 7 | 2 | 2019-12-13 | Canyons/Desert
13200-McKay-Dee Hospital Center | 22104 | Operating Rooms | 13200-McKay-Dee Hospital Center | 22104-Operating Rooms | 13200~000000020114 | 843573 | FBXXXE00472 | FBXXXE00472 | 11-758 | Radiographic/Fluoroscopic Unit | C-Arms | 1493 | OEC MEDICAL SYSTEMS INC | 9900 ELITE | 1 | 132D22104A | MK OPERATING ROOM L2 | Unspecified | Life Support / High Risk | IES | ASP_GE | 72 | 5 | 0 | 2019-01-02 | Canyons/Desert
13200-McKay-Dee Hospital Center | 22104 | Operating Rooms | 13200-McKay-Dee Hospital Center | 22104-Operating Rooms | 13200~000000007169 | 418380 | E2-1432 | OECE21432 | 11-758 | Radiographic/Fluoroscopic Unit | C-Arms | 1491 | OEC MEDICAL SYSTEMS INC | 9900 ELITE | 1 | 132D22104A | MK OPERATING ROOM L2 | Common Area | Life Support / High Risk | IES | ASP_GE | 178 | 5 | 0 | 2010-04-01 | Canyons/Desert
12900-Layton Hospital | 21001 | Imaging Administration | 12900-Layton Hospital | 21001-Imaging Administration | 12900~000000002667 | 839211 | FAXXXE00326 | FBXXXE00326 | 11-758 | Radiographic/Fluoroscopic Unit | C-Arms | 1475 | OEC MEDICAL SYSTEMS INC | 9900 ELITE | 1 | 129D21001A | LA IMAGING ADMINISTRATION | Unspecified | Life Support / High Risk | IES | ASP_GE | 76 | 5 | 0 | 2018-09-27 | Canyons/Desert
12900-Layton Hospital | 21001 | Imaging Administration | 12900-Layton Hospital | 21001-Imaging Administration | 12900~000000002666 | 839210 | FAXXXE00163 | FAXXXE00163 | 11-758 | Radiographic/Fluoroscopic Unit | C-Arms | 1474 | OEC MEDICAL SYSTEMS INC | 9900 ELITE | 1 | 129D21001A | LA IMAGING ADMINISTRATION | Unspecified | Life Support / High Risk | IES | ASP_GE | 76 | 5 | 0 | 2018-09-18 | Canyons/Desert
12800-LDS Hospital | 21101 | Radiology | 12800-LDS Hospital | 21101-Radiology | 12800~000000014366 | 845879 | E9XXXX03419 | E9XXXX03419 | 11-758 | Radiographic/Fluoroscopic Unit | C-Arms | 1467 | OEC MEDICAL SYSTEMS INC | 9900 ELITE | 1 | 128D21101A | LD RADIOLOGY L1 | Unspecified | Life Support / High Risk | IES | ASP_GE | 71 | 5 | 0 | 2019-02-15 | Canyons/Desert
11800-American Fork Hospital | 22104 | Operating Rooms | 11800-American Fork Hospital | 22104-Operating Rooms | 11800~000000001435 | 447004 | E9-1528 | E9-1528 | 11-758 | Radiographic/Fluoroscopic Unit | C-Arms | 1442 | OEC MEDICAL SYSTEMS INC | 9900 ELITE | 1 | 118D22104A | AF OPERATING ROOM | Common Area | Life Support / High Risk | IES | ASP_GE | 166 | 5 | 0 | 2011-03-23 | Canyons/Desert
11800-American Fork Hospital | 22104 | Operating Rooms | 11800-American Fork Hospital | 21101-Radiology | 11800~000000001147 | 487901 | E9-2467 | E9-2467 | 11-758 | Radiographic/Fluoroscopic Unit | C-Arms | 1439 | OEC MEDICAL SYSTEMS INC | 9900 ELITE | 1 | 118D21101A | AF RADIOLOGY | Unspecified | Life Support / High Risk | IES | ASP_GE | 145 | 5 | 0 | 2013-01-01 | Canyons/Desert
11600-Alta View Hospital | 21101 | Radiology | 11600-Alta View Hospital | 21101-Radiology | 11600~000000005106 | 726692 | E9-2615 | E9-2615 | 11-758 | Radiographic/Fluoroscopic Unit | C-Arms | 1432 | OEC MEDICAL SYSTEMS INC | 9900 ELITE | 1 | 116D21101A | AV RADIOLOGY | Common Area | Life Support / High Risk | IES | ASP_GE | 124 | 5 | 0 | 2014-09-17 | Canyons/Desert
11600-Alta View Hospital | 21101 | Radiology | 11600-Alta View Hospital | 21101-Radiology | 11600~000000002724 | 443828 | E2-1913 | E2-1913 | 11-758 | Radiographic/Fluoroscopic Unit | C-Arms | 1431 | OEC MEDICAL SYSTEMS INC | 9900 ELITE | 1 | 116D21101A | AV RADIOLOGY | Common Area | Life Support / High Risk | IES | ASP_GE | 167 | 5 | 0 | 2011-02-15 | Canyons/Desert
11600-Alta View Hospital | 21101 | Radiology | 11600-Alta View Hospital | 21101-Radiology | 11600~000000001816 | 358753 | ES0399 | OECES0399 | 11-758 | Radiographic/Fluoroscopic Unit | C-Arms | 1430 | OEC MEDICAL SYSTEMS INC | 9900 ELITE | 1 | 116D21101A | AV RADIOLOGY | Common Area | Life Support / High Risk | IES | ASP_GE | 196 | 5 | 0 | 2008-09-29 | Canyons/Desert
15400-Intermountain Medical Center | 21101 | Radiology | 15400-Intermountain Medical Center | 21101-Radiology | 15400~000000004360 | 263077 | 82-3266 | OEC823266 | 11-758 | Radiographic/Fluoroscopic Unit | C-Arms | 1551 | OEC MEDICAL SYSTEMS INC | 9800 PLUS | 1 | 154D21101A | IM RADIOLOGY ADMI OFFICE TLL1 | Unspecified | Life Support / High Risk | IES | ASP_GE | 241 | 5 | 0 | 2004-12-08 | Canyons/Desert
36700-St George Surgery Center LLC | 22203 | Surgical Center | 36700-St George Surgery Center LLC | 22203-Surgical Center | 36700~000000000142 | 203210 | 8S-0334 | 8S-0334 | 11-758 | Radiographic/Fluoroscopic Unit | C-Arms | 1576 | OEC MEDICAL SYSTEMS INC | 9800 | 1 | 367D22203A | ST GEORGE SURGERY CENTER | Unspecified | Life Support / High Risk | IES | ASP_GE | 31 | 5 | 2 | 2022-06-08 | Canyons/Desert
15400-Intermountain Medical Center | 21101 | Radiology | 15400-Intermountain Medical Center | 21101-Radiology | 15400~000000004227 | 227442 | 890318 | 89-0318 | 11-758 | Radiographic/Fluoroscopic Unit | C-Arms | 1550 | OEC MEDICAL SYSTEMS INC | 9800 | 1 | 154D21101A | IM RADIOLOGY ADMI OFFICE TLL1 | Bldg C LL1 Radiol Common Area | Life Support / High Risk | IES | ASP_GE | 297 | 5 | 0 | 2000-04-12 | Canyons/Desert
12800-LDS Hospital | 22104 | Operating Rooms | 12800-LDS Hospital | 21101-Radiology | 12800~000000002402 | 216381 | 821430 | OEC821430 | 11-758 | Radiographic/Fluoroscopic Unit | C-Arms | 1469 | OEC MEDICAL SYSTEMS INC | 9800 | 1 | 128D21101A | LD RADIOLOGY L1 | Radiol L1 Common Area | Life Support / High Risk | IES | ASP_GE | 277 | 8 | 0 | 2001-12-10 | Canyons/Desert
12800-LDS Hospital | 21101 | Radiology | 40000-Intermountain Medical Group | 74130-Avenues Specialty Clinic Admin | 12800~000000008020 | 286447 | 82-2925 | OEC822925 | 11-758 | Radiographic/Fluoroscopic Unit | C-Arms | 1468 | OEC MEDICAL SYSTEMS INC | 9800 | 1 | 400D74130E | MG AVENUES SPECIALTY SURGERY L | Unspecified | Life Support / High Risk | IES | ASP_GE | 247 | 5 | 0 | 2004-06-02 | Canyons/Desert
11800-American Fork Hospital | 22104 | Operating Rooms | 11800-American Fork Hospital | 22104-Operating Rooms | 11800~000000006672 | 196915 | 82-0669 | 82-0669 | 11-758 | Radiographic/Fluoroscopic Unit | C-Arms | 1443 | OEC MEDICAL SYSTEMS INC | 9800 | 1 | 118D22104A | AF OPERATING ROOM | Unspecified | Life Support / High Risk | IES | ASP_GE | 292 | 5 | 0 | 2000-10-01 | Canyons/Desert
11600-Alta View Hospital | 21101 | Radiology | 11600-Alta View Hospital | 21101-Radiology | 11600~000000005323 | 804044 | 82-3331 | 82-3331 | 11-758 | Radiographic/Fluoroscopic Unit | C-Arms | 1433 | OEC MEDICAL SYSTEMS INC | 9800 | 1 | 116D21101A | AV RADIOLOGY | Unspecified | Life Support / High Risk | IES | ASP_GE | 110 | 5 | 0 | 2015-11-18 | Canyons/Desert
12800-LDS Hospital | 21101 | Radiology | 12800-LDS Hospital | 21101-Radiology | 12800~000000008255 | 132271 | 69-0373 | AM128839 | 11-758 | Radiographic/Fluoroscopic Unit | C-Arms | 1466 | OEC MEDICAL SYSTEMS INC | 9600 | 1 | 128D21101A | LD RADIOLOGY L1 | Radiol L1 Or | Life Support / High Risk |  |  | 421 | 5 | 0 | 1990-01-01 | Canyons/Desert
15400-Intermountain Medical Center | 21101 | Radiology | 15400-Intermountain Medical Center | 21101-Radiology | 15400~000000019802 | 344867 | 5106 | IHMCHSIERF1 | 18-437 | Radiographic/Fluoroscopic Syst | Cath Labs | 1398 | SIEMENS HEALTHCARE | AXIOM ICONOS R200 | 1 | 154D21101A | IM RADIOLOGY ADMI OFFICE TLL1 | BldgB L2 OutptRadCommon Area | Life Support / High Risk | IES | ASP_GE | 207 | 5 | 0 | 2007-10-29 | Canyons/Desert
15400-Intermountain Medical Center | 21102 | Angiography | 15400-Intermountain Medical Center | 21102-Angiography | 15400~000000033415 | 849170 | 109627 | IHMCHSIEVA2/400-606564 | 16-597 | Radiographic/Fluoroscopic Syst | Cath Labs | 1404 | SIEMENS HEALTHCARE | AXIOM ARTIS Q | 1 | 154D21102A | IM ANGIO TL1 | Unspecified | Life Support / High Risk | IES | ASP_SIEMEN | 68 | 7 | 1 | 2019-05-08 | Canyons/Desert
15400-Intermountain Medical Center | 20501 | Cardiovascular Lab | 15400-Intermountain Medical Center | 21102-Angiography | 15400~000000034279 | 852098 | 111143 | 400-612087 | 16-597 | Radiographic/Fluoroscopic Syst | Cath Labs | 1390 | SIEMENS HEALTHCARE | AXIOM ARTIS Q | 1 | 154D21102A | IM ANGIO TL1 | Unspecified | Life Support / High Risk | IES | ASP_SIEMEN | 66 | 7 | 2 | 2019-07-30 | Canyons/Desert
14400-Utah Valley Hospital | 20501 | Cardiovascular Lab | 14400-Utah Valley Hospital | 21101-Radiology | 14400~000000020836 | 852022 | 105122 | 400-599634 | 16-597 | Radiographic/Fluoroscopic Syst | Cath Labs | 1371 | SIEMENS HEALTHCARE | AXIOM ARTIS Q | 1 | 144D21101A | UV RADIOLOGY | Unspecified | Life Support / High Risk | IES | ASP_SIEMEN | 70 | 7 | 1 | 2019-03-15 | Canyons/Desert
14400-Utah Valley Hospital | 20501 | Cardiovascular Lab | 14400-Utah Valley Hospital | 21101-Radiology | 14400~000000020835 | 852021 | 105121 | 400-599633 | 16-597 | Radiographic/Fluoroscopic Syst | Cath Labs | 1370 | SIEMENS HEALTHCARE | AXIOM ARTIS Q | 1 | 144D21101A | UV RADIOLOGY | Unspecified | Life Support / High Risk | IES | ASP_SIEMEN | 71 | 7 | 1 | 2019-02-09 | Canyons/Desert
14400-Utah Valley Hospital | 20501 | Cardiovascular Lab | 14400-Utah Valley Hospital | 21101-Radiology | 14400~000000020834 | 852023 | 105123 | 400-599632 | 16-597 | Radiographic/Fluoroscopic Syst | Cath Labs | 1369 | SIEMENS HEALTHCARE | AXIOM ARTIS Q | 1 | 144D21101A | UV RADIOLOGY | Unspecified | Life Support / High Risk | IES | ASP_SIEMEN | 71 | 7 | 1 | 2019-02-09 | Canyons/Desert
13800-Primary Childrens Hospital | 20501 | Cardiovascular Lab | 13800-Primary Childrens Hospital | 20501-Cardiovascular Lab | 13800~000000023891 | 815194 | 123205 | 400-539789 | 16-597 | Radiographic/Fluoroscopic Syst | Cath Labs | 1348 | SIEMENS HEALTHCARE | AXIOM ARTIS Q | 1 | 138D20501A | PC CATH LAB L1 | Cath Lab 1 | Life Support / High Risk | IES | ASP_SIEMEN | 97 | 7 | 0 | 2016-12-15 | Canyons/Desert
13200-McKay-Dee Hospital Center | 20501 | Cardiovascular Lab | 13200-McKay-Dee Hospital Center | 20501-Cardiovascular Lab | 13200~000000016994 | 811274 | 400-509855 | 400-509855 | 16-597 | Radiographic/Fluoroscopic Syst | Cath Labs | 1334 | SIEMENS HEALTHCARE | AXIOM ARTIS Q | 1 | 132D20501A | MK CARDIOLOGY 3RD FLR | Unspecified | Life Support / High Risk | IES | ASP_SIEMEN | 110 | 7 | 0 | 2015-12-01 | Canyons/Desert
13200-McKay-Dee Hospital Center | 20501 | Cardiovascular Lab | 13200-McKay-Dee Hospital Center | 20501-Cardiovascular Lab | 13200~000000016385 | 811275 | 109103 | 400-485891 | 16-597 | Radiographic/Fluoroscopic Syst | Cath Labs | 1333 | SIEMENS HEALTHCARE | AXIOM ARTIS Q | 1 | 132D20501A | MK CARDIOLOGY 3RD FLR | Cath Lab Rm 2 | Life Support / High Risk | IES | ASP_SIEMEN | 116 | 50 | 40 | 2015-05-10 | Canyons/Desert
13200-McKay-Dee Hospital Center | 21102 | Angiography | 13200-McKay-Dee Hospital Center | 22104-Operating Rooms | 13200~000000015797 | 731639 | 000128 | IHMKHPHLVA | 16-597 | Radiographic/Fluoroscopic Syst | Cath Labs | 1341 | PHILIPS HEALTHCARE | ALLURA XPER FD20 | 1 | 132D22104A | MK OPERATING ROOM L2 | Angio (Special Pro Rm) | Life Support / High Risk | IES | ASP_GE | 126 | 7 | 0 | 2014-08-01 | Canyons/Desert
15400-Intermountain Medical Center | 21102 | Angiography | 15400-Intermountain Medical Center | 21102-Angiography | 15400~000000009040 | 361533 | 1098 | IHMCHPHLVA2 | 16-597 | Radiographic/Fluoroscopic Syst | Cath Labs | 1401 | PHILIPS HEALTHCARE | ALLURA XPER FD20 | 1 | 154D21102A | IM ANGIO TL1 | Lab 3 | Life Support / High Risk | IES | ASP_GE | 207 | 5 | 0 | 2007-11-01 | Canyons/Desert
15400-Intermountain Medical Center | 21102 | Angiography | 15400-Intermountain Medical Center | 21102-Angiography | 15400~000000029668 | 819392 | 63856215 | IHMCHPHLVA3 | 16-597 | Radiographic/Fluoroscopic Syst | Cath Labs | 1403 | PHILIPS HEALTHCARE | ALLURA XPER FD20 | 1 | 154D21102A | IM ANGIO TL1 | Common Area | Life Support / High Risk | IES | ASP_GE | 90 | 5 | 0 | 2017-07-11 | Canyons/Desert
15400-Intermountain Medical Center | 21102 | Angiography | 15400-Intermountain Medical Center | 21102-Angiography | 15400~000000009247 | 357616 | 212 | IHMCHPHLVA1 | 16-597 | Radiographic/Fluoroscopic Syst | Cath Labs | 1402 | PHILIPS HEALTHCARE | ALLURA XPER FD20/10 | 1 | 154D21102A | IM ANGIO TL1 | Lab 2 | Life Support / High Risk | IES | ASP_GE | 207 | 5 | 0 | 2007-11-01 | Canyons/Desert
13800-Primary Childrens Hospital | 21102 | Angiography | 13800-Primary Childrens Hospital | 21102-Angiography | 13800~000000008029 | 490155 | 174 | IHPCHPHLVA | 17-192 | Radiographic/Fluoroscopic Syst | Cath Labs | 1353 | PHILIPS HEALTHCARE | ALLURA XPER FD20/20 | 1 | 138D21102A | PC SPEC PROCEDURE LAB 1 FLR W | Interventional Radiology Lab | Life Support / High Risk | IES | ASP_GE | 157 | 5 | 0 | 2011-12-31 | Canyons/Desert
13200-McKay-Dee Hospital Center | 21101 | Radiology | 13200-McKay-Dee Hospital Center | 21101-Radiology | 13200~000000009050 | 511211 | 12000143 | IHMKHPHLXR2 | 16-597 | Radiographic/Fluoroscopic Syst | Cath Labs | 1336 | PHILIPS HEALTHCARE | ALLURA XPER X-RAY SYSTEM | 1 | 132D21101A | MK RADIOLOGY 1ST FLR | Rad Rm 7 Er | Life Support / High Risk | IES | ASP_GE | 149 | 7 | 0 | 2012-08-16 | Canyons/Desert
15400-Intermountain Medical Center | 21111 | Radiology TOSH | 37000-The Orthopedic Specialty Hosp | 21101-Radiology | 15400~000000042444 | 523740 | SN 512235/SN 1200028 | IHOSHPHLXR | 16-597 | Radiographic/Fluoroscopic Syst | Cath Labs | 1405 | PHILIPS HEALTHCARE | ALLURA XPER X-RAY SYSTEM | 1 | 370D21101A | TO RADIOLOGY BLDG 4 L1 | X-Ray Rm | Life Support / High Risk | IES | ASP_GE | 144 | 5 | 0 | 2013-01-04 | Canyons/Desert
40000-Intermountain Medical Group | 74174 | Salt Lake Clinic Admin | 40000-Intermountain Medical Group | 74135-Salt Lake Clinic - Radiology | 40000~000000005958 | 524792 | C006445Y22 | IHSCCPHLXR2 | 16-597 | Radiographic/Fluoroscopic Syst | Cath Labs | 1425 | PHILIPS HEALTHCARE | ALLURA XPER X-RAY SYSTEM | 1 | 400D74135A | MG SL CLINIC RADIOLOGY 1ST FLR | L2 | Life Support / High Risk | IES | ASP_GE | 145 | 5 | 0 | 2012-12-31 | Canyons/Desert
40000-Intermountain Medical Group | 74174 | Salt Lake Clinic Admin | 40000-Intermountain Medical Group | 74135-Salt Lake Clinic - Radiology | 40000~000000005959 | 524791 | C006410Y22 | IHSCCPHLXR1 | 16-597 | Radiographic/Fluoroscopic Syst | Cath Labs | 1426 | PHILIPS HEALTHCARE | ALLURA XPER X-RAY SYSTEM | 1 | 400D74135A | MG SL CLINIC RADIOLOGY 1ST FLR | Radiology FL1 | Life Support / High Risk | IES | ASP_GE | 145 | 5 | 0 | 2012-12-31 | Canyons/Desert
14400-Utah Valley Hospital | 22104 | Operating Rooms | 14400-Utah Valley Hospital | 21102-Angiography | 14400~000000020245 | 851623 | 564 | IHUVHPHLVA | 16-885 | Radiographic/Fluoroscopic Syst | Cath Labs | 1376 | PHILIPS HEALTHCARE | Azurion | 1 | 144D21102A | UV INTERVENTIONAL RADIOLOGY | Hybrid Room | Life Support / High Risk | IES | ASP_GE | 71 | 5 | 0 | 2019-02-17 | Canyons/Desert
37700-Primary Childrens - Lehi | 21102 | Angiography | 37700-Primary Childrens - Lehi | 21102-Angiography | 37700~000000003107 | 919942 | 107794187 | 107794187 | 16-885 | Radiographic/Fluoroscopic Syst | Cath Labs | 1419 | PHILIPS HEALTHCARE | Azurion | 1 | 377D21102A | PL ANGIOGRAPHY | Unspecified | Life Support / High Risk | IES | ASP_GE | 10 | 7 | 6 | 2024-03-13 | Canyons/Desert
15400-Intermountain Medical Center | 20501 | Cardiovascular Lab | 15400-Intermountain Medical Center | 21001-Imaging Administration | 15400~000000031423 | 359732 | UNKNOWN | 400-196605 | 16-597 | Radiographic/Fluoroscopic Syst | Cath Labs | 1389 | SIEMENS HEALTHCARE | AXIOM ARTIS | 1 | 154D21001A | IM IMAGING ADMIN TOWER TLL1 | Bldg C Imaging Admin | Life Support / High Risk | IES | ASP_SIEMEN | 205 | 5 | 0 | 2008-01-01 | Canyons/Desert
15400-Intermountain Medical Center | 20501 | Cardiovascular Lab | 15400-Intermountain Medical Center | 20501-Cardiovascular Lab | 15400~000000009063 | 356101 | 46216 | 400-204632 | 16-597 | Radiographic/Fluoroscopic Syst | Cath Labs | 1386 | SIEMENS HEALTHCARE | AXIOM ARTIS | 1 | 154D20501A | IM CARDIO CATH LAB SL1 | Lab 3 | Life Support / High Risk | IES | ASP_SIEMEN | 207 | 5 | 0 | 2007-11-01 | Canyons/Desert
13800-Primary Childrens Hospital | 22104 | Operating Rooms | 11300-Supply Chain Organization | 32213-Asset Recovery - SLC | 13800~000000032059 | 904134 | 400-813386 |  | 16-597 | Radiographic/Fluoroscopic Syst | Cath Labs | 1355 | SIEMENS HEALTHCARE | Artis Pheno VE10 | 1 | 113D32213C | SC ASSET RECOVERY AIRPORT WHS | Received | Life Support / High Risk | IES | ASP_SIEMEN | 27 | 5 | 3 | 2022-10-18 | Canyons/Desert
15400-Intermountain Medical Center | 21111 | Radiology TOSH | 37000-The Orthopedic Specialty Hosp | 44021-Information Systems | 15400~000000042459 | 848287 | 400-624280 | IHOSHSIEVA/400-624280 | 17-192 | Radiographic/Fluoroscopic Syst | Cath Labs | 1406 | SIEMENS HEALTHCARE | ARTIS ZEE MULTI PURPOSE | 1 | 370D44021A | TO INFORMATION SYSTEMS | Unspecified | Life Support / High Risk | IES | ASP_GE | 69 | 7 | 1 | 2019-04-08 | Canyons/Desert
13200-McKay-Dee Hospital Center | 21102 | Angiography | 13200-McKay-Dee Hospital Center | 21102-Angiography | 13200~000000022245 | 864379 | 109803 | IHMKHSIEVA6/400-661300 | 16-597 | Radiographic/Fluoroscopic Syst | Cath Labs | 1340 | SIEMENS HEALTHCARE | ARTIS Q CEILING | 1 | 132D21102A | MK ANGIO 1ST FLR | Common Area | Non Life Support | IES | ASP_GE | 56 | 7 | 2 | 2020-05-11 | Canyons/Desert
15400-Intermountain Medical Center | 20501 | Cardiovascular Lab | 15400-Intermountain Medical Center | 20501-Cardiovascular Lab | 15400~000000037144 | 887583 | 111504 | IHIMCSIEVA5(400-713756) | 16-597 | Radiographic/Fluoroscopic Syst | Cath Labs | 1387 | SIEMENS HEALTHCARE | ARTIS Q CEILING | 1 | 154D20501A | IM CARDIO CATH LAB SL1 | Lab 9 | Non Life Support | IES | ASP_SIEMEN | 46 | 5 | 1 | 2021-03-30 | Canyons/Desert
15400-Intermountain Medical Center | 20501 | Cardiovascular Lab | 15400-Intermountain Medical Center | 20501-Cardiovascular Lab | 15400~000000039753 | 897862 | 674062271 | 400-776657 | 16-597 | Radiographic/Fluoroscopic Syst | Cath Labs | 1388 | SIEMENS HEALTHCARE | ARTIS Q CEILING | 1 | 154D20501A | IM CARDIO CATH LAB SL1 | Lab 1 | Non Life Support | IES | ASP_SIEMEN | 31 | 5 | 2 | 2022-06-14 | Canyons/Desert
13200-McKay-Dee Hospital Center | 20501 | Cardiovascular Lab | 13200-McKay-Dee Hospital Center | 20501-Cardiovascular Lab | 13200~000000009953 | 573850 | 10848280_103008 | 400-453297 | 16-597 | Radiographic/Fluoroscopic Syst | Cath Labs | 1332 | SIEMENS HEALTHCARE | ARTIS Q FLOOR | 1 | 132D20501A | MK CARDIOLOGY 3RD FLR | Cath Lab Rm 3 | Life Support / High Risk | IES | ASP_SIEMEN | 133 | 7 | 0 | 2013-12-13 | Canyons/Desert
14400-Utah Valley Hospital | 21101 | Radiology | 14400-Utah Valley Hospital | 21101-Radiology | 14400~000000023703 | 893217 | 159049 | IHUVHSIEVA7/400-712174 | 17-192 | Radiographic/Fluoroscopic Syst | Cath Labs | 1374 | SIEMENS HEALTHCARE | ARTIS ZEE MULTI PURPOSE | 1 | 144D21101A | UV RADIOLOGY | 2 | Life Support / High Risk | IES | ASP_ALL | 40 | 5 | 2 | 2021-09-24 | Canyons/Desert
13200-McKay-Dee Hospital Center | 21101 | Radiology | 13200-McKay-Dee Hospital Center | 21101-Radiology | 13200~000000009638 | 557485 | 157999 | IHMKHSIEVA2/400-443835 | 16-597 | Radiographic/Fluoroscopic Syst | Cath Labs | 1337 | SIEMENS HEALTHCARE | ARTIS ZEE | 1 | 132D21101A | MK RADIOLOGY 1ST FLR | Rad Rm 6 Storage | Life Support / High Risk | IES | ASP_GE | 135 | 7 | 0 | 2013-10-10 | Canyons/Desert
14400-Utah Valley Hospital | 20501 | Cardiovascular Lab | 14400-Utah Valley Hospital | 20501-Cardiovascular Lab | 14400~000000007450 | 487915 | 136609 | 400-434457 ROOM 2 | 16-597 | Radiographic/Fluoroscopic Syst | Cath Labs | 1367 | SIEMENS HEALTHCARE | ARTIS ZEE | 1 | 144D20501A | UV CARDIOVASCULAR LAB | Ep Lab West | Life Support / High Risk | IES | ASP_SIEMEN | 138 | 5 | 0 | 2013-07-22 | Canyons/Desert
14400-Utah Valley Hospital | 21001 | Imaging Administration | 14400-Utah Valley Hospital | 21001-Imaging Administration | 14400~000000025389 | 901448 | 30204 |  | 16-597 | Radiographic/Fluoroscopic Syst | Cath Labs | 1372 | SIEMENS HEALTHCARE | ARTIS ZEE | 1 | 144D21001A | UV IMAGING ADMINISTRATION | Unspecified | Life Support / High Risk | IES | ASP_ALL | 26 | 5 | 3 | 2022-11-03 | Canyons/Desert
11800-American Fork Hospital | 21102 | Angiography | 11800-American Fork Hospital | 21001-Imaging Administration | 11800~000000005619 | 818017 | HXH7005504 | IHAFHSIEVA1/IHAFHSIEVA2 | 17-192 | Radiographic/Fluoroscopic Syst | Cath Labs | 1292 | SIEMENS HEALTHCARE | ARTIS ZEE CEILING-MOUNTED SYS | 1 | 118D21001A | AF IMAGING ADMINISTRATION | Unspecified | Life Support / High Risk | IES | ASP_GE | 95 | 7 | 0 | 2017-02-07 | Canyons/Desert
14400-Utah Valley Hospital | 20501 | Cardiovascular Lab | 14400-Utah Valley Hospital | 21101-Radiology | 14400~000000020176 | 848534 | 131231 | IHUVHSIEVA4/400-606387 | 17-192 | Radiographic/Fluoroscopic Syst | Cath Labs | 1368 | SIEMENS HEALTHCARE | ARTIS ZEE MULTI PURPOSE | 1 | 144D21101A | UV RADIOLOGY | Unspecified | Life Support / High Risk | IES | ASP_SIEMEN | 71 | 5 | 0 | 2019-02-17 | Canyons/Desert
14400-Utah Valley Hospital | 21102 | Angiography | 14400-Utah Valley Hospital | 21101-Radiology | 14400~000000007661 | 487914 | 147661 | IHUVHSIEVA3/400-431772 | 17-192 | Radiographic/Fluoroscopic Syst | Cath Labs | 1375 | SIEMENS HEALTHCARE | ARTIS ZEE CEILING-MOUNTED SYS | 1 | 144D21101A | UV RADIOLOGY | Unspecified | Life Support / High Risk | IES | ASP_GE | 138 | 5 | 0 | 2013-08-01 | Canyons/Desert
13800-Primary Childrens Hospital | 20501 | Cardiovascular Lab | 13800-Primary Childrens Hospital | 20501-Cardiovascular Lab | 13800~000000008103 | 469714 | UNKNOWN | IHPCHSIEVA2/400-385870 | 17-192 | Radiographic/Fluoroscopic Syst | Cath Labs | 1347 | SIEMENS HEALTHCARE | ARTIS ZEE MULTI PURPOSE | 1 | 138D20501A | PC CATH LAB L1 | Cath Lab 2 1D166 | Life Support / High Risk | IES | ASP_SIEMEN | 161 | 5 | 0 | 2011-08-31 | Canyons/Desert
13200-McKay-Dee Hospital Center | 20501 | Cardiovascular Lab | 13200-McKay-Dee Hospital Center | 20501-Cardiovascular Lab | 13200~000000006410 | 398270 | 10892 | 400-309984 CATH LAB 4 | 17-192 | Radiographic/Fluoroscopic Syst | Cath Labs | 1331 | SIEMENS HEALTHCARE | ARTIS ZEE MULTI PURPOSE | 1 | 132D20501A | MK CARDIOLOGY 3RD FLR | Cath Lab Rm 4 | Life Support / High Risk | IES | ASP_SIEMEN | 184 | 20 | 5 | 2009-10-01 | Canyons/Desert
13800-Primary Childrens Hospital | 21801 | Nuclear Medicine | 13800-Primary Childrens Hospital | 21801-Nuclear Medicine | 13800~000000026153 | 845199 | 2168 | IHPCHSIENM/400-593813 | 24-013 | Scanning Systems, Computed Tom | CT | 1665 | Unspecified | Unspecified | 1 | 138D21801A | PC NUC MED L1 | Unspecified | Life Support / High Risk | IES | ASP_GE | 74 | 5 | 0 | 2018-11-07 | Canyons/Desert
15400-Intermountain Medical Center | 21401 | Computed Tomography - CT | 15400-Intermountain Medical Center | 21401-Computed Tomography - CT | 15400~000000015145 | 449718 | HDA0772769 | IHMCHTSHCT4 | 13-469 | Scanning Systems, Computed Tom | CT | 1690 | TOSHIBA | PREMIUM DYNAMIC VOLUME | 1 | 154D21401A | IM COMPUTED TOMOGRAPHY TLL1 | CT Inpatient | Life Support / High Risk | IES | ASP_GE | 165 | 5 | 0 | 2011-05-01 | Canyons/Desert
15400-Intermountain Medical Center | 21401 | Computed Tomography - CT | 15400-Intermountain Medical Center | 21401-Computed Tomography - CT | 15400~000000009116 | 352139 | 276238 | IHMCHTSHCT3 | 13-469 | Scanning Systems, Computed Tom | CT | 1689 | TOSHIBA | AQUILION 64 | 1 | 154D21401A | IM COMPUTED TOMOGRAPHY TLL1 | CT Inpatient | Life Support / High Risk | IES | ASP_GE | 207 | 5 | 0 | 2007-11-01 | Canyons/Desert
15400-Intermountain Medical Center | 21401 | Computed Tomography - CT | 15400-Intermountain Medical Center | 21401-Computed Tomography - CT | 15400~000000009113 | 352092 | 276253 | IHMCHTSHCT2 | 13-469 | Scanning Systems, Computed Tom | CT | 1688 | TOSHIBA | AQUILION 64 | 1 | 154D21401A | IM COMPUTED TOMOGRAPHY TLL1 | CT Inpatient | Life Support / High Risk | IES | ASP_GE | 207 | 5 | 0 | 2007-11-01 | Canyons/Desert
15400-Intermountain Medical Center | 21401 | Computed Tomography - CT | 15400-Intermountain Medical Center | 21101-Radiology | 15400~000000009115 | 349740 | 424619 | IHMCHTSHCT1 | 13-469 | Scanning Systems, Computed Tom | CT | 1687 | TOSHIBA | AQUILION 64 | 1 | 154D21101A | IM RADIOLOGY ADMI OFFICE TLL1 | BldgB L2 OutptRadCommon Area | Life Support / High Risk | IES | ASP_GE | 207 | 5 | 0 | 2007-11-01 | Canyons/Desert
14300-Park City Hospital | 21401 | Computed Tomography - CT | 14300-Park City Hospital | 21101-Radiology | 14300~000000000275 | 390906 | JDA0942112 | IHPCHTSHCT2 | 13-469 | Scanning Systems, Computed Tom | CT | 1673 | TOSHIBA | AQUILION 64 | 1 | 143D21101A | PK XRAY RADIOLOGY | Radiol Common Area | Life Support / High Risk | IES | ASP_GE | 184 | 5 | 0 | 2009-09-26 | Canyons/Desert
13900-Riverton Hospital | 21401 | Computed Tomography - CT | 13900-Riverton Hospital | 21101-Radiology | 13900~000000006347 | 405228 | 301408 | IHRVHTSHCT2 | 13-469 | Scanning Systems, Computed Tom | CT | 1667 | TOSHIBA | AQUILION 64 | 1 | 139D21101A | RV RADIOLOGY | Holding | Life Support / High Risk | IES | ASP_GE | 183 | 5 | 0 | 2009-11-01 | Canyons/Desert
13900-Riverton Hospital | 21401 | Computed Tomography - CT | 13900-Riverton Hospital | 21101-Radiology | 13900~000000000836 | 404509 | 299107 | IHRVHTSHCT1 | 13-469 | Scanning Systems, Computed Tom | CT | 1666 | TOSHIBA | AQUILION 64 | 1 | 139D21101A | RV RADIOLOGY | Rad Flouro Rm 1 | Life Support / High Risk | IES | ASP_GE | 182 | 5 | 0 | 2009-11-02 | Canyons/Desert
13800-Primary Childrens Hospital | 21401 | Computed Tomography - CT | 13800-Primary Childrens Hospital | 21401-Computed Tomography - CT | 13800~000000005733 | 369941 | TSX-101AHD | IHPCHTSHCT1 | 13-469 | Scanning Systems, Computed Tom | CT | 1662 | TOSHIBA | AQUILION 64 | 1 | 138D21401A | PC CT L1 | Ct-2 | Life Support / High Risk | IES | ASP_GE | 189 | 20 | 4 | 2009-05-01 | Canyons/Desert
12800-LDS Hospital | 21401 | Computed Tomography - CT | 12800-LDS Hospital | 20101-Emergency Department | 12800~000000003927 | 362883 | 280461 | IHLDHTSHCT | 13-469 | Scanning Systems, Computed Tom | CT | 1636 | TOSHIBA | AQUILION 64 | 1 | 128D20101A | LD EMERGENCY ROOM L1 | Ct Scanner Rm - S.E.1 | Life Support / High Risk | IES | ASP_GE | 212 | 5 | 0 | 2007-06-01 | Canyons/Desert
11600-Alta View Hospital | 21401 | Computed Tomography - CT | 11600-Alta View Hospital | 21401-Computed Tomography - CT | 11600~000000003591 | 390592 | 299016 | IHAVHTSHCT | 13-469 | Scanning Systems, Computed Tom | CT | 1613 | TOSHIBA | AQUILION 64 | 1 | 116D21401A | AV COMPUTED TOMOGRAPHY | Ct 2 | Life Support / High Risk | IES | ASP_GE | 197 | 5 | 0 | 2008-08-19 | Canyons/Desert
13200-McKay-Dee Hospital Center | 21401 | Computed Tomography - CT | 13200-McKay-Dee Hospital Center | 21401-Computed Tomography - CT | 13200~000000015956 |  | 54123A |  | 18-443 | Scanning Systems, Computed Tom | CT | 1650 | SIEMENS INDUSTRY INCORPORATED | SENSATION 64 | 1 | 132D21401A | MK CT 1ST FLR | Common Area | Life Support / High Risk |  |  | 124 | 3 | 0 | 2014-09-11 | Canyons/Desert
13200-McKay-Dee Hospital Center | 21401 | Computed Tomography - CT | 13200-McKay-Dee Hospital Center | 21401-Computed Tomography - CT | 13200~000000005417 | 334585 | 55202 | IHMKHSIECT/400-210670 | 13-469 | Scanning Systems, Computed Tom | CT | 1648 | SIEMENS HEALTHCARE | SOMATOM SENSATION 64 | 1 | 132D21401A | MK CT 1ST FLR | Common Area | Life Support / High Risk | IES | ASP_GE | 208 | 20 | 3 | 2007-10-01 | Canyons/Desert
18300-Tellica Imaging LLC | 21902 | Tellica West Valley City UT | 18300-Tellica Imaging LLC | 21902-Tellica West Valley City UT | 18300~000000000023 | 889719 | 120249 | 501000021439514 | 13-469 | Scanning Systems, Computed Tom | CT | 1705 | SIEMENS HEALTHCARE | SOMATOM SENSATION 64 | 1 | 183D21902A | TE TELLICA IMAGING W VALLEY | Unspecified | Life Support / High Risk | MG_SLV_CE | NORTH | 36 | 5 | 2 | 2022-01-14 | Canyons/Desert
18300-Tellica Imaging LLC | 21903 | Tellica Ogden UT | 18300-Tellica Imaging LLC | 21903-Tellica Ogden UT | 18300~000000000033 | 894321 | 112180 | SITE ID: 400-786373 | 15-956 | Scanning Systems, Computed Tom | CT | 1706 | SIEMENS HEALTHCARE | SOMATOM GO | 1 | 183D21903A | TE IMAGING OGDEN | Unspecified | Life Support / High Risk | IES | ASP_SIEMEN | 32 | 5 | 2 | 2022-05-19 | Canyons/Desert
18300-Tellica Imaging LLC | 21904 | Tellica Bountiful UT | 18300-Tellica Imaging LLC | 21904-Tellica Bountiful UT | 18300~000000000111 | 906098 | 177557 |  | 15-956 | Scanning Systems, Computed Tom | CT | 1707 | SIEMENS HEALTHCARE | SOMATOM GO | 1 | 183D21904A | TE TELLICA IMAGING BOUNTIFUL | Unspecified | Life Support / High Risk | IES | ASP_SIEMEN | 22 | 5 | 3 | 2023-03-07 | Canyons/Desert
18300-Tellica Imaging LLC | 21905 | Tellica Draper UT | 18300-Tellica Imaging LLC | 21905-Tellica Draper UT | 18300~000000000212 | 917949 | 2511 |  | 15-956 | Scanning Systems, Computed Tom | CT | 1708 | SIEMENS HEALTHCARE | SOMATOM GO | 1 | 183D21905A | TE TELLICA IMAGING DRAPER | Unspecified | Life Support / High Risk | IES | ASP_SIEMEN | 12 | 5.0833 | 4.0833 | 2024-01-29 | Canyons/Desert
18300-Tellica Imaging LLC | 21908 | Tellica Nashua NH | 18300-Tellica Imaging LLC | 21908-Tellica Nashua NH | 18300~000000000232 | 922338 | 177946 |  | 15-956 | Scanning Systems, Computed Tom | CT | 1709 | SIEMENS HEALTHCARE | SOMATOM GO | 1 | 183D21908A | TE TELLICA NASHUA NH | Unspecified | Life Support / High Risk | CESS | CESS_CREW3 | 7 | 5.0833 | 4.0833 | 2024-06-07 | Canyons/Desert
18300-Tellica Imaging LLC | 21909 | Tellica Manchester NH | 18300-Tellica Imaging LLC | 21909-Tellica Manchester NH | 18300~000000000225 | 922324 | 177961 |  | 15-956 | Scanning Systems, Computed Tom | CT | 1710 | SIEMENS HEALTHCARE | SOMATOM GO | 1 | 183D21909A | TELLICA MANCHESTER NH | Unspecified | Life Support / High Risk | CESS | CESS_CREW3 | 7 | 5.0833 | 4.0833 | 2024-06-07 | Canyons/Desert
14400-Utah Valley Hospital | 25501 | Radiation Center | 14400-Utah Valley Hospital | 25501-Radiation Center | 14400~000000007170 | 490127 | 7765 | IHUVHPHLCT | 13-469 | Scanning Systems, Computed Tom | CT | 1683 | PHILIPS HEALTHCARE | BRILLIANCE BIG BORE ONCOLOGY | 1 | 144D25501A | UV RADIATION ONCOLOGY | OPRadOnc Common Area | Life Support / High Risk | IES | ASP_GE | 152 | 5 | 0 | 2012-05-31 | Canyons/Desert
13200-McKay-Dee Hospital Center | 21201 | Magnetic Res Imaging - MRI | 13200-McKay-Dee Hospital Center | 21201-Magnetic Res Imaging - MRI | 13200~000000010499 | 187961 | 37585 | IHMKHSIEMR1/400-499413 | 16-260 | Scanning Systems, Magnetic Res | MRI | 1742 | SIEMENS HEALTHCARE | MAGNETOM SYMP 1.5T SYNGO SYS | 1 | 132D21201A | MK MRI 1ST FLR | Common Area | Life Support / High Risk | IES | ASP_GE | 274 | 5 | 0 | 2002-04-01 | Canyons/Desert
13800-Primary Childrens Hospital | 21201 | Magnetic Res Imaging - MRI | 13800-Primary Childrens Hospital | 21201-Magnetic Res Imaging - MRI | 13800~000000033037 | 910350 | 400-803710 | IHPCHSIMR1 | 16-260 | Scanning Systems, Magnetic Res | MRI | 1748 | SIEMENS HEALTHCARE | MAGNETOM SOLA DE | 1 | 138D21201A | PC MRI L1 | MRI 1.5 | Life Support / High Risk | IES | ASP_SIEMEN | 21 | 5 | 3 | 2023-04-14 | Canyons/Desert
13200-McKay-Dee Hospital Center | 21201 | Magnetic Res Imaging - MRI | 13200-McKay-Dee Hospital Center | 21201-Magnetic Res Imaging - MRI | 13200~000000008007 | 486500 | 45201 | IHMKHSIEMR3/400-388066 | 16-260 | Scanning Systems, Magnetic Res | MRI | 1741 | SIEMENS HEALTHCARE | MAGNETOM SKYRA | 1 | 132D21201A | MK MRI 1ST FLR | Common Area | Life Support / High Risk | IES | ASP_GE | 158 | 20 | 7 | 2011-12-01 | Canyons/Desert
13200-McKay-Dee Hospital Center | 21201 | Magnetic Res Imaging - MRI | 13200-McKay-Dee Hospital Center | 21201-Magnetic Res Imaging - MRI | 13200~000000004261 | 266532 | 25411 | IHMKHSIEMR2/400-499415 | 18-108 | Scanning Systems, Magnetic Res | MRI | 1740 | SIEMENS HEALTHCARE | MAGNETOM AVANTO | 1 | 132D21201A | MK MRI 1ST FLR | Common Area | Life Support / High Risk | IES | ASP_GE | 237 | 5 | 0 | 2005-05-01 | Canyons/Desert
18300-Tellica Imaging LLC | 21903 | Tellica Ogden UT | 18300-Tellica Imaging LLC | 21903-Tellica Ogden UT | 18300~000000000032 | 894313 | 142559 | SITE ID: 400-788741 | 18-108 | Scanning Systems, Magnetic Res | MRI | 1768 | SIEMENS HEALTHCARE | MAGNETOM AERA | 1 | 183D21903A | TE IMAGING OGDEN | Unspecified | Non Life Support | IES | ASP_SIEMEN | 32 | 5 | 2 | 2022-05-19 | Canyons/Desert
18300-Tellica Imaging LLC | 21904 | Tellica Bountiful UT | 18300-Tellica Imaging LLC | 21904-Tellica Bountiful UT | 18300~000000000144 | 906097 | 142646 |  | 18-108 | Scanning Systems, Magnetic Res | MRI | 1769 | SIEMENS HEALTHCARE | MAGNETOM AERA | 1 | 183D21904A | TE TELLICA IMAGING BOUNTIFUL | Unspecified | Non Life Support | IES | ASP_SIEMEN | 22 | 5 | 3 | 2023-03-07 | Canyons/Desert
18300-Tellica Imaging LLC | 21908 | Tellica Nashua NH | 18300-Tellica Imaging LLC | 21908-Tellica Nashua NH | 18300~000000000242 | 922337 | 141021 |  | 18-108 | Scanning Systems, Magnetic Res | MRI | 1770 | SIEMENS HEALTHCARE | MAGNETOM AERA | 1 | 183D21908A | TE TELLICA NASHUA NH | Unspecified | Non Life Support | MG_SLV_CE | SOUTH | 7 | 5.0833 | 4.0833 | 2024-06-07 | Canyons/Desert
18300-Tellica Imaging LLC | 21909 | Tellica Manchester NH | 18300-Tellica Imaging LLC | 21909-Tellica Manchester NH | 18300~000000000239 | 922322 | 42640 |  | 18-108 | Scanning Systems, Magnetic Res | MRI | 1771 | SIEMENS HEALTHCARE | MAGNETOM AERA | 1 | 183D21909A | TELLICA MANCHESTER NH | Unspecified | Non Life Support | MG_SLV_CE | SOUTH | 7 | 5.0833 | 4.0833 | 2024-06-07 | Canyons/Desert
13400-Orem Community Hospital | 21201 | Magnetic Res Imaging - MRI | 13400-Orem Community Hospital | 21201-Magnetic Res Imaging - MRI | 13400~000000001847 | 818315 | L241 | IHNRCHITMR | 18-108 | Scanning Systems, Magnetic Res | MRI | 1744 | HITACHI | ALTAIRE | 1 | 134D21201A | OR IMAGING CENTER OREM | Unspecified | Life Support / High Risk | IES | ASP_GE | 210 | 5 | 0 | 2007-08-01 | Canyons/Desert
15400-Intermountain Medical Center | 21802 | Cardiac Molecular Imaging | 15400-Intermountain Medical Center | 21802-Cardiac Molecular Imaging | 15400~000000030124 | 822596 | 60007 | 400-554004 | 20-161 | Scanning Systems, Computed Tom | PET/CT | 1702 | SIEMENS HEALTHCARE | BIOGRAPH MCT 20 FLOW | 1 | 154D21802A | IM CARDIAC MOLECULAR IMAG SLL1 | BldgC Nuclear Cardiology LL1 | Life Support / High Risk | IES | ASP_SIEMEN | 86 | 5 | 0 | 2017-12-01 | Canyons/Desert
15400-Intermountain Medical Center | 21701 | Positron Emission Tomography | 15400-Intermountain Medical Center | 21001-Imaging Administration | 15400~000000027654 | 806289 | 11025 | IHMCHSIEPT3/400-516366 | 20-161 | Scanning Systems, Computed Tom | PET/CT | 1693 | SIEMENS HEALTHCARE | BIOGRAPH MCT 20 FLOW | 1 | 154D21001A | IM IMAGING ADMIN TOWER TLL1 | Unspecified | Life Support / High Risk | IES | ASP_GE | 108 | 5 | 0 | 2016-01-18 | Canyons/Desert
14400-Utah Valley Hospital | 21701 | Positron Emission Tomography | 14400-Utah Valley Hospital | 21001-Imaging Administration | 14400~000000019978 | 847077 | 60009 | IHUVHSIEPT/400-607166 | 20-161 | Scanning Systems, Computed Tom | PET/CT | 1679 | SIEMENS HEALTHCARE | BIOGRAPH MCT 20 FLOW | 1 | 144D21001A | UV IMAGING ADMINISTRATION | Imaging Administration | Life Support / High Risk | IES | ASP_SIEMEN | 71 | 5 | 0 | 2019-03-01 | Canyons/Desert
15400-Intermountain Medical Center | 21802 | Cardiac Molecular Imaging | 15400-Intermountain Medical Center | 21802-Cardiac Molecular Imaging | 15400~000000015452 | 488540 | 72450 | 400-385487 | 20-161 | Scanning Systems, Computed Tom | PET/CT | 1700 | SIEMENS HEALTHCARE | BIOGRAPH 16 TRUEPOINT | 1 | 154D21802A | IM CARDIAC MOLECULAR IMAG SLL1 | BldgC Nuclear Cardiology LL1 | Life Support / High Risk | IES | ASP_SIEMEN | 158 | 5 | 0 | 2011-12-01 | Canyons/Desert
15400-Intermountain Medical Center | 21802 | Cardiac Molecular Imaging | 15400-Intermountain Medical Center | 21401-Computed Tomography - CT | 15400~000000000914 | 519944 | 10249725 | IHMCHSIEPT1 | 20-161 | Scanning Systems, Computed Tom | PET/CT | 1699 | SIEMENS HEALTHCARE | BIOGRAPH 16 TRUEPOINT | 1 | 154D21401A | IM COMPUTED TOMOGRAPHY TLL1 | CT Common Area | Life Support / High Risk | IES | ASP_SIEMEN | 159 | 5 | 0 | 2011-10-19 | Canyons/Desert
13200-McKay-Dee Hospital Center | 21701 | Positron Emission Tomography | 13200-McKay-Dee Hospital Center | 25501-Radiation Center | 13200~000000009093 | 539814 | CT-1029/PET-72483 | IHMKHSIEPT/400-416971 | 20-161 | Scanning Systems, Computed Tom | PET/CT | 1655 | SIEMENS HEALTHCARE | BIOGRAPH 16 TRUEPOINT | 1 | 132D25501A | MK RADIATION THERAPY 1ST FLR | Common Area | Life Support / High Risk | IES | ASP_GE | 142 | 5 | 0 | 2013-03-13 | Canyons/Desert
11800-American Fork Hospital | 21101 | Radiology | 11800-American Fork Hospital | 21001-Imaging Administration | 11800~000000005287 | 805685 | 0919 | IHAFHCSTWS1 | 18-430 | Radiographic Systems, Digital | Portable | 869 | CARESTREAM HEALTH INCORPORATED | DRXM51 | 1 | 118D21001A | AF IMAGING ADMINISTRATION | Unspecified | Run to Fail | IES | ASP_GE | 109 | 7 | 0 | 2015-12-29 | Canyons/Desert
13900-Riverton Hospital | 21101 | Radiology | 13900-Riverton Hospital | 11503-Medical and Surgical Nursing | 13900~000000005384 | 817092 | 20022 | IHRVHCSTWS2 | 18-430 | Radiographic Systems, Digital | Portable | 928 | CARESTREAM HEALTH INCORPORATED | DRXM51 | 1 | 139D11503A | RV MEDICAL SURGICAL | Equipment Storage | Run to Fail | IES | ASP_GE | 95 | 7 | 0 | 2017-02-28 | Canyons/Desert
13900-Riverton Hospital | 21101 | Radiology | 13900-Riverton Hospital | 14001-Labor and Delivery Rooms | 13900~000000005129 | 817232 | 0928 | IHRVHCSTWS1 | 18-430 | Radiographic Systems, Digital | Portable | 929 | CARESTREAM HEALTH INCORPORATED | DRXM51 | 1 | 139D14001A | RV LABOR DELIVERY ROOMS | C-Section Rm2 | Run to Fail | IES | ASP_GE | 107 | 7 | 0 | 2016-02-29 | Canyons/Desert
13900-Riverton Hospital | 21101 | Radiology | 13900-Riverton Hospital | 21101-Radiology | 13900~000000005631 | 829744 | 20031 | IHRVHCSTWS6 | 18-430 | Radiographic Systems, Digital | Portable | 932 | CARESTREAM HEALTH INCORPORATED | DRXM51 | 1 | 139D21101A | RV RADIOLOGY | Rad Rm | Run to Fail | IES | ASP_GE | 91 | 7 | 0 | 2017-06-19 | Canyons/Desert
15400-Intermountain Medical Center | 22104 | Operating Rooms | 15400-Intermountain Medical Center | 22104-Operating Rooms | 15400~000000031465 | 830606 | 20076 | IHMCHCSTWS3 | 18-430 | Radiographic Systems, Digital | Portable | 966 | CARESTREAM HEALTH INCORPORATED | DRXM51 | 1 | 154D22104A | IM OPERATING ROOM TL2 | Unspecified | Run to Fail | IES | ASP_GE | 79 | 5 | 0 | 2018-06-04 | Canyons/Desert
40000-Intermountain Medical Group | 73050 | Canyons Village Medical Clinic | 40000-Intermountain Medical Group | 73050-Canyons Village Medical Clinic | 40000~000000027178 | 487997 | 0499 | IHCNCCSTWS1 | 18-430 | Radiographic Systems, Digital | Portable | 1019 | CARESTREAM HEALTH INCORPORATED | DRXM51 | 1 | 400D73050A | MG CANYONS VILLAGE MEDICAL CL | Unspecified | Run to Fail | IES | ASP_GE | 156 | 5 | 0 | 2012-01-10 | Canyons/Desert
11600-Alta View Hospital | 21101 | Radiology | 11600-Alta View Hospital | 21001-Imaging Administration | 11600~000000005466 | 808181 | 2127 | IHAVHCSTXP5 | 13-272 | Radiographic Units, Mobile | Portable | 1205 | CARESTREAM HEALTH INCORPORATED | DRX-REVOLUTION | 1 | 116D21001A | AV IMAGING | Imaging Admin Common Area | Life Support / High Risk | IES | ASP_GE | 106 | 7 | 0 | 2016-03-09 | Canyons/Desert
11600-Alta View Hospital | 21101 | Radiology | 11600-Alta View Hospital | 21101-Radiology | 11600~000000006986 | 851758 | K58053259 | IHAVHCSTXP6 | 13-272 | Radiographic Units, Mobile | Portable | 1206 | CARESTREAM HEALTH INCORPORATED | DRX-REVOLUTION | 1 | 116D21101A | AV RADIOLOGY | Unspecified | Life Support / High Risk | IES | ASP_GE | 67 | 7 | 1 | 2019-06-28 | Canyons/Desert
12800-LDS Hospital | 21101 | Radiology | 12800-LDS Hospital | 21001-Imaging Administration | 12800~000000013970 | 833639 | 003432 | IHLDHCSTXP | 13-272 | Radiographic Units, Mobile | Portable | 1223 | CARESTREAM HEALTH INCORPORATED | DRX-REVOLUTION | 1 | 128D21001A | LD IMAGING ADMIN L1 | Unspecified | Life Support / High Risk | IES | ASP_GE | 79 | 7 | 0 | 2018-06-22 | Canyons/Desert
12900-Layton Hospital | 35036 | Field Logistics | 12900-Layton Hospital | 21101-Radiology | 12900~000000002354 | 838604 | 003442 | IHLYHCSTXP1 | 13-272 | Radiographic Units, Mobile | Portable | 1224 | CARESTREAM HEALTH INCORPORATED | DRX-REVOLUTION | 1 | 129D21101A | LA RADIOLOGY | Unspecified | Life Support / High Risk | IES | ASP_GE | 78 | 5 | 0 | 2018-08-01 | Canyons/Desert
12900-Layton Hospital | 35036 | Field Logistics | 12900-Layton Hospital | 21101-Radiology | 12900~000000002355 | 838605 | 003441 | IHLYHCSTXP2 | 13-272 | Radiographic Units, Mobile | Portable | 1225 | CARESTREAM HEALTH INCORPORATED | DRX-REVOLUTION | 1 | 129D21101A | LA RADIOLOGY | Unspecified | Life Support / High Risk | IES | ASP_GE | 78 | 5 | 0 | 2018-08-01 | Canyons/Desert
13200-McKay-Dee Hospital Center | 21101 | Radiology | 13200-McKay-Dee Hospital Center | 21001-Imaging Administration | 13200~000000018167 | 817768 | K5800-8788 | IHMKHCSTXP3 | 13-272 | Radiographic Units, Mobile | Portable | 1228 | CARESTREAM HEALTH INCORPORATED | DRX-REVOLUTION | 1 | 132D21001A | MK ADMIN IMAGING L3 | Imaging Administration | Life Support / High Risk | IES | ASP_GE | 94 | 7 | 0 | 2017-03-29 | Canyons/Desert
13200-McKay-Dee Hospital Center | 21101 | Radiology | 13200-McKay-Dee Hospital Center | 21101-Radiology | 13200~000000009688 | 557491 | 0622 | IHMKHCSTXP1 | 13-272 | Radiographic Units, Mobile | Portable | 1229 | CARESTREAM HEALTH INCORPORATED | DRX-REVOLUTION | 1 | 132D21101A | MK RADIOLOGY 1ST FLR | Common Area | Life Support / High Risk | IES | ASP_GE | 136 | 7 | 0 | 2013-09-03 | Canyons/Desert
13200-McKay-Dee Hospital Center | 21101 | Radiology | 13200-McKay-Dee Hospital Center | 21101-Radiology | 13200~000000014326 | 582667 | 0988 | IHMKHCSTXP2 | 13-272 | Radiographic Units, Mobile | Portable | 1230 | CARESTREAM HEALTH INCORPORATED | DRX-REVOLUTION | 1 | 132D21101A | MK RADIOLOGY 1ST FLR | Common Area | Life Support / High Risk | IES | ASP_GE | 129 | 7 | 0 | 2014-04-22 | Canyons/Desert
13200-McKay-Dee Hospital Center | 22104 | Operating Rooms | 13200-McKay-Dee Hospital Center | 21101-Radiology | 13200~000000019760 | 839220 | 3571 | IHMKHCSTXP4 | 13-272 | Radiographic Units, Mobile | Portable | 1231 | CARESTREAM HEALTH INCORPORATED | DRX-REVOLUTION | 1 | 132D21101A | MK RADIOLOGY 1ST FLR | Common Area | Life Support / High Risk | IES | ASP_GE | 76 | 5 | 0 | 2018-09-24 | Canyons/Desert
13800-Primary Childrens Hospital | 21001 | Imaging Administration | 13800-Primary Childrens Hospital | 21601-Ultrasound | 13800~000000020122 | 726141 | K5241-4827 | IHPCHCSTXP3 | 13-272 | Radiographic Units, Mobile | Portable | 1232 | CARESTREAM HEALTH INCORPORATED | DRX-REVOLUTION | 1 | 138D21601A | PC ULT RADIOLOGY 1ST FLR W | Unspecified | Life Support / High Risk | IES | ASP_GE | 122 | 7 | 0 | 2014-11-04 | Canyons/Desert
13800-Primary Childrens Hospital | 21101 | Radiology | 13800-Primary Childrens Hospital | 21101-Radiology | 13800~000000009106 | 519536 | 0192 | IHPCHCSTXP1 | 13-272 | Radiographic Units, Mobile | Portable | 1233 | CARESTREAM HEALTH INCORPORATED | DRX-REVOLUTION | 1 | 138D21101A | PC MEDICAL IMAGING 1ST FLR W | Imaging Vitals Alcove | Life Support / High Risk | IES | ASP_GE | 147 | 5 | 0 | 2012-10-31 | Canyons/Desert
13800-Primary Childrens Hospital | 21101 | Radiology | 13800-Primary Childrens Hospital | 21101-Radiology | 13800~000000009880 | 552628 | 0563 138628440 | IHPCHCSTXP2 | 13-272 | Radiographic Units, Mobile | Portable | 1234 | CARESTREAM HEALTH INCORPORATED | DRX-REVOLUTION | 1 | 138D21101A | PC MEDICAL IMAGING 1ST FLR W | Radiology Common Area | Life Support / High Risk | IES | ASP_GE | 136 | 7 | 0 | 2013-09-13 | Canyons/Desert
14300-Park City Hospital | 21101 | Radiology | 14300-Park City Hospital | 21101-Radiology | 14300~000000003219 | 841400 | 003667 | IHPCHCSTXP4 | 13-272 | Radiographic Units, Mobile | Portable | 1244 | CARESTREAM HEALTH INCORPORATED | DRX-REVOLUTION | 1 | 143D21101A | PK XRAY RADIOLOGY | Unspecified | Life Support / High Risk | IES | ASP_GE | 74 | 5 | 0 | 2018-11-26 | Canyons/Desert
14300-Park City Hospital | 21101 | Radiology | 14300-Park City Hospital | 21101-Radiology | 14300~000000003220 | 841411 | 003676 | IHPCHCSTXP5 | 13-272 | Radiographic Units, Mobile | Portable | 1245 | CARESTREAM HEALTH INCORPORATED | DRX-REVOLUTION | 1 | 143D21101A | PK XRAY RADIOLOGY | Unspecified | Life Support / High Risk | IES | ASP_GE | 74 | 5 | 0 | 2018-11-26 | Canyons/Desert
14400-Utah Valley Hospital | 21101 | Radiology | 14400-Utah Valley Hospital | 21101-Radiology | 14400~000000013404 | 585141 | 0992 | IHUVHCSTXP1 | 13-272 | Radiographic Units, Mobile | Portable | 1246 | CARESTREAM HEALTH INCORPORATED | DRX-REVOLUTION | 1 | 144D21101A | UV RADIOLOGY | Common Area | Life Support / High Risk | IES | ASP_GE | 125 | 5 | 0 | 2014-08-12 | Canyons/Desert
14400-Utah Valley Hospital | 21101 | Radiology | 14400-Utah Valley Hospital | 21101-Radiology | 14400~000000013965 | 731703 | 1437 | IHUVHCAREXR1 | 13-272 | Radiographic Units, Mobile | Portable | 1247 | CARESTREAM HEALTH INCORPORATED | DRX-REVOLUTION | 1 | 144D21101A | UV RADIOLOGY | Unspecified | Life Support / High Risk | IES | ASP_GE | 121 | 7 | 0 | 2014-12-16 | Canyons/Desert
14400-Utah Valley Hospital | 21101 | Radiology | 14400-Utah Valley Hospital | 21101-Radiology | 14400~000000014298 | 805760 | 1721 | IHUVHCSTXP2 | 13-272 | Radiographic Units, Mobile | Portable | 1248 | CARESTREAM HEALTH INCORPORATED | DRX-REVOLUTION | 1 | 144D21101A | UV RADIOLOGY | Unspecified | Life Support / High Risk | IES | ASP_GE | 114 | 7 | 0 | 2015-07-03 | Canyons/Desert
14400-Utah Valley Hospital | 21101 | Radiology | 14400-Utah Valley Hospital | 21101-Radiology | 14400~000000016601 | 822564 | 3035 | IHUVHCSTXP4 | 13-272 | Radiographic Units, Mobile | Portable | 1249 | CARESTREAM HEALTH INCORPORATED | DRX-REVOLUTION | 1 | 144D21101A | UV RADIOLOGY | Unspecified | Life Support / High Risk | IES | ASP_GE | 87 | 7 | 0 | 2017-10-23 | Canyons/Desert
14400-Utah Valley Hospital | 21101 | Radiology | 14400-Utah Valley Hospital | 21101-Radiology | 14400~000000016616 | 822563 | 3036 | IHUVHCSTXP3 | 13-272 | Radiographic Units, Mobile | Portable | 1250 | CARESTREAM HEALTH INCORPORATED | DRX-REVOLUTION | 1 | 144D21101A | UV RADIOLOGY | Unspecified | Life Support / High Risk | IES | ASP_GE | 87 | 7 | 0 | 2017-10-23 | Canyons/Desert
14400-Utah Valley Hospital | 22104 | Operating Rooms | 14400-Utah Valley Hospital | 21101-Radiology | 14400~000000014294 | 805770 | 1683 | IHUVHCSTWS2 | 13-272 | Radiographic Units, Mobile | Portable | 1251 | CARESTREAM HEALTH INCORPORATED | DRX-REVOLUTION | 1 | 144D21101A | UV RADIOLOGY | Unspecified | Life Support / High Risk | IES | ASP_GE | 116 | 7 | 0 | 2015-05-13 | Canyons/Desert
14800-Heber Valley Hospital | 21101 | Radiology | 14800-Heber Valley Hospital | 21101-Radiology | 14800~000000001562 | 828794 | 3276 | IHHVHCSTXP | 13-272 | Radiographic Units, Mobile | Portable | 1252 | CARESTREAM HEALTH INCORPORATED | DRX-REVOLUTION | 1 | 148D21101A | HV RADIOLOGY | Unspecified | Life Support / High Risk | IES | ASP_GE | 82 | 5 | 0 | 2018-03-22 | Canyons/Desert
15400-Intermountain Medical Center | 21101 | Radiology | 15400-Intermountain Medical Center | 21001-Imaging Administration | 15400~000000027085 | 804074 | 1946 | IHMCHCSTXP1 | 13-272 | Radiographic Units, Mobile | Portable | 1256 | CARESTREAM HEALTH INCORPORATED | DRX-REVOLUTION | 1 | 154D21001A | IM IMAGING ADMIN TOWER TLL1 | Bldg C Imaging Admin | Life Support / High Risk | IES | ASP_GE | 111 | 7 | 0 | 2015-11-01 | Canyons/Desert
15400-Intermountain Medical Center | 21101 | Radiology | 15400-Intermountain Medical Center | 21001-Imaging Administration | 15400~000000029412 | 817042 | 2693 | IHMCHCSTXP2 | 13-272 | Radiographic Units, Mobile | Portable | 1257 | CARESTREAM HEALTH INCORPORATED | DRX-REVOLUTION | 1 | 154D21001A | IM IMAGING ADMIN TOWER TLL1 | Bldg C Imaging Admin | Life Support / High Risk | IES | ASP_GE | 94 | 7 | 0 | 2017-03-17 | Canyons/Desert
15400-Intermountain Medical Center | 21101 | Radiology | 37000-The Orthopedic Specialty Hosp | 21001-Imaging Administration | 15400~000000042455 | 821250 | 2890 | IHOSHCSTXP2 | 13-272 | Radiographic Units, Mobile | Portable | 1260 | CARESTREAM HEALTH INCORPORATED | DRX-REVOLUTION | 1 | 370D21001A | TO IMAGING ADMIN BLDG 4 L1 | Radiology Admin | Life Support / High Risk | IES | ASP_GE | 90 | 7 | 0 | 2017-07-28 | Canyons/Desert
15400-Intermountain Medical Center | 21111 | Radiology TOSH | 37000-The Orthopedic Specialty Hosp | 21101-Radiology | 15400~000000042453 | 804038 | 1941 | IHOSHCSTXP1 | 13-272 | Radiographic Units, Mobile | Portable | 1261 | CARESTREAM HEALTH INCORPORATED | DRX-REVOLUTION | 1 | 370D21101A | TO RADIOLOGY BLDG 4 L1 | Common Areas | Life Support / High Risk | IES | ASP_GE | 110 | 7 | 0 | 2015-12-01 | Canyons/Desert
39100-ENT Surgery Center of Utah LLC | 22203 | Surgical Center | 39100-ENT Surgery Center of Utah LLC | 22203-Surgical Center | 39100~000000000271 | 571893 | 821 |  | 13-272 | Radiographic Units, Mobile | Portable | 1269 | CARESTREAM HEALTH INCORPORATED | DRX-REVOLUTION | 1 | 391D22203A | ENT SURGICAL CNTR | Unspecified | Life Support / High Risk | IES | ASP_GE | 5 | 5 | 5 | 2024-08-23 | Canyons/Desert
11600-Alta View Hospital | 21801 | Nuclear Medicine | 11600-Alta View Hospital | 21801-Nuclear Medicine | 11600~000000005431 | 806081 | 89497 | IHAVHSIENM/400-503378 | 24-013 | Scanning Systems, Computed Tom | SpectCT | 1616 | SIEMENS HEALTHCARE | SYMBIA T | 1 | 116D21801A | AV NUCLEAR MEDICINE | Unspecified | Life Support / High Risk | IES | ASP_GE | 113 | 5 | 0 | 2015-08-28 | Canyons/Desert
12800-LDS Hospital | 21801 | Nuclear Medicine | 12800-LDS Hospital | 21801-Nuclear Medicine | 12800~000000006328 | 551745 | 1367 | IHLDHSIENM/400-432117 | 24-013 | Scanning Systems, Computed Tom | SpectCT | 1639 | SIEMENS HEALTHCARE | SYMBIA T | 1 | 128D21801A | LD NUCLEAR MEDICINE L7 | Nmgc1 | Life Support / High Risk | IES | ASP_GE | 141 | 5 | 0 | 2013-05-01 | Canyons/Desert
12900-Layton Hospital | 21801 | Nuclear Medicine | 12900-Layton Hospital | 21101-Radiology | 12900~000000002402 | 838759 | 2215 | IHLYHSIENM/400-603849 | 24-013 | Scanning Systems, Computed Tom | SpectCT | 1643 | SIEMENS HEALTHCARE | SYMBIA T | 1 | 129D21101A | LA RADIOLOGY | Unspecified | Life Support / High Risk | IES | ASP_GE | 75 | 5 | 0 | 2018-10-16 | Canyons/Desert
13200-McKay-Dee Hospital Center | 21801 | Nuclear Medicine | 13200-McKay-Dee Hospital Center | 21801-Nuclear Medicine | 13200~000000016867 | 806074 | 250351581 | IHMKHSIENM1/400-511812 | 24-013 | Scanning Systems, Computed Tom | SpectCT | 1657 | SIEMENS HEALTHCARE | SYMBIA T | 1 | 132D21801A | MK NUCLEAR MED 3RD FLR | Common Area | Life Support / High Risk | IES | ASP_GE | 110 | 5 | 0 | 2015-11-10 | Canyons/Desert
13200-McKay-Dee Hospital Center | 21801 | Nuclear Medicine | 13200-McKay-Dee Hospital Center | 21801-Nuclear Medicine | 13200~000000021189 | 854299 | 1362 | IHMKHSIENM2/400-632039 | 24-013 | Scanning Systems, Computed Tom | SpectCT | 1658 | SIEMENS HEALTHCARE | SYMBIA T | 1 | 132D21801A | MK NUCLEAR MED 3RD FLR | Unspecified | Life Support / High Risk | IES | ASP_GE | 67 | 5 | 0 | 2019-06-21 | Canyons/Desert
13800-Primary Childrens Hospital | 21801 | Nuclear Medicine | 13800-Primary Childrens Hospital | 21801-Nuclear Medicine | 13800~000000026153 | 845199 | 2168 | IHPCHSIENM/400-593813 | 24-013 | Scanning Systems, Computed Tom | SpectCT | 1664 | SIEMENS HEALTHCARE | SYMBIA T | 1 | 138D21801A | PC NUC MED L1 | Unspecified | Life Support / High Risk | IES | ASP_GE | 74 | 5 | 0 | 2018-11-07 | Canyons/Desert
14400-Utah Valley Hospital | 21801 | Nuclear Medicine | 14400-Utah Valley Hospital | 21101-Radiology | 14400~000000019934 | 847079 | 400-603997 | IHUVHSIENM/400-603997 | 24-013 | Scanning Systems, Computed Tom | SpectCT | 1681 | SIEMENS HEALTHCARE | SYMBIA T | 1 | 144D21101A | UV RADIOLOGY | Unspecified | Life Support / High Risk | IES | ASP_GE | 71 | 5 | 0 | 2019-02-25 | Canyons/Desert
15400-Intermountain Medical Center | 21801 | Nuclear Medicine | 15400-Intermountain Medical Center | 21101-Radiology | 15400~000000032753 | 845198 | 400593834 | IHMCHSIENM2/400-593834 | 24-013 | Scanning Systems, Computed Tom | SpectCT | 1696 | SIEMENS HEALTHCARE | SYMBIA T | 1 | 154D21101B | IM OUTPT RADIOLOGY EL2 | Unspecified | Life Support / High Risk | IES | ASP_GE | 73 | 5 | 0 | 2018-12-26 | Canyons/Desert
15400-Intermountain Medical Center | 21802 | Cardiac Molecular Imaging | 15400-Intermountain Medical Center | 21802-Cardiac Molecular Imaging | 15400~000000027653 | 806080 | 2051 | IHMCHSIENM1/400-507022 | 24-013 | Scanning Systems, Computed Tom | SpectCT | 1701 | SIEMENS HEALTHCARE | SYMBIA T | 1 | 154D21802A | IM CARDIAC MOLECULAR IMAG SLL1 | Unspecified | Life Support / High Risk | IES | ASP_GE | 112 | 5 | 0 | 2015-09-29 | Canyons/Desert
12800-LDS Hospital | 21601 | Ultrasound | 12800-LDS Hospital | 21501-Mammography | 12800~000000015847 | 894916 | 510096US9 | 510096US9 | 15-976 | Scanning Systems, Ultrasonic, | UltraSound | 2077 | Unspecified | Unspecified | 1 | 128D21501A | LD MAMMOGRAPHY L1 | Unspecified | Life Support / High Risk | LDSH_CE | LDSCE2 | 32 | 5 | 2 | 2022-05-13 | Canyons/Desert
40000-Intermountain Medical Group | 74159 | American Fork MFM | 40000-Intermountain Medical Group | 74159-American Fork MFM | 40000~000000033133 | 919772 | F161089 |  | 15-976 | Scanning Systems, Ultrasonic, | UltraSound | 2733 | Unspecified | Unspecified | 1 | 400D74159A | MG AF MATERNAL FETAL MED | Exam room 2 | Non Life Support | AFH_CE | AFCREW3_CE | 14 | 5 | 4 | 2023-11-03 | Canyons/Desert
43100-Intermountain MS NV LLC | 79304 | PCC Tenaya MOB | 43100-Intermountain MS NV LLC | 79250-PCP Tenaya | 43100~000000002748 | 751665 | 405059433 | 14176 | 15-957 | Scanning Systems, Ultrasonic, | UltraSound | 2812 | UNETIXS INCORPORATED | ML2000 SERIES 2 LHS | 1 | 431D79250A | NV TENAYA CLINIC SPC | Unspecified | Life Support / High Risk | SGRH_CE | NEVADA | 27 | 5 | 3 | 2022-10-28 | Canyons/Desert
15400-Intermountain Medical Center | 31501 | Nutritional Support | 15400-Intermountain Medical Center | 31501-Nutritional Support | 15400~000000013107 | 336782 | 0399CQ | IHMCHSNSUS6 | 18-143 | Scanning Systems, Ultrasonic, | UltraSound | 2545 | SONOSITE INCORPORATED | TITAN | 1 | 154D31501A | IM CLINICAL NUTRITION E3 ST310 | Common Area | Run to Fail | CESS | CESS_CREW3 | 207 | 5 | 0 | 2007-11-01 | Canyons/Desert
11600-Alta View Hospital | 21301 | Imaging Recovery | 11600-Alta View Hospital | 21301-Imaging Recovery | 11600~000000002930 | 490153 | 03NKL5 | IHAVHSNSUS3 | 18-143 | Scanning Systems, Ultrasonic, | UltraSound | 1905 | SONOSITE INCORPORATED | SONOSITE S-CATH | 1 | 116D21301A | AV IMAGING RECOVERY | Imaging Recovery Common Area | Run to Fail | CESS | CESS_CREW3 | 155 | 5 | 0 | 2012-02-02 | Canyons/Desert
11600-Alta View Hospital | 22301 | Anesthesiology | 11600-Alta View Hospital | 22104-Operating Rooms | 11600~000000003578 | 541069 | 03X6YP | IHAVHSNSUS4 | 18-143 | Scanning Systems, Ultrasonic, | UltraSound | 1913 | SONOSITE INCORPORATED | SONOSITE S-CATH | 1 | 116D22104A | AV OPERATING ROOM | Clean Storage, Pacu | Run to Fail | CESS | CESS_CREW3 | 133 | 5 | 0 | 2013-12-26 | Canyons/Desert
11800-American Fork Hospital | 21001 | Imaging Administration | 11800-American Fork Hospital | 21101-Radiology | 11800~000000006679 | 402084 | 03HJXT | IHAFHSONOUS1 | 18-143 | Scanning Systems, Ultrasonic, | UltraSound | 1925 | SONOSITE INCORPORATED | SONOSITE S-CATH | 1 | 118D21101A | AF RADIOLOGY | Unspecified | Run to Fail | CESS | CESS_CREW3 | 182 | 7 | 0 | 2009-12-01 | Canyons/Desert
12800-LDS Hospital | 21301 | Imaging Recovery | 12800-LDS Hospital | 21101-Radiology | 12800~000000005769 | 515313 | 03RDFM | IHLDHSNSUS3 | 18-143 | Scanning Systems, Ultrasonic, | UltraSound | 2073 | SONOSITE INCORPORATED | SONOSITE S-CATH | 1 | 128D21101A | LD RADIOLOGY L1 | Radiol L1 Common Area | Run to Fail | CESS | CESS_CREW3 | 150 | 5 | 0 | 2012-07-15 | Canyons/Desert
13200-McKay-Dee Hospital Center | 10011 | Intensive Care Unit | 13200-McKay-Dee Hospital Center | 21101-Radiology | 13200~000000007773 | 431905 | 03JHCD | IHMKHSNSUS4 | 18-143 | Scanning Systems, Ultrasonic, | UltraSound | 2146 | SONOSITE INCORPORATED | SONOSITE S-CATH | 1 | 132D21101A | MK RADIOLOGY 1ST FLR | Nurse Station | Run to Fail | CESS | CESS_CREW3 | 173 | 5 | 0 | 2010-09-01 | Canyons/Desert
13200-McKay-Dee Hospital Center | 21301 | Imaging Recovery | 13200-McKay-Dee Hospital Center | 10011-Intensive Care Unit | 13200~000000007201 | 420372 | 03JIBQ | IHMKHSNSUS3 | 18-143 | Scanning Systems, Ultrasonic, | UltraSound | 2187 | SONOSITE INCORPORATED | SONOSITE S-CATH | 1 | 132D10011A | MK ICU 2ND FLR | Common Area | Run to Fail | CESS | CESS_CREW3 | 177 | 5 | 0 | 2010-05-01 | Canyons/Desert
15400-Intermountain Medical Center | 12002 | Newborn Intensive Care Unit | 15400-Intermountain Medical Center | 12002-Newborn Intensive Care Unit | 15400~000000037506 | 407752 | 03HJXG | IHPCHSNSUS2 | 18-143 | Scanning Systems, Ultrasonic, | UltraSound | 2460 | SONOSITE INCORPORATED | SONOSITE S-CATH | 1 | 154D12002A | IM NICU CARE GLL1 | Unspecified | Run to Fail | CESS | CESS_CREW3 | 181 | 5 | 0 | 2010-01-01 | Canyons/Desert
15400-Intermountain Medical Center | 12002 | Newborn Intensive Care Unit | 15400-Intermountain Medical Center | 12002-Newborn Intensive Care Unit | 15400~000000037507 | 547904 | 03V1PB | IHPCHSNSUS3 | 18-143 | Scanning Systems, Ultrasonic, | UltraSound | 2461 | SONOSITE INCORPORATED | SONOSITE S-CATH | 1 | 154D12002A | IM NICU CARE GLL1 | Unspecified | Run to Fail | CESS | CESS_CREW3 | 141 | 5 | 0 | 2013-04-30 | Canyons/Desert
15400-Intermountain Medical Center | 20501 | Cardiovascular Lab | 15400-Intermountain Medical Center | 20501-Cardiovascular Lab | 15400~000000015264 | 430425 | 03K3BQ | IHMCHSNSUS7 | 18-143 | Scanning Systems, Ultrasonic, | UltraSound | 2476 | SONOSITE INCORPORATED | SONOSITE S-CATH | 1 | 154D20501A | IM CARDIO CATH LAB SL1 | Common Area | Run to Fail | CESS | CESS_CREW3 | 172 | 5 | 0 | 2010-09-16 | Canyons/Desert
15400-Intermountain Medical Center | 21301 | Imaging Recovery | 15400-Intermountain Medical Center | 70518-Mechanical Circulatory Support | 15400~000000015489 | 441451 | 03X4RQ | IHMCHSNSUS8 | 18-143 | Scanning Systems, Ultrasonic, | UltraSound | 2509 | SONOSITE INCORPORATED | SONOSITE S-CATH | 1 | 154D70518A | IM MECHANICAL CIRCULATORY TL1 | Common Area | Run to Fail | CESS | CESS_CREW3 | 169 | 5 | 0 | 2010-12-23 | Canyons/Desert
15400-Intermountain Medical Center | 21311 | Imaging Recovery TOSH | 37000-The Orthopedic Specialty Hosp | 21001-Imaging Administration | 15400~000000042496 | 802318 | WK33JN | IHOSHSNSUS | 18-143 | Scanning Systems, Ultrasonic, | UltraSound | 2510 | SONOSITE INCORPORATED | SONOSITE S-CATH | 1 | 370D21001A | TO IMAGING ADMIN BLDG 4 L1 | Unspecified | Run to Fail | CESS | CESS_CREW3 | 116 | 5 | 0 | 2015-05-04 | Canyons/Desert
37500-Primary Childrens - Riverton | 22104 | Operating Rooms | 11300-Supply Chain Organization | 32213-Asset Recovery - SLC | 37500~000000000622 | 400113 | 03H02K | IHRVHSONOUS1 | 18-143 | Scanning Systems, Ultrasonic, | UltraSound | 2592 | SONOSITE INCORPORATED | SONOSITE S-CATH | 1 | 113D32213B | SC ASSET RECOVERY FINE DR WHS | Received | Run to Fail | CESS | CESS_CREW3 | 182 | 5 | 0 | 2009-12-01 | Canyons/Desert
15400-Intermountain Medical Center | 20501 | Cardiovascular Lab | 15400-Intermountain Medical Center | 20501-Cardiovascular Lab | 15400~000000027438 | 807990 | WK2761 | IHMCHSNSUS13 | 18-143 | Scanning Systems, Ultrasonic, | UltraSound | 2479 | SONOSITE INCORPORATED | S-CATH P09417-26 | 1 | 154D20501A | IM CARDIO CATH LAB SL1 | Unspecified | Run to Fail | CESS | CESS_CREW3 | 116 | 5 | 0 | 2015-05-05 | Canyons/Desert
13200-McKay-Dee Hospital Center | 22104 | Operating Rooms | 13200-McKay-Dee Hospital Center | 22104-Operating Rooms | 13200~000000005083 | 306656 | 037KBI | IHMKHSNSUS2 | 18-143 | Scanning Systems, Ultrasonic, | UltraSound | 2197 | SONOSITE INCORPORATED | MICROMAXX P07099-01 | 1 | 132D22104A | MK OPERATING ROOM L2 | Or 7 | Run to Fail | CESS | CESS_CREW3 | 217 | 5 | 0 | 2007-01-01 | Canyons/Desert
13200-McKay-Dee Hospital Center | 22104 | Operating Rooms | 13200-McKay-Dee Hospital Center | 22104-Operating Rooms | 13200~000000005084 | 306655 | 037JRK | IHMKHSNSUS1 | 18-143 | Scanning Systems, Ultrasonic, | UltraSound | 2198 | SONOSITE INCORPORATED | MICROMAXX P07099-01 | 1 | 132D22104A | MK OPERATING ROOM L2 | Or 1 | Run to Fail | CESS | CESS_CREW3 | 217 | 5 | 0 | 2007-01-01 | Canyons/Desert
13800-Primary Childrens Hospital | 28101 | Intravenous Therapy | 13800-Primary Childrens Hospital | 28101-Intravenous Therapy | 13800~000000027989 | 814264 | 03Q92R | IHCRHSNSUS3 | 18-143 | Scanning Systems, Ultrasonic, | UltraSound | 2270 | SONOSITE INCORPORATED | EDGE | 1 | 138D28101A | PC IV TEAM OFFICE L3 | Unspecified | Run to Fail | CESS | CESS_CREW3 | 100 | 5 | 0 | 2016-09-28 | Canyons/Desert
12600-St George Regional Hospital | 14001 | Labor and Delivery Rooms | 40000-Intermountain Medical Group | 74005-Southern Utah Neurosciences | 12600~000000004488 | 490498 | 03VKKV | IHRKCSNSUS | 18-143 | Scanning Systems, Ultrasonic, | UltraSound | 1981 | SONOSITE INCORPORATED | EDGE | 1 | 400D74005A | MG SO UTAH NEUROSCIENCES INST | Southern UT Neuroscience Inst | Run to Fail | CESS | CESS_CREW3 | 138 | 5 | 0 | 2013-08-01 | Canyons/Desert
40000-Intermountain Medical Group | 77010 | Murray Workmed | 40000-Intermountain Medical Group | 77010-Murray Workmed | 40000~000000034304 | 213667 | 0305H4 | IHDXHSNSUS1 | 18-143 | Scanning Systems, Ultrasonic, | UltraSound | 2808 | SONOSITE INCORPORATED | 180 PLUS | 1 | 400D77010A | MG WORKMED MURRAY | Murray Work Med | Run to Fail | MG_SLV_CE | SOUTH | 270 | 5 | 0 | 2002-08-01 | Canyons/Desert
40000-Intermountain Medical Group | 74038 | Southwest Rheumatology Assoc | 40000-Intermountain Medical Group | 74038-Southwest Rheumatology Assoc | 40000~000000026975 | 267442 | 034F62-10 | 034F62 | 18-143 | Scanning Systems, Ultrasonic, | UltraSound | 2664 | SONOSITE INCORPORATED | 180 PLUS | 1 | 400D74038A | MG RIVER RD RHEUMATOLOGY | Unspecified | Run to Fail | CESS | CESS_CREW3 | 236 | 5 | 0 | 2005-06-01 | Canyons/Desert
12800-LDS Hospital | 10031 | Intensive Care Med-Surg | 12800-LDS Hospital | 11511-Surgical Nursing Unit | 12800~000000014481 | 849235 | R52KB1YK9BH |  | 18-143 | Scanning Systems, Ultrasonic, | UltraSound | 2055 | SIGNOSTICS INC | SIGNOS | 1 | 128D11511A | LD SURGICAL NURSING UNIT | W6 N Standby Equipment Closet | Life Support / High Risk | LDSH_CE | LDSCE1 | 68 | 5 | 0 | 2019-05-22 | Canyons/Desert
12800-LDS Hospital | 11508 | Medical Nursing Unit | 12800-LDS Hospital | 11508-Medical Nursing Unit | 12800~000000014473 | 848278 | R52K602WNGP |  | 18-143 | Scanning Systems, Ultrasonic, | UltraSound | 2056 | SIGNOSTICS INC | SIGNOS | 1 | 128D11508A | LD MEDICAL TELEMETRY L8 | W8 Common Areas | Life Support / High Risk | LDSH_CE | LDSCE4 | 69 | 5 | 0 | 2019-04-16 | Canyons/Desert
12800-LDS Hospital | 11508 | Medical Nursing Unit | 12800-LDS Hospital | 11508-Medical Nursing Unit | 12800~000000014474 | 848279 | R52K51D601E |  | 18-143 | Scanning Systems, Ultrasonic, | UltraSound | 2057 | SIGNOSTICS INC | SIGNOS | 1 | 128D11508A | LD MEDICAL TELEMETRY L8 | W8 Common Areas | Life Support / High Risk | LDSH_CE | LDSCE1 | 69 | 5 | 0 | 2019-04-16 | Canyons/Desert
14300-Park City Hospital | 20101 | Emergency Department | 14300-Park City Hospital | 20101-Emergency Department | 14300~000000003298 | 748921 | R52K51D618W |  | 18-143 | Scanning Systems, Ultrasonic, | UltraSound | 2320 | SIGNOSTICS INC | SIGNOS | 1 | 143D20101A | PK EMERGENCY ROOM | Common Area | Life Support / High Risk | PKMC_CE | PKCREW1_CE | 68 | 3.25 | 0 | 2019-05-20 | Canyons/Desert
40000-Intermountain Medical Group | 73020 | North Ogden Clinic | 40000-Intermountain Medical Group | 74058-Wasatch OB-GYN | 40000~000000003883 | 299057 | 302219 | IHWGCSIEUS | 15-976 | Scanning Systems, Ultrasonic, | UltraSound | 2627 | SIEMENS HEALTHCARE | SONOLINE G40 | 1 | 400D74058A | MG MK WASATCH OBGYN STE 4815 | Wasatch Ob Procedure Rm | Life Support / High Risk | IES | ASP_GE | 221 | 5 | 0 | 2006-08-18 | Canyons/Desert
12800-LDS Hospital | 25501 | Radiation Center | 12800-LDS Hospital | 25501-Radiation Center | 12800~000000008207 | 311415 | ECA 1354 | IHLDHSIEUS1/400-159666 | 15-976 | Scanning Systems, Ultrasonic, | UltraSound | 2086 | SIEMENS HEALTHCARE | SONOLINE ADARA | 1 | 128D25501A | LD RADIATION CENTER L1 | Oncology | Life Support / High Risk | IES | ASP_GE | 242 | 5 | 0 | 2004-11-02 | Canyons/Desert
12800-LDS Hospital | 25501 | Radiation Center | 12800-LDS Hospital | 25501-Radiation Center | 12800~000000014416 | 469665 | ECA1012 | IHLDHSIEUS2 | 15-976 | Scanning Systems, Ultrasonic, | UltraSound | 2087 | SIEMENS HEALTHCARE | SONOLINE ADARA | 1 | 128D25501A | LD RADIATION CENTER L1 | Common Area | Life Support / High Risk | IES | ASP_GE | 267 | 5 | 0 | 2002-10-31 | Canyons/Desert
13900-Riverton Hospital | 25501 | Radiation Center | 13900-Riverton Hospital | 25501-Radiation Center | 13900~000000005097 | 809424 | 003567 | IHRVHSIEUS/400-176551 | 15-976 | Scanning Systems, Ultrasonic, | UltraSound | 2298 | SIEMENS HEALTHCARE | SONOLINE ADARA | 1 | 139D25501A | RV RADIATION CENTER | Unspecified | Life Support / High Risk | IES | ASP_GE | 106 | 5 | 0 | 2016-04-01 | Canyons/Desert
15400-Intermountain Medical Center | 25501 | Radiation Center | 15400-Intermountain Medical Center | 25501-Radiation Center | 15400~000000043784 | 927252 | ECA1354 |  | 15-976 | Scanning Systems, Ultrasonic, | UltraSound | 2540 | SIEMENS HEALTHCARE | SONOLINE ADARA | 1 | 154D25501A | IM RADIATION CENTER HL1 | Unspecified | Life Support / High Risk | IMC_CE | IMCCE4A | 3 | 5 | 5 | 2024-10-10 | Canyons/Desert
13000-Logan Regional Hospital | 25501 | Radiation Center | 11300-Supply Chain Organization | 32213-Asset Recovery - SLC | 13000~000000002691 | 474300 | JC00657 | IHLRHSIEUS | 15-976 | Scanning Systems, Ultrasonic, | UltraSound | 2136 | SIEMENS HEALTHCARE | SIEMENS SONOLINE G20 | 1 | 113D32213C | SC ASSET RECOVERY AIRPORT WHS | Received | Life Support / High Risk | IES | ASP_GE | 160 | 5 | 0 | 2011-09-02 | Canyons/Desert
15400-Intermountain Medical Center | 22203 | Surgical Center | 11300-Supply Chain Organization | 32213-Asset Recovery - SLC | 15400~000000013248 | 352141 | 115294 | IHMCHSIEUS5 | 15-976 | Scanning Systems, Ultrasonic, | UltraSound | 2530 | SIEMENS HEALTHCARE | ANTARES P.E. 10040729 | 1 | 113D32213B | SC ASSET RECOVERY FINE DR WHS | Redeploy | Life Support / High Risk | IES | ASP_GE | 207 | 5 | 0 | 2007-11-01 | Canyons/Desert
15400-Intermountain Medical Center | 21102 | Angiography | 15400-Intermountain Medical Center | 21001-Imaging Administration | 15400~000000030732 | 824729 | 349963 | IHMCHSIEUS9 | 15-976 | Scanning Systems, Ultrasonic, | UltraSound | 2507 | SIEMENS HEALTHCARE | ACUSON X300 | 1 | 154D21001A | IM IMAGING ADMIN TOWER TLL1 | Bldg C Imaging Admin | Life Support / High Risk | IES | ASP_GE | 85 | 7 | 0 | 2017-12-28 | Canyons/Desert
12600-St George Regional Hospital | 20501 | Cardiovascular Lab | Unspecified-Unspecified | __NOT_APPLICABLE__-Unspecified | 12600~000000013810 |  |  |  | 15-976 | Scanning Systems, Ultrasonic, | UltraSound | 2006 | SIEMENS HEALTHCARE | ACUSON X300 | 1 | Unspecified | Unspecified | Unspecified | Life Support / High Risk |  |  | 118 | 5 | 0 | 2015-03-05 | Canyons/Desert
40000-Intermountain Medical Group | 74115 | Park City Specialty Clinic | 11300-Supply Chain Organization | 32213-Asset Recovery - SLC | 40000~000000005187 | 400610 | 307368 | IHPCCSIEUS | 15-976 | Scanning Systems, Ultrasonic, | UltraSound | 2707 | SIEMENS HEALTHCARE | ACUSON X150 | 1 | 113D32213C | SC ASSET RECOVERY AIRPORT WHS | Donated | Life Support / High Risk | IES | ASP_GE | 181 | 5 | 0 | 2009-12-22 | Canyons/Desert
40000-Intermountain Medical Group | 74105 | Intermountain Nurse Midwives | 11300-Supply Chain Organization | 32213-Asset Recovery - SLC | 40000~000000028146 | 340744 | 305288 | IHMCHSIEUS6/400-212142 | 15-976 | Scanning Systems, Ultrasonic, | UltraSound | 2694 | SIEMENS HEALTHCARE | ACUSON X150 | 1 | 113D32213C | SC ASSET RECOVERY AIRPORT WHS | Received | Life Support / High Risk | IES | ASP_GE | 207 | 5 | 0 | 2007-11-01 | Canyons/Desert
40000-Intermountain Medical Group | 74104 | Intermountain MFM Specialist | 15400-Intermountain Medical Center | 70501-Midwifery | 40000~000000002897 | 422029 | 308043 | IHMCHSIEUS10/400-356925 | 15-976 | Scanning Systems, Ultrasonic, | UltraSound | 2691 | SIEMENS HEALTHCARE | ACUSON X150 | 1 | 154D70501A | IM MIDWIFERY GL1 | Common Area | Life Support / High Risk | IES | ASP_GE | 175 | 5 | 0 | 2010-06-22 | Canyons/Desert
15400-Intermountain Medical Center | 21601 | Ultrasound | 11300-Supply Chain Organization | 32213-Asset Recovery - SLC | 15400~000000013251 | 340745 | 305287 | IHMCHSIEUS1/400-212147 | 15-976 | Scanning Systems, Ultrasonic, | UltraSound | 2512 | SIEMENS HEALTHCARE | ACUSON X150 | 1 | 113D32213B | SC ASSET RECOVERY FINE DR WHS | Received | Life Support / High Risk | IES | ASP_GE | 207 | 5 | 0 | 2007-10-25 | Canyons/Desert
13200-McKay-Dee Hospital Center | 22104 | Operating Rooms | 13200-McKay-Dee Hospital Center | 22104-Operating Rooms | 13200~000000006143 | 359359 | 306023 | IHMKHSIEUS1/400-288280 | 15-976 | Scanning Systems, Ultrasonic, | UltraSound | 2199 | SIEMENS HEALTHCARE | ACUSON X150 | 1 | 132D22104A | MK OPERATING ROOM L2 | Common Area | Life Support / High Risk | IES | ASP_GE | 199 | 5 | 0 | 2008-07-01 | Canyons/Desert
40000-Intermountain Medical Group | 74174 | Salt Lake Clinic Admin | 40000-Intermountain Medical Group | 74220-SL Clinic - Ophthalmology | 40000~000000005962 | 502408 | 3377 |  | 11-389 | Scanning Systems, Ultrasonic, | UltraSound | 2753 | QUANTEL MEDICAL | AVISO A/B | 1 | 400D74220A | MG SL CLINIC OPHTHALMOLOGY | Ophthal L4 Eye Lane 6 | Life Support / High Risk | MG_SLV_CE | NORTH | 156 | 5 | 0 | 2012-01-13 | Canyons/Desert
12800-LDS Hospital | 10031 | Intensive Care Med-Surg | 12800-LDS Hospital | 10031-Intensive Care Med-Surg | 12800~000000011497 | 723026 | USN1410125 | IHLDHPHLUS11 | 15-976 | Scanning Systems, Ultrasonic, | UltraSound | 2053 | PHILIPS HEALTHCARE | SPARQ | 1 | 128D10031A | LD INTENSIVE CARE MED SURG L6 | Unspecified | Life Support / High Risk | IES | ASP_GE | 122 | 5 | 0 | 2014-11-12 | Canyons/Desert
12800-LDS Hospital | 22104 | Operating Rooms | 12800-LDS Hospital | 22104-Operating Rooms | 12800~000000011713 | 808328 | US71410592 | IHLDHPHLUS10 | 15-976 | Scanning Systems, Ultrasonic, | UltraSound | 2082 | PHILIPS HEALTHCARE | SPARQ | 1 | 128D22104A | LD OPERATING ROOM L3 | Unspecified | Life Support / High Risk | IES | ASP_GE | 125 | 5 | 0 | 2014-08-21 | Canyons/Desert
12800-LDS Hospital | 70002 | Pulmonary Clinic | 12800-LDS Hospital | 70002-Pulmonary Clinic | 12800~000000013583 | 830531 | US51810158 | IHLDHPHLUS14 | 15-976 | Scanning Systems, Ultrasonic, | UltraSound | 2089 | PHILIPS HEALTHCARE | SPARQ | 1 | 128D70002A | LD PULMONARY CL POB SUITE 170 | Unspecified | Life Support / High Risk | IES | ASP_GE | 80 | 5 | 0 | 2018-05-16 | Canyons/Desert
13900-Riverton Hospital | 11503 | Medical and Surgical Nursing | 13900-Riverton Hospital | 11503-Medical and Surgical Nursing | 13900~000000004271 | 541075 | US31410252 | IHRVHPHLUS6 | 15-976 | Scanning Systems, Ultrasonic, | UltraSound | 2279 | PHILIPS HEALTHCARE | SPARQ | 1 | 139D11503A | RV MEDICAL SURGICAL | Crash Cart Alcove | Life Support / High Risk | IES | ASP_GE | 130 | 5 | 0 | 2014-03-14 | Canyons/Desert
14400-Utah Valley Hospital | 10061 | Intensive Care Shock-Trauma | 14400-Utah Valley Hospital | 10061-Intensive Care Shock-Trauma | 14400~000000016366 | 821046 | US91710174 | IHUVHPHLUS21 | 15-976 | Scanning Systems, Ultrasonic, | UltraSound | 2328 | PHILIPS HEALTHCARE | SPARQ | 1 | 144D10061A | UV NST ICU | 436-NSTICU | Life Support / High Risk | IES | ASP_GE | 88 | 5 | 0 | 2017-09-21 | Canyons/Desert
15400-Intermountain Medical Center | 10051 | Intensive Care Neuro and Med | 15400-Intermountain Medical Center | 10071-Intensive Care Respiratory | 15400~000000023027 | 541070 | USD1310198 | IHMCHPHLUS28 | 15-976 | Scanning Systems, Ultrasonic, | UltraSound | 2445 | PHILIPS HEALTHCARE | SPARQ | 1 | 154D10071A | IM RESPIRATORY ICU T5-S5 | Common Area | Life Support / High Risk | IES | ASP_GE | 156 | 5 | 0 | 2012-01-10 | Canyons/Desert
15400-Intermountain Medical Center | 10061 | Intensive Care Shock-Trauma | 15400-Intermountain Medical Center | 10061-Intensive Care Shock-Trauma | 15400~000000024136 | 726176 | USD1410749 | IHMCHPHLUS35 | 15-976 | Scanning Systems, Ultrasonic, | UltraSound | 2448 | PHILIPS HEALTHCARE | SPARQ | 1 | 154D10061A | IM SHOCK TRAUMA T5 | Unspecified | Life Support / High Risk | IES | ASP_GE | 121 | 5 | 0 | 2014-12-22 | Canyons/Desert
15400-Intermountain Medical Center | 22104 | Operating Rooms | 15400-Intermountain Medical Center | 22104-Operating Rooms | 15400~000000024155 | 726184 | USD1410985 | IHMCHPHLUS36 | 15-976 | Scanning Systems, Ultrasonic, | UltraSound | 2527 | PHILIPS HEALTHCARE | SPARQ | 1 | 154D22104A | IM OPERATING ROOM TL2 | O.R. 16 | Life Support / High Risk | IES | ASP_GE | 121 | 5 | 0 | 2014-12-26 | Canyons/Desert
15400-Intermountain Medical Center | 22104 | Operating Rooms | 15400-Intermountain Medical Center | 22104-Operating Rooms | 15400~000000031708 | 832605 | US71810279 | IHMCHSPARQ1 | 15-976 | Scanning Systems, Ultrasonic, | UltraSound | 2528 | PHILIPS HEALTHCARE | SPARQ | 1 | 154D22104A | IM OPERATING ROOM TL2 | Common Area | Life Support / High Risk | IES | ASP_GE | 78 | 7 | 1 | 2018-07-20 | Canyons/Desert
15400-Intermountain Medical Center | 27210 | Pulmonary Division | 15400-Intermountain Medical Center | 27210-Pulmonary Division | 15400~000000027887 | 807668 | US31610363 | IHMCHPHLUS42 | 15-976 | Scanning Systems, Ultrasonic, | UltraSound | 2541 | PHILIPS HEALTHCARE | SPARQ | 1 | 154D27210A | IM PULMONOLOGY SLL1 | Unspecified | Life Support / High Risk | IES | ASP_GE | 105 | 5 | 0 | 2016-04-24 | Canyons/Desert
12800-LDS Hospital | 20602 | Electrocardiology - EKG | 12800-LDS Hospital | 20602-Electrocardiology - EKG | 12800~000000007749 | 132418 | 3728A00641 | IHLDHPHLUS1 | 17-422 | Scanning Systems, Ultrasonic, | UltraSound | 2065 | PHILIPS HEALTHCARE | SONOS 5500 | 1 | 128D20602A | LD EKG L7 | E7 EKG Alpha | Life Support / High Risk | IES | ASP_GE | 421 | 5 | 0 | 1990-01-01 | Canyons/Desert
12800-LDS Hospital | 20602 | Electrocardiology - EKG | 12800-LDS Hospital | 20602-Electrocardiology - EKG | 12800~000000007818 | 217462 | US97007803 | IHLDHPHLUS2 | 17-422 | Scanning Systems, Ultrasonic, | UltraSound | 2066 | PHILIPS HEALTHCARE | SONOS 5500 | 1 | 128D20602A | LD EKG L7 | E7 EKG Echo With Stress | Life Support / High Risk | IES | ASP_GE | 266 | 5 | 0 | 2002-11-20 | Canyons/Desert
40000-Intermountain Medical Group | 74144 | Utah Valley Vascular Surgery | 40000-Intermountain Medical Group | 74144-Utah Valley Vascular Surgery | 40000~000000021835 | 822921 | B0MJR2 | IHUVCPHLUS2 | 15-976 | Scanning Systems, Ultrasonic, | UltraSound | 2725 | PHILIPS HEALTHCARE | IU22 | 1 | 400D74144A | MG UVC VASCULAR SURG 5CD A | Utah Valley Vascular Surgery | Life Support / High Risk | IES | ASP_GE | 86 | 5 | 0 | 2017-11-20 | Canyons/Desert
15400-Intermountain Medical Center | 21601 | Ultrasound | 11300-Supply Chain Organization | 32213-Asset Recovery - SLC | 15400~000000016927 | 552154 | B0MHY5 | IHMCHPHLUS34 | 15-976 | Scanning Systems, Ultrasonic, | UltraSound | 2513 | PHILIPS HEALTHCARE | IU22 | 1 | 113D32213C | SC ASSET RECOVERY AIRPORT WHS | Received | Life Support / High Risk | IES | ASP_GE | 140 | 5 | 0 | 2013-06-01 | Canyons/Desert
15400-Intermountain Medical Center | 21101 | Radiology | 11300-Supply Chain Organization | 32213-Asset Recovery - SLC | 15400~000000032978 | 576310 | B0MCV9 | IHMCHPHLUS10 | 15-976 | Scanning Systems, Ultrasonic, | UltraSound | 2506 | PHILIPS HEALTHCARE | IU22 | 1 | 113D32213C | SC ASSET RECOVERY AIRPORT WHS | Received | Life Support / High Risk | IES | ASP_GE | 132 | 5 | 0 | 2014-01-31 | Canyons/Desert
14400-Utah Valley Hospital | 21101 | Radiology | 14400-Utah Valley Hospital | 21101-Radiology | 14400~000000001480 | 561625 | B0MCRL | IHUVHPHLUS13 | 15-976 | Scanning Systems, Ultrasonic, | UltraSound | 2367 | PHILIPS HEALTHCARE | IU22 | 1 | 144D21101A | UV RADIOLOGY | OP Radiol Ultrasound 2 | Life Support / High Risk | IES | ASP_GE | 136 | 5 | 0 | 2013-09-20 | Canyons/Desert
13900-Riverton Hospital | 21601 | Ultrasound | 13900-Riverton Hospital | 21101-Radiology | 13900~000000001016 | 398557 | 039WKH | IHRVHPHLUS2 | 15-976 | Scanning Systems, Ultrasonic, | UltraSound | 2292 | PHILIPS HEALTHCARE | IU22 | 1 | 139D21101A | RV RADIOLOGY | Ultrasound 1 | Life Support / High Risk | IES | ASP_GE | 183 | 7 | 0 | 2009-10-28 | Canyons/Desert
12800-LDS Hospital | 21601 | Ultrasound | 12800-LDS Hospital | 21601-Ultrasound | 12800~000000005328 | 468926 | B043R1 | IHLDHPHLUS8 | 15-976 | Scanning Systems, Ultrasonic, | UltraSound | 2078 | PHILIPS HEALTHCARE | IU22 | 1 | 128D21601A | LD ULTRASOUND L1 | Us 1 | Life Support / High Risk | IES | ASP_GE | 161 | 5 | 0 | 2011-08-15 | Canyons/Desert
11800-American Fork Hospital | 21101 | Radiology | 11800-American Fork Hospital | 21601-Ultrasound | 11800~000000000966 | 370234 | 02XK7Q | IHAFHPHLUS1 | 15-976 | Scanning Systems, Ultrasonic, | UltraSound | 1926 | PHILIPS HEALTHCARE | IU22 | 1 | 118D21601A | AF ULTRASOUND | Us 1 | Life Support / High Risk | IES | ASP_GE | 193 | 5 | 0 | 2008-12-23 | Canyons/Desert
40000-Intermountain Medical Group | 74308 | Vascular and Vein - St. George | 40000-Intermountain Medical Group | 74308-Vascular and Vein - St. George | 40000~000000025708 | 372604 | 02X420 | IHCTCPHLUS2 | 17-422 | Scanning Systems, Ultrasonic, | UltraSound | 2795 | PHILIPS HEALTHCARE | IE33 | 1 | 400D74308A | MG VASCULAR AND VEIN ST GEO | Unspecified | Life Support / High Risk | IES | ASP_GE | 193 | 5 | 0 | 2008-12-04 | Canyons/Desert
40000-Intermountain Medical Group | 74268 | Vascular and Vein - McKay-Dee | 40000-Intermountain Medical Group | 74268-Vascular and Vein - McKay-Dee | 40000~000000021719 | 821712 | B05NRZ |  | 17-422 | Scanning Systems, Ultrasonic, | UltraSound | 2780 | PHILIPS HEALTHCARE | IE33 | 1 | 400D74268A | MG VASCULAR AND VEIN MCKAY DEE | Unspecified | Life Support / High Risk | IES | ASP_GE | 88 | 5 | 0 | 2017-09-30 | Canyons/Desert
40000-Intermountain Medical Group | 74023 | Southwest Cardiology-St George | 40000-Intermountain Medical Group | 74023-Southwest Cardiology-St George | 40000~000000028239 | 331499 | 02RP7R | IHDXHPHLUS4 | 17-422 | Scanning Systems, Ultrasonic, | UltraSound | 2656 | PHILIPS HEALTHCARE | IE33 | 1 | 400D74023A | MG SW CARDIO ST GEORGE | Southwest Cardiology | Life Support / High Risk | IES | ASP_GE | 208 | 5 | 0 | 2007-09-17 | Canyons/Desert
40000-Intermountain Medical Group | 74023 | Southwest Cardiology-St George | 40000-Intermountain Medical Group | 74023-Southwest Cardiology-St George | 40000~000000028147 | 535145 | B0G2K2 | IHMCHPHLUS31 | 17-422 | Scanning Systems, Ultrasonic, | UltraSound | 2655 | PHILIPS HEALTHCARE | IE33 | 1 | 400D74023A | MG SW CARDIO ST GEORGE | Unspecified | Life Support / High Risk | IES | ASP_GE | 142 | 5 | 0 | 2013-03-17 | Canyons/Desert
14800-Heber Valley Hospital | 21601 | Ultrasound | 11300-Supply Chain Organization | 32213-Asset Recovery - SLC | 14800~000000001797 | 326239 | 02RP1B | IHHVHPHLUS | 17-422 | Scanning Systems, Ultrasonic, | UltraSound | 2435 | PHILIPS HEALTHCARE | IE33 | 1 | 113D32213C | SC ASSET RECOVERY AIRPORT WHS | Received | Life Support / High Risk | IES | ASP_GE | 207 | 5 | 0 | 2007-11-01 | Canyons/Desert
14600-Cedar City Hospital | 14001 | Labor and Delivery Rooms | 43100-Intermountain MS NV LLC | 79408-CAR Sunset | 14600~000000001014 | 490652 | B0G24D | IHCCHPHLUS4 | 17-422 | Scanning Systems, Ultrasonic, | UltraSound | 2417 | PHILIPS HEALTHCARE | IE33 | 1 | 431P79408B | NV SOUTHERN HILLS CARDIOLOGY | Unspecified | Life Support / High Risk | IES | ASP_GE | 145 | 5 | 0 | 2012-12-31 | Canyons/Desert
14400-Utah Valley Hospital | 20602 | Electrocardiology - EKG | 40000-Intermountain Medical Group | 74152-Utah Valley Rock Canyon Peds | 14400~000000005864 | 433951 | 03B54F | IHUVCPHLUS1 | 17-422 | Scanning Systems, Ultrasonic, | UltraSound | 2366 | PHILIPS HEALTHCARE | IE33 | 1 | 400D74152A | MG UTAH VALLEY ROCKCANYON PEDS | Unspecified | Life Support / High Risk | IES | ASP_GE | 175 | 7 | 0 | 2010-06-27 | Canyons/Desert
14400-Utah Valley Hospital | 20602 | Electrocardiology - EKG | 14400-Utah Valley Hospital | 20602-Electrocardiology - EKG | 14400~000000016820 | 465172 | B043C2 | IHAFHPHLUS11 | 17-422 | Scanning Systems, Ultrasonic, | UltraSound | 2361 | PHILIPS HEALTHCARE | IE33 | 1 | 144D20602A | UV ELECTRO EKG | Unspecified | Life Support / High Risk | IES | ASP_GE | 161 | 5 | 0 | 2011-09-01 | Canyons/Desert
14400-Utah Valley Hospital | 20602 | Electrocardiology - EKG | 11300-Supply Chain Organization | 32213-Asset Recovery - SLC | 14400~000000014209 | 343255 | 02R7VN | IHMCHPHLUS59 | 17-422 | Scanning Systems, Ultrasonic, | UltraSound | 2356 | PHILIPS HEALTHCARE | IE33 | 1 | 113D32213C | SC ASSET RECOVERY AIRPORT WHS | Received | Life Support / High Risk | IES | ASP_GE | 207 | 5 | 0 | 2007-11-01 | Canyons/Desert
14300-Park City Hospital | 21601 | Ultrasound | 14300-Park City Hospital | 21601-Ultrasound | 14300~000000003426 | 497132 | B05NRZ | IHMKHPHLUS8 | 17-422 | Scanning Systems, Ultrasonic, | UltraSound | 2324 | PHILIPS HEALTHCARE | IE33 | 1 | 143D21601A | PK ULTRASOUND | Unspecified | Life Support / High Risk | IES | ASP_GE | 155 | 5 | 0 | 2012-03-01 | Canyons/Desert
13800-Primary Childrens Hospital | 20604 | Echo Cardiology | 13800-Primary Childrens Hospital | 20604-Echo Cardiology | 13800~000000008965 | 496811 | B05NQT | IHPCHPHLUS9 | 17-422 | Scanning Systems, Ultrasonic, | UltraSound | 2240 | PHILIPS HEALTHCARE | IE33 | 1 | 138D20604A | PC CPC ECHO | Echocardiology | Life Support / High Risk | IES | ASP_GE | 152 | 5 | 0 | 2012-05-31 | Canyons/Desert
13800-Primary Childrens Hospital | 20604 | Echo Cardiology | 13800-Primary Childrens Hospital | 20604-Echo Cardiology | 13800~000000008964 | 496812 | B05NRH | IHPCHPHLUS10 | 17-422 | Scanning Systems, Ultrasonic, | UltraSound | 2239 | PHILIPS HEALTHCARE | IE33 | 1 | 138D20604A | PC CPC ECHO | Echocardiology | Life Support / High Risk | IES | ASP_GE | 152 | 5 | 0 | 2012-05-31 | Canyons/Desert
13800-Primary Childrens Hospital | 20604 | Echo Cardiology | 13800-Primary Childrens Hospital | 20604-Echo Cardiology | 13800~000000007324 | 423776 | 03B8XQ | IHPCHPHLUS5 | 17-422 | Scanning Systems, Ultrasonic, | UltraSound | 2238 | PHILIPS HEALTHCARE | IE33 | 1 | 138D20604A | PC CPC ECHO | Echocardiology | Life Support / High Risk | IES | ASP_GE | 175 | 5 | 0 | 2010-07-01 | Canyons/Desert
13800-Primary Childrens Hospital | 20604 | Echo Cardiology | 13800-Primary Childrens Hospital | 20604-Echo Cardiology | 13800~000000007322 | 423778 | 03B8XP | IHPCHPHLUS7 | 17-422 | Scanning Systems, Ultrasonic, | UltraSound | 2237 | PHILIPS HEALTHCARE | IE33 | 1 | 138D20604A | PC CPC ECHO | Echocardiology | Life Support / High Risk | IES | ASP_GE | 175 | 5 | 0 | 2010-07-01 | Canyons/Desert
13800-Primary Childrens Hospital | 20604 | Echo Cardiology | 13800-Primary Childrens Hospital | 20604-Echo Cardiology | 13800~000000006354 | 382473 | 034L0J | IHPCHPHLUS3 | 17-422 | Scanning Systems, Ultrasonic, | UltraSound | 2236 | PHILIPS HEALTHCARE | IE33 | 1 | 138D20604A | PC CPC ECHO | Echocardiology | Life Support / High Risk | IES | ASP_GE | 190 | 5 | 0 | 2009-04-01 | Canyons/Desert
13400-Orem Community Hospital | 27202 | Respiratory Therapy | 11300-Supply Chain Organization | 32213-Asset Recovery - SLC | 13400~000000002212 | 343743 | 02R7P1 | IHOCHPHLUS12 | 17-422 | Scanning Systems, Ultrasonic, | UltraSound | 2224 | PHILIPS HEALTHCARE | IE33 | 1 | 113D32213C | SC ASSET RECOVERY AIRPORT WHS | Received | Life Support / High Risk | IES | ASP_GE | 207 | 5 | 0 | 2007-11-01 | Canyons/Desert
12500-Delta Community Hospital | 21101 | Radiology | 11300-Supply Chain Organization | 32213-Asset Recovery - SLC | 12500~000000000965 | 514084 | B05NQZ | IHMCHPHLUS30 | 17-422 | Scanning Systems, Ultrasonic, | UltraSound | 1962 | PHILIPS HEALTHCARE | IE33 | 1 | 113D32213C | SC ASSET RECOVERY AIRPORT WHS | Received | Life Support / High Risk | IES | ASP_GE | 154 | 5 | 0 | 2012-03-23 | Canyons/Desert
11600-Alta View Hospital | 20603 | Vascular Lab | 40000-Intermountain Medical Group | 74112-Int Heart Institute-Cardiology | 11600~000000009355 | 520073 | B0G4YN | IHSCCPHLUS3 | 17-422 | Scanning Systems, Ultrasonic, | UltraSound | 1902 | PHILIPS HEALTHCARE | IE33 | 1 | 400D74112A | MG IM HEART INST CARDIO STE520 | Unspecified | Life Support / High Risk | IES | ASP_GE | 145 | 5 | 0 | 2012-12-31 | Canyons/Desert
11600-Alta View Hospital | 20603 | Vascular Lab | 11600-Alta View Hospital | 11503-Medical and Surgical Nursing | 11600~000000008106 | 326238 | 02RF3P | IHMCHPHLUS11 | 17-422 | Scanning Systems, Ultrasonic, | UltraSound | 1900 | PHILIPS HEALTHCARE | IE33 | 1 | 116D11503A | AV ACUTE CARE | Room 432 | Life Support / High Risk | IES | ASP_GE | 207 | 5 | 0 | 2007-11-01 | Canyons/Desert
14400-Utah Valley Hospital | 28838 | Physical Therapy Complex - OP | 14400-Utah Valley Hospital | 28838-Physical Therapy Complex - OP | 14400~000000005980 | 457957 | CL51100277 | IHUVHPHLUS10 | 17-422 | Scanning Systems, Ultrasonic, | UltraSound | 2398 | PHILIPS HEALTHCARE | HD7XE | 1 | 144D28838A | UV REHAB OP PHYSICAL THERAPY | Unspecified | Life Support / High Risk | IES | ASP_GE | 175 | 5 | 0 | 2010-06-10 | Canyons/Desert
40000-Intermountain Medical Group | 74268 | Vascular and Vein - McKay-Dee | 40000-Intermountain Medical Group | 74268-Vascular and Vein - McKay-Dee | 40000~000000031087 | 897860 | US622B0864 | IHMKHPHLUS23 | 15-976 | Scanning Systems, Ultrasonic, | UltraSound | 2784 | PHILIPS HEALTHCARE | EPIQ ELITE G | 1 | 400D74268A | MG VASCULAR AND VEIN MCKAY DEE | Unspecified | Non Life Support | IES | IESCREWSC | 30 | 5 | 2 | 2022-07-13 | Canyons/Desert
37700-Primary Childrens - Lehi | 20604 | Echo Cardiology | 37700-Primary Childrens - Lehi | 20604-Echo Cardiology | 37700~000000003039 | 919713 | 105453414 |  | 15-976 | Scanning Systems, Ultrasonic, | UltraSound | 2599 | PHILIPS HEALTHCARE | EPIQ ELITE G | 1 | 377D20604A | PL ECHO CARDIOLOGY | Unspecified | Non Life Support | IES | ASP_GE | 10 | 5 | 4 | 2024-03-05 | Canyons/Desert
13400-Orem Community Hospital | 14010 | Mom Baby Unit | 13400-Orem Community Hospital | 14005-Well Newborn Nursery | 13400~000000002620 | 925400 | US723B1908 |  | 15-976 | Scanning Systems, Ultrasonic, | UltraSound | 2220 | PHILIPS HEALTHCARE | EPIQ ELITE G | 1 | 134D14005B | OR WELL BABY NURSERY | Storage (rear) | Non Life Support | AFH_CE | AFCREW2_CE | 5 | 5 | 5 | 2024-08-20 | Canyons/Desert
37700-Primary Childrens - Lehi | 20604 | Echo Cardiology | 37700-Primary Childrens - Lehi | 10081-Pediatric Intensive Care | 37700~000000002813 | 918649 | USN22B0785 |  | 11-389 | Scanning Systems, Ultrasonic, | UltraSound | 2594 | PHILIPS HEALTHCARE | EPIQ CVX | 1 | 377D10081A | PL PEDIATRIC INTENSIVE CARE | H3244 Imaging Alcove | Life Support / High Risk | IES | ASP_GE | 11 | 5 | 4 | 2024-02-07 | Canyons/Desert
15400-Intermountain Medical Center | 70540 | Cardiac Care Clinic | 15400-Intermountain Medical Center | 70540-Cardiac Care Clinic | 15400~000000043457 | 923410 | US412B1284 |  | 11-389 | Scanning Systems, Ultrasonic, | UltraSound | 2571 | PHILIPS HEALTHCARE | EPIQ CVX | 1 | 154D70540A | IM CARDIAC CARE CLINIC SOT 500 | Unspecified | Life Support / High Risk | IES | ASP_GE | 6 | 5 | 4 | 2024-07-11 | Canyons/Desert
14400-Utah Valley Hospital | 20602 | Electrocardiology - EKG | 14400-Utah Valley Hospital | 70077-Cardiology Clinic | 14400~000000024016 | 911135 | US122B0113 | IHUVHPHLUS31 | 11-389 | Scanning Systems, Ultrasonic, | UltraSound | 2365 | PHILIPS HEALTHCARE | EPIQ CVX | 1 | 144D70077A | UV CARDIOLOGY CLINIC | Unspecified | Life Support / High Risk | UVH_CE | UVCREW4_CE | 35 | 5 | 2 | 2022-02-10 | Canyons/Desert
14400-Utah Valley Hospital | 20602 | Electrocardiology - EKG | 14400-Utah Valley Hospital | 20602-Electrocardiology - EKG | 14400~000000024017 | 901443 | US122B0112 | IHUVHPHLUS30 | 11-389 | Scanning Systems, Ultrasonic, | UltraSound | 2362 | PHILIPS HEALTHCARE | EPIQ CVX | 1 | 144D20602A | UV ELECTRO EKG | Unspecified | Life Support / High Risk | IES | ASP_GE | 35 | 5 | 2 | 2022-02-10 | Canyons/Desert
13800-Primary Childrens Hospital | 20604 | Echo Cardiology | 13800-Primary Childrens Hospital | 22204-Child Procedure Center | 13800~000000031260 | 893918 | US322B1026 | IHPCHPHLUS62 | 11-389 | Scanning Systems, Ultrasonic, | UltraSound | 2255 | PHILIPS HEALTHCARE | EPIQ CVX | 1 | 138D22204A | PC CPC L1 | Echo Room 2 | Life Support / High Risk | IES | ASP_GE OEC | 34 | 5 | 2 | 2022-03-30 | Canyons/Desert
13800-Primary Childrens Hospital | 20604 | Echo Cardiology | 13800-Primary Childrens Hospital | 22204-Child Procedure Center | 13800~000000031106 | 891091 | USD21B1561 | IHPCHPHLUS24 | 11-389 | Scanning Systems, Ultrasonic, | UltraSound | 2254 | PHILIPS HEALTHCARE | EPIQ CVX | 1 | 138D22204A | PC CPC L1 | Unspecified | Life Support / High Risk | IES | ASP_GE | 36 | 5 | 2 | 2022-01-25 | Canyons/Desert
13800-Primary Childrens Hospital | 20604 | Echo Cardiology | 13800-Primary Childrens Hospital | 20604-Echo Cardiology | 13800~000000033081 | 910884 | US723B1125 | IHPCHPHLUS66 | 11-389 | Scanning Systems, Ultrasonic, | UltraSound | 2253 | PHILIPS HEALTHCARE | EPIQ CVX | 1 | 138D20604B | PC ECCLES ECHO L2 | Unspecified | Life Support / High Risk | IES | ASP_GE | 18 | 5 | 4 | 2023-07-31 | Canyons/Desert
13800-Primary Childrens Hospital | 20604 | Echo Cardiology | 13800-Primary Childrens Hospital | 20604-Echo Cardiology | 13800~000000033080 | 910883 | US723B1123 | IHPCHPHLUS65 | 11-389 | Scanning Systems, Ultrasonic, | UltraSound | 2252 | PHILIPS HEALTHCARE | EPIQ CVX | 1 | 138D20604B | PC ECCLES ECHO L2 | Unspecified | Life Support / High Risk | IES | ASP_GE | 18 | 5 | 4 | 2023-07-31 | Canyons/Desert
13800-Primary Childrens Hospital | 20604 | Echo Cardiology | 13800-Primary Childrens Hospital | 20604-Echo Cardiology | 13800~000000033079 | 910882 | US723B1122 | IHPCHPHLUS64 | 11-389 | Scanning Systems, Ultrasonic, | UltraSound | 2251 | PHILIPS HEALTHCARE | EPIQ CVX | 1 | 138D20604B | PC ECCLES ECHO L2 | Unspecified | Life Support / High Risk | IES | ASP_GE | 18 | 5 | 4 | 2023-07-31 | Canyons/Desert
13800-Primary Childrens Hospital | 20604 | Echo Cardiology | 13800-Primary Childrens Hospital | 20604-Echo Cardiology | 13800~000000033078 | 910881 | US723B1121 | IHPCHPHLUS63 | 11-389 | Scanning Systems, Ultrasonic, | UltraSound | 2250 | PHILIPS HEALTHCARE | EPIQ CVX | 1 | 138D20604B | PC ECCLES ECHO L2 | Unspecified | Life Support / High Risk | IES | ASP_GE | 18 | 5 | 4 | 2023-07-31 | Canyons/Desert
13800-Primary Childrens Hospital | 20604 | Echo Cardiology | 13800-Primary Childrens Hospital | 20604-Echo Cardiology | 13800~000000031259 | 893917 | US322B1027 | IHPCHPHLUS61 | 11-389 | Scanning Systems, Ultrasonic, | UltraSound | 2249 | PHILIPS HEALTHCARE | EPIQ CVX | 1 | 138D20604B | PC ECCLES ECHO L2 | Fetal Echo 2E.002 | Life Support / High Risk | IES | ASP_GE OEC | 34 | 5 | 2 | 2022-03-30 | Canyons/Desert
13800-Primary Childrens Hospital | 20604 | Echo Cardiology | 13800-Primary Childrens Hospital | 20604-Echo Cardiology | 13800~000000031105 | 891090 | USD21B1560 | IHPCHPHLUS25 | 11-389 | Scanning Systems, Ultrasonic, | UltraSound | 2248 | PHILIPS HEALTHCARE | EPIQ CVX | 1 | 138D20604B | PC ECCLES ECHO L2 | Echo Rm 4 | Life Support / High Risk | IES | ASP_GE | 37 | 5 | 2 | 2021-12-31 | Canyons/Desert
13800-Primary Childrens Hospital | 20604 | Echo Cardiology | 13800-Primary Childrens Hospital | 20604-Echo Cardiology | 13800~000000028958 | 891986 | US720B630 |  | 11-389 | Scanning Systems, Ultrasonic, | UltraSound | 2247 | PHILIPS HEALTHCARE | EPIQ CVX | 1 | 138D20604A | PC CPC ECHO | Unspecified | Life Support / High Risk | IES | ASP_GE | 54 | 5 | 1 | 2020-07-28 | Canyons/Desert
13800-Primary Childrens Hospital | 20604 | Echo Cardiology | 13800-Primary Childrens Hospital | 20604-Echo Cardiology | 13800~000000028957 | 891969 | US720B0631 | UHPCHPHLUS53 | 11-389 | Scanning Systems, Ultrasonic, | UltraSound | 2246 | PHILIPS HEALTHCARE | EPIQ CVX | 1 | 138D20604A | PC CPC ECHO | Unspecified | Life Support / High Risk | IES | ASP_GE OEC | 54 | 5 | 1 | 2020-07-28 | Canyons/Desert
13200-McKay-Dee Hospital Center | 20603 | Vascular Lab | 13200-McKay-Dee Hospital Center | 20603-Vascular Lab | 13200~000000027036 | 902944 | USD21B1521 | 208463EPIQCVX | 11-389 | Scanning Systems, Ultrasonic, | UltraSound | 2182 | PHILIPS HEALTHCARE | EPIQ CVX | 1 | 132D20603A | MK VASCULAR LAB 3RD FLR | Common Area | Life Support / High Risk | IES | ASP_GE | 36 | 5 | 2 | 2022-01-21 | Canyons/Desert
12900-Layton Hospital | 27202 | Respiratory Therapy | 12900-Layton Hospital | 27202-Respiratory Therapy | 12900~000000005383 | 913488 | US623B0370 |  | 11-389 | Scanning Systems, Ultrasonic, | UltraSound | 2108 | PHILIPS HEALTHCARE | EPIQ CVX | 1 | 129D27202A | LA RESPIRATORY THERAPY | STRESS/PFT | Life Support / High Risk | IES | IESCREWSC | 19 | 5 | 3 | 2023-06-29 | Canyons/Desert
12800-LDS Hospital | 70504 | Heart Failure - CV Clinic | 12800-LDS Hospital | 70504-Heart Failure - CV Clinic | 12800~000000016728 | 916302 | USN23B1077 |  | 11-389 | Scanning Systems, Ultrasonic, | UltraSound | 2090 | PHILIPS HEALTHCARE | EPIQ CVX | 1 | 128D70504A | LD CARDIOLOGY BASIC SCIENCE | Unspecified | Life Support / High Risk | LDSH_CE | LDSCE4 | 13 | 5 | 4 | 2023-12-26 | Canyons/Desert
40000-Intermountain Medical Group | 74308 | Vascular and Vein - St. George | 40000-Intermountain Medical Group | 74308-Vascular and Vein - St. George | 40000~000000020840 | 817827 | US417B0254 | IHCTCPHLUS3 | 15-976 | Scanning Systems, Ultrasonic, | UltraSound | 2794 | PHILIPS HEALTHCARE | EPIQ 7C | 1 | 400D74308A | MG VASCULAR AND VEIN ST GEO | Unspecified | Life Support / High Risk | IES | ASP_GE | 93 | 5 | 0 | 2017-04-22 | Canyons/Desert
40000-Intermountain Medical Group | 74211 | SL Clinic - Cardiology | 40000-Intermountain Medical Group | 74211-SL Clinic - Cardiology | 40000~000000026071 | 850501 | US519B1383 | IHSCCPHLUS4 | 15-976 | Scanning Systems, Ultrasonic, | UltraSound | 2760 | PHILIPS HEALTHCARE | EPIQ 7C | 1 | 400D74211A | MG SL CLINIC CARDIOLOGY | Unspecified | Life Support / High Risk | IES | ASP_GE | 67 | 5 | 0 | 2019-07-01 | Canyons/Desert
40000-Intermountain Medical Group | 74113 | Intrmtn Heart Rhythm Specialst | 40000-Intermountain Medical Group | 74113-Intrmtn Heart Rhythm Specialst | 40000~000000034271 | 924336 | 618B4114 |  | 15-976 | Scanning Systems, Ultrasonic, | UltraSound | 2705 | PHILIPS HEALTHCARE | EPIQ 7C | 1 | 400D74113A | MG HEART INST HEART RHYTHM 510 | Unspecified | Life Support / High Risk | IES | ASP_GE | 5 | 5 | 5 | 2024-08-05 | Canyons/Desert
40000-Intermountain Medical Group | 74112 | Int Heart Institute-Cardiology | 14300-Park City Hospital | 21601-Ultrasound | 40000~000000030051 | 852113 | USD18B0989 | IHPCHPHLUS23 | 15-976 | Scanning Systems, Ultrasonic, | UltraSound | 2703 | PHILIPS HEALTHCARE | EPIQ 7C | 1 | 143D21601A | PK ULTRASOUND | Unspecified | Life Support / High Risk | IES | ASP_GE | 73 | 5 | 0 | 2018-12-29 | Canyons/Desert
37700-Primary Childrens - Lehi | 20604 | Echo Cardiology | 37700-Primary Childrens - Lehi | 20604-Echo Cardiology | 37700~000000001381 | 916292 | USD23B0551 |  | 15-976 | Scanning Systems, Ultrasonic, | UltraSound | 2598 | PHILIPS HEALTHCARE | EPIQ 7C | 1 | 377D20604A | PL ECHO CARDIOLOGY | Unspecified | Life Support / High Risk | IES | ASP_GE | 13 | 5 | 4 | 2023-12-22 | Canyons/Desert
37700-Primary Childrens - Lehi | 20604 | Echo Cardiology | 37700-Primary Childrens - Lehi | 20604-Echo Cardiology | 37700~000000001380 | 916289 | USD23B0554 |  | 15-976 | Scanning Systems, Ultrasonic, | UltraSound | 2597 | PHILIPS HEALTHCARE | EPIQ 7C | 1 | 377D20604A | PL ECHO CARDIOLOGY | Unspecified | Life Support / High Risk | IES | ASP_GE | 13 | 5 | 4 | 2023-12-22 | Canyons/Desert
37700-Primary Childrens - Lehi | 20604 | Echo Cardiology | 37700-Primary Childrens - Lehi | 20604-Echo Cardiology | 37700~000000001379 | 916288 | USD23B0553 |  | 15-976 | Scanning Systems, Ultrasonic, | UltraSound | 2596 | PHILIPS HEALTHCARE | EPIQ 7C | 1 | 377D20604A | PL ECHO CARDIOLOGY | Unspecified | Life Support / High Risk | IES | ASP_GE | 13 | 5 | 4 | 2023-12-22 | Canyons/Desert
37700-Primary Childrens - Lehi | 20604 | Echo Cardiology | 37700-Primary Childrens - Lehi | 20604-Echo Cardiology | 37700~000000001378 | 916287 | USD23B0552 |  | 15-976 | Scanning Systems, Ultrasonic, | UltraSound | 2595 | PHILIPS HEALTHCARE | EPIQ 7C | 1 | 377D20604A | PL ECHO CARDIOLOGY | Unspecified | Life Support / High Risk | IES | ASP_GE | 13 | 5 | 4 | 2023-12-22 | Canyons/Desert
15400-Intermountain Medical Center | 21601 | Ultrasound | 15400-Intermountain Medical Center | 70540-Cardiac Care Clinic | 15400~000000035995 | 864742 | US520B1559 |  | 15-976 | Scanning Systems, Ultrasonic, | UltraSound | 2523 | PHILIPS HEALTHCARE | EPIQ 7C | 1 | 154D70540A | IM CARDIAC CARE CLINIC SOT 500 | Unspecified | Life Support / High Risk | IES | ASP_GE | 55 | 5 | 0 | 2020-06-02 | Canyons/Desert
15400-Intermountain Medical Center | 21601 | Ultrasound | 15400-Intermountain Medical Center | 70540-Cardiac Care Clinic | 15400~000000035993 | 864739 | US520B1560 |  | 15-976 | Scanning Systems, Ultrasonic, | UltraSound | 2522 | PHILIPS HEALTHCARE | EPIQ 7C | 1 | 154D70540A | IM CARDIAC CARE CLINIC SOT 500 | Unspecified | Life Support / High Risk | IES | ASP_GE | 55 | 5 | 0 | 2020-06-02 | Canyons/Desert
15400-Intermountain Medical Center | 21601 | Ultrasound | 11000-Central Office | 21002-Imaging Services | 15400~000000035994 | 864740 | US520B1558 |  | 15-976 | Scanning Systems, Ultrasonic, | UltraSound | 2511 | PHILIPS HEALTHCARE | EPIQ 7C | 1 | 110D21002A | CO IMAGING SERVICES | Unspecified | Life Support / High Risk | IES | ASP_GE | 55 | 5 | 0 | 2020-06-02 | Canyons/Desert
15400-Intermountain Medical Center | 20603 | Vascular Lab | 40000-Intermountain Medical Group | 74113-Intrmtn Heart Rhythm Specialst | 15400~000000029114 | 816056 | US117B0799 | IHMCHPHLUS48 | 15-976 | Scanning Systems, Ultrasonic, | UltraSound | 2505 | PHILIPS HEALTHCARE | EPIQ 7C | 1 | 400D74113A | MG HEART INST HEART RHYTHM 510 | Unspecified | Life Support / High Risk | IES | ASP_GE | 96 | 5 | 0 | 2017-01-31 | Canyons/Desert
15400-Intermountain Medical Center | 20603 | Vascular Lab | 15400-Intermountain Medical Center | 70540-Cardiac Care Clinic | 15400~000000026604 | 801837 | US815B0753 | IHMCHPHLUS41 | 15-976 | Scanning Systems, Ultrasonic, | UltraSound | 2504 | PHILIPS HEALTHCARE | EPIQ 7C | 1 | 154D70540A | IM CARDIAC CARE CLINIC SOT 500 | Unspecified | Life Support / High Risk | IES | ASP_GE | 112 | 5 | 0 | 2015-09-18 | Canyons/Desert
15400-Intermountain Medical Center | 20603 | Vascular Lab | 15400-Intermountain Medical Center | 20603-Vascular Lab | 15400~000000032040 | 837894 | US918B1067 | IHMCHPHLUS58 | 15-976 | Scanning Systems, Ultrasonic, | UltraSound | 2501 | PHILIPS HEALTHCARE | EPIQ 7C | 1 | 154D20603A | IM PERIPHERAL VASCULAR LB SLL1 | Common Area | Life Support / High Risk | IES | ASP_GE | 76 | 5 | 0 | 2018-09-28 | Canyons/Desert
15400-Intermountain Medical Center | 20603 | Vascular Lab | 15400-Intermountain Medical Center | 20603-Vascular Lab | 15400~000000032039 | 837893 | US918B1066 | IHMCHPHLUS57 | 15-976 | Scanning Systems, Ultrasonic, | UltraSound | 2500 | PHILIPS HEALTHCARE | EPIQ 7C | 1 | 154D20603A | IM PERIPHERAL VASCULAR LB SLL1 | Common Area | Life Support / High Risk | IES | ASP_GE | 76 | 5 | 0 | 2018-09-28 | Canyons/Desert
15400-Intermountain Medical Center | 20603 | Vascular Lab | 15400-Intermountain Medical Center | 20603-Vascular Lab | 15400~000000032038 | 837892 | US918B1065 | IHMCHPHLUS56 | 15-976 | Scanning Systems, Ultrasonic, | UltraSound | 2499 | PHILIPS HEALTHCARE | EPIQ 7C | 1 | 154D20603A | IM PERIPHERAL VASCULAR LB SLL1 | Common Area | Life Support / High Risk | IES | ASP_GE | 76 | 5 | 0 | 2018-09-28 | Canyons/Desert
15400-Intermountain Medical Center | 20603 | Vascular Lab | 15400-Intermountain Medical Center | 20603-Vascular Lab | 15400~000000032037 | 837891 | US918B1064 | IHMCHPHLUS55 | 15-976 | Scanning Systems, Ultrasonic, | UltraSound | 2498 | PHILIPS HEALTHCARE | EPIQ 7C | 1 | 154D20603A | IM PERIPHERAL VASCULAR LB SLL1 | Common Area | Life Support / High Risk | IES | ASP_GE | 76 | 5 | 0 | 2018-09-28 | Canyons/Desert
15400-Intermountain Medical Center | 20603 | Vascular Lab | 15400-Intermountain Medical Center | 20603-Vascular Lab | 15400~000000032036 | 837890 | US918B1063 | IHMCHPHLUS54 | 15-976 | Scanning Systems, Ultrasonic, | UltraSound | 2497 | PHILIPS HEALTHCARE | EPIQ 7C | 1 | 154D20603A | IM PERIPHERAL VASCULAR LB SLL1 | Common Area | Life Support / High Risk | IES | ASP_GE | 76 | 5 | 0 | 2018-09-28 | Canyons/Desert
15400-Intermountain Medical Center | 20603 | Vascular Lab | 15400-Intermountain Medical Center | 20603-Vascular Lab | 15400~000000032035 | 837888 | US918B1062 | IHMCHPHLUS53 | 15-976 | Scanning Systems, Ultrasonic, | UltraSound | 2496 | PHILIPS HEALTHCARE | EPIQ 7C | 1 | 154D20603A | IM PERIPHERAL VASCULAR LB SLL1 | Common Area | Life Support / High Risk | IES | ASP_GE | 76 | 5 | 0 | 2018-09-28 | Canyons/Desert
15400-Intermountain Medical Center | 20603 | Vascular Lab | 15400-Intermountain Medical Center | 20603-Vascular Lab | 15400~000000029651 | 819083 | US617B1144 | IHMCHPHLUS52 | 15-976 | Scanning Systems, Ultrasonic, | UltraSound | 2495 | PHILIPS HEALTHCARE | EPIQ 7C | 1 | 154D20603A | IM PERIPHERAL VASCULAR LB SLL1 | Common Area | Life Support / High Risk | IES | ASP_GE | 91 | 5 | 0 | 2017-06-30 | Canyons/Desert
15400-Intermountain Medical Center | 20603 | Vascular Lab | 15400-Intermountain Medical Center | 20603-Vascular Lab | 15400~000000029650 | 818967 | US617B0297 | IHMCHPHLUS51 | 15-976 | Scanning Systems, Ultrasonic, | UltraSound | 2494 | PHILIPS HEALTHCARE | EPIQ 7C | 1 | 154D20603A | IM PERIPHERAL VASCULAR LB SLL1 | Common Area | Life Support / High Risk | IES | ASP_GE | 91 | 5 | 0 | 2017-06-22 | Canyons/Desert
15400-Intermountain Medical Center | 20603 | Vascular Lab | 15400-Intermountain Medical Center | 20603-Vascular Lab | 15400~000000029649 | 818966 | US617B0296 | IHMCHPHLUS50 | 15-976 | Scanning Systems, Ultrasonic, | UltraSound | 2493 | PHILIPS HEALTHCARE | EPIQ 7C | 1 | 154D20603A | IM PERIPHERAL VASCULAR LB SLL1 | Common Area | Life Support / High Risk | IES | ASP_GE | 91 | 5 | 0 | 2017-06-22 | Canyons/Desert
15400-Intermountain Medical Center | 20603 | Vascular Lab | 15400-Intermountain Medical Center | 20603-Vascular Lab | 15400~000000029115 | 816057 | US117B0625 | IHMCHPHLUS49 | 15-976 | Scanning Systems, Ultrasonic, | UltraSound | 2492 | PHILIPS HEALTHCARE | EPIQ 7C | 1 | 154D20603A | IM PERIPHERAL VASCULAR LB SLL1 | Common Area | Life Support / High Risk | IES | ASP_GE | 96 | 5 | 0 | 2017-01-31 | Canyons/Desert
15400-Intermountain Medical Center | 20603 | Vascular Lab | 15400-Intermountain Medical Center | 20603-Vascular Lab | 15400~000000029113 | 816055 | US117B0801 | IHMCHPHLUS47 | 15-976 | Scanning Systems, Ultrasonic, | UltraSound | 2491 | PHILIPS HEALTHCARE | EPIQ 7C | 1 | 154D20603A | IM PERIPHERAL VASCULAR LB SLL1 | Common Area | Life Support / High Risk | IES | ASP_GE | 96 | 5 | 0 | 2017-01-31 | Canyons/Desert
15400-Intermountain Medical Center | 20603 | Vascular Lab | 15400-Intermountain Medical Center | 20603-Vascular Lab | 15400~000000028344 | 810641 | US716B0476 | IHMCHPHLUS46 | 15-976 | Scanning Systems, Ultrasonic, | UltraSound | 2490 | PHILIPS HEALTHCARE | EPIQ 7C | 1 | 154D20603A | IM PERIPHERAL VASCULAR LB SLL1 | Unspecified | Life Support / High Risk | IES | ASP_GE | 102 | 5 | 0 | 2016-07-27 | Canyons/Desert
15400-Intermountain Medical Center | 20603 | Vascular Lab | 15400-Intermountain Medical Center | 20603-Vascular Lab | 15400~000000028343 | 810639 | US716B0475 | IHMCHPHLUS45 | 15-976 | Scanning Systems, Ultrasonic, | UltraSound | 2489 | PHILIPS HEALTHCARE | EPIQ 7C | 1 | 154D20603A | IM PERIPHERAL VASCULAR LB SLL1 | Unspecified | Life Support / High Risk | IES | ASP_GE | 102 | 5 | 0 | 2016-07-27 | Canyons/Desert
15400-Intermountain Medical Center | 20603 | Vascular Lab | 15400-Intermountain Medical Center | 20603-Vascular Lab | 15400~000000028342 | 810638 | US716B0474 | IHMCHPHLUS44 | 15-976 | Scanning Systems, Ultrasonic, | UltraSound | 2488 | PHILIPS HEALTHCARE | EPIQ 7C | 1 | 154D20603A | IM PERIPHERAL VASCULAR LB SLL1 | Unspecified | Life Support / High Risk | IES | ASP_GE | 102 | 5 | 0 | 2016-07-27 | Canyons/Desert
15400-Intermountain Medical Center | 20603 | Vascular Lab | 15400-Intermountain Medical Center | 20603-Vascular Lab | 15400~000000028341 | 810635 | US716B0473 | IHMCHPHLUS43 | 15-976 | Scanning Systems, Ultrasonic, | UltraSound | 2487 | PHILIPS HEALTHCARE | EPIQ 7C | 1 | 154D20603A | IM PERIPHERAL VASCULAR LB SLL1 | Unspecified | Life Support / High Risk | IES | ASP_GE | 102 | 5 | 0 | 2016-07-27 | Canyons/Desert
15400-Intermountain Medical Center | 20603 | Vascular Lab | 15400-Intermountain Medical Center | 20603-Vascular Lab | 15400~000000026606 | 801835 | US815B0747 | IHMCHPHLUS39 | 15-976 | Scanning Systems, Ultrasonic, | UltraSound | 2486 | PHILIPS HEALTHCARE | EPIQ 7C | 1 | 154D20603A | IM PERIPHERAL VASCULAR LB SLL1 | Unspecified | Life Support / High Risk | IES | ASP_GE | 112 | 5 | 0 | 2015-09-18 | Canyons/Desert
15400-Intermountain Medical Center | 20603 | Vascular Lab | 15400-Intermountain Medical Center | 20603-Vascular Lab | 15400~000000026605 | 801836 | US815B0748 | IHMCHPHLUS40 | 15-976 | Scanning Systems, Ultrasonic, | UltraSound | 2485 | PHILIPS HEALTHCARE | EPIQ 7C | 1 | 154D20603A | IM PERIPHERAL VASCULAR LB SLL1 | Unspecified | Life Support / High Risk | IES | ASP_GE | 112 | 5 | 0 | 2015-09-18 | Canyons/Desert
15400-Intermountain Medical Center | 20603 | Vascular Lab | 15400-Intermountain Medical Center | 20603-Vascular Lab | 15400~000000026603 | 736522 | US315B0046 | 65263101 | 15-976 | Scanning Systems, Ultrasonic, | UltraSound | 2484 | PHILIPS HEALTHCARE | EPIQ 7C | 1 | 154D20603A | IM PERIPHERAL VASCULAR LB SLL1 | Unspecified | Life Support / High Risk | IES | ASP_GE | 118 | 5 | 0 | 2015-03-27 | Canyons/Desert
15400-Intermountain Medical Center | 20603 | Vascular Lab | 15400-Intermountain Medical Center | 20603-Vascular Lab | 15400~000000025863 | 800200 | US315B0046 | IHMCHPHLUS38 | 15-976 | Scanning Systems, Ultrasonic, | UltraSound | 2483 | PHILIPS HEALTHCARE | EPIQ 7C | 1 | 154D20603A | IM PERIPHERAL VASCULAR LB SLL1 | Unspecified | Life Support / High Risk | IES | ASP_GE | 117 | 5 | 0 | 2015-04-29 | Canyons/Desert
14400-Utah Valley Hospital | 70077 | Cardiology Clinic | 14400-Utah Valley Hospital | 70077-Cardiology Clinic | 14400~000000019746 | 845241 | USN18B2302 | IHUVHPHLUS24 | 15-976 | Scanning Systems, Ultrasonic, | UltraSound | 2400 | PHILIPS HEALTHCARE | EPIQ 7C | 1 | 144D70077A | UV CARDIOLOGY CLINIC | Unspecified | Life Support / High Risk | IES | ASP_GE | 72 | 5 | 0 | 2019-01-27 | Canyons/Desert
14400-Utah Valley Hospital | 70077 | Cardiology Clinic | 11800-American Fork Hospital | 70077-Cardiology Clinic | 14400~000000021103 | 854668 | US714C0162 | IHUVHPHLUS25 | 15-976 | Scanning Systems, Ultrasonic, | UltraSound | 2399 | PHILIPS HEALTHCARE | EPIQ 7C | 1 | 118D70077A | AF CARDIOLOGY CLINIC | Specialty Room 2 | Life Support / High Risk | IES | ASP_GE | 63 | 5 | 0 | 2019-10-08 | Canyons/Desert
14400-Utah Valley Hospital | 22104 | Operating Rooms | 14400-Utah Valley Hospital | 22104-Operating Rooms | 14400~000000015915 | 819023 | US317B0954 | IHUVHPHLUS19 | 15-976 | Scanning Systems, Ultrasonic, | UltraSound | 2380 | PHILIPS HEALTHCARE | EPIQ 7C | 1 | 144D22104A | UV OPERATING ROOM | Common Area | Life Support / High Risk | IES | ASP_GE | 94 | 5 | 0 | 2017-03-31 | Canyons/Desert
14400-Utah Valley Hospital | 21601 | Ultrasound | 14400-Utah Valley Hospital | 21101-Radiology | 14400~000000018306 | 839137 | US818C1152 | IHUVHPHLUS23 | 15-976 | Scanning Systems, Ultrasonic, | UltraSound | 2373 | PHILIPS HEALTHCARE | EPIQ 7C | 1 | 144D21101A | UV RADIOLOGY | Common Area | Life Support / High Risk | IES | ASP_GE | 77 | 5 | 0 | 2018-08-29 | Canyons/Desert
14400-Utah Valley Hospital | 20602 | Electrocardiology - EKG | 14400-Utah Valley Hospital | 20602-Electrocardiology - EKG | 14400~000000016653 | 823387 | USN17B0964 | IHUVHPHLUS22 | 15-976 | Scanning Systems, Ultrasonic, | UltraSound | 2360 | PHILIPS HEALTHCARE | EPIQ 7C | 1 | 144D20602A | UV ELECTRO EKG | Unspecified | Life Support / High Risk | IES | ASP_GE | 86 | 5 | 0 | 2017-11-30 | Canyons/Desert
14400-Utah Valley Hospital | 20602 | Electrocardiology - EKG | 14400-Utah Valley Hospital | 20602-Electrocardiology - EKG | 14400~000000015521 | 816622 | US816B0388 | IHUVHPHLUS17 | 15-976 | Scanning Systems, Ultrasonic, | UltraSound | 2359 | PHILIPS HEALTHCARE | EPIQ 7C | 1 | 144D20602A | UV ELECTRO EKG | Unspecified | Life Support / High Risk | IES | ASP_GE | 101 | 5 | 0 | 2016-08-25 | Canyons/Desert
14400-Utah Valley Hospital | 20602 | Electrocardiology - EKG | 14400-Utah Valley Hospital | 20602-Electrocardiology - EKG | 14400~000000014495 | 816679 | US315B0196 | IHUVHPHLUS15 | 15-976 | Scanning Systems, Ultrasonic, | UltraSound | 2357 | PHILIPS HEALTHCARE | EPIQ 7C | 1 | 144D20602A | UV ELECTRO EKG | Unspecified | Life Support / High Risk | IES | ASP_GE | 116 | 5 | 0 | 2015-05-23 | Canyons/Desert
14300-Park City Hospital | 21601 | Ultrasound | 14300-Park City Hospital | 21601-Ultrasound | 14300~000000002547 | 811888 | US816B0907 | IHPCHPHLUS22 | 15-976 | Scanning Systems, Ultrasonic, | UltraSound | 2322 | PHILIPS HEALTHCARE | EPIQ 7C | 1 | 143D21601A | PK ULTRASOUND | Unspecified | Life Support / High Risk | IES | ASP_GE | 100 | 5 | 0 | 2016-09-08 | Canyons/Desert
13900-Riverton Hospital | 20603 | Vascular Lab | 13900-Riverton Hospital | 27202-Respiratory Therapy | 13900~000000006700 | 856093 | US917B1221 | IHRVHPHIUS1 | 15-976 | Scanning Systems, Ultrasonic, | UltraSound | 2289 | PHILIPS HEALTHCARE | EPIQ 7C | 1 | 139D27202A | RV RESPIRATORY THERAPY | Unspecified | Life Support / High Risk | IES | ASP_GE | 61 | 5 | 0 | 2019-12-03 | Canyons/Desert
13900-Riverton Hospital | 20603 | Vascular Lab | 13900-Riverton Hospital | 27202-Respiratory Therapy | 13900~000000006405 | 748884 | US818B1336 | IHRVHPHLUS8 | 15-976 | Scanning Systems, Ultrasonic, | UltraSound | 2288 | PHILIPS HEALTHCARE | EPIQ 7C | 1 | 139D27202A | RV RESPIRATORY THERAPY | Unspecified | Life Support / High Risk | IES | ASP_GE | 77 | 5 | 0 | 2018-08-31 | Canyons/Desert
13800-Primary Childrens Hospital | 43031 | Cardiology Administration | 13800-Primary Childrens Hospital | 43031-Cardiology Administration | 13800~000000024791 | 823384 | USN17B0725 | IHPCHPHLUS19 | 15-976 | Scanning Systems, Ultrasonic, | UltraSound | 2273 | PHILIPS HEALTHCARE | EPIQ 7C | 1 | 138D43031A | PC CARDIOLOGY ADMIN | Cardiology Administration | Life Support / High Risk | IES | ASP_GE | 86 | 7 | 0 | 2017-11-16 | Canyons/Desert
13800-Primary Childrens Hospital | 20604 | Echo Cardiology | 13800-Primary Childrens Hospital | __NOT_APPLICABLE__-Unspecified | 13800~000000021237 | 721691 | US814B0410 | IHPCHPHLUS15 | 15-976 | Scanning Systems, Ultrasonic, | UltraSound | 2256 | PHILIPS HEALTHCARE | EPIQ 7C | 1 | 138S00000E | PRIMARY CHILDRENS OP OTC | Unspecified | Life Support / High Risk | IES | ASP_GE | 124 | 5 | 0 | 2014-09-17 | Canyons/Desert
13800-Primary Childrens Hospital | 20604 | Echo Cardiology | 13800-Primary Childrens Hospital | 20604-Echo Cardiology | 13800~000000026682 | 855810 | US319B0811 | US319B0811 | 15-976 | Scanning Systems, Ultrasonic, | UltraSound | 2245 | PHILIPS HEALTHCARE | EPIQ 7C | 1 | 138D20604B | PC ECCLES ECHO L2 | Echo Rm 5 | Life Support / High Risk | IES | ASP_GE | 70 | 5 | 0 | 2019-03-29 | Canyons/Desert
13800-Primary Childrens Hospital | 20604 | Echo Cardiology | 13800-Primary Childrens Hospital | 20604-Echo Cardiology | 13800~000000021236 | 721694 | US814B0557 | IHPCHPHLUS18 | 15-976 | Scanning Systems, Ultrasonic, | UltraSound | 2244 | PHILIPS HEALTHCARE | EPIQ 7C | 1 | 138D20604A | PC CPC ECHO | Echocardiology | Life Support / High Risk | IES | ASP_GE | 124 | 5 | 0 | 2014-09-17 | Canyons/Desert
13800-Primary Childrens Hospital | 20604 | Echo Cardiology | 13800-Primary Childrens Hospital | 20604-Echo Cardiology | 13800~000000021235 | 721693 | US814B0408 | IHPCHPHLUS16 | 15-976 | Scanning Systems, Ultrasonic, | UltraSound | 2243 | PHILIPS HEALTHCARE | EPIQ 7C | 1 | 138D20604A | PC CPC ECHO | Echocardiology | Life Support / High Risk | IES | ASP_GE | 124 | 5 | 0 | 2014-09-17 | Canyons/Desert
13800-Primary Childrens Hospital | 20604 | Echo Cardiology | 13800-Primary Childrens Hospital | 20604-Echo Cardiology | 13800~000000021234 | 721692 | US814B0410 | IHPCHPHLUS17 | 15-976 | Scanning Systems, Ultrasonic, | UltraSound | 2242 | PHILIPS HEALTHCARE | EPIQ 7C | 1 | 138D20604A | PC CPC ECHO | Echocardiology | Life Support / High Risk | IES | ASP_GE | 124 | 5 | 0 | 2014-09-17 | Canyons/Desert
13800-Primary Childrens Hospital | 20604 | Echo Cardiology | 13800-Primary Childrens Hospital | 20604-Echo Cardiology | 13800~000000021120 | 726152 | US814B0409 | IHPCHPHLUS14 | 15-976 | Scanning Systems, Ultrasonic, | UltraSound | 2241 | PHILIPS HEALTHCARE | EPIQ 7C | 1 | 138D20604A | PC CPC ECHO | Unspecified | Life Support / High Risk | IES | ASP_GE | 124 | 5 | 0 | 2014-09-16 | Canyons/Desert
13400-Orem Community Hospital | 21101 | Radiology | 13400-Orem Community Hospital | 21101-Radiology | 13400~000000001604 | 806042 | US515C0305 | IHOCHPHLUS | 15-976 | Scanning Systems, Ultrasonic, | UltraSound | 2222 | PHILIPS HEALTHCARE | EPIQ 7C | 1 | 134D21101A | OR RADIOLOGY | Unspecified | Life Support / High Risk | IES | ASP_GE | 116 | 5 | 0 | 2015-05-29 | Canyons/Desert
13200-McKay-Dee Hospital Center | 20603 | Vascular Lab | 13200-McKay-Dee Hospital Center | 20603-Vascular Lab | 13200~000000019035 | 826094 | USD17B1440 | IHMKHPHLUS19 | 15-976 | Scanning Systems, Ultrasonic, | UltraSound | 2175 | PHILIPS HEALTHCARE | EPIQ 7C | 1 | 132D20603A | MK VASCULAR LAB 3RD FLR | Unspecified | Life Support / High Risk | IES | ASP_GE | 85 | 5 | 0 | 2017-12-29 | Canyons/Desert
13200-McKay-Dee Hospital Center | 20501 | Cardiovascular Lab | 13200-McKay-Dee Hospital Center | 20603-Vascular Lab | 13200~000000017886 | 814767 | USD16B0152 | IHMKHPHLUS18 | 15-976 | Scanning Systems, Ultrasonic, | UltraSound | 2174 | PHILIPS HEALTHCARE | EPIQ 7C | 1 | 132D20603A | MK VASCULAR LAB 3RD FLR | Common Area | Life Support / High Risk | IES | ASP_GE | 97 | 5 | 0 | 2016-12-17 | Canyons/Desert
13200-McKay-Dee Hospital Center | 20501 | Cardiovascular Lab | 13200-McKay-Dee Hospital Center | 20603-Vascular Lab | 13200~000000015917 | 816678 | US315B0570 | IHMKHPHLUS17 | 15-976 | Scanning Systems, Ultrasonic, | UltraSound | 2173 | PHILIPS HEALTHCARE | EPIQ 7C | 1 | 132D20603A | MK VASCULAR LAB 3RD FLR | Common Area | Life Support / High Risk | IES | ASP_GE | 117 | 5 | 0 | 2015-04-28 | Canyons/Desert
13200-McKay-Dee Hospital Center | 20501 | Cardiovascular Lab | 13200-McKay-Dee Hospital Center | 20603-Vascular Lab | 13200~000000014936 | 720183 | US714B0216 | IHMKHPHLUS16 | 15-976 | Scanning Systems, Ultrasonic, | UltraSound | 2172 | PHILIPS HEALTHCARE | EPIQ 7C | 1 | 132D20603A | MK VASCULAR LAB 3RD FLR | Common Area | Life Support / High Risk | IES | ASP_GE | 126 | 5 | 0 | 2014-07-21 | Canyons/Desert
13200-McKay-Dee Hospital Center | 20501 | Cardiovascular Lab | 13200-McKay-Dee Hospital Center | 20603-Vascular Lab | 13200~000000014514 | 583498 | US815B0152 | IHMKHPHLUS12 | 15-976 | Scanning Systems, Ultrasonic, | UltraSound | 2171 | PHILIPS HEALTHCARE | EPIQ 7C | 1 | 132D20603A | MK VASCULAR LAB 3RD FLR | Common Area | Life Support / High Risk | IES | ASP_GE | 127 | 5 | 0 | 2014-06-16 | Canyons/Desert
13200-McKay-Dee Hospital Center | 20501 | Cardiovascular Lab | 13200-McKay-Dee Hospital Center | 20501-Cardiovascular Lab | 13200~000000014506 | 583480 | US114B0550 | IHMKHPHLUS14 | 15-976 | Scanning Systems, Ultrasonic, | UltraSound | 2160 | PHILIPS HEALTHCARE | EPIQ 7C | 1 | 132D20501A | MK CARDIOLOGY 3RD FLR | Unspecified | Life Support / High Risk | IES | ASP_GE | 127 | 5 | 0 | 2014-06-27 | Canyons/Desert
12900-Layton Hospital | 21001 | Imaging Administration | 12900-Layton Hospital | 21001-Imaging Administration | 12900~000000002684 | 839315 | US918B1220 | IHLYHPHLUS | 15-976 | Scanning Systems, Ultrasonic, | UltraSound | 2098 | PHILIPS HEALTHCARE | EPIQ 7C | 1 | 129D21001A | LA IMAGING ADMINISTRATION | Unspecified | Life Support / High Risk | IES | ASP_GE | 76 | 5 | 0 | 2018-09-28 | Canyons/Desert
12800-LDS Hospital | 20603 | Vascular Lab | 12800-LDS Hospital | 70504-Heart Failure - CV Clinic | 12800~000000006600 | 579764 | US114B0511 | IHLDHPHLUS9 | 15-976 | Scanning Systems, Ultrasonic, | UltraSound | 2070 | PHILIPS HEALTHCARE | EPIQ 7C | 1 | 128D70504A | LD CARDIOLOGY BASIC SCIENCE | E7 Echo Location | Life Support / High Risk | IES | ASP_GE | 131 | 5 | 0 | 2014-02-03 | Canyons/Desert
12800-LDS Hospital | 20603 | Vascular Lab | 12800-LDS Hospital | 20603-Vascular Lab | 12800~000000013017 | 748882 | US617B0209 | IHLDHPHLUS16 | 15-976 | Scanning Systems, Ultrasonic, | UltraSound | 2067 | PHILIPS HEALTHCARE | EPIQ 7C | 1 | 128D20603A | LD PERIPHERAL VASCULAR ECHO L7 | Unspecified | Life Support / High Risk | IES | ASP_GE | 91 | 5 | 0 | 2017-06-20 | Canyons/Desert
12600-St George Regional Hospital | 20603 | Vascular Lab | 40000-Intermountain Medical Group | 74024-CV-Thoracic Surgery-St. George | 12600~000000013917 | 830252 | US915B1054 | IHDXHPHLUS21 | 15-976 | Scanning Systems, Ultrasonic, | UltraSound | 2017 | PHILIPS HEALTHCARE | EPIQ 7C | 1 | 400D74024A | MG CV THORACIC SURG STE 2600 | Unspecified | Life Support / High Risk | IES | ASP_GE | 111 | 5 | 0 | 2015-10-16 | Canyons/Desert
11800-American Fork Hospital | 21601 | Ultrasound | 11800-American Fork Hospital | 21601-Ultrasound | 11800~000000004553 | 726117 | US514B0626 | IHAFHPHLUS2 | 15-976 | Scanning Systems, Ultrasonic, | UltraSound | 1931 | PHILIPS HEALTHCARE | EPIQ 7C | 1 | 118D21601A | AF ULTRASOUND | Unspecified | Life Support / High Risk | IES | ASP_GE | 127 | 5 | 0 | 2014-06-11 | Canyons/Desert
11800-American Fork Hospital | 20602 | Electrocardiology - EKG | 11800-American Fork Hospital | 20602-Electrocardiology - EKG | 11800~000000006803 | 748883 |  |  | 15-976 | Scanning Systems, Ultrasonic, | UltraSound | 1924 | PHILIPS HEALTHCARE | EPIQ 7C | 1 | 118D20602A | AF ELECTROCARDIOLOGY EKG | Unspecified | Life Support / High Risk | IES | ASP_GE | 88 | 5 | 0 | 2017-09-29 | Canyons/Desert
11800-American Fork Hospital | 20602 | Electrocardiology - EKG | 11800-American Fork Hospital | 20602-Electrocardiology - EKG | 11800~000000005559 | 816621 | US816B0383 | IHAFHPHLUS3 | 15-976 | Scanning Systems, Ultrasonic, | UltraSound | 1923 | PHILIPS HEALTHCARE | EPIQ 7C | 1 | 118D20602A | AF ELECTROCARDIOLOGY EKG | Cardiology | Life Support / High Risk | IES | ASP_GE | 101 | 5 | 0 | 2016-08-25 | Canyons/Desert
11600-Alta View Hospital | 20603 | Vascular Lab | 11600-Alta View Hospital | 21101-Radiology | 11600~000000005407 | 848392 | US915B0005 | IHAVHPHLUS4 | 15-976 | Scanning Systems, Ultrasonic, | UltraSound | 1901 | PHILIPS HEALTHCARE | EPIQ 7C | 1 | 116D21101A | AV RADIOLOGY | Unspecified | Life Support / High Risk | IES | ASP_GE | 112 | 5 | 0 | 2015-09-24 | Canyons/Desert
40000-Intermountain Medical Group | 77009 | Springville Workmed | 40000-Intermountain Medical Group | 77009-Springville Workmed | 40000~000000033645 | 408264 | SGD0900141 | IHDXHPHLUS7 | 15-976 | Scanning Systems, Ultrasonic, | UltraSound | 2807 | PHILIPS HEALTHCARE | CX50 | 1 | 400D77009A | MG WORKMED SPRINGVILLE | Common Area | Life Support / High Risk | IES | ASP_GE | 170 | 5 | 0 | 2010-12-01 | Canyons/Desert
15400-Intermountain Medical Center | 10061 | Intensive Care Shock-Trauma | 15400-Intermountain Medical Center | 10061-Intensive Care Shock-Trauma | 15400~000000014375 | 376739 | USD0800784 | IHMCHPHLUS24 | 15-976 | Scanning Systems, Ultrasonic, | UltraSound | 2447 | PHILIPS HEALTHCARE | CX50 | 1 | 154D10061A | IM SHOCK TRAUMA T5 | Common Area | Life Support / High Risk | IES | ASP_GE | 189 | 5 | 0 | 2009-04-02 | Canyons/Desert
14400-Utah Valley Hospital | 20602 | Electrocardiology - EKG | 14400-Utah Valley Hospital | 20602-Electrocardiology - EKG | 14400~000000014556 | 825774 | SG81500068 | IHUVHPHLUS16 | 15-976 | Scanning Systems, Ultrasonic, | UltraSound | 2358 | PHILIPS HEALTHCARE | CX50 | 1 | 144D20602A | UV ELECTRO EKG | Unspecified | Life Support / High Risk | IES | ASP_GE | 112 | 5 | 0 | 2015-09-29 | Canyons/Desert
13800-Primary Childrens Hospital | 12004 | ECMO | 13800-Primary Childrens Hospital | 12002-Newborn Intensive Care Unit | 13800~000000019342 | 582996 | SG41304488 | IHPCHPHLUS13 | 15-976 | Scanning Systems, Ultrasonic, | UltraSound | 2229 | PHILIPS HEALTHCARE | CX50 | 1 | 138D12002A | PC NICU L4 | North Equipment Storage 4A.056 | Life Support / High Risk | IES | ASP_GE | 127 | 5 | 0 | 2014-06-09 | Canyons/Desert
13800-Primary Childrens Hospital | 10081 | Pediatric Intensive Care | 13800-Primary Childrens Hospital | 21201-Magnetic Res Imaging - MRI | 13800~000000018635 | 541071 | SG11405599 | IHLYHPHLUS2 | 15-976 | Scanning Systems, Ultrasonic, | UltraSound | 2227 | PHILIPS HEALTHCARE | CX50 | 1 | 138D21201A | PC MRI L1 | Unspecified | Life Support / High Risk | IES | ASP_GE | 131 | 5 | 0 | 2014-02-05 | Canyons/Desert
13200-McKay-Dee Hospital Center | 21102 | Angiography | 13200-McKay-Dee Hospital Center | 21102-Angiography | 13200~000000014325 | 582704 | SG31405822 | IHMKHPHLUS11 | 15-976 | Scanning Systems, Ultrasonic, | UltraSound | 2185 | PHILIPS HEALTHCARE | CX50 | 1 | 132D21102A | MK ANGIO 1ST FLR | Common Area | Life Support / High Risk | IES | ASP_GE | 129 | 5 | 0 | 2014-04-17 | Canyons/Desert
14400-Utah Valley Hospital | 20602 | Electrocardiology - EKG | 14400-Utah Valley Hospital | 70077-Cardiology Clinic | 14400~000000022065 | 860419 | US320B0736 | IHUVHPHLUS29 | 17-422 | Scanning Systems, Ultrasonic, | UltraSound | 2364 | PHILIPS HEALTHCARE | CVX | 1 | 144D70077A | UV CARDIOLOGY CLINIC | Unspecified | Non Life Support | IES | ASP_GE | 58 | 5 | 0 | 2020-03-27 | Canyons/Desert
13200-McKay-Dee Hospital Center | 20603 | Vascular Lab | 13200-McKay-Dee Hospital Center | 20603-Vascular Lab | 13200~000000024155 | 884422 | US621B1398 |  | 17-422 | Scanning Systems, Ultrasonic, | UltraSound | 2180 | PHILIPS HEALTHCARE | CVX | 1 | 132D20603A | MK VASCULAR LAB 3RD FLR | Common Area | Non Life Support | IES | ASP_PHILIP | 42 | 7 | 3 | 2021-07-09 | Canyons/Desert
13200-McKay-Dee Hospital Center | 20603 | Vascular Lab | 13200-McKay-Dee Hospital Center | 20603-Vascular Lab | 13200~000000024154 | 884421 | US621B1397 | IHMKHPHLUS25 | 17-422 | Scanning Systems, Ultrasonic, | UltraSound | 2179 | PHILIPS HEALTHCARE | CVX | 1 | 132D20603A | MK VASCULAR LAB 3RD FLR | Common Area | Non Life Support | IES | ASP_PHILIP | 42 | 7 | 3 | 2021-07-09 | Canyons/Desert
13200-McKay-Dee Hospital Center | 20603 | Vascular Lab | 13200-McKay-Dee Hospital Center | 20603-Vascular Lab | 13200~000000023999 | 882740 | US521B0887 | IHMKHPHLUS22 | 17-422 | Scanning Systems, Ultrasonic, | UltraSound | 2178 | PHILIPS HEALTHCARE | CVX | 1 | 132D20603A | MK VASCULAR LAB 3RD FLR | Common Area | Non Life Support | IES | ASP_PHILIP | 44 | 7 | 3 | 2021-05-28 | Canyons/Desert
13200-McKay-Dee Hospital Center | 20603 | Vascular Lab | 13200-McKay-Dee Hospital Center | 20603-Vascular Lab | 13200~000000022131 | 859749 | US220B0725 | IHMKHPHLUS20 | 17-422 | Scanning Systems, Ultrasonic, | UltraSound | 2177 | PHILIPS HEALTHCARE | CVX | 1 | 132D20603A | MK VASCULAR LAB 3RD FLR | Common Area | Non Life Support | IES | ASP_GE | 58 | 5 | 0 | 2020-03-08 | Canyons/Desert
13200-McKay-Dee Hospital Center | 20603 | Vascular Lab | 13200-McKay-Dee Hospital Center | 20603-Vascular Lab | 13200~000000020791 | 887068 | US319B0879 |  | 17-422 | Scanning Systems, Ultrasonic, | UltraSound | 2176 | PHILIPS HEALTHCARE | CVX | 1 | 132D20603A | MK VASCULAR LAB 3RD FLR | Common Area | Non Life Support | IES | ASP_PHILIP | 70 | 5 | 0 | 2019-03-29 | Canyons/Desert
11600-Alta View Hospital | 11503 | Medical and Surgical Nursing | 11600-Alta View Hospital | 11503-Medical and Surgical Nursing | 11600~000000009936 | 927827 | US724B0940 |  | 17-422 | Scanning Systems, Ultrasonic, | UltraSound | 1892 | PHILIPS HEALTHCARE | CVX | 1 | 116D11503A | AV ACUTE CARE | Unspecified | Non Life Support | IES | ASP_GE | 2 | 5 | 5 | 2024-11-04 | Canyons/Desert
14400-Utah Valley Hospital | 21601 | Ultrasound | 14400-Utah Valley Hospital | 21601-Ultrasound | 14400~000000015660 | 816861 | US816F0708 | IHUVHPHLUS18 | 17-422 | Scanning Systems, Ultrasonic, | UltraSound | 2375 | PHILIPS HEALTHCARE | AFFINITI 70 | 1 | 144D21601A | UV ULTRASOUND | Common Area | Non Life Support | IES | ASP_GE | 101 | 5 | 0 | 2016-08-30 | Canyons/Desert
13200-McKay-Dee Hospital Center | 20603 | Vascular Lab | 13200-McKay-Dee Hospital Center | 20603-Vascular Lab | 13200~000000026709 | 915428 | US023P1228 |  | 15-976 | Scanning Systems, Ultrasonic, | UltraSound | 2181 | PHILIPS HEALTHCARE | 5500CV | 1 | 132D20603A | MK VASCULAR LAB 3RD FLR | Common Area | Non Life Support | IES | ASP_PHILIP | 13 | 5 | 4 | 2023-12-11 | Canyons/Desert
40000-Intermountain Medical Group | 74308 | Vascular and Vein - St. George | 40000-Intermountain Medical Group | 74308-Vascular and Vein - St. George | 40000~000000027645 | 864727 | 2100-000004308 |  | 17-422 | Scanning Systems, Ultrasonic, | UltraSound | 2796 | PARKS MEDICAL ELECTRONICS | 2100 | 1 | 400D74308A | MG VASCULAR AND VEIN ST GEO | Unspecified | Life Support / High Risk | SGRH_CE | SGRHCREW1 | 56 | 5 | 0 | 2020-05-26 | Canyons/Desert
15400-Intermountain Medical Center | 20603 | Vascular Lab | 15400-Intermountain Medical Center | 20603-Vascular Lab | 15400~000000042927 | 828577 | 2100-000003706 |  | 17-422 | Scanning Systems, Ultrasonic, | UltraSound | 2503 | PARKS MEDICAL ELECTRONICS | 2100 | 1 | 154D20603B | IM UTAH HEART CLINIC ECHO E520 | Unspecified | Life Support / High Risk | IMC_CE | IMCCE8 | 82 | 5 | 0 | 2018-03-08 | Canyons/Desert
12800-LDS Hospital | 20603 | Vascular Lab | 12800-LDS Hospital | 20603-Vascular Lab | 12800~000000015768 | 894933 | 2100-000004806 |  | 17-422 | Scanning Systems, Ultrasonic, | UltraSound | 2068 | PARKS MEDICAL ELECTRONICS | 2100 | 1 | 128D20603A | LD PERIPHERAL VASCULAR ECHO L7 | Unspecified | Life Support / High Risk | LDSH_CE | LDSCE4 | 31 | 5 | 2 | 2022-06-02 | Canyons/Desert
11600-Alta View Hospital | 11503 | Medical and Surgical Nursing | 11600-Alta View Hospital | 11503-Medical and Surgical Nursing | 11600~000000007403 | 858580 | 2100-000004029 |  | 17-422 | Scanning Systems, Ultrasonic, | UltraSound | 1891 | PARKS MEDICAL ELECTRONICS | 2100 | 1 | 116D11503A | AV ACUTE CARE | Room 432 | Life Support / High Risk | AVH_CE | AVHCREW1CE | 59 | 5 | 0 | 2020-02-11 | Canyons/Desert
15400-Intermountain Medical Center | 22104 | Operating Rooms | 15400-Intermountain Medical Center | 22104-Operating Rooms | 15400~000000024134 | 726175 | 7440179 |  | 15-976 | Scanning Systems, Ultrasonic, | UltraSound | 2526 | OLYMPUS AMERICA INCORPORATED | EU-ME1 | 1 | 154D22104A | IM OPERATING ROOM TL2 | Unspecified | Life Support / High Risk | IMC_CE | IMCCE2 | 121 | 7 | 0 | 2014-12-04 | Canyons/Desert
13200-McKay-Dee Hospital Center | 22104 | Operating Rooms | 13200-McKay-Dee Hospital Center | 22104-Operating Rooms | 13200~000000014523 | 584500 | 7440102 |  | 15-976 | Scanning Systems, Ultrasonic, | UltraSound | 2200 | OLYMPUS AMERICA INCORPORATED | EU-ME1 | 1 | 132D22104A | MK OPERATING ROOM L2 | Or 7 | Life Support / High Risk | MKDHC_CE | MKDCREW5CE | 127 | 5 | 0 | 2014-06-23 | Canyons/Desert
12800-LDS Hospital | 22451 | Endoscopy Lab | 12800-LDS Hospital | 22451-Endoscopy Lab | 12800~000000011699 | 730990 | 7440166 |  | 15-976 | Scanning Systems, Ultrasonic, | UltraSound | 2085 | OLYMPUS AMERICA INCORPORATED | EU-ME1 | 1 | 128D22451A | LD ENDOSCOPY L1 | Common Area | Life Support / High Risk | LDSH_CE | LDSCE1 | 123 | 5 | 0 | 2014-10-16 | Canyons/Desert
37500-Primary Childrens - Riverton | 21101 | Radiology | 37500-Primary Childrens - Riverton | 21101-Radiology | 37500~000000000910 | 808088 | USF654849 |  | 18-143 | Scanning Systems, Ultrasonic, | UltraSound | 2591 | OAKWORKS INC | USGNG22722723MTTZZCE | 1 | 375D21101A | PR RADIOLOGY | Imaging Recovery | Medium | RH_F | GENMAINT1 | 105 | 5 | 0 | 2016-05-01 | Canyons/Desert
13800-Primary Childrens Hospital | 20101 | Emergency Department | 13800-Primary Childrens Hospital | 20101-Emergency Department | 13800~000000022720 | 810627 | 7P-5B000343 | IHPCHMNDUS | 18-143 | Scanning Systems, Ultrasonic, | UltraSound | 2235 | MINDRAY NORTH AMERICA | TE7 | 1 | 138D20101A | PC EMERGENCY DEPT L1 | West Nurse Station POD 1 | Life Support / High Risk | IES | ASP_GE | 107 | 7 | 0 | 2016-02-12 | Canyons/Desert
11800-American Fork Hospital | 20101 | Emergency Department | 11800-American Fork Hospital | 20101-Emergency Department | 11800~000000005138 | 803114 | 7B-4C000338 | IHAFHMNDUS | 18-143 | Scanning Systems, Ultrasonic, | UltraSound | 1919 | MINDRAY NORTH AMERICA | M9 | 1 | 118D20101A | AF EMERGENCY ROOM | Nurse Station | Life Support / High Risk | IES | ASP_GE | 114 | 5 | 0 | 2015-07-14 | Canyons/Desert
12600-St George Regional Hospital | 21001 | Imaging Administration | 40000-Intermountain Medical Group | 72002-River Road Instacare | 12600~000000015218 | 819642 | 7B48000205 | IHRRUMNDUS | 18-143 | Scanning Systems, Ultrasonic, | UltraSound | 2018 | MINDRAY NORTH AMERICA | M9 | 1 | 400D72002A | MG RIVER ROAD INSTACARE | Unspecified | Life Support / High Risk | IES | ASP_GE | 90 | 5 | 0 | 2017-07-19 | Canyons/Desert
14400-Utah Valley Hospital | 22104 | Operating Rooms | 14400-Utah Valley Hospital | 22104-Operating Rooms | 14400~000000016622 | 823382 | 7B-49000214 | IHUVHMNDUS | 18-143 | Scanning Systems, Ultrasonic, | UltraSound | 2381 | MINDRAY NORTH AMERICA | M9 | 1 | 144D22104A | UV OPERATING ROOM | Unspecified | Life Support / High Risk | IES | ASP_GE | 85 | 5 | 0 | 2017-12-04 | Canyons/Desert
44000-Saltzer Medical Group Inc | 79651 | Nampa-North Nephrology | 44000-Saltzer Medical Group Inc | 79651-Nampa-North Nephrology | 44000~000000000658 | 760894 | QH-5A000340 |  | 15-976 | Scanning Systems, Ultrasonic, | UltraSound | 2836 | MINDRAY NORTH AMERICA | DC-8 | 1 | 440D79651B | SZ N NAMPA OBGYN | Unspecified | Life Support / High Risk | CRMC_CE | CASSIACRW6 | 49 | 5 | 1 | 2020-12-15 | Canyons/Desert
40000-Intermountain Medical Group | 74308 | Vascular and Vein - St. George | 40000-Intermountain Medical Group | 74308-Vascular and Vein - St. George | 40000~000000029364 | 816047 | QH68000708 | IHDXHMNDUS4 | 15-976 | Scanning Systems, Ultrasonic, | UltraSound | 2798 | MINDRAY NORTH AMERICA | DC-8 | 1 | 400D74308A | MG VASCULAR AND VEIN ST GEO | Unspecified | Life Support / High Risk | IES | ASP_GE | 97 | 5 | 0 | 2016-12-21 | Canyons/Desert
43100-Intermountain MS NV LLC | 79543 | WHC Mtn View Laborists | 43100-Intermountain MS NV LLC | 79543-WHC Mtn View Laborists | 43100~000000002568 | 752012 | MD6400J0340 | 24211 | 34-698 | Scanning Systems, Ultrasonic, | UltraSound | 2827 | LABORIE MEDICAL TECHNOLOGIES | PORTASCAN 3D | 1 | 431D79543A | NV WHC MTN VIEW LABORISTS | Unspecified | Non Life Support | SGRH_CE | NEVADA | 28 | 5 | 3 | 2022-09-09 | Canyons/Desert
43100-Intermountain MS NV LLC | 79547 | WHC Spring Valley | 43100-Intermountain MS NV LLC | 79547-WHC Spring Valley | 43100~000000001598 | 752360 | MD6000J0343 | 22886 | 34-698 | Scanning Systems, Ultrasonic, | UltraSound | 2832 | LABORIE MEDICAL TECHNOLOGIES | PORTASCAN 3D | 1 | 431D79547A | NV WHC SPRING VALLEY | Unspecified | Non Life Support | SGRH_CE | NEVADA | 29 | 5 | 3 | 2022-08-29 | Canyons/Desert
44000-Saltzer Medical Group Inc | 79661 | Nampa-South Ophthalmology | 44000-Saltzer Medical Group Inc | 79661-Nampa-South Ophthalmology | 44000~000000001886 | 912748 | 23B8038 |  | 11-389 | Scanning Systems, Ultrasonic, | UltraSound | 2837 | KEELER INSTRUMENTS INC | ACCUTOME 4SIGHT | 1 | 440D79661A | SZ S NAMPA OPTHALMOLOGY | Unspecified | Non Life Support | CRMC_CE | CASSIACRW6 | 16 | 5 | 4 | 2023-09-28 | Canyons/Desert
13800-Primary Childrens Hospital | 22104 | Operating Rooms | 13800-Primary Childrens Hospital | 22104-Operating Rooms | 13800~000000009958 | 558975 | V400-10274 |  | 11-389 | Scanning Systems, Ultrasonic, | UltraSound | 2263 | INNOVATIVE IMAGING INC | I3 SYSTEM-ABD | 1 | 138D22104A | PC OR L2 | OR Equipment Store Room | Life Support / High Risk | PCH_CE | PCHCREW08 | 136 | 10 | 0 | 2013-09-04 | Canyons/Desert
14400-Utah Valley Hospital | 22451 | Endoscopy Lab | 14400-Utah Valley Hospital | 22451-Endoscopy Lab | 14400~000000023723 | 889208 | G3152935 | IHUVHHITUS1 | 11-389 | Scanning Systems, Ultrasonic, | UltraSound | 2394 | HITACHI ALOKA MEDICAL LTD | ALOKA ARIETTA 850 | 1 | 144D22451A | UV ENDOSCOPY LAB | Gastro-Endoscopy Lab | Life Support / High Risk | IES | ASP_GE | 37 | 5 | 2 | 2021-12-20 | Canyons/Desert
13800-Primary Childrens Hospital | 22702 | Liver Transplant | 13800-Primary Childrens Hospital | 22204-Child Procedure Center | 13800~000000030553 | 884704 | G3111747 |  | 11-389 | Scanning Systems, Ultrasonic, | UltraSound | 2268 | HITACHI ALOKA MEDICAL LTD | ALOKA ARIETTA 850 | 1 | 138D22204A | PC CPC L1 | Unspecified | Life Support / High Risk | IES | ASP_MIT | 42 | 5 | 2 | 2021-07-31 | Canyons/Desert
11600-Alta View Hospital | 20101 | Emergency Department | 11600-Alta View Hospital | 20101-Emergency Department | 11600~000000004861 | 723334 | 03YCQR | IHAVHSNSUS5 | 18-143 | Scanning Systems, Ultrasonic, | UltraSound | 1898 | FUJIFILM | SONOSITE X-PORTE | 1 | 116D20101A | AV EMERGENCY ROOM | Common Area | Run to Fail | CESS | CESS_CREW3 | 129 | 5 | 0 | 2014-04-30 | Canyons/Desert
12800-LDS Hospital | 20101 | Emergency Department | 12800-LDS Hospital | 20101-Emergency Department | 12800~000000011215 | 584199 | 03Y179 | IHLDHSNSUS4 | 18-143 | Scanning Systems, Ultrasonic, | UltraSound | 2062 | FUJIFILM | SONOSITE X-PORTE | 1 | 128D20101A | LD EMERGENCY ROOM L1 | Common Area | Run to Fail | CESS | CESS_CREW3 | 127 | 5 | 0 | 2014-06-26 | Canyons/Desert
12900-Layton Hospital | 21001 | Imaging Administration | 12900-Layton Hospital | 20101-Emergency Department | 12900~000000001219 | 834497 | 04G2KY | IHLYHSNSUS | 18-143 | Scanning Systems, Ultrasonic, | UltraSound | 2097 | FUJIFILM | SONOSITE X-PORTE | 1 | 129D20101A | LA EMERGENCY ROOM | Unspecified | Run to Fail | CESS | CESS_CREW3 | 78 | 5 | 0 | 2018-08-01 | Canyons/Desert
13200-McKay-Dee Hospital Center | 20101 | Emergency Department | 13200-McKay-Dee Hospital Center | 20101-Emergency Department | 13200~000000014917 | 587414 | 03Y171 | IHMKHSNSUS6 | 18-143 | Scanning Systems, Ultrasonic, | UltraSound | 2156 | FUJIFILM | SONOSITE X-PORTE | 1 | 132D20101A | MK ER 1ST FLR | Common Area | Run to Fail | CESS | CESS_CREW3 | 127 | 5 | 0 | 2014-06-03 | Canyons/Desert
15400-Intermountain Medical Center | 20101 | Emergency Department | 15400-Intermountain Medical Center | 20101-Emergency Department | 15400~000000025750 | 730265 | 03YBNB | IHMCHSNSUS10 | 18-143 | Scanning Systems, Ultrasonic, | UltraSound | 2468 | FUJIFILM | SONOSITE X-PORTE | 1 | 154D20101A | IM EMERGENCY ROOM TLL1 | Common Area | Run to Fail | CESS | CESS_CREW3 | 126 | 7 | 0 | 2014-08-01 | Canyons/Desert
15400-Intermountain Medical Center | 20101 | Emergency Department | 15400-Intermountain Medical Center | 20101-Emergency Department | 15400~000000025830 | 805572 | 03Y0TN | IHMCHSNSUS9 | 18-143 | Scanning Systems, Ultrasonic, | UltraSound | 2469 | FUJIFILM | SONOSITE X-PORTE | 1 | 154D20101A | IM EMERGENCY ROOM TLL1 | Trauma Rm 1 | Run to Fail | CESS | CESS_CREW3 | 127 | 5 | 0 | 2014-06-12 | Canyons/Desert
39100-ENT Surgery Center of Utah LLC | 22203 | Surgical Center | 39100-ENT Surgery Center of Utah LLC | 22203-Surgical Center | 39100~000000000274 | 846188 | 04GPDR |  | 18-143 | Scanning Systems, Ultrasonic, | UltraSound | 2603 | FUJIFILM | SONOSITE X-PORTE | 1 | 391D22203A | ENT SURGICAL CNTR | Unspecified | Run to Fail | CESS | CESS_CREW3 | 5 | 5 | 5 | 2024-08-23 | Canyons/Desert
12800-LDS Hospital | 20101 | Emergency Department | 12800-LDS Hospital | 20101-Emergency Department | 12800~000000014153 | 836796 | 04GPJQ |  | 18-143 | Scanning Systems, Ultrasonic, | UltraSound | 2063 | FUJIFILM | SONOSITE SII | 1 | 128D20101A | LD EMERGENCY ROOM L1 | Unspecified | Run to Fail | CESS | CESS_CREW3 | 76 | 5 | 0 | 2018-09-12 | Canyons/Desert
12900-Layton Hospital | 21301 | Imaging Recovery | 12900-Layton Hospital | 21301-Imaging Recovery | 12900~000000001216 | 834492 | 04G228 |  | 18-143 | Scanning Systems, Ultrasonic, | UltraSound | 2104 | FUJIFILM | SONOSITE SII | 1 | 129D21301A | LA IMAGING RECOVERY | Unspecified | Run to Fail | IES | ASP_GE | 78 | 5 | 0 | 2018-08-01 | Canyons/Desert
12900-Layton Hospital | 28103 | Infusion Center | 12900-Layton Hospital | 28103-Infusion Center | 12900~000000005385 | 912735 | Q613B6 |  | 18-143 | Scanning Systems, Ultrasonic, | UltraSound | 2109 | FUJIFILM | SONOSITE SII | 1 | 129D28103A | LA INFUSION CENTER | Unspecified | Run to Fail | IES | IESCREWSC | 22 | 5 | 3 | 2023-03-13 | Canyons/Desert
13200-McKay-Dee Hospital Center | 10501 | Intermediate Care Unit | 13200-McKay-Dee Hospital Center | 10501-Intermediate Care Unit | 13200~000000017895 | 815555 | 046G94 | IHMKHSNSUS7 | 18-143 | Scanning Systems, Ultrasonic, | UltraSound | 2147 | FUJIFILM | SONOSITE SII | 1 | 132D10501A | MK IMC 3RD FLR | Imc Standby Imc | Run to Fail | IES | ASP_GE | 97 | 7 | 0 | 2016-12-06 | Canyons/Desert
13200-McKay-Dee Hospital Center | 15511 | Administrative Nurses | 13200-McKay-Dee Hospital Center | 15511-Administrative Nurses | 13200~000000019257 | 828859 | 04DDH1 | IHMKHSNSUS12 | 18-143 | Scanning Systems, Ultrasonic, | UltraSound | 2154 | FUJIFILM | SONOSITE SII | 1 | 132D15511A | MK NURSING ADMINISTRATION L2 | Nursing Administration | Run to Fail | IES | ASP_GE | 81 | 5 | 0 | 2018-04-02 | Canyons/Desert
13200-McKay-Dee Hospital Center | 20101 | Emergency Department | 13200-McKay-Dee Hospital Center | 20101-Emergency Department | 13200~000000019013 | 825697 | 04B906 | IHMKHNSUS11 | 18-143 | Scanning Systems, Ultrasonic, | UltraSound | 2157 | FUJIFILM | SONOSITE SII | 1 | 132D20101A | MK ER 1ST FLR | Unspecified | Run to Fail | IES | ASP_GE | 84 | 5 | 0 | 2018-01-05 | Canyons/Desert
13200-McKay-Dee Hospital Center | 21301 | Imaging Recovery | 13200-McKay-Dee Hospital Center | 21101-Radiology | 13200~000000019567 | 832616 | 04G64T | IHMKHSNSUS41 | 18-143 | Scanning Systems, Ultrasonic, | UltraSound | 2188 | FUJIFILM | SONOSITE SII | 1 | 132D21101A | MK RADIOLOGY 1ST FLR | Nurse Station | Run to Fail | IES | ASP_GE | 78 | 5 | 0 | 2018-07-26 | Canyons/Desert
13400-Orem Community Hospital | 21201 | Magnetic Res Imaging - MRI | 13400-Orem Community Hospital | 21201-Magnetic Res Imaging - MRI | 13400~000000001862 | 819071 | 0488TF |  | 18-143 | Scanning Systems, Ultrasonic, | UltraSound | 2223 | FUJIFILM | SONOSITE SII | 1 | 134D21201A | OR IMAGING CENTER OREM | Unspecified | Run to Fail | CESS | CESS_CREW3 | 91 | 5 | 0 | 2017-06-12 | Canyons/Desert
13900-Riverton Hospital | 21301 | Imaging Recovery | 13900-Riverton Hospital | 20101-Emergency Department | 13900~000000005352 | 813828 | 046GDC |  | 18-143 | Scanning Systems, Ultrasonic, | UltraSound | 2291 | FUJIFILM | SONOSITE SII | 1 | 139D20101A | RV EMERGENCY ROOM | Exam Rm 2 - Observation | Run to Fail | CESS | CESS_CREW3 | 98 | 5 | 0 | 2016-11-07 | Canyons/Desert
13900-Riverton Hospital | 21601 | Ultrasound | 13900-Riverton Hospital | 21101-Radiology | 13900~000000008784 | 910339 | Q62F1T |  | 18-143 | Scanning Systems, Ultrasonic, | UltraSound | 2293 | FUJIFILM | SONOSITE SII | 1 | 139D21101A | RV RADIOLOGY | Holding | Run to Fail | CESS | CESS_CREW3 | 18 | 5 | 3 | 2023-07-05 | Canyons/Desert
14400-Utah Valley Hospital | 12501 | Pediatric Nursing Unit | 37700-Primary Childrens - Lehi | 10081-Pediatric Intensive Care | 14400~000000015766 | 817178 | 0485R8 |  | 18-143 | Scanning Systems, Ultrasonic, | UltraSound | 2338 | FUJIFILM | SONOSITE SII | 1 | 377D10081A | PL PEDIATRIC INTENSIVE CARE | H3244 Imaging Alcove | Run to Fail | CESS | CESS_CREW3 | 94 | 5 | 0 | 2017-03-22 | Canyons/Desert
14400-Utah Valley Hospital | 28103 | Infusion Center | 14400-Utah Valley Hospital | 28103-Infusion Center | 14400~000000025874 | 910730 | Q621H0 |  | 18-143 | Scanning Systems, Ultrasonic, | UltraSound | 2397 | FUJIFILM | SONOSITE SII | 1 | 144D28103A | UV IV THERAPY | Unspecified | Run to Fail | UVH_CE | UVCREW3_CE | 19 | 5 | 3 | 2023-06-13 | Canyons/Desert
15400-Intermountain Medical Center | 20501 | Cardiovascular Lab | 15400-Intermountain Medical Center | 20501-Cardiovascular Lab | 15400~000000030461 | 824256 | 04C1YZ | IHMCHSONUS1 | 18-143 | Scanning Systems, Ultrasonic, | UltraSound | 2480 | FUJIFILM | SONOSITE SII | 1 | 154D20501A | IM CARDIO CATH LAB SL1 | Unspecified | Run to Fail | CESS | CESS_CREW3 | 85 | 7 | 0 | 2017-12-12 | Canyons/Desert
15400-Intermountain Medical Center | 20501 | Cardiovascular Lab | 15400-Intermountain Medical Center | 20501-Cardiovascular Lab | 15400~000000031192 | 829556 | 04DDCC | IHMCHSONOUS2 | 18-143 | Scanning Systems, Ultrasonic, | UltraSound | 2481 | FUJIFILM | SONOSITE SII | 1 | 154D20501A | IM CARDIO CATH LAB SL1 | Common Area | Run to Fail | CESS | CESS_CREW3 | 81 | 5 | 0 | 2018-04-24 | Canyons/Desert
15400-Intermountain Medical Center | 21301 | Imaging Recovery | 15400-Intermountain Medical Center | 20501-Cardiovascular Lab | 15400~000000030502 | 824257 | 04C2N2 |  | 18-143 | Scanning Systems, Ultrasonic, | UltraSound | 2508 | FUJIFILM | SONOSITE SII | 1 | 154D20501A | IM CARDIO CATH LAB SL1 | Unspecified | Run to Fail | CESS | CESS_CREW3 | 85 | 5 | 0 | 2017-12-12 | Canyons/Desert
12800-LDS Hospital | 10031 | Intensive Care Med-Surg | 12800-LDS Hospital | 10031-Intensive Care Med-Surg | 12800~000000013977 | 833020 | Q4WL0X | IHLDHSNSUS5 | 18-143 | Scanning Systems, Ultrasonic, | UltraSound | 2054 | FUJIFILM | SONOSITE IVIZ | 1 | 128D10031A | LD INTENSIVE CARE MED SURG L6 | Unspecified | Run to Fail | CESS | CESS_CREW3 | 79 | 5 | 0 | 2018-06-27 | Canyons/Desert
40000-Intermountain Medical Group | 74226 | SL Clinic - ENT | 40000-Intermountain Medical Group | 74226-SL Clinic - ENT | 40000~000000014339 | 166919 | 1620506 |  | 15-976 | Scanning Systems, Ultrasonic, | UltraSound | 2766 | BK MEDICAL LLC | HAWK 2102 EXL | 1 | 400D74226A | MG SL CLINIC ENT | Unspecified | Life Support / High Risk | MG_SLV_CE | NORTH | 126 | 5 | 0 | 2014-07-18 | Canyons/Desert
14400-Utah Valley Hospital | 20602 | Electrocardiology - EKG | 14400-Utah Valley Hospital | 43005-Neonatology | 14400~000000010517 | 132463 | 50925 | IHUVHACUUS | 15-976 | Scanning Systems, Ultrasonic, | UltraSound | 2363 | ACUSON CORPORATION | SEQUOIA | 1 | 144D43005A | UV NEONATOLOGY | Neonatology | Life Support / High Risk | IES | ASP_GE | 421 | 5 | 0 | 1990-01-01 | Canyons/Desert
11600-Alta View Hospital | 22104 | Operating Rooms | 11600-Alta View Hospital | 28103-Infusion Center | 11600~000000001817 | 359229 | 03B46B | IHAVHSNSUS2 | 14-278 | Scanning Systems, Ultrasonic | UltraSound | 1778 | SONOSITE INCORPORATED | M-TURBO | 1 | 116D28103A | AV INFUSION CENTER | Infusion Srvcs F1 Common Area | Run to Fail | CESS | CESS_CREW3 | 205 | 5 | 0 | 2007-12-13 | Canyons/Desert
13800-Primary Childrens Hospital | 32215 | Clinical Engineering | 13800-Primary Childrens Hospital | 41314-Simulation Lab | 13800~000000005840 | 358792 | 03CHDC | IHPCHSNSUS6 | 14-278 | Scanning Systems, Ultrasonic | UltraSound | 1815 | SONOSITE INCORPORATED | M-TURBO | 1 | 138D41314A | PC SIMULATION LAB | Simulation Lab | Run to Fail | CESS | CESS_CREW3 | 199 | 7 | 0 | 2008-07-01 | Canyons/Desert
14400-Utah Valley Hospital | 12002 | Newborn Intensive Care Unit | 14400-Utah Valley Hospital | 12002-Newborn Intensive Care Unit | 14400~000000013423 | 584226 | WK28N8 | IHUVHSNSUS2 | 14-278 | Scanning Systems, Ultrasonic | UltraSound | 1827 | SONOSITE INCORPORATED | M-TURBO | 1 | 144D12002A | UV NICU INTENSIVE CARE NURSERY | Common Areas | Run to Fail | CESS | CESS_CREW3 | 126 | 5 | 0 | 2014-07-31 | Canyons/Desert
15400-Intermountain Medical Center | 31501 | Nutritional Support | 15400-Intermountain Medical Center | 28101-Intravenous Therapy | 15400~000000025780 | 732080 | WK33FW | IHMCHSNSUS15 | 14-278 | Scanning Systems, Ultrasonic | UltraSound | 1850 | SONOSITE INCORPORATED | M-TURBO | 1 | 154D28101B | IM IV INFUSN TRPY BLDG4 L5 | Unspecified | Run to Fail | IES | ASP_GE | 116 | 5 | 0 | 2015-05-18 | Canyons/Desert
15400-Intermountain Medical Center | 31501 | Nutritional Support | 15400-Intermountain Medical Center | 31501-Nutritional Support | 15400~000000025779 | 732079 | WK3477 | IHMCHSNSUS14 | 14-278 | Scanning Systems, Ultrasonic | UltraSound | 1851 | SONOSITE INCORPORATED | M-TURBO | 1 | 154D31501A | IM CLINICAL NUTRITION E3 ST310 | Common Area | Run to Fail | CESS | CESS_CREW3 | 116 | 5 | 0 | 2015-05-18 | Canyons/Desert
40000-Intermountain Medical Group | 74169 | Southridge Surgical Spec | 40000-Intermountain Medical Group | 74169-Southridge Surgical Spec | 40000~000000005087 | 412028 | 03GJ95 | IHSRCSNSUS | 14-278 | Scanning Systems, Ultrasonic | UltraSound | 1875 | SONOSITE INCORPORATED | M-TURBO | 1 | 400D74169A | MG SOUTHRIDGE CLINIC SURG SPEC | Ste270 ENT Common Area | Run to Fail | CESS | CESS_CREW3 | 186 | 5 | 0 | 2009-08-01 | Canyons/Desert
13800-Primary Childrens Hospital | 22104 | Operating Rooms | 13800-Primary Childrens Hospital | 22104-Operating Rooms | 13800~000000012369 | 252638 | MO3921 | IHPCHALOUS1 | 14-278 | Scanning Systems, Ultrasonic | UltraSound | 1809 | HITACHI ALOKA MEDICAL LTD | SSD-4000 | 1 | 138D22104A | PC OR L2 | Unspecified | Life Support / High Risk | IES | ASP_GE | 244 | 5 | 0 | 2004-10-01 | Canyons/Desert
12800-LDS Hospital | 22451 | Endoscopy Lab | 12800-LDS Hospital | 22451-Endoscopy Lab | 12800~000000013261 | 826046 | 205Y1525 | IHLDHALOUS3 | 14-278 | Scanning Systems, Ultrasonic | UltraSound | 1794 | HITACHI ALOKA MEDICAL LTD | PROSOUND F75 | 1 | 128D22451A | LD ENDOSCOPY L1 | Exam Rm 2 - S.E.1 | Life Support / High Risk | IES | ASP_GE | 84 | 5 | 0 | 2018-01-18 | Canyons/Desert
14400-Utah Valley Hospital | 22451 | Endoscopy Lab | 14400-Utah Valley Hospital | 22451-Endoscopy Lab | 14400~000000014249 | 802513 | 203B7100 | IHUVHALOUS | 14-278 | Scanning Systems, Ultrasonic | UltraSound | 1835 | HITACHI ALOKA MEDICAL LTD | PROSOUND F75 | 1 | 144D22451A | UV ENDOSCOPY LAB | Unspecified | Life Support / High Risk | IES | ASP_GE | 128 | 5 | 0 | 2014-05-22 | Canyons/Desert
15400-Intermountain Medical Center | 22451 | Endoscopy Lab | 15400-Intermountain Medical Center | 22451-Endoscopy Lab | 15400~000000017037 | 560459 | 202U6714 | IHMCHALOUS | 14-278 | Scanning Systems, Ultrasonic | UltraSound | 1846 | HITACHI ALOKA MEDICAL LTD | PROSOUND F75 | 1 | 154D22451A | IM ENDOSCOPY EL2 | BldgB Endo L2 Procedure Rm 6 | Life Support / High Risk | IES | ASP_GE | 137 | 5 | 0 | 2013-08-28 | Canyons/Desert
13800-Primary Childrens Hospital | 22104 | Operating Rooms | 11300-Supply Chain Organization | 32213-Asset Recovery - SLC | 13800~000000008884 | 486377 | 20209320 | IHPCHALOUS2 | 14-278 | Scanning Systems, Ultrasonic | UltraSound | 1808 | HITACHI ALOKA MEDICAL LTD | PROSOUND ALPHA 7 | 1 | 113D32213C | SC ASSET RECOVERY AIRPORT WHS | Received | Life Support / High Risk | IES | ASP_GE | 156 | 5 | 0 | 2012-01-30 | Canyons/Desert
40000-Intermountain Medical Group | 74079 | Intrmtn Urological Institute | 40000-Intermountain Medical Group | 74079-Intrmtn Urological Institute | 40000~000000035146 | 929473 | 2007640 |  | 14-278 | Scanning Systems, Ultrasonic | UltraSound | 1871 | BK MEDICAL LLC | bk3000 | 1 | 400D74079A | MG UROLOGICAL INST STE 720 | Unspecified | Non Life Support | IMC_CE | IMCCECLI | 1 | 5 | 5 | 2024-12-23 | Canyons/Desert
40000-Intermountain Medical Group | 74174 | Salt Lake Clinic Admin | 40000-Intermountain Medical Group | 74225-SL Clinic - Urology | 40000~000000006457 | 523981 | 5002216 | IHSCCBKMUS1 | 14-278 | Scanning Systems, Ultrasonic | UltraSound | 1876 | BK MEDICAL LLC | 2102A-HAWK | 1 | 400D74225A | MG SL CLINIC UROLOGY | Exam 6 | Life Support / High Risk | MG_SLV_CE | NORTH | 145 | 5 | 0 | 2012-12-31 | Canyons/Desert
40000-Intermountain Medical Group | 74130 | Avenues Specialty Clinic Admin | 12800-LDS Hospital | 46009-Physicians Office Building | 40000~000000006738 | 558283 | 5003095 | IHLDHBKMUS2 | 14-278 | Scanning Systems, Ultrasonic | UltraSound | 1874 | BK MEDICAL LLC | 2102A-HAWK | 1 | 128D46009A | LD PHYSICIAN OFFICE BUILDING | POB STE 280Common Area | Life Support / High Risk | IES | ASP_GE | 139 | 5 | 0 | 2013-06-30 | Canyons/Desert
40000-Intermountain Medical Group | 74117 | Park City East | 40000-Intermountain Medical Group | 74115-Park City Specialty Clinic | 40000~000000011498 | 492737 | 1908068 | IHPCCBKMUS2 | 14-278 | Scanning Systems, Ultrasonic | UltraSound | 1873 | BK MEDICAL LLC | 2102A-HAWK | 1 | 400D74115A | MG PARK CITY SPECIALTY CLINIC | Unspecified | Life Support / High Risk | IES | ASP_GE | 155 | 5 | 0 | 2012-02-13 | Canyons/Desert
40000-Intermountain Medical Group | 74115 | Park City Specialty Clinic | 40000-Intermountain Medical Group | 74115-Park City Specialty Clinic | 40000~000000005592 | 446175 | 1908068 |  | 14-278 | Scanning Systems, Ultrasonic | UltraSound | 1872 | BK MEDICAL LLC | 2102A-HAWK | 1 | 400D74115A | MG PARK CITY SPECIALTY CLINIC | Common Area | Life Support / High Risk | PKMC_CE | PKCREW1_CE | 167 | 5 | 0 | 2011-02-24 | Canyons/Desert
40000-Intermountain Medical Group | 40083 | Utah Valley Administration | 40000-Intermountain Medical Group | 74152-Utah Valley Rock Canyon Peds | 40000~000000022715 | 826832 | 5010248 | IHUVCBKMUS | 14-278 | Scanning Systems, Ultrasonic | UltraSound | 1868 | BK MEDICAL LLC | 2102A-HAWK | 1 | 400D74152A | MG UTAH VALLEY ROCKCANYON PEDS | Unspecified | Life Support / High Risk | IES | ASP_GE | 87 | 5 | 0 | 2017-10-16 | Canyons/Desert
15400-Intermountain Medical Center | 31502 | Clinical Nutrition | 40000-Intermountain Medical Group | 74079-Intrmtn Urological Institute | 15400~000000017613 | 453048 | 1910138 | IHURCBKMUS | 14-278 | Scanning Systems, Ultrasonic | UltraSound | 1854 | BK MEDICAL LLC | 2102A-HAWK | 1 | 400D74079A | MG UROLOGICAL INST STE 720 | Common Area | Life Support / High Risk | IES | ASP_GE | 165 | 5 | 0 | 2011-04-05 | Canyons/Desert
11800-American Fork Hospital | 25501 | Radiation Center | 11800-American Fork Hospital | 25501-Radiation Center | 11800~000000008578 | 561617 | 5003437 | IHUVHBKMUS | 14-278 | Scanning Systems, Ultrasonic | UltraSound | 1782 | BK MEDICAL LLC | 2102A-HAWK | 1 | 118D25501A | AF RADIATION ONCOLOGY | Unspecified | Life Support / High Risk | IES | ASP_GE | 137 | 7 | 0 | 2013-08-06 | Canyons/Desert
40000-Intermountain Medical Group | 73112 | USU Student Health Center | 40000-Intermountain Medical Group | 73112-USU Student Health Center | 40000~000000006042 | 537748 | QG402-12D-0402 | IHWDCQUAXR | 16-602 | X-Ray Generators | XR / RF | 3874 | CARESTREAM HEALTH INCORPORATED | QUEST HF SERIES | 1 | 400D73112A | MG USU STUDENT HEALTH CENTER | Unspecified | Life Support / High Risk | IES | ASP_GE | 151 | 7 | 0 | 2012-06-08 | Canyons/Desert
13200-McKay-Dee Hospital Center | 21101 | Radiology | Unspecified-Unspecified | __NOT_APPLICABLE__-Unspecified | 13200~000000015730 |  | 145010142745 |  | 18-429 | Radiographic Systems | XR / RF | 861 | CARESTREAM HEALTH INCORPORATED | DRX 2530C | 1 | Unspecified | Unspecified | Unspecified | Run to Fail |  |  | 120 | 7 | 0 | 2015-01-05 | Canyons/Desert
11600-Alta View Hospital | 21101 | Radiology | 11600-Alta View Hospital | 32317-Plant Operation | 11600~000000005304 | 804002 | 5686 | IHAVHCSTXP4 | 18-430 | Radiographic Systems, Digital | XR / RF | 867 | CARESTREAM HEALTH INCORPORATED | DRX-EVOLUTION PLUS | 1 | 116D32317A | AV PLANT OPERATIONS | L1 Common Area | Life Support / High Risk | IES | ASP_GE | 110 | 5 | 0 | 2015-11-25 | Canyons/Desert
11600-Alta View Hospital | 40025 | Administrative Office | 11600-Alta View Hospital | 21101-Radiology | 11600~000000007065 | 863127 | 010445 | IHAVHCAREXR1 | 18-430 | Radiographic Systems, Digital | XR / RF | 868 | CARESTREAM HEALTH INCORPORATED | DRX-EVOLUTION PLUS | 1 | 116D21101A | AV RADIOLOGY | Unspecified | Life Support / High Risk | IES | ASP_GE | 71 | 5 | 0 | 2019-02-28 | Canyons/Desert
11800-American Fork Hospital | 21101 | Radiology | 11800-American Fork Hospital | 21101-Radiology | 11800~000000006455 | 851741 | 010562 | IHAFHCSTXR5 | 18-430 | Radiographic Systems, Digital | XR / RF | 875 | CARESTREAM HEALTH INCORPORATED | DRX-EVOLUTION PLUS | 1 | 118D21101A | AF RADIOLOGY | Unspecified | Life Support / High Risk | IES | ASP_GE | 69 | 5 | 0 | 2019-04-23 | Canyons/Desert
12900-Layton Hospital | 21101 | Radiology | 12900-Layton Hospital | 21101-Radiology | 12900~000000002353 | 838594 | 010359 | IHLYHCSTXR | 18-430 | Radiographic Systems, Digital | XR / RF | 903 | CARESTREAM HEALTH INCORPORATED | DRX-EVOLUTION PLUS | 1 | 129D21101A | LA RADIOLOGY | Common Area | Life Support / High Risk | IES | ASP_GE | 78 | 5 | 0 | 2018-08-01 | Canyons/Desert
13200-McKay-Dee Hospital Center | 21101 | Radiology | 13200-McKay-Dee Hospital Center | 21101-Radiology | 13200~000000019327 | 834437 | 10346 | IHMKHCSTXR1 | 18-430 | Radiographic Systems, Digital | XR / RF | 913 | CARESTREAM HEALTH INCORPORATED | DRX-EVOLUTION PLUS | 1 | 132D21101A | MK RADIOLOGY 1ST FLR | Unspecified | Life Support / High Risk | IES | ASP_GE | 81 | 5 | 0 | 2018-04-27 | Canyons/Desert
13200-McKay-Dee Hospital Center | 21101 | Radiology | 13200-McKay-Dee Hospital Center | 21101-Radiology | 13200~000000020780 | 848409 | 010547 | IHMKHCSTXR2 | 18-430 | Radiographic Systems, Digital | XR / RF | 914 | CARESTREAM HEALTH INCORPORATED | DRX-EVOLUTION PLUS | 1 | 132D21101B | MK LAYTON CLINIC RADIOLOGY | Unspecified | Life Support / High Risk | IES | ASP_GE | 70 | 5 | 0 | 2019-03-19 | Canyons/Desert
13800-Primary Childrens Hospital | 21001 | Imaging Administration | 37600-Primary Childrens - Layton | 21201-Magnetic Res Imaging - MRI | 13800~000000024728 | 822265 | 172060110119 | IHLYHCSTXR2 | 18-430 | Radiographic Systems, Digital | XR / RF | 920 | CARESTREAM HEALTH INCORPORATED | DRX-EVOLUTION PLUS | 1 | 376D21201A | PL MRI | Unspecified | Life Support / High Risk | IES | ASP_GE | 90 | 5 | 0 | 2017-07-10 | Canyons/Desert
13900-Riverton Hospital | 21101 | Radiology | 13900-Riverton Hospital | 21001-Imaging Administration | 13900~000000006454 | 847936 | 11751 | IHRVHCSTXR | 18-430 | Radiographic Systems, Digital | XR / RF | 930 | CARESTREAM HEALTH INCORPORATED | DRX-EVOLUTION PLUS | 1 | 139D21001A | RV IMAGING ADMINISTRATION | Unspecified | Life Support / High Risk | IES | ASP_GE | 70 | 5 | 0 | 2019-03-21 | Canyons/Desert
14100-Spanish Fork Hospital | 21101 | Radiology | 14100-Spanish Fork Hospital | 21101-Radiology | 14100~000000002964 | 880074 | 24940 |  | 18-430 | Radiographic Systems, Digital | XR / RF | 936 | CARESTREAM HEALTH INCORPORATED | DRX-EVOLUTION PLUS | 1 | 141D21101A | SF RADIOLOGY | Unspecified | Life Support / High Risk | IES | ASP_GE | 45 | 5 | 1 | 2021-04-02 | Canyons/Desert
14400-Utah Valley Hospital | 21101 | Radiology | 14400-Utah Valley Hospital | 21101-Radiology | 14400~000000020583 | 851379 | 10438 | IHUVHCSTXR1 | 18-430 | Radiographic Systems, Digital | XR / RF | 948 | CARESTREAM HEALTH INCORPORATED | DRX-EVOLUTION PLUS | 1 | 144D21101A | UV RADIOLOGY | Unspecified | Life Support / High Risk | IES | ASP_GE | 72 | 5 | 0 | 2019-01-27 | Canyons/Desert
14400-Utah Valley Hospital | 21101 | Radiology | 14400-Utah Valley Hospital | 21101-Radiology | 14400~000000020584 | 851380 | 10439 | IHUVHCSTXR2 | 18-430 | Radiographic Systems, Digital | XR / RF | 949 | CARESTREAM HEALTH INCORPORATED | DRX-EVOLUTION PLUS | 1 | 144D21101A | UV RADIOLOGY | Unspecified | Life Support / High Risk | IES | ASP_GE | 72 | 5 | 0 | 2019-01-27 | Canyons/Desert
14800-Heber Valley Hospital | 21101 | Radiology | 14800-Heber Valley Hospital | 21101-Radiology | 14800~000000001603 | 830547 | 010353 | IHHVHCSTXR | 18-430 | Radiographic Systems, Digital | XR / RF | 961 | CARESTREAM HEALTH INCORPORATED | DRX-EVOLUTION PLUS | 1 | 148D21101A | HV RADIOLOGY | Unspecified | Life Support / High Risk | IES | ASP_GE | 80 | 5 | 0 | 2018-05-07 | Canyons/Desert
11800-American Fork Hospital | 21101 | Radiology | 11800-American Fork Hospital | 21101-Radiology | 11800~000000001076 | 357571 | 990119 | IHAFHPHLXR | 18-430 | Radiographic Systems, Digital | XR / RF | 870 | PHILIPS HEALTHCARE | DIGITALDIAGNOST | 1 | 118D21101A | AF RADIOLOGY | X-Ray | Life Support / High Risk | IES | ASP_GE | 203 | 5 | 0 | 2008-02-29 | Canyons/Desert
13800-Primary Childrens Hospital | 21101 | Radiology | 13800-Primary Childrens Hospital | 21101-Radiology | 13800~000000009067 | 520562 | 12000165 | IHPCHPHLXR4 | 18-430 | Radiographic Systems, Digital | XR / RF | 923 | PHILIPS HEALTHCARE | DIGITALDIAGNOST | 1 | 138D21101A | PC MEDICAL IMAGING 1ST FLR W | Radiographic Rm 9 | Life Support / High Risk | IES | ASP_GE | 146 | 7 | 0 | 2012-11-30 | Canyons/Desert
13800-Primary Childrens Hospital | 21101 | Radiology | 13800-Primary Childrens Hospital | 21101-Radiology | 13800~000000019410 | 584504 | 14001555 | IHPCHPHLRF2 | 18-430 | Radiographic Systems, Digital | XR / RF | 924 | PHILIPS HEALTHCARE | DIGITALDIAGNOST | 1 | 138D21101A | PC MEDICAL IMAGING 1ST FLR W | Unspecified | Life Support / High Risk | IES | ASP_GE | 126 | 7 | 0 | 2014-07-29 | Canyons/Desert
13800-Primary Childrens Hospital | 21101 | Radiology | 13800-Primary Childrens Hospital | 21101-Radiology | 13800~000000026245 | 838994 | 14000414 | IHPCHPHLXR5 | 18-430 | Radiographic Systems, Digital | XR / RF | 925 | PHILIPS HEALTHCARE | DIGITALDIAGNOST | 1 | 138D21101B | PC ECCLES IMAGING L2 | XRAY 2C.040 | Life Support / High Risk | IES | ASP_GE | 75 | 5 | 0 | 2018-10-22 | Canyons/Desert
13900-Riverton Hospital | 21101 | Radiology | 13900-Riverton Hospital | 21101-Radiology | 13900~000000000850 | 404445 | 428633/SN09000234 | IHRVHPHLXR | 18-430 | Radiographic Systems, Digital | XR / RF | 931 | PHILIPS HEALTHCARE | DIGITALDIAGNOST | 1 | 139D21101A | RV RADIOLOGY | Rad Rm | Life Support / High Risk | IES | ASP_GE | 182 | 5 | 0 | 2009-11-06 | Canyons/Desert
14400-Utah Valley Hospital | 21101 | Radiology | 14400-Utah Valley Hospital | 21101-Radiology | 14400~000000004000 | 315528 | TE62240649 | IHUVHPHLXR2 | 18-430 | Radiographic Systems, Digital | XR / RF | 945 | PHILIPS HEALTHCARE | DIGITALDIAGNOST | 1 | 144D21101A | UV RADIOLOGY | 1 | Life Support / High Risk | IES | ASP_GE | 213 | 5 | 0 | 2007-04-13 | Canyons/Desert
14400-Utah Valley Hospital | 21101 | Radiology | 14400-Utah Valley Hospital | 21101-Radiology | 14400~000000004160 | 369709 | 398478/SN0802269 | IHUVHPHLXR3 | 18-430 | Radiographic Systems, Digital | XR / RF | 946 | PHILIPS HEALTHCARE | DIGITALDIAGNOST | 1 | 144D21101A | UV RADIOLOGY | OP Radiol X Ray 1 | Life Support / High Risk | IES | ASP_GE | 194 | 5 | 0 | 2008-11-30 | Canyons/Desert
14400-Utah Valley Hospital | 21101 | Radiology | 14400-Utah Valley Hospital | 21101-Radiology | 14400~000000004161 | 369710 | 41445193 | IHUVHPHLXR4 | 18-430 | Radiographic Systems, Digital | XR / RF | 947 | PHILIPS HEALTHCARE | DIGITALDIAGNOST | 1 | 144D21101A | UV RADIOLOGY | OP Radiol X Ray 2 | Life Support / High Risk | IES | ASP_GE | 194 | 5 | 0 | 2008-11-30 | Canyons/Desert
15400-Intermountain Medical Center | 21101 | Radiology | 15400-Intermountain Medical Center | 21101-Radiology | 15400~000000015871 | 501551 | 11009335 | IHMCHPHLXR3 | 18-430 | Radiographic Systems, Digital | XR / RF | 965 | PHILIPS HEALTHCARE | DIGITALDIAGNOST | 1 | 154D21101A | IM RADIOLOGY ADMI OFFICE TLL1 | BldgB L2 OutptRadCommon Area | Life Support / High Risk | IES | ASP_GE | 155 | 5 | 0 | 2012-03-01 | Canyons/Desert
40000-Intermountain Medical Group | 40086 | Budge Clinic Support | 40000-Intermountain Medical Group | 74011-Budge Clinic Radiology | 40000~000000015823 | 726726 | 14000261 | IHBUCPHLXR1 | 18-430 | Radiographic Systems, Digital | XR / RF | 985 | PHILIPS HEALTHCARE | DIGITALDIAGNOST | 1 | 400D74011A | MG BUDGE CL RADIOLOGY 1ST FLR | Fp Main | Life Support / High Risk | IES | ASP_GE | 118 | 5 | 0 | 2015-03-23 | Canyons/Desert
40000-Intermountain Medical Group | 74011 | Budge Clinic Radiology | 40000-Intermountain Medical Group | 74011-Budge Clinic Radiology | 40000~000000015824 | 726727 | 14000262 | IHBUCPHLXR2 | 18-430 | Radiographic Systems, Digital | XR / RF | 1039 | PHILIPS HEALTHCARE | DIGITALDIAGNOST | 1 | 400D74011A | MG BUDGE CL RADIOLOGY 1ST FLR | Fp Main | Life Support / High Risk | IES | ASP_GE | 118 | 7 | 0 | 2015-03-23 | Canyons/Desert
40000-Intermountain Medical Group | 40083 | Utah Valley Administration | 40000-Intermountain Medical Group | 72024-Utah Valley Instacare | 40000~000000022709 | 826191 | 30375 | IHUVUCSTXR1 | 18-431 | Radiographic Systems, Digital, | XR / RF | 1080 | CARESTREAM HEALTH INCORPORATED | DRX-ASCEND | 1 | 400D72024A | MG UTAH VALLEY INSTACARE | Unspecified | Life Support / High Risk | IES | ASP_GE | 86 | 5 | 0 | 2017-11-06 | Canyons/Desert
40000-Intermountain Medical Group | 40083 | Utah Valley Administration | 40000-Intermountain Medical Group | 72024-Utah Valley Instacare | 40000~000000022710 | 826192 | 30382 | IHUVUCSTXR2 | 18-431 | Radiographic Systems, Digital, | XR / RF | 1081 | CARESTREAM HEALTH INCORPORATED | DRX-ASCEND | 1 | 400D72024A | MG UTAH VALLEY INSTACARE | Common Area | Life Support / High Risk | IES | ASP_GE | 86 | 5 | 0 | 2017-11-06 | Canyons/Desert
40000-Intermountain Medical Group | 42944 | Alta View Clinic Admin | 40000-Intermountain Medical Group | 74280-Alta View Radiology | 40000~000000022338 | 824095 | K5483-0711 | IHAVCCSTXR1 | 18-431 | Radiographic Systems, Digital, | XR / RF | 1082 | CARESTREAM HEALTH INCORPORATED | DRX-ASCEND | 1 | 400D74280A | MG AV RADIOLOGY | Unspecified | Life Support / High Risk | IES | ASP_GE | 85 | 5 | 0 | 2017-12-12 | Canyons/Desert
40000-Intermountain Medical Group | 42944 | Alta View Clinic Admin | 40000-Intermountain Medical Group | 74280-Alta View Radiology | 40000~000000022339 | 824251 | K5483-0688 | IHAVCCSTXR5 | 18-431 | Radiographic Systems, Digital, | XR / RF | 1083 | CARESTREAM HEALTH INCORPORATED | DRX-ASCEND | 1 | 400D74280A | MG AV RADIOLOGY | Unspecified | Life Support / High Risk | IES | ASP_GE | 85 | 5 | 0 | 2017-12-12 | Canyons/Desert
40000-Intermountain Medical Group | 42944 | Alta View Clinic Admin | 40000-Intermountain Medical Group | 74280-Alta View Radiology | 40000~000000022340 | 824250 | K5483-0702 | IHAVCCSTXR3 | 18-431 | Radiographic Systems, Digital, | XR / RF | 1084 | CARESTREAM HEALTH INCORPORATED | DRX-ASCEND | 1 | 400D74280A | MG AV RADIOLOGY | Unspecified | Life Support / High Risk | IES | ASP_GE | 85 | 5 | 0 | 2017-12-12 | Canyons/Desert
40000-Intermountain Medical Group | 42945 | Layton PW Administration | 12900-Layton Hospital | 21101-Radiology | 40000~000000021282 | 820983 | 30298 | IHLYHCSTXR1 | 18-431 | Radiographic Systems, Digital, | XR / RF | 1085 | CARESTREAM HEALTH INCORPORATED | DRX-ASCEND | 1 | 129D21101A | LA RADIOLOGY | Unspecified | Life Support / High Risk | IES | ASP_GE | 88 | 5 | 0 | 2017-09-05 | Canyons/Desert
40000-Intermountain Medical Group | 42945 | Layton PW Administration | 40000-Intermountain Medical Group | 73072-Layton Clinic | 40000~000000021284 | 820984 | 30304 | IHLYCCSTXR | 18-431 | Radiographic Systems, Digital, | XR / RF | 1086 | CARESTREAM HEALTH INCORPORATED | DRX-ASCEND | 1 | 400D73072A | MG LAYTON CLINIC | Common Areas | Life Support / High Risk | IES | ASP_GE | 88 | 5 | 0 | 2017-09-05 | Canyons/Desert
40000-Intermountain Medical Group | 72001 | Logan Instacare | 40000-Intermountain Medical Group | 72001-Logan Instacare | 40000~000000021421 | 820456 | K5483-0664 | IHLGUCSTXR | 18-431 | Radiographic Systems, Digital, | XR / RF | 1087 | CARESTREAM HEALTH INCORPORATED | DRX-ASCEND | 1 | 400D72001A | MG LOGAN INSTACARE A | Common Area | Life Support / High Risk | IES | ASP_GE | 90 | 5 | 0 | 2017-07-31 | Canyons/Desert
40000-Intermountain Medical Group | 72008 | Roy Instacare | 40000-Intermountain Medical Group | 73021-Roy Clinic | 40000~000000019712 | 811424 | 030019 | IHHRCCSTXR | 18-431 | Radiographic Systems, Digital, | XR / RF | 1088 | CARESTREAM HEALTH INCORPORATED | DRX-ASCEND | 1 | 400D73021A | MG ROY CLINIC | Unspecified | Life Support / High Risk | IES | ASP_GE | 101 | 7 | 0 | 2016-08-25 | Canyons/Desert
40000-Intermountain Medical Group | 72040 | Heber Instacare | 40000-Intermountain Medical Group | 73067-Heber Valley Clinic | 40000~000000022935 | 828793 | 001041 | IHHVCCSTXR | 18-431 | Radiographic Systems, Digital, | XR / RF | 1089 | CARESTREAM HEALTH INCORPORATED | DRX-ASCEND | 1 | 400D73067A | MG HEBER VALLEY CLINIC | Heber Valley Clinic | Life Support / High Risk | IES | ASP_GE | 83 | 5 | 0 | 2018-02-19 | Canyons/Desert
40000-Intermountain Medical Group | 73021 | Roy Clinic | 40000-Intermountain Medical Group | 73021-Roy Clinic | 40000~000000027649 | 890289 | IHHRCCSTXR | IHHRCCSTXR | 18-431 | Radiographic Systems, Digital, | XR / RF | 1090 | CARESTREAM HEALTH INCORPORATED | DRX-ASCEND | 1 | 400D73021A | MG ROY CLINIC | Radiology | Life Support / High Risk | IES | ASP_CAREST | 56 | 5 | 0 | 2020-05-13 | Canyons/Desert
40000-Intermountain Medical Group | 73025 | Bountiful Clinic Admin | 40000-Intermountain Medical Group | 73025-Bountiful Clinic Admin | 40000~000000022721 | 827540 | 012017 | IHBCCCSTXR2 | 18-431 | Radiographic Systems, Digital, | XR / RF | 1091 | CARESTREAM HEALTH INCORPORATED | DRX-ASCEND | 1 | 400D73025A | MG BOUNTIFUL CLINIC L1 | Common Area | Life Support / High Risk | IES | ASP_GE | 84 | 5 | 0 | 2018-01-12 | Canyons/Desert
40000-Intermountain Medical Group | 73025 | Bountiful Clinic Admin | 40000-Intermountain Medical Group | 73025-Bountiful Clinic Admin | 40000~000000022722 | 827538 | 011060 | IHBCCCSTXR1 | 18-431 | Radiographic Systems, Digital, | XR / RF | 1092 | CARESTREAM HEALTH INCORPORATED | DRX-ASCEND | 1 | 400D73025A | MG BOUNTIFUL CLINIC L1 | Common Area | Life Support / High Risk | IES | ASP_GE | 84 | 5 | 0 | 2018-01-08 | Canyons/Desert
40000-Intermountain Medical Group | 73030 | North Temple Clinic | 40000-Intermountain Medical Group | 73030-North Temple Clinic | 40000~000000021688 | 822595 | 006035 | IHNTCCSTXR | 18-431 | Radiographic Systems, Digital, | XR / RF | 1093 | CARESTREAM HEALTH INCORPORATED | DRX-ASCEND | 1 | 400D73030A | MG NORTH TEMPLE CLINIC | Unspecified | Life Support / High Risk | IES | ASP_GE | 89 | 5 | 0 | 2017-08-08 | Canyons/Desert
40000-Intermountain Medical Group | 73038 | Medical Tower FP | 40000-Intermountain Medical Group | 73036-Cottonwood Family Medicine | 40000~000000023237 | 828788 | 9234 | IHCWCCSTXR | 18-431 | Radiographic Systems, Digital, | XR / RF | 1094 | CARESTREAM HEALTH INCORPORATED | DRX-ASCEND | 1 | 400D73036A | MG COTTONWOOD FAMILY PRACTICE | Unspecified | Life Support / High Risk | IES | ASP_GE | 81 | 5 | 0 | 2018-04-04 | Canyons/Desert
40000-Intermountain Medical Group | 73046 | Southridge Clinic Pediatrics | 40000-Intermountain Medical Group | 73046-Southridge Clinic Pediatrics | 40000~000000017955 | 807283 | 9265 | IHSRCCSTXR | 18-431 | Radiographic Systems, Digital, | XR / RF | 1095 | CARESTREAM HEALTH INCORPORATED | DRX-ASCEND | 1 | 400D73046A | MG SOUTHRIDGE PEDIATRICS | Unspecified | Life Support / High Risk | IES | ASP_GE | 107 | 5 | 0 | 2016-03-01 | Canyons/Desert
40000-Intermountain Medical Group | 73047 | West Jordan Clinic | 40000-Intermountain Medical Group | 72017-West Jordan Instacare | 40000~000000024118 | 834380 | 004055 | IHWJUCSTXR | 18-431 | Radiographic Systems, Digital, | XR / RF | 1096 | CARESTREAM HEALTH INCORPORATED | DRX-ASCEND | 1 | 400D72017A | MG WEST JORDAN INSTACARE | Unspecified | Life Support / High Risk | IES | ASP_GE | 78 | 5 | 0 | 2018-07-23 | Canyons/Desert
40000-Intermountain Medical Group | 73049 | Park City Clinic- Round Valley | 40000-Intermountain Medical Group | 74053-Snowbasin Clinic | 40000~000000024976 | 843903 | QRAD-18R-11013 | IHPCCCSTXR | 18-431 | Radiographic Systems, Digital, | XR / RF | 1097 | CARESTREAM HEALTH INCORPORATED | DRX-ASCEND | 1 | 400D74053A | MG SNOWBASIN CLINIC | Unspecified | Life Support / High Risk | IES | ASP_GE | 73 | 5 | 0 | 2018-12-07 | Canyons/Desert
40000-Intermountain Medical Group | 73063 | Springville Clinic | 40000-Intermountain Medical Group | 72025-Spanish Fork Instacare | 40000~000000021276 | 821019 | 30285 | IHSEUCSTXR | 18-431 | Radiographic Systems, Digital, | XR / RF | 1098 | CARESTREAM HEALTH INCORPORATED | DRX-ASCEND | 1 | 400D72025B | MG SPANISH FORK INSTACARE | Unspecified | Life Support / High Risk | IES | ASP_GE | 90 | 5 | 0 | 2017-07-24 | Canyons/Desert
40000-Intermountain Medical Group | 73074 | Memorial Clinic Admin | 40000-Intermountain Medical Group | 73074-Memorial Clinic Admin | 40000~000000020519 | 815502 | 030129 | IHMMCCSTXR | 18-431 | Radiographic Systems, Digital, | XR / RF | 1099 | CARESTREAM HEALTH INCORPORATED | DRX-ASCEND | 1 | 400D73074A | MG MEMORIAL CLINIC ADMIN | Common Area | Life Support / High Risk | IES | ASP_GE | 97 | 5 | 0 | 2016-12-19 | Canyons/Desert
40000-Intermountain Medical Group | 73076 | Central Orem Clinic | 40000-Intermountain Medical Group | 73076-Central Orem Clinic | 40000~000000026397 | 854671 | K58042088 | IHCOCCSTXR | 18-431 | Radiographic Systems, Digital, | XR / RF | 1100 | CARESTREAM HEALTH INCORPORATED | DRX-ASCEND | 1 | 400D73076A | MG CENTRAL OREM CLINIC SUITE A | Unspecified | Life Support / High Risk | IES | ASP_GE | 64 | 5 | 0 | 2019-09-17 | Canyons/Desert
40000-Intermountain Medical Group | 73087 | West Valley Family Medicine | 40000-Intermountain Medical Group | 72039-West Valley InstaCare | 40000~000000019755 | 811901 | QG65-16R-3102 | IHWVUCSTXR | 18-431 | Radiographic Systems, Digital, | XR / RF | 1101 | CARESTREAM HEALTH INCORPORATED | DRX-ASCEND | 1 | 400D72039A | MG WEST VALLEY INSTACARE | Unspecified | Life Support / High Risk | IES | ASP_GE | 101 | 7 | 0 | 2016-08-15 | Canyons/Desert
40000-Intermountain Medical Group | 73103 | Lehi Clinic | 40000-Intermountain Medical Group | 72078-Lehi Instacare | 40000~000000023903 | 846983 | QRAD-18N-04042 | IHLEUCSTXR | 18-431 | Radiographic Systems, Digital, | XR / RF | 1102 | CARESTREAM HEALTH INCORPORATED | DRX-ASCEND | 1 | 400D72078A | MG LEHI INSTACARE | Unspecified | Life Support / High Risk | IES | ASP_GE | 78 | 5 | 0 | 2018-07-19 | Canyons/Desert
40000-Intermountain Medical Group | 74019 | Sports Med Specialists - Bntfl | 40000-Intermountain Medical Group | 74019-Sports Med Specialists - Bntfl | 40000~000000020409 | 817563 | K5481-9632 | IHSMCCSTXR | 18-431 | Radiographic Systems, Digital, | XR / RF | 1103 | CARESTREAM HEALTH INCORPORATED | DRX-ASCEND | 1 | 400D74019A | MG SPORTS MED SPEC BOUNTIFUL | Common Area | Life Support / High Risk | IES | ASP_GE | 99 | 7 | 0 | 2016-10-24 | Canyons/Desert
40000-Intermountain Medical Group | 74030 | Zion Ortho and Sports Medicine | 40000-Intermountain Medical Group | 74030-Zion Ortho and Sports Medicine | 40000~000000022639 | 826806 | 175230100156 | IHSWCCSTXR | 18-431 | Radiographic Systems, Digital, | XR / RF | 1104 | CARESTREAM HEALTH INCORPORATED | DRX-ASCEND | 1 | 400D74030A | MG ZION ORTHOPEDICS | Unspecified | Life Support / High Risk | IES | ASP_GE | 84 | 5 | 0 | 2018-01-22 | Canyons/Desert
40000-Intermountain Medical Group | 74108 | Ortho Specialty Group-Riverton | 40000-Intermountain Medical Group | 74108-Ortho Specialty Group-Riverton | 40000~000000019630 | 811008 | QRAD-16R-0638 | IHPSCCSTXR | 18-431 | Radiographic Systems, Digital, | XR / RF | 1105 | CARESTREAM HEALTH INCORPORATED | DRX-ASCEND | 1 | 400D74108A | MG ORTHO SPECIALTY GROUP RV | Unspecified | Life Support / High Risk | IES | ASP_GE | 103 | 7 | 0 | 2016-06-28 | Canyons/Desert
40000-Intermountain Medical Group | 74139 | Utah Valley Sports Medicine | 40000-Intermountain Medical Group | 74139-Utah Valley Sports Medicine | 40000~000000024115 | 835574 | 006035 | IHUVCCSTXR | 18-431 | Radiographic Systems, Digital, | XR / RF | 1106 | CARESTREAM HEALTH INCORPORATED | DRX-ASCEND | 1 | 400D74139A | MG UV SPORTS MEDICINE | Unspecified | Life Support / High Risk | IES | ASP_GE | 77 | 5 | 0 | 2018-08-06 | Canyons/Desert
40000-Intermountain Medical Group | 74177 | McKay-Dee Ortho and Sports Med | 13200-McKay-Dee Hospital Center | 21101-Radiology | 40000~000000019752 | 811790 | K4579-3116 | IHMKHCSTXR3 | 18-431 | Radiographic Systems, Digital, | XR / RF | 1107 | CARESTREAM HEALTH INCORPORATED | DRX-ASCEND | 1 | 132D21101A | MK RADIOLOGY 1ST FLR | Unspecified | Life Support / High Risk | IES | ASP_GE | 101 | 7 | 0 | 2016-08-31 | Canyons/Desert
40000-Intermountain Medical Group | 74177 | McKay-Dee Ortho and Sports Med | 40000-Intermountain Medical Group | 74049-Summit Orthopedics | 40000~000000019753 | 811794 | K4579-3105 | IHMKCCSTXR | 18-431 | Radiographic Systems, Digital, | XR / RF | 1108 | CARESTREAM HEALTH INCORPORATED | DRX-ASCEND | 1 | 400D74049A | MG MK ORTHOPEDICS STE 2600 | Unspecified | Life Support / High Risk | IES | ASP_GE | 101 | 7 | 0 | 2016-08-31 | Canyons/Desert
40000-Intermountain Medical Group | 74231 | Southern Utah Ortho Sports Med | 40000-Intermountain Medical Group | 74231-Southern Utah Ortho Sports Med | 40000~000000018068 | 808548 | QG50G2-16R-0208 | IHSUCCSTXR | 18-431 | Radiographic Systems, Digital, | XR / RF | 1109 | CARESTREAM HEALTH INCORPORATED | DRX-ASCEND | 1 | 400D74231A | MG SOUTHERN UTAH ORTHOPEDICS | Unspecified | Life Support / High Risk | IES | ASP_GE | 106 | 7 | 0 | 2016-03-18 | Canyons/Desert
40000-Intermountain Medical Group | 74334 | Spanish Fork Ortho Sports Med | 40000-Intermountain Medical Group | 74334-Spanish Fork Ortho Sports Med | 40000~000000029375 | 880071 | QGDIGDRX-20R-0416 | IHSCCCSTXR2 | 18-431 | Radiographic Systems, Digital, | XR / RF | 1110 | CARESTREAM HEALTH INCORPORATED | DRX-ASCEND | 1 | 400D74334A | MG SPANISH FORK ORTHO SPRTS MD | Unspecified | Life Support / High Risk | IES | ASP_GE | 45 | 5 | 1 | 2021-04-05 | Canyons/Desert
40000-Intermountain Medical Group | 77008 | Orem Workmed | 40000-Intermountain Medical Group | 77008-Orem Workmed | 40000~000000025990 | 849907 | K58041840 | IHWRCCSTXR | 18-431 | Radiographic Systems, Digital, | XR / RF | 1111 | CARESTREAM HEALTH INCORPORATED | DRX-ASCEND | 1 | 400D77008A | MG WORKMED OREM | Back Office | Life Support / High Risk | IES | ASP_GE | 67 | 5 | 0 | 2019-06-05 | Canyons/Desert
44000-Saltzer Medical Group Inc | 79731 | Caldwell Urgent Care | 44000-Saltzer Medical Group Inc | 79731-Caldwell Urgent Care | 44000~000000000962 | 760047 | K5806 0312 |  | 18-431 | Radiographic Systems, Digital, | XR / RF | 1112 | CARESTREAM HEALTH INCORPORATED | DRX-ASCEND | 1 | 440D79731A | SZ CALDWELL URGENT CARE | Unspecified | Life Support / High Risk | CRMC_CE | CASSIACRW6 | 49 | 5 | 1 | 2020-12-22 | Canyons/Desert
12800-LDS Hospital | 21101 | Radiology | 12800-LDS Hospital | 21101-Radiology | 12800~000000008253 | 132231 | 5839003A05 | 5722204 | 18-431 | Radiographic Systems, Digital, | XR / RF | 1076 | FUJI MEDICAL SYSTEMS USA INC | FCR 9501 | 1 | 128D21101A | LD RADIOLOGY L1 | Radiol L1 Rm 26 | Life Support / High Risk |  |  | 421 | 5 | 0 | 1990-01-01 | Canyons/Desert
40000-Intermountain Medical Group | 74138 | Utah Valley Ortho-North Valley | 11800-American Fork Hospital | 21101-Radiology | 40000~000000005909 | 490100 | QG400-11L-1106 | IHAFHQUAXR | 17-174 | Radiographic Systems, Film | XR / RF | 1131 | CARESTREAM HEALTH INCORPORATED | Q-RAD CS-2 | 1 | 118D21101A | AF RADIOLOGY | Unspecified | Life Support / High Risk | IES | ASP_GE | 156 | 5 | 0 | 2012-01-06 | Canyons/Desert
40000-Intermountain Medical Group | 77010 | Murray Workmed | 40000-Intermountain Medical Group | 77010-Murray Workmed | 40000~000000006169 | 511776 | QG400-12G-0703 | IHWMCQUAXR | 17-174 | Radiographic Systems, Film | XR / RF | 1133 | QUANTUM MEDICAL IMAGING | Q-RAD DS-4 | 1 | 400D77010A | MG WORKMED MURRAY | Murray Work Med | Life Support / High Risk | IES | ASP_GE | 149 | 7 | 0 | 2012-08-20 | Canyons/Desert
40000-Intermountain Medical Group | 74099 | Ortho Specialty Group-TOSH | 40000-Intermountain Medical Group | 74099-Ortho Specialty Group-TOSH | 40000~000000033908 |  |  |  | 17-174 | Radiographic Systems, Film | XR / RF | 1130 | QUANTUM MEDICAL IMAGING | Q-RAD DS-4 | 1 | 400D74099A | MG ORTHO SPCLTY GROUP TOSH A | Unspecified | Life Support / High Risk | IES | ASP_GE | 10 | 5 | 4 | 2024-04-01 | Canyons/Desert
40000-Intermountain Medical Group | 74099 | Ortho Specialty Group-TOSH | 40000-Intermountain Medical Group | 74099-Ortho Specialty Group-TOSH | 40000~000000033907 |  |  |  | 17-174 | Radiographic Systems, Film | XR / RF | 1129 | QUANTUM MEDICAL IMAGING | Q-RAD DS-4 | 1 | 400D74099A | MG ORTHO SPCLTY GROUP TOSH A | Unspecified | Life Support / High Risk | IES | ASP_GE | 10 | 5 | 4 | 2024-04-01 | Canyons/Desert
40000-Intermountain Medical Group | 74099 | Ortho Specialty Group-TOSH | 40000-Intermountain Medical Group | 74099-Ortho Specialty Group-TOSH | 40000~000000033906 |  |  |  | 17-174 | Radiographic Systems, Film | XR / RF | 1128 | QUANTUM MEDICAL IMAGING | Q-RAD DS-4 | 1 | 400D74099A | MG ORTHO SPCLTY GROUP TOSH A | Unspecified | Life Support / High Risk | IES | ASP_GE | 10 | 5 | 4 | 2024-04-01 | Canyons/Desert
40000-Intermountain Medical Group | 74099 | Ortho Specialty Group-TOSH | 40000-Intermountain Medical Group | 74099-Ortho Specialty Group-TOSH | 40000~000000033904 | 920449 | QG50G-07D-0402 |  | 17-174 | Radiographic Systems, Film | XR / RF | 1127 | QUANTUM MEDICAL IMAGING | Q-RAD DS-4 | 1 | 400D74099A | MG ORTHO SPCLTY GROUP TOSH A | Unspecified | Life Support / High Risk | IES | ASP_GE | 10 | 5 | 4 | 2024-04-01 | Canyons/Desert
40000-Intermountain Medical Group | 74053 | Snowbasin Clinic | 40000-Intermountain Medical Group | 74053-Snowbasin Clinic | 40000~000000005520 | 445514 | QG400-10J-0903 | IHSBCQUAXR | 17-174 | Radiographic Systems, Film | XR / RF | 1125 | QUANTUM MEDICAL IMAGING | Q-RAD DS-4 | 1 | 400D74053A | MG SNOWBASIN CLINIC | Unspecified | Life Support / High Risk | IES | ASP_GE | 171 | 5 | 0 | 2010-10-19 | Canyons/Desert
40000-Intermountain Medical Group | 73042 | South Sandy Clinic | 40000-Intermountain Medical Group | 73042-South Sandy Clinic | 40000~000000005504 | 434960 | UNKNOWN | IHSACQUAXR | 17-174 | Radiographic Systems, Film | XR / RF | 1124 | QUANTUM MEDICAL IMAGING | Q-RAD DS-4 | 1 | 400D73042A | MG SOUTH SANDY CLINIC | Radiology | Life Support / High Risk | IES | ASP_GE | 171 | 5 | 0 | 2010-10-04 | Canyons/Desert
40000-Intermountain Medical Group | 73031 | South Jordan Clinic | 40000-Intermountain Medical Group | 73031-South Jordan Clinic | 40000~000000005498 | 436915 | UNKNOWN | IHSJCQUAXR | 17-174 | Radiographic Systems, Film | XR / RF | 1123 | QUANTUM MEDICAL IMAGING | Q-RAD DS-4 | 1 | 400D73031A | MG SOUTH JORDAN CLINIC | Radiol Common Area | Life Support / High Risk | IES | ASP_GE | 170 | 5 | 0 | 2010-11-15 | Canyons/Desert
40000-Intermountain Medical Group | 73004 | Moroni Clinic | 40000-Intermountain Medical Group | 73004-Moroni Clinic | 40000~000000020821 | 816054 | QRAD20202 | IHMRCQUAXR | 17-174 | Radiographic Systems, Film | XR / RF | 1122 | QUANTUM MEDICAL IMAGING | Q-RAD DS-4 | 1 | 400D73004A | MG MORONI CLINIC | Common Area | Life Support / High Risk | IES | ASP_GE | 97 | 5 | 0 | 2016-12-28 | Canyons/Desert
40000-Intermountain Medical Group | 73003 | Manti Family Clinic | 40000-Intermountain Medical Group | 73003-Manti Family Clinic | 40000~000000005493 | 447855 | 1612858 | IHMACQUAXR | 17-174 | Radiographic Systems, Film | XR / RF | 1121 | QUANTUM MEDICAL IMAGING | Q-RAD DS-4 | 1 | 400D73003A | MG MANTI CLINIC | FP Manti Clinic | Life Support / High Risk | IES | ASP_GE | 170 | 5 | 0 | 2010-11-15 | Canyons/Desert
40000-Intermountain Medical Group | 72037 | Park City Bonanza Instacare | 40000-Intermountain Medical Group | 72037-Park City Bonanza Instacare | 40000~000000015077 | 800064 | QG50G2-14N-1002 | IHPCUQUAXR | 17-174 | Radiographic Systems, Film | XR / RF | 1120 | QUANTUM MEDICAL IMAGING | Q-RAD DS-4 | 1 | 400D72037A | MG PARK CITY BONANZA INSTACARE | Unspecified | Life Support / High Risk | IES | ASP_GE | 123 | 7 | 0 | 2014-10-10 | Canyons/Desert
40000-Intermountain Medical Group | 42943 | Cottonwood Administration | 40000-Intermountain Medical Group | 72013-Cottonwood Instacare | 40000~000000018116 | 807838 | QRAD-16R-0245 | IHCWUQUAXR | 17-174 | Radiographic Systems, Film | XR / RF | 1119 | QUANTUM MEDICAL IMAGING | Q-RAD DS-4 | 1 | 400D72013A | MG COTTONWOOD INSTACARE | Murray Instacare Radiol | Life Support / High Risk | IES | ASP_GE | 107 | 7 | 0 | 2016-03-01 | Canyons/Desert
14800-Heber Valley Hospital | 21101 | Radiology | 40000-Intermountain Medical Group | 72013-Cottonwood Instacare | 14800~000000001894 |  |  |  | 17-174 | Radiographic Systems, Film | XR / RF | 1118 | QUANTUM MEDICAL IMAGING | Q-RAD DS-4 | 1 | 400D72013A | MG COTTONWOOD INSTACARE | Murray Instacare Radiol | Life Support / High Risk | IES | ASP_GE | 107 | 7 | 0 | 2016-03-01 | Canyons/Desert
13200-McKay-Dee Hospital Center | 70006 | Family Practice Clinic | 13200-McKay-Dee Hospital Center | 70006-Family Practice Clinic | 13200~000000009042 | 506943 | QG40-12E-0512 | IHMKHQUAXR | 17-174 | Radiographic Systems, Film | XR / RF | 1116 | QUANTUM MEDICAL IMAGING | Q-RAD DS-4 | 1 | 132D70006A | MK PORTER FAMILY MED LA | FP Clinic Radiology | Life Support / High Risk | IES | ASP_GE | 151 | 20 | 7 | 2012-06-20 | Canyons/Desert
13400-Orem Community Hospital | 21101 | Radiology | 13400-Orem Community Hospital | 21101-Radiology | 13400~000000000512 | 238071 | 400-072796 | IHOCHSIEXR2/400-072796 | 17-174 | Radiographic Systems, Film | XR / RF | 1117 | SIEMENS HEALTHCARE | AXIOM MULTIX TOP | 1 | 134D21101A | OR RADIOLOGY | Radiology | Life Support / High Risk | IES | ASP_GE | 288 | 5 | 0 | 2001-01-31 | Canyons/Desert
40000-Intermountain Medical Group | 74096 | Sandy OB-GYN - England | 40000-Intermountain Medical Group | 32312-Facility Support | 40000~000000008475 | 132556 | UNK | AM1272009 | 17-174 | Radiographic Systems, Film | XR / RF | 1126 | SIEMENS HEALTHCARE | AXIOM MULTIX TOP | 1 | 400D32312A | MG MED GROUP SUPPORT OFFICE | Radiology 1 Oc | Life Support / High Risk |  |  | 421 | 5 | 0 | 1990-01-01 | Canyons/Desert
12900-Layton Hospital | 21101 | Radiology | 12900-Layton Hospital | 21101-Radiology | 12900~000000002598 | 838584 | 400571411 | IHLYHSIEXR/400-571411 | 17-174 | Radiographic Systems, Film | XR / RF | 1115 | SIEMENS HEALTHCARE | MULTIX UPH | 1 | 129D21101A | LA RADIOLOGY | Unspecified | Life Support / High Risk | IES | ASP_GE | 78 | 5 | 0 | 2018-08-01 | Canyons/Desert
13200-McKay-Dee Hospital Center | 21101 | Radiology | 13200-McKay-Dee Hospital Center | 21101-Radiology | 13200~000000010501 | 186853 | 01064 | IHMKHSIEXR2/400-074362 | 10-822 | Radiographic Units, Chest | XR / RF | 1137 | SIEMENS HEALTHCARE | VERTIX FD | 1 | 132D21101A | MK RADIOLOGY 1ST FLR | Rad Rm 3 | Life Support / High Risk | IES | ASP_GE | 274 | 5 | 0 | 2002-04-01 | Canyons/Desert
14300-Park City Hospital | 22104 | Operating Rooms | 14300-Park City Hospital | 22104-Operating Rooms | 14300~000000001257 | 414748 | 4501073234 | 4501073234 | 99-097 | Radiographic/Fluoroscopic Syst | XR / RF | 1366 | MEDTRONIC INCORPORATED | FUSION | 1 | 143D22104A | PK OPERATING ROOM | Common Area | Life Support / High Risk | IES | ASP_GE | 178 | 5 | 0 | 2010-03-23 | Canyons/Desert
11800-American Fork Hospital | 22104 | Operating Rooms | 11800-American Fork Hospital | 21101-Radiology | 11800~000000004966 | 877429 | 4014 | IHAFHSIEXR1/400-453306 | 16-212 | Radiographic/Fluoroscopic Syst | XR / RF | 1293 | SIEMENS HEALTHCARE | UROSKOP OMNIA | 1 | 118D21101A | AF RADIOLOGY | Unspecified | Life Support / High Risk | IES | ASP_GE | 124 | 5 | 0 | 2014-10-01 | Canyons/Desert
11800-American Fork Hospital | 22104 | Operating Rooms | 11800-American Fork Hospital | 22104-Operating Rooms | 11800~000000007850 | 907591 | 2332 |  | 16-212 | Radiographic/Fluoroscopic Syst | XR / RF | 1295 | SIEMENS HEALTHCARE | UROSKOP OMNIA | 1 | 118D22104A | AF OPERATING ROOM | Or 1 | Life Support / High Risk | AFH_CE | AFCREW1_CE | 21 | 5 | 3 | 2023-04-19 | Canyons/Desert
13200-McKay-Dee Hospital Center | 22104 | Operating Rooms | 13200-McKay-Dee Hospital Center | 22104-Operating Rooms | 13200~000000009536 | 574812 | 3134 | IHMKHSIERF2/400-457452 | 16-212 | Radiographic/Fluoroscopic Syst | XR / RF | 1342 | SIEMENS HEALTHCARE | UROSKOP OMNIA | 1 | 132D22104A | MK OPERATING ROOM L2 | Or 8 | Life Support / High Risk | IES | ASP_GE | 132 | 7 | 0 | 2014-01-20 | Canyons/Desert
15400-Intermountain Medical Center | 21101 | Radiology | 15400-Intermountain Medical Center | 21101-Radiology | 15400~000000033394 | 848233 | 63112 | IHMCHSIERF6/400-569978 | 16-885 | Radiographic/Fluoroscopic Syst | XR / RF | 1400 | SIEMENS HEALTHCARE | LUMINOS AGILE | 1 | 154D21101A | IM RADIOLOGY ADMI OFFICE TLL1 | Unspecified | Life Support / High Risk | IES | ASP_GE | 71 | 7 | 1 | 2019-03-01 | Canyons/Desert
14400-Utah Valley Hospital | 22451 | Endoscopy Lab | 14400-Utah Valley Hospital | 22451-Endoscopy Lab | 14400~000000014827 | 807429 | 60465 | IHUVHSIERF/400-498374 | 16-885 | Radiographic/Fluoroscopic Syst | XR / RF | 1383 | SIEMENS HEALTHCARE | LUMINOS AGILE | 1 | 144D22451A | UV ENDOSCOPY LAB | Ercp (Flouro) Rm | Life Support / High Risk | IES | ASP_SIEMEN | 111 | 8 | 0 | 2015-10-18 | Canyons/Desert
14100-Spanish Fork Hospital | 21101 | Radiology | 14100-Spanish Fork Hospital | 21101-Radiology | 14100~000000002965 | 880075 | 63330 | IHSFHSIERF | 16-885 | Radiographic/Fluoroscopic Syst | XR / RF | 1362 | SIEMENS HEALTHCARE | LUMINOS AGILE | 1 | 141D21101A | SF RADIOLOGY | Radiology 01 | Life Support / High Risk | IES | ASP_GE | 45 | 5 | 1 | 2021-04-02 | Canyons/Desert
13800-Primary Childrens Hospital | 21102 | Angiography | 37600-Primary Childrens - Layton | 21201-Magnetic Res Imaging - MRI | 13800~000000025605 | 832228 | 400-558687 | IHLYHSIERF/400-558687 | 16-885 | Radiographic/Fluoroscopic Syst | XR / RF | 1354 | SIEMENS HEALTHCARE | LUMINOS AGILE | 1 | 376D21201A | PL MRI | Unspecified | Life Support / High Risk | IES | ASP_GE | 90 | 7 | 0 | 2017-07-28 | Canyons/Desert
13200-McKay-Dee Hospital Center | 22451 | Endoscopy Lab | 13200-McKay-Dee Hospital Center | 22451-Endoscopy Lab | 13200~000000009436 | 557490 | 60164 | IHMKHSIERF1/400-434989 | 16-885 | Radiographic/Fluoroscopic Syst | XR / RF | 1346 | SIEMENS HEALTHCARE | LUMINOS AGILE | 1 | 132D22451A | MK ENDOSCOPY 2ND FLR | GI Lab Common Area | Life Support / High Risk | IES | ASP_GE | 136 | 7 | 0 | 2013-09-05 | Canyons/Desert
13200-McKay-Dee Hospital Center | 21101 | Radiology | 13200-McKay-Dee Hospital Center | 21101-Radiology | 13200~000000016953 | 806025 | 5037 | IHMKHSIERF4/400-506052 | 16-885 | Radiographic/Fluoroscopic Syst | XR / RF | 1339 | SIEMENS HEALTHCARE | LUMINOS AGILE | 1 | 132D21101A | MK RADIOLOGY 1ST FLR | Common Area | Life Support / High Risk | IES | ASP_GE | 110 | 7 | 0 | 2015-11-13 | Canyons/Desert
13200-McKay-Dee Hospital Center | 21101 | Radiology | 13200-McKay-Dee Hospital Center | 21101-Radiology | 13200~000000015668 | 728005 | 403271452 | IHMKHSIERF3/400-480541 | 16-885 | Radiographic/Fluoroscopic Syst | XR / RF | 1338 | SIEMENS HEALTHCARE | LUMINOS AGILE | 1 | 132D21101A | MK RADIOLOGY 1ST FLR | Common Area | Life Support / High Risk | IES | ASP_GE | 124 | 7 | 0 | 2014-09-03 | Canyons/Desert
12800-LDS Hospital | 21101 | Radiology | 12800-LDS Hospital | 21101-Radiology | 12800~000000012548 | 808016 | 61207 | IHLDHSIERF/400-518756 | 16-885 | Radiographic/Fluoroscopic Syst | XR / RF | 1317 | SIEMENS HEALTHCARE | LUMINOS AGILE | 1 | 128D21101A | LD RADIOLOGY L1 | Unspecified | Life Support / High Risk | IES | ASP_GE | 105 | 8 | 0 | 2016-04-29 | Canyons/Desert
15400-Intermountain Medical Center | 22451 | Endoscopy Lab | 15400-Intermountain Medical Center | 22451-Endoscopy Lab | 15400~000000005916 | 349562 | 1060 / 400-196604 | IHMCHSIERF3/400-196604 | 16-885 | Radiographic/Fluoroscopic Syst | XR / RF | 1411 | SIEMENS HEALTHCARE | AXIOM LUMINOS TF | 1 | 154D22451A | IM ENDOSCOPY EL2 | BldgB Endo L2 Common Area | Life Support / High Risk | IES | ASP_GE | 207 | 8 | 0 | 2007-11-01 | Canyons/Desert
15400-Intermountain Medical Center | 21101 | Radiology | 15400-Intermountain Medical Center | 21101-Radiology | 15400~000000019803 | 352149 | 1332 | IHMCHSIERF2/400-196593 | 16-885 | Radiographic/Fluoroscopic Syst | XR / RF | 1399 | SIEMENS HEALTHCARE | AXIOM LUMINOS TF | 1 | 154D21101A | IM RADIOLOGY ADMI OFFICE TLL1 | Bldg C LL1 Radiol Xray Room 2 | Life Support / High Risk | IES | ASP_GE | 207 | 5 | 0 | 2007-10-30 | Canyons/Desert
15400-Intermountain Medical Center | 21101 | Radiology | 15400-Intermountain Medical Center | 21101-Radiology | 15400~000000005917 | 352157 | 1355 | IHMCHSIERF5/400-196597 | 16-885 | Radiographic/Fluoroscopic Syst | XR / RF | 1392 | SIEMENS HEALTHCARE | AXIOM LUMINOS TF | 1 | 154D21101A | IM RADIOLOGY ADMI OFFICE TLL1 | Bldg C LL1 Radiol Xray Room 1 | Life Support / High Risk | IES | ASP_GE | 207 | 8 | 0 | 2007-11-01 | Canyons/Desert
12800-LDS Hospital | 21101 | Radiology | 12800-LDS Hospital | 21102-Angiography | 12800~000000004942 | 449044 | 29103 A 2300206 | IHLDHPHLRF | 16-885 | Radiographic/Fluoroscopic Syst | XR / RF | 1318 | PHILIPS HEALTHCARE | BUCKY DIAGNOST TH CORE BLOCK | 1 | 128D21102A | LD ANGIOGRAPHY L1 | Allocated To Angio | Life Support / High Risk | IES | ASP_GE | 168 | 5 | 0 | 2011-01-08 | Canyons/Desert
13200-McKay-Dee Hospital Center | 21101 | Radiology | 13200-McKay-Dee Hospital Center | 21101-Radiology | 13200~000000006242 | 372156 | 414930/SN08000055 | IHMKHPHLXR1 | 16-885 | Radiographic/Fluoroscopic Syst | XR / RF | 1335 | PHILIPS HEALTHCARE | BUCKY DIAGNOST TH CORE BLOCK | 1 | 132D21101A | MK RADIOLOGY 1ST FLR | Quick Diagnostics | Life Support / High Risk | IES | ASP_GE | 193 | 5 | 0 | 2009-01-01 | Canyons/Desert
13800-Primary Childrens Hospital | 21101 | Radiology | 13800-Primary Childrens Hospital | 21101-Radiology | 13800~000000012786 | 353918 | SITEID#544055 | IHPCHPHLXR1 | 16-885 | Radiographic/Fluoroscopic Syst | XR / RF | 1351 | PHILIPS HEALTHCARE | BUCKY DIAGNOST TH CORE BLOCK | 1 | 138D21101A | PC MEDICAL IMAGING 1ST FLR W | Radiographic Rm 7 | Life Support / High Risk | IES | ASP_GE | 218 | 5 | 0 | 2006-12-01 | Canyons/Desert
15400-Intermountain Medical Center | 21101 | Radiology | 15400-Intermountain Medical Center | 21101-Radiology | 15400~000000006598 | 344868 | 07 01 0434 | IHMCHPHLRF3 | 16-885 | Radiographic/Fluoroscopic Syst | XR / RF | 1393 | PHILIPS HEALTHCARE | BUCKY DIAGNOST TH CORE BLOCK | 1 | 154D21101A | IM RADIOLOGY ADMI OFFICE TLL1 | BldgB L2 OutptRadCommon Area | Life Support / High Risk | IES | ASP_GE | 207 | 5 | 0 | 2007-11-01 | Canyons/Desert
15400-Intermountain Medical Center | 21101 | Radiology | 15400-Intermountain Medical Center | 21101-Radiology | 15400~000000006600 | 352147 | 07 01 0443 | IHMCHPHLRF5 | 16-885 | Radiographic/Fluoroscopic Syst | XR / RF | 1394 | PHILIPS HEALTHCARE | BUCKY DIAGNOST TH CORE BLOCK | 1 | 154D21101A | IM RADIOLOGY ADMI OFFICE TLL1 | Bldg C LL1 Radiol Common Area | Life Support / High Risk | IES | ASP_GE | 207 | 5 | 0 | 2007-11-01 | Canyons/Desert
15400-Intermountain Medical Center | 21101 | Radiology | 15400-Intermountain Medical Center | 21101-Radiology | 15400~000000006602 | 352148 | 07 01 0419 | IHMCHPHLRF6 | 16-885 | Radiographic/Fluoroscopic Syst | XR / RF | 1396 | PHILIPS HEALTHCARE | BUCKY DIAGNOST TH CORE BLOCK | 1 | 154D21101A | IM RADIOLOGY ADMI OFFICE TLL1 | Bldg C LL1 Radiol Xray Room 3 | Life Support / High Risk | IES | ASP_GE | 207 | 5 | 0 | 2007-11-01 | Canyons/Desert
15400-Intermountain Medical Center | 21101 | Radiology | 15400-Intermountain Medical Center | 21101-Radiology | 15400~000000006603 | 344865 | 359449 | IHMCHPHLRF2 | 16-885 | Radiographic/Fluoroscopic Syst | XR / RF | 1397 | PHILIPS HEALTHCARE | BUCKY DIAGNOST TH CORE BLOCK | 1 | 154D21101A | IM RADIOLOGY ADMI OFFICE TLL1 | BldgB L2 OutptRadCommon Area | Life Support / High Risk | IES | ASP_GE | 207 | 5 | 0 | 2007-11-01 | Canyons/Desert
12800-LDS Hospital | 21101 | Radiology | 12800-LDS Hospital | 21101-Radiology | 12800~000000004940 | 448957 | UNKNOWN | IHLDHPHLXR | 16-885 | Radiographic/Fluoroscopic Syst | XR / RF | 1316 | PHILIPS HEALTHCARE | BUCKY DIAGNOST VE | 1 | 128D21101A | LD RADIOLOGY L1 | Radiol L1 Common Area | Life Support / High Risk | IES | ASP_GE | 167 | 5 | 0 | 2011-02-04 | Canyons/Desert
13800-Primary Childrens Hospital | 21101 | Radiology | 13800-Primary Childrens Hospital | 21601-Ultrasound | 13800~000000007992 | 463976 | 52958133 | IHPCHPHLXR3 | 16-885 | Radiographic/Fluoroscopic Syst | XR / RF | 1352 | PHILIPS HEALTHCARE | BUCKY DIAGNOST VE | 1 | 138D21601A | PC ULT RADIOLOGY 1ST FLR W | Unspecified | Life Support / High Risk | IES | ASP_GE | 161 | 20 | 7 | 2011-08-31 | Canyons/Desert
15400-Intermountain Medical Center | 21101 | Radiology | 15400-Intermountain Medical Center | 21101-Radiology | 15400~000000006601 | 352145 | 550357 | IHMCHPHLXR1 | 16-885 | Radiographic/Fluoroscopic Syst | XR / RF | 1395 | PHILIPS HEALTHCARE | BUCKY DIAGNOST VE | 1 | 154D21101A | IM RADIOLOGY ADMI OFFICE TLL1 | Bldg C LL1 Radiol Common Area | Life Support / High Risk | IES | ASP_GE | 207 | 5 | 0 | 2007-11-01 | Canyons/Desert
11800-American Fork Hospital | 21101 | Radiology | 11800-American Fork Hospital | 21101-Radiology | 11800~000000001434 | 490148 | 153979015 | IHAFHPHLRF | 18-437 | Radiographic/Fluoroscopic Syst | XR / RF | 1291 | PHILIPS HEALTHCARE | EASYDIAGNOST ELEVA | 1 | 118D21101A | AF RADIOLOGY | X-Ray | Life Support / High Risk | IES | ASP_GE | 161 | 5 | 0 | 2011-08-25 | Canyons/Desert
13800-Primary Childrens Hospital | 21001 | Imaging Administration | 13800-Primary Childrens Hospital | 21001-Imaging Administration | 13800~000000023476 | 813720 | 62305530 | IHPCHPHLRF3 | 18-437 | Radiographic/Fluoroscopic Syst | XR / RF | 1349 | PHILIPS HEALTHCARE | EASYDIAGNOST ELEVA | 1 | 138D21001A | PC IMAGING L1 | Unspecified | Life Support / High Risk | IES | ASP_GE | 98 | 5 | 0 | 2016-11-04 | Canyons/Desert
14400-Utah Valley Hospital | 21101 | Radiology | 14400-Utah Valley Hospital | 21101-Radiology | 14400~000000006409 | 449279 | 11000026 | IHUVHPHLRF | 18-437 | Radiographic/Fluoroscopic Syst | XR / RF | 1373 | PHILIPS HEALTHCARE | EASYDIAGNOST ELEVA | 1 | 144D21101A | UV RADIOLOGY | 7 | Life Support / High Risk | IES | ASP_GE | 163 | 5 | 0 | 2011-06-14 | Canyons/Desert
13900-Riverton Hospital | 21101 | Radiology | 13900-Riverton Hospital | 21101-Radiology | 13900~000000000851 | 412208 | 42550937 | IHRVHPHLRF1 | 18-437 | Radiographic/Fluoroscopic Syst | XR / RF | 1359 | PHILIPS HEALTHCARE | EASYDIAGNOST ELEVA DRF | 1 | 139D21101A | RV RADIOLOGY | Rad Rm | Life Support / High Risk | IES | ASP_GE | 183 | 5 | 0 | 2009-11-01 | Canyons/Desert
37500-Primary Childrens - Riverton | 21101 | Radiology | 37500-Primary Childrens - Riverton | 21101-Radiology | 37500~000000000172 | 404447 | 42473347 | IHRVHPHLRF4 | 18-437 | Radiographic/Fluoroscopic Syst | XR / RF | 1417 | PHILIPS HEALTHCARE | EASYDIAGNOST ELEVA DRF | 1 | 375D21101A | PR RADIOLOGY | Rad-Flouro 2 | Life Support / High Risk | IES | ASP_GE | 183 | 20 | 5 | 2009-11-01 | Canyons/Desert
37500-Primary Childrens - Riverton | 21101 | Radiology | 37500-Primary Childrens - Riverton | 21101-Radiology | 37500~000000000176 | 404446 | 428620 | IHRVHPHLRF3 | 18-437 | Radiographic/Fluoroscopic Syst | XR / RF | 1418 | PHILIPS HEALTHCARE | EASYDIAGNOST ELEVA DRF | 1 | 375D21101A | PR RADIOLOGY | Rad-Flouro 1 | Life Support / High Risk | IES | ASP_GE | 183 | 20 | 5 | 2009-11-01 | Canyons/Desert
11600-Alta View Hospital | 21101 | Radiology | 11300-Supply Chain Organization | 32213-Asset Recovery - SLC | 11600~000000002799 | 474855 | 53695522 | IHAVHPHLRF2 | 16-885 | Radiographic/Fluoroscopic Syst | XR / RF | 1288 | PHILIPS HEALTHCARE | JUNO DRF | 1 | 113D32213C | SC ASSET RECOVERY AIRPORT WHS | Sold | Life Support / High Risk | IES | ASP_GE | 159 | 5 | 0 | 2011-10-20 | Canyons/Desert
15400-Intermountain Medical Center | 21101 | Radiology | 15400-Intermountain Medical Center | 21101-Radiology | 15400~000000005048 | 295488 | 544123 | IHMCHPHLRF1 | 17-192 | Radiographic/Fluoroscopic Syst | XR / RF | 1391 | PHILIPS HEALTHCARE | MULTIDIAGNOST ELEVA | 1 | 154D21101A | IM RADIOLOGY ADMI OFFICE TLL1 | BldgB L2 OutptRadCommon Area | Life Support / High Risk | IES | ASP_GE | 222 | 5 | 0 | 2006-07-25 | Canyons/Desert
11600-Alta View Hospital | 21101 | Radiology | 11600-Alta View Hospital | 21101-Radiology | 11600~000000003072 | 527109 | 000032 | IHAVHPHLRF3 | 17-192 | Radiographic/Fluoroscopic Syst | XR / RF | 1289 | PHILIPS HEALTHCARE | MULTIDIAGNOST ELEVA | 1 | 116D21101A | AV RADIOLOGY | X-Ray | Life Support / High Risk | IES | ASP_GE | 144 | 7 | 0 | 2013-01-10 | Canyons/Desert
13800-Primary Childrens Hospital | 21101 | Radiology | 13800-Primary Childrens Hospital | 21001-Imaging Administration | 13800~000000029483 | 864553 | 10000020 | IHPCHPHLRF4 | 99-108 | Radiographic/Fluoroscopic Syst | XR / RF | 1350 | PHILIPS HEALTHCARE | PROXIDIAGNOST N90 | 1 | 138D21001A | PC IMAGING L1 | Imaging Administration | Non Life Support | IES | ASP_GE | 52 | 5 | 1 | 2020-09-08 | Canyons/Desert

## Maps Canyon-Desert
Focus on Central Concentration of Sites - Excluding GE & Hologic; Focused on core imaging modalities

## HELP
Details for Count of Tag Number - Manufacturer Name: ACUSON CORPORATION, Current Asset Location Facility Number and Name: 11000-Central Office (+)
Current Facility Number and Name | Current Department Number | Current Department Name | Current Asset Location Facility Number and Name | Current Asset Location Department Number and Name | Asset Code | Tag Number | Serial Number | Vendor Equipment ID | Asset Subtype Number | Asset Subtype Name | Modality | Ref # | Manufacturer Name | Model ID | # of Assets | Current Location ID | Current Location Name | Current Area ID Description | Asset Criticality Name | Current Work Order Shop | Current Work Order Crew | Age of Asset in Months | Life in Years | Remaining Life in Years | Date Placed in Service | Region
11800-American Fork Hospital | 20102 | Emergency Dept - Satellite | 11800-American Fork Hospital | 20102-Emergency Dept - Satellite | 11800~000000008131 | 913311 | BB5SE23600135HL |  | 18-032 | Digital Imaging Systems, Porta | C-Arms | 288 | OEC MEDICAL SYSTEMS INC | ELITE MINI VIEW | 1 | 118D20102A | SS EMERGENCY DEPT SATELLITE | Nurses Station | Non Life Support | IES | ASP_GE | 15 | 5 | 4 | 2023-10-17 | Canyons/Desert
13800-Primary Childrens Hospital | 22104 | Operating Rooms | 13800-Primary Childrens Hospital | 22104-Operating Rooms | 13800~000000031873 | 900740 | BB5SSU1900161HL | BB5S111900161 | 18-032 | Digital Imaging Systems, Porta | C-Arms | 295 | OEC MEDICAL SYSTEMS INC | ELITE MINI VIEW | 1 | 138D22104A | PC OR L2 | OR Equipment Store Room | Non Life Support | IES | ASP_GE OEC | 27 | 5 | 3 | 2022-10-12 | Canyons/Desert
13800-Primary Childrens Hospital | 22104 | Operating Rooms | 13800-Primary Childrens Hospital | 22104-Operating Rooms | 13800~000000032857 | 907851 | BB5SD2300114HL |  | 18-032 | Digital Imaging Systems, Porta | C-Arms | 296 | OEC MEDICAL SYSTEMS INC | ELITE MINI VIEW | 1 | 138D22104A | PC OR L2 | OR Equipment Store Room | Non Life Support | IES | ASP_GE | 21 | 5 | 3 | 2023-04-27 | Canyons/Desert
13800-Primary Childrens Hospital | 22104 | Operating Rooms | 13800-Primary Childrens Hospital | 22104-Operating Rooms | 13800~000000000993 | 558329 | 000122 | IHPCHPHLCA2 | 11-758 | Radiographic/Fluoroscopic Unit | C-Arms | 1508 | PHILIPS HEALTHCARE | VERADIUS | 1 | 138D22104A | PC OR L2 | Surgery | Life Support / High Risk | IES | ASP_GE | 137 | 5 | 0 | 2013-08-05 | Canyons/Desert
14400-Utah Valley Hospital | 22104 | Operating Rooms | 14400-Utah Valley Hospital | 22104-Operating Rooms | 14400~000000007243 | 546908 | 94 | IHUVHPHLCA5 | 11-758 | Radiographic/Fluoroscopic Unit | C-Arms | 1534 | PHILIPS HEALTHCARE | VERADIUS | 1 | 144D22104A | UV OPERATING ROOM | Back Hallway | Life Support / High Risk | IES | ASP_GE | 151 | 5 | 0 | 2012-06-27 | Canyons/Desert
14400-Utah Valley Hospital | 22104 | Operating Rooms | 14400-Utah Valley Hospital | 22104-Operating Rooms | 14400~000000015196 | 813423 | 000262 | IHUVHPHLCA6 | 11-758 | Radiographic/Fluoroscopic Unit | C-Arms | 1537 | PHILIPS HEALTHCARE | VERADIUS | 1 | 144D22104A | UV OPERATING ROOM | Common Area | Life Support / High Risk | IES | ASP_GE | 103 | 7 | 0 | 2016-06-15 | Canyons/Desert
15400-Intermountain Medical Center | 21111 | Radiology TOSH | 37000-The Orthopedic Specialty Hosp | 21101-Radiology | 15400~000000042443 | 523741 | 683 | IHOSHPHLCA | 11-758 | Radiographic/Fluoroscopic Unit | C-Arms | 1561 | PHILIPS HEALTHCARE | VERADIUS | 1 | 370D21101A | TO RADIOLOGY BLDG 4 L1 | X-Ray Rm | Life Support / High Risk | IES | ASP_GE | 144 | 7 | 0 | 2013-01-04 | Canyons/Desert
40000-Intermountain Medical Group | 74079 | Intrmtn Urological Institute | 40000-Intermountain Medical Group | 74079-Intrmtn Urological Institute | 40000~000000004634 | 369838 | 000237 | IHMCHPHLCA7 | 11-758 | Radiographic/Fluoroscopic Unit | C-Arms | 1595 | PHILIPS HEALTHCARE | BV PULSERA | 1 | 400D74079A | MG UROLOGICAL INST STE 720 | Unspecified | Life Support / High Risk | IES | ASP_GE | 192 | 5 | 0 | 2009-01-13 | Canyons/Desert
38500-Provo Surgery Center | 22203 | Surgical Center | 38500-Provo Surgery Center | 22203-Surgical Center | 38500~000000000001 | 338238 | 001497 | IHUVHPHLCA2 | 11-758 | Radiographic/Fluoroscopic Unit | C-Arms | 1582 | PHILIPS HEALTHCARE | BV PULSERA | 1 | 385D22203A | PVASC SURGICAL CENTER | Unspecified | Life Support / High Risk | IES | ASP_GE | 194 | 5 | 0 | 2008-11-30 | Canyons/Desert
15400-Intermountain Medical Center | 21101 | Radiology | 15400-Intermountain Medical Center | 21101-Radiology | 15400~000000013113 | 345278 | 001689 | IHMCHPHLCA2 | 11-758 | Radiographic/Fluoroscopic Unit | C-Arms | 1554 | PHILIPS HEALTHCARE | BV PULSERA | 1 | 154D21101A | IM RADIOLOGY ADMI OFFICE TLL1 | Green C-Arm | Life Support / High Risk | IES | ASP_GE | 205 | 5 | 0 | 2007-12-06 | Canyons/Desert
15400-Intermountain Medical Center | 21101 | Radiology | 15400-Intermountain Medical Center | 21101-Radiology | 15400~000000013112 | 347649 | 001659 | IHMCHPHLCA3 | 11-758 | Radiographic/Fluoroscopic Unit | C-Arms | 1553 | PHILIPS HEALTHCARE | BV PULSERA | 1 | 154D21101A | IM RADIOLOGY ADMI OFFICE TLL1 | Bldg C LL1 Radiol Common Area | Life Support / High Risk | IES | ASP_GE | 205 | 5 | 0 | 2007-12-06 | Canyons/Desert
15400-Intermountain Medical Center | 21101 | Radiology | 15400-Intermountain Medical Center | 21101-Radiology | 15400~000000013109 | 348898 | 001690 | IHMCHPHLCA6 | 11-758 | Radiographic/Fluoroscopic Unit | C-Arms | 1552 | PHILIPS HEALTHCARE | BV PULSERA | 1 | 154D21101A | IM RADIOLOGY ADMI OFFICE TLL1 | Orange C-Arm | Life Support / High Risk | IES | ASP_GE | 205 | 5 | 0 | 2007-12-06 | Canyons/Desert
14300-Park City Hospital | 21101 | Radiology | 14300-Park City Hospital | 21101-Radiology | 14300~000000000450 | 440401 | 820 | IHPCHPHLCA4 | 11-758 | Radiographic/Fluoroscopic Unit | C-Arms | 1524 | PHILIPS HEALTHCARE | BV PULSERA | 1 | 143D21101A | PK XRAY RADIOLOGY | Radiol Common Area | Life Support / High Risk | IES | ASP_GE | 184 | 5 | 0 | 2009-09-26 | Canyons/Desert
13800-Primary Childrens Hospital | 21101 | Radiology | 13800-Primary Childrens Hospital | 21101-Radiology | 13800~000000005603 | 346915 | 002106 | IHPCHPHLCA1 | 11-758 | Radiographic/Fluoroscopic Unit | C-Arms | 1503 | PHILIPS HEALTHCARE | BV PULSERA | 1 | 138D21101A | PC MEDICAL IMAGING 1ST FLR W | Ultrasound 1D158 | Life Support / High Risk | IES | ASP_GE | 205 | 5 | 0 | 2008-01-01 | Canyons/Desert
13400-Orem Community Hospital | 21201 | Magnetic Res Imaging - MRI | 13400-Orem Community Hospital | 21201-Magnetic Res Imaging - MRI | 13400~000000001816 | 817689 | FK00551 | IHOCHPHLCA | 11-758 | Radiographic/Fluoroscopic Unit | C-Arms | 1499 | PHILIPS HEALTHCARE | BV PULSERA | 1 | 134D21201A | OR IMAGING CENTER OREM | Unspecified | Life Support / High Risk | IES | ASP_GE | 93 | 5 | 0 | 2017-04-17 | Canyons/Desert
11800-American Fork Hospital | 22104 | Operating Rooms | 11800-American Fork Hospital | 22104-Operating Rooms | 11800~000000001099 | 356467 | 559003 | IHAFHPHLCA | 11-758 | Radiographic/Fluoroscopic Unit | C-Arms | 1441 | PHILIPS HEALTHCARE | BV PULSERA | 1 | 118D22104A | AF OPERATING ROOM | Standby O.R. | Life Support / High Risk | IES | ASP_GE | 202 | 5 | 0 | 2008-03-19 | Canyons/Desert
11800-American Fork Hospital | 22104 | Operating Rooms | 11800-American Fork Hospital | 32215-Clinical Engineering | 11800~000000007827 | 908474 | 5V0109 | IHAFHORTCA2 | 18-435 | Radiographic/Fluoroscopic Unit | C-Arms | 1444 | ORTHOSCAN INCORPORATED | TAU 2020 | 1 | 118D32215A | AF CLINICAL ENGINEERING | Unspecified | Non Life Support | AFH_CE | AFCREW1_CE | 27 | 5 | 3 | 2022-10-21 | Canyons/Desert
12000-Bear River Valley Hospital | 22104 | Operating Rooms | 12000-Bear River Valley Hospital | 22104-Operating Rooms | 12000~000000001931 | 915567 | 5V2038 |  | 18-435 | Radiographic/Fluoroscopic Unit | C-Arms | 1448 | ORTHOSCAN INCORPORATED | TAU 2020 | 1 | 120D22104A | BR OPERATING ROOM | Unspecified | Non Life Support | IES | ASP_GE OEC | 14 | 7 | 6 | 2023-11-28 | Canyons/Desert
12600-St George Regional Hospital | 20101 | Emergency Department | 12600-St George Regional Hospital | 20101-Emergency Department | 12600~000000026448 | 902574 | SV0112 |  | 18-435 | Radiographic/Fluoroscopic Unit | C-Arms | 1453 | ORTHOSCAN INCORPORATED | TAU 2020 | 1 | 126D20101A | SG EMERGENCY RM RR | Unspecified | Non Life Support | IES | ASP_ORTHOS | 25 | 5 | 3 | 2022-12-12 | Canyons/Desert
12600-St George Regional Hospital | 21050 | Imaging Dept - Satellite | 12600-St George Regional Hospital | 21050-Imaging Dept - Satellite | 12600~000000027077 | 911902 | SV0176 | 22511000MINC4 | 18-435 | Radiographic/Fluoroscopic Unit | C-Arms | 1454 | ORTHOSCAN INCORPORATED | TAU 2020 | 1 | 126D21050A | HU IMAGING DEPT SATELLITE | Unspecified | Non Life Support | IES | ASP_ORTHOS | 17 | 5 | 4 | 2023-08-31 | Canyons/Desert
36400-McKay-Dee Surgical Center LLC | 22203 | Surgical Center | 36400-McKay-Dee Surgical Center LLC | 22203-Surgical Center | 36400~000000001561 | 901311 | 5R0208 |  | 18-435 | Radiographic/Fluoroscopic Unit | C-Arms | 1573 | ORTHOSCAN INCORPORATED | TAU 2020 | 1 | 364D22203A | MS SC SURGICAL CENTER | Equipment Rm | Non Life Support | IES | ASP_ORTHOS | 5 | 5 | 5 | 2024-09-01 | Canyons/Desert
38700-Murray Surgery Center | 22203 | Surgical Center | 38700-Murray Surgery Center | 22203-Surgical Center | 38700~000000000136 | 912507 | 5R0198 |  | 18-435 | Radiographic/Fluoroscopic Unit | C-Arms | 1586 | ORTHOSCAN INCORPORATED | TAU 2020 | 1 | 387D22203A | MUASC MURRAY AMB SURGICAL CNTR | Unspecified | Non Life Support | TOSH_CE | TSHCREW2CE | 16 | 5 | 4 | 2023-09-25 | Canyons/Desert
38700-Murray Surgery Center | 22203 | Surgical Center | 38700-Murray Surgery Center | 22203-Surgical Center | 38700~000000000137 | 912508 | 5R0199 |  | 18-435 | Radiographic/Fluoroscopic Unit | C-Arms | 1587 | ORTHOSCAN INCORPORATED | TAU 2020 | 1 | 387D22203A | MUASC MURRAY AMB SURGICAL CNTR | Unspecified | Non Life Support | TOSH_CE | TSHCREW2CE | 16 | 5 | 4 | 2023-09-25 | Canyons/Desert
11600-Alta View Hospital | 20101 | Emergency Department | 11600-Alta View Hospital | 20101-Emergency Department | 11600~000000009662 | 913235 | 5P0181 |  | 18-435 | Radiographic/Fluoroscopic Unit | C-Arms | 1428 | ORTHOSCAN INCORPORATED | ORTHOSCAN TAU | 1 | 116D20101A | AV EMERGENCY ROOM | Nurse Station | Non Life Support | IES | ASP_GE | 15 | 5 | 4 | 2023-10-12 | Canyons/Desert
11600-Alta View Hospital | 20101 | Emergency Department | 11600-Alta View Hospital | 22104-Operating Rooms | 11600~000000008102 | 869459 | 5P0182 | IHAVHORTCA2 | 18-435 | Radiographic/Fluoroscopic Unit | C-Arms | 1429 | ORTHOSCAN INCORPORATED | ORTHOSCAN TAU | 1 | 116D22104A | AV OPERATING ROOM | OR Common Area | Non Life Support | IES | ASP_GE | 55 | 7 | 2 | 2020-06-12 | Canyons/Desert
11600-Alta View Hospital | 22104 | Operating Rooms | 11600-Alta View Hospital | 22104-Operating Rooms | 11600~000000008073 | 883284 | 5P0179 |  | 18-435 | Radiographic/Fluoroscopic Unit | C-Arms | 1435 | ORTHOSCAN INCORPORATED | ORTHOSCAN TAU | 1 | 116D22104A | AV OPERATING ROOM | Unspecified | Non Life Support | IES | ASP_GE | 55 | 7 | 2 | 2020-06-05 | Canyons/Desert
12200-Cassia Regional Hospital | 22104 | Operating Rooms | 12200-Cassia Regional Hospital | 22104-Operating Rooms | 12200~000000003726 | 909944 | 5U0241 | IHCRHORTCA2 | 18-435 | Radiographic/Fluoroscopic Unit | C-Arms | 1451 | ORTHOSCAN INCORPORATED | ORTHOSCAN TAU | 1 | 122D22104A | CA OR CPM EXPENSE | Unspecified | Non Life Support | IES | ASP_ORTHOS | 19 | 5 | 3 | 2023-06-28 | Canyons/Desert
12600-St George Regional Hospital | 22104 | Operating Rooms | 12600-St George Regional Hospital | 22104-Operating Rooms | 12600~000000025101 | 884403 | 5P0384 | IHDXHORTCA3 | 18-435 | Radiographic/Fluoroscopic Unit | C-Arms | 1465 | ORTHOSCAN INCORPORATED | ORTHOSCAN TAU | 1 | 126D22104A | SG OPERATING ROOMS RR | Operating Rm | Non Life Support | IES | ASP_ORTHOS | 42 | 5 | 2 | 2021-07-19 | Canyons/Desert
12900-Layton Hospital | 20101 | Emergency Department | 12900-Layton Hospital | 20101-Emergency Department | 12900~000000005158 | 894507 | SP0498 | IHLYHORTCA3 | 18-435 | Radiographic/Fluoroscopic Unit | C-Arms | 1473 | ORTHOSCAN INCORPORATED | ORTHOSCAN TAU | 1 | 129D20101A | LA EMERGENCY ROOM | CORE | Non Life Support | IES | ASP_ORTHOS | 34 | 5 | 2 | 2022-03-17 | Canyons/Desert
13200-McKay-Dee Hospital Center | 22104 | Operating Rooms | 13200-McKay-Dee Hospital Center | 22104-Operating Rooms | 13200~000000026036 | 908519 | SV0147 |  | 18-435 | Radiographic/Fluoroscopic Unit | C-Arms | 1496 | ORTHOSCAN INCORPORATED | ORTHOSCAN TAU | 1 | 132D22104A | MK OPERATING ROOM L2 | Unspecified | Non Life Support | MKDHC_CE | MKDCREW5CE | 20 | 5 | 3 | 2023-05-12 | Canyons/Desert
13400-Orem Community Hospital | 22104 | Operating Rooms | 13400-Orem Community Hospital | 22001-Same Day Surgery | 13400~000000002199 | 869465 | 5P0203 | IHOCHORTCA2 | 18-435 | Radiographic/Fluoroscopic Unit | C-Arms | 1501 | ORTHOSCAN INCORPORATED | ORTHOSCAN TAU | 1 | 134D22001A | OR SAME DAY SURGERY | Common Areas | Non Life Support | IES | ASP_GE | 53 | 7 | 3 | 2020-08-04 | Canyons/Desert
13800-Primary Childrens Hospital | 21101 | Radiology | 13800-Primary Childrens Hospital | 21001-Imaging Administration | 13800~000000029609 | 879163 | 5P0243 | IHPCHORTCA10 | 18-435 | Radiographic/Fluoroscopic Unit | C-Arms | 1502 | ORTHOSCAN INCORPORATED | ORTHOSCAN TAU | 1 | 138D21001A | PC IMAGING L1 | Unspecified | Non Life Support | IES | ASP_GE | 50 | 5 | 1 | 2020-11-18 | Canyons/Desert
13900-Riverton Hospital | 20101 | Emergency Department | 13900-Riverton Hospital | 20101-Emergency Department | 13900~000000007341 | 880156 | 5P0209 | IHRVHORTCA3 | 18-435 | Radiographic/Fluoroscopic Unit | C-Arms | 1513 | ORTHOSCAN INCORPORATED | ORTHOSCAN TAU | 1 | 139D20101A | RV EMERGENCY ROOM | Equipment Rm (North) | Non Life Support | CESS | CESS_ALL | 47 | 7 | 3 | 2021-02-19 | Canyons/Desert
13900-Riverton Hospital | 22104 | Operating Rooms | 13900-Riverton Hospital | 22104-Operating Rooms | 13900~000000008685 | 913167 | SU0154 | IHRVHORTCA4 | 18-435 | Radiographic/Fluoroscopic Unit | C-Arms | 1516 | ORTHOSCAN INCORPORATED | ORTHOSCAN TAU | 1 | 139D22104A | RV OPERATING ROOM | Unspecified | Non Life Support | IES | ASP_GE | 26 | 5 | 3 | 2022-11-18 | Canyons/Desert
14200-Sevier Valley Hospital | 21101 | Radiology | 14200-Sevier Valley Hospital | 21101-Radiology | 14200~000000001788 |  | 5P0297 |  | 18-435 | Radiographic/Fluoroscopic Unit | C-Arms | 1520 | ORTHOSCAN INCORPORATED | ORTHOSCAN TAU | 1 | 142D21101A | SV RADIOLOGY | Unspecified | Non Life Support |  |  | 48 | 5 | 1 | 2021-01-26 | Canyons/Desert
15400-Intermountain Medical Center | 22104 | Operating Rooms | 15400-Intermountain Medical Center | 22104-Operating Rooms | 15400~000000041213 | 908488 | 5073100MINC2 |  | 18-435 | Radiographic/Fluoroscopic Unit | C-Arms | 1564 | ORTHOSCAN INCORPORATED | ORTHOSCAN TAU | 1 | 154D22104A | IM OPERATING ROOM TL2 | North Equiptment Room | Non Life Support | IES | ASP_GE | 21 | 5 | 3 | 2023-04-19 | Canyons/Desert
15400-Intermountain Medical Center | 22104 | Operating Rooms | 15400-Intermountain Medical Center | 22104-Operating Rooms | 15400~000000041214 | 908487 | 5073100MINC1 |  | 18-435 | Radiographic/Fluoroscopic Unit | C-Arms | 1565 | ORTHOSCAN INCORPORATED | ORTHOSCAN TAU | 1 | 154D22104A | IM OPERATING ROOM TL2 | North Equiptment Room | Non Life Support | IES | ASP_GE | 21 | 5 | 3 | 2023-04-19 | Canyons/Desert
36900-Logan Surgery Center LLC | 22203 | Surgical Center | 36900-Logan Surgery Center LLC | 22203-Surgical Center | 36900~000000000370 | 891085 | SP0438 |  | 18-435 | Radiographic/Fluoroscopic Unit | C-Arms | 1579 | ORTHOSCAN INCORPORATED | ORTHOSCAN TAU | 1 | 369D22203A | LS LOGAN SURGERY CENTER | OR3 | Non Life Support | IES | ASP_ORTHOS | 2 | 5 | 5 | 2024-11-14 | Canyons/Desert
38500-Provo Surgery Center | 22203 | Surgical Center | 38500-Provo Surgery Center | 22203-Surgical Center | 38500~000000000002 | 905181 | SV0114 |  | 18-435 | Radiographic/Fluoroscopic Unit | C-Arms | 1583 | ORTHOSCAN INCORPORATED | ORTHOSCAN TAU | 1 | 385D22203A | PVASC SURGICAL CENTER | Unspecified | Non Life Support | IES | ASP_GE | 23 | 5 | 3 | 2023-02-07 | Canyons/Desert
38700-Murray Surgery Center | 22203 | Surgical Center | 38700-Murray Surgery Center | 22203-Surgical Center | 38700~000000000308 | 883291 | 5P0178 |  | 18-435 | Radiographic/Fluoroscopic Unit | C-Arms | 1588 | ORTHOSCAN INCORPORATED | ORTHOSCAN TAU | 1 | 387D22203A | MUASC MURRAY AMB SURGICAL CNTR | Unspecified | Non Life Support | IES | ASP_GE | 4 | 5 | 5 | 2024-09-23 | Canyons/Desert
12200-Cassia Regional Hospital | 22104 | Operating Rooms | 12200-Cassia Regional Hospital | 22104-Operating Rooms | 12200~000000000477 | 441959 | 5F0109 | IHCRHORTCA | 18-435 | Radiographic/Fluoroscopic Unit | C-Arms | 1450 | ORTHOSCAN INCORPORATED | ORTHOSCAN HD | 1 | 122D22104A | CA OR CPM EXPENSE | Surgery | Life Support / High Risk | IES | ASP_GE | 170 | 5 | 0 | 2010-12-01 | Canyons/Desert
12900-Layton Hospital | 35036 | Field Logistics | 12900-Layton Hospital | 21101-Radiology | 12900~000000001254 | 834626 | 5J1323 | IHLYHORTCA2 | 18-435 | Radiographic/Fluoroscopic Unit | C-Arms | 1477 | ORTHOSCAN INCORPORATED | ORTHOSCAN HD | 1 | 129D21101A | LA RADIOLOGY | Common Area | Life Support / High Risk | IES | ASP_GE | 78 | 7 | 1 | 2018-08-01 | Canyons/Desert
12900-Layton Hospital | 35036 | Field Logistics | 12900-Layton Hospital | 35036-Field Logistics | 12900~000000001255 | 834625 | 5J1322 | IHLYHORTCA1 | 18-435 | Radiographic/Fluoroscopic Unit | C-Arms | 1478 | ORTHOSCAN INCORPORATED | ORTHOSCAN HD | 1 | 129D35036A | LA MATERIALS MANAGEMENT | Unspecified | Life Support / High Risk | IES | ASP_GE | 78 | 7 | 1 | 2018-08-01 | Canyons/Desert
13000-Logan Regional Hospital | 21101 | Radiology | 13000-Logan Regional Hospital | 28819-Physical Ther -Utah State Univ | 13000~000000013269 | 408973 | 5E0837 | IHRVHORTCA2 | 18-435 | Radiographic/Fluoroscopic Unit | C-Arms | 1482 | ORTHOSCAN INCORPORATED | ORTHOSCAN HD | 1 | 130D28819A | LO PT USU 1ST FLR | USU Physical Therapy | Life Support / High Risk | IES | ASP_GE | 180 | 5 | 0 | 2010-01-27 | Canyons/Desert
13000-Logan Regional Hospital | 22104 | Operating Rooms | 13000-Logan Regional Hospital | 22104-Operating Rooms | 13000~000000002601 | 447618 | 5F0136 | IHLRHORTCA1 | 18-435 | Radiographic/Fluoroscopic Unit | C-Arms | 1483 | ORTHOSCAN INCORPORATED | ORTHOSCAN HD | 1 | 130D22104A | LO OPERATING ROOM | Common Areas | Life Support / High Risk | IES | ASP_GE | 166 | 5 | 0 | 2011-03-21 | Canyons/Desert
13800-Primary Childrens Hospital | 22104 | Operating Rooms | 13800-Primary Childrens Hospital | 22104-Operating Rooms | 13800~000000007473 | 426014 | 5E0959 | IHPCHORTCA3 | 18-435 | Radiographic/Fluoroscopic Unit | C-Arms | 1509 | ORTHOSCAN INCORPORATED | ORTHOSCAN HD | 1 | 138D22104A | PC OR L2 | OR Equipment Store Room | Life Support / High Risk | IES | ASP_GE | 175 | 5 | 0 | 2010-07-01 | Canyons/Desert
13900-Riverton Hospital | 22104 | Operating Rooms | 13900-Riverton Hospital | 22104-Operating Rooms | 13900~000000008577 | 902084 | U0154 |  | 18-435 | Radiographic/Fluoroscopic Unit | C-Arms | 1515 | ORTHOSCAN INCORPORATED | ORTHOSCAN HD | 1 | 139D22104A | RV OPERATING ROOM | Unspecified | Life Support / High Risk | IES | ASP_ORTHOS | 26 | 7 | 5 | 2022-11-30 | Canyons/Desert
14100-Spanish Fork Hospital | 22104 | Operating Rooms | 14100-Spanish Fork Hospital | 22104-Operating Rooms | 14100~000000002485 | 879236 | SP0299 |  | 18-435 | Radiographic/Fluoroscopic Unit | C-Arms | 1518 | ORTHOSCAN INCORPORATED | ORTHOSCAN HD | 1 | 141D22104A | SF OPERATING ROOMS | Common Area | Life Support / High Risk | IES | ASP_GE | 46 | 5 | 1 | 2021-03-15 | Canyons/Desert
14100-Spanish Fork Hospital | 22104 | Operating Rooms | 14100-Spanish Fork Hospital | 22104-Operating Rooms | 14100~000000002486 | 879237 | SR0168 |  | 18-435 | Radiographic/Fluoroscopic Unit | C-Arms | 1519 | ORTHOSCAN INCORPORATED | ORTHOSCAN HD | 1 | 141D22104A | SF OPERATING ROOMS | Common Area | Life Support / High Risk | IES | ASP_GE | 46 | 5 | 1 | 2021-03-15 | Canyons/Desert
14300-Park City Hospital | 21101 | Radiology | 14300-Park City Hospital | 21101-Radiology | 14300~000000001292 | 440402 | 5F0104 | IHPCHORTCA5 | 18-435 | Radiographic/Fluoroscopic Unit | C-Arms | 1525 | ORTHOSCAN INCORPORATED | ORTHOSCAN HD | 1 | 143D21101A | PK XRAY RADIOLOGY | Radiol Operating Rooms | Life Support / High Risk | IES | ASP_GE | 169 | 5 | 0 | 2010-12-13 | Canyons/Desert
14400-Utah Valley Hospital | 22104 | Operating Rooms | 14400-Utah Valley Hospital | 22104-Operating Rooms | 14400~000000024000 | 893539 | SR0266 |  | 18-435 | Radiographic/Fluoroscopic Unit | C-Arms | 1539 | ORTHOSCAN INCORPORATED | ORTHOSCAN HD | 1 | 144D22104A | UV OPERATING ROOM | Unspecified | Life Support / High Risk | IES | ASP_ORTHOS | 33 | 7 | 4 | 2022-04-22 | Canyons/Desert
14400-Utah Valley Hospital | 22104 | Operating Rooms | 14400-Utah Valley Hospital | 22104-Operating Rooms | 14400~000000025392 | 903860 | CL2709TA21380036 |  | 18-435 | Radiographic/Fluoroscopic Unit | C-Arms | 1540 | ORTHOSCAN INCORPORATED | ORTHOSCAN HD | 1 | 144D22104A | UV OPERATING ROOM | Unspecified | Life Support / High Risk | IES | ASP_GE | 24 | 5 | 3 | 2023-01-04 | Canyons/Desert
14600-Cedar City Hospital | 22104 | Operating Rooms | 14600-Cedar City Hospital | 22104-Operating Rooms | 14600~000000003547 | 884720 | 5P0388 | IHCCHORTCA1 | 18-435 | Radiographic/Fluoroscopic Unit | C-Arms | 1545 | ORTHOSCAN INCORPORATED | ORTHOSCAN HD | 1 | 146D22104A | CC OPERATING ROOM | Hall | Life Support / High Risk | IES | ASP_GE | 42 | 7 | 4 | 2021-07-30 | Canyons/Desert
14800-Heber Valley Hospital | 22104 | Operating Rooms | 14800-Heber Valley Hospital | 22104-Operating Rooms | 14800~000000000177 | 577367 | 5J0138 | IHHVHORTCA1 | 18-435 | Radiographic/Fluoroscopic Unit | C-Arms | 1547 | ORTHOSCAN INCORPORATED | ORTHOSCAN HD | 1 | 148D22104A | HV OPERATING ROOM | Common Area | Life Support / High Risk | IES | ASP_GE | 131 | 5 | 0 | 2014-02-11 | Canyons/Desert
11600-Alta View Hospital | 22104 | Operating Rooms | 11600-Alta View Hospital | 22104-Operating Rooms | 11600~000000005938 | 824201 | 5J1183 | IHAVHORTCA | 18-435 | Radiographic/Fluoroscopic Unit | C-Arms | 1434 | ORTHOSCAN INCORPORATED | ORTHOSCAN FD | 1 | 116D22104A | AV OPERATING ROOM | Unspecified | Life Support / High Risk | IES | ASP_GE | 85 | 7 | 0 | 2017-12-19 | Canyons/Desert
11800-American Fork Hospital | 22104 | Operating Rooms | 11300-Supply Chain Organization | 32213-Asset Recovery - SLC | 11800~000000001870 | 487902 | 5J0106 | IHAFHORTCA | 18-435 | Radiographic/Fluoroscopic Unit | C-Arms | 1438 | ORTHOSCAN INCORPORATED | ORTHOSCAN FD | 1 | 113D32213C | SC ASSET RECOVERY AIRPORT WHS | Received | Life Support / High Risk | IES | ASP_GE | 132 | 7 | 0 | 2014-01-07 | Canyons/Desert
12600-St George Regional Hospital | 22104 | Operating Rooms | 12600-St George Regional Hospital | 22104-Operating Rooms | 12600~000000015302 | 821248 | 5J1070 | IHDXHORTCA2 | 18-435 | Radiographic/Fluoroscopic Unit | C-Arms | 1464 | ORTHOSCAN INCORPORATED | ORTHOSCAN FD | 1 | 126D22104A | SG OPERATING ROOMS RR | Common Area | Life Support / High Risk | IES | ASP_GE | 90 | 7 | 0 | 2017-08-01 | Canyons/Desert
13000-Logan Regional Hospital | 20101 | Emergency Department | 13000-Logan Regional Hospital | 20101-Emergency Department | 13000~000000008272 | 846010 | 5K0220 | IHLRHORTCA3 | 18-435 | Radiographic/Fluoroscopic Unit | C-Arms | 1480 | ORTHOSCAN INCORPORATED | ORTHOSCAN FD | 1 | 130D20101A | LO EMERGENCY ROOM | Common Areas | Life Support / High Risk | IES | ASP_GE | 71 | 7 | 1 | 2019-02-13 | Canyons/Desert
13000-Logan Regional Hospital | 22104 | Operating Rooms | 13000-Logan Regional Hospital | 22104-Operating Rooms | 13000~000000006761 | 822175 | 5J0944 | IHLRHORTCA2 | 18-435 | Radiographic/Fluoroscopic Unit | C-Arms | 1485 | ORTHOSCAN INCORPORATED | ORTHOSCAN FD | 1 | 130D22104A | LO OPERATING ROOM | Standby O.R. | Life Support / High Risk | IES | ASP_GE | 87 | 7 | 0 | 2017-10-23 | Canyons/Desert
13400-Orem Community Hospital | 22001 | Same Day Surgery | 13400-Orem Community Hospital | 22104-Operating Rooms | 13400~000000001693 | 806026 | 5J0678 | IHOCHORTCA | 18-435 | Radiographic/Fluoroscopic Unit | C-Arms | 1500 | ORTHOSCAN INCORPORATED | ORTHOSCAN FD | 1 | 134D22104A | OR OPERATING ROOM | Or Rm 1 | Life Support / High Risk | IES | ASP_GE | 107 | 7 | 0 | 2016-02-02 | Canyons/Desert
14300-Park City Hospital | 22104 | Operating Rooms | 14300-Park City Hospital | 21101-Radiology | 14300~000000002252 | 839662 | 5J0302 | IHPCHORTCA6 | 18-435 | Radiographic/Fluoroscopic Unit | C-Arms | 1526 | ORTHOSCAN INCORPORATED | ORTHOSCAN FD | 1 | 143D21101A | PK XRAY RADIOLOGY | Unspecified | Life Support / High Risk | IES | ASP_GE | 116 | 5 | 0 | 2015-05-31 | Canyons/Desert
14300-Park City Hospital | 22104 | Operating Rooms | 14300-Park City Hospital | 22104-Operating Rooms | 14300~000000003315 | 850949 | 5K0336 | IHPCHORTCA7 | 18-435 | Radiographic/Fluoroscopic Unit | C-Arms | 1527 | ORTHOSCAN INCORPORATED | ORTHOSCAN FD | 1 | 143D22104A | PK OPERATING ROOM | Unspecified | Life Support / High Risk | IES | ASP_GE | 66 | 7 | 1 | 2019-07-13 | Canyons/Desert
14400-Utah Valley Hospital | 20101 | Emergency Department | 14400-Utah Valley Hospital | 20101-Emergency Department | 14400~000000016676 | 825628 | 5H0435 | IHUVHORTCA2 | 18-435 | Radiographic/Fluoroscopic Unit | C-Arms | 1529 | ORTHOSCAN INCORPORATED | ORTHOSCAN FD | 1 | 144D20101A | UV EMERGENCY ROOM | Common Areas | Life Support / High Risk | IES | ASP_GE | 85 | 7 | 0 | 2017-12-27 | Canyons/Desert
14400-Utah Valley Hospital | 22104 | Operating Rooms | 14400-Utah Valley Hospital | 22104-Operating Rooms | 14400~000000014484 | 821286 | 5J0597 | IHUVHORTCA1 | 18-435 | Radiographic/Fluoroscopic Unit | C-Arms | 1536 | ORTHOSCAN INCORPORATED | ORTHOSCAN FD | 1 | 144D22104A | UV OPERATING ROOM | Common Area | Life Support / High Risk | IES | ASP_GE | 110 | 7 | 0 | 2015-11-16 | Canyons/Desert
14800-Heber Valley Hospital | 22104 | Operating Rooms | 14800-Heber Valley Hospital | 22104-Operating Rooms | 14800~000000001390 | 814755 | 5J0875 | IHHVHORTCA2 | 18-435 | Radiographic/Fluoroscopic Unit | C-Arms | 1548 | ORTHOSCAN INCORPORATED | ORTHOSCAN FD | 1 | 148D22104A | HV OPERATING ROOM | Common Area | Life Support / High Risk | IES | ASP_GE | 98 | 5 | 0 | 2016-11-18 | Canyons/Desert
15400-Intermountain Medical Center | 22203 | Surgical Center | 15400-Intermountain Medical Center | 21101-Radiology | 15400~000000034823 | 854477 | 5K0378 | IHMCHORTCA | 18-435 | Radiographic/Fluoroscopic Unit | C-Arms | 1567 | ORTHOSCAN INCORPORATED | ORTHOSCAN FD | 1 | 154D21101A | IM RADIOLOGY ADMI OFFICE TLL1 | Unspecified | Life Support / High Risk | IES | ASP_GE | 64 | 10 | 5 | 2019-09-26 | Canyons/Desert
36700-St George Surgery Center LLC | 22203 | Surgical Center | 36700-St George Surgery Center LLC | 22203-Surgical Center | 36700~000000000188 | 821234 | 5J1069 |  | 18-435 | Radiographic/Fluoroscopic Unit | C-Arms | 1578 | ORTHOSCAN INCORPORATED | ORTHOSCAN FD | 1 | 367D22203A | ST GEORGE SURGERY CENTER | Unspecified | Life Support / High Risk | IES | ASP_GE | 31 | 2.1667 | 0 | 2022-06-08 | Canyons/Desert
38500-Provo Surgery Center | 22203 | Surgical Center | 38500-Provo Surgery Center | 22203-Surgical Center | 38500~000000000033 | 825452 | 5J1213 | IHUVHORTCA3 | 18-435 | Radiographic/Fluoroscopic Unit | C-Arms | 1585 | ORTHOSCAN INCORPORATED | ORTHOSCAN FD | 1 | 385D22203A | PVASC SURGICAL CENTER | Unspecified | Life Support / High Risk | UVH_CE | UVCREW2_CE | 14 | 5 | 4 | 2023-11-30 | Canyons/Desert
40000-Intermountain Medical Group | 74026 | Southwest Ortho and Sports Med | 40000-Intermountain Medical Group | 74026-Southwest Ortho and Sports Med | 40000~000000021160 | 819528 | 5J1059 | IHSWCORTCA | 18-435 | Radiographic/Fluoroscopic Unit | C-Arms | 1594 | ORTHOSCAN INCORPORATED | ORTHOSCAN FD | 1 | 400D74026A | MG SW ORTHO SPORTS MED STE 120 | Unspecified | Life Support / High Risk | IES | ASP_GE | 90 | 7 | 0 | 2017-07-07 | Canyons/Desert
40000-Intermountain Medical Group | 74177 | McKay-Dee Ortho and Sports Med | 40000-Intermountain Medical Group | 74177-McKay-Dee Ortho and Sports Med | 40000~000000034287 | 923083 | SW0133 |  | 11-758 | Radiographic/Fluoroscopic Unit | C-Arms | 1599 | ORTHOSCAN INCORPORATED | DI MINI 1000-0005 | 1 | 400D74177A | MG MCKAY DEE ORTHO SPORTS MED | Unspecified | Non Life Support | IES | ASP_ORTHOS | 7 | 5 | 4 | 2024-06-25 | Canyons/Desert
36400-McKay-Dee Surgical Center LLC | 22203 | Surgical Center | 36400-McKay-Dee Surgical Center LLC | 22203-Surgical Center | 36400~000000001601 | 871825 | 5P0235 |  | 18-435 | Radiographic/Fluoroscopic Unit | C-Arms | 1574 | ORTHOSCAN INCORPORATED | 1515 | 1 | 364D22203A | MS SC SURGICAL CENTER | Equipment Rm | Life Support / High Risk | IES | ASP_ORTHOS | 5 | 5 | 5 | 2024-09-01 | Canyons/Desert
15400-Intermountain Medical Center | 20101 | Emergency Department | 15400-Intermountain Medical Center | 20101-Emergency Department | 15400~000000042930 | 867283 | 5P0193 | IHPCHORTCA9 | 18-435 | Radiographic/Fluoroscopic Unit | C-Arms | 1549 | ORTHOSCAN INCORPORATED | 1515 | 1 | 154D20101A | IM EMERGENCY ROOM TLL1 | Unspecified | Life Support / High Risk | IES | ASP_GE | 54 | 7 | 2 | 2020-07-15 | Canyons/Desert
13800-Primary Childrens Hospital | 22104 | Operating Rooms | 13800-Primary Childrens Hospital | 22104-Operating Rooms | 13800~000000033243 | 762717 | 5U0253 | IHPCHORTCA13 | 18-435 | Radiographic/Fluoroscopic Unit | C-Arms | 1512 | ORTHOSCAN INCORPORATED | 1515 | 1 | 138D22104A | PC OR L2 | OR Equipment Store Room | Life Support / High Risk | IES | ASP_GE | 16 | 3.5 | 2.5 | 2023-09-13 | Canyons/Desert
12800-LDS Hospital | 22104 | Operating Rooms | 12800-LDS Hospital | 22104-Operating Rooms | 12800~000000002561 | 220155 | 86-0648 | OEC860648 | 11-758 | Radiographic/Fluoroscopic Unit | C-Arms | 1471 | OEC MEDICAL SYSTEMS INC | MINI 6800 | 1 | 128D22104A | LD OPERATING ROOM L3 | Surgery L3 | Life Support / High Risk | IES | ASP_GE | 265 | 5 | 0 | 2002-12-31 | Canyons/Desert
13000-Logan Regional Hospital | 20101 | Emergency Department | 11300-Supply Chain Organization | 32213-Asset Recovery - SLC | 13000~000000001451 | 300880 | 86-2222 | OEC862222 | 11-758 | Radiographic/Fluoroscopic Unit | C-Arms | 1479 | OEC MEDICAL SYSTEMS INC | MINI 6800 | 1 | 113D32213C | SC ASSET RECOVERY AIRPORT WHS | Received | Life Support / High Risk | IES | ASP_GE | 220 | 8 | 0 | 2006-09-25 | Canyons/Desert
40000-Intermountain Medical Group | 74013 | Logan Regional Orthopedics | 40000-Intermountain Medical Group | 74013-Logan Regional Orthopedics | 40000~000000003350 | 289345 | 1295 | OEC861140 | 11-758 | Radiographic/Fluoroscopic Unit | C-Arms | 1593 | OEC MEDICAL SYSTEMS INC | MINI 6800 | 1 | 400D74013A | MG BUDGE CLINIC ORTHOPEDICS | Common Area | Life Support / High Risk | IES | ASP_GE | 249 | 10 | 0 | 2004-04-27 | Canyons/Desert
13000-Logan Regional Hospital | 21101 | Radiology | 13000-Logan Regional Hospital | 20101-Emergency Department | 13000~000000004150 | 132336 | 66-0580 | 66-0580 | 11-758 | Radiographic/Fluoroscopic Unit | C-Arms | 1481 | OEC MEDICAL SYSTEMS INC | MINI 6600 | 1 | 130D20101A | LO EMERGENCY ROOM | Exam Rm 1 | Life Support / High Risk | IES | ASP_GE | 421 | 5 | 0 | 1990-01-01 | Canyons/Desert
13800-Primary Childrens Hospital | 22104 | Operating Rooms | 13800-Primary Childrens Hospital | 22104-Operating Rooms | 13800~000000030863 | 893223 | F9XXTX00148 - S7005L | F9XXTX00148 | 11-758 | Radiographic/Fluoroscopic Unit | C-Arms | 1511 | OEC MEDICAL SYSTEMS INC | Elite 1.1.9 | 1 | 138D22104A | PC OR L2 | Unspecified | Life Support / High Risk | IES | ASP_GE OEC | 40 | 5 | 2 | 2021-09-29 | Canyons/Desert
40000-Intermountain Medical Group | 74352 | Southridge Eye Care | 40000-Intermountain Medical Group | 74352-Southridge Eye Care | 40000~000000020876 | 818593 | ESXXXX03825 | ESXXXX03825 | 11-758 | Radiographic/Fluoroscopic Unit | C-Arms | 1602 | OEC MEDICAL SYSTEMS INC | 9900 ELITE | 1 | 400D74352A | MG RV SRIDGE EYE CARE | Unspecified | Life Support / High Risk | IES | ASP_GE | 103 | 5 | 0 | 2016-06-28 | Canyons/Desert
40000-Intermountain Medical Group | 74268 | Vascular and Vein - McKay-Dee | 40000-Intermountain Medical Group | 74268-Vascular and Vein - McKay-Dee | 40000~000000023209 | 828972 | E9XXXX03320 | E9XXXX03320 | 11-758 | Radiographic/Fluoroscopic Unit | C-Arms | 1601 | OEC MEDICAL SYSTEMS INC | 9900 ELITE | 1 | 400D74268A | MG VASCULAR AND VEIN MCKAY DEE | Unspecified | Life Support / High Risk | IES | ASP_GE | 83 | 5 | 0 | 2018-02-12 | Canyons/Desert
40000-Intermountain Medical Group | 74268 | Vascular and Vein - McKay-Dee | 40000-Intermountain Medical Group | 74268-Vascular and Vein - McKay-Dee | 40000~000000023204 | 828973 | E9XXXX03321 | E9XXXX03321 | 11-758 | Radiographic/Fluoroscopic Unit | C-Arms | 1600 | OEC MEDICAL SYSTEMS INC | 9900 ELITE | 1 | 400D74268A | MG VASCULAR AND VEIN MCKAY DEE | Unspecified | Life Support / High Risk | IES | ASP_GE | 83 | 5 | 0 | 2018-02-12 | Canyons/Desert
40000-Intermountain Medical Group | 74135 | Salt Lake Clinic - Radiology | 40000-Intermountain Medical Group | 74223-SL Clinic - Physical Medicine | 40000~000000005942 | 483173 | ES-2205 | ES-2205 | 11-758 | Radiographic/Fluoroscopic Unit | C-Arms | 1598 | OEC MEDICAL SYSTEMS INC | 9900 ELITE | 1 | 400D74223A | MG SL CLINIC PHYSICAL MEDICINE | Unspecified | Life Support / High Risk | IES | ASP_GE | 145 | 5 | 0 | 2012-12-31 | Canyons/Desert
40000-Intermountain Medical Group | 74135 | Salt Lake Clinic - Radiology | 40000-Intermountain Medical Group | 74135-Salt Lake Clinic - Radiology | 40000~000000005144 | 457637 | OECES1162 | OECES1162 | 11-758 | Radiographic/Fluoroscopic Unit | C-Arms | 1597 | OEC MEDICAL SYSTEMS INC | 9900 ELITE | 1 | 400D74135A | MG SL CLINIC RADIOLOGY 1ST FLR | Common Area | Life Support / High Risk | IES | ASP_GE | 181 | 5 | 0 | 2009-12-23 | Canyons/Desert
40000-Intermountain Medical Group | 74115 | Park City Specialty Clinic | 14300-Park City Hospital | 21101-Radiology | 40000~000000020813 | 814756 | ESXXXX03980 | ESXXXX03980 | 11-758 | Radiographic/Fluoroscopic Unit | C-Arms | 1596 | OEC MEDICAL SYSTEMS INC | 9900 ELITE | 1 | 143D21101A | PK XRAY RADIOLOGY | Unspecified | Life Support / High Risk | IES | ASP_GE | 96 | 5 | 0 | 2017-01-09 | Canyons/Desert
40000-Intermountain Medical Group | 74011 | Budge Clinic Radiology | 40000-Intermountain Medical Group | 74011-Budge Clinic Radiology | 40000~000000016423 | 800157 | ES-3449 | ES-3449 | 11-758 | Radiographic/Fluoroscopic Unit | C-Arms | 1592 | OEC MEDICAL SYSTEMS INC | 9900 ELITE | 1 | 400D74011A | MG BUDGE CL RADIOLOGY 1ST FLR | Unspecified | Life Support / High Risk | IES | ASP_GE | 118 | 5 | 0 | 2015-03-10 | Canyons/Desert
40000-Intermountain Medical Group | 42944 | Alta View Clinic Admin | 40000-Intermountain Medical Group | 73075-Sandy Clinic | 40000~000000024041 | 855217 | E9XXXX03290 | E9XXXX03290 | 11-758 | Radiographic/Fluoroscopic Unit | C-Arms | 1590 | OEC MEDICAL SYSTEMS INC | 9900 ELITE | 1 | 400D73075A | MG ALTA VIEW CLINIC | Unspecified | Life Support / High Risk | IES | ASP_GE | 85 | 5 | 0 | 2017-12-12 | Canyons/Desert
15400-Intermountain Medical Center | 21111 | Radiology TOSH | 37000-The Orthopedic Specialty Hosp | 22001-Same Day Surgery | 15400~000000042442 | 487945 | E2-2473 | E2-2473 | 11-758 | Radiographic/Fluoroscopic Unit | C-Arms | 1562 | OEC MEDICAL SYSTEMS INC | 9900 ELITE | 1 | 370D22001A | TO SAME DAY SURGERY BLDG 3 L1 | Unspecified | Life Support / High Risk | IES | ASP_GE | 156 | 5 | 0 | 2012-01-16 | Canyons/Desert
15400-Intermountain Medical Center | 21111 | Radiology TOSH | 37000-The Orthopedic Specialty Hosp | 21101-Radiology | 15400~000000042440 | 410351 | E2-1331 | OECE21331 | 11-758 | Radiographic/Fluoroscopic Unit | C-Arms | 1560 | OEC MEDICAL SYSTEMS INC | 9900 ELITE | 1 | 370D21101A | TO RADIOLOGY BLDG 4 L1 | Common Areas | Life Support / High Risk | IES | ASP_GE | 179 | 5 | 0 | 2010-02-04 | Canyons/Desert
15400-Intermountain Medical Center | 21111 | Radiology TOSH | 37000-The Orthopedic Specialty Hosp | 21001-Imaging Administration | 15400~000000042451 | 732333 | E9-5314 | E9-5314 | 11-758 | Radiographic/Fluoroscopic Unit | C-Arms | 1559 | OEC MEDICAL SYSTEMS INC | 9900 ELITE | 1 | 370D21001A | TO IMAGING ADMIN BLDG 4 L1 | Radiology Admin | Life Support / High Risk | IES | ASP_GE | 117 | 5 | 0 | 2015-05-01 | Canyons/Desert
15400-Intermountain Medical Center | 21101 | Radiology | 15400-Intermountain Medical Center | 22104-Operating Rooms | 15400~000000014843 | 417261 | E9-1064 | OECE91064 | 11-758 | Radiographic/Fluoroscopic Unit | C-Arms | 1557 | OEC MEDICAL SYSTEMS INC | 9900 ELITE | 1 | 154D22104B | IM OR FRONT DESK TL2 | Allocated To The Or | Life Support / High Risk | IES | ASP_GE | 180 | 5 | 0 | 2010-01-05 | Canyons/Desert
12800-LDS Hospital | 21101 | Radiology | 12800-LDS Hospital | 21101-Radiology | 12800~000000008255 | 132271 | 69-0373 | AM128839 | 11-758 | Radiographic/Fluoroscopic Unit | C-Arms | 1466 | OEC MEDICAL SYSTEMS INC | 9600 | 1 | 128D21101A | LD RADIOLOGY L1 | Radiol L1 Or | Life Support / High Risk |  |  | 421 | 5 | 0 | 1990-01-01 | Canyons/Desert
11600-Alta View Hospital | 21101 | Radiology | 11600-Alta View Hospital | 21101-Radiology | 11600~000000005323 | 804044 | 82-3331 | 82-3331 | 11-758 | Radiographic/Fluoroscopic Unit | C-Arms | 1433 | OEC MEDICAL SYSTEMS INC | 9800 | 1 | 116D21101A | AV RADIOLOGY | Unspecified | Life Support / High Risk | IES | ASP_GE | 110 | 5 | 0 | 2015-11-18 | Canyons/Desert
11800-American Fork Hospital | 22104 | Operating Rooms | 11800-American Fork Hospital | 22104-Operating Rooms | 11800~000000006672 | 196915 | 82-0669 | 82-0669 | 11-758 | Radiographic/Fluoroscopic Unit | C-Arms | 1443 | OEC MEDICAL SYSTEMS INC | 9800 | 1 | 118D22104A | AF OPERATING ROOM | Unspecified | Life Support / High Risk | IES | ASP_GE | 292 | 5 | 0 | 2000-10-01 | Canyons/Desert
12000-Bear River Valley Hospital | 21101 | Radiology | 12000-Bear River Valley Hospital | 21101-Radiology | 12000~000000000273 | 308922 | 89-3538 | OEC893538 | 11-758 | Radiographic/Fluoroscopic Unit | C-Arms | 1445 | OEC MEDICAL SYSTEMS INC | 9800 | 1 | 120D21101A | BR RADIOLOGY | Radiology | Life Support / High Risk | IES | ASP_GE | 221 | 10 | 0 | 2006-08-03 | Canyons/Desert
12600-St George Regional Hospital | 21101 | Radiology | 12600-St George Regional Hospital | 22203-Surgical Center | 12600~000000011670 | 226807 | 82-0984 | 82-0984 | 11-758 | Radiographic/Fluoroscopic Unit | C-Arms | 1461 | OEC MEDICAL SYSTEMS INC | 9800 | 1 | 126D22203A | SG HPC OR DELIVERY | Or Corridor | Life Support / High Risk | IES | ASP_GE | 285 | 5 | 0 | 2001-04-15 | Canyons/Desert
12800-LDS Hospital | 21101 | Radiology | 40000-Intermountain Medical Group | 74130-Avenues Specialty Clinic Admin | 12800~000000008020 | 286447 | 82-2925 | OEC822925 | 11-758 | Radiographic/Fluoroscopic Unit | C-Arms | 1468 | OEC MEDICAL SYSTEMS INC | 9800 | 1 | 400D74130E | MG AVENUES SPECIALTY SURGERY L | Unspecified | Life Support / High Risk | IES | ASP_GE | 247 | 5 | 0 | 2004-06-02 | Canyons/Desert
12800-LDS Hospital | 22104 | Operating Rooms | 12800-LDS Hospital | 21101-Radiology | 12800~000000002402 | 216381 | 821430 | OEC821430 | 11-758 | Radiographic/Fluoroscopic Unit | C-Arms | 1469 | OEC MEDICAL SYSTEMS INC | 9800 | 1 | 128D21101A | LD RADIOLOGY L1 | Radiol L1 Common Area | Life Support / High Risk | IES | ASP_GE | 277 | 8 | 0 | 2001-12-10 | Canyons/Desert
15400-Intermountain Medical Center | 21101 | Radiology | 15400-Intermountain Medical Center | 21101-Radiology | 15400~000000004227 | 227442 | 890318 | 89-0318 | 11-758 | Radiographic/Fluoroscopic Unit | C-Arms | 1550 | OEC MEDICAL SYSTEMS INC | 9800 | 1 | 154D21101A | IM RADIOLOGY ADMI OFFICE TLL1 | Bldg C LL1 Radiol Common Area | Life Support / High Risk | IES | ASP_GE | 297 | 5 | 0 | 2000-04-12 | Canyons/Desert
36700-St George Surgery Center LLC | 22203 | Surgical Center | 36700-St George Surgery Center LLC | 22203-Surgical Center | 36700~000000000142 | 203210 | 8S-0334 | 8S-0334 | 11-758 | Radiographic/Fluoroscopic Unit | C-Arms | 1576 | OEC MEDICAL SYSTEMS INC | 9800 | 1 | 367D22203A | ST GEORGE SURGERY CENTER | Unspecified | Life Support / High Risk | IES | ASP_GE | 31 | 5 | 2 | 2022-06-08 | Canyons/Desert
15400-Intermountain Medical Center | 21101 | Radiology | 15400-Intermountain Medical Center | 21101-Radiology | 15400~000000004360 | 263077 | 82-3266 | OEC823266 | 11-758 | Radiographic/Fluoroscopic Unit | C-Arms | 1551 | OEC MEDICAL SYSTEMS INC | 9800 PLUS | 1 | 154D21101A | IM RADIOLOGY ADMI OFFICE TLL1 | Unspecified | Life Support / High Risk | IES | ASP_GE | 241 | 5 | 0 | 2004-12-08 | Canyons/Desert
11600-Alta View Hospital | 21101 | Radiology | 11600-Alta View Hospital | 21101-Radiology | 11600~000000001816 | 358753 | ES0399 | OECES0399 | 11-758 | Radiographic/Fluoroscopic Unit | C-Arms | 1430 | OEC MEDICAL SYSTEMS INC | 9900 ELITE | 1 | 116D21101A | AV RADIOLOGY | Common Area | Life Support / High Risk | IES | ASP_GE | 196 | 5 | 0 | 2008-09-29 | Canyons/Desert
11600-Alta View Hospital | 21101 | Radiology | 11600-Alta View Hospital | 21101-Radiology | 11600~000000002724 | 443828 | E2-1913 | E2-1913 | 11-758 | Radiographic/Fluoroscopic Unit | C-Arms | 1431 | OEC MEDICAL SYSTEMS INC | 9900 ELITE | 1 | 116D21101A | AV RADIOLOGY | Common Area | Life Support / High Risk | IES | ASP_GE | 167 | 5 | 0 | 2011-02-15 | Canyons/Desert
11600-Alta View Hospital | 21101 | Radiology | 11600-Alta View Hospital | 21101-Radiology | 11600~000000005106 | 726692 | E9-2615 | E9-2615 | 11-758 | Radiographic/Fluoroscopic Unit | C-Arms | 1432 | OEC MEDICAL SYSTEMS INC | 9900 ELITE | 1 | 116D21101A | AV RADIOLOGY | Common Area | Life Support / High Risk | IES | ASP_GE | 124 | 5 | 0 | 2014-09-17 | Canyons/Desert
11800-American Fork Hospital | 22104 | Operating Rooms | 11800-American Fork Hospital | 21101-Radiology | 11800~000000001147 | 487901 | E9-2467 | E9-2467 | 11-758 | Radiographic/Fluoroscopic Unit | C-Arms | 1439 | OEC MEDICAL SYSTEMS INC | 9900 ELITE | 1 | 118D21101A | AF RADIOLOGY | Unspecified | Life Support / High Risk | IES | ASP_GE | 145 | 5 | 0 | 2013-01-01 | Canyons/Desert
11800-American Fork Hospital | 22104 | Operating Rooms | 11800-American Fork Hospital | 22104-Operating Rooms | 11800~000000001435 | 447004 | E9-1528 | E9-1528 | 11-758 | Radiographic/Fluoroscopic Unit | C-Arms | 1442 | OEC MEDICAL SYSTEMS INC | 9900 ELITE | 1 | 118D22104A | AF OPERATING ROOM | Common Area | Life Support / High Risk | IES | ASP_GE | 166 | 5 | 0 | 2011-03-23 | Canyons/Desert
12000-Bear River Valley Hospital | 21101 | Radiology | 12000-Bear River Valley Hospital | 21101-Radiology | 12000~000000001423 | 843560 | FBXXXE00467 | FBXXXE00467 | 11-758 | Radiographic/Fluoroscopic Unit | C-Arms | 1447 | OEC MEDICAL SYSTEMS INC | 9900 ELITE | 1 | 120D21101A | BR RADIOLOGY | Unspecified | Life Support / High Risk | IES | ASP_GE | 72 | 5 | 0 | 2019-01-11 | Canyons/Desert
12200-Cassia Regional Hospital | 21101 | Radiology | 12200-Cassia Regional Hospital | 21001-Imaging Administration | 12200~000000003051 | 850508 | FBXXXE00711 | FBXXXE00711 | 11-758 | Radiographic/Fluoroscopic Unit | C-Arms | 1449 | OEC MEDICAL SYSTEMS INC | 9900 ELITE | 1 | 122D21001A | CA IMAGING ADMINISTRATION | Unspecified | Life Support / High Risk | IES | ASP_GE | 68 | 7 | 1 | 2019-05-24 | Canyons/Desert
12600-St George Regional Hospital | 21101 | Radiology | 12600-St George Regional Hospital | 21101-Radiology | 12600~000000003453 | 457298 | ES0974 | OECES0974 | 11-758 | Radiographic/Fluoroscopic Unit | C-Arms | 1456 | OEC MEDICAL SYSTEMS INC | 9900 ELITE | 1 | 126D21101E | SG RADIOLOGY RR CAMPUS | Radiol Common Area | Life Support / High Risk | IES | ASP_GE | 185 | 5 | 0 | 2009-09-01 | Canyons/Desert
12600-St George Regional Hospital | 21101 | Radiology | 12600-St George Regional Hospital | 21101-Radiology | 12600~000000003454 | 457299 | ES0981 | OECES0981 | 11-758 | Radiographic/Fluoroscopic Unit | C-Arms | 1457 | OEC MEDICAL SYSTEMS INC | 9900 ELITE | 1 | 126D21101D | SG RADIOLOGY HPC | Unspecified | Life Support / High Risk | IES | ASP_GE | 185 | 5 | 0 | 2009-09-01 | Canyons/Desert
12600-St George Regional Hospital | 21101 | Radiology | 12600-St George Regional Hospital | 21101-Radiology | 12600~000000013952 | 807967 | ES-3719 | ES-3719 | 11-758 | Radiographic/Fluoroscopic Unit | C-Arms | 1458 | OEC MEDICAL SYSTEMS INC | 9900 ELITE | 1 | 126D21101A | SG RADIOLOGY | Radiology | Life Support / High Risk | IES | ASP_GE | 107 | 7 | 0 | 2016-02-04 | Canyons/Desert
12600-St George Regional Hospital | 21101 | Radiology | 12600-St George Regional Hospital | 22104-Operating Rooms | 12600~000000002907 | 397042 | E2-0760 | OECE20760 | 11-758 | Radiographic/Fluoroscopic Unit | C-Arms | 1459 | OEC MEDICAL SYSTEMS INC | 9900 ELITE | 1 | 126D22104A | SG OPERATING ROOMS RR | OR Common Area | Life Support / High Risk | IES | ASP_GE | 186 | 5 | 0 | 2009-07-31 | Canyons/Desert
12600-St George Regional Hospital | 21101 | Radiology | 12600-St George Regional Hospital | 22104-Operating Rooms | 12600~000000004393 | 490642 | ES-2685 | ES-2685 | 11-758 | Radiographic/Fluoroscopic Unit | C-Arms | 1460 | OEC MEDICAL SYSTEMS INC | 9900 ELITE | 1 | 126D22104A | SG OPERATING ROOMS RR | OR Common Area | Life Support / High Risk | IES | ASP_GE | 140 | 5 | 0 | 2013-06-01 | Canyons/Desert
12800-LDS Hospital | 21101 | Radiology | 12800-LDS Hospital | 21101-Radiology | 12800~000000014366 | 845879 | E9XXXX03419 | E9XXXX03419 | 11-758 | Radiographic/Fluoroscopic Unit | C-Arms | 1467 | OEC MEDICAL SYSTEMS INC | 9900 ELITE | 1 | 128D21101A | LD RADIOLOGY L1 | Unspecified | Life Support / High Risk | IES | ASP_GE | 71 | 5 | 0 | 2019-02-15 | Canyons/Desert
12900-Layton Hospital | 21001 | Imaging Administration | 12900-Layton Hospital | 21001-Imaging Administration | 12900~000000002666 | 839210 | FAXXXE00163 | FAXXXE00163 | 11-758 | Radiographic/Fluoroscopic Unit | C-Arms | 1474 | OEC MEDICAL SYSTEMS INC | 9900 ELITE | 1 | 129D21001A | LA IMAGING ADMINISTRATION | Unspecified | Life Support / High Risk | IES | ASP_GE | 76 | 5 | 0 | 2018-09-18 | Canyons/Desert
12900-Layton Hospital | 21001 | Imaging Administration | 12900-Layton Hospital | 21001-Imaging Administration | 12900~000000002667 | 839211 | FAXXXE00326 | FBXXXE00326 | 11-758 | Radiographic/Fluoroscopic Unit | C-Arms | 1475 | OEC MEDICAL SYSTEMS INC | 9900 ELITE | 1 | 129D21001A | LA IMAGING ADMINISTRATION | Unspecified | Life Support / High Risk | IES | ASP_GE | 76 | 5 | 0 | 2018-09-27 | Canyons/Desert
13000-Logan Regional Hospital | 22104 | Operating Rooms | 13000-Logan Regional Hospital | 22104-Operating Rooms | 13000~000000007855 | 843284 | FBXXXE00330 | FBXXXE00330 | 11-758 | Radiographic/Fluoroscopic Unit | C-Arms | 1486 | OEC MEDICAL SYSTEMS INC | 9900 ELITE | 1 | 130D22104A | LO OPERATING ROOM | Unspecified | Life Support / High Risk | IES | ASP_GE | 75 | 5 | 0 | 2018-10-12 | Canyons/Desert
13200-McKay-Dee Hospital Center | 22104 | Operating Rooms | 13200-McKay-Dee Hospital Center | 22104-Operating Rooms | 13200~000000007169 | 418380 | E2-1432 | OECE21432 | 11-758 | Radiographic/Fluoroscopic Unit | C-Arms | 1491 | OEC MEDICAL SYSTEMS INC | 9900 ELITE | 1 | 132D22104A | MK OPERATING ROOM L2 | Common Area | Life Support / High Risk | IES | ASP_GE | 178 | 5 | 0 | 2010-04-01 | Canyons/Desert
13200-McKay-Dee Hospital Center | 22104 | Operating Rooms | 13200-McKay-Dee Hospital Center | 22104-Operating Rooms | 13200~000000020114 | 843573 | FBXXXE00472 | FBXXXE00472 | 11-758 | Radiographic/Fluoroscopic Unit | C-Arms | 1493 | OEC MEDICAL SYSTEMS INC | 9900 ELITE | 1 | 132D22104A | MK OPERATING ROOM L2 | Unspecified | Life Support / High Risk | IES | ASP_GE | 72 | 5 | 0 | 2019-01-02 | Canyons/Desert
13200-McKay-Dee Hospital Center | 22104 | Operating Rooms | 13200-McKay-Dee Hospital Center | 22104-Operating Rooms | 13200~000000021764 | 856532 | FAXXTE00052 | FAXXTE00052 | 11-758 | Radiographic/Fluoroscopic Unit | C-Arms | 1494 | OEC MEDICAL SYSTEMS INC | 9900 ELITE | 1 | 132D22104A | MK OPERATING ROOM L2 | Unspecified | Life Support / High Risk | IES | ASP_GE | 61 | 7 | 2 | 2019-12-13 | Canyons/Desert
13200-McKay-Dee Hospital Center | 22104 | Operating Rooms | 13200-McKay-Dee Hospital Center | 40030-Surgical Services Admin | 13200~000000016675 | 804886 | E2-5186 | E2-5186 | 11-758 | Radiographic/Fluoroscopic Unit | C-Arms | 1497 | OEC MEDICAL SYSTEMS INC | 9900 ELITE | 1 | 132D40030A | MK SURGICAL SERVICES ADMIN L2 | Unspecified | Life Support / High Risk | IES | ASP_GE | 108 | 7 | 0 | 2016-01-12 | Canyons/Desert
13200-McKay-Dee Hospital Center | 22104 | Operating Rooms | 13200-McKay-Dee Hospital Center | 40030-Surgical Services Admin | 13200~000000018190 | 817873 | E9XXXX03175 | E9XXXX03175 | 11-758 | Radiographic/Fluoroscopic Unit | C-Arms | 1498 | OEC MEDICAL SYSTEMS INC | 9900 ELITE | 1 | 132D40030A | MK SURGICAL SERVICES ADMIN L2 | Unspecified | Life Support / High Risk | IES | ASP_GE | 95 | 7 | 0 | 2017-02-22 | Canyons/Desert
13800-Primary Childrens Hospital | 21101 | Radiology | 13800-Primary Childrens Hospital | 21101-Radiology | 13800~000000008816 | 475558 | E9-1753 | E9-1753 | 11-758 | Radiographic/Fluoroscopic Unit | C-Arms | 1504 | OEC MEDICAL SYSTEMS INC | 9900 ELITE | 1 | 138D21101A | PC MEDICAL IMAGING 1ST FLR W | Imaging Vitals Alcove | Life Support / High Risk | IES | ASP_GE | 159 | 5 | 0 | 2011-10-31 | Canyons/Desert
13800-Primary Childrens Hospital | 21101 | Radiology | 13800-Primary Childrens Hospital | 21101-Radiology | 13800~000000021716 | 801183 | E9-2830 | E9-2830 | 11-758 | Radiographic/Fluoroscopic Unit | C-Arms | 1505 | OEC MEDICAL SYSTEMS INC | 9900 ELITE | 1 | 138D21101A | PC MEDICAL IMAGING 1ST FLR W | Unspecified | Life Support / High Risk | IES | ASP_GE | 114 | 7 | 0 | 2015-07-08 | Canyons/Desert
13800-Primary Childrens Hospital | 21101 | Radiology | 13800-Primary Childrens Hospital | 21101-Radiology | 13800~000000022328 |  |  |  | 11-758 | Radiographic/Fluoroscopic Unit | C-Arms | 1506 | OEC MEDICAL SYSTEMS INC | 9900 ELITE | 1 | 138D21101A | PC MEDICAL IMAGING 1ST FLR W | Unspecified | Life Support / High Risk | IES | ASP_GE | 113 | 3 | 0 | 2015-08-14 | Canyons/Desert
13800-Primary Childrens Hospital | 21101 | Radiology | 13800-Primary Childrens Hospital | 21102-Angiography | 13800~000000025233 | 854328 | E9XXXX03281 | E9XXXX03281 | 11-758 | Radiographic/Fluoroscopic Unit | C-Arms | 1507 | OEC MEDICAL SYSTEMS INC | 9900 ELITE | 1 | 138D21102A | PC SPEC PROCEDURE LAB 1 FLR W | Unspecified | Life Support / High Risk | IES | ASP_GE | 85 | 5 | 0 | 2017-12-15 | Canyons/Desert
14200-Sevier Valley Hospital | 21101 | Radiology | 14200-Sevier Valley Hospital | 22104-Operating Rooms | 14200~000000000405 | 490140 | E9-1960 | E9-1960 | 11-758 | Radiographic/Fluoroscopic Unit | C-Arms | 1522 | OEC MEDICAL SYSTEMS INC | 9900 ELITE | 1 | 142D22104A | SV OPERATING ROOM | Common Area | Life Support / High Risk | IES | ASP_GE | 152 | 5 | 0 | 2012-05-03 | Canyons/Desert
14300-Park City Hospital | 21001 | Imaging Administration | 14300-Park City Hospital | 21001-Imaging Administration | 14300~000000002448 | 805285 | E9-2926 | E9-2926 | 11-758 | Radiographic/Fluoroscopic Unit | C-Arms | 1523 | OEC MEDICAL SYSTEMS INC | 9900 ELITE | 1 | 143D21001A | PK IMAGING ADMINISTRATION | Unspecified | Life Support / High Risk | IES | ASP_GE | 109 | 7 | 0 | 2015-12-14 | Canyons/Desert
14400-Utah Valley Hospital | 21101 | Radiology | 14400-Utah Valley Hospital | 21101-Radiology | 14400~000000019861 | 846888 | FBXXXE00504 | FBXXXE00504 | 11-758 | Radiographic/Fluoroscopic Unit | C-Arms | 1530 | OEC MEDICAL SYSTEMS INC | 9900 ELITE | 1 | 144D21101A | UV RADIOLOGY | Unspecified | Life Support / High Risk | IES | ASP_GE | 71 | 5 | 0 | 2019-02-17 | Canyons/Desert
14400-Utah Valley Hospital | 22104 | Operating Rooms | 14400-Utah Valley Hospital | 22104-Operating Rooms | 14400~000000005386 | 369887 | E2-0669 | OECE20669 | 11-758 | Radiographic/Fluoroscopic Unit | C-Arms | 1531 | OEC MEDICAL SYSTEMS INC | 9900 ELITE | 1 | 144D22104A | UV OPERATING ROOM | Back Hallway | Life Support / High Risk | IES | ASP_GE | 192 | 5 | 0 | 2009-01-31 | Canyons/Desert
14400-Utah Valley Hospital | 22104 | Operating Rooms | 14400-Utah Valley Hospital | 22104-Operating Rooms | 14400~000000006579 | 459134 | E2-2135 | E2-2135 | 11-758 | Radiographic/Fluoroscopic Unit | C-Arms | 1532 | OEC MEDICAL SYSTEMS INC | 9900 ELITE | 1 | 144D22104A | UV OPERATING ROOM | Back Hallway | Life Support / High Risk | IES | ASP_GE | 164 | 5 | 0 | 2011-05-10 | Canyons/Desert
14600-Cedar City Hospital | 21101 | Radiology | 14600-Cedar City Hospital | 21101-Radiology | 14600~000000000748 | 408780 | ES1151 | OECES1151 | 11-758 | Radiographic/Fluoroscopic Unit | C-Arms | 1542 | OEC MEDICAL SYSTEMS INC | 9900 ELITE | 1 | 146D21101B | CC RADIOLOGY TE | Proceedure Rm | Life Support / High Risk | IES | ASP_GE | 181 | 5 | 0 | 2009-12-12 | Canyons/Desert
14600-Cedar City Hospital | 21101 | Radiology | 14600-Cedar City Hospital | 21101-Radiology | 14600~000000003247 | 854653 | F2XXXX00082 | F2XXXX00082 | 11-758 | Radiographic/Fluoroscopic Unit | C-Arms | 1543 | OEC MEDICAL SYSTEMS INC | 9900 ELITE | 1 | 146D21101B | CC RADIOLOGY TE | Unspecified | Life Support / High Risk | IES | ASP_GE | 64 | 5 | 0 | 2019-09-16 | Canyons/Desert
14600-Cedar City Hospital | 21101 | Radiology | 14600-Cedar City Hospital | 22104-Operating Rooms | 14600~000000000551 | 376388 | E90140 | OECE90140 | 11-758 | Radiographic/Fluoroscopic Unit | C-Arms | 1544 | OEC MEDICAL SYSTEMS INC | 9900 ELITE | 1 | 146D22104A | CC OPERATING ROOM | Hall | Life Support / High Risk | IES | ASP_GE | 198 | 5 | 0 | 2008-07-23 | Canyons/Desert
14800-Heber Valley Hospital | 21101 | Radiology | 14800-Heber Valley Hospital | 21101-Radiology | 14800~000000000414 | 411150 | E9-1145 | OECE91145 | 11-758 | Radiographic/Fluoroscopic Unit | C-Arms | 1546 | OEC MEDICAL SYSTEMS INC | 9900 ELITE | 1 | 148D21101A | HV RADIOLOGY | C-Arm | Life Support / High Risk | IES | ASP_GE | 179 | 5 | 0 | 2010-02-04 | Canyons/Desert
15400-Intermountain Medical Center | 21101 | Radiology | 15400-Intermountain Medical Center | 21101-Radiology | 15400~000000018465 | 505061 | ES-2273 | ES-2273 | 11-758 | Radiographic/Fluoroscopic Unit | C-Arms | 1555 | OEC MEDICAL SYSTEMS INC | 9900 ELITE | 1 | 154D21101B | IM OUTPT RADIOLOGY EL2 | Unspecified | Life Support / High Risk | IES | ASP_GE | 155 | 5 | 0 | 2012-02-04 | Canyons/Desert
13200-McKay-Dee Hospital Center | 21102 | Angiography | 13200-McKay-Dee Hospital Center | 22104-Operating Rooms | 13200~000000015797 | 731639 | 000128 | IHMKHPHLVA | 16-597 | Radiographic/Fluoroscopic Syst | Cath Labs | 1341 | PHILIPS HEALTHCARE | ALLURA XPER FD20 | 1 | 132D22104A | MK OPERATING ROOM L2 | Angio (Special Pro Rm) | Life Support / High Risk | IES | ASP_GE | 126 | 7 | 0 | 2014-08-01 | Canyons/Desert
15400-Intermountain Medical Center | 21102 | Angiography | 15400-Intermountain Medical Center | 21102-Angiography | 15400~000000009040 | 361533 | 1098 | IHMCHPHLVA2 | 16-597 | Radiographic/Fluoroscopic Syst | Cath Labs | 1401 | PHILIPS HEALTHCARE | ALLURA XPER FD20 | 1 | 154D21102A | IM ANGIO TL1 | Lab 3 | Life Support / High Risk | IES | ASP_GE | 207 | 5 | 0 | 2007-11-01 | Canyons/Desert
15400-Intermountain Medical Center | 21102 | Angiography | 15400-Intermountain Medical Center | 21102-Angiography | 15400~000000029668 | 819392 | 63856215 | IHMCHPHLVA3 | 16-597 | Radiographic/Fluoroscopic Syst | Cath Labs | 1403 | PHILIPS HEALTHCARE | ALLURA XPER FD20 | 1 | 154D21102A | IM ANGIO TL1 | Common Area | Life Support / High Risk | IES | ASP_GE | 90 | 5 | 0 | 2017-07-11 | Canyons/Desert
15400-Intermountain Medical Center | 21102 | Angiography | 15400-Intermountain Medical Center | 21102-Angiography | 15400~000000009247 | 357616 | 212 | IHMCHPHLVA1 | 16-597 | Radiographic/Fluoroscopic Syst | Cath Labs | 1402 | PHILIPS HEALTHCARE | ALLURA XPER FD20/10 | 1 | 154D21102A | IM ANGIO TL1 | Lab 2 | Life Support / High Risk | IES | ASP_GE | 207 | 5 | 0 | 2007-11-01 | Canyons/Desert
13800-Primary Childrens Hospital | 21102 | Angiography | 13800-Primary Childrens Hospital | 21102-Angiography | 13800~000000008029 | 490155 | 174 | IHPCHPHLVA | 17-192 | Radiographic/Fluoroscopic Syst | Cath Labs | 1353 | PHILIPS HEALTHCARE | ALLURA XPER FD20/20 | 1 | 138D21102A | PC SPEC PROCEDURE LAB 1 FLR W | Interventional Radiology Lab | Life Support / High Risk | IES | ASP_GE | 157 | 5 | 0 | 2011-12-31 | Canyons/Desert
13200-McKay-Dee Hospital Center | 21101 | Radiology | 13200-McKay-Dee Hospital Center | 21101-Radiology | 13200~000000009050 | 511211 | 12000143 | IHMKHPHLXR2 | 16-597 | Radiographic/Fluoroscopic Syst | Cath Labs | 1336 | PHILIPS HEALTHCARE | ALLURA XPER X-RAY SYSTEM | 1 | 132D21101A | MK RADIOLOGY 1ST FLR | Rad Rm 7 Er | Life Support / High Risk | IES | ASP_GE | 149 | 7 | 0 | 2012-08-16 | Canyons/Desert
15400-Intermountain Medical Center | 21111 | Radiology TOSH | 37000-The Orthopedic Specialty Hosp | 21101-Radiology | 15400~000000042444 | 523740 | SN 512235/SN 1200028 | IHOSHPHLXR | 16-597 | Radiographic/Fluoroscopic Syst | Cath Labs | 1405 | PHILIPS HEALTHCARE | ALLURA XPER X-RAY SYSTEM | 1 | 370D21101A | TO RADIOLOGY BLDG 4 L1 | X-Ray Rm | Life Support / High Risk | IES | ASP_GE | 144 | 5 | 0 | 2013-01-04 | Canyons/Desert
40000-Intermountain Medical Group | 74174 | Salt Lake Clinic Admin | 40000-Intermountain Medical Group | 74135-Salt Lake Clinic - Radiology | 40000~000000005958 | 524792 | C006445Y22 | IHSCCPHLXR2 | 16-597 | Radiographic/Fluoroscopic Syst | Cath Labs | 1425 | PHILIPS HEALTHCARE | ALLURA XPER X-RAY SYSTEM | 1 | 400D74135A | MG SL CLINIC RADIOLOGY 1ST FLR | L2 | Life Support / High Risk | IES | ASP_GE | 145 | 5 | 0 | 2012-12-31 | Canyons/Desert
40000-Intermountain Medical Group | 74174 | Salt Lake Clinic Admin | 40000-Intermountain Medical Group | 74135-Salt Lake Clinic - Radiology | 40000~000000005959 | 524791 | C006410Y22 | IHSCCPHLXR1 | 16-597 | Radiographic/Fluoroscopic Syst | Cath Labs | 1426 | PHILIPS HEALTHCARE | ALLURA XPER X-RAY SYSTEM | 1 | 400D74135A | MG SL CLINIC RADIOLOGY 1ST FLR | Radiology FL1 | Life Support / High Risk | IES | ASP_GE | 145 | 5 | 0 | 2012-12-31 | Canyons/Desert
14400-Utah Valley Hospital | 22104 | Operating Rooms | 14400-Utah Valley Hospital | 21102-Angiography | 14400~000000020245 | 851623 | 564 | IHUVHPHLVA | 16-885 | Radiographic/Fluoroscopic Syst | Cath Labs | 1376 | PHILIPS HEALTHCARE | Azurion | 1 | 144D21102A | UV INTERVENTIONAL RADIOLOGY | Hybrid Room | Life Support / High Risk | IES | ASP_GE | 71 | 5 | 0 | 2019-02-17 | Canyons/Desert
37700-Primary Childrens - Lehi | 21102 | Angiography | 37700-Primary Childrens - Lehi | 21102-Angiography | 37700~000000003107 | 919942 | 107794187 | 107794187 | 16-885 | Radiographic/Fluoroscopic Syst | Cath Labs | 1419 | PHILIPS HEALTHCARE | Azurion | 1 | 377D21102A | PL ANGIOGRAPHY | Unspecified | Life Support / High Risk | IES | ASP_GE | 10 | 7 | 6 | 2024-03-13 | Canyons/Desert
13800-Primary Childrens Hospital | 22104 | Operating Rooms | 11300-Supply Chain Organization | 32213-Asset Recovery - SLC | 13800~000000032059 | 904134 | 400-813386 |  | 16-597 | Radiographic/Fluoroscopic Syst | Cath Labs | 1355 | SIEMENS HEALTHCARE | Artis Pheno VE10 | 1 | 113D32213C | SC ASSET RECOVERY AIRPORT WHS | Received | Life Support / High Risk | IES | ASP_SIEMEN | 27 | 5 | 3 | 2022-10-18 | Canyons/Desert
13000-Logan Regional Hospital | 20501 | Cardiovascular Lab | 13000-Logan Regional Hospital | 20501-Cardiovascular Lab | 13000~000000012080 | 909350 | 230110 | IHLRHSIXV1 | 16-597 | Radiographic/Fluoroscopic Syst | Cath Labs | 1326 | SIEMENS HEALTHCARE | ARTIS Q CEILING | 1 | 130D20501A | LO CARDIO VASCULAR CATH LAB | Procedure Room Combo | Non Life Support | IES | ASP_SIEMEN | 21 | 5 | 3 | 2023-04-10 | Canyons/Desert
13200-McKay-Dee Hospital Center | 21102 | Angiography | 13200-McKay-Dee Hospital Center | 21102-Angiography | 13200~000000022245 | 864379 | 109803 | IHMKHSIEVA6/400-661300 | 16-597 | Radiographic/Fluoroscopic Syst | Cath Labs | 1340 | SIEMENS HEALTHCARE | ARTIS Q CEILING | 1 | 132D21102A | MK ANGIO 1ST FLR | Common Area | Non Life Support | IES | ASP_GE | 56 | 7 | 2 | 2020-05-11 | Canyons/Desert
15400-Intermountain Medical Center | 20501 | Cardiovascular Lab | 15400-Intermountain Medical Center | 20501-Cardiovascular Lab | 15400~000000037144 | 887583 | 111504 | IHIMCSIEVA5(400-713756) | 16-597 | Radiographic/Fluoroscopic Syst | Cath Labs | 1387 | SIEMENS HEALTHCARE | ARTIS Q CEILING | 1 | 154D20501A | IM CARDIO CATH LAB SL1 | Lab 9 | Non Life Support | IES | ASP_SIEMEN | 46 | 5 | 1 | 2021-03-30 | Canyons/Desert
15400-Intermountain Medical Center | 20501 | Cardiovascular Lab | 15400-Intermountain Medical Center | 20501-Cardiovascular Lab | 15400~000000039753 | 897862 | 674062271 | 400-776657 | 16-597 | Radiographic/Fluoroscopic Syst | Cath Labs | 1388 | SIEMENS HEALTHCARE | ARTIS Q CEILING | 1 | 154D20501A | IM CARDIO CATH LAB SL1 | Lab 1 | Non Life Support | IES | ASP_SIEMEN | 31 | 5 | 2 | 2022-06-14 | Canyons/Desert
13200-McKay-Dee Hospital Center | 20501 | Cardiovascular Lab | 13200-McKay-Dee Hospital Center | 20501-Cardiovascular Lab | 13200~000000009953 | 573850 | 10848280_103008 | 400-453297 | 16-597 | Radiographic/Fluoroscopic Syst | Cath Labs | 1332 | SIEMENS HEALTHCARE | ARTIS Q FLOOR | 1 | 132D20501A | MK CARDIOLOGY 3RD FLR | Cath Lab Rm 3 | Life Support / High Risk | IES | ASP_SIEMEN | 133 | 7 | 0 | 2013-12-13 | Canyons/Desert
12600-St George Regional Hospital | 20501 | Cardiovascular Lab | 12600-St George Regional Hospital | 20501-Cardiovascular Lab | 12600~000000007100 | 457156 | 1141 | 400-274412 | 16-597 | Radiographic/Fluoroscopic Syst | Cath Labs | 1300 | SIEMENS HEALTHCARE | ARTIS ZEE | 1 | 126D20501A | SG CATH LAB RR | CV Lab Cath Lab 3 | Life Support / High Risk | IES | ASP_SIEMEN | 201 | 5 | 0 | 2008-04-26 | Canyons/Desert
13200-McKay-Dee Hospital Center | 21101 | Radiology | 13200-McKay-Dee Hospital Center | 21101-Radiology | 13200~000000009638 | 557485 | 157999 | IHMKHSIEVA2/400-443835 | 16-597 | Radiographic/Fluoroscopic Syst | Cath Labs | 1337 | SIEMENS HEALTHCARE | ARTIS ZEE | 1 | 132D21101A | MK RADIOLOGY 1ST FLR | Rad Rm 6 Storage | Life Support / High Risk | IES | ASP_GE | 135 | 7 | 0 | 2013-10-10 | Canyons/Desert
14400-Utah Valley Hospital | 20501 | Cardiovascular Lab | 14400-Utah Valley Hospital | 20501-Cardiovascular Lab | 14400~000000007450 | 487915 | 136609 | 400-434457 ROOM 2 | 16-597 | Radiographic/Fluoroscopic Syst | Cath Labs | 1367 | SIEMENS HEALTHCARE | ARTIS ZEE | 1 | 144D20501A | UV CARDIOVASCULAR LAB | Ep Lab West | Life Support / High Risk | IES | ASP_SIEMEN | 138 | 5 | 0 | 2013-07-22 | Canyons/Desert
14400-Utah Valley Hospital | 21001 | Imaging Administration | 14400-Utah Valley Hospital | 21001-Imaging Administration | 14400~000000025389 | 901448 | 30204 |  | 16-597 | Radiographic/Fluoroscopic Syst | Cath Labs | 1372 | SIEMENS HEALTHCARE | ARTIS ZEE | 1 | 144D21001A | UV IMAGING ADMINISTRATION | Unspecified | Life Support / High Risk | IES | ASP_ALL | 26 | 5 | 3 | 2022-11-03 | Canyons/Desert
11800-American Fork Hospital | 21102 | Angiography | 11800-American Fork Hospital | 21001-Imaging Administration | 11800~000000005619 | 818017 | HXH7005504 | IHAFHSIEVA1/IHAFHSIEVA2 | 17-192 | Radiographic/Fluoroscopic Syst | Cath Labs | 1292 | SIEMENS HEALTHCARE | ARTIS ZEE CEILING-MOUNTED SYS | 1 | 118D21001A | AF IMAGING ADMINISTRATION | Unspecified | Life Support / High Risk | IES | ASP_GE | 95 | 7 | 0 | 2017-02-07 | Canyons/Desert
12600-St George Regional Hospital | 20501 | Cardiovascular Lab | 12600-St George Regional Hospital | 20501-Cardiovascular Lab | 12600~000000002909 | 490635 | 400-412240 | 400-412240 | 17-192 | Radiographic/Fluoroscopic Syst | Cath Labs | 1299 | SIEMENS HEALTHCARE | ARTIS ZEE CEILING-MOUNTED SYS | 1 | 126I20501A | SG CATH LAB RR | Unspecified | Life Support / High Risk | IES | ASP_SIEMEN | 141 | 5 | 0 | 2013-05-01 | Canyons/Desert
14400-Utah Valley Hospital | 21102 | Angiography | 14400-Utah Valley Hospital | 21101-Radiology | 14400~000000007661 | 487914 | 147661 | IHUVHSIEVA3/400-431772 | 17-192 | Radiographic/Fluoroscopic Syst | Cath Labs | 1375 | SIEMENS HEALTHCARE | ARTIS ZEE CEILING-MOUNTED SYS | 1 | 144D21101A | UV RADIOLOGY | Unspecified | Life Support / High Risk | IES | ASP_GE | 138 | 5 | 0 | 2013-08-01 | Canyons/Desert
12600-St George Regional Hospital | 20501 | Cardiovascular Lab | 12600-St George Regional Hospital | 20501-Cardiovascular Lab | 12600~000000020070 | 848410 | 164080 | 400-569308 | 17-192 | Radiographic/Fluoroscopic Syst | Cath Labs | 1304 | SIEMENS HEALTHCARE | ARTIS ZEE MULTI PURPOSE | 1 | 126D20501A | SG CATH LAB RR | Cath Lab Common | Life Support / High Risk | IES | ASP_SIEMEN | 69 | 5 | 0 | 2019-04-19 | Canyons/Desert
12600-St George Regional Hospital | 20501 | Cardiovascular Lab | 12600-St George Regional Hospital | 21102-Angiography | 12600~000000003638 | 434703 | 4080 | 400-353981 | 17-192 | Radiographic/Fluoroscopic Syst | Cath Labs | 1306 | SIEMENS HEALTHCARE | ARTIS ZEE MULTI PURPOSE | 1 | 126D21102A | DX ANGIOGRAPHY EXPENSE RR | Angio Common Area | Life Support / High Risk | IES | ASP_SIEMEN | 171 | 5 | 0 | 2010-11-01 | Canyons/Desert
12600-St George Regional Hospital | 21101 | Radiology | 12600-St George Regional Hospital | 21101-Radiology | 12600~000000004177 | 490483 | 400-413365 | IHDXHSIEVA4/400-413365 | 17-192 | Radiographic/Fluoroscopic Syst | Cath Labs | 1308 | SIEMENS HEALTHCARE | ARTIS ZEE MULTI PURPOSE | 1 | 126D21101E | SG RADIOLOGY RR CAMPUS | Radiol Imaging 3 | Life Support / High Risk | IES | ASP_SIEMEN | 140 | 7 | 0 | 2013-06-01 | Canyons/Desert
13000-Logan Regional Hospital | 20501 | Cardiovascular Lab | 13000-Logan Regional Hospital | 20501-Cardiovascular Lab | 13000~000000002767 | 494119 | 1414932 | 400-396745 | 17-192 | Radiographic/Fluoroscopic Syst | Cath Labs | 1325 | SIEMENS HEALTHCARE | ARTIS ZEE MULTI PURPOSE | 1 | 130D20501A | LO CARDIO VASCULAR CATH LAB | Allocated To Cath Lab | Life Support / High Risk | IES | ASP_SIEMEN | 152 | 7 | 0 | 2012-05-04 | Canyons/Desert
13200-McKay-Dee Hospital Center | 20501 | Cardiovascular Lab | 13200-McKay-Dee Hospital Center | 20501-Cardiovascular Lab | 13200~000000006410 | 398270 | 10892 | 400-309984 CATH LAB 4 | 17-192 | Radiographic/Fluoroscopic Syst | Cath Labs | 1331 | SIEMENS HEALTHCARE | ARTIS ZEE MULTI PURPOSE | 1 | 132D20501A | MK CARDIOLOGY 3RD FLR | Cath Lab Rm 4 | Life Support / High Risk | IES | ASP_SIEMEN | 184 | 20 | 5 | 2009-10-01 | Canyons/Desert
13800-Primary Childrens Hospital | 20501 | Cardiovascular Lab | 13800-Primary Childrens Hospital | 20501-Cardiovascular Lab | 13800~000000008103 | 469714 | UNKNOWN | IHPCHSIEVA2/400-385870 | 17-192 | Radiographic/Fluoroscopic Syst | Cath Labs | 1347 | SIEMENS HEALTHCARE | ARTIS ZEE MULTI PURPOSE | 1 | 138D20501A | PC CATH LAB L1 | Cath Lab 2 1D166 | Life Support / High Risk | IES | ASP_SIEMEN | 161 | 5 | 0 | 2011-08-31 | Canyons/Desert
14400-Utah Valley Hospital | 20501 | Cardiovascular Lab | 14400-Utah Valley Hospital | 21101-Radiology | 14400~000000020176 | 848534 | 131231 | IHUVHSIEVA4/400-606387 | 17-192 | Radiographic/Fluoroscopic Syst | Cath Labs | 1368 | SIEMENS HEALTHCARE | ARTIS ZEE MULTI PURPOSE | 1 | 144D21101A | UV RADIOLOGY | Unspecified | Life Support / High Risk | IES | ASP_SIEMEN | 71 | 5 | 0 | 2019-02-17 | Canyons/Desert
14400-Utah Valley Hospital | 21101 | Radiology | 14400-Utah Valley Hospital | 21101-Radiology | 14400~000000023703 | 893217 | 159049 | IHUVHSIEVA7/400-712174 | 17-192 | Radiographic/Fluoroscopic Syst | Cath Labs | 1374 | SIEMENS HEALTHCARE | ARTIS ZEE MULTI PURPOSE | 1 | 144D21101A | UV RADIOLOGY | 2 | Life Support / High Risk | IES | ASP_ALL | 40 | 5 | 2 | 2021-09-24 | Canyons/Desert
15400-Intermountain Medical Center | 21111 | Radiology TOSH | 37000-The Orthopedic Specialty Hosp | 44021-Information Systems | 15400~000000042459 | 848287 | 400-624280 | IHOSHSIEVA/400-624280 | 17-192 | Radiographic/Fluoroscopic Syst | Cath Labs | 1406 | SIEMENS HEALTHCARE | ARTIS ZEE MULTI PURPOSE | 1 | 370D44021A | TO INFORMATION SYSTEMS | Unspecified | Life Support / High Risk | IES | ASP_GE | 69 | 7 | 1 | 2019-04-08 | Canyons/Desert
13000-Logan Regional Hospital | 20501 | Cardiovascular Lab | 13000-Logan Regional Hospital | 20501-Cardiovascular Lab | 13000~000000001035 | 226175 | 01640 | 400-127396 | 16-597 | Radiographic/Fluoroscopic Syst | Cath Labs | 1324 | SIEMENS HEALTHCARE | AXIOM ARTIS | 1 | 130D20501A | LO CARDIO VASCULAR CATH LAB | Combo Lab | Life Support / High Risk | IES | ASP_SIEMEN | 258 | 10 | 0 | 2003-07-31 | Canyons/Desert
15400-Intermountain Medical Center | 20501 | Cardiovascular Lab | 15400-Intermountain Medical Center | 20501-Cardiovascular Lab | 15400~000000009063 | 356101 | 46216 | 400-204632 | 16-597 | Radiographic/Fluoroscopic Syst | Cath Labs | 1386 | SIEMENS HEALTHCARE | AXIOM ARTIS | 1 | 154D20501A | IM CARDIO CATH LAB SL1 | Lab 3 | Life Support / High Risk | IES | ASP_SIEMEN | 207 | 5 | 0 | 2007-11-01 | Canyons/Desert
15400-Intermountain Medical Center | 20501 | Cardiovascular Lab | 15400-Intermountain Medical Center | 21001-Imaging Administration | 15400~000000031423 | 359732 | UNKNOWN | 400-196605 | 16-597 | Radiographic/Fluoroscopic Syst | Cath Labs | 1389 | SIEMENS HEALTHCARE | AXIOM ARTIS | 1 | 154D21001A | IM IMAGING ADMIN TOWER TLL1 | Bldg C Imaging Admin | Life Support / High Risk | IES | ASP_SIEMEN | 205 | 5 | 0 | 2008-01-01 | Canyons/Desert
12600-St George Regional Hospital | 20501 | Cardiovascular Lab | 12600-St George Regional Hospital | 20501-Cardiovascular Lab | 12600~000000013231 | 800061 | 109096 | 400-485429 | 16-597 | Radiographic/Fluoroscopic Syst | Cath Labs | 1301 | SIEMENS HEALTHCARE | AXIOM ARTIS Q | 1 | 126D20501A | SG CATH LAB RR | Unspecified | Life Support / High Risk | IES | ASP_SIEMEN | 120 | 7 | 0 | 2015-01-05 | Canyons/Desert
12600-St George Regional Hospital | 20501 | Cardiovascular Lab | 12600-St George Regional Hospital | 20501-Cardiovascular Lab | 12600~000000013827 | 811283 | 400-505496 | 400-505496 | 16-597 | Radiographic/Fluoroscopic Syst | Cath Labs | 1302 | SIEMENS HEALTHCARE | AXIOM ARTIS Q | 1 | 126D20501A | SG CATH LAB RR | Unspecified | Life Support / High Risk | IES | ASP_SIEMEN | 112 | 7 | 0 | 2015-09-24 | Canyons/Desert
12600-St George Regional Hospital | 20501 | Cardiovascular Lab | 12600-St George Regional Hospital | 20501-Cardiovascular Lab | 12600~000000018859 | 838680 | 22596 | 400-534589 | 16-597 | Radiographic/Fluoroscopic Syst | Cath Labs | 1303 | SIEMENS HEALTHCARE | AXIOM ARTIS Q | 1 | 126D20501A | SG CATH LAB RR | CV Lab Cath Lab | Life Support / High Risk | IES | ASP_SIEMEN | 73 | 7 | 1 | 2018-12-12 | Canyons/Desert
12600-St George Regional Hospital | 20501 | Cardiovascular Lab | 12600-St George Regional Hospital | 21101-Radiology | 12600~000000004448 | 490499 | 121004 | 400-435564 | 16-597 | Radiographic/Fluoroscopic Syst | Cath Labs | 1305 | SIEMENS HEALTHCARE | AXIOM ARTIS Q | 1 | 126D21101A | SG RADIOLOGY | Radiology | Life Support / High Risk | IES | ASP_SIEMEN | 135 | 5 | 0 | 2013-11-01 | Canyons/Desert
12600-St George Regional Hospital | 21101 | Radiology | 12600-St George Regional Hospital | 20501-Cardiovascular Lab | 12600~000000020532 | 852020 | 109542 | 400-570759 | 16-597 | Radiographic/Fluoroscopic Syst | Cath Labs | 1307 | SIEMENS HEALTHCARE | AXIOM ARTIS Q | 1 | 126D20501A | SG CATH LAB RR | CV Lab Cath Lab | Life Support / High Risk | IES | ASP_SIEMEN | 65 | 5 | 0 | 2019-08-16 | Canyons/Desert
12600-St George Regional Hospital | 21101 | Radiology | 12600-St George Regional Hospital | 21101-Radiology | 12600~000000018257 | 834434 | 400-569308 | 400-569308 | 16-597 | Radiographic/Fluoroscopic Syst | Cath Labs | 1310 | SIEMENS HEALTHCARE | AXIOM ARTIS Q | 1 | 126D21101B | SG RADIOLOGY HEALTH CENTER RR | Unspecified | Life Support / High Risk | IES | ASP_SIEMEN | 83 | 7 | 0 | 2018-02-21 | Canyons/Desert
13200-McKay-Dee Hospital Center | 20501 | Cardiovascular Lab | 13200-McKay-Dee Hospital Center | 20501-Cardiovascular Lab | 13200~000000016385 | 811275 | 109103 | 400-485891 | 16-597 | Radiographic/Fluoroscopic Syst | Cath Labs | 1333 | SIEMENS HEALTHCARE | AXIOM ARTIS Q | 1 | 132D20501A | MK CARDIOLOGY 3RD FLR | Cath Lab Rm 2 | Life Support / High Risk | IES | ASP_SIEMEN | 116 | 50 | 40 | 2015-05-10 | Canyons/Desert
13200-McKay-Dee Hospital Center | 20501 | Cardiovascular Lab | 13200-McKay-Dee Hospital Center | 20501-Cardiovascular Lab | 13200~000000016994 | 811274 | 400-509855 | 400-509855 | 16-597 | Radiographic/Fluoroscopic Syst | Cath Labs | 1334 | SIEMENS HEALTHCARE | AXIOM ARTIS Q | 1 | 132D20501A | MK CARDIOLOGY 3RD FLR | Unspecified | Life Support / High Risk | IES | ASP_SIEMEN | 110 | 7 | 0 | 2015-12-01 | Canyons/Desert
13800-Primary Childrens Hospital | 20501 | Cardiovascular Lab | 13800-Primary Childrens Hospital | 20501-Cardiovascular Lab | 13800~000000023891 | 815194 | 123205 | 400-539789 | 16-597 | Radiographic/Fluoroscopic Syst | Cath Labs | 1348 | SIEMENS HEALTHCARE | AXIOM ARTIS Q | 1 | 138D20501A | PC CATH LAB L1 | Cath Lab 1 | Life Support / High Risk | IES | ASP_SIEMEN | 97 | 7 | 0 | 2016-12-15 | Canyons/Desert
14400-Utah Valley Hospital | 20501 | Cardiovascular Lab | 14400-Utah Valley Hospital | 21101-Radiology | 14400~000000020834 | 852023 | 105123 | 400-599632 | 16-597 | Radiographic/Fluoroscopic Syst | Cath Labs | 1369 | SIEMENS HEALTHCARE | AXIOM ARTIS Q | 1 | 144D21101A | UV RADIOLOGY | Unspecified | Life Support / High Risk | IES | ASP_SIEMEN | 71 | 7 | 1 | 2019-02-09 | Canyons/Desert
14400-Utah Valley Hospital | 20501 | Cardiovascular Lab | 14400-Utah Valley Hospital | 21101-Radiology | 14400~000000020835 | 852021 | 105121 | 400-599633 | 16-597 | Radiographic/Fluoroscopic Syst | Cath Labs | 1370 | SIEMENS HEALTHCARE | AXIOM ARTIS Q | 1 | 144D21101A | UV RADIOLOGY | Unspecified | Life Support / High Risk | IES | ASP_SIEMEN | 71 | 7 | 1 | 2019-02-09 | Canyons/Desert
14400-Utah Valley Hospital | 20501 | Cardiovascular Lab | 14400-Utah Valley Hospital | 21101-Radiology | 14400~000000020836 | 852022 | 105122 | 400-599634 | 16-597 | Radiographic/Fluoroscopic Syst | Cath Labs | 1371 | SIEMENS HEALTHCARE | AXIOM ARTIS Q | 1 | 144D21101A | UV RADIOLOGY | Unspecified | Life Support / High Risk | IES | ASP_SIEMEN | 70 | 7 | 1 | 2019-03-15 | Canyons/Desert
15400-Intermountain Medical Center | 20501 | Cardiovascular Lab | 15400-Intermountain Medical Center | 21102-Angiography | 15400~000000034279 | 852098 | 111143 | 400-612087 | 16-597 | Radiographic/Fluoroscopic Syst | Cath Labs | 1390 | SIEMENS HEALTHCARE | AXIOM ARTIS Q | 1 | 154D21102A | IM ANGIO TL1 | Unspecified | Life Support / High Risk | IES | ASP_SIEMEN | 66 | 7 | 2 | 2019-07-30 | Canyons/Desert
15400-Intermountain Medical Center | 21102 | Angiography | 15400-Intermountain Medical Center | 21102-Angiography | 15400~000000033415 | 849170 | 109627 | IHMCHSIEVA2/400-606564 | 16-597 | Radiographic/Fluoroscopic Syst | Cath Labs | 1404 | SIEMENS HEALTHCARE | AXIOM ARTIS Q | 1 | 154D21102A | IM ANGIO TL1 | Unspecified | Life Support / High Risk | IES | ASP_SIEMEN | 68 | 7 | 1 | 2019-05-08 | Canyons/Desert
15400-Intermountain Medical Center | 21101 | Radiology | 15400-Intermountain Medical Center | 21101-Radiology | 15400~000000019802 | 344867 | 5106 | IHMCHSIERF1 | 18-437 | Radiographic/Fluoroscopic Syst | Cath Labs | 1398 | SIEMENS HEALTHCARE | AXIOM ICONOS R200 | 1 | 154D21101A | IM RADIOLOGY ADMI OFFICE TLL1 | BldgB L2 OutptRadCommon Area | Life Support / High Risk | IES | ASP_GE | 207 | 5 | 0 | 2007-10-29 | Canyons/Desert
13800-Primary Childrens Hospital | 21801 | Nuclear Medicine | 13800-Primary Childrens Hospital | 21801-Nuclear Medicine | 13800~000000026153 | 845199 | 2168 | IHPCHSIENM/400-593813 | 24-013 | Scanning Systems, Computed Tom | CT | 1665 | Unspecified | Unspecified | 1 | 138D21801A | PC NUC MED L1 | Unspecified | Life Support / High Risk | IES | ASP_GE | 74 | 5 | 0 | 2018-11-07 | Canyons/Desert
15400-Intermountain Medical Center | 21401 | Computed Tomography - CT | 15400-Intermountain Medical Center | 21401-Computed Tomography - CT | 15400~000000015145 | 449718 | HDA0772769 | IHMCHTSHCT4 | 13-469 | Scanning Systems, Computed Tom | CT | 1690 | TOSHIBA | PREMIUM DYNAMIC VOLUME | 1 | 154D21401A | IM COMPUTED TOMOGRAPHY TLL1 | CT Inpatient | Life Support / High Risk | IES | ASP_GE | 165 | 5 | 0 | 2011-05-01 | Canyons/Desert
15400-Intermountain Medical Center | 21401 | Computed Tomography - CT | 15400-Intermountain Medical Center | 21401-Computed Tomography - CT | 15400~000000009116 | 352139 | 276238 | IHMCHTSHCT3 | 13-469 | Scanning Systems, Computed Tom | CT | 1689 | TOSHIBA | AQUILION 64 | 1 | 154D21401A | IM COMPUTED TOMOGRAPHY TLL1 | CT Inpatient | Life Support / High Risk | IES | ASP_GE | 207 | 5 | 0 | 2007-11-01 | Canyons/Desert
15400-Intermountain Medical Center | 21401 | Computed Tomography - CT | 15400-Intermountain Medical Center | 21401-Computed Tomography - CT | 15400~000000009113 | 352092 | 276253 | IHMCHTSHCT2 | 13-469 | Scanning Systems, Computed Tom | CT | 1688 | TOSHIBA | AQUILION 64 | 1 | 154D21401A | IM COMPUTED TOMOGRAPHY TLL1 | CT Inpatient | Life Support / High Risk | IES | ASP_GE | 207 | 5 | 0 | 2007-11-01 | Canyons/Desert
15400-Intermountain Medical Center | 21401 | Computed Tomography - CT | 15400-Intermountain Medical Center | 21101-Radiology | 15400~000000009115 | 349740 | 424619 | IHMCHTSHCT1 | 13-469 | Scanning Systems, Computed Tom | CT | 1687 | TOSHIBA | AQUILION 64 | 1 | 154D21101A | IM RADIOLOGY ADMI OFFICE TLL1 | BldgB L2 OutptRadCommon Area | Life Support / High Risk | IES | ASP_GE | 207 | 5 | 0 | 2007-11-01 | Canyons/Desert
14300-Park City Hospital | 21401 | Computed Tomography - CT | 14300-Park City Hospital | 21101-Radiology | 14300~000000000275 | 390906 | JDA0942112 | IHPCHTSHCT2 | 13-469 | Scanning Systems, Computed Tom | CT | 1673 | TOSHIBA | AQUILION 64 | 1 | 143D21101A | PK XRAY RADIOLOGY | Radiol Common Area | Life Support / High Risk | IES | ASP_GE | 184 | 5 | 0 | 2009-09-26 | Canyons/Desert
13900-Riverton Hospital | 21401 | Computed Tomography - CT | 13900-Riverton Hospital | 21101-Radiology | 13900~000000006347 | 405228 | 301408 | IHRVHTSHCT2 | 13-469 | Scanning Systems, Computed Tom | CT | 1667 | TOSHIBA | AQUILION 64 | 1 | 139D21101A | RV RADIOLOGY | Holding | Life Support / High Risk | IES | ASP_GE | 183 | 5 | 0 | 2009-11-01 | Canyons/Desert
13900-Riverton Hospital | 21401 | Computed Tomography - CT | 13900-Riverton Hospital | 21101-Radiology | 13900~000000000836 | 404509 | 299107 | IHRVHTSHCT1 | 13-469 | Scanning Systems, Computed Tom | CT | 1666 | TOSHIBA | AQUILION 64 | 1 | 139D21101A | RV RADIOLOGY | Rad Flouro Rm 1 | Life Support / High Risk | IES | ASP_GE | 182 | 5 | 0 | 2009-11-02 | Canyons/Desert
13800-Primary Childrens Hospital | 21401 | Computed Tomography - CT | 13800-Primary Childrens Hospital | 21401-Computed Tomography - CT | 13800~000000005733 | 369941 | TSX-101AHD | IHPCHTSHCT1 | 13-469 | Scanning Systems, Computed Tom | CT | 1662 | TOSHIBA | AQUILION 64 | 1 | 138D21401A | PC CT L1 | Ct-2 | Life Support / High Risk | IES | ASP_GE | 189 | 20 | 4 | 2009-05-01 | Canyons/Desert
12800-LDS Hospital | 21401 | Computed Tomography - CT | 12800-LDS Hospital | 20101-Emergency Department | 12800~000000003927 | 362883 | 280461 | IHLDHTSHCT | 13-469 | Scanning Systems, Computed Tom | CT | 1636 | TOSHIBA | AQUILION 64 | 1 | 128D20101A | LD EMERGENCY ROOM L1 | Ct Scanner Rm - S.E.1 | Life Support / High Risk | IES | ASP_GE | 212 | 5 | 0 | 2007-06-01 | Canyons/Desert
11600-Alta View Hospital | 21401 | Computed Tomography - CT | 11600-Alta View Hospital | 21401-Computed Tomography - CT | 11600~000000003591 | 390592 | 299016 | IHAVHTSHCT | 13-469 | Scanning Systems, Computed Tom | CT | 1613 | TOSHIBA | AQUILION 64 | 1 | 116D21401A | AV COMPUTED TOMOGRAPHY | Ct 2 | Life Support / High Risk | IES | ASP_GE | 197 | 5 | 0 | 2008-08-19 | Canyons/Desert
13200-McKay-Dee Hospital Center | 21401 | Computed Tomography - CT | 13200-McKay-Dee Hospital Center | 21401-Computed Tomography - CT | 13200~000000015956 |  | 54123A |  | 18-443 | Scanning Systems, Computed Tom | CT | 1650 | SIEMENS INDUSTRY INCORPORATED | SENSATION 64 | 1 | 132D21401A | MK CT 1ST FLR | Common Area | Life Support / High Risk |  |  | 124 | 3 | 0 | 2014-09-11 | Canyons/Desert
13200-McKay-Dee Hospital Center | 21401 | Computed Tomography - CT | 13200-McKay-Dee Hospital Center | 21401-Computed Tomography - CT | 13200~000000005417 | 334585 | 55202 | IHMKHSIECT/400-210670 | 13-469 | Scanning Systems, Computed Tom | CT | 1648 | SIEMENS HEALTHCARE | SOMATOM SENSATION 64 | 1 | 132D21401A | MK CT 1ST FLR | Common Area | Life Support / High Risk | IES | ASP_GE | 208 | 20 | 3 | 2007-10-01 | Canyons/Desert
18300-Tellica Imaging LLC | 21902 | Tellica West Valley City UT | 18300-Tellica Imaging LLC | 21902-Tellica West Valley City UT | 18300~000000000023 | 889719 | 120249 | 501000021439514 | 13-469 | Scanning Systems, Computed Tom | CT | 1705 | SIEMENS HEALTHCARE | SOMATOM SENSATION 64 | 1 | 183D21902A | TE TELLICA IMAGING W VALLEY | Unspecified | Life Support / High Risk | MG_SLV_CE | NORTH | 36 | 5 | 2 | 2022-01-14 | Canyons/Desert
18300-Tellica Imaging LLC | 21903 | Tellica Ogden UT | 18300-Tellica Imaging LLC | 21903-Tellica Ogden UT | 18300~000000000033 | 894321 | 112180 | SITE ID: 400-786373 | 15-956 | Scanning Systems, Computed Tom | CT | 1706 | SIEMENS HEALTHCARE | SOMATOM GO | 1 | 183D21903A | TE IMAGING OGDEN | Unspecified | Life Support / High Risk | IES | ASP_SIEMEN | 32 | 5 | 2 | 2022-05-19 | Canyons/Desert
18300-Tellica Imaging LLC | 21904 | Tellica Bountiful UT | 18300-Tellica Imaging LLC | 21904-Tellica Bountiful UT | 18300~000000000111 | 906098 | 177557 |  | 15-956 | Scanning Systems, Computed Tom | CT | 1707 | SIEMENS HEALTHCARE | SOMATOM GO | 1 | 183D21904A | TE TELLICA IMAGING BOUNTIFUL | Unspecified | Life Support / High Risk | IES | ASP_SIEMEN | 22 | 5 | 3 | 2023-03-07 | Canyons/Desert
18300-Tellica Imaging LLC | 21905 | Tellica Draper UT | 18300-Tellica Imaging LLC | 21905-Tellica Draper UT | 18300~000000000212 | 917949 | 2511 |  | 15-956 | Scanning Systems, Computed Tom | CT | 1708 | SIEMENS HEALTHCARE | SOMATOM GO | 1 | 183D21905A | TE TELLICA IMAGING DRAPER | Unspecified | Life Support / High Risk | IES | ASP_SIEMEN | 12 | 5.0833 | 4.0833 | 2024-01-29 | Canyons/Desert
18300-Tellica Imaging LLC | 21908 | Tellica Nashua NH | 18300-Tellica Imaging LLC | 21908-Tellica Nashua NH | 18300~000000000232 | 922338 | 177946 |  | 15-956 | Scanning Systems, Computed Tom | CT | 1709 | SIEMENS HEALTHCARE | SOMATOM GO | 1 | 183D21908A | TE TELLICA NASHUA NH | Unspecified | Life Support / High Risk | CESS | CESS_CREW3 | 7 | 5.0833 | 4.0833 | 2024-06-07 | Canyons/Desert
18300-Tellica Imaging LLC | 21909 | Tellica Manchester NH | 18300-Tellica Imaging LLC | 21909-Tellica Manchester NH | 18300~000000000225 | 922324 | 177961 |  | 15-956 | Scanning Systems, Computed Tom | CT | 1710 | SIEMENS HEALTHCARE | SOMATOM GO | 1 | 183D21909A | TELLICA MANCHESTER NH | Unspecified | Life Support / High Risk | CESS | CESS_CREW3 | 7 | 5.0833 | 4.0833 | 2024-06-07 | Canyons/Desert
14400-Utah Valley Hospital | 25501 | Radiation Center | 14400-Utah Valley Hospital | 25501-Radiation Center | 14400~000000007170 | 490127 | 7765 | IHUVHPHLCT | 13-469 | Scanning Systems, Computed Tom | CT | 1683 | PHILIPS HEALTHCARE | BRILLIANCE BIG BORE ONCOLOGY | 1 | 144D25501A | UV RADIATION ONCOLOGY | OPRadOnc Common Area | Life Support / High Risk | IES | ASP_GE | 152 | 5 | 0 | 2012-05-31 | Canyons/Desert
13000-Logan Regional Hospital | 21201 | Magnetic Res Imaging - MRI | 13000-Logan Regional Hospital | 21201-Magnetic Res Imaging - MRI | 13000~000000000978 | 401506 | 400-488517 | IHLRHSIEMR | 16-260 | Scanning Systems, Magnetic Res | MRI | 1737 | SIEMENS HEALTHCARE | MAGNETOM SYMP 1.5T SYNGO SYS | 1 | 130D21201A | LO MRI | Mri Exam 9 | Life Support / High Risk | IES | ASP_GE | 284 | 5 | 0 | 2001-05-07 | Canyons/Desert
13200-McKay-Dee Hospital Center | 21201 | Magnetic Res Imaging - MRI | 13200-McKay-Dee Hospital Center | 21201-Magnetic Res Imaging - MRI | 13200~000000010499 | 187961 | 37585 | IHMKHSIEMR1/400-499413 | 16-260 | Scanning Systems, Magnetic Res | MRI | 1742 | SIEMENS HEALTHCARE | MAGNETOM SYMP 1.5T SYNGO SYS | 1 | 132D21201A | MK MRI 1ST FLR | Common Area | Life Support / High Risk | IES | ASP_GE | 274 | 5 | 0 | 2002-04-01 | Canyons/Desert
13800-Primary Childrens Hospital | 21201 | Magnetic Res Imaging - MRI | 13800-Primary Childrens Hospital | 21201-Magnetic Res Imaging - MRI | 13800~000000033037 | 910350 | 400-803710 | IHPCHSIMR1 | 16-260 | Scanning Systems, Magnetic Res | MRI | 1748 | SIEMENS HEALTHCARE | MAGNETOM SOLA DE | 1 | 138D21201A | PC MRI L1 | MRI 1.5 | Life Support / High Risk | IES | ASP_SIEMEN | 21 | 5 | 3 | 2023-04-14 | Canyons/Desert
13200-McKay-Dee Hospital Center | 21201 | Magnetic Res Imaging - MRI | 13200-McKay-Dee Hospital Center | 21201-Magnetic Res Imaging - MRI | 13200~000000008007 | 486500 | 45201 | IHMKHSIEMR3/400-388066 | 16-260 | Scanning Systems, Magnetic Res | MRI | 1741 | SIEMENS HEALTHCARE | MAGNETOM SKYRA | 1 | 132D21201A | MK MRI 1ST FLR | Common Area | Life Support / High Risk | IES | ASP_GE | 158 | 20 | 7 | 2011-12-01 | Canyons/Desert
12000-Bear River Valley Hospital | 21101 | Radiology | 12000-Bear River Valley Hospital | 21101-Radiology | 12000~000000000519 | 487793 | 31189 | IHBRHSIEMR/400-388742 | 16-260 | Scanning Systems, Magnetic Res | MRI | 1727 | SIEMENS HEALTHCARE | MAGNETOM ESPREE | 1 | 120D21101A | BR RADIOLOGY | Radiology | Life Support / High Risk | IES | ASP_GE | 158 | 5 | 0 | 2011-11-10 | Canyons/Desert
13200-McKay-Dee Hospital Center | 21201 | Magnetic Res Imaging - MRI | 13200-McKay-Dee Hospital Center | 21201-Magnetic Res Imaging - MRI | 13200~000000004261 | 266532 | 25411 | IHMKHSIEMR2/400-499415 | 18-108 | Scanning Systems, Magnetic Res | MRI | 1740 | SIEMENS HEALTHCARE | MAGNETOM AVANTO | 1 | 132D21201A | MK MRI 1ST FLR | Common Area | Life Support / High Risk | IES | ASP_GE | 237 | 5 | 0 | 2005-05-01 | Canyons/Desert
18300-Tellica Imaging LLC | 21903 | Tellica Ogden UT | 18300-Tellica Imaging LLC | 21903-Tellica Ogden UT | 18300~000000000032 | 894313 | 142559 | SITE ID: 400-788741 | 18-108 | Scanning Systems, Magnetic Res | MRI | 1768 | SIEMENS HEALTHCARE | MAGNETOM AERA | 1 | 183D21903A | TE IMAGING OGDEN | Unspecified | Non Life Support | IES | ASP_SIEMEN | 32 | 5 | 2 | 2022-05-19 | Canyons/Desert
18300-Tellica Imaging LLC | 21904 | Tellica Bountiful UT | 18300-Tellica Imaging LLC | 21904-Tellica Bountiful UT | 18300~000000000144 | 906097 | 142646 |  | 18-108 | Scanning Systems, Magnetic Res | MRI | 1769 | SIEMENS HEALTHCARE | MAGNETOM AERA | 1 | 183D21904A | TE TELLICA IMAGING BOUNTIFUL | Unspecified | Non Life Support | IES | ASP_SIEMEN | 22 | 5 | 3 | 2023-03-07 | Canyons/Desert
18300-Tellica Imaging LLC | 21908 | Tellica Nashua NH | 18300-Tellica Imaging LLC | 21908-Tellica Nashua NH | 18300~000000000242 | 922337 | 141021 |  | 18-108 | Scanning Systems, Magnetic Res | MRI | 1770 | SIEMENS HEALTHCARE | MAGNETOM AERA | 1 | 183D21908A | TE TELLICA NASHUA NH | Unspecified | Non Life Support | MG_SLV_CE | SOUTH | 7 | 5.0833 | 4.0833 | 2024-06-07 | Canyons/Desert
18300-Tellica Imaging LLC | 21909 | Tellica Manchester NH | 18300-Tellica Imaging LLC | 21909-Tellica Manchester NH | 18300~000000000239 | 922322 | 42640 |  | 18-108 | Scanning Systems, Magnetic Res | MRI | 1771 | SIEMENS HEALTHCARE | MAGNETOM AERA | 1 | 183D21909A | TELLICA MANCHESTER NH | Unspecified | Non Life Support | MG_SLV_CE | SOUTH | 7 | 5.0833 | 4.0833 | 2024-06-07 | Canyons/Desert
13400-Orem Community Hospital | 21201 | Magnetic Res Imaging - MRI | 13400-Orem Community Hospital | 21201-Magnetic Res Imaging - MRI | 13400~000000001847 | 818315 | L241 | IHNRCHITMR | 18-108 | Scanning Systems, Magnetic Res | MRI | 1744 | HITACHI | ALTAIRE | 1 | 134D21201A | OR IMAGING CENTER OREM | Unspecified | Life Support / High Risk | IES | ASP_GE | 210 | 5 | 0 | 2007-08-01 | Canyons/Desert
10600-Continuum of Care | 32211 | Clinical Engineering Supp Serv | 13000-Logan Regional Hospital | 25501-Radiation Center | 10600~000000002997 | 905487 | 230040 |  | 16-375 | Scanning Systems, Positron Emi | PET/CT | 1776 | SHANGHAI UNITED IMAGING HEALTHCARE | UMI 550 | 1 | 130D25501A | LO CANCER CTR RADIATION THER | Cancer Center | Non Life Support | IES | ASP_GE | 23 | 5 | 3 | 2023-02-13 | Canyons/Desert
15400-Intermountain Medical Center | 21802 | Cardiac Molecular Imaging | 15400-Intermountain Medical Center | 21802-Cardiac Molecular Imaging | 15400~000000030124 | 822596 | 60007 | 400-554004 | 20-161 | Scanning Systems, Computed Tom | PET/CT | 1702 | SIEMENS HEALTHCARE | BIOGRAPH MCT 20 FLOW | 1 | 154D21802A | IM CARDIAC MOLECULAR IMAG SLL1 | BldgC Nuclear Cardiology LL1 | Life Support / High Risk | IES | ASP_SIEMEN | 86 | 5 | 0 | 2017-12-01 | Canyons/Desert
15400-Intermountain Medical Center | 21701 | Positron Emission Tomography | 15400-Intermountain Medical Center | 21001-Imaging Administration | 15400~000000027654 | 806289 | 11025 | IHMCHSIEPT3/400-516366 | 20-161 | Scanning Systems, Computed Tom | PET/CT | 1693 | SIEMENS HEALTHCARE | BIOGRAPH MCT 20 FLOW | 1 | 154D21001A | IM IMAGING ADMIN TOWER TLL1 | Unspecified | Life Support / High Risk | IES | ASP_GE | 108 | 5 | 0 | 2016-01-18 | Canyons/Desert
14400-Utah Valley Hospital | 21701 | Positron Emission Tomography | 14400-Utah Valley Hospital | 21001-Imaging Administration | 14400~000000019978 | 847077 | 60009 | IHUVHSIEPT/400-607166 | 20-161 | Scanning Systems, Computed Tom | PET/CT | 1679 | SIEMENS HEALTHCARE | BIOGRAPH MCT 20 FLOW | 1 | 144D21001A | UV IMAGING ADMINISTRATION | Imaging Administration | Life Support / High Risk | IES | ASP_SIEMEN | 71 | 5 | 0 | 2019-03-01 | Canyons/Desert
12600-St George Regional Hospital | 21701 | Positron Emission Tomography | 12600-St George Regional Hospital | 21701-Positron Emission Tomography | 12600~000000019121 | 843468 | 60023 | IHDXHSIEPT/400-570802 | 20-161 | Scanning Systems, Computed Tom | PET/CT | 1632 | SIEMENS HEALTHCARE | BIOGRAPH MCT 20 FLOW | 1 | 126D21701A | SG PET | Unspecified | Life Support / High Risk | IES | ASP_GE | 73 | 5 | 0 | 2018-12-12 | Canyons/Desert
15400-Intermountain Medical Center | 21802 | Cardiac Molecular Imaging | 15400-Intermountain Medical Center | 21802-Cardiac Molecular Imaging | 15400~000000015452 | 488540 | 72450 | 400-385487 | 20-161 | Scanning Systems, Computed Tom | PET/CT | 1700 | SIEMENS HEALTHCARE | BIOGRAPH 16 TRUEPOINT | 1 | 154D21802A | IM CARDIAC MOLECULAR IMAG SLL1 | BldgC Nuclear Cardiology LL1 | Life Support / High Risk | IES | ASP_SIEMEN | 158 | 5 | 0 | 2011-12-01 | Canyons/Desert
15400-Intermountain Medical Center | 21802 | Cardiac Molecular Imaging | 15400-Intermountain Medical Center | 21401-Computed Tomography - CT | 15400~000000000914 | 519944 | 10249725 | IHMCHSIEPT1 | 20-161 | Scanning Systems, Computed Tom | PET/CT | 1699 | SIEMENS HEALTHCARE | BIOGRAPH 16 TRUEPOINT | 1 | 154D21401A | IM COMPUTED TOMOGRAPHY TLL1 | CT Common Area | Life Support / High Risk | IES | ASP_SIEMEN | 159 | 5 | 0 | 2011-10-19 | Canyons/Desert
13200-McKay-Dee Hospital Center | 21701 | Positron Emission Tomography | 13200-McKay-Dee Hospital Center | 25501-Radiation Center | 13200~000000009093 | 539814 | CT-1029/PET-72483 | IHMKHSIEPT/400-416971 | 20-161 | Scanning Systems, Computed Tom | PET/CT | 1655 | SIEMENS HEALTHCARE | BIOGRAPH 16 TRUEPOINT | 1 | 132D25501A | MK RADIATION THERAPY 1ST FLR | Common Area | Life Support / High Risk | IES | ASP_GE | 142 | 5 | 0 | 2013-03-13 | Canyons/Desert
11800-American Fork Hospital | 21101 | Radiology | 11800-American Fork Hospital | 21001-Imaging Administration | 11800~000000005287 | 805685 | 0919 | IHAFHCSTWS1 | 18-430 | Radiographic Systems, Digital | Portable | 869 | CARESTREAM HEALTH INCORPORATED | DRXM51 | 1 | 118D21001A | AF IMAGING ADMINISTRATION | Unspecified | Run to Fail | IES | ASP_GE | 109 | 7 | 0 | 2015-12-29 | Canyons/Desert
12600-St George Regional Hospital | 21101 | Radiology | 12600-St George Regional Hospital | 21101-Radiology | 12600~000000011597 | 490457 | 0200 | IHDXHCSTWS3 | 18-430 | Radiographic Systems, Digital | Portable | 884 | CARESTREAM HEALTH INCORPORATED | DRXM51 | 1 | 126D21101E | SG RADIOLOGY RR CAMPUS | Radiol Common Area | Run to Fail | IES | ASP_GE | 156 | 5 | 0 | 2012-01-23 | Canyons/Desert
12600-St George Regional Hospital | 21101 | Radiology | 12600-St George Regional Hospital | 21101-Radiology | 12600~000000011606 | 490463 | 0103 | IHDXHCSTWS7 | 18-430 | Radiographic Systems, Digital | Portable | 887 | CARESTREAM HEALTH INCORPORATED | DRXM51 | 1 | 126D21101E | SG RADIOLOGY RR CAMPUS | Radiol Common Area | Run to Fail | IES | ASP_GE | 156 | 5 | 0 | 2012-01-23 | Canyons/Desert
13900-Riverton Hospital | 21101 | Radiology | 13900-Riverton Hospital | 11503-Medical and Surgical Nursing | 13900~000000005384 | 817092 | 20022 | IHRVHCSTWS2 | 18-430 | Radiographic Systems, Digital | Portable | 928 | CARESTREAM HEALTH INCORPORATED | DRXM51 | 1 | 139D11503A | RV MEDICAL SURGICAL | Equipment Storage | Run to Fail | IES | ASP_GE | 95 | 7 | 0 | 2017-02-28 | Canyons/Desert
13900-Riverton Hospital | 21101 | Radiology | 13900-Riverton Hospital | 14001-Labor and Delivery Rooms | 13900~000000005129 | 817232 | 0928 | IHRVHCSTWS1 | 18-430 | Radiographic Systems, Digital | Portable | 929 | CARESTREAM HEALTH INCORPORATED | DRXM51 | 1 | 139D14001A | RV LABOR DELIVERY ROOMS | C-Section Rm2 | Run to Fail | IES | ASP_GE | 107 | 7 | 0 | 2016-02-29 | Canyons/Desert
13900-Riverton Hospital | 21101 | Radiology | 13900-Riverton Hospital | 21101-Radiology | 13900~000000005631 | 829744 | 20031 | IHRVHCSTWS6 | 18-430 | Radiographic Systems, Digital | Portable | 932 | CARESTREAM HEALTH INCORPORATED | DRXM51 | 1 | 139D21101A | RV RADIOLOGY | Rad Rm | Run to Fail | IES | ASP_GE | 91 | 7 | 0 | 2017-06-19 | Canyons/Desert
14600-Cedar City Hospital | 21101 | Radiology | 14600-Cedar City Hospital | 21101-Radiology | 14600~000000002057 | 490468 | K46124173 | K46124173 | 18-430 | Radiographic Systems, Digital | Portable | 954 | CARESTREAM HEALTH INCORPORATED | DRXM51 | 1 | 146D21101B | CC RADIOLOGY TE | Common Area | Run to Fail | IES | ASP_GE | 156 | 5 | 0 | 2012-01-23 | Canyons/Desert
15400-Intermountain Medical Center | 22104 | Operating Rooms | 15400-Intermountain Medical Center | 22104-Operating Rooms | 15400~000000031465 | 830606 | 20076 | IHMCHCSTWS3 | 18-430 | Radiographic Systems, Digital | Portable | 966 | CARESTREAM HEALTH INCORPORATED | DRXM51 | 1 | 154D22104A | IM OPERATING ROOM TL2 | Unspecified | Run to Fail | IES | ASP_GE | 79 | 5 | 0 | 2018-06-04 | Canyons/Desert
18200-Garfield Memorial Hospital | 21101 | Radiology | 18200-Garfield Memorial Hospital | 21101-Radiology | 18200~000000000644 | 851678 | 20046 | IHGMHCSTWS1 | 18-430 | Radiographic Systems, Digital | Portable | 970 | CARESTREAM HEALTH INCORPORATED | DRXM51 | 1 | 182D21101A | GF RADIOLOGY | Unspecified | Run to Fail | IES | ASP_GE | 88 | 7 | 0 | 2017-09-21 | Canyons/Desert
40000-Intermountain Medical Group | 73050 | Canyons Village Medical Clinic | 40000-Intermountain Medical Group | 73050-Canyons Village Medical Clinic | 40000~000000027178 | 487997 | 0499 | IHCNCCSTWS1 | 18-430 | Radiographic Systems, Digital | Portable | 1019 | CARESTREAM HEALTH INCORPORATED | DRXM51 | 1 | 400D73050A | MG CANYONS VILLAGE MEDICAL CL | Unspecified | Run to Fail | IES | ASP_GE | 156 | 5 | 0 | 2012-01-10 | Canyons/Desert
11600-Alta View Hospital | 21101 | Radiology | 11600-Alta View Hospital | 21001-Imaging Administration | 11600~000000005466 | 808181 | 2127 | IHAVHCSTXP5 | 13-272 | Radiographic Units, Mobile | Portable | 1205 | CARESTREAM HEALTH INCORPORATED | DRX-REVOLUTION | 1 | 116D21001A | AV IMAGING | Imaging Admin Common Area | Life Support / High Risk | IES | ASP_GE | 106 | 7 | 0 | 2016-03-09 | Canyons/Desert
11600-Alta View Hospital | 21101 | Radiology | 11600-Alta View Hospital | 21101-Radiology | 11600~000000006986 | 851758 | K58053259 | IHAVHCSTXP6 | 13-272 | Radiographic Units, Mobile | Portable | 1206 | CARESTREAM HEALTH INCORPORATED | DRX-REVOLUTION | 1 | 116D21101A | AV RADIOLOGY | Unspecified | Life Support / High Risk | IES | ASP_GE | 67 | 7 | 1 | 2019-06-28 | Canyons/Desert
12000-Bear River Valley Hospital | 21101 | Radiology | 12000-Bear River Valley Hospital | 21101-Radiology | 12000~000000000553 | 549439 | 000721 | IHBRHCSTXP1 | 13-272 | Radiographic Units, Mobile | Portable | 1211 | CARESTREAM HEALTH INCORPORATED | DRX-REVOLUTION | 1 | 120D21101A | BR RADIOLOGY | Radiology | Life Support / High Risk | IES | ASP_GE | 139 | 7 | 0 | 2013-06-07 | Canyons/Desert
12000-Bear River Valley Hospital | 21101 | Radiology | 12000-Bear River Valley Hospital | 21101-Radiology | 12000~000000001478 | 853004 | 4019 | IHBRHCSTXP2 | 13-272 | Radiographic Units, Mobile | Portable | 1212 | CARESTREAM HEALTH INCORPORATED | DRX-REVOLUTION | 1 | 120D21101A | BR RADIOLOGY | Unspecified | Life Support / High Risk | IES | ASP_GE | 66 | 7 | 2 | 2019-07-30 | Canyons/Desert
12200-Cassia Regional Hospital | 21101 | Radiology | 12200-Cassia Regional Hospital | 21001-Imaging Administration | 12200~000000002693 | 822170 | MBL03454C17 | IHCRHCSTXP | 13-272 | Radiographic Units, Mobile | Portable | 1213 | CARESTREAM HEALTH INCORPORATED | DRX-REVOLUTION | 1 | 122D21001A | CA IMAGING ADMINISTRATION | Unspecified | Life Support / High Risk | IES | ASP_GE | 92 | 7 | 0 | 2017-05-05 | Canyons/Desert
12500-Delta Community Hospital | 21101 | Radiology | 12500-Delta Community Hospital | 21101-Radiology | 12500~000000000859 | 832913 | 3466 | IHDCHCSTXP | 13-272 | Radiographic Units, Mobile | Portable | 1215 | CARESTREAM HEALTH INCORPORATED | DRX-REVOLUTION | 1 | 125D21101A | DL XRAY | Radiol Radiology | Life Support / High Risk | IES | ASP_GE | 78 | 5 | 0 | 2018-07-23 | Canyons/Desert
12600-St George Regional Hospital | 21101 | Radiology | 12600-St George Regional Hospital | 21001-Imaging Administration | 12600~000000014382 | 828994 | 2233 | IHDXHCSTXP2 | 13-272 | Radiographic Units, Mobile | Portable | 1217 | CARESTREAM HEALTH INCORPORATED | DRX-REVOLUTION | 1 | 126D21001A | SG IMAGING ADMIN RR | Unspecified | Life Support / High Risk | IES | ASP_GE | 104 | 7 | 0 | 2016-05-27 | Canyons/Desert
12600-St George Regional Hospital | 21101 | Radiology | 12600-St George Regional Hospital | 21101-Radiology | 12600~000000013159 | 731983 | 1597 | IHDXHCSTXP1 | 13-272 | Radiographic Units, Mobile | Portable | 1219 | CARESTREAM HEALTH INCORPORATED | DRX-REVOLUTION | 1 | 126D21101A | SG RADIOLOGY | Common Area | Life Support / High Risk | IES | ASP_GE | 118 | 7 | 0 | 2015-03-27 | Canyons/Desert
12600-St George Regional Hospital | 21101 | Radiology | 12600-St George Regional Hospital | 21101-Radiology | 12600~000000014892 | 817380 | K5800-8815 | IHDXHCSTXP3 | 13-272 | Radiographic Units, Mobile | Portable | 1220 | CARESTREAM HEALTH INCORPORATED | DRX-REVOLUTION | 1 | 126D21101E | SG RADIOLOGY RR CAMPUS | Radiol Common Area | Life Support / High Risk | IES | ASP_GE | 94 | 7 | 0 | 2017-03-24 | Canyons/Desert
12600-St George Regional Hospital | 21101 | Radiology | 12600-St George Regional Hospital | 21101-Radiology | 12600~000000014893 | 817381 | K5800-8792 | IHDXHCSTXP4 | 13-272 | Radiographic Units, Mobile | Portable | 1221 | CARESTREAM HEALTH INCORPORATED | DRX-REVOLUTION | 1 | 126D21101E | SG RADIOLOGY RR CAMPUS | Radiol Common Area | Life Support / High Risk | IES | ASP_GE | 94 | 7 | 0 | 2017-03-24 | Canyons/Desert
12700-Fillmore Community Hospital | 21101 | Radiology | 12700-Fillmore Community Hospital | 21101-Radiology | 12700~000000000691 | 835555 | 3478 | IHFCHCSTXP | 13-272 | Radiographic Units, Mobile | Portable | 1222 | CARESTREAM HEALTH INCORPORATED | DRX-REVOLUTION | 1 | 127D21101A | FL RADIOLOGY | Unspecified | Life Support / High Risk | IES | ASP_GE | 76 | 4.8333 | 0 | 2018-09-19 | Canyons/Desert
12800-LDS Hospital | 21101 | Radiology | 12800-LDS Hospital | 21001-Imaging Administration | 12800~000000013970 | 833639 | 003432 | IHLDHCSTXP | 13-272 | Radiographic Units, Mobile | Portable | 1223 | CARESTREAM HEALTH INCORPORATED | DRX-REVOLUTION | 1 | 128D21001A | LD IMAGING ADMIN L1 | Unspecified | Life Support / High Risk | IES | ASP_GE | 79 | 7 | 0 | 2018-06-22 | Canyons/Desert
12900-Layton Hospital | 35036 | Field Logistics | 12900-Layton Hospital | 21101-Radiology | 12900~000000002354 | 838604 | 003442 | IHLYHCSTXP1 | 13-272 | Radiographic Units, Mobile | Portable | 1224 | CARESTREAM HEALTH INCORPORATED | DRX-REVOLUTION | 1 | 129D21101A | LA RADIOLOGY | Unspecified | Life Support / High Risk | IES | ASP_GE | 78 | 5 | 0 | 2018-08-01 | Canyons/Desert
12900-Layton Hospital | 35036 | Field Logistics | 12900-Layton Hospital | 21101-Radiology | 12900~000000002355 | 838605 | 003441 | IHLYHCSTXP2 | 13-272 | Radiographic Units, Mobile | Portable | 1225 | CARESTREAM HEALTH INCORPORATED | DRX-REVOLUTION | 1 | 129D21101A | LA RADIOLOGY | Unspecified | Life Support / High Risk | IES | ASP_GE | 78 | 5 | 0 | 2018-08-01 | Canyons/Desert
13000-Logan Regional Hospital | 21101 | Radiology | 13000-Logan Regional Hospital | 21101-Radiology | 13000~000000007927 | 841289 | 3592 | IHLRHCSTXP4 | 13-272 | Radiographic Units, Mobile | Portable | 1226 | CARESTREAM HEALTH INCORPORATED | DRX-REVOLUTION | 1 | 130D21101A | LO RADIOLOGY | Unspecified | Life Support / High Risk | IES | ASP_GE | 75 | 5 | 0 | 2018-10-29 | Canyons/Desert
13000-Logan Regional Hospital | 21101 | Radiology | 13000-Logan Regional Hospital | 21101-Radiology | 13000~000000011083 | 528095 | 0326 | IHLRHCSTXP5 | 13-272 | Radiographic Units, Mobile | Portable | 1227 | CARESTREAM HEALTH INCORPORATED | DRX-REVOLUTION | 1 | 130D21101A | LO RADIOLOGY | Common Area | Life Support / High Risk | IES | ASP_GE | 145 | 7 | 0 | 2012-12-26 | Canyons/Desert
13200-McKay-Dee Hospital Center | 21101 | Radiology | 13200-McKay-Dee Hospital Center | 21001-Imaging Administration | 13200~000000018167 | 817768 | K5800-8788 | IHMKHCSTXP3 | 13-272 | Radiographic Units, Mobile | Portable | 1228 | CARESTREAM HEALTH INCORPORATED | DRX-REVOLUTION | 1 | 132D21001A | MK ADMIN IMAGING L3 | Imaging Administration | Life Support / High Risk | IES | ASP_GE | 94 | 7 | 0 | 2017-03-29 | Canyons/Desert
13200-McKay-Dee Hospital Center | 21101 | Radiology | 13200-McKay-Dee Hospital Center | 21101-Radiology | 13200~000000009688 | 557491 | 0622 | IHMKHCSTXP1 | 13-272 | Radiographic Units, Mobile | Portable | 1229 | CARESTREAM HEALTH INCORPORATED | DRX-REVOLUTION | 1 | 132D21101A | MK RADIOLOGY 1ST FLR | Common Area | Life Support / High Risk | IES | ASP_GE | 136 | 7 | 0 | 2013-09-03 | Canyons/Desert
13200-McKay-Dee Hospital Center | 21101 | Radiology | 13200-McKay-Dee Hospital Center | 21101-Radiology | 13200~000000014326 | 582667 | 0988 | IHMKHCSTXP2 | 13-272 | Radiographic Units, Mobile | Portable | 1230 | CARESTREAM HEALTH INCORPORATED | DRX-REVOLUTION | 1 | 132D21101A | MK RADIOLOGY 1ST FLR | Common Area | Life Support / High Risk | IES | ASP_GE | 129 | 7 | 0 | 2014-04-22 | Canyons/Desert
13200-McKay-Dee Hospital Center | 22104 | Operating Rooms | 13200-McKay-Dee Hospital Center | 21101-Radiology | 13200~000000019760 | 839220 | 3571 | IHMKHCSTXP4 | 13-272 | Radiographic Units, Mobile | Portable | 1231 | CARESTREAM HEALTH INCORPORATED | DRX-REVOLUTION | 1 | 132D21101A | MK RADIOLOGY 1ST FLR | Common Area | Life Support / High Risk | IES | ASP_GE | 76 | 5 | 0 | 2018-09-24 | Canyons/Desert
13800-Primary Childrens Hospital | 21001 | Imaging Administration | 13800-Primary Childrens Hospital | 21601-Ultrasound | 13800~000000020122 | 726141 | K5241-4827 | IHPCHCSTXP3 | 13-272 | Radiographic Units, Mobile | Portable | 1232 | CARESTREAM HEALTH INCORPORATED | DRX-REVOLUTION | 1 | 138D21601A | PC ULT RADIOLOGY 1ST FLR W | Unspecified | Life Support / High Risk | IES | ASP_GE | 122 | 7 | 0 | 2014-11-04 | Canyons/Desert
13800-Primary Childrens Hospital | 21101 | Radiology | 13800-Primary Childrens Hospital | 21101-Radiology | 13800~000000009106 | 519536 | 0192 | IHPCHCSTXP1 | 13-272 | Radiographic Units, Mobile | Portable | 1233 | CARESTREAM HEALTH INCORPORATED | DRX-REVOLUTION | 1 | 138D21101A | PC MEDICAL IMAGING 1ST FLR W | Imaging Vitals Alcove | Life Support / High Risk | IES | ASP_GE | 147 | 5 | 0 | 2012-10-31 | Canyons/Desert
13800-Primary Childrens Hospital | 21101 | Radiology | 13800-Primary Childrens Hospital | 21101-Radiology | 13800~000000009880 | 552628 | 0563 138628440 | IHPCHCSTXP2 | 13-272 | Radiographic Units, Mobile | Portable | 1234 | CARESTREAM HEALTH INCORPORATED | DRX-REVOLUTION | 1 | 138D21101A | PC MEDICAL IMAGING 1ST FLR W | Radiology Common Area | Life Support / High Risk | IES | ASP_GE | 136 | 7 | 0 | 2013-09-13 | Canyons/Desert
14000-Sanpete Valley Hospital | 21101 | Radiology | 14000-Sanpete Valley Hospital | 21101-Radiology | 14000~000000000874 | 829104 | 003286 | IHSPHCSTXP | 13-272 | Radiographic Units, Mobile | Portable | 1239 | CARESTREAM HEALTH INCORPORATED | DRX-REVOLUTION | 1 | 140D21101A | SP RADIOLOGY | Unspecified | Life Support / High Risk | IES | ASP_GE | 82 | 5 | 0 | 2018-03-23 | Canyons/Desert
14200-Sevier Valley Hospital | 21101 | Radiology | 14200-Sevier Valley Hospital | 21101-Radiology | 14200~000000001375 | 832235 | 3239 | IHSVHCSTXP | 13-272 | Radiographic Units, Mobile | Portable | 1243 | CARESTREAM HEALTH INCORPORATED | DRX-REVOLUTION | 1 | 142D21101A | SV RADIOLOGY | Unspecified | Life Support / High Risk | IES | ASP_GE | 83 | 5 | 0 | 2018-02-22 | Canyons/Desert
14300-Park City Hospital | 21101 | Radiology | 14300-Park City Hospital | 21101-Radiology | 14300~000000003219 | 841400 | 003667 | IHPCHCSTXP4 | 13-272 | Radiographic Units, Mobile | Portable | 1244 | CARESTREAM HEALTH INCORPORATED | DRX-REVOLUTION | 1 | 143D21101A | PK XRAY RADIOLOGY | Unspecified | Life Support / High Risk | IES | ASP_GE | 74 | 5 | 0 | 2018-11-26 | Canyons/Desert
14300-Park City Hospital | 21101 | Radiology | 14300-Park City Hospital | 21101-Radiology | 14300~000000003220 | 841411 | 003676 | IHPCHCSTXP5 | 13-272 | Radiographic Units, Mobile | Portable | 1245 | CARESTREAM HEALTH INCORPORATED | DRX-REVOLUTION | 1 | 143D21101A | PK XRAY RADIOLOGY | Unspecified | Life Support / High Risk | IES | ASP_GE | 74 | 5 | 0 | 2018-11-26 | Canyons/Desert
14400-Utah Valley Hospital | 21101 | Radiology | 14400-Utah Valley Hospital | 21101-Radiology | 14400~000000013404 | 585141 | 0992 | IHUVHCSTXP1 | 13-272 | Radiographic Units, Mobile | Portable | 1246 | CARESTREAM HEALTH INCORPORATED | DRX-REVOLUTION | 1 | 144D21101A | UV RADIOLOGY | Common Area | Life Support / High Risk | IES | ASP_GE | 125 | 5 | 0 | 2014-08-12 | Canyons/Desert
14400-Utah Valley Hospital | 21101 | Radiology | 14400-Utah Valley Hospital | 21101-Radiology | 14400~000000013965 | 731703 | 1437 | IHUVHCAREXR1 | 13-272 | Radiographic Units, Mobile | Portable | 1247 | CARESTREAM HEALTH INCORPORATED | DRX-REVOLUTION | 1 | 144D21101A | UV RADIOLOGY | Unspecified | Life Support / High Risk | IES | ASP_GE | 121 | 7 | 0 | 2014-12-16 | Canyons/Desert
14400-Utah Valley Hospital | 21101 | Radiology | 14400-Utah Valley Hospital | 21101-Radiology | 14400~000000014298 | 805760 | 1721 | IHUVHCSTXP2 | 13-272 | Radiographic Units, Mobile | Portable | 1248 | CARESTREAM HEALTH INCORPORATED | DRX-REVOLUTION | 1 | 144D21101A | UV RADIOLOGY | Unspecified | Life Support / High Risk | IES | ASP_GE | 114 | 7 | 0 | 2015-07-03 | Canyons/Desert
14400-Utah Valley Hospital | 21101 | Radiology | 14400-Utah Valley Hospital | 21101-Radiology | 14400~000000016601 | 822564 | 3035 | IHUVHCSTXP4 | 13-272 | Radiographic Units, Mobile | Portable | 1249 | CARESTREAM HEALTH INCORPORATED | DRX-REVOLUTION | 1 | 144D21101A | UV RADIOLOGY | Unspecified | Life Support / High Risk | IES | ASP_GE | 87 | 7 | 0 | 2017-10-23 | Canyons/Desert
14400-Utah Valley Hospital | 21101 | Radiology | 14400-Utah Valley Hospital | 21101-Radiology | 14400~000000016616 | 822563 | 3036 | IHUVHCSTXP3 | 13-272 | Radiographic Units, Mobile | Portable | 1250 | CARESTREAM HEALTH INCORPORATED | DRX-REVOLUTION | 1 | 144D21101A | UV RADIOLOGY | Unspecified | Life Support / High Risk | IES | ASP_GE | 87 | 7 | 0 | 2017-10-23 | Canyons/Desert
14400-Utah Valley Hospital | 22104 | Operating Rooms | 14400-Utah Valley Hospital | 21101-Radiology | 14400~000000014294 | 805770 | 1683 | IHUVHCSTWS2 | 13-272 | Radiographic Units, Mobile | Portable | 1251 | CARESTREAM HEALTH INCORPORATED | DRX-REVOLUTION | 1 | 144D21101A | UV RADIOLOGY | Unspecified | Life Support / High Risk | IES | ASP_GE | 116 | 7 | 0 | 2015-05-13 | Canyons/Desert
14800-Heber Valley Hospital | 21101 | Radiology | 14800-Heber Valley Hospital | 21101-Radiology | 14800~000000001562 | 828794 | 3276 | IHHVHCSTXP | 13-272 | Radiographic Units, Mobile | Portable | 1252 | CARESTREAM HEALTH INCORPORATED | DRX-REVOLUTION | 1 | 148D21101A | HV RADIOLOGY | Unspecified | Life Support / High Risk | IES | ASP_GE | 82 | 5 | 0 | 2018-03-22 | Canyons/Desert
15400-Intermountain Medical Center | 21101 | Radiology | 15400-Intermountain Medical Center | 21001-Imaging Administration | 15400~000000027085 | 804074 | 1946 | IHMCHCSTXP1 | 13-272 | Radiographic Units, Mobile | Portable | 1256 | CARESTREAM HEALTH INCORPORATED | DRX-REVOLUTION | 1 | 154D21001A | IM IMAGING ADMIN TOWER TLL1 | Bldg C Imaging Admin | Life Support / High Risk | IES | ASP_GE | 111 | 7 | 0 | 2015-11-01 | Canyons/Desert
15400-Intermountain Medical Center | 21101 | Radiology | 15400-Intermountain Medical Center | 21001-Imaging Administration | 15400~000000029412 | 817042 | 2693 | IHMCHCSTXP2 | 13-272 | Radiographic Units, Mobile | Portable | 1257 | CARESTREAM HEALTH INCORPORATED | DRX-REVOLUTION | 1 | 154D21001A | IM IMAGING ADMIN TOWER TLL1 | Bldg C Imaging Admin | Life Support / High Risk | IES | ASP_GE | 94 | 7 | 0 | 2017-03-17 | Canyons/Desert
15400-Intermountain Medical Center | 21101 | Radiology | 37000-The Orthopedic Specialty Hosp | 21001-Imaging Administration | 15400~000000042455 | 821250 | 2890 | IHOSHCSTXP2 | 13-272 | Radiographic Units, Mobile | Portable | 1260 | CARESTREAM HEALTH INCORPORATED | DRX-REVOLUTION | 1 | 370D21001A | TO IMAGING ADMIN BLDG 4 L1 | Radiology Admin | Life Support / High Risk | IES | ASP_GE | 90 | 7 | 0 | 2017-07-28 | Canyons/Desert
15400-Intermountain Medical Center | 21111 | Radiology TOSH | 37000-The Orthopedic Specialty Hosp | 21101-Radiology | 15400~000000042453 | 804038 | 1941 | IHOSHCSTXP1 | 13-272 | Radiographic Units, Mobile | Portable | 1261 | CARESTREAM HEALTH INCORPORATED | DRX-REVOLUTION | 1 | 370D21101A | TO RADIOLOGY BLDG 4 L1 | Common Areas | Life Support / High Risk | IES | ASP_GE | 110 | 7 | 0 | 2015-12-01 | Canyons/Desert
39100-ENT Surgery Center of Utah LLC | 22203 | Surgical Center | 39100-ENT Surgery Center of Utah LLC | 22203-Surgical Center | 39100~000000000271 | 571893 | 821 |  | 13-272 | Radiographic Units, Mobile | Portable | 1269 | CARESTREAM HEALTH INCORPORATED | DRX-REVOLUTION | 1 | 391D22203A | ENT SURGICAL CNTR | Unspecified | Life Support / High Risk | IES | ASP_GE | 5 | 5 | 5 | 2024-08-23 | Canyons/Desert
11600-Alta View Hospital | 21801 | Nuclear Medicine | 11600-Alta View Hospital | 21801-Nuclear Medicine | 11600~000000005431 | 806081 | 89497 | IHAVHSIENM/400-503378 | 24-013 | Scanning Systems, Computed Tom | SpectCT | 1616 | SIEMENS HEALTHCARE | SYMBIA T | 1 | 116D21801A | AV NUCLEAR MEDICINE | Unspecified | Life Support / High Risk | IES | ASP_GE | 113 | 5 | 0 | 2015-08-28 | Canyons/Desert
12600-St George Regional Hospital | 21401 | Computed Tomography - CT | 12600-St George Regional Hospital | 21401-Computed Tomography - CT | 12600~000000019180 | 845464 | 02215 | IHDXHSIENM/400-570804 | 24-013 | Scanning Systems, Computed Tom | SpectCT | 1631 | SIEMENS HEALTHCARE | SYMBIA T | 1 | 126D21401A | SG CT | Unspecified | Life Support / High Risk | IES | ASP_GE | 73 | 5 | 0 | 2018-12-17 | Canyons/Desert
12800-LDS Hospital | 21801 | Nuclear Medicine | 12800-LDS Hospital | 21801-Nuclear Medicine | 12800~000000006328 | 551745 | 1367 | IHLDHSIENM/400-432117 | 24-013 | Scanning Systems, Computed Tom | SpectCT | 1639 | SIEMENS HEALTHCARE | SYMBIA T | 1 | 128D21801A | LD NUCLEAR MEDICINE L7 | Nmgc1 | Life Support / High Risk | IES | ASP_GE | 141 | 5 | 0 | 2013-05-01 | Canyons/Desert
12900-Layton Hospital | 21801 | Nuclear Medicine | 12900-Layton Hospital | 21101-Radiology | 12900~000000002402 | 838759 | 2215 | IHLYHSIENM/400-603849 | 24-013 | Scanning Systems, Computed Tom | SpectCT | 1643 | SIEMENS HEALTHCARE | SYMBIA T | 1 | 129D21101A | LA RADIOLOGY | Unspecified | Life Support / High Risk | IES | ASP_GE | 75 | 5 | 0 | 2018-10-16 | Canyons/Desert
13000-Logan Regional Hospital | 21801 | Nuclear Medicine | 13000-Logan Regional Hospital | 21801-Nuclear Medicine | 13000~000000005981 | 806073 | 2041 | IHLRHSIENM/400-512496 | 24-013 | Scanning Systems, Computed Tom | SpectCT | 1647 | SIEMENS HEALTHCARE | SYMBIA T | 1 | 130D21801A | LO NUCLEAR MED | Unspecified | Life Support / High Risk | IES | ASP_GE | 109 | 5 | 0 | 2015-12-28 | Canyons/Desert
13200-McKay-Dee Hospital Center | 21801 | Nuclear Medicine | 13200-McKay-Dee Hospital Center | 21801-Nuclear Medicine | 13200~000000016867 | 806074 | 250351581 | IHMKHSIENM1/400-511812 | 24-013 | Scanning Systems, Computed Tom | SpectCT | 1657 | SIEMENS HEALTHCARE | SYMBIA T | 1 | 132D21801A | MK NUCLEAR MED 3RD FLR | Common Area | Life Support / High Risk | IES | ASP_GE | 110 | 5 | 0 | 2015-11-10 | Canyons/Desert
13200-McKay-Dee Hospital Center | 21801 | Nuclear Medicine | 13200-McKay-Dee Hospital Center | 21801-Nuclear Medicine | 13200~000000021189 | 854299 | 1362 | IHMKHSIENM2/400-632039 | 24-013 | Scanning Systems, Computed Tom | SpectCT | 1658 | SIEMENS HEALTHCARE | SYMBIA T | 1 | 132D21801A | MK NUCLEAR MED 3RD FLR | Unspecified | Life Support / High Risk | IES | ASP_GE | 67 | 5 | 0 | 2019-06-21 | Canyons/Desert
13800-Primary Childrens Hospital | 21801 | Nuclear Medicine | 13800-Primary Childrens Hospital | 21801-Nuclear Medicine | 13800~000000026153 | 845199 | 2168 | IHPCHSIENM/400-593813 | 24-013 | Scanning Systems, Computed Tom | SpectCT | 1664 | SIEMENS HEALTHCARE | SYMBIA T | 1 | 138D21801A | PC NUC MED L1 | Unspecified | Life Support / High Risk | IES | ASP_GE | 74 | 5 | 0 | 2018-11-07 | Canyons/Desert
14400-Utah Valley Hospital | 21801 | Nuclear Medicine | 14400-Utah Valley Hospital | 21101-Radiology | 14400~000000019934 | 847079 | 400-603997 | IHUVHSIENM/400-603997 | 24-013 | Scanning Systems, Computed Tom | SpectCT | 1681 | SIEMENS HEALTHCARE | SYMBIA T | 1 | 144D21101A | UV RADIOLOGY | Unspecified | Life Support / High Risk | IES | ASP_GE | 71 | 5 | 0 | 2019-02-25 | Canyons/Desert
15400-Intermountain Medical Center | 21801 | Nuclear Medicine | 15400-Intermountain Medical Center | 21101-Radiology | 15400~000000032753 | 845198 | 400593834 | IHMCHSIENM2/400-593834 | 24-013 | Scanning Systems, Computed Tom | SpectCT | 1696 | SIEMENS HEALTHCARE | SYMBIA T | 1 | 154D21101B | IM OUTPT RADIOLOGY EL2 | Unspecified | Life Support / High Risk | IES | ASP_GE | 73 | 5 | 0 | 2018-12-26 | Canyons/Desert
15400-Intermountain Medical Center | 21802 | Cardiac Molecular Imaging | 15400-Intermountain Medical Center | 21802-Cardiac Molecular Imaging | 15400~000000027653 | 806080 | 2051 | IHMCHSIENM1/400-507022 | 24-013 | Scanning Systems, Computed Tom | SpectCT | 1701 | SIEMENS HEALTHCARE | SYMBIA T | 1 | 154D21802A | IM CARDIAC MOLECULAR IMAG SLL1 | Unspecified | Life Support / High Risk | IES | ASP_GE | 112 | 5 | 0 | 2015-09-29 | Canyons/Desert
12200-Cassia Regional Hospital | 70001 | Spring Creek Womens Health | 12200-Cassia Regional Hospital | 70001-Spring Creek Womens Health | 12200~000000003329 | 887371 | VP8809073 |  | 15-976 | Scanning Systems, Ultrasonic, | UltraSound | 1958 | Unspecified | Unspecified | 1 | 122D70001A | CA SPRING CREEK WOMENS CNTR | Common Area | Life Support / High Risk | IES | ASP_GE | 40 | 7 | 4 | 2021-09-03 | Canyons/Desert
12600-St George Regional Hospital | 21601 | Ultrasound | 12600-St George Regional Hospital | 21601-Ultrasound | 12600~000000019184 |  | E70383 |  | 15-657 | Scanning Systems, Ultrasonic, | UltraSound | 2026 | Unspecified | Unspecified | 1 | 126D21601A | SG ULTRASOUND | Unspecified |  |  |  | 73 | 5 | 0 | 2018-12-19 | Canyons/Desert
12800-LDS Hospital | 21601 | Ultrasound | 12800-LDS Hospital | 21501-Mammography | 12800~000000015847 | 894916 | 510096US9 | 510096US9 | 15-976 | Scanning Systems, Ultrasonic, | UltraSound | 2077 | Unspecified | Unspecified | 1 | 128D21501A | LD MAMMOGRAPHY L1 | Unspecified | Life Support / High Risk | LDSH_CE | LDSCE2 | 32 | 5 | 2 | 2022-05-13 | Canyons/Desert
18200-Garfield Memorial Hospital | 11503 | Medical and Surgical Nursing | 18200-Garfield Memorial Hospital | 11503-Medical and Surgical Nursing | 18200~000000000592 |  | BP004295 |  | 15-976 | Scanning Systems, Ultrasonic, | UltraSound | 2572 | Unspecified | Unspecified | 1 | 182D11503A | GF MEDICAL AND SURGICAL | Unspecified |  |  |  | 90 | 5 | 0 | 2017-07-12 | Canyons/Desert
40000-Intermountain Medical Group | 74159 | American Fork MFM | 40000-Intermountain Medical Group | 74159-American Fork MFM | 40000~000000033133 | 919772 | F161089 |  | 15-976 | Scanning Systems, Ultrasonic, | UltraSound | 2733 | Unspecified | Unspecified | 1 | 400D74159A | MG AF MATERNAL FETAL MED | Exam room 2 | Non Life Support | AFH_CE | AFCREW3_CE | 14 | 5 | 4 | 2023-11-03 | Canyons/Desert
43100-Intermountain MS NV LLC | 79304 | PCC Tenaya MOB | 43100-Intermountain MS NV LLC | 79250-PCP Tenaya | 43100~000000002748 | 751665 | 405059433 | 14176 | 15-957 | Scanning Systems, Ultrasonic, | UltraSound | 2812 | UNETIXS INCORPORATED | ML2000 SERIES 2 LHS | 1 | 431D79250A | NV TENAYA CLINIC SPC | Unspecified | Life Support / High Risk | SGRH_CE | NEVADA | 27 | 5 | 3 | 2022-10-28 | Canyons/Desert
15400-Intermountain Medical Center | 31501 | Nutritional Support | 15400-Intermountain Medical Center | 31501-Nutritional Support | 15400~000000013107 | 336782 | 0399CQ | IHMCHSNSUS6 | 18-143 | Scanning Systems, Ultrasonic, | UltraSound | 2545 | SONOSITE INCORPORATED | TITAN | 1 | 154D31501A | IM CLINICAL NUTRITION E3 ST310 | Common Area | Run to Fail | CESS | CESS_CREW3 | 207 | 5 | 0 | 2007-11-01 | Canyons/Desert
11600-Alta View Hospital | 21301 | Imaging Recovery | 11600-Alta View Hospital | 21301-Imaging Recovery | 11600~000000002930 | 490153 | 03NKL5 | IHAVHSNSUS3 | 18-143 | Scanning Systems, Ultrasonic, | UltraSound | 1905 | SONOSITE INCORPORATED | SONOSITE S-CATH | 1 | 116D21301A | AV IMAGING RECOVERY | Imaging Recovery Common Area | Run to Fail | CESS | CESS_CREW3 | 155 | 5 | 0 | 2012-02-02 | Canyons/Desert
11600-Alta View Hospital | 22301 | Anesthesiology | 11600-Alta View Hospital | 22104-Operating Rooms | 11600~000000003578 | 541069 | 03X6YP | IHAVHSNSUS4 | 18-143 | Scanning Systems, Ultrasonic, | UltraSound | 1913 | SONOSITE INCORPORATED | SONOSITE S-CATH | 1 | 116D22104A | AV OPERATING ROOM | Clean Storage, Pacu | Run to Fail | CESS | CESS_CREW3 | 133 | 5 | 0 | 2013-12-26 | Canyons/Desert
11800-American Fork Hospital | 21001 | Imaging Administration | 11800-American Fork Hospital | 21101-Radiology | 11800~000000006679 | 402084 | 03HJXT | IHAFHSONOUS1 | 18-143 | Scanning Systems, Ultrasonic, | UltraSound | 1925 | SONOSITE INCORPORATED | SONOSITE S-CATH | 1 | 118D21101A | AF RADIOLOGY | Unspecified | Run to Fail | CESS | CESS_CREW3 | 182 | 7 | 0 | 2009-12-01 | Canyons/Desert
12800-LDS Hospital | 21301 | Imaging Recovery | 12800-LDS Hospital | 21101-Radiology | 12800~000000005769 | 515313 | 03RDFM | IHLDHSNSUS3 | 18-143 | Scanning Systems, Ultrasonic, | UltraSound | 2073 | SONOSITE INCORPORATED | SONOSITE S-CATH | 1 | 128D21101A | LD RADIOLOGY L1 | Radiol L1 Common Area | Run to Fail | CESS | CESS_CREW3 | 150 | 5 | 0 | 2012-07-15 | Canyons/Desert
13200-McKay-Dee Hospital Center | 10011 | Intensive Care Unit | 13200-McKay-Dee Hospital Center | 21101-Radiology | 13200~000000007773 | 431905 | 03JHCD | IHMKHSNSUS4 | 18-143 | Scanning Systems, Ultrasonic, | UltraSound | 2146 | SONOSITE INCORPORATED | SONOSITE S-CATH | 1 | 132D21101A | MK RADIOLOGY 1ST FLR | Nurse Station | Run to Fail | CESS | CESS_CREW3 | 173 | 5 | 0 | 2010-09-01 | Canyons/Desert
13200-McKay-Dee Hospital Center | 21301 | Imaging Recovery | 13200-McKay-Dee Hospital Center | 10011-Intensive Care Unit | 13200~000000007201 | 420372 | 03JIBQ | IHMKHSNSUS3 | 18-143 | Scanning Systems, Ultrasonic, | UltraSound | 2187 | SONOSITE INCORPORATED | SONOSITE S-CATH | 1 | 132D10011A | MK ICU 2ND FLR | Common Area | Run to Fail | CESS | CESS_CREW3 | 177 | 5 | 0 | 2010-05-01 | Canyons/Desert
15400-Intermountain Medical Center | 12002 | Newborn Intensive Care Unit | 15400-Intermountain Medical Center | 12002-Newborn Intensive Care Unit | 15400~000000037506 | 407752 | 03HJXG | IHPCHSNSUS2 | 18-143 | Scanning Systems, Ultrasonic, | UltraSound | 2460 | SONOSITE INCORPORATED | SONOSITE S-CATH | 1 | 154D12002A | IM NICU CARE GLL1 | Unspecified | Run to Fail | CESS | CESS_CREW3 | 181 | 5 | 0 | 2010-01-01 | Canyons/Desert
15400-Intermountain Medical Center | 12002 | Newborn Intensive Care Unit | 15400-Intermountain Medical Center | 12002-Newborn Intensive Care Unit | 15400~000000037507 | 547904 | 03V1PB | IHPCHSNSUS3 | 18-143 | Scanning Systems, Ultrasonic, | UltraSound | 2461 | SONOSITE INCORPORATED | SONOSITE S-CATH | 1 | 154D12002A | IM NICU CARE GLL1 | Unspecified | Run to Fail | CESS | CESS_CREW3 | 141 | 5 | 0 | 2013-04-30 | Canyons/Desert
15400-Intermountain Medical Center | 20501 | Cardiovascular Lab | 15400-Intermountain Medical Center | 20501-Cardiovascular Lab | 15400~000000015264 | 430425 | 03K3BQ | IHMCHSNSUS7 | 18-143 | Scanning Systems, Ultrasonic, | UltraSound | 2476 | SONOSITE INCORPORATED | SONOSITE S-CATH | 1 | 154D20501A | IM CARDIO CATH LAB SL1 | Common Area | Run to Fail | CESS | CESS_CREW3 | 172 | 5 | 0 | 2010-09-16 | Canyons/Desert
15400-Intermountain Medical Center | 21301 | Imaging Recovery | 15400-Intermountain Medical Center | 70518-Mechanical Circulatory Support | 15400~000000015489 | 441451 | 03X4RQ | IHMCHSNSUS8 | 18-143 | Scanning Systems, Ultrasonic, | UltraSound | 2509 | SONOSITE INCORPORATED | SONOSITE S-CATH | 1 | 154D70518A | IM MECHANICAL CIRCULATORY TL1 | Common Area | Run to Fail | CESS | CESS_CREW3 | 169 | 5 | 0 | 2010-12-23 | Canyons/Desert
15400-Intermountain Medical Center | 21311 | Imaging Recovery TOSH | 37000-The Orthopedic Specialty Hosp | 21001-Imaging Administration | 15400~000000042496 | 802318 | WK33JN | IHOSHSNSUS | 18-143 | Scanning Systems, Ultrasonic, | UltraSound | 2510 | SONOSITE INCORPORATED | SONOSITE S-CATH | 1 | 370D21001A | TO IMAGING ADMIN BLDG 4 L1 | Unspecified | Run to Fail | CESS | CESS_CREW3 | 116 | 5 | 0 | 2015-05-04 | Canyons/Desert
37500-Primary Childrens - Riverton | 22104 | Operating Rooms | 11300-Supply Chain Organization | 32213-Asset Recovery - SLC | 37500~000000000622 | 400113 | 03H02K | IHRVHSONOUS1 | 18-143 | Scanning Systems, Ultrasonic, | UltraSound | 2592 | SONOSITE INCORPORATED | SONOSITE S-CATH | 1 | 113D32213B | SC ASSET RECOVERY FINE DR WHS | Received | Run to Fail | CESS | CESS_CREW3 | 182 | 5 | 0 | 2009-12-01 | Canyons/Desert
12000-Bear River Valley Hospital | 21101 | Radiology | 12000-Bear River Valley Hospital | 35005-Field Logistics-Bear River | 12000~000000001432 | 496888 | 03P571 | IHMKHSNSUS5 | 18-143 | Scanning Systems, Ultrasonic, | UltraSound | 1947 | SONOSITE INCORPORATED | S-ICU P09417-55 | 1 | 120D35005A | SC MATERIALS MGMT BR | Store Rm | Run to Fail | CESS | CESS_CREW3 | 155 | 5 | 0 | 2012-03-01 | Canyons/Desert
15400-Intermountain Medical Center | 20501 | Cardiovascular Lab | 15400-Intermountain Medical Center | 20501-Cardiovascular Lab | 15400~000000027438 | 807990 | WK2761 | IHMCHSNSUS13 | 18-143 | Scanning Systems, Ultrasonic, | UltraSound | 2479 | SONOSITE INCORPORATED | S-CATH P09417-26 | 1 | 154D20501A | IM CARDIO CATH LAB SL1 | Unspecified | Run to Fail | CESS | CESS_CREW3 | 116 | 5 | 0 | 2015-05-05 | Canyons/Desert
13200-McKay-Dee Hospital Center | 22104 | Operating Rooms | 13200-McKay-Dee Hospital Center | 22104-Operating Rooms | 13200~000000005083 | 306656 | 037KBI | IHMKHSNSUS2 | 18-143 | Scanning Systems, Ultrasonic, | UltraSound | 2197 | SONOSITE INCORPORATED | MICROMAXX P07099-01 | 1 | 132D22104A | MK OPERATING ROOM L2 | Or 7 | Run to Fail | CESS | CESS_CREW3 | 217 | 5 | 0 | 2007-01-01 | Canyons/Desert
13200-McKay-Dee Hospital Center | 22104 | Operating Rooms | 13200-McKay-Dee Hospital Center | 22104-Operating Rooms | 13200~000000005084 | 306655 | 037JRK | IHMKHSNSUS1 | 18-143 | Scanning Systems, Ultrasonic, | UltraSound | 2198 | SONOSITE INCORPORATED | MICROMAXX P07099-01 | 1 | 132D22104A | MK OPERATING ROOM L2 | Or 1 | Run to Fail | CESS | CESS_CREW3 | 217 | 5 | 0 | 2007-01-01 | Canyons/Desert
13800-Primary Childrens Hospital | 28101 | Intravenous Therapy | 13800-Primary Childrens Hospital | 28101-Intravenous Therapy | 13800~000000027989 | 814264 | 03Q92R | IHCRHSNSUS3 | 18-143 | Scanning Systems, Ultrasonic, | UltraSound | 2270 | SONOSITE INCORPORATED | EDGE | 1 | 138D28101A | PC IV TEAM OFFICE L3 | Unspecified | Run to Fail | CESS | CESS_CREW3 | 100 | 5 | 0 | 2016-09-28 | Canyons/Desert
12600-St George Regional Hospital | 14001 | Labor and Delivery Rooms | 40000-Intermountain Medical Group | 74005-Southern Utah Neurosciences | 12600~000000004488 | 490498 | 03VKKV | IHRKCSNSUS | 18-143 | Scanning Systems, Ultrasonic, | UltraSound | 1981 | SONOSITE INCORPORATED | EDGE | 1 | 400D74005A | MG SO UTAH NEUROSCIENCES INST | Southern UT Neuroscience Inst | Run to Fail | CESS | CESS_CREW3 | 138 | 5 | 0 | 2013-08-01 | Canyons/Desert
40000-Intermountain Medical Group | 77010 | Murray Workmed | 40000-Intermountain Medical Group | 77010-Murray Workmed | 40000~000000034304 | 213667 | 0305H4 | IHDXHSNSUS1 | 18-143 | Scanning Systems, Ultrasonic, | UltraSound | 2808 | SONOSITE INCORPORATED | 180 PLUS | 1 | 400D77010A | MG WORKMED MURRAY | Murray Work Med | Run to Fail | MG_SLV_CE | SOUTH | 270 | 5 | 0 | 2002-08-01 | Canyons/Desert
40000-Intermountain Medical Group | 74038 | Southwest Rheumatology Assoc | 40000-Intermountain Medical Group | 74038-Southwest Rheumatology Assoc | 40000~000000026975 | 267442 | 034F62-10 | 034F62 | 18-143 | Scanning Systems, Ultrasonic, | UltraSound | 2664 | SONOSITE INCORPORATED | 180 PLUS | 1 | 400D74038A | MG RIVER RD RHEUMATOLOGY | Unspecified | Run to Fail | CESS | CESS_CREW3 | 236 | 5 | 0 | 2005-06-01 | Canyons/Desert
12800-LDS Hospital | 10031 | Intensive Care Med-Surg | 12800-LDS Hospital | 11511-Surgical Nursing Unit | 12800~000000014481 | 849235 | R52KB1YK9BH |  | 18-143 | Scanning Systems, Ultrasonic, | UltraSound | 2055 | SIGNOSTICS INC | SIGNOS | 1 | 128D11511A | LD SURGICAL NURSING UNIT | W6 N Standby Equipment Closet | Life Support / High Risk | LDSH_CE | LDSCE1 | 68 | 5 | 0 | 2019-05-22 | Canyons/Desert
12800-LDS Hospital | 11508 | Medical Nursing Unit | 12800-LDS Hospital | 11508-Medical Nursing Unit | 12800~000000014473 | 848278 | R52K602WNGP |  | 18-143 | Scanning Systems, Ultrasonic, | UltraSound | 2056 | SIGNOSTICS INC | SIGNOS | 1 | 128D11508A | LD MEDICAL TELEMETRY L8 | W8 Common Areas | Life Support / High Risk | LDSH_CE | LDSCE4 | 69 | 5 | 0 | 2019-04-16 | Canyons/Desert
12800-LDS Hospital | 11508 | Medical Nursing Unit | 12800-LDS Hospital | 11508-Medical Nursing Unit | 12800~000000014474 | 848279 | R52K51D601E |  | 18-143 | Scanning Systems, Ultrasonic, | UltraSound | 2057 | SIGNOSTICS INC | SIGNOS | 1 | 128D11508A | LD MEDICAL TELEMETRY L8 | W8 Common Areas | Life Support / High Risk | LDSH_CE | LDSCE1 | 69 | 5 | 0 | 2019-04-16 | Canyons/Desert
14300-Park City Hospital | 20101 | Emergency Department | 14300-Park City Hospital | 20101-Emergency Department | 14300~000000003298 | 748921 | R52K51D618W |  | 18-143 | Scanning Systems, Ultrasonic, | UltraSound | 2320 | SIGNOSTICS INC | SIGNOS | 1 | 143D20101A | PK EMERGENCY ROOM | Common Area | Life Support / High Risk | PKMC_CE | PKCREW1_CE | 68 | 3.25 | 0 | 2019-05-20 | Canyons/Desert
40000-Intermountain Medical Group | 73020 | North Ogden Clinic | 40000-Intermountain Medical Group | 74058-Wasatch OB-GYN | 40000~000000003883 | 299057 | 302219 | IHWGCSIEUS | 15-976 | Scanning Systems, Ultrasonic, | UltraSound | 2627 | SIEMENS HEALTHCARE | SONOLINE G40 | 1 | 400D74058A | MG MK WASATCH OBGYN STE 4815 | Wasatch Ob Procedure Rm | Life Support / High Risk | IES | ASP_GE | 221 | 5 | 0 | 2006-08-18 | Canyons/Desert
12600-St George Regional Hospital | 25501 | Radiation Center | 12600-St George Regional Hospital | 25501-Radiation Center | 12600~000000005130 | 311416 | ECA 1255 | IHDXHSIEUS1/400-158478 | 15-976 | Scanning Systems, Ultrasonic, | UltraSound | 2042 | SIEMENS HEALTHCARE | SONOLINE ADARA | 1 | 126D25501A | SG RADIATION CENTER | Common Area | Life Support / High Risk | IES | ASP_GE | 249 | 5 | 0 | 2004-05-01 | Canyons/Desert
12800-LDS Hospital | 25501 | Radiation Center | 12800-LDS Hospital | 25501-Radiation Center | 12800~000000008207 | 311415 | ECA 1354 | IHLDHSIEUS1/400-159666 | 15-976 | Scanning Systems, Ultrasonic, | UltraSound | 2086 | SIEMENS HEALTHCARE | SONOLINE ADARA | 1 | 128D25501A | LD RADIATION CENTER L1 | Oncology | Life Support / High Risk | IES | ASP_GE | 242 | 5 | 0 | 2004-11-02 | Canyons/Desert
12800-LDS Hospital | 25501 | Radiation Center | 12800-LDS Hospital | 25501-Radiation Center | 12800~000000014416 | 469665 | ECA1012 | IHLDHSIEUS2 | 15-976 | Scanning Systems, Ultrasonic, | UltraSound | 2087 | SIEMENS HEALTHCARE | SONOLINE ADARA | 1 | 128D25501A | LD RADIATION CENTER L1 | Common Area | Life Support / High Risk | IES | ASP_GE | 267 | 5 | 0 | 2002-10-31 | Canyons/Desert
13900-Riverton Hospital | 25501 | Radiation Center | 13900-Riverton Hospital | 25501-Radiation Center | 13900~000000005097 | 809424 | 003567 | IHRVHSIEUS/400-176551 | 15-976 | Scanning Systems, Ultrasonic, | UltraSound | 2298 | SIEMENS HEALTHCARE | SONOLINE ADARA | 1 | 139D25501A | RV RADIATION CENTER | Unspecified | Life Support / High Risk | IES | ASP_GE | 106 | 5 | 0 | 2016-04-01 | Canyons/Desert
15400-Intermountain Medical Center | 25501 | Radiation Center | 15400-Intermountain Medical Center | 25501-Radiation Center | 15400~000000043784 | 927252 | ECA1354 |  | 15-976 | Scanning Systems, Ultrasonic, | UltraSound | 2540 | SIEMENS HEALTHCARE | SONOLINE ADARA | 1 | 154D25501A | IM RADIATION CENTER HL1 | Unspecified | Life Support / High Risk | IMC_CE | IMCCE4A | 3 | 5 | 5 | 2024-10-10 | Canyons/Desert
13000-Logan Regional Hospital | 25501 | Radiation Center | 11300-Supply Chain Organization | 32213-Asset Recovery - SLC | 13000~000000002691 | 474300 | JC00657 | IHLRHSIEUS | 15-976 | Scanning Systems, Ultrasonic, | UltraSound | 2136 | SIEMENS HEALTHCARE | SIEMENS SONOLINE G20 | 1 | 113D32213C | SC ASSET RECOVERY AIRPORT WHS | Received | Life Support / High Risk | IES | ASP_GE | 160 | 5 | 0 | 2011-09-02 | Canyons/Desert
15400-Intermountain Medical Center | 22203 | Surgical Center | 11300-Supply Chain Organization | 32213-Asset Recovery - SLC | 15400~000000013248 | 352141 | 115294 | IHMCHSIEUS5 | 15-976 | Scanning Systems, Ultrasonic, | UltraSound | 2530 | SIEMENS HEALTHCARE | ANTARES P.E. 10040729 | 1 | 113D32213B | SC ASSET RECOVERY FINE DR WHS | Redeploy | Life Support / High Risk | IES | ASP_GE | 207 | 5 | 0 | 2007-11-01 | Canyons/Desert
15400-Intermountain Medical Center | 21102 | Angiography | 15400-Intermountain Medical Center | 21001-Imaging Administration | 15400~000000030732 | 824729 | 349963 | IHMCHSIEUS9 | 15-976 | Scanning Systems, Ultrasonic, | UltraSound | 2507 | SIEMENS HEALTHCARE | ACUSON X300 | 1 | 154D21001A | IM IMAGING ADMIN TOWER TLL1 | Bldg C Imaging Admin | Life Support / High Risk | IES | ASP_GE | 85 | 7 | 0 | 2017-12-28 | Canyons/Desert
12600-St George Regional Hospital | 20501 | Cardiovascular Lab | Unspecified-Unspecified | __NOT_APPLICABLE__-Unspecified | 12600~000000013810 |  |  |  | 15-976 | Scanning Systems, Ultrasonic, | UltraSound | 2006 | SIEMENS HEALTHCARE | ACUSON X300 | 1 | Unspecified | Unspecified | Unspecified | Life Support / High Risk |  |  | 118 | 5 | 0 | 2015-03-05 | Canyons/Desert
12600-St George Regional Hospital | 20501 | Cardiovascular Lab | 12600-St George Regional Hospital | 20501-Cardiovascular Lab | 12600~000000015363 | 821023 | 349617 | IHDXHSIEUS2 | 15-976 | Scanning Systems, Ultrasonic, | UltraSound | 1994 | SIEMENS HEALTHCARE | ACUSON X300 | 1 | 126D20501A | SG CATH LAB RR | Cath Lab Common | Life Support / High Risk | IES | ASP_GE | 88 | 7 | 0 | 2017-09-08 | Canyons/Desert
40000-Intermountain Medical Group | 74115 | Park City Specialty Clinic | 11300-Supply Chain Organization | 32213-Asset Recovery - SLC | 40000~000000005187 | 400610 | 307368 | IHPCCSIEUS | 15-976 | Scanning Systems, Ultrasonic, | UltraSound | 2707 | SIEMENS HEALTHCARE | ACUSON X150 | 1 | 113D32213C | SC ASSET RECOVERY AIRPORT WHS | Donated | Life Support / High Risk | IES | ASP_GE | 181 | 5 | 0 | 2009-12-22 | Canyons/Desert
40000-Intermountain Medical Group | 74105 | Intermountain Nurse Midwives | 11300-Supply Chain Organization | 32213-Asset Recovery - SLC | 40000~000000028146 | 340744 | 305288 | IHMCHSIEUS6/400-212142 | 15-976 | Scanning Systems, Ultrasonic, | UltraSound | 2694 | SIEMENS HEALTHCARE | ACUSON X150 | 1 | 113D32213C | SC ASSET RECOVERY AIRPORT WHS | Received | Life Support / High Risk | IES | ASP_GE | 207 | 5 | 0 | 2007-11-01 | Canyons/Desert
40000-Intermountain Medical Group | 74104 | Intermountain MFM Specialist | 15400-Intermountain Medical Center | 70501-Midwifery | 40000~000000002897 | 422029 | 308043 | IHMCHSIEUS10/400-356925 | 15-976 | Scanning Systems, Ultrasonic, | UltraSound | 2691 | SIEMENS HEALTHCARE | ACUSON X150 | 1 | 154D70501A | IM MIDWIFERY GL1 | Common Area | Life Support / High Risk | IES | ASP_GE | 175 | 5 | 0 | 2010-06-22 | Canyons/Desert
15400-Intermountain Medical Center | 21601 | Ultrasound | 11300-Supply Chain Organization | 32213-Asset Recovery - SLC | 15400~000000013251 | 340745 | 305287 | IHMCHSIEUS1/400-212147 | 15-976 | Scanning Systems, Ultrasonic, | UltraSound | 2512 | SIEMENS HEALTHCARE | ACUSON X150 | 1 | 113D32213B | SC ASSET RECOVERY FINE DR WHS | Received | Life Support / High Risk | IES | ASP_GE | 207 | 5 | 0 | 2007-10-25 | Canyons/Desert
13200-McKay-Dee Hospital Center | 22104 | Operating Rooms | 13200-McKay-Dee Hospital Center | 22104-Operating Rooms | 13200~000000006143 | 359359 | 306023 | IHMKHSIEUS1/400-288280 | 15-976 | Scanning Systems, Ultrasonic, | UltraSound | 2199 | SIEMENS HEALTHCARE | ACUSON X150 | 1 | 132D22104A | MK OPERATING ROOM L2 | Common Area | Life Support / High Risk | IES | ASP_GE | 199 | 5 | 0 | 2008-07-01 | Canyons/Desert
12600-St George Regional Hospital | 28102 | Infusion Therapy - Oncology | 12600-St George Regional Hospital | 28102-Infusion Therapy - Oncology | 12600~000000011537 | 487672 | XG53224 | E311416 | 15-976 | Scanning Systems, Ultrasonic, | UltraSound | 2043 | SIEMENS HEALTHCARE | 7.5L45S LINEAR ARRAY 7.5 MHZ | 1 | 126D28102A | SG INFUSION THERAPY ONC | CancerSrvcs Common Area | Run to Fail | IES | ASP_GE | 156 | 5 | 0 | 2012-01-10 | Canyons/Desert
40000-Intermountain Medical Group | 74174 | Salt Lake Clinic Admin | 40000-Intermountain Medical Group | 74220-SL Clinic - Ophthalmology | 40000~000000005962 | 502408 | 3377 |  | 11-389 | Scanning Systems, Ultrasonic, | UltraSound | 2753 | QUANTEL MEDICAL | AVISO A/B | 1 | 400D74220A | MG SL CLINIC OPHTHALMOLOGY | Ophthal L4 Eye Lane 6 | Life Support / High Risk | MG_SLV_CE | NORTH | 156 | 5 | 0 | 2012-01-13 | Canyons/Desert
12800-LDS Hospital | 10031 | Intensive Care Med-Surg | 12800-LDS Hospital | 10031-Intensive Care Med-Surg | 12800~000000011497 | 723026 | USN1410125 | IHLDHPHLUS11 | 15-976 | Scanning Systems, Ultrasonic, | UltraSound | 2053 | PHILIPS HEALTHCARE | SPARQ | 1 | 128D10031A | LD INTENSIVE CARE MED SURG L6 | Unspecified | Life Support / High Risk | IES | ASP_GE | 122 | 5 | 0 | 2014-11-12 | Canyons/Desert
12800-LDS Hospital | 22104 | Operating Rooms | 12800-LDS Hospital | 22104-Operating Rooms | 12800~000000011713 | 808328 | US71410592 | IHLDHPHLUS10 | 15-976 | Scanning Systems, Ultrasonic, | UltraSound | 2082 | PHILIPS HEALTHCARE | SPARQ | 1 | 128D22104A | LD OPERATING ROOM L3 | Unspecified | Life Support / High Risk | IES | ASP_GE | 125 | 5 | 0 | 2014-08-21 | Canyons/Desert
12800-LDS Hospital | 70002 | Pulmonary Clinic | 12800-LDS Hospital | 70002-Pulmonary Clinic | 12800~000000013583 | 830531 | US51810158 | IHLDHPHLUS14 | 15-976 | Scanning Systems, Ultrasonic, | UltraSound | 2089 | PHILIPS HEALTHCARE | SPARQ | 1 | 128D70002A | LD PULMONARY CL POB SUITE 170 | Unspecified | Life Support / High Risk | IES | ASP_GE | 80 | 5 | 0 | 2018-05-16 | Canyons/Desert
13900-Riverton Hospital | 11503 | Medical and Surgical Nursing | 13900-Riverton Hospital | 11503-Medical and Surgical Nursing | 13900~000000004271 | 541075 | US31410252 | IHRVHPHLUS6 | 15-976 | Scanning Systems, Ultrasonic, | UltraSound | 2279 | PHILIPS HEALTHCARE | SPARQ | 1 | 139D11503A | RV MEDICAL SURGICAL | Crash Cart Alcove | Life Support / High Risk | IES | ASP_GE | 130 | 5 | 0 | 2014-03-14 | Canyons/Desert
14400-Utah Valley Hospital | 10061 | Intensive Care Shock-Trauma | 14400-Utah Valley Hospital | 10061-Intensive Care Shock-Trauma | 14400~000000016366 | 821046 | US91710174 | IHUVHPHLUS21 | 15-976 | Scanning Systems, Ultrasonic, | UltraSound | 2328 | PHILIPS HEALTHCARE | SPARQ | 1 | 144D10061A | UV NST ICU | 436-NSTICU | Life Support / High Risk | IES | ASP_GE | 88 | 5 | 0 | 2017-09-21 | Canyons/Desert
15400-Intermountain Medical Center | 10051 | Intensive Care Neuro and Med | 15400-Intermountain Medical Center | 10071-Intensive Care Respiratory | 15400~000000023027 | 541070 | USD1310198 | IHMCHPHLUS28 | 15-976 | Scanning Systems, Ultrasonic, | UltraSound | 2445 | PHILIPS HEALTHCARE | SPARQ | 1 | 154D10071A | IM RESPIRATORY ICU T5-S5 | Common Area | Life Support / High Risk | IES | ASP_GE | 156 | 5 | 0 | 2012-01-10 | Canyons/Desert
15400-Intermountain Medical Center | 10061 | Intensive Care Shock-Trauma | 15400-Intermountain Medical Center | 10061-Intensive Care Shock-Trauma | 15400~000000024136 | 726176 | USD1410749 | IHMCHPHLUS35 | 15-976 | Scanning Systems, Ultrasonic, | UltraSound | 2448 | PHILIPS HEALTHCARE | SPARQ | 1 | 154D10061A | IM SHOCK TRAUMA T5 | Unspecified | Life Support / High Risk | IES | ASP_GE | 121 | 5 | 0 | 2014-12-22 | Canyons/Desert
15400-Intermountain Medical Center | 22104 | Operating Rooms | 15400-Intermountain Medical Center | 22104-Operating Rooms | 15400~000000024155 | 726184 | USD1410985 | IHMCHPHLUS36 | 15-976 | Scanning Systems, Ultrasonic, | UltraSound | 2527 | PHILIPS HEALTHCARE | SPARQ | 1 | 154D22104A | IM OPERATING ROOM TL2 | O.R. 16 | Life Support / High Risk | IES | ASP_GE | 121 | 5 | 0 | 2014-12-26 | Canyons/Desert
15400-Intermountain Medical Center | 22104 | Operating Rooms | 15400-Intermountain Medical Center | 22104-Operating Rooms | 15400~000000031708 | 832605 | US71810279 | IHMCHSPARQ1 | 15-976 | Scanning Systems, Ultrasonic, | UltraSound | 2528 | PHILIPS HEALTHCARE | SPARQ | 1 | 154D22104A | IM OPERATING ROOM TL2 | Common Area | Life Support / High Risk | IES | ASP_GE | 78 | 7 | 1 | 2018-07-20 | Canyons/Desert
15400-Intermountain Medical Center | 27210 | Pulmonary Division | 15400-Intermountain Medical Center | 27210-Pulmonary Division | 15400~000000027887 | 807668 | US31610363 | IHMCHPHLUS42 | 15-976 | Scanning Systems, Ultrasonic, | UltraSound | 2541 | PHILIPS HEALTHCARE | SPARQ | 1 | 154D27210A | IM PULMONOLOGY SLL1 | Unspecified | Life Support / High Risk | IES | ASP_GE | 105 | 5 | 0 | 2016-04-24 | Canyons/Desert
12600-St George Regional Hospital | 20602 | Electrocardiology - EKG | 12600-St George Regional Hospital | 20602-Electrocardiology - EKG | 12600~000000008680 | 242989 | US97802806 | US97802806 | 17-422 | Scanning Systems, Ultrasonic, | UltraSound | 2007 | PHILIPS HEALTHCARE | SONOS 5500 | 1 | 126D20602A | SG EKG RR 1ST FLOOR | EKG | Life Support / High Risk | IES | ASP_GE | 249 | 5 | 0 | 2004-04-20 | Canyons/Desert
12800-LDS Hospital | 20602 | Electrocardiology - EKG | 12800-LDS Hospital | 20602-Electrocardiology - EKG | 12800~000000007749 | 132418 | 3728A00641 | IHLDHPHLUS1 | 17-422 | Scanning Systems, Ultrasonic, | UltraSound | 2065 | PHILIPS HEALTHCARE | SONOS 5500 | 1 | 128D20602A | LD EKG L7 | E7 EKG Alpha | Life Support / High Risk | IES | ASP_GE | 421 | 5 | 0 | 1990-01-01 | Canyons/Desert
12800-LDS Hospital | 20602 | Electrocardiology - EKG | 12800-LDS Hospital | 20602-Electrocardiology - EKG | 12800~000000007818 | 217462 | US97007803 | IHLDHPHLUS2 | 17-422 | Scanning Systems, Ultrasonic, | UltraSound | 2066 | PHILIPS HEALTHCARE | SONOS 5500 | 1 | 128D20602A | LD EKG L7 | E7 EKG Echo With Stress | Life Support / High Risk | IES | ASP_GE | 266 | 5 | 0 | 2002-11-20 | Canyons/Desert
40000-Intermountain Medical Group | 74144 | Utah Valley Vascular Surgery | 40000-Intermountain Medical Group | 74144-Utah Valley Vascular Surgery | 40000~000000021835 | 822921 | B0MJR2 | IHUVCPHLUS2 | 15-976 | Scanning Systems, Ultrasonic, | UltraSound | 2725 | PHILIPS HEALTHCARE | IU22 | 1 | 400D74144A | MG UVC VASCULAR SURG 5CD A | Utah Valley Vascular Surgery | Life Support / High Risk | IES | ASP_GE | 86 | 5 | 0 | 2017-11-20 | Canyons/Desert
15400-Intermountain Medical Center | 21601 | Ultrasound | 11300-Supply Chain Organization | 32213-Asset Recovery - SLC | 15400~000000016927 | 552154 | B0MHY5 | IHMCHPHLUS34 | 15-976 | Scanning Systems, Ultrasonic, | UltraSound | 2513 | PHILIPS HEALTHCARE | IU22 | 1 | 113D32213C | SC ASSET RECOVERY AIRPORT WHS | Received | Life Support / High Risk | IES | ASP_GE | 140 | 5 | 0 | 2013-06-01 | Canyons/Desert
15400-Intermountain Medical Center | 21101 | Radiology | 11300-Supply Chain Organization | 32213-Asset Recovery - SLC | 15400~000000032978 | 576310 | B0MCV9 | IHMCHPHLUS10 | 15-976 | Scanning Systems, Ultrasonic, | UltraSound | 2506 | PHILIPS HEALTHCARE | IU22 | 1 | 113D32213C | SC ASSET RECOVERY AIRPORT WHS | Received | Life Support / High Risk | IES | ASP_GE | 132 | 5 | 0 | 2014-01-31 | Canyons/Desert
14400-Utah Valley Hospital | 21101 | Radiology | 14400-Utah Valley Hospital | 21101-Radiology | 14400~000000001480 | 561625 | B0MCRL | IHUVHPHLUS13 | 15-976 | Scanning Systems, Ultrasonic, | UltraSound | 2367 | PHILIPS HEALTHCARE | IU22 | 1 | 144D21101A | UV RADIOLOGY | OP Radiol Ultrasound 2 | Life Support / High Risk | IES | ASP_GE | 136 | 5 | 0 | 2013-09-20 | Canyons/Desert
13900-Riverton Hospital | 21601 | Ultrasound | 13900-Riverton Hospital | 21101-Radiology | 13900~000000001016 | 398557 | 039WKH | IHRVHPHLUS2 | 15-976 | Scanning Systems, Ultrasonic, | UltraSound | 2292 | PHILIPS HEALTHCARE | IU22 | 1 | 139D21101A | RV RADIOLOGY | Ultrasound 1 | Life Support / High Risk | IES | ASP_GE | 183 | 7 | 0 | 2009-10-28 | Canyons/Desert
12800-LDS Hospital | 21601 | Ultrasound | 12800-LDS Hospital | 21601-Ultrasound | 12800~000000005328 | 468926 | B043R1 | IHLDHPHLUS8 | 15-976 | Scanning Systems, Ultrasonic, | UltraSound | 2078 | PHILIPS HEALTHCARE | IU22 | 1 | 128D21601A | LD ULTRASOUND L1 | Us 1 | Life Support / High Risk | IES | ASP_GE | 161 | 5 | 0 | 2011-08-15 | Canyons/Desert
12600-St George Regional Hospital | 21601 | Ultrasound | 12600-St George Regional Hospital | 21601-Ultrasound | 12600~000000003956 | 490456 | B06B6H | IHHUCPHLUS1 | 15-976 | Scanning Systems, Ultrasonic, | UltraSound | 2022 | PHILIPS HEALTHCARE | IU22 | 1 | 126D21601B | SG ULT SOUND RADIO HLTH CTR RR | Common Area | Life Support / High Risk | IES | ASP_GE | 160 | 5 | 0 | 2011-10-01 | Canyons/Desert
11800-American Fork Hospital | 21101 | Radiology | 11800-American Fork Hospital | 21601-Ultrasound | 11800~000000000966 | 370234 | 02XK7Q | IHAFHPHLUS1 | 15-976 | Scanning Systems, Ultrasonic, | UltraSound | 1926 | PHILIPS HEALTHCARE | IU22 | 1 | 118D21601A | AF ULTRASOUND | Us 1 | Life Support / High Risk | IES | ASP_GE | 193 | 5 | 0 | 2008-12-23 | Canyons/Desert
40000-Intermountain Medical Group | 74308 | Vascular and Vein - St. George | 40000-Intermountain Medical Group | 74308-Vascular and Vein - St. George | 40000~000000025708 | 372604 | 02X420 | IHCTCPHLUS2 | 17-422 | Scanning Systems, Ultrasonic, | UltraSound | 2795 | PHILIPS HEALTHCARE | IE33 | 1 | 400D74308A | MG VASCULAR AND VEIN ST GEO | Unspecified | Life Support / High Risk | IES | ASP_GE | 193 | 5 | 0 | 2008-12-04 | Canyons/Desert
40000-Intermountain Medical Group | 74268 | Vascular and Vein - McKay-Dee | 40000-Intermountain Medical Group | 74268-Vascular and Vein - McKay-Dee | 40000~000000021719 | 821712 | B05NRZ |  | 17-422 | Scanning Systems, Ultrasonic, | UltraSound | 2780 | PHILIPS HEALTHCARE | IE33 | 1 | 400D74268A | MG VASCULAR AND VEIN MCKAY DEE | Unspecified | Life Support / High Risk | IES | ASP_GE | 88 | 5 | 0 | 2017-09-30 | Canyons/Desert
40000-Intermountain Medical Group | 74023 | Southwest Cardiology-St George | 40000-Intermountain Medical Group | 74023-Southwest Cardiology-St George | 40000~000000028239 | 331499 | 02RP7R | IHDXHPHLUS4 | 17-422 | Scanning Systems, Ultrasonic, | UltraSound | 2656 | PHILIPS HEALTHCARE | IE33 | 1 | 400D74023A | MG SW CARDIO ST GEORGE | Southwest Cardiology | Life Support / High Risk | IES | ASP_GE | 208 | 5 | 0 | 2007-09-17 | Canyons/Desert
40000-Intermountain Medical Group | 74023 | Southwest Cardiology-St George | 40000-Intermountain Medical Group | 74023-Southwest Cardiology-St George | 40000~000000028147 | 535145 | B0G2K2 | IHMCHPHLUS31 | 17-422 | Scanning Systems, Ultrasonic, | UltraSound | 2655 | PHILIPS HEALTHCARE | IE33 | 1 | 400D74023A | MG SW CARDIO ST GEORGE | Unspecified | Life Support / High Risk | IES | ASP_GE | 142 | 5 | 0 | 2013-03-17 | Canyons/Desert
14800-Heber Valley Hospital | 21601 | Ultrasound | 11300-Supply Chain Organization | 32213-Asset Recovery - SLC | 14800~000000001797 | 326239 | 02RP1B | IHHVHPHLUS | 17-422 | Scanning Systems, Ultrasonic, | UltraSound | 2435 | PHILIPS HEALTHCARE | IE33 | 1 | 113D32213C | SC ASSET RECOVERY AIRPORT WHS | Received | Life Support / High Risk | IES | ASP_GE | 207 | 5 | 0 | 2007-11-01 | Canyons/Desert
14600-Cedar City Hospital | 14001 | Labor and Delivery Rooms | 43100-Intermountain MS NV LLC | 79408-CAR Sunset | 14600~000000001014 | 490652 | B0G24D | IHCCHPHLUS4 | 17-422 | Scanning Systems, Ultrasonic, | UltraSound | 2417 | PHILIPS HEALTHCARE | IE33 | 1 | 431P79408B | NV SOUTHERN HILLS CARDIOLOGY | Unspecified | Life Support / High Risk | IES | ASP_GE | 145 | 5 | 0 | 2012-12-31 | Canyons/Desert
14400-Utah Valley Hospital | 20602 | Electrocardiology - EKG | 40000-Intermountain Medical Group | 74152-Utah Valley Rock Canyon Peds | 14400~000000005864 | 433951 | 03B54F | IHUVCPHLUS1 | 17-422 | Scanning Systems, Ultrasonic, | UltraSound | 2366 | PHILIPS HEALTHCARE | IE33 | 1 | 400D74152A | MG UTAH VALLEY ROCKCANYON PEDS | Unspecified | Life Support / High Risk | IES | ASP_GE | 175 | 7 | 0 | 2010-06-27 | Canyons/Desert
14400-Utah Valley Hospital | 20602 | Electrocardiology - EKG | 14400-Utah Valley Hospital | 20602-Electrocardiology - EKG | 14400~000000016820 | 465172 | B043C2 | IHAFHPHLUS11 | 17-422 | Scanning Systems, Ultrasonic, | UltraSound | 2361 | PHILIPS HEALTHCARE | IE33 | 1 | 144D20602A | UV ELECTRO EKG | Unspecified | Life Support / High Risk | IES | ASP_GE | 161 | 5 | 0 | 2011-09-01 | Canyons/Desert
14400-Utah Valley Hospital | 20602 | Electrocardiology - EKG | 11300-Supply Chain Organization | 32213-Asset Recovery - SLC | 14400~000000014209 | 343255 | 02R7VN | IHMCHPHLUS59 | 17-422 | Scanning Systems, Ultrasonic, | UltraSound | 2356 | PHILIPS HEALTHCARE | IE33 | 1 | 113D32213C | SC ASSET RECOVERY AIRPORT WHS | Received | Life Support / High Risk | IES | ASP_GE | 207 | 5 | 0 | 2007-11-01 | Canyons/Desert
14300-Park City Hospital | 21601 | Ultrasound | 14300-Park City Hospital | 21601-Ultrasound | 14300~000000003426 | 497132 | B05NRZ | IHMKHPHLUS8 | 17-422 | Scanning Systems, Ultrasonic, | UltraSound | 2324 | PHILIPS HEALTHCARE | IE33 | 1 | 143D21601A | PK ULTRASOUND | Unspecified | Life Support / High Risk | IES | ASP_GE | 155 | 5 | 0 | 2012-03-01 | Canyons/Desert
13800-Primary Childrens Hospital | 20604 | Echo Cardiology | 13800-Primary Childrens Hospital | 20604-Echo Cardiology | 13800~000000008965 | 496811 | B05NQT | IHPCHPHLUS9 | 17-422 | Scanning Systems, Ultrasonic, | UltraSound | 2240 | PHILIPS HEALTHCARE | IE33 | 1 | 138D20604A | PC CPC ECHO | Echocardiology | Life Support / High Risk | IES | ASP_GE | 152 | 5 | 0 | 2012-05-31 | Canyons/Desert
13800-Primary Childrens Hospital | 20604 | Echo Cardiology | 13800-Primary Childrens Hospital | 20604-Echo Cardiology | 13800~000000008964 | 496812 | B05NRH | IHPCHPHLUS10 | 17-422 | Scanning Systems, Ultrasonic, | UltraSound | 2239 | PHILIPS HEALTHCARE | IE33 | 1 | 138D20604A | PC CPC ECHO | Echocardiology | Life Support / High Risk | IES | ASP_GE | 152 | 5 | 0 | 2012-05-31 | Canyons/Desert
13800-Primary Childrens Hospital | 20604 | Echo Cardiology | 13800-Primary Childrens Hospital | 20604-Echo Cardiology | 13800~000000007324 | 423776 | 03B8XQ | IHPCHPHLUS5 | 17-422 | Scanning Systems, Ultrasonic, | UltraSound | 2238 | PHILIPS HEALTHCARE | IE33 | 1 | 138D20604A | PC CPC ECHO | Echocardiology | Life Support / High Risk | IES | ASP_GE | 175 | 5 | 0 | 2010-07-01 | Canyons/Desert
13800-Primary Childrens Hospital | 20604 | Echo Cardiology | 13800-Primary Childrens Hospital | 20604-Echo Cardiology | 13800~000000007322 | 423778 | 03B8XP | IHPCHPHLUS7 | 17-422 | Scanning Systems, Ultrasonic, | UltraSound | 2237 | PHILIPS HEALTHCARE | IE33 | 1 | 138D20604A | PC CPC ECHO | Echocardiology | Life Support / High Risk | IES | ASP_GE | 175 | 5 | 0 | 2010-07-01 | Canyons/Desert
13800-Primary Childrens Hospital | 20604 | Echo Cardiology | 13800-Primary Childrens Hospital | 20604-Echo Cardiology | 13800~000000006354 | 382473 | 034L0J | IHPCHPHLUS3 | 17-422 | Scanning Systems, Ultrasonic, | UltraSound | 2236 | PHILIPS HEALTHCARE | IE33 | 1 | 138D20604A | PC CPC ECHO | Echocardiology | Life Support / High Risk | IES | ASP_GE | 190 | 5 | 0 | 2009-04-01 | Canyons/Desert
13400-Orem Community Hospital | 27202 | Respiratory Therapy | 11300-Supply Chain Organization | 32213-Asset Recovery - SLC | 13400~000000002212 | 343743 | 02R7P1 | IHOCHPHLUS12 | 17-422 | Scanning Systems, Ultrasonic, | UltraSound | 2224 | PHILIPS HEALTHCARE | IE33 | 1 | 113D32213C | SC ASSET RECOVERY AIRPORT WHS | Received | Life Support / High Risk | IES | ASP_GE | 207 | 5 | 0 | 2007-11-01 | Canyons/Desert
12600-St George Regional Hospital | 20603 | Vascular Lab | 12600-St George Regional Hospital | 20603-Vascular Lab | 12600~000000026814 | 398561 | 039WKZ | IHRVHPHLUS4 | 17-422 | Scanning Systems, Ultrasonic, | UltraSound | 2016 | PHILIPS HEALTHCARE | IE33 | 1 | 126D20603A | SG VASCULAR LAB RR 1ST FLOOR | Unspecified | Life Support / High Risk | IES | ASP_GE | 183 | 7 | 0 | 2009-11-01 | Canyons/Desert
12500-Delta Community Hospital | 21101 | Radiology | 11300-Supply Chain Organization | 32213-Asset Recovery - SLC | 12500~000000000965 | 514084 | B05NQZ | IHMCHPHLUS30 | 17-422 | Scanning Systems, Ultrasonic, | UltraSound | 1962 | PHILIPS HEALTHCARE | IE33 | 1 | 113D32213C | SC ASSET RECOVERY AIRPORT WHS | Received | Life Support / High Risk | IES | ASP_GE | 154 | 5 | 0 | 2012-03-23 | Canyons/Desert
11600-Alta View Hospital | 20603 | Vascular Lab | 40000-Intermountain Medical Group | 74112-Int Heart Institute-Cardiology | 11600~000000009355 | 520073 | B0G4YN | IHSCCPHLUS3 | 17-422 | Scanning Systems, Ultrasonic, | UltraSound | 1902 | PHILIPS HEALTHCARE | IE33 | 1 | 400D74112A | MG IM HEART INST CARDIO STE520 | Unspecified | Life Support / High Risk | IES | ASP_GE | 145 | 5 | 0 | 2012-12-31 | Canyons/Desert
11600-Alta View Hospital | 20603 | Vascular Lab | 11600-Alta View Hospital | 11503-Medical and Surgical Nursing | 11600~000000008106 | 326238 | 02RF3P | IHMCHPHLUS11 | 17-422 | Scanning Systems, Ultrasonic, | UltraSound | 1900 | PHILIPS HEALTHCARE | IE33 | 1 | 116D11503A | AV ACUTE CARE | Room 432 | Life Support / High Risk | IES | ASP_GE | 207 | 5 | 0 | 2007-11-01 | Canyons/Desert
14400-Utah Valley Hospital | 28838 | Physical Therapy Complex - OP | 14400-Utah Valley Hospital | 28838-Physical Therapy Complex - OP | 14400~000000005980 | 457957 | CL51100277 | IHUVHPHLUS10 | 17-422 | Scanning Systems, Ultrasonic, | UltraSound | 2398 | PHILIPS HEALTHCARE | HD7XE | 1 | 144D28838A | UV REHAB OP PHYSICAL THERAPY | Unspecified | Life Support / High Risk | IES | ASP_GE | 175 | 5 | 0 | 2010-06-10 | Canyons/Desert
40000-Intermountain Medical Group | 74268 | Vascular and Vein - McKay-Dee | 40000-Intermountain Medical Group | 74268-Vascular and Vein - McKay-Dee | 40000~000000031087 | 897860 | US622B0864 | IHMKHPHLUS23 | 15-976 | Scanning Systems, Ultrasonic, | UltraSound | 2784 | PHILIPS HEALTHCARE | EPIQ ELITE G | 1 | 400D74268A | MG VASCULAR AND VEIN MCKAY DEE | Unspecified | Non Life Support | IES | IESCREWSC | 30 | 5 | 2 | 2022-07-13 | Canyons/Desert
37700-Primary Childrens - Lehi | 20604 | Echo Cardiology | 37700-Primary Childrens - Lehi | 20604-Echo Cardiology | 37700~000000003039 | 919713 | 105453414 |  | 15-976 | Scanning Systems, Ultrasonic, | UltraSound | 2599 | PHILIPS HEALTHCARE | EPIQ ELITE G | 1 | 377D20604A | PL ECHO CARDIOLOGY | Unspecified | Non Life Support | IES | ASP_GE | 10 | 5 | 4 | 2024-03-05 | Canyons/Desert
13400-Orem Community Hospital | 14010 | Mom Baby Unit | 13400-Orem Community Hospital | 14005-Well Newborn Nursery | 13400~000000002620 | 925400 | US723B1908 |  | 15-976 | Scanning Systems, Ultrasonic, | UltraSound | 2220 | PHILIPS HEALTHCARE | EPIQ ELITE G | 1 | 134D14005B | OR WELL BABY NURSERY | Storage (rear) | Non Life Support | AFH_CE | AFCREW2_CE | 5 | 5 | 5 | 2024-08-20 | Canyons/Desert
37700-Primary Childrens - Lehi | 20604 | Echo Cardiology | 37700-Primary Childrens - Lehi | 10081-Pediatric Intensive Care | 37700~000000002813 | 918649 | USN22B0785 |  | 11-389 | Scanning Systems, Ultrasonic, | UltraSound | 2594 | PHILIPS HEALTHCARE | EPIQ CVX | 1 | 377D10081A | PL PEDIATRIC INTENSIVE CARE | H3244 Imaging Alcove | Life Support / High Risk | IES | ASP_GE | 11 | 5 | 4 | 2024-02-07 | Canyons/Desert
15400-Intermountain Medical Center | 70540 | Cardiac Care Clinic | 15400-Intermountain Medical Center | 70540-Cardiac Care Clinic | 15400~000000043457 | 923410 | US412B1284 |  | 11-389 | Scanning Systems, Ultrasonic, | UltraSound | 2571 | PHILIPS HEALTHCARE | EPIQ CVX | 1 | 154D70540A | IM CARDIAC CARE CLINIC SOT 500 | Unspecified | Life Support / High Risk | IES | ASP_GE | 6 | 5 | 4 | 2024-07-11 | Canyons/Desert
14400-Utah Valley Hospital | 20602 | Electrocardiology - EKG | 14400-Utah Valley Hospital | 70077-Cardiology Clinic | 14400~000000024016 | 911135 | US122B0113 | IHUVHPHLUS31 | 11-389 | Scanning Systems, Ultrasonic, | UltraSound | 2365 | PHILIPS HEALTHCARE | EPIQ CVX | 1 | 144D70077A | UV CARDIOLOGY CLINIC | Unspecified | Life Support / High Risk | UVH_CE | UVCREW4_CE | 35 | 5 | 2 | 2022-02-10 | Canyons/Desert
14400-Utah Valley Hospital | 20602 | Electrocardiology - EKG | 14400-Utah Valley Hospital | 20602-Electrocardiology - EKG | 14400~000000024017 | 901443 | US122B0112 | IHUVHPHLUS30 | 11-389 | Scanning Systems, Ultrasonic, | UltraSound | 2362 | PHILIPS HEALTHCARE | EPIQ CVX | 1 | 144D20602A | UV ELECTRO EKG | Unspecified | Life Support / High Risk | IES | ASP_GE | 35 | 5 | 2 | 2022-02-10 | Canyons/Desert
13800-Primary Childrens Hospital | 20604 | Echo Cardiology | 13800-Primary Childrens Hospital | 22204-Child Procedure Center | 13800~000000031260 | 893918 | US322B1026 | IHPCHPHLUS62 | 11-389 | Scanning Systems, Ultrasonic, | UltraSound | 2255 | PHILIPS HEALTHCARE | EPIQ CVX | 1 | 138D22204A | PC CPC L1 | Echo Room 2 | Life Support / High Risk | IES | ASP_GE OEC | 34 | 5 | 2 | 2022-03-30 | Canyons/Desert
13800-Primary Childrens Hospital | 20604 | Echo Cardiology | 13800-Primary Childrens Hospital | 22204-Child Procedure Center | 13800~000000031106 | 891091 | USD21B1561 | IHPCHPHLUS24 | 11-389 | Scanning Systems, Ultrasonic, | UltraSound | 2254 | PHILIPS HEALTHCARE | EPIQ CVX | 1 | 138D22204A | PC CPC L1 | Unspecified | Life Support / High Risk | IES | ASP_GE | 36 | 5 | 2 | 2022-01-25 | Canyons/Desert
13800-Primary Childrens Hospital | 20604 | Echo Cardiology | 13800-Primary Childrens Hospital | 20604-Echo Cardiology | 13800~000000033081 | 910884 | US723B1125 | IHPCHPHLUS66 | 11-389 | Scanning Systems, Ultrasonic, | UltraSound | 2253 | PHILIPS HEALTHCARE | EPIQ CVX | 1 | 138D20604B | PC ECCLES ECHO L2 | Unspecified | Life Support / High Risk | IES | ASP_GE | 18 | 5 | 4 | 2023-07-31 | Canyons/Desert
13800-Primary Childrens Hospital | 20604 | Echo Cardiology | 13800-Primary Childrens Hospital | 20604-Echo Cardiology | 13800~000000033080 | 910883 | US723B1123 | IHPCHPHLUS65 | 11-389 | Scanning Systems, Ultrasonic, | UltraSound | 2252 | PHILIPS HEALTHCARE | EPIQ CVX | 1 | 138D20604B | PC ECCLES ECHO L2 | Unspecified | Life Support / High Risk | IES | ASP_GE | 18 | 5 | 4 | 2023-07-31 | Canyons/Desert
13800-Primary Childrens Hospital | 20604 | Echo Cardiology | 13800-Primary Childrens Hospital | 20604-Echo Cardiology | 13800~000000033079 | 910882 | US723B1122 | IHPCHPHLUS64 | 11-389 | Scanning Systems, Ultrasonic, | UltraSound | 2251 | PHILIPS HEALTHCARE | EPIQ CVX | 1 | 138D20604B | PC ECCLES ECHO L2 | Unspecified | Life Support / High Risk | IES | ASP_GE | 18 | 5 | 4 | 2023-07-31 | Canyons/Desert
13800-Primary Childrens Hospital | 20604 | Echo Cardiology | 13800-Primary Childrens Hospital | 20604-Echo Cardiology | 13800~000000033078 | 910881 | US723B1121 | IHPCHPHLUS63 | 11-389 | Scanning Systems, Ultrasonic, | UltraSound | 2250 | PHILIPS HEALTHCARE | EPIQ CVX | 1 | 138D20604B | PC ECCLES ECHO L2 | Unspecified | Life Support / High Risk | IES | ASP_GE | 18 | 5 | 4 | 2023-07-31 | Canyons/Desert
13800-Primary Childrens Hospital | 20604 | Echo Cardiology | 13800-Primary Childrens Hospital | 20604-Echo Cardiology | 13800~000000031259 | 893917 | US322B1027 | IHPCHPHLUS61 | 11-389 | Scanning Systems, Ultrasonic, | UltraSound | 2249 | PHILIPS HEALTHCARE | EPIQ CVX | 1 | 138D20604B | PC ECCLES ECHO L2 | Fetal Echo 2E.002 | Life Support / High Risk | IES | ASP_GE OEC | 34 | 5 | 2 | 2022-03-30 | Canyons/Desert
13800-Primary Childrens Hospital | 20604 | Echo Cardiology | 13800-Primary Childrens Hospital | 20604-Echo Cardiology | 13800~000000031105 | 891090 | USD21B1560 | IHPCHPHLUS25 | 11-389 | Scanning Systems, Ultrasonic, | UltraSound | 2248 | PHILIPS HEALTHCARE | EPIQ CVX | 1 | 138D20604B | PC ECCLES ECHO L2 | Echo Rm 4 | Life Support / High Risk | IES | ASP_GE | 37 | 5 | 2 | 2021-12-31 | Canyons/Desert
13800-Primary Childrens Hospital | 20604 | Echo Cardiology | 13800-Primary Childrens Hospital | 20604-Echo Cardiology | 13800~000000028958 | 891986 | US720B630 |  | 11-389 | Scanning Systems, Ultrasonic, | UltraSound | 2247 | PHILIPS HEALTHCARE | EPIQ CVX | 1 | 138D20604A | PC CPC ECHO | Unspecified | Life Support / High Risk | IES | ASP_GE | 54 | 5 | 1 | 2020-07-28 | Canyons/Desert
13800-Primary Childrens Hospital | 20604 | Echo Cardiology | 13800-Primary Childrens Hospital | 20604-Echo Cardiology | 13800~000000028957 | 891969 | US720B0631 | UHPCHPHLUS53 | 11-389 | Scanning Systems, Ultrasonic, | UltraSound | 2246 | PHILIPS HEALTHCARE | EPIQ CVX | 1 | 138D20604A | PC CPC ECHO | Unspecified | Life Support / High Risk | IES | ASP_GE OEC | 54 | 5 | 1 | 2020-07-28 | Canyons/Desert
13200-McKay-Dee Hospital Center | 20603 | Vascular Lab | 13200-McKay-Dee Hospital Center | 20603-Vascular Lab | 13200~000000027036 | 902944 | USD21B1521 | 208463EPIQCVX | 11-389 | Scanning Systems, Ultrasonic, | UltraSound | 2182 | PHILIPS HEALTHCARE | EPIQ CVX | 1 | 132D20603A | MK VASCULAR LAB 3RD FLR | Common Area | Life Support / High Risk | IES | ASP_GE | 36 | 5 | 2 | 2022-01-21 | Canyons/Desert
12900-Layton Hospital | 27202 | Respiratory Therapy | 12900-Layton Hospital | 27202-Respiratory Therapy | 12900~000000005383 | 913488 | US623B0370 |  | 11-389 | Scanning Systems, Ultrasonic, | UltraSound | 2108 | PHILIPS HEALTHCARE | EPIQ CVX | 1 | 129D27202A | LA RESPIRATORY THERAPY | STRESS/PFT | Life Support / High Risk | IES | IESCREWSC | 19 | 5 | 3 | 2023-06-29 | Canyons/Desert
12800-LDS Hospital | 70504 | Heart Failure - CV Clinic | 12800-LDS Hospital | 70504-Heart Failure - CV Clinic | 12800~000000016728 | 916302 | USN23B1077 |  | 11-389 | Scanning Systems, Ultrasonic, | UltraSound | 2090 | PHILIPS HEALTHCARE | EPIQ CVX | 1 | 128D70504A | LD CARDIOLOGY BASIC SCIENCE | Unspecified | Life Support / High Risk | LDSH_CE | LDSCE4 | 13 | 5 | 4 | 2023-12-26 | Canyons/Desert
12600-St George Regional Hospital | 20603 | Vascular Lab | 12600-St George Regional Hospital | 20603-Vascular Lab | 12600~000000025865 | 895237 | US420B2192 |  | 11-389 | Scanning Systems, Ultrasonic, | UltraSound | 2015 | PHILIPS HEALTHCARE | EPIQ CVX | 1 | 126D20603A | SG VASCULAR LAB RR 1ST FLOOR | Unspecified | Life Support / High Risk | IES | ASP_GE | 31 | 5 | 2 | 2022-06-29 | Canyons/Desert
12600-St George Regional Hospital | 20603 | Vascular Lab | 12600-St George Regional Hospital | 20603-Vascular Lab | 12600~000000025202 | 895238 | US421B1731 | IHDXHPHLUS20 | 11-389 | Scanning Systems, Ultrasonic, | UltraSound | 2014 | PHILIPS HEALTHCARE | EPIQ CVX | 1 | 126D20603A | SG VASCULAR LAB RR 1ST FLOOR | Unspecified | Life Support / High Risk | IES | ASP_GE | 44 | 5 | 1 | 2021-05-08 | Canyons/Desert
12200-Cassia Regional Hospital | 21001 | Imaging Administration | 12200-Cassia Regional Hospital | 21001-Imaging Administration | 12200~000000003456 | 896362 | US722B1540 | IHCRHPHLUS4 | 11-389 | Scanning Systems, Ultrasonic, | UltraSound | 1951 | PHILIPS HEALTHCARE | EPIQ CVX | 1 | 122D21001A | CA IMAGING ADMINISTRATION | Unspecified | Life Support / High Risk | IES | ASP_PHILIP | 29 | 5 | 3 | 2022-08-17 | Canyons/Desert
40000-Intermountain Medical Group | 74308 | Vascular and Vein - St. George | 40000-Intermountain Medical Group | 74308-Vascular and Vein - St. George | 40000~000000020840 | 817827 | US417B0254 | IHCTCPHLUS3 | 15-976 | Scanning Systems, Ultrasonic, | UltraSound | 2794 | PHILIPS HEALTHCARE | EPIQ 7C | 1 | 400D74308A | MG VASCULAR AND VEIN ST GEO | Unspecified | Life Support / High Risk | IES | ASP_GE | 93 | 5 | 0 | 2017-04-22 | Canyons/Desert
40000-Intermountain Medical Group | 74211 | SL Clinic - Cardiology | 40000-Intermountain Medical Group | 74211-SL Clinic - Cardiology | 40000~000000026071 | 850501 | US519B1383 | IHSCCPHLUS4 | 15-976 | Scanning Systems, Ultrasonic, | UltraSound | 2760 | PHILIPS HEALTHCARE | EPIQ 7C | 1 | 400D74211A | MG SL CLINIC CARDIOLOGY | Unspecified | Life Support / High Risk | IES | ASP_GE | 67 | 5 | 0 | 2019-07-01 | Canyons/Desert
40000-Intermountain Medical Group | 74113 | Intrmtn Heart Rhythm Specialst | 40000-Intermountain Medical Group | 74113-Intrmtn Heart Rhythm Specialst | 40000~000000034271 | 924336 | 618B4114 |  | 15-976 | Scanning Systems, Ultrasonic, | UltraSound | 2705 | PHILIPS HEALTHCARE | EPIQ 7C | 1 | 400D74113A | MG HEART INST HEART RHYTHM 510 | Unspecified | Life Support / High Risk | IES | ASP_GE | 5 | 5 | 5 | 2024-08-05 | Canyons/Desert
40000-Intermountain Medical Group | 74112 | Int Heart Institute-Cardiology | 14300-Park City Hospital | 21601-Ultrasound | 40000~000000030051 | 852113 | USD18B0989 | IHPCHPHLUS23 | 15-976 | Scanning Systems, Ultrasonic, | UltraSound | 2703 | PHILIPS HEALTHCARE | EPIQ 7C | 1 | 143D21601A | PK ULTRASOUND | Unspecified | Life Support / High Risk | IES | ASP_GE | 73 | 5 | 0 | 2018-12-29 | Canyons/Desert
37700-Primary Childrens - Lehi | 20604 | Echo Cardiology | 37700-Primary Childrens - Lehi | 20604-Echo Cardiology | 37700~000000001381 | 916292 | USD23B0551 |  | 15-976 | Scanning Systems, Ultrasonic, | UltraSound | 2598 | PHILIPS HEALTHCARE | EPIQ 7C | 1 | 377D20604A | PL ECHO CARDIOLOGY | Unspecified | Life Support / High Risk | IES | ASP_GE | 13 | 5 | 4 | 2023-12-22 | Canyons/Desert
37700-Primary Childrens - Lehi | 20604 | Echo Cardiology | 37700-Primary Childrens - Lehi | 20604-Echo Cardiology | 37700~000000001380 | 916289 | USD23B0554 |  | 15-976 | Scanning Systems, Ultrasonic, | UltraSound | 2597 | PHILIPS HEALTHCARE | EPIQ 7C | 1 | 377D20604A | PL ECHO CARDIOLOGY | Unspecified | Life Support / High Risk | IES | ASP_GE | 13 | 5 | 4 | 2023-12-22 | Canyons/Desert
37700-Primary Childrens - Lehi | 20604 | Echo Cardiology | 37700-Primary Childrens - Lehi | 20604-Echo Cardiology | 37700~000000001379 | 916288 | USD23B0553 |  | 15-976 | Scanning Systems, Ultrasonic, | UltraSound | 2596 | PHILIPS HEALTHCARE | EPIQ 7C | 1 | 377D20604A | PL ECHO CARDIOLOGY | Unspecified | Life Support / High Risk | IES | ASP_GE | 13 | 5 | 4 | 2023-12-22 | Canyons/Desert
37700-Primary Childrens - Lehi | 20604 | Echo Cardiology | 37700-Primary Childrens - Lehi | 20604-Echo Cardiology | 37700~000000001378 | 916287 | USD23B0552 |  | 15-976 | Scanning Systems, Ultrasonic, | UltraSound | 2595 | PHILIPS HEALTHCARE | EPIQ 7C | 1 | 377D20604A | PL ECHO CARDIOLOGY | Unspecified | Life Support / High Risk | IES | ASP_GE | 13 | 5 | 4 | 2023-12-22 | Canyons/Desert
15400-Intermountain Medical Center | 21601 | Ultrasound | 15400-Intermountain Medical Center | 70540-Cardiac Care Clinic | 15400~000000035995 | 864742 | US520B1559 |  | 15-976 | Scanning Systems, Ultrasonic, | UltraSound | 2523 | PHILIPS HEALTHCARE | EPIQ 7C | 1 | 154D70540A | IM CARDIAC CARE CLINIC SOT 500 | Unspecified | Life Support / High Risk | IES | ASP_GE | 55 | 5 | 0 | 2020-06-02 | Canyons/Desert
15400-Intermountain Medical Center | 21601 | Ultrasound | 15400-Intermountain Medical Center | 70540-Cardiac Care Clinic | 15400~000000035993 | 864739 | US520B1560 |  | 15-976 | Scanning Systems, Ultrasonic, | UltraSound | 2522 | PHILIPS HEALTHCARE | EPIQ 7C | 1 | 154D70540A | IM CARDIAC CARE CLINIC SOT 500 | Unspecified | Life Support / High Risk | IES | ASP_GE | 55 | 5 | 0 | 2020-06-02 | Canyons/Desert
15400-Intermountain Medical Center | 21601 | Ultrasound | 11000-Central Office | 21002-Imaging Services | 15400~000000035994 | 864740 | US520B1558 |  | 15-976 | Scanning Systems, Ultrasonic, | UltraSound | 2511 | PHILIPS HEALTHCARE | EPIQ 7C | 1 | 110D21002A | CO IMAGING SERVICES | Unspecified | Life Support / High Risk | IES | ASP_GE | 55 | 5 | 0 | 2020-06-02 | Canyons/Desert
15400-Intermountain Medical Center | 20603 | Vascular Lab | 40000-Intermountain Medical Group | 74113-Intrmtn Heart Rhythm Specialst | 15400~000000029114 | 816056 | US117B0799 | IHMCHPHLUS48 | 15-976 | Scanning Systems, Ultrasonic, | UltraSound | 2505 | PHILIPS HEALTHCARE | EPIQ 7C | 1 | 400D74113A | MG HEART INST HEART RHYTHM 510 | Unspecified | Life Support / High Risk | IES | ASP_GE | 96 | 5 | 0 | 2017-01-31 | Canyons/Desert
15400-Intermountain Medical Center | 20603 | Vascular Lab | 15400-Intermountain Medical Center | 70540-Cardiac Care Clinic | 15400~000000026604 | 801837 | US815B0753 | IHMCHPHLUS41 | 15-976 | Scanning Systems, Ultrasonic, | UltraSound | 2504 | PHILIPS HEALTHCARE | EPIQ 7C | 1 | 154D70540A | IM CARDIAC CARE CLINIC SOT 500 | Unspecified | Life Support / High Risk | IES | ASP_GE | 112 | 5 | 0 | 2015-09-18 | Canyons/Desert
15400-Intermountain Medical Center | 20603 | Vascular Lab | 15400-Intermountain Medical Center | 20603-Vascular Lab | 15400~000000032040 | 837894 | US918B1067 | IHMCHPHLUS58 | 15-976 | Scanning Systems, Ultrasonic, | UltraSound | 2501 | PHILIPS HEALTHCARE | EPIQ 7C | 1 | 154D20603A | IM PERIPHERAL VASCULAR LB SLL1 | Common Area | Life Support / High Risk | IES | ASP_GE | 76 | 5 | 0 | 2018-09-28 | Canyons/Desert
15400-Intermountain Medical Center | 20603 | Vascular Lab | 15400-Intermountain Medical Center | 20603-Vascular Lab | 15400~000000032039 | 837893 | US918B1066 | IHMCHPHLUS57 | 15-976 | Scanning Systems, Ultrasonic, | UltraSound | 2500 | PHILIPS HEALTHCARE | EPIQ 7C | 1 | 154D20603A | IM PERIPHERAL VASCULAR LB SLL1 | Common Area | Life Support / High Risk | IES | ASP_GE | 76 | 5 | 0 | 2018-09-28 | Canyons/Desert
15400-Intermountain Medical Center | 20603 | Vascular Lab | 15400-Intermountain Medical Center | 20603-Vascular Lab | 15400~000000032038 | 837892 | US918B1065 | IHMCHPHLUS56 | 15-976 | Scanning Systems, Ultrasonic, | UltraSound | 2499 | PHILIPS HEALTHCARE | EPIQ 7C | 1 | 154D20603A | IM PERIPHERAL VASCULAR LB SLL1 | Common Area | Life Support / High Risk | IES | ASP_GE | 76 | 5 | 0 | 2018-09-28 | Canyons/Desert
15400-Intermountain Medical Center | 20603 | Vascular Lab | 15400-Intermountain Medical Center | 20603-Vascular Lab | 15400~000000032037 | 837891 | US918B1064 | IHMCHPHLUS55 | 15-976 | Scanning Systems, Ultrasonic, | UltraSound | 2498 | PHILIPS HEALTHCARE | EPIQ 7C | 1 | 154D20603A | IM PERIPHERAL VASCULAR LB SLL1 | Common Area | Life Support / High Risk | IES | ASP_GE | 76 | 5 | 0 | 2018-09-28 | Canyons/Desert
15400-Intermountain Medical Center | 20603 | Vascular Lab | 15400-Intermountain Medical Center | 20603-Vascular Lab | 15400~000000032036 | 837890 | US918B1063 | IHMCHPHLUS54 | 15-976 | Scanning Systems, Ultrasonic, | UltraSound | 2497 | PHILIPS HEALTHCARE | EPIQ 7C | 1 | 154D20603A | IM PERIPHERAL VASCULAR LB SLL1 | Common Area | Life Support / High Risk | IES | ASP_GE | 76 | 5 | 0 | 2018-09-28 | Canyons/Desert
15400-Intermountain Medical Center | 20603 | Vascular Lab | 15400-Intermountain Medical Center | 20603-Vascular Lab | 15400~000000032035 | 837888 | US918B1062 | IHMCHPHLUS53 | 15-976 | Scanning Systems, Ultrasonic, | UltraSound | 2496 | PHILIPS HEALTHCARE | EPIQ 7C | 1 | 154D20603A | IM PERIPHERAL VASCULAR LB SLL1 | Common Area | Life Support / High Risk | IES | ASP_GE | 76 | 5 | 0 | 2018-09-28 | Canyons/Desert
15400-Intermountain Medical Center | 20603 | Vascular Lab | 15400-Intermountain Medical Center | 20603-Vascular Lab | 15400~000000029651 | 819083 | US617B1144 | IHMCHPHLUS52 | 15-976 | Scanning Systems, Ultrasonic, | UltraSound | 2495 | PHILIPS HEALTHCARE | EPIQ 7C | 1 | 154D20603A | IM PERIPHERAL VASCULAR LB SLL1 | Common Area | Life Support / High Risk | IES | ASP_GE | 91 | 5 | 0 | 2017-06-30 | Canyons/Desert
15400-Intermountain Medical Center | 20603 | Vascular Lab | 15400-Intermountain Medical Center | 20603-Vascular Lab | 15400~000000029650 | 818967 | US617B0297 | IHMCHPHLUS51 | 15-976 | Scanning Systems, Ultrasonic, | UltraSound | 2494 | PHILIPS HEALTHCARE | EPIQ 7C | 1 | 154D20603A | IM PERIPHERAL VASCULAR LB SLL1 | Common Area | Life Support / High Risk | IES | ASP_GE | 91 | 5 | 0 | 2017-06-22 | Canyons/Desert
15400-Intermountain Medical Center | 20603 | Vascular Lab | 15400-Intermountain Medical Center | 20603-Vascular Lab | 15400~000000029649 | 818966 | US617B0296 | IHMCHPHLUS50 | 15-976 | Scanning Systems, Ultrasonic, | UltraSound | 2493 | PHILIPS HEALTHCARE | EPIQ 7C | 1 | 154D20603A | IM PERIPHERAL VASCULAR LB SLL1 | Common Area | Life Support / High Risk | IES | ASP_GE | 91 | 5 | 0 | 2017-06-22 | Canyons/Desert
15400-Intermountain Medical Center | 20603 | Vascular Lab | 15400-Intermountain Medical Center | 20603-Vascular Lab | 15400~000000029115 | 816057 | US117B0625 | IHMCHPHLUS49 | 15-976 | Scanning Systems, Ultrasonic, | UltraSound | 2492 | PHILIPS HEALTHCARE | EPIQ 7C | 1 | 154D20603A | IM PERIPHERAL VASCULAR LB SLL1 | Common Area | Life Support / High Risk | IES | ASP_GE | 96 | 5 | 0 | 2017-01-31 | Canyons/Desert
15400-Intermountain Medical Center | 20603 | Vascular Lab | 15400-Intermountain Medical Center | 20603-Vascular Lab | 15400~000000029113 | 816055 | US117B0801 | IHMCHPHLUS47 | 15-976 | Scanning Systems, Ultrasonic, | UltraSound | 2491 | PHILIPS HEALTHCARE | EPIQ 7C | 1 | 154D20603A | IM PERIPHERAL VASCULAR LB SLL1 | Common Area | Life Support / High Risk | IES | ASP_GE | 96 | 5 | 0 | 2017-01-31 | Canyons/Desert
15400-Intermountain Medical Center | 20603 | Vascular Lab | 15400-Intermountain Medical Center | 20603-Vascular Lab | 15400~000000028344 | 810641 | US716B0476 | IHMCHPHLUS46 | 15-976 | Scanning Systems, Ultrasonic, | UltraSound | 2490 | PHILIPS HEALTHCARE | EPIQ 7C | 1 | 154D20603A | IM PERIPHERAL VASCULAR LB SLL1 | Unspecified | Life Support / High Risk | IES | ASP_GE | 102 | 5 | 0 | 2016-07-27 | Canyons/Desert
15400-Intermountain Medical Center | 20603 | Vascular Lab | 15400-Intermountain Medical Center | 20603-Vascular Lab | 15400~000000028343 | 810639 | US716B0475 | IHMCHPHLUS45 | 15-976 | Scanning Systems, Ultrasonic, | UltraSound | 2489 | PHILIPS HEALTHCARE | EPIQ 7C | 1 | 154D20603A | IM PERIPHERAL VASCULAR LB SLL1 | Unspecified | Life Support / High Risk | IES | ASP_GE | 102 | 5 | 0 | 2016-07-27 | Canyons/Desert
15400-Intermountain Medical Center | 20603 | Vascular Lab | 15400-Intermountain Medical Center | 20603-Vascular Lab | 15400~000000028342 | 810638 | US716B0474 | IHMCHPHLUS44 | 15-976 | Scanning Systems, Ultrasonic, | UltraSound | 2488 | PHILIPS HEALTHCARE | EPIQ 7C | 1 | 154D20603A | IM PERIPHERAL VASCULAR LB SLL1 | Unspecified | Life Support / High Risk | IES | ASP_GE | 102 | 5 | 0 | 2016-07-27 | Canyons/Desert
15400-Intermountain Medical Center | 20603 | Vascular Lab | 15400-Intermountain Medical Center | 20603-Vascular Lab | 15400~000000028341 | 810635 | US716B0473 | IHMCHPHLUS43 | 15-976 | Scanning Systems, Ultrasonic, | UltraSound | 2487 | PHILIPS HEALTHCARE | EPIQ 7C | 1 | 154D20603A | IM PERIPHERAL VASCULAR LB SLL1 | Unspecified | Life Support / High Risk | IES | ASP_GE | 102 | 5 | 0 | 2016-07-27 | Canyons/Desert
15400-Intermountain Medical Center | 20603 | Vascular Lab | 15400-Intermountain Medical Center | 20603-Vascular Lab | 15400~000000026606 | 801835 | US815B0747 | IHMCHPHLUS39 | 15-976 | Scanning Systems, Ultrasonic, | UltraSound | 2486 | PHILIPS HEALTHCARE | EPIQ 7C | 1 | 154D20603A | IM PERIPHERAL VASCULAR LB SLL1 | Unspecified | Life Support / High Risk | IES | ASP_GE | 112 | 5 | 0 | 2015-09-18 | Canyons/Desert
15400-Intermountain Medical Center | 20603 | Vascular Lab | 15400-Intermountain Medical Center | 20603-Vascular Lab | 15400~000000026605 | 801836 | US815B0748 | IHMCHPHLUS40 | 15-976 | Scanning Systems, Ultrasonic, | UltraSound | 2485 | PHILIPS HEALTHCARE | EPIQ 7C | 1 | 154D20603A | IM PERIPHERAL VASCULAR LB SLL1 | Unspecified | Life Support / High Risk | IES | ASP_GE | 112 | 5 | 0 | 2015-09-18 | Canyons/Desert
15400-Intermountain Medical Center | 20603 | Vascular Lab | 15400-Intermountain Medical Center | 20603-Vascular Lab | 15400~000000026603 | 736522 | US315B0046 | 65263101 | 15-976 | Scanning Systems, Ultrasonic, | UltraSound | 2484 | PHILIPS HEALTHCARE | EPIQ 7C | 1 | 154D20603A | IM PERIPHERAL VASCULAR LB SLL1 | Unspecified | Life Support / High Risk | IES | ASP_GE | 118 | 5 | 0 | 2015-03-27 | Canyons/Desert
15400-Intermountain Medical Center | 20603 | Vascular Lab | 15400-Intermountain Medical Center | 20603-Vascular Lab | 15400~000000025863 | 800200 | US315B0046 | IHMCHPHLUS38 | 15-976 | Scanning Systems, Ultrasonic, | UltraSound | 2483 | PHILIPS HEALTHCARE | EPIQ 7C | 1 | 154D20603A | IM PERIPHERAL VASCULAR LB SLL1 | Unspecified | Life Support / High Risk | IES | ASP_GE | 117 | 5 | 0 | 2015-04-29 | Canyons/Desert
14600-Cedar City Hospital | 21601 | Ultrasound | 14600-Cedar City Hospital | 21601-Ultrasound | 14600~000000002712 | 823301 | US517B1564 | IHCCHPHLUS5 | 15-976 | Scanning Systems, Ultrasonic, | UltraSound | 2425 | PHILIPS HEALTHCARE | EPIQ 7C | 1 | 146D21601A | CC ULTRASOUND | Ultrasound Rm 2 | Life Support / High Risk | IES | ASP_GE | 91 | 5 | 0 | 2017-06-15 | Canyons/Desert
14600-Cedar City Hospital | 21101 | Radiology | 14600-Cedar City Hospital | 21101-Radiology | 14600~000000003252 | 854654 | US919B0722 |  | 15-976 | Scanning Systems, Ultrasonic, | UltraSound | 2421 | PHILIPS HEALTHCARE | EPIQ 7C | 1 | 146D21101B | CC RADIOLOGY TE | Unspecified | Life Support / High Risk | IES | ASP_GE | 63 | 7 | 2 | 2019-10-07 | Canyons/Desert
14400-Utah Valley Hospital | 70077 | Cardiology Clinic | 14400-Utah Valley Hospital | 70077-Cardiology Clinic | 14400~000000019746 | 845241 | USN18B2302 | IHUVHPHLUS24 | 15-976 | Scanning Systems, Ultrasonic, | UltraSound | 2400 | PHILIPS HEALTHCARE | EPIQ 7C | 1 | 144D70077A | UV CARDIOLOGY CLINIC | Unspecified | Life Support / High Risk | IES | ASP_GE | 72 | 5 | 0 | 2019-01-27 | Canyons/Desert
14400-Utah Valley Hospital | 70077 | Cardiology Clinic | 11800-American Fork Hospital | 70077-Cardiology Clinic | 14400~000000021103 | 854668 | US714C0162 | IHUVHPHLUS25 | 15-976 | Scanning Systems, Ultrasonic, | UltraSound | 2399 | PHILIPS HEALTHCARE | EPIQ 7C | 1 | 118D70077A | AF CARDIOLOGY CLINIC | Specialty Room 2 | Life Support / High Risk | IES | ASP_GE | 63 | 5 | 0 | 2019-10-08 | Canyons/Desert
14400-Utah Valley Hospital | 22104 | Operating Rooms | 14400-Utah Valley Hospital | 22104-Operating Rooms | 14400~000000015915 | 819023 | US317B0954 | IHUVHPHLUS19 | 15-976 | Scanning Systems, Ultrasonic, | UltraSound | 2380 | PHILIPS HEALTHCARE | EPIQ 7C | 1 | 144D22104A | UV OPERATING ROOM | Common Area | Life Support / High Risk | IES | ASP_GE | 94 | 5 | 0 | 2017-03-31 | Canyons/Desert
14400-Utah Valley Hospital | 21601 | Ultrasound | 14400-Utah Valley Hospital | 21101-Radiology | 14400~000000018306 | 839137 | US818C1152 | IHUVHPHLUS23 | 15-976 | Scanning Systems, Ultrasonic, | UltraSound | 2373 | PHILIPS HEALTHCARE | EPIQ 7C | 1 | 144D21101A | UV RADIOLOGY | Common Area | Life Support / High Risk | IES | ASP_GE | 77 | 5 | 0 | 2018-08-29 | Canyons/Desert
14400-Utah Valley Hospital | 20602 | Electrocardiology - EKG | 14400-Utah Valley Hospital | 20602-Electrocardiology - EKG | 14400~000000016653 | 823387 | USN17B0964 | IHUVHPHLUS22 | 15-976 | Scanning Systems, Ultrasonic, | UltraSound | 2360 | PHILIPS HEALTHCARE | EPIQ 7C | 1 | 144D20602A | UV ELECTRO EKG | Unspecified | Life Support / High Risk | IES | ASP_GE | 86 | 5 | 0 | 2017-11-30 | Canyons/Desert
14400-Utah Valley Hospital | 20602 | Electrocardiology - EKG | 14400-Utah Valley Hospital | 20602-Electrocardiology - EKG | 14400~000000015521 | 816622 | US816B0388 | IHUVHPHLUS17 | 15-976 | Scanning Systems, Ultrasonic, | UltraSound | 2359 | PHILIPS HEALTHCARE | EPIQ 7C | 1 | 144D20602A | UV ELECTRO EKG | Unspecified | Life Support / High Risk | IES | ASP_GE | 101 | 5 | 0 | 2016-08-25 | Canyons/Desert
14400-Utah Valley Hospital | 20602 | Electrocardiology - EKG | 14400-Utah Valley Hospital | 20602-Electrocardiology - EKG | 14400~000000014495 | 816679 | US315B0196 | IHUVHPHLUS15 | 15-976 | Scanning Systems, Ultrasonic, | UltraSound | 2357 | PHILIPS HEALTHCARE | EPIQ 7C | 1 | 144D20602A | UV ELECTRO EKG | Unspecified | Life Support / High Risk | IES | ASP_GE | 116 | 5 | 0 | 2015-05-23 | Canyons/Desert
14300-Park City Hospital | 21601 | Ultrasound | 14300-Park City Hospital | 21601-Ultrasound | 14300~000000002547 | 811888 | US816B0907 | IHPCHPHLUS22 | 15-976 | Scanning Systems, Ultrasonic, | UltraSound | 2322 | PHILIPS HEALTHCARE | EPIQ 7C | 1 | 143D21601A | PK ULTRASOUND | Unspecified | Life Support / High Risk | IES | ASP_GE | 100 | 5 | 0 | 2016-09-08 | Canyons/Desert
14200-Sevier Valley Hospital | 27202 | Respiratory Therapy | 14200-Sevier Valley Hospital | 27202-Respiratory Therapy | 14200~000000001608 | 852393 | US719B1131 | IHSVHPHLUS3 | 15-976 | Scanning Systems, Ultrasonic, | UltraSound | 2313 | PHILIPS HEALTHCARE | EPIQ 7C | 1 | 142D27202A | SV RESPIRATORY THERAPY | Unspecified | Life Support / High Risk | IES | ASP_GE | 66 | 5 | 0 | 2019-07-31 | Canyons/Desert
13900-Riverton Hospital | 20603 | Vascular Lab | 13900-Riverton Hospital | 27202-Respiratory Therapy | 13900~000000006700 | 856093 | US917B1221 | IHRVHPHIUS1 | 15-976 | Scanning Systems, Ultrasonic, | UltraSound | 2289 | PHILIPS HEALTHCARE | EPIQ 7C | 1 | 139D27202A | RV RESPIRATORY THERAPY | Unspecified | Life Support / High Risk | IES | ASP_GE | 61 | 5 | 0 | 2019-12-03 | Canyons/Desert
13900-Riverton Hospital | 20603 | Vascular Lab | 13900-Riverton Hospital | 27202-Respiratory Therapy | 13900~000000006405 | 748884 | US818B1336 | IHRVHPHLUS8 | 15-976 | Scanning Systems, Ultrasonic, | UltraSound | 2288 | PHILIPS HEALTHCARE | EPIQ 7C | 1 | 139D27202A | RV RESPIRATORY THERAPY | Unspecified | Life Support / High Risk | IES | ASP_GE | 77 | 5 | 0 | 2018-08-31 | Canyons/Desert
13800-Primary Childrens Hospital | 43031 | Cardiology Administration | 13800-Primary Childrens Hospital | 43031-Cardiology Administration | 13800~000000024791 | 823384 | USN17B0725 | IHPCHPHLUS19 | 15-976 | Scanning Systems, Ultrasonic, | UltraSound | 2273 | PHILIPS HEALTHCARE | EPIQ 7C | 1 | 138D43031A | PC CARDIOLOGY ADMIN | Cardiology Administration | Life Support / High Risk | IES | ASP_GE | 86 | 7 | 0 | 2017-11-16 | Canyons/Desert
13800-Primary Childrens Hospital | 20604 | Echo Cardiology | 13800-Primary Childrens Hospital | __NOT_APPLICABLE__-Unspecified | 13800~000000021237 | 721691 | US814B0410 | IHPCHPHLUS15 | 15-976 | Scanning Systems, Ultrasonic, | UltraSound | 2256 | PHILIPS HEALTHCARE | EPIQ 7C | 1 | 138S00000E | PRIMARY CHILDRENS OP OTC | Unspecified | Life Support / High Risk | IES | ASP_GE | 124 | 5 | 0 | 2014-09-17 | Canyons/Desert
13800-Primary Childrens Hospital | 20604 | Echo Cardiology | 13800-Primary Childrens Hospital | 20604-Echo Cardiology | 13800~000000026682 | 855810 | US319B0811 | US319B0811 | 15-976 | Scanning Systems, Ultrasonic, | UltraSound | 2245 | PHILIPS HEALTHCARE | EPIQ 7C | 1 | 138D20604B | PC ECCLES ECHO L2 | Echo Rm 5 | Life Support / High Risk | IES | ASP_GE | 70 | 5 | 0 | 2019-03-29 | Canyons/Desert
13800-Primary Childrens Hospital | 20604 | Echo Cardiology | 13800-Primary Childrens Hospital | 20604-Echo Cardiology | 13800~000000021236 | 721694 | US814B0557 | IHPCHPHLUS18 | 15-976 | Scanning Systems, Ultrasonic, | UltraSound | 2244 | PHILIPS HEALTHCARE | EPIQ 7C | 1 | 138D20604A | PC CPC ECHO | Echocardiology | Life Support / High Risk | IES | ASP_GE | 124 | 5 | 0 | 2014-09-17 | Canyons/Desert
13800-Primary Childrens Hospital | 20604 | Echo Cardiology | 13800-Primary Childrens Hospital | 20604-Echo Cardiology | 13800~000000021235 | 721693 | US814B0408 | IHPCHPHLUS16 | 15-976 | Scanning Systems, Ultrasonic, | UltraSound | 2243 | PHILIPS HEALTHCARE | EPIQ 7C | 1 | 138D20604A | PC CPC ECHO | Echocardiology | Life Support / High Risk | IES | ASP_GE | 124 | 5 | 0 | 2014-09-17 | Canyons/Desert
13800-Primary Childrens Hospital | 20604 | Echo Cardiology | 13800-Primary Childrens Hospital | 20604-Echo Cardiology | 13800~000000021234 | 721692 | US814B0410 | IHPCHPHLUS17 | 15-976 | Scanning Systems, Ultrasonic, | UltraSound | 2242 | PHILIPS HEALTHCARE | EPIQ 7C | 1 | 138D20604A | PC CPC ECHO | Echocardiology | Life Support / High Risk | IES | ASP_GE | 124 | 5 | 0 | 2014-09-17 | Canyons/Desert
13800-Primary Childrens Hospital | 20604 | Echo Cardiology | 13800-Primary Childrens Hospital | 20604-Echo Cardiology | 13800~000000021120 | 726152 | US814B0409 | IHPCHPHLUS14 | 15-976 | Scanning Systems, Ultrasonic, | UltraSound | 2241 | PHILIPS HEALTHCARE | EPIQ 7C | 1 | 138D20604A | PC CPC ECHO | Unspecified | Life Support / High Risk | IES | ASP_GE | 124 | 5 | 0 | 2014-09-16 | Canyons/Desert
13400-Orem Community Hospital | 21101 | Radiology | 13400-Orem Community Hospital | 21101-Radiology | 13400~000000001604 | 806042 | US515C0305 | IHOCHPHLUS | 15-976 | Scanning Systems, Ultrasonic, | UltraSound | 2222 | PHILIPS HEALTHCARE | EPIQ 7C | 1 | 134D21101A | OR RADIOLOGY | Unspecified | Life Support / High Risk | IES | ASP_GE | 116 | 5 | 0 | 2015-05-29 | Canyons/Desert
13200-McKay-Dee Hospital Center | 20603 | Vascular Lab | 13200-McKay-Dee Hospital Center | 20603-Vascular Lab | 13200~000000019035 | 826094 | USD17B1440 | IHMKHPHLUS19 | 15-976 | Scanning Systems, Ultrasonic, | UltraSound | 2175 | PHILIPS HEALTHCARE | EPIQ 7C | 1 | 132D20603A | MK VASCULAR LAB 3RD FLR | Unspecified | Life Support / High Risk | IES | ASP_GE | 85 | 5 | 0 | 2017-12-29 | Canyons/Desert
13200-McKay-Dee Hospital Center | 20501 | Cardiovascular Lab | 13200-McKay-Dee Hospital Center | 20603-Vascular Lab | 13200~000000017886 | 814767 | USD16B0152 | IHMKHPHLUS18 | 15-976 | Scanning Systems, Ultrasonic, | UltraSound | 2174 | PHILIPS HEALTHCARE | EPIQ 7C | 1 | 132D20603A | MK VASCULAR LAB 3RD FLR | Common Area | Life Support / High Risk | IES | ASP_GE | 97 | 5 | 0 | 2016-12-17 | Canyons/Desert
13200-McKay-Dee Hospital Center | 20501 | Cardiovascular Lab | 13200-McKay-Dee Hospital Center | 20603-Vascular Lab | 13200~000000015917 | 816678 | US315B0570 | IHMKHPHLUS17 | 15-976 | Scanning Systems, Ultrasonic, | UltraSound | 2173 | PHILIPS HEALTHCARE | EPIQ 7C | 1 | 132D20603A | MK VASCULAR LAB 3RD FLR | Common Area | Life Support / High Risk | IES | ASP_GE | 117 | 5 | 0 | 2015-04-28 | Canyons/Desert
13200-McKay-Dee Hospital Center | 20501 | Cardiovascular Lab | 13200-McKay-Dee Hospital Center | 20603-Vascular Lab | 13200~000000014936 | 720183 | US714B0216 | IHMKHPHLUS16 | 15-976 | Scanning Systems, Ultrasonic, | UltraSound | 2172 | PHILIPS HEALTHCARE | EPIQ 7C | 1 | 132D20603A | MK VASCULAR LAB 3RD FLR | Common Area | Life Support / High Risk | IES | ASP_GE | 126 | 5 | 0 | 2014-07-21 | Canyons/Desert
13200-McKay-Dee Hospital Center | 20501 | Cardiovascular Lab | 13200-McKay-Dee Hospital Center | 20603-Vascular Lab | 13200~000000014514 | 583498 | US815B0152 | IHMKHPHLUS12 | 15-976 | Scanning Systems, Ultrasonic, | UltraSound | 2171 | PHILIPS HEALTHCARE | EPIQ 7C | 1 | 132D20603A | MK VASCULAR LAB 3RD FLR | Common Area | Life Support / High Risk | IES | ASP_GE | 127 | 5 | 0 | 2014-06-16 | Canyons/Desert
13200-McKay-Dee Hospital Center | 20501 | Cardiovascular Lab | 13200-McKay-Dee Hospital Center | 20501-Cardiovascular Lab | 13200~000000014506 | 583480 | US114B0550 | IHMKHPHLUS14 | 15-976 | Scanning Systems, Ultrasonic, | UltraSound | 2160 | PHILIPS HEALTHCARE | EPIQ 7C | 1 | 132D20501A | MK CARDIOLOGY 3RD FLR | Unspecified | Life Support / High Risk | IES | ASP_GE | 127 | 5 | 0 | 2014-06-27 | Canyons/Desert
13000-Logan Regional Hospital | 20602 | Electrocardiology - EKG | 13000-Logan Regional Hospital | 20602-Electrocardiology - EKG | 13000~000000011161 | 888893 | USD21B1559 |  | 15-976 | Scanning Systems, Ultrasonic, | UltraSound | 2127 | PHILIPS HEALTHCARE | EPIQ 7C | 1 | 130D20602A | LO CARDIOLOGY | Echo Rm 3 | Life Support / High Risk | IES | ASP_PHILIP | 37 | 5 | 2 | 2021-12-31 | Canyons/Desert
13000-Logan Regional Hospital | 20602 | Electrocardiology - EKG | 13000-Logan Regional Hospital | 20602-Electrocardiology - EKG | 13000~000000010872 | 880485 | US421B0215 | IHLRHPHLUS7 | 15-976 | Scanning Systems, Ultrasonic, | UltraSound | 2126 | PHILIPS HEALTHCARE | EPIQ 7C | 1 | 130D20602A | LO CARDIOLOGY | Echocardiology Lab | Life Support / High Risk | IES | ASP_PHILIP | 45 | 7 | 3 | 2021-04-20 | Canyons/Desert
13000-Logan Regional Hospital | 20602 | Electrocardiology - EKG | 13000-Logan Regional Hospital | 20602-Electrocardiology - EKG | 13000~000000009592 | 855788 | USN19B0219 | IHLRHPHLUS6 | 15-976 | Scanning Systems, Ultrasonic, | UltraSound | 2125 | PHILIPS HEALTHCARE | EPIQ 7C | 1 | 130D20602A | LO CARDIOLOGY | Echocardiology Lab | Life Support / High Risk | IES | ASP_GE | 62 | 5 | 0 | 2019-11-14 | Canyons/Desert
12900-Layton Hospital | 21001 | Imaging Administration | 12900-Layton Hospital | 21001-Imaging Administration | 12900~000000002684 | 839315 | US918B1220 | IHLYHPHLUS | 15-976 | Scanning Systems, Ultrasonic, | UltraSound | 2098 | PHILIPS HEALTHCARE | EPIQ 7C | 1 | 129D21001A | LA IMAGING ADMINISTRATION | Unspecified | Life Support / High Risk | IES | ASP_GE | 76 | 5 | 0 | 2018-09-28 | Canyons/Desert
12800-LDS Hospital | 20603 | Vascular Lab | 12800-LDS Hospital | 70504-Heart Failure - CV Clinic | 12800~000000006600 | 579764 | US114B0511 | IHLDHPHLUS9 | 15-976 | Scanning Systems, Ultrasonic, | UltraSound | 2070 | PHILIPS HEALTHCARE | EPIQ 7C | 1 | 128D70504A | LD CARDIOLOGY BASIC SCIENCE | E7 Echo Location | Life Support / High Risk | IES | ASP_GE | 131 | 5 | 0 | 2014-02-03 | Canyons/Desert
12800-LDS Hospital | 20603 | Vascular Lab | 12800-LDS Hospital | 20603-Vascular Lab | 12800~000000013017 | 748882 | US617B0209 | IHLDHPHLUS16 | 15-976 | Scanning Systems, Ultrasonic, | UltraSound | 2067 | PHILIPS HEALTHCARE | EPIQ 7C | 1 | 128D20603A | LD PERIPHERAL VASCULAR ECHO L7 | Unspecified | Life Support / High Risk | IES | ASP_GE | 91 | 5 | 0 | 2017-06-20 | Canyons/Desert
12600-St George Regional Hospital | 20603 | Vascular Lab | 40000-Intermountain Medical Group | 74024-CV-Thoracic Surgery-St. George | 12600~000000013917 | 830252 | US915B1054 | IHDXHPHLUS21 | 15-976 | Scanning Systems, Ultrasonic, | UltraSound | 2017 | PHILIPS HEALTHCARE | EPIQ 7C | 1 | 400D74024A | MG CV THORACIC SURG STE 2600 | Unspecified | Life Support / High Risk | IES | ASP_GE | 111 | 5 | 0 | 2015-10-16 | Canyons/Desert
12600-St George Regional Hospital | 20603 | Vascular Lab | 12600-St George Regional Hospital | 20603-Vascular Lab | 12600~000000020624 | 853005 | US819B0919 | IHDXHPHLUS18 | 15-976 | Scanning Systems, Ultrasonic, | UltraSound | 2013 | PHILIPS HEALTHCARE | EPIQ 7C | 1 | 126D20603A | SG VASCULAR LAB RR 1ST FLOOR | Unspecified | Life Support / High Risk | IES | ASP_GE | 64 | 5 | 0 | 2019-09-02 | Canyons/Desert
12600-St George Regional Hospital | 20603 | Vascular Lab | 12600-St George Regional Hospital | 20603-Vascular Lab | 12600~000000019562 | 849624 | USO18B1233 | IHDXHPHLUS16 | 15-976 | Scanning Systems, Ultrasonic, | UltraSound | 2012 | PHILIPS HEALTHCARE | EPIQ 7C | 1 | 126D20603A | SG VASCULAR LAB RR 1ST FLOOR | Unspecified | Life Support / High Risk | IES | ASP_GE | 70 | 5 | 0 | 2019-03-21 | Canyons/Desert
12600-St George Regional Hospital | 20603 | Vascular Lab | 12600-St George Regional Hospital | 20603-Vascular Lab | 12600~000000016986 | 828810 | US118B1512 | IHDXHPHLUS14 | 15-976 | Scanning Systems, Ultrasonic, | UltraSound | 2011 | PHILIPS HEALTHCARE | EPIQ 7C | 1 | 126D20603A | SG VASCULAR LAB RR 1ST FLOOR | Unspecified | Life Support / High Risk | IES | ASP_GE | 84 | 7 | 0 | 2018-01-26 | Canyons/Desert
12600-St George Regional Hospital | 20603 | Vascular Lab | 12600-St George Regional Hospital | 20603-Vascular Lab | 12600~000000013768 | 748881 |  |  | 15-976 | Scanning Systems, Ultrasonic, | UltraSound | 2010 | PHILIPS HEALTHCARE | EPIQ 7C | 1 | 126D20603A | SG VASCULAR LAB RR 1ST FLOOR | Echocardiology | Life Support / High Risk | IES | ASP_GE | 124 | 5 | 0 | 2014-09-27 | Canyons/Desert
12600-St George Regional Hospital | 20603 | Vascular Lab | 12600-St George Regional Hospital | 20603-Vascular Lab | 12600~000000013765 | 748880 | US914B0540 | IHDXHPHLUS13 | 15-976 | Scanning Systems, Ultrasonic, | UltraSound | 2009 | PHILIPS HEALTHCARE | EPIQ 7C | 1 | 126D20603A | SG VASCULAR LAB RR 1ST FLOOR | Echocardiology | Life Support / High Risk | IES | ASP_GE | 124 | 5 | 0 | 2014-09-27 | Canyons/Desert
12600-St George Regional Hospital | 20501 | Cardiovascular Lab | 12600-St George Regional Hospital | 20501-Cardiovascular Lab | 12600~000000020074 | 849796 | US914B0537 | IHDXHPHLUS17 | 15-976 | Scanning Systems, Ultrasonic, | UltraSound | 1996 | PHILIPS HEALTHCARE | EPIQ 7C | 1 | 126D20501A | SG CATH LAB RR | Unspecified | Life Support / High Risk | IES | ASP_GE | 67 | 5 | 0 | 2019-06-12 | Canyons/Desert
11800-American Fork Hospital | 21601 | Ultrasound | 11800-American Fork Hospital | 21601-Ultrasound | 11800~000000004553 | 726117 | US514B0626 | IHAFHPHLUS2 | 15-976 | Scanning Systems, Ultrasonic, | UltraSound | 1931 | PHILIPS HEALTHCARE | EPIQ 7C | 1 | 118D21601A | AF ULTRASOUND | Unspecified | Life Support / High Risk | IES | ASP_GE | 127 | 5 | 0 | 2014-06-11 | Canyons/Desert
11800-American Fork Hospital | 20602 | Electrocardiology - EKG | 11800-American Fork Hospital | 20602-Electrocardiology - EKG | 11800~000000006803 | 748883 |  |  | 15-976 | Scanning Systems, Ultrasonic, | UltraSound | 1924 | PHILIPS HEALTHCARE | EPIQ 7C | 1 | 118D20602A | AF ELECTROCARDIOLOGY EKG | Unspecified | Life Support / High Risk | IES | ASP_GE | 88 | 5 | 0 | 2017-09-29 | Canyons/Desert
11800-American Fork Hospital | 20602 | Electrocardiology - EKG | 11800-American Fork Hospital | 20602-Electrocardiology - EKG | 11800~000000005559 | 816621 | US816B0383 | IHAFHPHLUS3 | 15-976 | Scanning Systems, Ultrasonic, | UltraSound | 1923 | PHILIPS HEALTHCARE | EPIQ 7C | 1 | 118D20602A | AF ELECTROCARDIOLOGY EKG | Cardiology | Life Support / High Risk | IES | ASP_GE | 101 | 5 | 0 | 2016-08-25 | Canyons/Desert
11600-Alta View Hospital | 20603 | Vascular Lab | 11600-Alta View Hospital | 21101-Radiology | 11600~000000005407 | 848392 | US915B0005 | IHAVHPHLUS4 | 15-976 | Scanning Systems, Ultrasonic, | UltraSound | 1901 | PHILIPS HEALTHCARE | EPIQ 7C | 1 | 116D21101A | AV RADIOLOGY | Unspecified | Life Support / High Risk | IES | ASP_GE | 112 | 5 | 0 | 2015-09-24 | Canyons/Desert
40000-Intermountain Medical Group | 77009 | Springville Workmed | 40000-Intermountain Medical Group | 77009-Springville Workmed | 40000~000000033645 | 408264 | SGD0900141 | IHDXHPHLUS7 | 15-976 | Scanning Systems, Ultrasonic, | UltraSound | 2807 | PHILIPS HEALTHCARE | CX50 | 1 | 400D77009A | MG WORKMED SPRINGVILLE | Common Area | Life Support / High Risk | IES | ASP_GE | 170 | 5 | 0 | 2010-12-01 | Canyons/Desert
15400-Intermountain Medical Center | 10061 | Intensive Care Shock-Trauma | 15400-Intermountain Medical Center | 10061-Intensive Care Shock-Trauma | 15400~000000014375 | 376739 | USD0800784 | IHMCHPHLUS24 | 15-976 | Scanning Systems, Ultrasonic, | UltraSound | 2447 | PHILIPS HEALTHCARE | CX50 | 1 | 154D10061A | IM SHOCK TRAUMA T5 | Common Area | Life Support / High Risk | IES | ASP_GE | 189 | 5 | 0 | 2009-04-02 | Canyons/Desert
14400-Utah Valley Hospital | 20602 | Electrocardiology - EKG | 14400-Utah Valley Hospital | 20602-Electrocardiology - EKG | 14400~000000014556 | 825774 | SG81500068 | IHUVHPHLUS16 | 15-976 | Scanning Systems, Ultrasonic, | UltraSound | 2358 | PHILIPS HEALTHCARE | CX50 | 1 | 144D20602A | UV ELECTRO EKG | Unspecified | Life Support / High Risk | IES | ASP_GE | 112 | 5 | 0 | 2015-09-29 | Canyons/Desert
13800-Primary Childrens Hospital | 12004 | ECMO | 13800-Primary Childrens Hospital | 12002-Newborn Intensive Care Unit | 13800~000000019342 | 582996 | SG41304488 | IHPCHPHLUS13 | 15-976 | Scanning Systems, Ultrasonic, | UltraSound | 2229 | PHILIPS HEALTHCARE | CX50 | 1 | 138D12002A | PC NICU L4 | North Equipment Storage 4A.056 | Life Support / High Risk | IES | ASP_GE | 127 | 5 | 0 | 2014-06-09 | Canyons/Desert
13800-Primary Childrens Hospital | 10081 | Pediatric Intensive Care | 13800-Primary Childrens Hospital | 21201-Magnetic Res Imaging - MRI | 13800~000000018635 | 541071 | SG11405599 | IHLYHPHLUS2 | 15-976 | Scanning Systems, Ultrasonic, | UltraSound | 2227 | PHILIPS HEALTHCARE | CX50 | 1 | 138D21201A | PC MRI L1 | Unspecified | Life Support / High Risk | IES | ASP_GE | 131 | 5 | 0 | 2014-02-05 | Canyons/Desert
13200-McKay-Dee Hospital Center | 21102 | Angiography | 13200-McKay-Dee Hospital Center | 21102-Angiography | 13200~000000014325 | 582704 | SG31405822 | IHMKHPHLUS11 | 15-976 | Scanning Systems, Ultrasonic, | UltraSound | 2185 | PHILIPS HEALTHCARE | CX50 | 1 | 132D21102A | MK ANGIO 1ST FLR | Common Area | Life Support / High Risk | IES | ASP_GE | 129 | 5 | 0 | 2014-04-17 | Canyons/Desert
12600-St George Regional Hospital | 43031 | Cardiology Administration | 12600-St George Regional Hospital | 43031-Cardiology Administration | 12600~000000024070 | 579484 | SGN1305459 | IHUVHPHLUS14 | 15-976 | Scanning Systems, Ultrasonic, | UltraSound | 2048 | PHILIPS HEALTHCARE | CX50 | 1 | 126D43031A | SG CARDIOLOGY ADMIN RR | Unspecified | Life Support / High Risk | IES | ASP_GE | 132 | 5 | 0 | 2014-01-14 | Canyons/Desert
14600-Cedar City Hospital | 21601 | Ultrasound | 14600-Cedar City Hospital | 21601-Ultrasound | 14600~000000003572 | 890254 | US721B1530 | IHCCHPHLUS6 | 17-422 | Scanning Systems, Ultrasonic, | UltraSound | 2426 | PHILIPS HEALTHCARE | CVX | 1 | 146D21601A | CC ULTRASOUND | Ultrasound Rm 1 | Non Life Support | IES | ASP_GE | 41 | 7 | 4 | 2021-08-27 | Canyons/Desert
14400-Utah Valley Hospital | 20602 | Electrocardiology - EKG | 14400-Utah Valley Hospital | 70077-Cardiology Clinic | 14400~000000022065 | 860419 | US320B0736 | IHUVHPHLUS29 | 17-422 | Scanning Systems, Ultrasonic, | UltraSound | 2364 | PHILIPS HEALTHCARE | CVX | 1 | 144D70077A | UV CARDIOLOGY CLINIC | Unspecified | Non Life Support | IES | ASP_GE | 58 | 5 | 0 | 2020-03-27 | Canyons/Desert
13200-McKay-Dee Hospital Center | 20603 | Vascular Lab | 13200-McKay-Dee Hospital Center | 20603-Vascular Lab | 13200~000000024155 | 884422 | US621B1398 |  | 17-422 | Scanning Systems, Ultrasonic, | UltraSound | 2180 | PHILIPS HEALTHCARE | CVX | 1 | 132D20603A | MK VASCULAR LAB 3RD FLR | Common Area | Non Life Support | IES | ASP_PHILIP | 42 | 7 | 3 | 2021-07-09 | Canyons/Desert
13200-McKay-Dee Hospital Center | 20603 | Vascular Lab | 13200-McKay-Dee Hospital Center | 20603-Vascular Lab | 13200~000000024154 | 884421 | US621B1397 | IHMKHPHLUS25 | 17-422 | Scanning Systems, Ultrasonic, | UltraSound | 2179 | PHILIPS HEALTHCARE | CVX | 1 | 132D20603A | MK VASCULAR LAB 3RD FLR | Common Area | Non Life Support | IES | ASP_PHILIP | 42 | 7 | 3 | 2021-07-09 | Canyons/Desert
13200-McKay-Dee Hospital Center | 20603 | Vascular Lab | 13200-McKay-Dee Hospital Center | 20603-Vascular Lab | 13200~000000023999 | 882740 | US521B0887 | IHMKHPHLUS22 | 17-422 | Scanning Systems, Ultrasonic, | UltraSound | 2178 | PHILIPS HEALTHCARE | CVX | 1 | 132D20603A | MK VASCULAR LAB 3RD FLR | Common Area | Non Life Support | IES | ASP_PHILIP | 44 | 7 | 3 | 2021-05-28 | Canyons/Desert
13200-McKay-Dee Hospital Center | 20603 | Vascular Lab | 13200-McKay-Dee Hospital Center | 20603-Vascular Lab | 13200~000000022131 | 859749 | US220B0725 | IHMKHPHLUS20 | 17-422 | Scanning Systems, Ultrasonic, | UltraSound | 2177 | PHILIPS HEALTHCARE | CVX | 1 | 132D20603A | MK VASCULAR LAB 3RD FLR | Common Area | Non Life Support | IES | ASP_GE | 58 | 5 | 0 | 2020-03-08 | Canyons/Desert
13200-McKay-Dee Hospital Center | 20603 | Vascular Lab | 13200-McKay-Dee Hospital Center | 20603-Vascular Lab | 13200~000000020791 | 887068 | US319B0879 |  | 17-422 | Scanning Systems, Ultrasonic, | UltraSound | 2176 | PHILIPS HEALTHCARE | CVX | 1 | 132D20603A | MK VASCULAR LAB 3RD FLR | Common Area | Non Life Support | IES | ASP_PHILIP | 70 | 5 | 0 | 2019-03-29 | Canyons/Desert
12000-Bear River Valley Hospital | 21101 | Radiology | 12000-Bear River Valley Hospital | 21101-Radiology | 12000~000000001609 | 875442 | USD20B0476 | IHBRHPHLUS2 | 17-422 | Scanning Systems, Ultrasonic, | UltraSound | 1945 | PHILIPS HEALTHCARE | CVX | 1 | 120D21101A | BR RADIOLOGY | Unspecified | Non Life Support | IES | ASP_GE | 49 | 5 | 1 | 2020-12-22 | Canyons/Desert
11600-Alta View Hospital | 11503 | Medical and Surgical Nursing | 11600-Alta View Hospital | 11503-Medical and Surgical Nursing | 11600~000000009936 | 927827 | US724B0940 |  | 17-422 | Scanning Systems, Ultrasonic, | UltraSound | 1892 | PHILIPS HEALTHCARE | CVX | 1 | 116D11503A | AV ACUTE CARE | Unspecified | Non Life Support | IES | ASP_GE | 2 | 5 | 5 | 2024-11-04 | Canyons/Desert
14400-Utah Valley Hospital | 21601 | Ultrasound | 14400-Utah Valley Hospital | 21601-Ultrasound | 14400~000000015660 | 816861 | US816F0708 | IHUVHPHLUS18 | 17-422 | Scanning Systems, Ultrasonic, | UltraSound | 2375 | PHILIPS HEALTHCARE | AFFINITI 70 | 1 | 144D21601A | UV ULTRASOUND | Common Area | Non Life Support | IES | ASP_GE | 101 | 5 | 0 | 2016-08-30 | Canyons/Desert
13200-McKay-Dee Hospital Center | 20603 | Vascular Lab | 13200-McKay-Dee Hospital Center | 20603-Vascular Lab | 13200~000000026709 | 915428 | US023P1228 |  | 15-976 | Scanning Systems, Ultrasonic, | UltraSound | 2181 | PHILIPS HEALTHCARE | 5500CV | 1 | 132D20603A | MK VASCULAR LAB 3RD FLR | Common Area | Non Life Support | IES | ASP_PHILIP | 13 | 5 | 4 | 2023-12-11 | Canyons/Desert
40000-Intermountain Medical Group | 74308 | Vascular and Vein - St. George | 40000-Intermountain Medical Group | 74308-Vascular and Vein - St. George | 40000~000000027645 | 864727 | 2100-000004308 |  | 17-422 | Scanning Systems, Ultrasonic, | UltraSound | 2796 | PARKS MEDICAL ELECTRONICS | 2100 | 1 | 400D74308A | MG VASCULAR AND VEIN ST GEO | Unspecified | Life Support / High Risk | SGRH_CE | SGRHCREW1 | 56 | 5 | 0 | 2020-05-26 | Canyons/Desert
15400-Intermountain Medical Center | 20603 | Vascular Lab | 15400-Intermountain Medical Center | 20603-Vascular Lab | 15400~000000042927 | 828577 | 2100-000003706 |  | 17-422 | Scanning Systems, Ultrasonic, | UltraSound | 2503 | PARKS MEDICAL ELECTRONICS | 2100 | 1 | 154D20603B | IM UTAH HEART CLINIC ECHO E520 | Unspecified | Life Support / High Risk | IMC_CE | IMCCE8 | 82 | 5 | 0 | 2018-03-08 | Canyons/Desert
12800-LDS Hospital | 20603 | Vascular Lab | 12800-LDS Hospital | 20603-Vascular Lab | 12800~000000015768 | 894933 | 2100-000004806 |  | 17-422 | Scanning Systems, Ultrasonic, | UltraSound | 2068 | PARKS MEDICAL ELECTRONICS | 2100 | 1 | 128D20603A | LD PERIPHERAL VASCULAR ECHO L7 | Unspecified | Life Support / High Risk | LDSH_CE | LDSCE4 | 31 | 5 | 2 | 2022-06-02 | Canyons/Desert
11600-Alta View Hospital | 11503 | Medical and Surgical Nursing | 11600-Alta View Hospital | 11503-Medical and Surgical Nursing | 11600~000000007403 | 858580 | 2100-000004029 |  | 17-422 | Scanning Systems, Ultrasonic, | UltraSound | 1891 | PARKS MEDICAL ELECTRONICS | 2100 | 1 | 116D11503A | AV ACUTE CARE | Room 432 | Life Support / High Risk | AVH_CE | AVHCREW1CE | 59 | 5 | 0 | 2020-02-11 | Canyons/Desert
15400-Intermountain Medical Center | 22104 | Operating Rooms | 15400-Intermountain Medical Center | 22104-Operating Rooms | 15400~000000024134 | 726175 | 7440179 |  | 15-976 | Scanning Systems, Ultrasonic, | UltraSound | 2526 | OLYMPUS AMERICA INCORPORATED | EU-ME1 | 1 | 154D22104A | IM OPERATING ROOM TL2 | Unspecified | Life Support / High Risk | IMC_CE | IMCCE2 | 121 | 7 | 0 | 2014-12-04 | Canyons/Desert
13200-McKay-Dee Hospital Center | 22104 | Operating Rooms | 13200-McKay-Dee Hospital Center | 22104-Operating Rooms | 13200~000000014523 | 584500 | 7440102 |  | 15-976 | Scanning Systems, Ultrasonic, | UltraSound | 2200 | OLYMPUS AMERICA INCORPORATED | EU-ME1 | 1 | 132D22104A | MK OPERATING ROOM L2 | Or 7 | Life Support / High Risk | MKDHC_CE | MKDCREW5CE | 127 | 5 | 0 | 2014-06-23 | Canyons/Desert
12800-LDS Hospital | 22451 | Endoscopy Lab | 12800-LDS Hospital | 22451-Endoscopy Lab | 12800~000000011699 | 730990 | 7440166 |  | 15-976 | Scanning Systems, Ultrasonic, | UltraSound | 2085 | OLYMPUS AMERICA INCORPORATED | EU-ME1 | 1 | 128D22451A | LD ENDOSCOPY L1 | Common Area | Life Support / High Risk | LDSH_CE | LDSCE1 | 123 | 5 | 0 | 2014-10-16 | Canyons/Desert
12600-St George Regional Hospital | 22451 | Endoscopy Lab | 12600-St George Regional Hospital | 22451-Endoscopy Lab | 12600~000000004292 | 513550 | 1232235 |  | 15-976 | Scanning Systems, Ultrasonic, | UltraSound | 2041 | OLYMPUS AMERICA INCORPORATED | EU-ME1 | 1 | 126D22451B | SG ENDO LAB HPC 2ND FLR | Unspecified | Life Support / High Risk | SGRH_CE | SGRHCREW7 | 150 | 5 | 0 | 2012-08-01 | Canyons/Desert
37500-Primary Childrens - Riverton | 21101 | Radiology | 37500-Primary Childrens - Riverton | 21101-Radiology | 37500~000000000910 | 808088 | USF654849 |  | 18-143 | Scanning Systems, Ultrasonic, | UltraSound | 2591 | OAKWORKS INC | USGNG22722723MTTZZCE | 1 | 375D21101A | PR RADIOLOGY | Imaging Recovery | Medium | RH_F | GENMAINT1 | 105 | 5 | 0 | 2016-05-01 | Canyons/Desert
12600-St George Regional Hospital | 20101 | Emergency Department | 12600-St George Regional Hospital | 20101-Emergency Department | 12600~000000027515 | 915424 | LJ6-2C00148 |  | 18-143 | Scanning Systems, Ultrasonic, | UltraSound | 1989 | MINDRAY NORTH AMERICA | TE-X | 1 | 126D20101A | SG EMERGENCY RM RR | Unspecified | Non Life Support | IES | ASP_MINDRA | 13 | 5 | 4 | 2023-12-11 | Canyons/Desert
13800-Primary Childrens Hospital | 20101 | Emergency Department | 13800-Primary Childrens Hospital | 20101-Emergency Department | 13800~000000022720 | 810627 | 7P-5B000343 | IHPCHMNDUS | 18-143 | Scanning Systems, Ultrasonic, | UltraSound | 2235 | MINDRAY NORTH AMERICA | TE7 | 1 | 138D20101A | PC EMERGENCY DEPT L1 | West Nurse Station POD 1 | Life Support / High Risk | IES | ASP_GE | 107 | 7 | 0 | 2016-02-12 | Canyons/Desert
11800-American Fork Hospital | 20101 | Emergency Department | 11800-American Fork Hospital | 20101-Emergency Department | 11800~000000005138 | 803114 | 7B-4C000338 | IHAFHMNDUS | 18-143 | Scanning Systems, Ultrasonic, | UltraSound | 1919 | MINDRAY NORTH AMERICA | M9 | 1 | 118D20101A | AF EMERGENCY ROOM | Nurse Station | Life Support / High Risk | IES | ASP_GE | 114 | 5 | 0 | 2015-07-14 | Canyons/Desert
12600-St George Regional Hospital | 20101 | Emergency Department | 12600-St George Regional Hospital | 20101-Emergency Department | 12600~000000015217 | 819641 | 7F-48000065 | IHDXHMNDUS5 | 18-143 | Scanning Systems, Ultrasonic, | UltraSound | 1984 | MINDRAY NORTH AMERICA | M9 | 1 | 126D20101A | SG EMERGENCY RM RR | ER | Life Support / High Risk | IES | ASP_GE | 90 | 5 | 0 | 2017-07-19 | Canyons/Desert
12600-St George Regional Hospital | 20101 | Emergency Department | 12600-St George Regional Hospital | 20101-Emergency Department | 12600~000000027514 | 915422 | IHDXHMND4S7 | IHDXHMND4S7 | 18-143 | Scanning Systems, Ultrasonic, | UltraSound | 1988 | MINDRAY NORTH AMERICA | M9 | 1 | 126D20101A | SG EMERGENCY RM RR | Unspecified | Life Support / High Risk | IES | ASP_MINDRA | 13 | 10 | 9 | 2023-12-11 | Canyons/Desert
12600-St George Regional Hospital | 21001 | Imaging Administration | 40000-Intermountain Medical Group | 72002-River Road Instacare | 12600~000000015218 | 819642 | 7B48000205 | IHRRUMNDUS | 18-143 | Scanning Systems, Ultrasonic, | UltraSound | 2018 | MINDRAY NORTH AMERICA | M9 | 1 | 400D72002A | MG RIVER ROAD INSTACARE | Unspecified | Life Support / High Risk | IES | ASP_GE | 90 | 5 | 0 | 2017-07-19 | Canyons/Desert
12600-St George Regional Hospital | 22104 | Operating Rooms | 12600-St George Regional Hospital | 22104-Operating Rooms | 12600~000000015341 | 820999 | 7B-48000174 | IHDXHMNDUS6 | 18-143 | Scanning Systems, Ultrasonic, | UltraSound | 2033 | MINDRAY NORTH AMERICA | M9 | 1 | 126D22104A | SG OPERATING ROOMS RR | Common Area | Life Support / High Risk | IES | ASP_GE | 88 | 5 | 0 | 2017-09-07 | Canyons/Desert
14400-Utah Valley Hospital | 22104 | Operating Rooms | 14400-Utah Valley Hospital | 22104-Operating Rooms | 14400~000000016622 | 823382 | 7B-49000214 | IHUVHMNDUS | 18-143 | Scanning Systems, Ultrasonic, | UltraSound | 2381 | MINDRAY NORTH AMERICA | M9 | 1 | 144D22104A | UV OPERATING ROOM | Unspecified | Life Support / High Risk | IES | ASP_GE | 85 | 5 | 0 | 2017-12-04 | Canyons/Desert
44000-Saltzer Medical Group Inc | 79651 | Nampa-North Nephrology | 44000-Saltzer Medical Group Inc | 79651-Nampa-North Nephrology | 44000~000000000658 | 760894 | QH-5A000340 |  | 15-976 | Scanning Systems, Ultrasonic, | UltraSound | 2836 | MINDRAY NORTH AMERICA | DC-8 | 1 | 440D79651B | SZ N NAMPA OBGYN | Unspecified | Life Support / High Risk | CRMC_CE | CASSIACRW6 | 49 | 5 | 1 | 2020-12-15 | Canyons/Desert
40000-Intermountain Medical Group | 74308 | Vascular and Vein - St. George | 40000-Intermountain Medical Group | 74308-Vascular and Vein - St. George | 40000~000000029364 | 816047 | QH68000708 | IHDXHMNDUS4 | 15-976 | Scanning Systems, Ultrasonic, | UltraSound | 2798 | MINDRAY NORTH AMERICA | DC-8 | 1 | 400D74308A | MG VASCULAR AND VEIN ST GEO | Unspecified | Life Support / High Risk | IES | ASP_GE | 97 | 5 | 0 | 2016-12-21 | Canyons/Desert
12600-St George Regional Hospital | 22104 | Operating Rooms | 12600-St George Regional Hospital | 22104-Operating Rooms | 12600~000000004424 | 490646 | QE-31000854 | IHDXHMNDUS2 | 15-976 | Scanning Systems, Ultrasonic, | UltraSound | 2031 | MINDRAY NORTH AMERICA | DC-8 | 1 | 126D22104A | SG OPERATING ROOMS RR | OR Common Area | Life Support / High Risk | IES | ASP_GE | 148 | 5 | 0 | 2012-10-01 | Canyons/Desert
12600-St George Regional Hospital | 20101 | Emergency Department | 12600-St George Regional Hospital | 20101-Emergency Department | 12600~000000027464 | 915377 | QH-7B001255 | IHDXHMNDUS7 | 15-976 | Scanning Systems, Ultrasonic, | UltraSound | 1987 | MINDRAY NORTH AMERICA | DC-8 | 1 | 126D20101A | SG EMERGENCY RM RR | Unspecified | Life Support / High Risk | IES | ASP_MINDRA | 13 | 5 | 4 | 2023-12-07 | Canyons/Desert
12600-St George Regional Hospital | 10011 | Intensive Care Unit | 12600-St George Regional Hospital | 10011-Intensive Care Unit | 12600~000000004452 | 490647 | QE-31000861 | QE-31000861 | 15-976 | Scanning Systems, Ultrasonic, | UltraSound | 1966 | MINDRAY NORTH AMERICA | DC-8 | 1 | 126D10011A | SG ICU RR TST | Icu-Ccu | Life Support / High Risk | IES | ASP_GE | 140 | 5 | 0 | 2013-06-01 | Canyons/Desert
12500-Delta Community Hospital | 11503 | Medical and Surgical Nursing | 12500-Delta Community Hospital | 11503-Medical and Surgical Nursing | 12500~000000000812 | 820358 | MD6000.H0514 |  | 34-698 | Scanning Systems, Ultrasonic, | UltraSound | 1960 | LABORIE MEDICAL TECHNOLOGIES | PORTASCAN 3D | 1 | 125D11503A | DL MED SURG | Nurses Station | Non Life Support | UVH_CE | UVCREW6_CE | 90 | 5 | 0 | 2017-07-10 | Canyons/Desert
12700-Fillmore Community Hospital | 11503 | Medical and Surgical Nursing | 12700-Fillmore Community Hospital | 20101-Emergency Department | 12700~000000000654 | 826087 | MD6000-H1103 |  | 34-698 | Scanning Systems, Ultrasonic, | UltraSound | 2049 | LABORIE MEDICAL TECHNOLOGIES | PORTASCAN 3D | 1 | 127D20101A | FL EMERGENCY ROOM | Emergency Rm | Non Life Support | UVH_CE | UVCREW5_CE | 85 | 5 | 0 | 2017-12-29 | Canyons/Desert
14200-Sevier Valley Hospital | 11503 | Medical and Surgical Nursing | 14200-Sevier Valley Hospital | 11503-Medical and Surgical Nursing | 14200~000000001226 | 823826 | PRB-6000/0H439911 |  | 34-698 | Scanning Systems, Ultrasonic, | UltraSound | 2309 | LABORIE MEDICAL TECHNOLOGIES | PORTASCAN 3D | 1 | 142D11503A | SV MED SURG NSG | Unspecified | Non Life Support | UVH_CE | UVCREW3_CE | 86 | 5 | 0 | 2017-11-09 | Canyons/Desert
43100-Intermountain MS NV LLC | 79543 | WHC Mtn View Laborists | 43100-Intermountain MS NV LLC | 79543-WHC Mtn View Laborists | 43100~000000002568 | 752012 | MD6400J0340 | 24211 | 34-698 | Scanning Systems, Ultrasonic, | UltraSound | 2827 | LABORIE MEDICAL TECHNOLOGIES | PORTASCAN 3D | 1 | 431D79543A | NV WHC MTN VIEW LABORISTS | Unspecified | Non Life Support | SGRH_CE | NEVADA | 28 | 5 | 3 | 2022-09-09 | Canyons/Desert
43100-Intermountain MS NV LLC | 79547 | WHC Spring Valley | 43100-Intermountain MS NV LLC | 79547-WHC Spring Valley | 43100~000000001598 | 752360 | MD6000J0343 | 22886 | 34-698 | Scanning Systems, Ultrasonic, | UltraSound | 2832 | LABORIE MEDICAL TECHNOLOGIES | PORTASCAN 3D | 1 | 431D79547A | NV WHC SPRING VALLEY | Unspecified | Non Life Support | SGRH_CE | NEVADA | 29 | 5 | 3 | 2022-08-29 | Canyons/Desert
44000-Saltzer Medical Group Inc | 79661 | Nampa-South Ophthalmology | 44000-Saltzer Medical Group Inc | 79661-Nampa-South Ophthalmology | 44000~000000001886 | 912748 | 23B8038 |  | 11-389 | Scanning Systems, Ultrasonic, | UltraSound | 2837 | KEELER INSTRUMENTS INC | ACCUTOME 4SIGHT | 1 | 440D79661A | SZ S NAMPA OPTHALMOLOGY | Unspecified | Non Life Support | CRMC_CE | CASSIACRW6 | 16 | 5 | 4 | 2023-09-28 | Canyons/Desert
13800-Primary Childrens Hospital | 22104 | Operating Rooms | 13800-Primary Childrens Hospital | 22104-Operating Rooms | 13800~000000009958 | 558975 | V400-10274 |  | 11-389 | Scanning Systems, Ultrasonic, | UltraSound | 2263 | INNOVATIVE IMAGING INC | I3 SYSTEM-ABD | 1 | 138D22104A | PC OR L2 | OR Equipment Store Room | Life Support / High Risk | PCH_CE | PCHCREW08 | 136 | 10 | 0 | 2013-09-04 | Canyons/Desert
14400-Utah Valley Hospital | 22451 | Endoscopy Lab | 14400-Utah Valley Hospital | 22451-Endoscopy Lab | 14400~000000023723 | 889208 | G3152935 | IHUVHHITUS1 | 11-389 | Scanning Systems, Ultrasonic, | UltraSound | 2394 | HITACHI ALOKA MEDICAL LTD | ALOKA ARIETTA 850 | 1 | 144D22451A | UV ENDOSCOPY LAB | Gastro-Endoscopy Lab | Life Support / High Risk | IES | ASP_GE | 37 | 5 | 2 | 2021-12-20 | Canyons/Desert
13800-Primary Childrens Hospital | 22702 | Liver Transplant | 13800-Primary Childrens Hospital | 22204-Child Procedure Center | 13800~000000030553 | 884704 | G3111747 |  | 11-389 | Scanning Systems, Ultrasonic, | UltraSound | 2268 | HITACHI ALOKA MEDICAL LTD | ALOKA ARIETTA 850 | 1 | 138D22204A | PC CPC L1 | Unspecified | Life Support / High Risk | IES | ASP_MIT | 42 | 5 | 2 | 2021-07-31 | Canyons/Desert
13000-Logan Regional Hospital | 14001 | Labor and Delivery Rooms | 13000-Logan Regional Hospital | 14001-Labor and Delivery Rooms | 13000~000000000270 | 51127 | SE19468514 |  | 15-976 | Scanning Systems, Ultrasonic, | UltraSound | 2117 | HITACHI | EUB-405 | 1 | 130D14001A | LO DELIVERY ROOM | Standby L-D | Life Support / High Risk | LRH_CE | LRHCREW5CE | 349 | 5 | 0 | 1995-12-08 | Canyons/Desert
11600-Alta View Hospital | 20101 | Emergency Department | 11600-Alta View Hospital | 20101-Emergency Department | 11600~000000004861 | 723334 | 03YCQR | IHAVHSNSUS5 | 18-143 | Scanning Systems, Ultrasonic, | UltraSound | 1898 | FUJIFILM | SONOSITE X-PORTE | 1 | 116D20101A | AV EMERGENCY ROOM | Common Area | Run to Fail | CESS | CESS_CREW3 | 129 | 5 | 0 | 2014-04-30 | Canyons/Desert
12600-St George Regional Hospital | 21601 | Ultrasound | 12600-St George Regional Hospital | 21601-Ultrasound | 12600~000000018793 | 839776 | 04GNXR | IHDXHSNSUS6 | 18-143 | Scanning Systems, Ultrasonic, | UltraSound | 2024 | FUJIFILM | SONOSITE X-PORTE | 1 | 126D21601A | SG ULTRASOUND | Unspecified | Run to Fail | IES | ASP_GE | 76 | 5 | 0 | 2018-09-25 | Canyons/Desert
12800-LDS Hospital | 20101 | Emergency Department | 12800-LDS Hospital | 20101-Emergency Department | 12800~000000011215 | 584199 | 03Y179 | IHLDHSNSUS4 | 18-143 | Scanning Systems, Ultrasonic, | UltraSound | 2062 | FUJIFILM | SONOSITE X-PORTE | 1 | 128D20101A | LD EMERGENCY ROOM L1 | Common Area | Run to Fail | CESS | CESS_CREW3 | 127 | 5 | 0 | 2014-06-26 | Canyons/Desert
12900-Layton Hospital | 21001 | Imaging Administration | 12900-Layton Hospital | 20101-Emergency Department | 12900~000000001219 | 834497 | 04G2KY | IHLYHSNSUS | 18-143 | Scanning Systems, Ultrasonic, | UltraSound | 2097 | FUJIFILM | SONOSITE X-PORTE | 1 | 129D20101A | LA EMERGENCY ROOM | Unspecified | Run to Fail | CESS | CESS_CREW3 | 78 | 5 | 0 | 2018-08-01 | Canyons/Desert
13200-McKay-Dee Hospital Center | 20101 | Emergency Department | 13200-McKay-Dee Hospital Center | 20101-Emergency Department | 13200~000000014917 | 587414 | 03Y171 | IHMKHSNSUS6 | 18-143 | Scanning Systems, Ultrasonic, | UltraSound | 2156 | FUJIFILM | SONOSITE X-PORTE | 1 | 132D20101A | MK ER 1ST FLR | Common Area | Run to Fail | CESS | CESS_CREW3 | 127 | 5 | 0 | 2014-06-03 | Canyons/Desert
14000-Sanpete Valley Hospital | 21601 | Ultrasound | 14000-Sanpete Valley Hospital | 21601-Ultrasound | 14000~000000000692 | 833877 | 042VNK | IHSPHSNSUS | 18-143 | Scanning Systems, Ultrasonic, | UltraSound | 2301 | FUJIFILM | SONOSITE X-PORTE | 1 | 140D21601A | SP ULTRASOUND | Unspecified | Run to Fail | CESS | CESS_CREW3 | 110 | 5 | 0 | 2015-12-01 | Canyons/Desert
15400-Intermountain Medical Center | 20101 | Emergency Department | 15400-Intermountain Medical Center | 20101-Emergency Department | 15400~000000025750 | 730265 | 03YBNB | IHMCHSNSUS10 | 18-143 | Scanning Systems, Ultrasonic, | UltraSound | 2468 | FUJIFILM | SONOSITE X-PORTE | 1 | 154D20101A | IM EMERGENCY ROOM TLL1 | Common Area | Run to Fail | CESS | CESS_CREW3 | 126 | 7 | 0 | 2014-08-01 | Canyons/Desert
15400-Intermountain Medical Center | 20101 | Emergency Department | 15400-Intermountain Medical Center | 20101-Emergency Department | 15400~000000025830 | 805572 | 03Y0TN | IHMCHSNSUS9 | 18-143 | Scanning Systems, Ultrasonic, | UltraSound | 2469 | FUJIFILM | SONOSITE X-PORTE | 1 | 154D20101A | IM EMERGENCY ROOM TLL1 | Trauma Rm 1 | Run to Fail | CESS | CESS_CREW3 | 127 | 5 | 0 | 2014-06-12 | Canyons/Desert
39100-ENT Surgery Center of Utah LLC | 22203 | Surgical Center | 39100-ENT Surgery Center of Utah LLC | 22203-Surgical Center | 39100~000000000274 | 846188 | 04GPDR |  | 18-143 | Scanning Systems, Ultrasonic, | UltraSound | 2603 | FUJIFILM | SONOSITE X-PORTE | 1 | 391D22203A | ENT SURGICAL CNTR | Unspecified | Run to Fail | CESS | CESS_CREW3 | 5 | 5 | 5 | 2024-08-23 | Canyons/Desert
12600-St George Regional Hospital | 16501 | Specialty Recovery Unit | 12600-St George Regional Hospital | 16501-Specialty Recovery Unit | 12600~000000025396 |  | Q5LRX7 |  | 18-143 | Scanning Systems, Ultrasonic, | UltraSound | 1983 | FUJIFILM | SONOSITE SII | 1 | 126D16501A | SG SPECIALTY RECOVERY RR | Unspecified | Run to Fail |  |  | 41 | 5 | 2 | 2021-08-25 | Canyons/Desert
12600-St George Regional Hospital | 28103 | Infusion Center | 12600-St George Regional Hospital | 28103-Infusion Center | 12600~000000014697 | 815553 | 04585Y |  | 18-143 | Scanning Systems, Ultrasonic, | UltraSound | 2044 | FUJIFILM | SONOSITE SII | 1 | 126D28103B | SG IV THERAPY RR | Infusion Center | Run to Fail | CESS | CESS_CREW3 | 102 | 7 | 0 | 2016-07-05 | Canyons/Desert
12600-St George Regional Hospital | 28103 | Infusion Center | 12600-St George Regional Hospital | 28103-Infusion Center | 12600~000000020766 | 749786 | 04NKF9 |  | 18-143 | Scanning Systems, Ultrasonic, | UltraSound | 2045 | FUJIFILM | SONOSITE SII | 1 | 126D28103B | SG IV THERAPY RR | Infusion Center | Run to Fail | CESS | CESS_CREW3 | 63 | 5 | 0 | 2019-10-04 | Canyons/Desert
12600-St George Regional Hospital | 28103 | Infusion Center | 12600-St George Regional Hospital | 28103-Infusion Center | 12600~000000027723 | 921330 | Q670JV |  | 18-143 | Scanning Systems, Ultrasonic, | UltraSound | 2046 | FUJIFILM | SONOSITE SII | 1 | 126D28103A | SG IV THERAPY | Common Area | Run to Fail | SGRH_CE | SGRHCREW6 | 9 | 5 | 4 | 2024-04-25 | Canyons/Desert
12800-LDS Hospital | 20101 | Emergency Department | 12800-LDS Hospital | 20101-Emergency Department | 12800~000000014153 | 836796 | 04GPJQ |  | 18-143 | Scanning Systems, Ultrasonic, | UltraSound | 2063 | FUJIFILM | SONOSITE SII | 1 | 128D20101A | LD EMERGENCY ROOM L1 | Unspecified | Run to Fail | CESS | CESS_CREW3 | 76 | 5 | 0 | 2018-09-12 | Canyons/Desert
12900-Layton Hospital | 21301 | Imaging Recovery | 12900-Layton Hospital | 21301-Imaging Recovery | 12900~000000001216 | 834492 | 04G228 |  | 18-143 | Scanning Systems, Ultrasonic, | UltraSound | 2104 | FUJIFILM | SONOSITE SII | 1 | 129D21301A | LA IMAGING RECOVERY | Unspecified | Run to Fail | IES | ASP_GE | 78 | 5 | 0 | 2018-08-01 | Canyons/Desert
12900-Layton Hospital | 28103 | Infusion Center | 12900-Layton Hospital | 28103-Infusion Center | 12900~000000005385 | 912735 | Q613B6 |  | 18-143 | Scanning Systems, Ultrasonic, | UltraSound | 2109 | FUJIFILM | SONOSITE SII | 1 | 129D28103A | LA INFUSION CENTER | Unspecified | Run to Fail | IES | IESCREWSC | 22 | 5 | 3 | 2023-03-13 | Canyons/Desert
13000-Logan Regional Hospital | 28103 | Infusion Center | 13000-Logan Regional Hospital | 28103-Infusion Center | 13000~000000011997 | 906380 | Q60XW8 |  | 18-143 | Scanning Systems, Ultrasonic, | UltraSound | 2139 | FUJIFILM | SONOSITE SII | 1 | 130D28103A | LO I.V. THERAPY | Alloc Infusion Therapy | Run to Fail | LRH_CE | LRHCREW3CE | 22 | 5 | 3 | 2023-03-10 | Canyons/Desert
13200-McKay-Dee Hospital Center | 10501 | Intermediate Care Unit | 13200-McKay-Dee Hospital Center | 10501-Intermediate Care Unit | 13200~000000017895 | 815555 | 046G94 | IHMKHSNSUS7 | 18-143 | Scanning Systems, Ultrasonic, | UltraSound | 2147 | FUJIFILM | SONOSITE SII | 1 | 132D10501A | MK IMC 3RD FLR | Imc Standby Imc | Run to Fail | IES | ASP_GE | 97 | 7 | 0 | 2016-12-06 | Canyons/Desert
13200-McKay-Dee Hospital Center | 15511 | Administrative Nurses | 13200-McKay-Dee Hospital Center | 15511-Administrative Nurses | 13200~000000019257 | 828859 | 04DDH1 | IHMKHSNSUS12 | 18-143 | Scanning Systems, Ultrasonic, | UltraSound | 2154 | FUJIFILM | SONOSITE SII | 1 | 132D15511A | MK NURSING ADMINISTRATION L2 | Nursing Administration | Run to Fail | IES | ASP_GE | 81 | 5 | 0 | 2018-04-02 | Canyons/Desert
13200-McKay-Dee Hospital Center | 20101 | Emergency Department | 13200-McKay-Dee Hospital Center | 20101-Emergency Department | 13200~000000019013 | 825697 | 04B906 | IHMKHNSUS11 | 18-143 | Scanning Systems, Ultrasonic, | UltraSound | 2157 | FUJIFILM | SONOSITE SII | 1 | 132D20101A | MK ER 1ST FLR | Unspecified | Run to Fail | IES | ASP_GE | 84 | 5 | 0 | 2018-01-05 | Canyons/Desert
13200-McKay-Dee Hospital Center | 21301 | Imaging Recovery | 13200-McKay-Dee Hospital Center | 21101-Radiology | 13200~000000019567 | 832616 | 04G64T | IHMKHSNSUS41 | 18-143 | Scanning Systems, Ultrasonic, | UltraSound | 2188 | FUJIFILM | SONOSITE SII | 1 | 132D21101A | MK RADIOLOGY 1ST FLR | Nurse Station | Run to Fail | IES | ASP_GE | 78 | 5 | 0 | 2018-07-26 | Canyons/Desert
13400-Orem Community Hospital | 21201 | Magnetic Res Imaging - MRI | 13400-Orem Community Hospital | 21201-Magnetic Res Imaging - MRI | 13400~000000001862 | 819071 | 0488TF |  | 18-143 | Scanning Systems, Ultrasonic, | UltraSound | 2223 | FUJIFILM | SONOSITE SII | 1 | 134D21201A | OR IMAGING CENTER OREM | Unspecified | Run to Fail | CESS | CESS_CREW3 | 91 | 5 | 0 | 2017-06-12 | Canyons/Desert
13900-Riverton Hospital | 21301 | Imaging Recovery | 13900-Riverton Hospital | 20101-Emergency Department | 13900~000000005352 | 813828 | 046GDC |  | 18-143 | Scanning Systems, Ultrasonic, | UltraSound | 2291 | FUJIFILM | SONOSITE SII | 1 | 139D20101A | RV EMERGENCY ROOM | Exam Rm 2 - Observation | Run to Fail | CESS | CESS_CREW3 | 98 | 5 | 0 | 2016-11-07 | Canyons/Desert
13900-Riverton Hospital | 21601 | Ultrasound | 13900-Riverton Hospital | 21101-Radiology | 13900~000000008784 | 910339 | Q62F1T |  | 18-143 | Scanning Systems, Ultrasonic, | UltraSound | 2293 | FUJIFILM | SONOSITE SII | 1 | 139D21101A | RV RADIOLOGY | Holding | Run to Fail | CESS | CESS_CREW3 | 18 | 5 | 3 | 2023-07-05 | Canyons/Desert
14400-Utah Valley Hospital | 12501 | Pediatric Nursing Unit | 37700-Primary Childrens - Lehi | 10081-Pediatric Intensive Care | 14400~000000015766 | 817178 | 0485R8 |  | 18-143 | Scanning Systems, Ultrasonic, | UltraSound | 2338 | FUJIFILM | SONOSITE SII | 1 | 377D10081A | PL PEDIATRIC INTENSIVE CARE | H3244 Imaging Alcove | Run to Fail | CESS | CESS_CREW3 | 94 | 5 | 0 | 2017-03-22 | Canyons/Desert
14400-Utah Valley Hospital | 28103 | Infusion Center | 14400-Utah Valley Hospital | 28103-Infusion Center | 14400~000000025874 | 910730 | Q621H0 |  | 18-143 | Scanning Systems, Ultrasonic, | UltraSound | 2397 | FUJIFILM | SONOSITE SII | 1 | 144D28103A | UV IV THERAPY | Unspecified | Run to Fail | UVH_CE | UVCREW3_CE | 19 | 5 | 3 | 2023-06-13 | Canyons/Desert
15400-Intermountain Medical Center | 20501 | Cardiovascular Lab | 15400-Intermountain Medical Center | 20501-Cardiovascular Lab | 15400~000000030461 | 824256 | 04C1YZ | IHMCHSONUS1 | 18-143 | Scanning Systems, Ultrasonic, | UltraSound | 2480 | FUJIFILM | SONOSITE SII | 1 | 154D20501A | IM CARDIO CATH LAB SL1 | Unspecified | Run to Fail | CESS | CESS_CREW3 | 85 | 7 | 0 | 2017-12-12 | Canyons/Desert
15400-Intermountain Medical Center | 20501 | Cardiovascular Lab | 15400-Intermountain Medical Center | 20501-Cardiovascular Lab | 15400~000000031192 | 829556 | 04DDCC | IHMCHSONOUS2 | 18-143 | Scanning Systems, Ultrasonic, | UltraSound | 2481 | FUJIFILM | SONOSITE SII | 1 | 154D20501A | IM CARDIO CATH LAB SL1 | Common Area | Run to Fail | CESS | CESS_CREW3 | 81 | 5 | 0 | 2018-04-24 | Canyons/Desert
15400-Intermountain Medical Center | 21301 | Imaging Recovery | 15400-Intermountain Medical Center | 20501-Cardiovascular Lab | 15400~000000030502 | 824257 | 04C2N2 |  | 18-143 | Scanning Systems, Ultrasonic, | UltraSound | 2508 | FUJIFILM | SONOSITE SII | 1 | 154D20501A | IM CARDIO CATH LAB SL1 | Unspecified | Run to Fail | CESS | CESS_CREW3 | 85 | 5 | 0 | 2017-12-12 | Canyons/Desert
12800-LDS Hospital | 10031 | Intensive Care Med-Surg | 12800-LDS Hospital | 10031-Intensive Care Med-Surg | 12800~000000013977 | 833020 | Q4WL0X | IHLDHSNSUS5 | 18-143 | Scanning Systems, Ultrasonic, | UltraSound | 2054 | FUJIFILM | SONOSITE IVIZ | 1 | 128D10031A | LD INTENSIVE CARE MED SURG L6 | Unspecified | Run to Fail | CESS | CESS_CREW3 | 79 | 5 | 0 | 2018-06-27 | Canyons/Desert
40000-Intermountain Medical Group | 74226 | SL Clinic - ENT | 40000-Intermountain Medical Group | 74226-SL Clinic - ENT | 40000~000000014339 | 166919 | 1620506 |  | 15-976 | Scanning Systems, Ultrasonic, | UltraSound | 2766 | BK MEDICAL LLC | HAWK 2102 EXL | 1 | 400D74226A | MG SL CLINIC ENT | Unspecified | Life Support / High Risk | MG_SLV_CE | NORTH | 126 | 5 | 0 | 2014-07-18 | Canyons/Desert
12600-St George Regional Hospital | 22104 | Operating Rooms | 12600-St George Regional Hospital | 22104-Operating Rooms | 12600~000000005211 | 254669 | 2004-001 | IHDXHBKMUS1 | 15-976 | Scanning Systems, Ultrasonic, | UltraSound | 2032 | BK MEDICAL LLC | HAWK 2102 EXL | 1 | 126D22104A | SG OPERATING ROOMS RR | OR Common Area | Life Support / High Risk | IES | ASP_GE | 241 | 5 | 0 | 2004-12-15 | Canyons/Desert
14400-Utah Valley Hospital | 20602 | Electrocardiology - EKG | 14400-Utah Valley Hospital | 43005-Neonatology | 14400~000000010517 | 132463 | 50925 | IHUVHACUUS | 15-976 | Scanning Systems, Ultrasonic, | UltraSound | 2363 | ACUSON CORPORATION | SEQUOIA | 1 | 144D43005A | UV NEONATOLOGY | Neonatology | Life Support / High Risk | IES | ASP_GE | 421 | 5 | 0 | 1990-01-01 | Canyons/Desert
11300-Supply Chain Organization | 32211 | Clinical Engineering Supp Serv | 14600-Cedar City Hospital | 14010-Mom Baby Unit | 11300~000000019255 | 364344 | 03D6HN | IMCHSONOUS1 | 14-278 | Scanning Systems, Ultrasonic | UltraSound | 1777 | SONOSITE INCORPORATED | M-TURBO | 1 | 146D14010A | CC MATERNITY NURSNG | Obstetrics Common Area | Run to Fail | CESS | CESS_CREW3 | 195 | 5 | 0 | 2008-10-16 | Canyons/Desert
11600-Alta View Hospital | 22104 | Operating Rooms | 11600-Alta View Hospital | 28103-Infusion Center | 11600~000000001817 | 359229 | 03B46B | IHAVHSNSUS2 | 14-278 | Scanning Systems, Ultrasonic | UltraSound | 1778 | SONOSITE INCORPORATED | M-TURBO | 1 | 116D28103A | AV INFUSION CENTER | Infusion Srvcs F1 Common Area | Run to Fail | CESS | CESS_CREW3 | 205 | 5 | 0 | 2007-12-13 | Canyons/Desert
13800-Primary Childrens Hospital | 32215 | Clinical Engineering | 13800-Primary Childrens Hospital | 41314-Simulation Lab | 13800~000000005840 | 358792 | 03CHDC | IHPCHSNSUS6 | 14-278 | Scanning Systems, Ultrasonic | UltraSound | 1815 | SONOSITE INCORPORATED | M-TURBO | 1 | 138D41314A | PC SIMULATION LAB | Simulation Lab | Run to Fail | CESS | CESS_CREW3 | 199 | 7 | 0 | 2008-07-01 | Canyons/Desert
14400-Utah Valley Hospital | 12002 | Newborn Intensive Care Unit | 14400-Utah Valley Hospital | 12002-Newborn Intensive Care Unit | 14400~000000013423 | 584226 | WK28N8 | IHUVHSNSUS2 | 14-278 | Scanning Systems, Ultrasonic | UltraSound | 1827 | SONOSITE INCORPORATED | M-TURBO | 1 | 144D12002A | UV NICU INTENSIVE CARE NURSERY | Common Areas | Run to Fail | CESS | CESS_CREW3 | 126 | 5 | 0 | 2014-07-31 | Canyons/Desert
15400-Intermountain Medical Center | 31501 | Nutritional Support | 15400-Intermountain Medical Center | 28101-Intravenous Therapy | 15400~000000025780 | 732080 | WK33FW | IHMCHSNSUS15 | 14-278 | Scanning Systems, Ultrasonic | UltraSound | 1850 | SONOSITE INCORPORATED | M-TURBO | 1 | 154D28101B | IM IV INFUSN TRPY BLDG4 L5 | Unspecified | Run to Fail | IES | ASP_GE | 116 | 5 | 0 | 2015-05-18 | Canyons/Desert
15400-Intermountain Medical Center | 31501 | Nutritional Support | 15400-Intermountain Medical Center | 31501-Nutritional Support | 15400~000000025779 | 732079 | WK3477 | IHMCHSNSUS14 | 14-278 | Scanning Systems, Ultrasonic | UltraSound | 1851 | SONOSITE INCORPORATED | M-TURBO | 1 | 154D31501A | IM CLINICAL NUTRITION E3 ST310 | Common Area | Run to Fail | CESS | CESS_CREW3 | 116 | 5 | 0 | 2015-05-18 | Canyons/Desert
40000-Intermountain Medical Group | 74169 | Southridge Surgical Spec | 40000-Intermountain Medical Group | 74169-Southridge Surgical Spec | 40000~000000005087 | 412028 | 03GJ95 | IHSRCSNSUS | 14-278 | Scanning Systems, Ultrasonic | UltraSound | 1875 | SONOSITE INCORPORATED | M-TURBO | 1 | 400D74169A | MG SOUTHRIDGE CLINIC SURG SPEC | Ste270 ENT Common Area | Run to Fail | CESS | CESS_CREW3 | 186 | 5 | 0 | 2009-08-01 | Canyons/Desert
13800-Primary Childrens Hospital | 22104 | Operating Rooms | 13800-Primary Childrens Hospital | 22104-Operating Rooms | 13800~000000012369 | 252638 | MO3921 | IHPCHALOUS1 | 14-278 | Scanning Systems, Ultrasonic | UltraSound | 1809 | HITACHI ALOKA MEDICAL LTD | SSD-4000 | 1 | 138D22104A | PC OR L2 | Unspecified | Life Support / High Risk | IES | ASP_GE | 244 | 5 | 0 | 2004-10-01 | Canyons/Desert
12800-LDS Hospital | 22451 | Endoscopy Lab | 12800-LDS Hospital | 22451-Endoscopy Lab | 12800~000000013261 | 826046 | 205Y1525 | IHLDHALOUS3 | 14-278 | Scanning Systems, Ultrasonic | UltraSound | 1794 | HITACHI ALOKA MEDICAL LTD | PROSOUND F75 | 1 | 128D22451A | LD ENDOSCOPY L1 | Exam Rm 2 - S.E.1 | Life Support / High Risk | IES | ASP_GE | 84 | 5 | 0 | 2018-01-18 | Canyons/Desert
14400-Utah Valley Hospital | 22451 | Endoscopy Lab | 14400-Utah Valley Hospital | 22451-Endoscopy Lab | 14400~000000014249 | 802513 | 203B7100 | IHUVHALOUS | 14-278 | Scanning Systems, Ultrasonic | UltraSound | 1835 | HITACHI ALOKA MEDICAL LTD | PROSOUND F75 | 1 | 144D22451A | UV ENDOSCOPY LAB | Unspecified | Life Support / High Risk | IES | ASP_GE | 128 | 5 | 0 | 2014-05-22 | Canyons/Desert
15400-Intermountain Medical Center | 22451 | Endoscopy Lab | 15400-Intermountain Medical Center | 22451-Endoscopy Lab | 15400~000000017037 | 560459 | 202U6714 | IHMCHALOUS | 14-278 | Scanning Systems, Ultrasonic | UltraSound | 1846 | HITACHI ALOKA MEDICAL LTD | PROSOUND F75 | 1 | 154D22451A | IM ENDOSCOPY EL2 | BldgB Endo L2 Procedure Rm 6 | Life Support / High Risk | IES | ASP_GE | 137 | 5 | 0 | 2013-08-28 | Canyons/Desert
13800-Primary Childrens Hospital | 22104 | Operating Rooms | 11300-Supply Chain Organization | 32213-Asset Recovery - SLC | 13800~000000008884 | 486377 | 20209320 | IHPCHALOUS2 | 14-278 | Scanning Systems, Ultrasonic | UltraSound | 1808 | HITACHI ALOKA MEDICAL LTD | PROSOUND ALPHA 7 | 1 | 113D32213C | SC ASSET RECOVERY AIRPORT WHS | Received | Life Support / High Risk | IES | ASP_GE | 156 | 5 | 0 | 2012-01-30 | Canyons/Desert
13000-Logan Regional Hospital | 22104 | Operating Rooms | 13000-Logan Regional Hospital | 22104-Operating Rooms | 13000~000000012278 | 913747 | 2004808 |  | 14-278 | Scanning Systems, Ultrasonic | UltraSound | 1796 | BK MEDICAL LLC | BK5000 | 1 | 130D22104A | LO OPERATING ROOM | O.R. Core | Non Life Support | LRH_CE | LRHCREW1CE | 17 | 5 | 4 | 2023-08-24 | Canyons/Desert
40000-Intermountain Medical Group | 74079 | Intrmtn Urological Institute | 40000-Intermountain Medical Group | 74079-Intrmtn Urological Institute | 40000~000000035146 | 929473 | 2007640 |  | 14-278 | Scanning Systems, Ultrasonic | UltraSound | 1871 | BK MEDICAL LLC | bk3000 | 1 | 400D74079A | MG UROLOGICAL INST STE 720 | Unspecified | Non Life Support | IMC_CE | IMCCECLI | 1 | 5 | 5 | 2024-12-23 | Canyons/Desert
40000-Intermountain Medical Group | 74174 | Salt Lake Clinic Admin | 40000-Intermountain Medical Group | 74225-SL Clinic - Urology | 40000~000000006457 | 523981 | 5002216 | IHSCCBKMUS1 | 14-278 | Scanning Systems, Ultrasonic | UltraSound | 1876 | BK MEDICAL LLC | 2102A-HAWK | 1 | 400D74225A | MG SL CLINIC UROLOGY | Exam 6 | Life Support / High Risk | MG_SLV_CE | NORTH | 145 | 5 | 0 | 2012-12-31 | Canyons/Desert
40000-Intermountain Medical Group | 74130 | Avenues Specialty Clinic Admin | 12800-LDS Hospital | 46009-Physicians Office Building | 40000~000000006738 | 558283 | 5003095 | IHLDHBKMUS2 | 14-278 | Scanning Systems, Ultrasonic | UltraSound | 1874 | BK MEDICAL LLC | 2102A-HAWK | 1 | 128D46009A | LD PHYSICIAN OFFICE BUILDING | POB STE 280Common Area | Life Support / High Risk | IES | ASP_GE | 139 | 5 | 0 | 2013-06-30 | Canyons/Desert
40000-Intermountain Medical Group | 74117 | Park City East | 40000-Intermountain Medical Group | 74115-Park City Specialty Clinic | 40000~000000011498 | 492737 | 1908068 | IHPCCBKMUS2 | 14-278 | Scanning Systems, Ultrasonic | UltraSound | 1873 | BK MEDICAL LLC | 2102A-HAWK | 1 | 400D74115A | MG PARK CITY SPECIALTY CLINIC | Unspecified | Life Support / High Risk | IES | ASP_GE | 155 | 5 | 0 | 2012-02-13 | Canyons/Desert
40000-Intermountain Medical Group | 74115 | Park City Specialty Clinic | 40000-Intermountain Medical Group | 74115-Park City Specialty Clinic | 40000~000000005592 | 446175 | 1908068 |  | 14-278 | Scanning Systems, Ultrasonic | UltraSound | 1872 | BK MEDICAL LLC | 2102A-HAWK | 1 | 400D74115A | MG PARK CITY SPECIALTY CLINIC | Common Area | Life Support / High Risk | PKMC_CE | PKCREW1_CE | 167 | 5 | 0 | 2011-02-24 | Canyons/Desert
40000-Intermountain Medical Group | 40083 | Utah Valley Administration | 40000-Intermountain Medical Group | 74152-Utah Valley Rock Canyon Peds | 40000~000000022715 | 826832 | 5010248 | IHUVCBKMUS | 14-278 | Scanning Systems, Ultrasonic | UltraSound | 1868 | BK MEDICAL LLC | 2102A-HAWK | 1 | 400D74152A | MG UTAH VALLEY ROCKCANYON PEDS | Unspecified | Life Support / High Risk | IES | ASP_GE | 87 | 5 | 0 | 2017-10-16 | Canyons/Desert
15400-Intermountain Medical Center | 31502 | Clinical Nutrition | 40000-Intermountain Medical Group | 74079-Intrmtn Urological Institute | 15400~000000017613 | 453048 | 1910138 | IHURCBKMUS | 14-278 | Scanning Systems, Ultrasonic | UltraSound | 1854 | BK MEDICAL LLC | 2102A-HAWK | 1 | 400D74079A | MG UROLOGICAL INST STE 720 | Common Area | Life Support / High Risk | IES | ASP_GE | 165 | 5 | 0 | 2011-04-05 | Canyons/Desert
11800-American Fork Hospital | 25501 | Radiation Center | 11800-American Fork Hospital | 25501-Radiation Center | 11800~000000008578 | 561617 | 5003437 | IHUVHBKMUS | 14-278 | Scanning Systems, Ultrasonic | UltraSound | 1782 | BK MEDICAL LLC | 2102A-HAWK | 1 | 118D25501A | AF RADIATION ONCOLOGY | Unspecified | Life Support / High Risk | IES | ASP_GE | 137 | 7 | 0 | 2013-08-06 | Canyons/Desert
40000-Intermountain Medical Group | 73112 | USU Student Health Center | 40000-Intermountain Medical Group | 73112-USU Student Health Center | 40000~000000006042 | 537748 | QG402-12D-0402 | IHWDCQUAXR | 16-602 | X-Ray Generators | XR / RF | 3874 | CARESTREAM HEALTH INCORPORATED | QUEST HF SERIES | 1 | 400D73112A | MG USU STUDENT HEALTH CENTER | Unspecified | Life Support / High Risk | IES | ASP_GE | 151 | 7 | 0 | 2012-06-08 | Canyons/Desert
13200-McKay-Dee Hospital Center | 21101 | Radiology | Unspecified-Unspecified | __NOT_APPLICABLE__-Unspecified | 13200~000000015730 |  | 145010142745 |  | 18-429 | Radiographic Systems | XR / RF | 861 | CARESTREAM HEALTH INCORPORATED | DRX 2530C | 1 | Unspecified | Unspecified | Unspecified | Run to Fail |  |  | 120 | 7 | 0 | 2015-01-05 | Canyons/Desert
11600-Alta View Hospital | 21101 | Radiology | 11600-Alta View Hospital | 32317-Plant Operation | 11600~000000005304 | 804002 | 5686 | IHAVHCSTXP4 | 18-430 | Radiographic Systems, Digital | XR / RF | 867 | CARESTREAM HEALTH INCORPORATED | DRX-EVOLUTION PLUS | 1 | 116D32317A | AV PLANT OPERATIONS | L1 Common Area | Life Support / High Risk | IES | ASP_GE | 110 | 5 | 0 | 2015-11-25 | Canyons/Desert
11600-Alta View Hospital | 40025 | Administrative Office | 11600-Alta View Hospital | 21101-Radiology | 11600~000000007065 | 863127 | 010445 | IHAVHCAREXR1 | 18-430 | Radiographic Systems, Digital | XR / RF | 868 | CARESTREAM HEALTH INCORPORATED | DRX-EVOLUTION PLUS | 1 | 116D21101A | AV RADIOLOGY | Unspecified | Life Support / High Risk | IES | ASP_GE | 71 | 5 | 0 | 2019-02-28 | Canyons/Desert
11800-American Fork Hospital | 21101 | Radiology | 11800-American Fork Hospital | 21101-Radiology | 11800~000000006455 | 851741 | 010562 | IHAFHCSTXR5 | 18-430 | Radiographic Systems, Digital | XR / RF | 875 | CARESTREAM HEALTH INCORPORATED | DRX-EVOLUTION PLUS | 1 | 118D21101A | AF RADIOLOGY | Unspecified | Life Support / High Risk | IES | ASP_GE | 69 | 5 | 0 | 2019-04-23 | Canyons/Desert
12600-St George Regional Hospital | 21101 | Radiology | 12600-St George Regional Hospital | 21101-Radiology | 12600~000000015685 | 823752 | 0010259 | IHDXHCSTXR6 | 18-430 | Radiographic Systems, Digital | XR / RF | 890 | CARESTREAM HEALTH INCORPORATED | DRX-EVOLUTION PLUS | 1 | 126D21101A | SG RADIOLOGY | Unspecified | Life Support / High Risk | IES | ASP_GE | 85 | 5 | 0 | 2017-12-12 | Canyons/Desert
12600-St George Regional Hospital | 21101 | Radiology | 12600-St George Regional Hospital | 21101-Radiology | 12600~000000016013 | 825664 | 0010289 | IHDXHCSTXR5 | 18-430 | Radiographic Systems, Digital | XR / RF | 891 | CARESTREAM HEALTH INCORPORATED | DRX-EVOLUTION PLUS | 1 | 126D21101A | SG RADIOLOGY | Unspecified | Life Support / High Risk | IES | ASP_GE | 86 | 5 | 0 | 2017-11-08 | Canyons/Desert
12900-Layton Hospital | 21101 | Radiology | 12900-Layton Hospital | 21101-Radiology | 12900~000000002353 | 838594 | 010359 | IHLYHCSTXR | 18-430 | Radiographic Systems, Digital | XR / RF | 903 | CARESTREAM HEALTH INCORPORATED | DRX-EVOLUTION PLUS | 1 | 129D21101A | LA RADIOLOGY | Common Area | Life Support / High Risk | IES | ASP_GE | 78 | 5 | 0 | 2018-08-01 | Canyons/Desert
13000-Logan Regional Hospital | 21101 | Radiology | 13000-Logan Regional Hospital | 21101-Radiology | 13000~000000005704 | 803448 | DRXER05703 | IHLRHCSTXP2 | 18-430 | Radiographic Systems, Digital | XR / RF | 907 | CARESTREAM HEALTH INCORPORATED | DRX-EVOLUTION PLUS | 1 | 130D21101A | LO RADIOLOGY | Unspecified | Life Support / High Risk | IES | ASP_GE | 111 | 7 | 0 | 2015-10-13 | Canyons/Desert
13000-Logan Regional Hospital | 21101 | Radiology | 13000-Logan Regional Hospital | 21101-Radiology | 13000~000000006474 | 815817 | 010054 | IHLRHCSTXP3 | 18-430 | Radiographic Systems, Digital | XR / RF | 908 | CARESTREAM HEALTH INCORPORATED | DRX-EVOLUTION PLUS | 1 | 130D21101A | LO RADIOLOGY | Common Area | Life Support / High Risk | IES | ASP_GE | 98 | 7 | 0 | 2016-11-07 | Canyons/Desert
13200-McKay-Dee Hospital Center | 21101 | Radiology | 13200-McKay-Dee Hospital Center | 21101-Radiology | 13200~000000019327 | 834437 | 10346 | IHMKHCSTXR1 | 18-430 | Radiographic Systems, Digital | XR / RF | 913 | CARESTREAM HEALTH INCORPORATED | DRX-EVOLUTION PLUS | 1 | 132D21101A | MK RADIOLOGY 1ST FLR | Unspecified | Life Support / High Risk | IES | ASP_GE | 81 | 5 | 0 | 2018-04-27 | Canyons/Desert
13200-McKay-Dee Hospital Center | 21101 | Radiology | 13200-McKay-Dee Hospital Center | 21101-Radiology | 13200~000000020780 | 848409 | 010547 | IHMKHCSTXR2 | 18-430 | Radiographic Systems, Digital | XR / RF | 914 | CARESTREAM HEALTH INCORPORATED | DRX-EVOLUTION PLUS | 1 | 132D21101B | MK LAYTON CLINIC RADIOLOGY | Unspecified | Life Support / High Risk | IES | ASP_GE | 70 | 5 | 0 | 2019-03-19 | Canyons/Desert
13800-Primary Childrens Hospital | 21001 | Imaging Administration | 37600-Primary Childrens - Layton | 21201-Magnetic Res Imaging - MRI | 13800~000000024728 | 822265 | 172060110119 | IHLYHCSTXR2 | 18-430 | Radiographic Systems, Digital | XR / RF | 920 | CARESTREAM HEALTH INCORPORATED | DRX-EVOLUTION PLUS | 1 | 376D21201A | PL MRI | Unspecified | Life Support / High Risk | IES | ASP_GE | 90 | 5 | 0 | 2017-07-10 | Canyons/Desert
13900-Riverton Hospital | 21101 | Radiology | 13900-Riverton Hospital | 21001-Imaging Administration | 13900~000000006454 | 847936 | 11751 | IHRVHCSTXR | 18-430 | Radiographic Systems, Digital | XR / RF | 930 | CARESTREAM HEALTH INCORPORATED | DRX-EVOLUTION PLUS | 1 | 139D21001A | RV IMAGING ADMINISTRATION | Unspecified | Life Support / High Risk | IES | ASP_GE | 70 | 5 | 0 | 2019-03-21 | Canyons/Desert
14100-Spanish Fork Hospital | 21101 | Radiology | 14100-Spanish Fork Hospital | 21101-Radiology | 14100~000000002964 | 880074 | 24940 |  | 18-430 | Radiographic Systems, Digital | XR / RF | 936 | CARESTREAM HEALTH INCORPORATED | DRX-EVOLUTION PLUS | 1 | 141D21101A | SF RADIOLOGY | Unspecified | Life Support / High Risk | IES | ASP_GE | 45 | 5 | 1 | 2021-04-02 | Canyons/Desert
14400-Utah Valley Hospital | 21101 | Radiology | 14400-Utah Valley Hospital | 21101-Radiology | 14400~000000020583 | 851379 | 10438 | IHUVHCSTXR1 | 18-430 | Radiographic Systems, Digital | XR / RF | 948 | CARESTREAM HEALTH INCORPORATED | DRX-EVOLUTION PLUS | 1 | 144D21101A | UV RADIOLOGY | Unspecified | Life Support / High Risk | IES | ASP_GE | 72 | 5 | 0 | 2019-01-27 | Canyons/Desert
14400-Utah Valley Hospital | 21101 | Radiology | 14400-Utah Valley Hospital | 21101-Radiology | 14400~000000020584 | 851380 | 10439 | IHUVHCSTXR2 | 18-430 | Radiographic Systems, Digital | XR / RF | 949 | CARESTREAM HEALTH INCORPORATED | DRX-EVOLUTION PLUS | 1 | 144D21101A | UV RADIOLOGY | Unspecified | Life Support / High Risk | IES | ASP_GE | 72 | 5 | 0 | 2019-01-27 | Canyons/Desert
14600-Cedar City Hospital | 21101 | Radiology | 14600-Cedar City Hospital | 21001-Imaging Administration | 14600~000000002994 | 836799 | 10366 | IHCCHCSTXR2 | 18-430 | Radiographic Systems, Digital | XR / RF | 953 | CARESTREAM HEALTH INCORPORATED | DRX-EVOLUTION PLUS | 1 | 146D21001A | CC IMAGING ADMINISTRATION | Unspecified | Life Support / High Risk | IES | ASP_GE | 79 | 5 | 0 | 2018-06-15 | Canyons/Desert
14600-Cedar City Hospital | 21101 | Radiology | 14600-Cedar City Hospital | 21101-Radiology | 14600~000000002985 | 830604 | 10345 | IHCCHCSTXR1 | 18-430 | Radiographic Systems, Digital | XR / RF | 958 | CARESTREAM HEALTH INCORPORATED | DRX-EVOLUTION PLUS | 1 | 146D21101A | CC RADIOLOGY RECOVERY | Unspecified | Life Support / High Risk | IES | ASP_GE | 81 | 5 | 0 | 2018-04-20 | Canyons/Desert
14800-Heber Valley Hospital | 21101 | Radiology | 14800-Heber Valley Hospital | 21101-Radiology | 14800~000000001603 | 830547 | 010353 | IHHVHCSTXR | 18-430 | Radiographic Systems, Digital | XR / RF | 961 | CARESTREAM HEALTH INCORPORATED | DRX-EVOLUTION PLUS | 1 | 148D21101A | HV RADIOLOGY | Unspecified | Life Support / High Risk | IES | ASP_GE | 80 | 5 | 0 | 2018-05-07 | Canyons/Desert
11800-American Fork Hospital | 21101 | Radiology | 11800-American Fork Hospital | 21101-Radiology | 11800~000000001076 | 357571 | 990119 | IHAFHPHLXR | 18-430 | Radiographic Systems, Digital | XR / RF | 870 | PHILIPS HEALTHCARE | DIGITALDIAGNOST | 1 | 118D21101A | AF RADIOLOGY | X-Ray | Life Support / High Risk | IES | ASP_GE | 203 | 5 | 0 | 2008-02-29 | Canyons/Desert
13800-Primary Childrens Hospital | 21101 | Radiology | 13800-Primary Childrens Hospital | 21101-Radiology | 13800~000000009067 | 520562 | 12000165 | IHPCHPHLXR4 | 18-430 | Radiographic Systems, Digital | XR / RF | 923 | PHILIPS HEALTHCARE | DIGITALDIAGNOST | 1 | 138D21101A | PC MEDICAL IMAGING 1ST FLR W | Radiographic Rm 9 | Life Support / High Risk | IES | ASP_GE | 146 | 7 | 0 | 2012-11-30 | Canyons/Desert
13800-Primary Childrens Hospital | 21101 | Radiology | 13800-Primary Childrens Hospital | 21101-Radiology | 13800~000000019410 | 584504 | 14001555 | IHPCHPHLRF2 | 18-430 | Radiographic Systems, Digital | XR / RF | 924 | PHILIPS HEALTHCARE | DIGITALDIAGNOST | 1 | 138D21101A | PC MEDICAL IMAGING 1ST FLR W | Unspecified | Life Support / High Risk | IES | ASP_GE | 126 | 7 | 0 | 2014-07-29 | Canyons/Desert
13800-Primary Childrens Hospital | 21101 | Radiology | 13800-Primary Childrens Hospital | 21101-Radiology | 13800~000000026245 | 838994 | 14000414 | IHPCHPHLXR5 | 18-430 | Radiographic Systems, Digital | XR / RF | 925 | PHILIPS HEALTHCARE | DIGITALDIAGNOST | 1 | 138D21101B | PC ECCLES IMAGING L2 | XRAY 2C.040 | Life Support / High Risk | IES | ASP_GE | 75 | 5 | 0 | 2018-10-22 | Canyons/Desert
13900-Riverton Hospital | 21101 | Radiology | 13900-Riverton Hospital | 21101-Radiology | 13900~000000000850 | 404445 | 428633/SN09000234 | IHRVHPHLXR | 18-430 | Radiographic Systems, Digital | XR / RF | 931 | PHILIPS HEALTHCARE | DIGITALDIAGNOST | 1 | 139D21101A | RV RADIOLOGY | Rad Rm | Life Support / High Risk | IES | ASP_GE | 182 | 5 | 0 | 2009-11-06 | Canyons/Desert
14400-Utah Valley Hospital | 21101 | Radiology | 14400-Utah Valley Hospital | 21101-Radiology | 14400~000000004000 | 315528 | TE62240649 | IHUVHPHLXR2 | 18-430 | Radiographic Systems, Digital | XR / RF | 945 | PHILIPS HEALTHCARE | DIGITALDIAGNOST | 1 | 144D21101A | UV RADIOLOGY | 1 | Life Support / High Risk | IES | ASP_GE | 213 | 5 | 0 | 2007-04-13 | Canyons/Desert
14400-Utah Valley Hospital | 21101 | Radiology | 14400-Utah Valley Hospital | 21101-Radiology | 14400~000000004160 | 369709 | 398478/SN0802269 | IHUVHPHLXR3 | 18-430 | Radiographic Systems, Digital | XR / RF | 946 | PHILIPS HEALTHCARE | DIGITALDIAGNOST | 1 | 144D21101A | UV RADIOLOGY | OP Radiol X Ray 1 | Life Support / High Risk | IES | ASP_GE | 194 | 5 | 0 | 2008-11-30 | Canyons/Desert
14400-Utah Valley Hospital | 21101 | Radiology | 14400-Utah Valley Hospital | 21101-Radiology | 14400~000000004161 | 369710 | 41445193 | IHUVHPHLXR4 | 18-430 | Radiographic Systems, Digital | XR / RF | 947 | PHILIPS HEALTHCARE | DIGITALDIAGNOST | 1 | 144D21101A | UV RADIOLOGY | OP Radiol X Ray 2 | Life Support / High Risk | IES | ASP_GE | 194 | 5 | 0 | 2008-11-30 | Canyons/Desert
15400-Intermountain Medical Center | 21101 | Radiology | 15400-Intermountain Medical Center | 21101-Radiology | 15400~000000015871 | 501551 | 11009335 | IHMCHPHLXR3 | 18-430 | Radiographic Systems, Digital | XR / RF | 965 | PHILIPS HEALTHCARE | DIGITALDIAGNOST | 1 | 154D21101A | IM RADIOLOGY ADMI OFFICE TLL1 | BldgB L2 OutptRadCommon Area | Life Support / High Risk | IES | ASP_GE | 155 | 5 | 0 | 2012-03-01 | Canyons/Desert
40000-Intermountain Medical Group | 40086 | Budge Clinic Support | 40000-Intermountain Medical Group | 74011-Budge Clinic Radiology | 40000~000000015823 | 726726 | 14000261 | IHBUCPHLXR1 | 18-430 | Radiographic Systems, Digital | XR / RF | 985 | PHILIPS HEALTHCARE | DIGITALDIAGNOST | 1 | 400D74011A | MG BUDGE CL RADIOLOGY 1ST FLR | Fp Main | Life Support / High Risk | IES | ASP_GE | 118 | 5 | 0 | 2015-03-23 | Canyons/Desert
40000-Intermountain Medical Group | 74011 | Budge Clinic Radiology | 40000-Intermountain Medical Group | 74011-Budge Clinic Radiology | 40000~000000015824 | 726727 | 14000262 | IHBUCPHLXR2 | 18-430 | Radiographic Systems, Digital | XR / RF | 1039 | PHILIPS HEALTHCARE | DIGITALDIAGNOST | 1 | 400D74011A | MG BUDGE CL RADIOLOGY 1ST FLR | Fp Main | Life Support / High Risk | IES | ASP_GE | 118 | 7 | 0 | 2015-03-23 | Canyons/Desert
12200-Cassia Regional Hospital | 21101 | Radiology | 12200-Cassia Regional Hospital | 21001-Imaging Administration | 12200~000000002510 | 808723 | QRADC-16R-0311 | IHCRHCSTXR | 18-431 | Radiographic Systems, Digital, | XR / RF | 1071 | CARESTREAM HEALTH INCORPORATED | DRX-ASCEND | 1 | 122D21001A | CA IMAGING ADMINISTRATION | Unspecified | Life Support / High Risk | IES | ASP_GE | 105 | 5 | 0 | 2016-04-30 | Canyons/Desert
12600-St George Regional Hospital | 21101 | Radiology | 12600-St George Regional Hospital | 21101-Radiology | 12600~000000021645 | 856939 | K58042125 | IHRRCSTXR2 | 18-431 | Radiographic Systems, Digital, | XR / RF | 1073 | CARESTREAM HEALTH INCORPORATED | DRX-ASCEND | 1 | 126D21101B | SG RADIOLOGY HEALTH CENTER RR | Unspecified | Life Support / High Risk | IES | ASP_GE | 61 | 5 | 0 | 2019-12-26 | Canyons/Desert
12600-St George Regional Hospital | 21101 | Radiology | 12600-St George Regional Hospital | 21101-Radiology | 12600~000000022520 |  |  |  | 18-431 | Radiographic Systems, Digital, | XR / RF | 1074 | CARESTREAM HEALTH INCORPORATED | DRX-ASCEND | 1 | 126D21101A | SG RADIOLOGY | Unspecified | Life Support / High Risk |  |  | 58 | 5 | 0 | 2020-03-11 | Canyons/Desert
40000-Intermountain Medical Group | 40083 | Utah Valley Administration | 40000-Intermountain Medical Group | 72024-Utah Valley Instacare | 40000~000000022709 | 826191 | 30375 | IHUVUCSTXR1 | 18-431 | Radiographic Systems, Digital, | XR / RF | 1080 | CARESTREAM HEALTH INCORPORATED | DRX-ASCEND | 1 | 400D72024A | MG UTAH VALLEY INSTACARE | Unspecified | Life Support / High Risk | IES | ASP_GE | 86 | 5 | 0 | 2017-11-06 | Canyons/Desert
40000-Intermountain Medical Group | 40083 | Utah Valley Administration | 40000-Intermountain Medical Group | 72024-Utah Valley Instacare | 40000~000000022710 | 826192 | 30382 | IHUVUCSTXR2 | 18-431 | Radiographic Systems, Digital, | XR / RF | 1081 | CARESTREAM HEALTH INCORPORATED | DRX-ASCEND | 1 | 400D72024A | MG UTAH VALLEY INSTACARE | Common Area | Life Support / High Risk | IES | ASP_GE | 86 | 5 | 0 | 2017-11-06 | Canyons/Desert
40000-Intermountain Medical Group | 42944 | Alta View Clinic Admin | 40000-Intermountain Medical Group | 74280-Alta View Radiology | 40000~000000022338 | 824095 | K5483-0711 | IHAVCCSTXR1 | 18-431 | Radiographic Systems, Digital, | XR / RF | 1082 | CARESTREAM HEALTH INCORPORATED | DRX-ASCEND | 1 | 400D74280A | MG AV RADIOLOGY | Unspecified | Life Support / High Risk | IES | ASP_GE | 85 | 5 | 0 | 2017-12-12 | Canyons/Desert
40000-Intermountain Medical Group | 42944 | Alta View Clinic Admin | 40000-Intermountain Medical Group | 74280-Alta View Radiology | 40000~000000022339 | 824251 | K5483-0688 | IHAVCCSTXR5 | 18-431 | Radiographic Systems, Digital, | XR / RF | 1083 | CARESTREAM HEALTH INCORPORATED | DRX-ASCEND | 1 | 400D74280A | MG AV RADIOLOGY | Unspecified | Life Support / High Risk | IES | ASP_GE | 85 | 5 | 0 | 2017-12-12 | Canyons/Desert
40000-Intermountain Medical Group | 42944 | Alta View Clinic Admin | 40000-Intermountain Medical Group | 74280-Alta View Radiology | 40000~000000022340 | 824250 | K5483-0702 | IHAVCCSTXR3 | 18-431 | Radiographic Systems, Digital, | XR / RF | 1084 | CARESTREAM HEALTH INCORPORATED | DRX-ASCEND | 1 | 400D74280A | MG AV RADIOLOGY | Unspecified | Life Support / High Risk | IES | ASP_GE | 85 | 5 | 0 | 2017-12-12 | Canyons/Desert
40000-Intermountain Medical Group | 42945 | Layton PW Administration | 12900-Layton Hospital | 21101-Radiology | 40000~000000021282 | 820983 | 30298 | IHLYHCSTXR1 | 18-431 | Radiographic Systems, Digital, | XR / RF | 1085 | CARESTREAM HEALTH INCORPORATED | DRX-ASCEND | 1 | 129D21101A | LA RADIOLOGY | Unspecified | Life Support / High Risk | IES | ASP_GE | 88 | 5 | 0 | 2017-09-05 | Canyons/Desert
40000-Intermountain Medical Group | 42945 | Layton PW Administration | 40000-Intermountain Medical Group | 73072-Layton Clinic | 40000~000000021284 | 820984 | 30304 | IHLYCCSTXR | 18-431 | Radiographic Systems, Digital, | XR / RF | 1086 | CARESTREAM HEALTH INCORPORATED | DRX-ASCEND | 1 | 400D73072A | MG LAYTON CLINIC | Common Areas | Life Support / High Risk | IES | ASP_GE | 88 | 5 | 0 | 2017-09-05 | Canyons/Desert
40000-Intermountain Medical Group | 72001 | Logan Instacare | 40000-Intermountain Medical Group | 72001-Logan Instacare | 40000~000000021421 | 820456 | K5483-0664 | IHLGUCSTXR | 18-431 | Radiographic Systems, Digital, | XR / RF | 1087 | CARESTREAM HEALTH INCORPORATED | DRX-ASCEND | 1 | 400D72001A | MG LOGAN INSTACARE A | Common Area | Life Support / High Risk | IES | ASP_GE | 90 | 5 | 0 | 2017-07-31 | Canyons/Desert
40000-Intermountain Medical Group | 72008 | Roy Instacare | 40000-Intermountain Medical Group | 73021-Roy Clinic | 40000~000000019712 | 811424 | 030019 | IHHRCCSTXR | 18-431 | Radiographic Systems, Digital, | XR / RF | 1088 | CARESTREAM HEALTH INCORPORATED | DRX-ASCEND | 1 | 400D73021A | MG ROY CLINIC | Unspecified | Life Support / High Risk | IES | ASP_GE | 101 | 7 | 0 | 2016-08-25 | Canyons/Desert
40000-Intermountain Medical Group | 72040 | Heber Instacare | 40000-Intermountain Medical Group | 73067-Heber Valley Clinic | 40000~000000022935 | 828793 | 001041 | IHHVCCSTXR | 18-431 | Radiographic Systems, Digital, | XR / RF | 1089 | CARESTREAM HEALTH INCORPORATED | DRX-ASCEND | 1 | 400D73067A | MG HEBER VALLEY CLINIC | Heber Valley Clinic | Life Support / High Risk | IES | ASP_GE | 83 | 5 | 0 | 2018-02-19 | Canyons/Desert
40000-Intermountain Medical Group | 73021 | Roy Clinic | 40000-Intermountain Medical Group | 73021-Roy Clinic | 40000~000000027649 | 890289 | IHHRCCSTXR | IHHRCCSTXR | 18-431 | Radiographic Systems, Digital, | XR / RF | 1090 | CARESTREAM HEALTH INCORPORATED | DRX-ASCEND | 1 | 400D73021A | MG ROY CLINIC | Radiology | Life Support / High Risk | IES | ASP_CAREST | 56 | 5 | 0 | 2020-05-13 | Canyons/Desert
40000-Intermountain Medical Group | 73025 | Bountiful Clinic Admin | 40000-Intermountain Medical Group | 73025-Bountiful Clinic Admin | 40000~000000022721 | 827540 | 012017 | IHBCCCSTXR2 | 18-431 | Radiographic Systems, Digital, | XR / RF | 1091 | CARESTREAM HEALTH INCORPORATED | DRX-ASCEND | 1 | 400D73025A | MG BOUNTIFUL CLINIC L1 | Common Area | Life Support / High Risk | IES | ASP_GE | 84 | 5 | 0 | 2018-01-12 | Canyons/Desert
40000-Intermountain Medical Group | 73025 | Bountiful Clinic Admin | 40000-Intermountain Medical Group | 73025-Bountiful Clinic Admin | 40000~000000022722 | 827538 | 011060 | IHBCCCSTXR1 | 18-431 | Radiographic Systems, Digital, | XR / RF | 1092 | CARESTREAM HEALTH INCORPORATED | DRX-ASCEND | 1 | 400D73025A | MG BOUNTIFUL CLINIC L1 | Common Area | Life Support / High Risk | IES | ASP_GE | 84 | 5 | 0 | 2018-01-08 | Canyons/Desert
40000-Intermountain Medical Group | 73030 | North Temple Clinic | 40000-Intermountain Medical Group | 73030-North Temple Clinic | 40000~000000021688 | 822595 | 006035 | IHNTCCSTXR | 18-431 | Radiographic Systems, Digital, | XR / RF | 1093 | CARESTREAM HEALTH INCORPORATED | DRX-ASCEND | 1 | 400D73030A | MG NORTH TEMPLE CLINIC | Unspecified | Life Support / High Risk | IES | ASP_GE | 89 | 5 | 0 | 2017-08-08 | Canyons/Desert
40000-Intermountain Medical Group | 73038 | Medical Tower FP | 40000-Intermountain Medical Group | 73036-Cottonwood Family Medicine | 40000~000000023237 | 828788 | 9234 | IHCWCCSTXR | 18-431 | Radiographic Systems, Digital, | XR / RF | 1094 | CARESTREAM HEALTH INCORPORATED | DRX-ASCEND | 1 | 400D73036A | MG COTTONWOOD FAMILY PRACTICE | Unspecified | Life Support / High Risk | IES | ASP_GE | 81 | 5 | 0 | 2018-04-04 | Canyons/Desert
40000-Intermountain Medical Group | 73046 | Southridge Clinic Pediatrics | 40000-Intermountain Medical Group | 73046-Southridge Clinic Pediatrics | 40000~000000017955 | 807283 | 9265 | IHSRCCSTXR | 18-431 | Radiographic Systems, Digital, | XR / RF | 1095 | CARESTREAM HEALTH INCORPORATED | DRX-ASCEND | 1 | 400D73046A | MG SOUTHRIDGE PEDIATRICS | Unspecified | Life Support / High Risk | IES | ASP_GE | 107 | 5 | 0 | 2016-03-01 | Canyons/Desert
40000-Intermountain Medical Group | 73047 | West Jordan Clinic | 40000-Intermountain Medical Group | 72017-West Jordan Instacare | 40000~000000024118 | 834380 | 004055 | IHWJUCSTXR | 18-431 | Radiographic Systems, Digital, | XR / RF | 1096 | CARESTREAM HEALTH INCORPORATED | DRX-ASCEND | 1 | 400D72017A | MG WEST JORDAN INSTACARE | Unspecified | Life Support / High Risk | IES | ASP_GE | 78 | 5 | 0 | 2018-07-23 | Canyons/Desert
40000-Intermountain Medical Group | 73049 | Park City Clinic- Round Valley | 40000-Intermountain Medical Group | 74053-Snowbasin Clinic | 40000~000000024976 | 843903 | QRAD-18R-11013 | IHPCCCSTXR | 18-431 | Radiographic Systems, Digital, | XR / RF | 1097 | CARESTREAM HEALTH INCORPORATED | DRX-ASCEND | 1 | 400D74053A | MG SNOWBASIN CLINIC | Unspecified | Life Support / High Risk | IES | ASP_GE | 73 | 5 | 0 | 2018-12-07 | Canyons/Desert
40000-Intermountain Medical Group | 73063 | Springville Clinic | 40000-Intermountain Medical Group | 72025-Spanish Fork Instacare | 40000~000000021276 | 821019 | 30285 | IHSEUCSTXR | 18-431 | Radiographic Systems, Digital, | XR / RF | 1098 | CARESTREAM HEALTH INCORPORATED | DRX-ASCEND | 1 | 400D72025B | MG SPANISH FORK INSTACARE | Unspecified | Life Support / High Risk | IES | ASP_GE | 90 | 5 | 0 | 2017-07-24 | Canyons/Desert
40000-Intermountain Medical Group | 73074 | Memorial Clinic Admin | 40000-Intermountain Medical Group | 73074-Memorial Clinic Admin | 40000~000000020519 | 815502 | 030129 | IHMMCCSTXR | 18-431 | Radiographic Systems, Digital, | XR / RF | 1099 | CARESTREAM HEALTH INCORPORATED | DRX-ASCEND | 1 | 400D73074A | MG MEMORIAL CLINIC ADMIN | Common Area | Life Support / High Risk | IES | ASP_GE | 97 | 5 | 0 | 2016-12-19 | Canyons/Desert
40000-Intermountain Medical Group | 73076 | Central Orem Clinic | 40000-Intermountain Medical Group | 73076-Central Orem Clinic | 40000~000000026397 | 854671 | K58042088 | IHCOCCSTXR | 18-431 | Radiographic Systems, Digital, | XR / RF | 1100 | CARESTREAM HEALTH INCORPORATED | DRX-ASCEND | 1 | 400D73076A | MG CENTRAL OREM CLINIC SUITE A | Unspecified | Life Support / High Risk | IES | ASP_GE | 64 | 5 | 0 | 2019-09-17 | Canyons/Desert
40000-Intermountain Medical Group | 73087 | West Valley Family Medicine | 40000-Intermountain Medical Group | 72039-West Valley InstaCare | 40000~000000019755 | 811901 | QG65-16R-3102 | IHWVUCSTXR | 18-431 | Radiographic Systems, Digital, | XR / RF | 1101 | CARESTREAM HEALTH INCORPORATED | DRX-ASCEND | 1 | 400D72039A | MG WEST VALLEY INSTACARE | Unspecified | Life Support / High Risk | IES | ASP_GE | 101 | 7 | 0 | 2016-08-15 | Canyons/Desert
40000-Intermountain Medical Group | 73103 | Lehi Clinic | 40000-Intermountain Medical Group | 72078-Lehi Instacare | 40000~000000023903 | 846983 | QRAD-18N-04042 | IHLEUCSTXR | 18-431 | Radiographic Systems, Digital, | XR / RF | 1102 | CARESTREAM HEALTH INCORPORATED | DRX-ASCEND | 1 | 400D72078A | MG LEHI INSTACARE | Unspecified | Life Support / High Risk | IES | ASP_GE | 78 | 5 | 0 | 2018-07-19 | Canyons/Desert
40000-Intermountain Medical Group | 74019 | Sports Med Specialists - Bntfl | 40000-Intermountain Medical Group | 74019-Sports Med Specialists - Bntfl | 40000~000000020409 | 817563 | K5481-9632 | IHSMCCSTXR | 18-431 | Radiographic Systems, Digital, | XR / RF | 1103 | CARESTREAM HEALTH INCORPORATED | DRX-ASCEND | 1 | 400D74019A | MG SPORTS MED SPEC BOUNTIFUL | Common Area | Life Support / High Risk | IES | ASP_GE | 99 | 7 | 0 | 2016-10-24 | Canyons/Desert
40000-Intermountain Medical Group | 74030 | Zion Ortho and Sports Medicine | 40000-Intermountain Medical Group | 74030-Zion Ortho and Sports Medicine | 40000~000000022639 | 826806 | 175230100156 | IHSWCCSTXR | 18-431 | Radiographic Systems, Digital, | XR / RF | 1104 | CARESTREAM HEALTH INCORPORATED | DRX-ASCEND | 1 | 400D74030A | MG ZION ORTHOPEDICS | Unspecified | Life Support / High Risk | IES | ASP_GE | 84 | 5 | 0 | 2018-01-22 | Canyons/Desert
40000-Intermountain Medical Group | 74108 | Ortho Specialty Group-Riverton | 40000-Intermountain Medical Group | 74108-Ortho Specialty Group-Riverton | 40000~000000019630 | 811008 | QRAD-16R-0638 | IHPSCCSTXR | 18-431 | Radiographic Systems, Digital, | XR / RF | 1105 | CARESTREAM HEALTH INCORPORATED | DRX-ASCEND | 1 | 400D74108A | MG ORTHO SPECIALTY GROUP RV | Unspecified | Life Support / High Risk | IES | ASP_GE | 103 | 7 | 0 | 2016-06-28 | Canyons/Desert
40000-Intermountain Medical Group | 74139 | Utah Valley Sports Medicine | 40000-Intermountain Medical Group | 74139-Utah Valley Sports Medicine | 40000~000000024115 | 835574 | 006035 | IHUVCCSTXR | 18-431 | Radiographic Systems, Digital, | XR / RF | 1106 | CARESTREAM HEALTH INCORPORATED | DRX-ASCEND | 1 | 400D74139A | MG UV SPORTS MEDICINE | Unspecified | Life Support / High Risk | IES | ASP_GE | 77 | 5 | 0 | 2018-08-06 | Canyons/Desert
40000-Intermountain Medical Group | 74177 | McKay-Dee Ortho and Sports Med | 13200-McKay-Dee Hospital Center | 21101-Radiology | 40000~000000019752 | 811790 | K4579-3116 | IHMKHCSTXR3 | 18-431 | Radiographic Systems, Digital, | XR / RF | 1107 | CARESTREAM HEALTH INCORPORATED | DRX-ASCEND | 1 | 132D21101A | MK RADIOLOGY 1ST FLR | Unspecified | Life Support / High Risk | IES | ASP_GE | 101 | 7 | 0 | 2016-08-31 | Canyons/Desert
40000-Intermountain Medical Group | 74177 | McKay-Dee Ortho and Sports Med | 40000-Intermountain Medical Group | 74049-Summit Orthopedics | 40000~000000019753 | 811794 | K4579-3105 | IHMKCCSTXR | 18-431 | Radiographic Systems, Digital, | XR / RF | 1108 | CARESTREAM HEALTH INCORPORATED | DRX-ASCEND | 1 | 400D74049A | MG MK ORTHOPEDICS STE 2600 | Unspecified | Life Support / High Risk | IES | ASP_GE | 101 | 7 | 0 | 2016-08-31 | Canyons/Desert
40000-Intermountain Medical Group | 74231 | Southern Utah Ortho Sports Med | 40000-Intermountain Medical Group | 74231-Southern Utah Ortho Sports Med | 40000~000000018068 | 808548 | QG50G2-16R-0208 | IHSUCCSTXR | 18-431 | Radiographic Systems, Digital, | XR / RF | 1109 | CARESTREAM HEALTH INCORPORATED | DRX-ASCEND | 1 | 400D74231A | MG SOUTHERN UTAH ORTHOPEDICS | Unspecified | Life Support / High Risk | IES | ASP_GE | 106 | 7 | 0 | 2016-03-18 | Canyons/Desert
40000-Intermountain Medical Group | 74334 | Spanish Fork Ortho Sports Med | 40000-Intermountain Medical Group | 74334-Spanish Fork Ortho Sports Med | 40000~000000029375 | 880071 | QGDIGDRX-20R-0416 | IHSCCCSTXR2 | 18-431 | Radiographic Systems, Digital, | XR / RF | 1110 | CARESTREAM HEALTH INCORPORATED | DRX-ASCEND | 1 | 400D74334A | MG SPANISH FORK ORTHO SPRTS MD | Unspecified | Life Support / High Risk | IES | ASP_GE | 45 | 5 | 1 | 2021-04-05 | Canyons/Desert
40000-Intermountain Medical Group | 77008 | Orem Workmed | 40000-Intermountain Medical Group | 77008-Orem Workmed | 40000~000000025990 | 849907 | K58041840 | IHWRCCSTXR | 18-431 | Radiographic Systems, Digital, | XR / RF | 1111 | CARESTREAM HEALTH INCORPORATED | DRX-ASCEND | 1 | 400D77008A | MG WORKMED OREM | Back Office | Life Support / High Risk | IES | ASP_GE | 67 | 5 | 0 | 2019-06-05 | Canyons/Desert
44000-Saltzer Medical Group Inc | 79731 | Caldwell Urgent Care | 44000-Saltzer Medical Group Inc | 79731-Caldwell Urgent Care | 44000~000000000962 | 760047 | K5806 0312 |  | 18-431 | Radiographic Systems, Digital, | XR / RF | 1112 | CARESTREAM HEALTH INCORPORATED | DRX-ASCEND | 1 | 440D79731A | SZ CALDWELL URGENT CARE | Unspecified | Life Support / High Risk | CRMC_CE | CASSIACRW6 | 49 | 5 | 1 | 2020-12-22 | Canyons/Desert
12800-LDS Hospital | 21101 | Radiology | 12800-LDS Hospital | 21101-Radiology | 12800~000000008253 | 132231 | 5839003A05 | 5722204 | 18-431 | Radiographic Systems, Digital, | XR / RF | 1076 | FUJI MEDICAL SYSTEMS USA INC | FCR 9501 | 1 | 128D21101A | LD RADIOLOGY L1 | Radiol L1 Rm 26 | Life Support / High Risk |  |  | 421 | 5 | 0 | 1990-01-01 | Canyons/Desert
40000-Intermountain Medical Group | 74138 | Utah Valley Ortho-North Valley | 11800-American Fork Hospital | 21101-Radiology | 40000~000000005909 | 490100 | QG400-11L-1106 | IHAFHQUAXR | 17-174 | Radiographic Systems, Film | XR / RF | 1131 | CARESTREAM HEALTH INCORPORATED | Q-RAD CS-2 | 1 | 118D21101A | AF RADIOLOGY | Unspecified | Life Support / High Risk | IES | ASP_GE | 156 | 5 | 0 | 2012-01-06 | Canyons/Desert
40000-Intermountain Medical Group | 77010 | Murray Workmed | 40000-Intermountain Medical Group | 77010-Murray Workmed | 40000~000000006169 | 511776 | QG400-12G-0703 | IHWMCQUAXR | 17-174 | Radiographic Systems, Film | XR / RF | 1133 | QUANTUM MEDICAL IMAGING | Q-RAD DS-4 | 1 | 400D77010A | MG WORKMED MURRAY | Murray Work Med | Life Support / High Risk | IES | ASP_GE | 149 | 7 | 0 | 2012-08-20 | Canyons/Desert
40000-Intermountain Medical Group | 74099 | Ortho Specialty Group-TOSH | 40000-Intermountain Medical Group | 74099-Ortho Specialty Group-TOSH | 40000~000000033908 |  |  |  | 17-174 | Radiographic Systems, Film | XR / RF | 1130 | QUANTUM MEDICAL IMAGING | Q-RAD DS-4 | 1 | 400D74099A | MG ORTHO SPCLTY GROUP TOSH A | Unspecified | Life Support / High Risk | IES | ASP_GE | 10 | 5 | 4 | 2024-04-01 | Canyons/Desert
40000-Intermountain Medical Group | 74099 | Ortho Specialty Group-TOSH | 40000-Intermountain Medical Group | 74099-Ortho Specialty Group-TOSH | 40000~000000033907 |  |  |  | 17-174 | Radiographic Systems, Film | XR / RF | 1129 | QUANTUM MEDICAL IMAGING | Q-RAD DS-4 | 1 | 400D74099A | MG ORTHO SPCLTY GROUP TOSH A | Unspecified | Life Support / High Risk | IES | ASP_GE | 10 | 5 | 4 | 2024-04-01 | Canyons/Desert
40000-Intermountain Medical Group | 74099 | Ortho Specialty Group-TOSH | 40000-Intermountain Medical Group | 74099-Ortho Specialty Group-TOSH | 40000~000000033906 |  |  |  | 17-174 | Radiographic Systems, Film | XR / RF | 1128 | QUANTUM MEDICAL IMAGING | Q-RAD DS-4 | 1 | 400D74099A | MG ORTHO SPCLTY GROUP TOSH A | Unspecified | Life Support / High Risk | IES | ASP_GE | 10 | 5 | 4 | 2024-04-01 | Canyons/Desert
40000-Intermountain Medical Group | 74099 | Ortho Specialty Group-TOSH | 40000-Intermountain Medical Group | 74099-Ortho Specialty Group-TOSH | 40000~000000033904 | 920449 | QG50G-07D-0402 |  | 17-174 | Radiographic Systems, Film | XR / RF | 1127 | QUANTUM MEDICAL IMAGING | Q-RAD DS-4 | 1 | 400D74099A | MG ORTHO SPCLTY GROUP TOSH A | Unspecified | Life Support / High Risk | IES | ASP_GE | 10 | 5 | 4 | 2024-04-01 | Canyons/Desert
40000-Intermountain Medical Group | 74053 | Snowbasin Clinic | 40000-Intermountain Medical Group | 74053-Snowbasin Clinic | 40000~000000005520 | 445514 | QG400-10J-0903 | IHSBCQUAXR | 17-174 | Radiographic Systems, Film | XR / RF | 1125 | QUANTUM MEDICAL IMAGING | Q-RAD DS-4 | 1 | 400D74053A | MG SNOWBASIN CLINIC | Unspecified | Life Support / High Risk | IES | ASP_GE | 171 | 5 | 0 | 2010-10-19 | Canyons/Desert
40000-Intermountain Medical Group | 73042 | South Sandy Clinic | 40000-Intermountain Medical Group | 73042-South Sandy Clinic | 40000~000000005504 | 434960 | UNKNOWN | IHSACQUAXR | 17-174 | Radiographic Systems, Film | XR / RF | 1124 | QUANTUM MEDICAL IMAGING | Q-RAD DS-4 | 1 | 400D73042A | MG SOUTH SANDY CLINIC | Radiology | Life Support / High Risk | IES | ASP_GE | 171 | 5 | 0 | 2010-10-04 | Canyons/Desert
40000-Intermountain Medical Group | 73031 | South Jordan Clinic | 40000-Intermountain Medical Group | 73031-South Jordan Clinic | 40000~000000005498 | 436915 | UNKNOWN | IHSJCQUAXR | 17-174 | Radiographic Systems, Film | XR / RF | 1123 | QUANTUM MEDICAL IMAGING | Q-RAD DS-4 | 1 | 400D73031A | MG SOUTH JORDAN CLINIC | Radiol Common Area | Life Support / High Risk | IES | ASP_GE | 170 | 5 | 0 | 2010-11-15 | Canyons/Desert
40000-Intermountain Medical Group | 73004 | Moroni Clinic | 40000-Intermountain Medical Group | 73004-Moroni Clinic | 40000~000000020821 | 816054 | QRAD20202 | IHMRCQUAXR | 17-174 | Radiographic Systems, Film | XR / RF | 1122 | QUANTUM MEDICAL IMAGING | Q-RAD DS-4 | 1 | 400D73004A | MG MORONI CLINIC | Common Area | Life Support / High Risk | IES | ASP_GE | 97 | 5 | 0 | 2016-12-28 | Canyons/Desert
40000-Intermountain Medical Group | 73003 | Manti Family Clinic | 40000-Intermountain Medical Group | 73003-Manti Family Clinic | 40000~000000005493 | 447855 | 1612858 | IHMACQUAXR | 17-174 | Radiographic Systems, Film | XR / RF | 1121 | QUANTUM MEDICAL IMAGING | Q-RAD DS-4 | 1 | 400D73003A | MG MANTI CLINIC | FP Manti Clinic | Life Support / High Risk | IES | ASP_GE | 170 | 5 | 0 | 2010-11-15 | Canyons/Desert
40000-Intermountain Medical Group | 72037 | Park City Bonanza Instacare | 40000-Intermountain Medical Group | 72037-Park City Bonanza Instacare | 40000~000000015077 | 800064 | QG50G2-14N-1002 | IHPCUQUAXR | 17-174 | Radiographic Systems, Film | XR / RF | 1120 | QUANTUM MEDICAL IMAGING | Q-RAD DS-4 | 1 | 400D72037A | MG PARK CITY BONANZA INSTACARE | Unspecified | Life Support / High Risk | IES | ASP_GE | 123 | 7 | 0 | 2014-10-10 | Canyons/Desert
40000-Intermountain Medical Group | 42943 | Cottonwood Administration | 40000-Intermountain Medical Group | 72013-Cottonwood Instacare | 40000~000000018116 | 807838 | QRAD-16R-0245 | IHCWUQUAXR | 17-174 | Radiographic Systems, Film | XR / RF | 1119 | QUANTUM MEDICAL IMAGING | Q-RAD DS-4 | 1 | 400D72013A | MG COTTONWOOD INSTACARE | Murray Instacare Radiol | Life Support / High Risk | IES | ASP_GE | 107 | 7 | 0 | 2016-03-01 | Canyons/Desert
14800-Heber Valley Hospital | 21101 | Radiology | 40000-Intermountain Medical Group | 72013-Cottonwood Instacare | 14800~000000001894 |  |  |  | 17-174 | Radiographic Systems, Film | XR / RF | 1118 | QUANTUM MEDICAL IMAGING | Q-RAD DS-4 | 1 | 400D72013A | MG COTTONWOOD INSTACARE | Murray Instacare Radiol | Life Support / High Risk | IES | ASP_GE | 107 | 7 | 0 | 2016-03-01 | Canyons/Desert
13200-McKay-Dee Hospital Center | 70006 | Family Practice Clinic | 13200-McKay-Dee Hospital Center | 70006-Family Practice Clinic | 13200~000000009042 | 506943 | QG40-12E-0512 | IHMKHQUAXR | 17-174 | Radiographic Systems, Film | XR / RF | 1116 | QUANTUM MEDICAL IMAGING | Q-RAD DS-4 | 1 | 132D70006A | MK PORTER FAMILY MED LA | FP Clinic Radiology | Life Support / High Risk | IES | ASP_GE | 151 | 20 | 7 | 2012-06-20 | Canyons/Desert
13400-Orem Community Hospital | 21101 | Radiology | 13400-Orem Community Hospital | 21101-Radiology | 13400~000000000512 | 238071 | 400-072796 | IHOCHSIEXR2/400-072796 | 17-174 | Radiographic Systems, Film | XR / RF | 1117 | SIEMENS HEALTHCARE | AXIOM MULTIX TOP | 1 | 134D21101A | OR RADIOLOGY | Radiology | Life Support / High Risk | IES | ASP_GE | 288 | 5 | 0 | 2001-01-31 | Canyons/Desert
40000-Intermountain Medical Group | 74096 | Sandy OB-GYN - England | 40000-Intermountain Medical Group | 32312-Facility Support | 40000~000000008475 | 132556 | UNK | AM1272009 | 17-174 | Radiographic Systems, Film | XR / RF | 1126 | SIEMENS HEALTHCARE | AXIOM MULTIX TOP | 1 | 400D32312A | MG MED GROUP SUPPORT OFFICE | Radiology 1 Oc | Life Support / High Risk |  |  | 421 | 5 | 0 | 1990-01-01 | Canyons/Desert
12900-Layton Hospital | 21101 | Radiology | 12900-Layton Hospital | 21101-Radiology | 12900~000000002598 | 838584 | 400571411 | IHLYHSIEXR/400-571411 | 17-174 | Radiographic Systems, Film | XR / RF | 1115 | SIEMENS HEALTHCARE | MULTIX UPH | 1 | 129D21101A | LA RADIOLOGY | Unspecified | Life Support / High Risk | IES | ASP_GE | 78 | 5 | 0 | 2018-08-01 | Canyons/Desert
13200-McKay-Dee Hospital Center | 21101 | Radiology | 13200-McKay-Dee Hospital Center | 21101-Radiology | 13200~000000010501 | 186853 | 01064 | IHMKHSIEXR2/400-074362 | 10-822 | Radiographic Units, Chest | XR / RF | 1137 | SIEMENS HEALTHCARE | VERTIX FD | 1 | 132D21101A | MK RADIOLOGY 1ST FLR | Rad Rm 3 | Life Support / High Risk | IES | ASP_GE | 274 | 5 | 0 | 2002-04-01 | Canyons/Desert
14300-Park City Hospital | 22104 | Operating Rooms | 14300-Park City Hospital | 22104-Operating Rooms | 14300~000000001257 | 414748 | 4501073234 | 4501073234 | 99-097 | Radiographic/Fluoroscopic Syst | XR / RF | 1366 | MEDTRONIC INCORPORATED | FUSION | 1 | 143D22104A | PK OPERATING ROOM | Common Area | Life Support / High Risk | IES | ASP_GE | 178 | 5 | 0 | 2010-03-23 | Canyons/Desert
12800-LDS Hospital | 21101 | Radiology | 12800-LDS Hospital | 21102-Angiography | 12800~000000004942 | 449044 | 29103 A 2300206 | IHLDHPHLRF | 16-885 | Radiographic/Fluoroscopic Syst | XR / RF | 1318 | PHILIPS HEALTHCARE | BUCKY DIAGNOST TH CORE BLOCK | 1 | 128D21102A | LD ANGIOGRAPHY L1 | Allocated To Angio | Life Support / High Risk | IES | ASP_GE | 168 | 5 | 0 | 2011-01-08 | Canyons/Desert
13200-McKay-Dee Hospital Center | 21101 | Radiology | 13200-McKay-Dee Hospital Center | 21101-Radiology | 13200~000000006242 | 372156 | 414930/SN08000055 | IHMKHPHLXR1 | 16-885 | Radiographic/Fluoroscopic Syst | XR / RF | 1335 | PHILIPS HEALTHCARE | BUCKY DIAGNOST TH CORE BLOCK | 1 | 132D21101A | MK RADIOLOGY 1ST FLR | Quick Diagnostics | Life Support / High Risk | IES | ASP_GE | 193 | 5 | 0 | 2009-01-01 | Canyons/Desert
13800-Primary Childrens Hospital | 21101 | Radiology | 13800-Primary Childrens Hospital | 21101-Radiology | 13800~000000012786 | 353918 | SITEID#544055 | IHPCHPHLXR1 | 16-885 | Radiographic/Fluoroscopic Syst | XR / RF | 1351 | PHILIPS HEALTHCARE | BUCKY DIAGNOST TH CORE BLOCK | 1 | 138D21101A | PC MEDICAL IMAGING 1ST FLR W | Radiographic Rm 7 | Life Support / High Risk | IES | ASP_GE | 218 | 5 | 0 | 2006-12-01 | Canyons/Desert
15400-Intermountain Medical Center | 21101 | Radiology | 15400-Intermountain Medical Center | 21101-Radiology | 15400~000000006598 | 344868 | 07 01 0434 | IHMCHPHLRF3 | 16-885 | Radiographic/Fluoroscopic Syst | XR / RF | 1393 | PHILIPS HEALTHCARE | BUCKY DIAGNOST TH CORE BLOCK | 1 | 154D21101A | IM RADIOLOGY ADMI OFFICE TLL1 | BldgB L2 OutptRadCommon Area | Life Support / High Risk | IES | ASP_GE | 207 | 5 | 0 | 2007-11-01 | Canyons/Desert
15400-Intermountain Medical Center | 21101 | Radiology | 15400-Intermountain Medical Center | 21101-Radiology | 15400~000000006600 | 352147 | 07 01 0443 | IHMCHPHLRF5 | 16-885 | Radiographic/Fluoroscopic Syst | XR / RF | 1394 | PHILIPS HEALTHCARE | BUCKY DIAGNOST TH CORE BLOCK | 1 | 154D21101A | IM RADIOLOGY ADMI OFFICE TLL1 | Bldg C LL1 Radiol Common Area | Life Support / High Risk | IES | ASP_GE | 207 | 5 | 0 | 2007-11-01 | Canyons/Desert
15400-Intermountain Medical Center | 21101 | Radiology | 15400-Intermountain Medical Center | 21101-Radiology | 15400~000000006602 | 352148 | 07 01 0419 | IHMCHPHLRF6 | 16-885 | Radiographic/Fluoroscopic Syst | XR / RF | 1396 | PHILIPS HEALTHCARE | BUCKY DIAGNOST TH CORE BLOCK | 1 | 154D21101A | IM RADIOLOGY ADMI OFFICE TLL1 | Bldg C LL1 Radiol Xray Room 3 | Life Support / High Risk | IES | ASP_GE | 207 | 5 | 0 | 2007-11-01 | Canyons/Desert
15400-Intermountain Medical Center | 21101 | Radiology | 15400-Intermountain Medical Center | 21101-Radiology | 15400~000000006603 | 344865 | 359449 | IHMCHPHLRF2 | 16-885 | Radiographic/Fluoroscopic Syst | XR / RF | 1397 | PHILIPS HEALTHCARE | BUCKY DIAGNOST TH CORE BLOCK | 1 | 154D21101A | IM RADIOLOGY ADMI OFFICE TLL1 | BldgB L2 OutptRadCommon Area | Life Support / High Risk | IES | ASP_GE | 207 | 5 | 0 | 2007-11-01 | Canyons/Desert
12800-LDS Hospital | 21101 | Radiology | 12800-LDS Hospital | 21101-Radiology | 12800~000000004940 | 448957 | UNKNOWN | IHLDHPHLXR | 16-885 | Radiographic/Fluoroscopic Syst | XR / RF | 1316 | PHILIPS HEALTHCARE | BUCKY DIAGNOST VE | 1 | 128D21101A | LD RADIOLOGY L1 | Radiol L1 Common Area | Life Support / High Risk | IES | ASP_GE | 167 | 5 | 0 | 2011-02-04 | Canyons/Desert
13800-Primary Childrens Hospital | 21101 | Radiology | 13800-Primary Childrens Hospital | 21601-Ultrasound | 13800~000000007992 | 463976 | 52958133 | IHPCHPHLXR3 | 16-885 | Radiographic/Fluoroscopic Syst | XR / RF | 1352 | PHILIPS HEALTHCARE | BUCKY DIAGNOST VE | 1 | 138D21601A | PC ULT RADIOLOGY 1ST FLR W | Unspecified | Life Support / High Risk | IES | ASP_GE | 161 | 20 | 7 | 2011-08-31 | Canyons/Desert
15400-Intermountain Medical Center | 21101 | Radiology | 15400-Intermountain Medical Center | 21101-Radiology | 15400~000000006601 | 352145 | 550357 | IHMCHPHLXR1 | 16-885 | Radiographic/Fluoroscopic Syst | XR / RF | 1395 | PHILIPS HEALTHCARE | BUCKY DIAGNOST VE | 1 | 154D21101A | IM RADIOLOGY ADMI OFFICE TLL1 | Bldg C LL1 Radiol Common Area | Life Support / High Risk | IES | ASP_GE | 207 | 5 | 0 | 2007-11-01 | Canyons/Desert
11800-American Fork Hospital | 21101 | Radiology | 11800-American Fork Hospital | 21101-Radiology | 11800~000000001434 | 490148 | 153979015 | IHAFHPHLRF | 18-437 | Radiographic/Fluoroscopic Syst | XR / RF | 1291 | PHILIPS HEALTHCARE | EASYDIAGNOST ELEVA | 1 | 118D21101A | AF RADIOLOGY | X-Ray | Life Support / High Risk | IES | ASP_GE | 161 | 5 | 0 | 2011-08-25 | Canyons/Desert
13800-Primary Childrens Hospital | 21001 | Imaging Administration | 13800-Primary Childrens Hospital | 21001-Imaging Administration | 13800~000000023476 | 813720 | 62305530 | IHPCHPHLRF3 | 18-437 | Radiographic/Fluoroscopic Syst | XR / RF | 1349 | PHILIPS HEALTHCARE | EASYDIAGNOST ELEVA | 1 | 138D21001A | PC IMAGING L1 | Unspecified | Life Support / High Risk | IES | ASP_GE | 98 | 5 | 0 | 2016-11-04 | Canyons/Desert
14400-Utah Valley Hospital | 21101 | Radiology | 14400-Utah Valley Hospital | 21101-Radiology | 14400~000000006409 | 449279 | 11000026 | IHUVHPHLRF | 18-437 | Radiographic/Fluoroscopic Syst | XR / RF | 1373 | PHILIPS HEALTHCARE | EASYDIAGNOST ELEVA | 1 | 144D21101A | UV RADIOLOGY | 7 | Life Support / High Risk | IES | ASP_GE | 163 | 5 | 0 | 2011-06-14 | Canyons/Desert
14600-Cedar City Hospital | 21101 | Radiology | 14600-Cedar City Hospital | 21001-Imaging Administration | 14600~000000002290 | 808425 | 14000541 | IHCCHPHLRF | 18-437 | Radiographic/Fluoroscopic Syst | XR / RF | 1384 | PHILIPS HEALTHCARE | EASYDIAGNOST ELEVA | 1 | 146D21001A | CC IMAGING ADMINISTRATION | Imaging Administration | Life Support / High Risk | IES | ASP_GE | 119 | 8 | 0 | 2015-02-10 | Canyons/Desert
12600-St George Regional Hospital | 21101 | Radiology | 12600-St George Regional Hospital | 21101-Radiology | 12600~000000013859 | 807937 | 15000042 | IHDXHPHLRF | 18-437 | Radiographic/Fluoroscopic Syst | XR / RF | 1309 | PHILIPS HEALTHCARE | EASYDIAGNOST ELEVA DRF | 1 | 126D21101A | SG RADIOLOGY | Common Area | Life Support / High Risk | IES | ASP_GE | 109 | 7 | 0 | 2015-12-03 | Canyons/Desert
13900-Riverton Hospital | 21101 | Radiology | 13900-Riverton Hospital | 21101-Radiology | 13900~000000000851 | 412208 | 42550937 | IHRVHPHLRF1 | 18-437 | Radiographic/Fluoroscopic Syst | XR / RF | 1359 | PHILIPS HEALTHCARE | EASYDIAGNOST ELEVA DRF | 1 | 139D21101A | RV RADIOLOGY | Rad Rm | Life Support / High Risk | IES | ASP_GE | 183 | 5 | 0 | 2009-11-01 | Canyons/Desert
37500-Primary Childrens - Riverton | 21101 | Radiology | 37500-Primary Childrens - Riverton | 21101-Radiology | 37500~000000000172 | 404447 | 42473347 | IHRVHPHLRF4 | 18-437 | Radiographic/Fluoroscopic Syst | XR / RF | 1417 | PHILIPS HEALTHCARE | EASYDIAGNOST ELEVA DRF | 1 | 375D21101A | PR RADIOLOGY | Rad-Flouro 2 | Life Support / High Risk | IES | ASP_GE | 183 | 20 | 5 | 2009-11-01 | Canyons/Desert
37500-Primary Childrens - Riverton | 21101 | Radiology | 37500-Primary Childrens - Riverton | 21101-Radiology | 37500~000000000176 | 404446 | 428620 | IHRVHPHLRF3 | 18-437 | Radiographic/Fluoroscopic Syst | XR / RF | 1418 | PHILIPS HEALTHCARE | EASYDIAGNOST ELEVA DRF | 1 | 375D21101A | PR RADIOLOGY | Rad-Flouro 1 | Life Support / High Risk | IES | ASP_GE | 183 | 20 | 5 | 2009-11-01 | Canyons/Desert
11600-Alta View Hospital | 21101 | Radiology | 11300-Supply Chain Organization | 32213-Asset Recovery - SLC | 11600~000000002799 | 474855 | 53695522 | IHAVHPHLRF2 | 16-885 | Radiographic/Fluoroscopic Syst | XR / RF | 1288 | PHILIPS HEALTHCARE | JUNO DRF | 1 | 113D32213C | SC ASSET RECOVERY AIRPORT WHS | Sold | Life Support / High Risk | IES | ASP_GE | 159 | 5 | 0 | 2011-10-20 | Canyons/Desert
15400-Intermountain Medical Center | 21101 | Radiology | 15400-Intermountain Medical Center | 21101-Radiology | 15400~000000005048 | 295488 | 544123 | IHMCHPHLRF1 | 17-192 | Radiographic/Fluoroscopic Syst | XR / RF | 1391 | PHILIPS HEALTHCARE | MULTIDIAGNOST ELEVA | 1 | 154D21101A | IM RADIOLOGY ADMI OFFICE TLL1 | BldgB L2 OutptRadCommon Area | Life Support / High Risk | IES | ASP_GE | 222 | 5 | 0 | 2006-07-25 | Canyons/Desert
11600-Alta View Hospital | 21101 | Radiology | 11600-Alta View Hospital | 21101-Radiology | 11600~000000003072 | 527109 | 000032 | IHAVHPHLRF3 | 17-192 | Radiographic/Fluoroscopic Syst | XR / RF | 1289 | PHILIPS HEALTHCARE | MULTIDIAGNOST ELEVA | 1 | 116D21101A | AV RADIOLOGY | X-Ray | Life Support / High Risk | IES | ASP_GE | 144 | 7 | 0 | 2013-01-10 | Canyons/Desert
13800-Primary Childrens Hospital | 21101 | Radiology | 13800-Primary Childrens Hospital | 21001-Imaging Administration | 13800~000000029483 | 864553 | 10000020 | IHPCHPHLRF4 | 99-108 | Radiographic/Fluoroscopic Syst | XR / RF | 1350 | PHILIPS HEALTHCARE | PROXIDIAGNOST N90 | 1 | 138D21001A | PC IMAGING L1 | Imaging Administration | Non Life Support | IES | ASP_GE | 52 | 5 | 1 | 2020-09-08 | Canyons/Desert
13000-Logan Regional Hospital | 21101 | Radiology | 13000-Logan Regional Hospital | 21101-Radiology | 13000~000000003039 | 488007 | 2248 | IHLRHSIERF | 16-885 | Radiographic/Fluoroscopic Syst | XR / RF | 1327 | SIEMENS HEALTHCARE | AXIOM LUMINOS TF | 1 | 130D21101A | LO RADIOLOGY | Exam 5 | Life Support / High Risk | IES | ASP_GE | 147 | 7 | 0 | 2012-10-19 | Canyons/Desert
15400-Intermountain Medical Center | 21101 | Radiology | 15400-Intermountain Medical Center | 21101-Radiology | 15400~000000005917 | 352157 | 1355 | IHMCHSIERF5/400-196597 | 16-885 | Radiographic/Fluoroscopic Syst | XR / RF | 1392 | SIEMENS HEALTHCARE | AXIOM LUMINOS TF | 1 | 154D21101A | IM RADIOLOGY ADMI OFFICE TLL1 | Bldg C LL1 Radiol Xray Room 1 | Life Support / High Risk | IES | ASP_GE | 207 | 8 | 0 | 2007-11-01 | Canyons/Desert
15400-Intermountain Medical Center | 21101 | Radiology | 15400-Intermountain Medical Center | 21101-Radiology | 15400~000000019803 | 352149 | 1332 | IHMCHSIERF2/400-196593 | 16-885 | Radiographic/Fluoroscopic Syst | XR / RF | 1399 | SIEMENS HEALTHCARE | AXIOM LUMINOS TF | 1 | 154D21101A | IM RADIOLOGY ADMI OFFICE TLL1 | Bldg C LL1 Radiol Xray Room 2 | Life Support / High Risk | IES | ASP_GE | 207 | 5 | 0 | 2007-10-30 | Canyons/Desert
15400-Intermountain Medical Center | 22451 | Endoscopy Lab | 15400-Intermountain Medical Center | 22451-Endoscopy Lab | 15400~000000005916 | 349562 | 1060 / 400-196604 | IHMCHSIERF3/400-196604 | 16-885 | Radiographic/Fluoroscopic Syst | XR / RF | 1411 | SIEMENS HEALTHCARE | AXIOM LUMINOS TF | 1 | 154D22451A | IM ENDOSCOPY EL2 | BldgB Endo L2 Common Area | Life Support / High Risk | IES | ASP_GE | 207 | 8 | 0 | 2007-11-01 | Canyons/Desert
12200-Cassia Regional Hospital | 21101 | Radiology | 12200-Cassia Regional Hospital | 21101-Radiology | 12200~000000003122 | 857476 | 63223 | IHCRHSIEXR44 | 16-885 | Radiographic/Fluoroscopic Syst | XR / RF | 1296 | SIEMENS HEALTHCARE | LUMINOS AGILE | 1 | 122D21101A | CA RADIOLOGY | Unspecified | Life Support / High Risk | IES | ASP_GE | 64 | 7 | 2 | 2019-10-01 | Canyons/Desert
12800-LDS Hospital | 21101 | Radiology | 12800-LDS Hospital | 21101-Radiology | 12800~000000012548 | 808016 | 61207 | IHLDHSIERF/400-518756 | 16-885 | Radiographic/Fluoroscopic Syst | XR / RF | 1317 | SIEMENS HEALTHCARE | LUMINOS AGILE | 1 | 128D21101A | LD RADIOLOGY L1 | Unspecified | Life Support / High Risk | IES | ASP_GE | 105 | 8 | 0 | 2016-04-29 | Canyons/Desert
13200-McKay-Dee Hospital Center | 21101 | Radiology | 13200-McKay-Dee Hospital Center | 21101-Radiology | 13200~000000015668 | 728005 | 403271452 | IHMKHSIERF3/400-480541 | 16-885 | Radiographic/Fluoroscopic Syst | XR / RF | 1338 | SIEMENS HEALTHCARE | LUMINOS AGILE | 1 | 132D21101A | MK RADIOLOGY 1ST FLR | Common Area | Life Support / High Risk | IES | ASP_GE | 124 | 7 | 0 | 2014-09-03 | Canyons/Desert
13200-McKay-Dee Hospital Center | 21101 | Radiology | 13200-McKay-Dee Hospital Center | 21101-Radiology | 13200~000000016953 | 806025 | 5037 | IHMKHSIERF4/400-506052 | 16-885 | Radiographic/Fluoroscopic Syst | XR / RF | 1339 | SIEMENS HEALTHCARE | LUMINOS AGILE | 1 | 132D21101A | MK RADIOLOGY 1ST FLR | Common Area | Life Support / High Risk | IES | ASP_GE | 110 | 7 | 0 | 2015-11-13 | Canyons/Desert
13200-McKay-Dee Hospital Center | 22451 | Endoscopy Lab | 13200-McKay-Dee Hospital Center | 22451-Endoscopy Lab | 13200~000000009436 | 557490 | 60164 | IHMKHSIERF1/400-434989 | 16-885 | Radiographic/Fluoroscopic Syst | XR / RF | 1346 | SIEMENS HEALTHCARE | LUMINOS AGILE | 1 | 132D22451A | MK ENDOSCOPY 2ND FLR | GI Lab Common Area | Life Support / High Risk | IES | ASP_GE | 136 | 7 | 0 | 2013-09-05 | Canyons/Desert
13800-Primary Childrens Hospital | 21102 | Angiography | 37600-Primary Childrens - Layton | 21201-Magnetic Res Imaging - MRI | 13800~000000025605 | 832228 | 400-558687 | IHLYHSIERF/400-558687 | 16-885 | Radiographic/Fluoroscopic Syst | XR / RF | 1354 | SIEMENS HEALTHCARE | LUMINOS AGILE | 1 | 376D21201A | PL MRI | Unspecified | Life Support / High Risk | IES | ASP_GE | 90 | 7 | 0 | 2017-07-28 | Canyons/Desert
14100-Spanish Fork Hospital | 21101 | Radiology | 14100-Spanish Fork Hospital | 21101-Radiology | 14100~000000002965 | 880075 | 63330 | IHSFHSIERF | 16-885 | Radiographic/Fluoroscopic Syst | XR / RF | 1362 | SIEMENS HEALTHCARE | LUMINOS AGILE | 1 | 141D21101A | SF RADIOLOGY | Radiology 01 | Life Support / High Risk | IES | ASP_GE | 45 | 5 | 1 | 2021-04-02 | Canyons/Desert
14200-Sevier Valley Hospital | 21101 | Radiology | 14200-Sevier Valley Hospital | 21101-Radiology | 14200~000000001756 | 885134 | 400-647386 | IHSVHSIEXR | 16-885 | Radiographic/Fluoroscopic Syst | XR / RF | 1364 | SIEMENS HEALTHCARE | LUMINOS AGILE | 1 | 142D21101A | SV RADIOLOGY | Unspecified | Life Support / High Risk | IES | ASP_GE | 54 | 5 | 0 | 2020-07-07 | Canyons/Desert
14400-Utah Valley Hospital | 22451 | Endoscopy Lab | 14400-Utah Valley Hospital | 22451-Endoscopy Lab | 14400~000000014827 | 807429 | 60465 | IHUVHSIERF/400-498374 | 16-885 | Radiographic/Fluoroscopic Syst | XR / RF | 1383 | SIEMENS HEALTHCARE | LUMINOS AGILE | 1 | 144D22451A | UV ENDOSCOPY LAB | Ercp (Flouro) Rm | Life Support / High Risk | IES | ASP_SIEMEN | 111 | 8 | 0 | 2015-10-18 | Canyons/Desert
15400-Intermountain Medical Center | 21101 | Radiology | 15400-Intermountain Medical Center | 21101-Radiology | 15400~000000033394 | 848233 | 63112 | IHMCHSIERF6/400-569978 | 16-885 | Radiographic/Fluoroscopic Syst | XR / RF | 1400 | SIEMENS HEALTHCARE | LUMINOS AGILE | 1 | 154D21101A | IM RADIOLOGY ADMI OFFICE TLL1 | Unspecified | Life Support / High Risk | IES | ASP_GE | 71 | 7 | 1 | 2019-03-01 | Canyons/Desert
13200-McKay-Dee Hospital Center | 22104 | Operating Rooms | 13200-McKay-Dee Hospital Center | 22104-Operating Rooms | 13200~000000009536 | 574812 | 3134 | IHMKHSIERF2/400-457452 | 16-212 | Radiographic/Fluoroscopic Syst | XR / RF | 1342 | SIEMENS HEALTHCARE | UROSKOP OMNIA | 1 | 132D22104A | MK OPERATING ROOM L2 | Or 8 | Life Support / High Risk | IES | ASP_GE | 132 | 7 | 0 | 2014-01-20 | Canyons/Desert
11800-American Fork Hospital | 22104 | Operating Rooms | 11800-American Fork Hospital | 22104-Operating Rooms | 11800~000000007850 | 907591 | 2332 |  | 16-212 | Radiographic/Fluoroscopic Syst | XR / RF | 1295 | SIEMENS HEALTHCARE | UROSKOP OMNIA | 1 | 118D22104A | AF OPERATING ROOM | Or 1 | Life Support / High Risk | AFH_CE | AFCREW1_CE | 21 | 5 | 3 | 2023-04-19 | Canyons/Desert
11800-American Fork Hospital | 22104 | Operating Rooms | 11800-American Fork Hospital | 21101-Radiology | 11800~000000004966 | 877429 | 4014 | IHAFHSIEXR1/400-453306 | 16-212 | Radiographic/Fluoroscopic Syst | XR / RF | 1293 | SIEMENS HEALTHCARE | UROSKOP OMNIA | 1 | 118D21101A | AF RADIOLOGY | Unspecified | Life Support / High Risk | IES | ASP_GE | 124 | 5 | 0 | 2014-10-01 | Canyons/Desert

## PVT Imaging Inventory
Manufacturer Name | (Multiple Items)
Current Asset Location Facility Number and Name | (All)
Row Labels | Count of Tag Number
UltraSound | 290
C-Arms | 133
XR / RF | 121
Cath Labs | 51
Portable | 49
CT | 19
SpectCT | 11
MRI | 11
PET/CT | 8
Grand Total | 693

## Imaging Inventory
Current Facility Number and Name | Current Department Number | Current Department Name | Current Asset Location Facility Number and Name | Current Asset Location Department Number and Name | Asset Code | Tag Number | Serial Number | Vendor Equipment ID | Asset Subtype Number | Asset Subtype Name | Modality | Ref # | Manufacturer Name | Model ID | # of Assets | Current Location ID | Current Location Name | Current Area ID Description | Asset Criticality Name | Current Work Order Shop | Current Work Order Crew | Age of Asset in Months | Life in Years | Remaining Life in Years | Date Placed in Service | Region
40000-Intermountain Medical Group | 74051 | Calton-Harrison Ortho-South | 40000-Intermountain Medical Group | 74051-Calton-Harrison Ortho-South | 40000~000000030644 | 890347 | DX3SS2100211HL | 801387OPT | 17-801 | Collimators, Gamma Camera | Collimators, Gamma Camera | 45 | GE HEALTHCARE | Optima XR646 HD | 1 | 400D74051A | MG CALTON HARRISON ORTHO SOUTH | Unspecified | Life Support / High Risk | IES | ASP_GE | 35 | 5 | 2 | 2022-02-04 | Canyons/Desert
12000-Bear River Valley Hospital | 21101 | Radiology | 12000-Bear River Valley Hospital | 21101-Radiology | 12000~000000001776 | 889144 | 435207OPTXR | 435207OPTXR | 17-801 | Collimators, Gamma Camera | Collimators, Gamma Camera | 44 | GE HEALTHCARE | Optima XR646 HD | 1 | 120D21101A | BR RADIOLOGY | X-Ray | Life Support / High Risk | IES | ASP_GE | 36 | 5 | 2 | 2022-01-06 | Canyons/Desert
11800-American Fork Hospital | 25501 | Radiation Center | 11800-American Fork Hospital | 25501-Radiation Center | 11800~000000000948 | 358093 | H453208 | H453208 | 98-949 | Collimators, Linear Accelerato | Collimators, Linear Accelerato | 46 | VARIAN MEDICAL SYSTEMS INCORPORATED | 120 MLC | 1 | 118D25501A | AF RADIATION ONCOLOGY | Common Area | Life Support / High Risk | IES | ASP_VARIAN | 199 | 5 | 0 | 2008-06-24 | Canyons/Desert
12800-LDS Hospital | 25501 | Radiation Center | 12800-LDS Hospital | 25501-Radiation Center | 12800~000000008167 | 175115 | 1035 | S/N H541035 | 98-949 | Collimators, Linear Accelerato | Collimators, Linear Accelerato | 47 | VARIAN MEDICAL SYSTEMS INCORPORATED | 120 MLC | 1 | 128D25501A | LD RADIATION CENTER L1 | Rc 1 | Life Support / High Risk | IES | ASP_VARIAN | 421 | 5 | 0 | 1990-01-01 | Canyons/Desert
14400-Utah Valley Hospital | 21101 | Radiology | 14400-Utah Valley Hospital | 25501-Radiation Center | 14400~000000011495 | 196281 | 0536 | 0536 | 98-949 | Collimators, Linear Accelerato | Collimators, Linear Accelerato | 49 | VARIAN MEDICAL SYSTEMS INCORPORATED | MLC | 1 | 144D25501A | UV RADIATION ONCOLOGY | OPRadOnc Rt 3 | Life Support / High Risk | IES | ASP_VARIAN | 279 | 5 | 0 | 2001-10-19 | Canyons/Desert
14400-Utah Valley Hospital | 21101 | Radiology | 14400-Utah Valley Hospital | 25501-Radiation Center | 14400~000000011494 | 196280 | 1176 | 1176 | 98-949 | Collimators, Linear Accelerato | Collimators, Linear Accelerato | 48 | VARIAN MEDICAL SYSTEMS INCORPORATED | M-MLC | 1 | 144D25501A | UV RADIATION ONCOLOGY | OPRadOnc Rt 3 | Life Support / High Risk | IES | ASP_VARIAN | 279 | 5 | 0 | 2001-10-19 | Canyons/Desert
11600-Alta View Hospital | 21501 | Mammography | 11600-Alta View Hospital | 21501-Mammography | 11600~000000008883 | 833762 | 300812M | IHAVHHOLBD | 17-540 | Densitometers, Bone, X-Ray | Bone Densitometer | 217 | HOLOGIC INCORPORATED | HORIZON DXA SYSTEM | 1 | 116D21501A | AV MAMMOGRAPHY 245 | Unspecified | Life Support / High Risk | IMGOPS | IMGOPS_01 | 85 | 5 | 0 | 2017-12-12 | Canyons/Desert
12800-LDS Hospital | 21501 | Mammography | 12800-LDS Hospital | 21501-Mammography | 12800~000000014360 | 845659 | 301696M | IHLDHHLGBD | 17-540 | Densitometers, Bone, X-Ray | Bone Densitometer | 218 | HOLOGIC INCORPORATED | HORIZON DXA SYSTEM | 1 | 128D21501A | LD MAMMOGRAPHY L1 | Unspecified | Life Support / High Risk | IMGOPS | IMGOPS_01 | 75 | 5 | 0 | 2018-10-15 | Canyons/Desert
13900-Riverton Hospital | 21501 | Mammography | 13900-Riverton Hospital | 21501-Mammography | 13900~000000006595 | 853008 | 302565M | IHRVHHLGBD2 | 17-540 | Densitometers, Bone, X-Ray | Bone Densitometer | 219 | HOLOGIC INCORPORATED | HORIZON DXA SYSTEM | 1 | 139D21501A | RV MAMMOGRAPHY | Unspecified | Life Support / High Risk | IMGOPS | IMGOPS_01 | 65 | 5 | 0 | 2019-08-19 | Canyons/Desert
14000-Sanpete Valley Hospital | 21101 | Radiology | 14000-Sanpete Valley Hospital | 21101-Radiology | 14000~000000000620 | 722063 | 2UA4042B5C | IHSPHHLGBD | 17-540 | Densitometers, Bone, X-Ray | Bone Densitometer | 220 | HOLOGIC INCORPORATED | HORIZON DXA SYSTEM | 1 | 140D21101A | SP RADIOLOGY | Radiology | Life Support / High Risk | IMGOPS | IMGOPS_02 | 126 | 5 | 0 | 2014-07-22 | Canyons/Desert
14200-Sevier Valley Hospital | 21101 | Radiology | 14200-Sevier Valley Hospital | 21101-Radiology | 14200~000000001393 | 853003 | 301372M | IHSVHHLGBD | 17-540 | Densitometers, Bone, X-Ray | Bone Densitometer | 221 | HOLOGIC INCORPORATED | HORIZON DXA SYSTEM | 1 | 142D21101A | SV RADIOLOGY | Mammo | Life Support / High Risk | IMGOPS | IMGOPS_02 | 79 | 5 | 0 | 2018-06-04 | Canyons/Desert
15400-Intermountain Medical Center | 21501 | Mammography | 15400-Intermountain Medical Center | 21501-Mammography | 15400~000000033960 | 853000 | MKL8301KRS | IHMCHHLGBD | 17-540 | Densitometers, Bone, X-Ray | Bone Densitometer | 222 | HOLOGIC INCORPORATED | HORIZON DXA SYSTEM | 1 | 154D21501A | IM MAMMOGRAPHY GLL2 | Unspecified | Life Support / High Risk | IMGOPS | IMGOPS_01 | 66 | 5 | 0 | 2019-07-15 | Canyons/Desert
40000-Intermountain Medical Group | 73074 | Memorial Clinic Admin | 40000-Intermountain Medical Group | __NOT_APPLICABLE__-Unspecified | 40000~000000025078 | 856254 | 301708M | IHMMCHOLHZ | 17-540 | Densitometers, Bone, X-Ray | Bone Densitometer | 223 | HOLOGIC INCORPORATED | HORIZON DXA SYSTEM | 1 | 400D72831A | MG MEMORIAL CLINIC RADIOLOGY | Unspecified | Life Support / High Risk | IMGOPS | IMGOPS_01 | 76 | 5 | 0 | 2018-09-27 | Canyons/Desert
40000-Intermountain Medical Group | 74011 | Budge Clinic Radiology | 40000-Intermountain Medical Group | 74011-Budge Clinic Radiology | 40000~000000025960 | 854943 | 302125M | IHBUCHLGBD | 17-540 | Densitometers, Bone, X-Ray | Bone Densitometer | 224 | HOLOGIC INCORPORATED | HORIZON DXA SYSTEM | 1 | 400D74011A | MG BUDGE CL RADIOLOGY 1ST FLR | Unspecified | Life Support / High Risk | IMGOPS | IMGOPS_01 | 70 | 5 | 0 | 2019-03-19 | Canyons/Desert
44000-Saltzer Medical Group Inc | 79715 | Ten Mile Imaging | 44000-Saltzer Medical Group Inc | 79715-Ten Mile Imaging | 44000~000000001190 | 888369 | 511256MA | DF+511256 | 17-747 | Densitometers, Bone, X-Ray, Du | Bone Densitometer | 246 | GE HEALTHCARE | PRODIGY ADVANCE | 1 | 440D79715A | SZ TEN MILE IMAGING | Unspecified | Life Support / High Risk | IES | ASP_ALPHAS | 37 | 5 | 2 | 2021-12-09 | Canyons/Desert
40000-Intermountain Medical Group | 74315 | Layton Clinic Radiology | 40000-Intermountain Medical Group | 73072-Layton Clinic | 40000~000000026099 | 347112 | PA+301517 | PA+301517 | 17-747 | Densitometers, Bone, X-Ray, Du | Bone Densitometer | 244 | GE HEALTHCARE | PRODIGY ADVANCE | 1 | 400D73072A | MG LAYTON CLINIC | Dexa Scan Rm | Life Support / High Risk | IES | ASP_GE | 206 | 5 | 0 | 2007-12-01 | Canyons/Desert
40000-Intermountain Medical Group | 74174 | Salt Lake Clinic Admin | 40000-Intermountain Medical Group | 74135-Salt Lake Clinic - Radiology | 40000~000000006388 | 548783 | 351023GA | PA+351023 | 17-747 | Densitometers, Bone, X-Ray, Du | Bone Densitometer | 243 | GE HEALTHCARE | PRODIGY ADVANCE | 1 | 400D74135A | MG SL CLINIC RADIOLOGY 1ST FLR | Radiology FL1 | Life Support / High Risk | IES | ASP_ALPHAS | 145 | 5 | 0 | 2012-12-31 | Canyons/Desert
18200-Garfield Memorial Hospital | 21101 | Radiology | 18200-Garfield Memorial Hospital | 21101-Radiology | 18200~000000000462 | 490655 | 351198GA | PA+351198 | 17-747 | Densitometers, Bone, X-Ray, Du | Bone Densitometer | 241 | GE HEALTHCARE | PRODIGY ADVANCE | 1 | 182D21101A | GF RADIOLOGY | Radiology | Life Support / High Risk | IES | ASP_ALPHAS | 142 | 7 | 0 | 2013-04-01 | Canyons/Desert
14600-Cedar City Hospital | 21101 | Radiology | 14600-Cedar City Hospital | 21101-Radiology | 14600~000000000977 | 490640 | 78755GA | PA+351041 | 17-747 | Densitometers, Bone, X-Ray, Du | Bone Densitometer | 238 | GE HEALTHCARE | PRODIGY ADVANCE | 1 | 146D21101B | CC RADIOLOGY TE | Dexa | Life Support / High Risk | IES | ASP_GE | 145 | 7 | 0 | 2012-12-31 | Canyons/Desert
13400-Orem Community Hospital | 21101 | Radiology | 13400-Orem Community Hospital | 21101-Radiology | 13400~000000002110 | 314108 | PA+300256 | PA+300256 | 17-747 | Densitometers, Bone, X-Ray, Du | Bone Densitometer | 233 | GE HEALTHCARE | PRODIGY ADVANCE | 1 | 134D21101A | OR RADIOLOGY | Unspecified | Life Support / High Risk | IES | ASP_ALPHAS | 222 | 5 | 0 | 2006-07-20 | Canyons/Desert
12200-Cassia Regional Hospital | 21001 | Imaging Administration | 12200-Cassia Regional Hospital | 21001-Imaging Administration | 12200~000000002495 | 266996 | 42076 | PA+42076 | 17-747 | Densitometers, Bone, X-Ray, Du | Bone Densitometer | 227 | GE HEALTHCARE | PRODIGY ADVANCE | 1 | 122D21001A | CA IMAGING ADMINISTRATION | Unspecified | Life Support / High Risk | IES | ASP_GE | 106 | 5 | 0 | 2016-03-15 | Canyons/Desert
12000-Bear River Valley Hospital | 21101 | Radiology | 12000-Bear River Valley Hospital | 21101-Radiology | 12000~000000001045 | 731982 | 500163GA | PA+500163 | 17-747 | Densitometers, Bone, X-Ray, Du | Bone Densitometer | 226 | GE HEALTHCARE | PRODIGY ADVANCE | 1 | 120D21101A | BR RADIOLOGY | Halls | Life Support / High Risk | IES | ASP_ALPHAS | 116 | 5 | 0 | 2015-05-07 | Canyons/Desert
40000-Intermountain Medical Group | 74315 | Layton Clinic Radiology | 40000-Intermountain Medical Group | 73072-Layton Clinic | 40000~000000031787 | 906613 | 512273MA | PA+512273 | 17-747 | Densitometers, Bone, X-Ray, Du | Bone Densitometer | 245 | GE HEALTHCARE | PRODIGY P11 | 1 | 400D73072A | MG LAYTON CLINIC | Dexa Scan Rm | Life Support / High Risk | IES | ASP_ALPHAS | 28 | 5 | 3 | 2022-09-08 | Canyons/Desert
14600-Cedar City Hospital | 21101 | Radiology | 14600-Cedar City Hospital | 21001-Imaging Administration | 14600~000000003661 | 910119 | 512010 | PA+512010 | 17-747 | Densitometers, Bone, X-Ray, Du | Bone Densitometer | 237 | GE HEALTHCARE | PRODIGY P11 | 1 | 146D21001A | CC IMAGING ADMINISTRATION | Unspecified | Life Support / High Risk | IES | ASP_ALPHAS | 32 | 5 | 2 | 2022-05-04 | Canyons/Desert
14300-Park City Hospital | 21501 | Mammography | 14300-Park City Hospital | 21501-Mammography | 14300~000000003289 | 910113 | 510193MA | DF+510193 | 17-747 | Densitometers, Bone, X-Ray, Du | Bone Densitometer | 234 | GE HEALTHCARE | PRODIGY P11 | 1 | 143D21501A | PK MAMMOGRAPHY | Unspecified | Life Support / High Risk | IES | ASP_ALPHAS | 70 | 5 | 0 | 2019-03-19 | Canyons/Desert
12600-St George Regional Hospital | 21101 | Radiology | 12600-St George Regional Hospital | 21101-Radiology | 12600~000000026508 | 910342 | 512944MA |  | 17-747 | Densitometers, Bone, X-Ray, Du | Bone Densitometer | 230 | GE HEALTHCARE | PRODIGY P11 | 1 | 126D21101A | SG RADIOLOGY | Mammo | Life Support / High Risk | IES | ASP_GE | 31 | 5 | 2 | 2022-06-30 | Canyons/Desert
12600-St George Regional Hospital | 21101 | Radiology | 12600-St George Regional Hospital | 21101-Radiology | 12600~000000021291 | 910112 | 510473MA | PA+510473 | 17-747 | Densitometers, Bone, X-Ray, Du | Bone Densitometer | 229 | GE HEALTHCARE | PRODIGY P11 | 1 | 126D21101A | SG RADIOLOGY | Mammo | Life Support / High Risk | IES | ASP_ALPHAS | 63 | 12 | 7 | 2019-10-05 | Canyons/Desert
12200-Cassia Regional Hospital | 22001 | Same Day Surgery | 12200-Cassia Regional Hospital | 22001-Same Day Surgery | 12200~000000003750 | 911754 | 512538MA |  | 17-747 | Densitometers, Bone, X-Ray, Du | Bone Densitometer | 228 | GE HEALTHCARE | PRODIGY P11 | 1 | 122D22001A | CA SHORT STAY SURGERY ACS | Unspecified | Life Support / High Risk | IES | ASP_GE | 14 | 7 | 6 | 2023-11-22 | Canyons/Desert
11800-American Fork Hospital | 21101 | Radiology | 11800-American Fork Hospital | 21101-Radiology | 11800~000000007779 | 910111 | 512195MA | PA+512195 | 17-747 | Densitometers, Bone, X-Ray, Du | Bone Densitometer | 225 | GE HEALTHCARE | PRODIGY P11 | 1 | 118D21101A | AF RADIOLOGY | Unspecified | Life Support / High Risk | IES | ASP_ALPHAS | 30 | 7 | 5 | 2022-07-21 | Canyons/Desert
40000-Intermountain Medical Group | 73025 | Bountiful Clinic Admin | 40000-Intermountain Medical Group | 73025-Bountiful Clinic Admin | 40000~000000023270 | 829583 | 502741MA | DF+502741 | 17-747 | Densitometers, Bone, X-Ray, Du | Bone Densitometer | 242 | GE HEALTHCARE | PRODIGY PRO | 1 | 400D73025A | MG BOUNTIFUL CLINIC L1 | Unspecified | Life Support / High Risk | IES | ASP_ALPHAS | 82 | 5 | 0 | 2018-03-05 | Canyons/Desert
15400-Intermountain Medical Center | 21111 | Radiology TOSH | 37000-The Orthopedic Specialty Hosp | 32215-Clinical Engineering | 15400~000000042454 | 812910 | 210728GA | ME+210728 | 17-747 | Densitometers, Bone, X-Ray, Du | Bone Densitometer | 240 | GE HEALTHCARE | PRODIGY PRO | 1 | 370D32215A | TO CLINICAL ENGINEERING | Unspecified | Life Support / High Risk | IES | ASP_ALPHAS | 101 | 5 | 0 | 2016-08-12 | Canyons/Desert
14800-Heber Valley Hospital | 21101 | Radiology | 14800-Heber Valley Hospital | 21101-Radiology | 14800~000000000472 | 443082 | 76886GA | DF+350182 | 17-747 | Densitometers, Bone, X-Ray, Du | Bone Densitometer | 239 | GE HEALTHCARE | PRODIGY PRO | 1 | 148D21101A | HV RADIOLOGY | Densitometers, Bone | Life Support / High Risk | IES | ASP_ALPHAS | 165 | 5 | 0 | 2011-04-10 | Canyons/Desert
14400-Utah Valley Hospital | 21101 | Radiology | 14400-Utah Valley Hospital | 21101-Radiology | 14400~000000025619 | 901449 | 512170MA | DF+512170 | 17-747 | Densitometers, Bone, X-Ray, Du | Bone Densitometer | 235 | GE HEALTHCARE | PRODIGY PRO | 1 | 144D21101A | UV RADIOLOGY | Unspecified | Life Support / High Risk | UVH_CE | UVCREW1_CE | 26 | 5 | 3 | 2022-11-03 | Canyons/Desert
13200-McKay-Dee Hospital Center | 21501 | Mammography | 13200-McKay-Dee Hospital Center | 21501-Mammography | 13200~000000023070 | 882107 | 511124MA | PA+511124 | 17-747 | Densitometers, Bone, X-Ray, Du | Bone Densitometer | 232 | GE HEALTHCARE | PRODIGY PRO | 1 | 132D21501A | MK MAMMOGRAPHY 4TH FLR | Dexa Rm | Life Support / High Risk | IES | ASP_ALPHAS | 51 | 7 | 3 | 2020-10-12 | Canyons/Desert
12700-Fillmore Community Hospital | 21101 | Radiology | 12700-Fillmore Community Hospital | 21101-Radiology | 12700~000000000848 | 913912 | DF-571324 |  | 17-747 | Densitometers, Bone, X-Ray, Du | Bone Densitometer | 231 | GE HEALTHCARE | PRODIGY PRO | 1 | 127D21101A | FL RADIOLOGY | Unspecified | Life Support / High Risk | IES | ASP_ALPHAS | 18 | 5 | 4 | 2023-07-19 | Canyons/Desert
14400-Utah Valley Hospital | 21101 | Radiology | 14400-Utah Valley Hospital | 70020-Womens Health Center | 14400~000000004122 | 309210 | 1998 | IHUVHNMSBD | 17-747 | Densitometers, Bone, X-Ray, Du | Bone Densitometer | 236 | NORLAND MEDICAL SYSTEMS INC | 433A025 | 1 | 144D70020A | UV WOMENS HEALTH CLINIC | Common Area | Life Support / High Risk | IES | ASP_GE | 216 | 5 | 0 | 2007-01-29 | Canyons/Desert
12800-LDS Hospital | 21101 | Radiology | 12800-LDS Hospital | 21101-Radiology | 12800~000000008273 | 241638 | F53L801 | 10161634 | 17-904 | Digital Imaging Systems, Compu | CR | 267 | AGFA CORPORATION | ID TABLET | 1 | 128D21101A | LD RADIOLOGY L1 | Radiol L1 Common Area | Non Life Support | IES | ASP_GE | 250 | 5 | 0 | 2004-03-22 | Canyons/Desert
12800-LDS Hospital | 21101 | Radiology | 12800-LDS Hospital | 21101-Radiology | 12800~000000008275 | 241640 | DRVC5001 | 10162324 | 17-904 | Digital Imaging Systems, Compu | CR | 268 | AGFA CORPORATION | ID TABLET | 1 | 128D21101A | LD RADIOLOGY L1 | Radiol L1 Common Area | Non Life Support | IES | ASP_GE | 250 | 5 | 0 | 2004-03-22 | Canyons/Desert
12800-LDS Hospital | 25501 | Radiation Center | 12800-LDS Hospital | 25501-Radiation Center | 12800~000000014525 | 849909 | 2UA351089M | IHLDHKONCR6 | 17-904 | Digital Imaging Systems, Compu | CR | 269 | KONICA MINOLTA MEDICAL IMAGING USA INC | IMAGEPILOT SIGMA 25 | 1 | 128D25501A | LD RADIATION CENTER L1 | Unspecified | Non Life Support | IES | ASP_GE | 67 | 5 | 0 | 2019-06-13 | Canyons/Desert
40000-Intermountain Medical Group | 77003 | St George Workmed | 40000-Intermountain Medical Group | 77003-St George Workmed | 40000~000000011737 | 490649 | 2UA3050MLZ |  | 17-904 | Digital Imaging Systems, Compu | CR | 287 | KONICA MINOLTA MEDICAL IMAGING USA INC | IMAGEPILOT SIGMA 25 | 1 | 400D77003A | MG WORKMED ST GEORGE | WorkMed Common Area | Non Life Support | IES | ASP_GE | 141 | 5 | 0 | 2013-04-15 | Canyons/Desert
40000-Intermountain Medical Group | 73112 | USU Student Health Center | 11300-Supply Chain Organization | 32213-Asset Recovery - SLC | 40000~000000017736 | 810108 | 2UA5431K23/A5RE-5079 | IHWDCKONCR | 17-904 | Digital Imaging Systems, Compu | CR | 284 | KONICA MINOLTA MEDICAL IMAGING USA INC | NANO A CLASS | 1 | 113D32213C | SC ASSET RECOVERY AIRPORT WHS | Scrapped | Non Life Support | IES | ASP_GE | 108 | 5 | 0 | 2016-01-14 | Canyons/Desert
40000-Intermountain Medical Group | 73010 | South Cache Valley Clinic | 40000-Intermountain Medical Group | 73010-South Cache Valley Clinic | 40000~000000005400 | 454221 | 2UA6201S17 | IHCVCKONCR | 17-904 | Digital Imaging Systems, Compu | CR | 283 | KONICA MINOLTA MEDICAL IMAGING USA INC | NANO A CLASS | 1 | 400D73010A | MG SOUTH CACHE VALLEY CLINIC | Unspecified | Non Life Support | IES | ASP_GE | 176 | 5 | 0 | 2010-06-01 | Canyons/Desert
37500-Primary Childrens - Riverton | 21101 | Radiology | 11300-Supply Chain Organization | 32213-Asset Recovery - SLC | 37500~000000000759 | 411561 | MJ01812 | IHRVHKONCR2 | 17-904 | Digital Imaging Systems, Compu | CR | 280 | KONICA MINOLTA MEDICAL IMAGING USA INC | NANO A CLASS | 1 | 113D32213C | SC ASSET RECOVERY AIRPORT WHS | Received | Non Life Support | IES | ASP_GE | 180 | 5 | 0 | 2010-02-01 | Canyons/Desert
14400-Utah Valley Hospital | 70085 | Merrill Gappmayer Clinic | 14400-Utah Valley Hospital | 70085-Merrill Gappmayer Clinic | 14400~000000016940 | 490105 | 2UA6201S29 | IHUVHKONCR6 | 17-904 | Digital Imaging Systems, Compu | CR | 274 | KONICA MINOLTA MEDICAL IMAGING USA INC | NANO A CLASS | 1 | 144D70085A | UV GAPPMEYER CLINIC | Unspecified | Non Life Support | IES | ASP_GE | 175 | 5 | 0 | 2010-06-02 | Canyons/Desert
14400-Utah Valley Hospital | 21101 | Radiology | 14400-Utah Valley Hospital | 21101-Radiology | 14400~000000005269 | 370678 | LKAVDAW | IHUVHKONCR4 | 17-904 | Digital Imaging Systems, Compu | CR | 273 | KONICA MINOLTA MEDICAL IMAGING USA INC | NANO A CLASS | 1 | 144D21101A | UV RADIOLOGY | Fetal Medicine | Non Life Support | IES | ASP_GE | 194 | 5 | 0 | 2008-11-26 | Canyons/Desert
13200-McKay-Dee Hospital Center | 70006 | Family Practice Clinic | 13200-McKay-Dee Hospital Center | 70006-Family Practice Clinic | 13200~000000006974 | 409631 | MJ00309 | IHMKHKONCR / IHMKHKONWS | 17-904 | Digital Imaging Systems, Compu | CR | 271 | KONICA MINOLTA MEDICAL IMAGING USA INC | NANO A CLASS | 1 | 132D70006A | MK PORTER FAMILY MED LA | FP Clinic Common Area | Non Life Support | IES | ASP_GE | 181 | 8 | 0 | 2010-01-01 | Canyons/Desert
40000-Intermountain Medical Group | 74011 | Budge Clinic Radiology | 11300-Supply Chain Organization | 32213-Asset Recovery - SLC | 40000~000000002540 | 451977 | MJ00743 | IHBUCKONCR | 17-904 | Digital Imaging Systems, Compu | CR | 285 | KONICA MINOLTA MEDICAL IMAGING USA INC | NANO E CLASS | 1 | 113D32213C | SC ASSET RECOVERY AIRPORT WHS | Scrapped | Non Life Support | IES | ASP_GE | 165 | 5 | 0 | 2011-04-18 | Canyons/Desert
12800-LDS Hospital | 21101 | Radiology | 12800-LDS Hospital | 10061-Intensive Care Shock-Trauma | 12800~000000004568 | 469657 | LKNVBKA | IHLDHKONCR4 | 17-904 | Digital Imaging Systems, Compu | CR | 265 | KONICA MINOLTA MEDICAL IMAGING USA INC | NANO E CLASS | 1 | 128D10061A | LD SHOCK TRAUMA RESP ICU | E6 Stri Conference Room 2 | Non Life Support | IES | ASP_GE | 188 | 5 | 0 | 2009-05-14 | Canyons/Desert
37500-Primary Childrens - Riverton | 21101 | Radiology | 37500-Primary Childrens - Riverton | 21101-Radiology | 37500~000000000468 | 405225 | MJ00895 | 06765962 | 17-904 | Digital Imaging Systems, Compu | CR | 281 | KONICA MINOLTA MEDICAL IMAGING USA INC | XPRESS A | 1 | 375D21101A | PR RADIOLOGY | Control Desk | Non Life Support | IES | ASP_GE | 183 | 5 | 0 | 2009-11-01 | Canyons/Desert
15400-Intermountain Medical Center | 21101 | Radiology | 15400-Intermountain Medical Center | 21101-Radiology | 15400~000000013083 | 352159 | LKMWNK3 | IHMCHKONCR1 | 17-904 | Digital Imaging Systems, Compu | CR | 279 | KONICA MINOLTA MEDICAL IMAGING USA INC | XPRESS A | 1 | 154D21101A | IM RADIOLOGY ADMI OFFICE TLL1 | Bldg C LL1 Radiol Common Area | Non Life Support | IES | ASP_GE | 207 | 5 | 0 | 2007-11-01 | Canyons/Desert
15400-Intermountain Medical Center | 21101 | Radiology | 15400-Intermountain Medical Center | 21101-Radiology | 15400~000000013081 | 352161 | LKWVBKF | 06764077 | 17-904 | Digital Imaging Systems, Compu | CR | 278 | KONICA MINOLTA MEDICAL IMAGING USA INC | XPRESS A | 1 | 154D21101A | IM RADIOLOGY ADMI OFFICE TLL1 | Unspecified | Non Life Support | IES | ASP_GE | 207 | 5 | 0 | 2007-11-01 | Canyons/Desert
15400-Intermountain Medical Center | 21101 | Radiology | 15400-Intermountain Medical Center | 20101-Emergency Department | 15400~000000013082 | 352160 | LKMWNF1 | IHMCHKONCR2 | 17-904 | Digital Imaging Systems, Compu | CR | 277 | KONICA MINOLTA MEDICAL IMAGING USA INC | XPRESS A | 1 | 154D20101A | IM EMERGENCY ROOM TLL1 | Emergency Rm Allocated | Non Life Support | IES | ASP_GE | 207 | 5 | 0 | 2007-11-01 | Canyons/Desert
15400-Intermountain Medical Center | 21101 | Radiology | 11300-Supply Chain Organization | 32213-Asset Recovery - SLC | 15400~000000013079 | 357886 | LKMWNY5 | IHMCHKONCR4 | 17-904 | Digital Imaging Systems, Compu | CR | 276 | KONICA MINOLTA MEDICAL IMAGING USA INC | XPRESS A | 1 | 113D32213C | SC ASSET RECOVERY AIRPORT WHS | Scrapped | Non Life Support | IES | ASP_GE | 207 | 5 | 0 | 2007-11-01 | Canyons/Desert
15400-Intermountain Medical Center | 10061 | Intensive Care Shock-Trauma | 15400-Intermountain Medical Center | 10061-Intensive Care Shock-Trauma | 15400~000000019119 | 349026 | LKMWNL4 | 06764084 | 17-904 | Digital Imaging Systems, Compu | CR | 275 | KONICA MINOLTA MEDICAL IMAGING USA INC | XPRESS A | 1 | 154D10061A | IM SHOCK TRAUMA T5 | Standby Shock Trauma | Non Life Support | IES | ASP_GE | 203 | 5 | 0 | 2008-02-22 | Canyons/Desert
14300-Park City Hospital | 21101 | Radiology | 14300-Park City Hospital | 21101-Radiology | 14300~000000000773 | 392562 | LKPVWVN | IHPCHKONCR | 17-904 | Digital Imaging Systems, Compu | CR | 272 | KONICA MINOLTA MEDICAL IMAGING USA INC | XPRESS A | 1 | 143D21101A | PK XRAY RADIOLOGY | Radiol Common Area | Non Life Support | IES | ASP_GE | 184 | 7 | 0 | 2009-09-26 | Canyons/Desert
12800-LDS Hospital | 21101 | Radiology | 12800-LDS Hospital | 21101-Radiology | 12800~000000004570 | 452116 | LKNVBKK | IHLDHKONCR2 | 17-904 | Digital Imaging Systems, Compu | CR | 266 | KONICA MINOLTA MEDICAL IMAGING USA INC | XPRESS A | 1 | 128D21101A | LD RADIOLOGY L1 | Radiol L1 Common Area | Non Life Support | IES | ASP_GE | 188 | 5 | 0 | 2009-05-14 | Canyons/Desert
12200-Cassia Regional Hospital | 70513 | Orthopedic Clinic | 37500-Primary Childrens - Riverton | 21101-Radiology | 12200~000000000490 | 455792 | MJATDY8 | IHCRHKONCR | 17-904 | Digital Imaging Systems, Compu | CR | 262 | KONICA MINOLTA MEDICAL IMAGING USA INC | XPRESS A | 1 | 375D21101A | PR RADIOLOGY | Recovery Nurse Station | Non Life Support | IES | ASP_GE | 166 | 5 | 0 | 2011-03-10 | Canyons/Desert
40000-Intermountain Medical Group | 74096 | Sandy OB-GYN - England | 40000-Intermountain Medical Group | 72002-River Road Instacare | 40000~000000013021 | 457292 | LKBXH8K | 06764197 | 17-904 | Digital Imaging Systems, Compu | CR | 286 | KONICA MINOLTA MEDICAL IMAGING USA INC | XPRESS E | 1 | 400D72002A | MG RIVER ROAD INSTACARE | Radiology | Non Life Support | IES | ASP_GE | 164 | 5 | 0 | 2011-05-23 | Canyons/Desert
40000-Intermountain Medical Group | 72038 | Payson Instacare | 40000-Intermountain Medical Group | 72038-Payson Instacare | 40000~000000029094 | 452115 | LKNVBKF | IHLDHKONCR1 | 17-904 | Digital Imaging Systems, Compu | CR | 282 | KONICA MINOLTA MEDICAL IMAGING USA INC | XPRESS E | 1 | 400D72038A | MG PAYSON INSTACARE | Unspecified | Non Life Support | IES | ASP_GE | 188 | 5 | 0 | 2009-05-14 | Canyons/Desert
12600-St George Regional Hospital | 21101 | Radiology | 40000-Intermountain Medical Group | 73031-South Jordan Clinic | 12600~000000003339 | 457494 | LKPVXAL | IHSJCKONCR | 17-904 | Digital Imaging Systems, Compu | CR | 264 | KONICA MINOLTA MEDICAL IMAGING USA INC | XPRESS E | 1 | 400D73031A | MG SOUTH JORDAN CLINIC | Common Area | Non Life Support | IES | ASP_GE | 185 | 5 | 0 | 2009-09-01 | Canyons/Desert
12600-St George Regional Hospital | 21101 | Radiology | 11300-Supply Chain Organization | 32213-Asset Recovery - SLC | 12600~000000003337 | 457290 | LKPVXAM | IHDXHKONCR2 | 17-904 | Digital Imaging Systems, Compu | CR | 263 | KONICA MINOLTA MEDICAL IMAGING USA INC | XPRESS E | 1 | 113D32213C | SC ASSET RECOVERY AIRPORT WHS | Scrapped | Non Life Support | IES | ASP_GE | 184 | 5 | 0 | 2009-09-09 | Canyons/Desert
13200-McKay-Dee Hospital Center | 25501 | Radiation Center | 13200-McKay-Dee Hospital Center | 25501-Radiation Center | 13200~000000005921 | 358888 | 7A-03606 |  | 17-904 | Digital Imaging Systems, Compu | LInAcc OBI | 270 | VARIAN MEDICAL SYSTEMS INCORPORATED | ONBOARD IMAGER OBI | 1 | 132D25501A | MK RADIATION THERAPY 1ST FLR | Common Area | Non Life Support | IES | ASP_VARIAN | 200 | 7 | 0 | 2008-06-01 | Canyons/Desert
40000-Intermountain Medical Group | 75001 | Southridge Clinic - Dentistry | 13900-Riverton Hospital | 74209-Southridge Allergy | 40000~000000025272 | 851492 | 1000656 |  | 18-032 | Digital Imaging Systems, Porta | Dental | 303 | ARIBEX INC | NOMAD DENTAL | 1 | 139P74209D | MG RV SRIDGE OPTICAL | Unspecified | Run to Fail | RH_CE | RVHCREW3CE | 71 | 5 | 0 | 2019-02-04 | Canyons/Desert
37500-Primary Childrens - Riverton | 22104 | Operating Rooms | 11300-Supply Chain Organization | 32213-Asset Recovery - SLC | 37500~000000000850 | 401021 | 1540 | IHRVHABXR | 18-032 | Digital Imaging Systems, Porta | Dental | 299 | ARIBEX INC | NOMAD DENTAL | 1 | 113D32213C | SC ASSET RECOVERY AIRPORT WHS | Received | Run to Fail | IES | ASP_GE | 183 | 5 | 0 | 2009-10-29 | Canyons/Desert
14600-Cedar City Hospital | 22104 | Operating Rooms | 14600-Cedar City Hospital | 22104-Operating Rooms | 14600~000000001015 | 529699 | XA-121127-01 | IHCCHABXR | 18-032 | Digital Imaging Systems, Porta | Dental | 298 | ARIBEX INC | NOMAD DENTAL | 1 | 146D22104A | CC OPERATING ROOM | Common Area | Run to Fail | CCH_CE | CCHCREW1CE | 144 | 5 | 0 | 2013-01-17 | Canyons/Desert
12600-St George Regional Hospital | 21101 | Radiology | 12600-St George Regional Hospital | 21101-Radiology | 12600~000000015133 | 818824 | D3B171090 | IHDXHABXR | 18-032 | Digital Imaging Systems, Porta | Dental | 290 | ARIBEX INC | NOMAD DENTAL | 1 | 126D21101A | SG RADIOLOGY | Common Area | Run to Fail | IES | ASP_GE | 93 | 5 | 0 | 2017-04-13 | Canyons/Desert
37700-Primary Childrens - Lehi | 22104 | Operating Rooms | 37700-Primary Childrens - Lehi | 22104-Operating Rooms | 37700~000000003710 | 926018 | 1021477 |  | 18-032 | Digital Imaging Systems, Porta | Dental | 302 | ARIBEX INC | NOMAD PRO 2 | 1 | 377D22104A | PL OPERATING ROOMS | Unspecified | Run to Fail | PCHL_CE | PCHLCREW02 | 4 | 5 | 5 | 2024-09-03 | Canyons/Desert
37700-Primary Childrens - Lehi | 22104 | Operating Rooms | 37700-Primary Childrens - Lehi | 22104-Operating Rooms | 37700~000000002868 | 919148 | 1022933 |  | 18-032 | Digital Imaging Systems, Porta | Dental | 300 | ARIBEX INC | NOMAD PRO 2 | 1 | 377D22104A | PL OPERATING ROOMS | Unspecified | Run to Fail | IES | ASP_GE | 11 | 5 | 4 | 2024-02-19 | Canyons/Desert
13000-Logan Regional Hospital | 22104 | Operating Rooms | 13000-Logan Regional Hospital | 22104-Operating Rooms | 13000~000000010857 | 889212 | 1003381 |  | 18-032 | Digital Imaging Systems, Porta | Dental | 291 | ARIBEX INC | NOMAD PRO 2 | 1 | 130D22104A | LO OPERATING ROOM | Unspecified | Run to Fail | LRH_CE | LRHCREW1CE | 46 | 5 | 1 | 2021-04-01 | Canyons/Desert
37700-Primary Childrens - Lehi | 22104 | Operating Rooms | 37700-Primary Childrens - Lehi | 22104-Operating Rooms | 37700~000000003432 | 921364 | FBMHDX00330 |  | 18-032 | Digital Imaging Systems, Porta | C-Arms | 301 | GE HEALTHCARE | OEC 3D | 1 | 377D22104A | PL OPERATING ROOMS | Unspecified | Non Life Support | IES | ASP_GE | 8 | 5 | 4 | 2024-05-03 | Canyons/Desert
13800-Primary Childrens Hospital | 22104 | Operating Rooms | 13800-Primary Childrens Hospital | 22104-Operating Rooms | 13800~000000031800 | 897768 | FBMHDX00111 | FBMHDX00111 | 18-032 | Digital Imaging Systems, Porta | C-Arms | 294 | GE HEALTHCARE | OEC 3D | 1 | 138D22104A | PC OR L2 | OR Equipment Store Room | Non Life Support | IES | ASP_GE OEC | 29 | 5 | 3 | 2022-08-25 | Canyons/Desert
11800-American Fork Hospital | 20102 | Emergency Dept - Satellite | 11800-American Fork Hospital | 20102-Emergency Dept - Satellite | 11800~000000008131 | 913311 | BB5SE23600135HL |  | 18-032 | Digital Imaging Systems, Porta | C-Arms | 288 | OEC MEDICAL SYSTEMS INC | ELITE MINI VIEW | 1 | 118D20102A | SS EMERGENCY DEPT SATELLITE | Nurses Station | Non Life Support | IES | ASP_GE | 15 | 5 | 4 | 2023-10-17 | Canyons/Desert
13800-Primary Childrens Hospital | 22104 | Operating Rooms | 13800-Primary Childrens Hospital | 22104-Operating Rooms | 13800~000000031873 | 900740 | BB5SSU1900161HL | BB5S111900161 | 18-032 | Digital Imaging Systems, Porta | C-Arms | 295 | OEC MEDICAL SYSTEMS INC | ELITE MINI VIEW | 1 | 138D22104A | PC OR L2 | OR Equipment Store Room | Non Life Support | IES | ASP_GE OEC | 27 | 5 | 3 | 2022-10-12 | Canyons/Desert
13800-Primary Childrens Hospital | 22104 | Operating Rooms | 13800-Primary Childrens Hospital | 22104-Operating Rooms | 13800~000000032857 | 907851 | BB5SD2300114HL |  | 18-032 | Digital Imaging Systems, Porta | C-Arms | 296 | OEC MEDICAL SYSTEMS INC | ELITE MINI VIEW | 1 | 138D22104A | PC OR L2 | OR Equipment Store Room | Non Life Support | IES | ASP_GE | 21 | 5 | 3 | 2023-04-27 | Canyons/Desert
14400-Utah Valley Hospital | 21101 | Radiology | 14400-Utah Valley Hospital | 25501-Radiation Center | 14400~000000011496 | 196271 | 1427 | S/N 1427 | 18-032 | Digital Imaging Systems, Porta | LinAcc Portal Vision | 297 | VARIAN MEDICAL SYSTEMS INCORPORATED | PORTAL VISION | 1 | 144D25501A | UV RADIATION ONCOLOGY | OPRadOnc Rt 3 | Non Life Support | IES | ASP_VARIAN | 279 | 5 | 0 | 2001-10-19 | Canyons/Desert
13200-McKay-Dee Hospital Center | 25501 | Radiation Center | 13200-McKay-Dee Hospital Center | 25501-Radiation Center | 13200~000000010628 | 188895 | 224020 |  | 18-032 | Digital Imaging Systems, Porta | LinAcc Portal Vision | 293 | VARIAN MEDICAL SYSTEMS INCORPORATED | PORTAL VISION | 1 | 132D25501A | MK RADIATION THERAPY 1ST FLR | Lin Ctrl Rm | Non Life Support | IES | ASP_VARIAN | 272 | 8 | 0 | 2002-06-01 | Canyons/Desert
13000-Logan Regional Hospital | 25501 | Radiation Center | 13000-Logan Regional Hospital | 25501-Radiation Center | 13000~000000011338 | 899265 | 8P956711 |  | 18-032 | Digital Imaging Systems, Porta | LinAcc Portal Vision | 292 | VARIAN MEDICAL SYSTEMS INCORPORATED | PORTAL VISION | 1 | 130D25501A | LO CANCER CTR RADIATION THER | Linear Accelerator | Non Life Support | LRH_CE | LRHCREW1CE | 34 | 5 | 2 | 2022-03-23 | Canyons/Desert
11800-American Fork Hospital | 25501 | Radiation Center | 11800-American Fork Hospital | 25501-Radiation Center | 11800~000000000947 | 358095 | H810133 | S/N H810133 | 18-032 | Digital Imaging Systems, Porta | LinAcc Portal Vision | 289 | VARIAN MEDICAL SYSTEMS INCORPORATED | PORTAL VISION | 1 | 118D25501A | AF RADIATION ONCOLOGY | Common Area | Non Life Support | IES | ASP_VARIAN | 199 | 5 | 0 | 2008-06-24 | Canyons/Desert
40000-Intermountain Medical Group | 40003 | Cache Region Support | 13000-Logan Regional Hospital | 25501-Radiation Center | 40000~000000020345 | 371984 | 293893 | H293893 | 12-364 | Linear Accelerators | Linear Accelerators | 594 | VARIAN MEDICAL SYSTEMS INCORPORATED | 2100X | 1 | 130D25501A | LO CANCER CTR RADIATION THER | Radiation Therapy | Life Support / High Risk | IES | ASP_VARIAN | 192 | 5 | 0 | 2009-01-16 | Canyons/Desert
12800-LDS Hospital | 25501 | Radiation Center | 12800-LDS Hospital | 25501-Radiation Center | 12800~000000008160 | 131858 | 252 | AM128310 | 12-364 | Linear Accelerators | Linear Accelerators | 589 | VARIAN MEDICAL SYSTEMS INCORPORATED | CLINAC 1800 | 1 | 128D25501A | LD RADIATION CENTER L1 | Rc 5 | Medium |  |  | 421 | 5 | 0 | 1990-01-01 | Canyons/Desert
12800-LDS Hospital | 25501 | Radiation Center | 37000-The Orthopedic Specialty Hosp | 32215-Clinical Engineering | 12800~000000008170 | 132511 | UNK | AM1281087 | 12-364 | Linear Accelerators | Linear Accelerators | 590 | VARIAN MEDICAL SYSTEMS INCORPORATED | CLINAC 21EX | 1 | 370D32215A | TO CLINICAL ENGINEERING | Oncology | Life Support / High Risk | IES | ASP_VARIAN | 421 | 5 | 0 | 1990-01-01 | Canyons/Desert
14600-Cedar City Hospital | 25501 | Radiation Center | 40000-Intermountain Medical Group | 74036-Southwest Regional Cancer Clin | 14600~000000000099 | 306884 | 1189 | S/N 1189 | 12-364 | Linear Accelerators | Linear Accelerators | 591 | VARIAN MEDICAL SYSTEMS INCORPORATED | CLINAC 21EX | 1 | 400D74036B | MG SW REG CANCER CLNC CEDR CTY | SouthwestReg CancerCedarCity | Life Support / High Risk | IES | ASP_VARIAN | 136 | 5 | 0 | 2013-10-01 | Canyons/Desert
11800-American Fork Hospital | 25501 | Radiation Center | 11800-American Fork Hospital | 25501-Radiation Center | 11800~000000002061 | 358094 | H291038 | S/N H291038 | 12-364 | Linear Accelerators | Linear Accelerators | 586 | VARIAN MEDICAL SYSTEMS INCORPORATED | CLINAC 2300 IX | 1 | 118D25501A | AF RADIATION ONCOLOGY | Common Area | Life Support / High Risk | IES | ASP_VARIAN | 233 | 7 | 0 | 2005-08-24 | Canyons/Desert
15400-Intermountain Medical Center | 25501 | Radiation Center | 15400-Intermountain Medical Center | 25501-Radiation Center | 15400~000000005820 | 358240 | 23606-00296 | S/N H293426 | 12-364 | Linear Accelerators | Linear Accelerators | 593 | VARIAN MEDICAL SYSTEMS INCORPORATED | CLINAC 2300 IX | 1 | 154D25501A | IM RADIATION CENTER HL1 | Bldg C Radiation Center | Life Support / High Risk | IES | ASP_VARIAN | 216 | 7 | 0 | 2007-02-01 | Canyons/Desert
15400-Intermountain Medical Center | 25501 | Radiation Center | 15400-Intermountain Medical Center | 25501-Radiation Center | 15400~000000005819 | 358242 | 33206-00366 | S/N H293425 | 12-364 | Linear Accelerators | Linear Accelerators | 592 | VARIAN MEDICAL SYSTEMS INCORPORATED | TRILOGY | 1 | 154D25501A | IM RADIATION CENTER HL1 | Bldg C Radiation Center | Life Support / High Risk | IES | ASP_VARIAN | 216 | 7 | 0 | 2007-02-01 | Canyons/Desert
12600-St George Regional Hospital | 25501 | Radiation Center | 12600-St George Regional Hospital | 25501-Radiation Center | 12600~000000009172 | 457666 | H294521 | S/N H294521 | 12-364 | Linear Accelerators | Linear Accelerators | 588 | VARIAN MEDICAL SYSTEMS INCORPORATED | TRILOGY | 1 | 126D25501A | SG RADIATION CENTER | Unspecified | Life Support / High Risk | IES | ASP_VARIAN | 164 | 5 | 0 | 2011-05-26 | Canyons/Desert
12600-St George Regional Hospital | 25501 | Radiation Center | 12600-St George Regional Hospital | 25501-Radiation Center | 12600~000000003280 | 444960 | 4521 |  | 12-364 | Linear Accelerators | Linear Accelerators | 587 | VARIAN MEDICAL SYSTEMS INCORPORATED | TRILOGY | 1 | 126D25501A | SG RADIATION CENTER | Linear Accelator Rm 1 | Life Support / High Risk | SGR_F | PM4 | 182 | 7 | 0 | 2009-12-01 | Canyons/Desert
13200-McKay-Dee Hospital Center | 21101 | Radiology | Unspecified-Unspecified | __NOT_APPLICABLE__-Unspecified | 13200~000000015730 |  | 145010142745 |  | 18-429 | Radiographic Systems | XR / RF | 861 | CARESTREAM HEALTH INCORPORATED | DRX 2530C | 1 | Unspecified | Unspecified | Unspecified | Run to Fail |  |  | 120 | 7 | 0 | 2015-01-05 | Canyons/Desert
13800-Primary Childrens Hospital | 22204 | Child Procedure Center | 13800-Primary Childrens Hospital | 22104-Operating Rooms | 13800~000000030365 | 884298 | MS21C2661 |  | 18-429 | Radiographic Systems | X-Ray Other | 862 | DIGIMED | MINIX-S | 1 | 138D22104B | PC CPC DENTAL OR 1ST FLR | Unspecified | Run to Fail | PCH_CE | PCHCREW09 | 43 | 5 | 1 | 2021-06-02 | Canyons/Desert
14400-Utah Valley Hospital | 25501 | Radiation Center | 14400-Utah Valley Hospital | 21101-Radiology | 14400~000000017350 | 864974 | H193182 |  | 18-429 | Radiographic Systems | Linear Accelerators | 863 | VARIAN MEDICAL SYSTEMS INCORPORATED | TRUE BEAM SYSTEM | 1 | 144I21101A | UV RADIOLOGY | Unspecified | High | IES | ASP_VARIAN | 84 | 7 | 0 | 2018-02-01 | Canyons/Desert
11800-American Fork Hospital | 21101 | Radiology | 11800-American Fork Hospital | 21101-Radiology | 11800~000000005445 | 812078 | 9307 | IHAFHCSTWS2 | 18-430 | Radiographic Systems, Digital | Detector | 872 | CARESTREAM HEALTH INCORPORATED | DRX-1 | 1 | 118D21101A | AF RADIOLOGY | Unspecified | Life Support / High Risk | IES | ASP_GE | 106 | 7 | 0 | 2016-03-15 | Canyons/Desert
11800-American Fork Hospital | 21101 | Radiology | 11800-American Fork Hospital | 21101-Radiology | 11800~000000005751 | 819987 | 002834 | IHAFHCSTWS3 | 18-430 | Radiographic Systems, Digital | Detector | 874 | CARESTREAM HEALTH INCORPORATED | DRX-1 | 1 | 118D21101A | AF RADIOLOGY | Common Areas | Life Support / High Risk | IES | ASP_GE | 91 | 7 | 0 | 2017-06-23 | Canyons/Desert
12000-Bear River Valley Hospital | 21101 | Radiology | 12000-Bear River Valley Hospital | 21101-Radiology | 12000~000000001010 | 723209 | 008439 | IHBRHCSTWS | 18-430 | Radiographic Systems, Digital | Detector | 877 | CARESTREAM HEALTH INCORPORATED | DRX-1 | 1 | 120D21101A | BR RADIOLOGY | X-Ray | Life Support / High Risk | IES | ASP_GE | 122 | 7 | 0 | 2014-11-24 | Canyons/Desert
12500-Delta Community Hospital | 21101 | Radiology | 12500-Delta Community Hospital | 21101-Radiology | 12500~000000000862 | 835609 | 011387 | IHDCHCSTWS | 18-430 | Radiographic Systems, Digital | Detector | 881 | CARESTREAM HEALTH INCORPORATED | DRX-1 | 1 | 125D21101A | DL XRAY | Unspecified | Life Support / High Risk | IES | ASP_GE | 79 | 5 | 0 | 2018-06-25 | Canyons/Desert
12600-St George Regional Hospital | 21101 | Radiology | 12600-St George Regional Hospital | 21101-Radiology | 12600~000000011551 | 490459 | 133200038275 | K46108837 | 18-430 | Radiographic Systems, Digital | Detector | 882 | CARESTREAM HEALTH INCORPORATED | DRX-1 | 1 | 126D21101A | SG RADIOLOGY | Unspecified | Life Support / High Risk | IES | ASP_GE | 173 | 5 | 0 | 2010-08-30 | Canyons/Desert
12600-St George Regional Hospital | 21101 | Radiology | 40000-Intermountain Medical Group | 73013-Hurricane Valley Clinic | 12600~000000011598 | 490458 | 2UA0401B9P | IHCCCCSTWS5 | 18-430 | Radiographic Systems, Digital | Detector | 894 | CARESTREAM HEALTH INCORPORATED | DRX-1 | 1 | 400D73013A | MG HURRICANE VALLEY CLINIC | Unspecified | Life Support / High Risk | IES | ASP_GE | 156 | 5 | 0 | 2012-01-23 | Canyons/Desert
12600-St George Regional Hospital | 22203 | Surgical Center | 12600-St George Regional Hospital | 32317-Plant Operation | 12600~000000004215 | 490478 | K4612-4832 | IHDXHCSTWS10 | 18-430 | Radiographic Systems, Digital | Detector | 896 | CARESTREAM HEALTH INCORPORATED | DRX-1 | 1 | 126D32317B | SG PLANT OPERATIONS RR | 4N So UT Neurosciences In | Life Support / High Risk | IES | ASP_GE | 149 | 5 | 0 | 2012-09-01 | Canyons/Desert
12700-Fillmore Community Hospital | 21101 | Radiology | 12700-Fillmore Community Hospital | 21101-Radiology | 12700~000000000688 | 835556 | 011406 | IHFCHCSTWS | 18-430 | Radiographic Systems, Digital | Detector | 898 | CARESTREAM HEALTH INCORPORATED | DRX-1 | 1 | 127D21101A | FL RADIOLOGY | Unspecified | Life Support / High Risk | IES | ASP_GE | 78 | 5 | 0 | 2018-07-16 | Canyons/Desert
13000-Logan Regional Hospital | 21001 | Imaging Administration | 40000-Intermountain Medical Group | 73091-Park City Mtn Medical Clinic | 13000~000000002948 | 487993 | 25052 | IHPCCCSTWS | 18-430 | Radiographic Systems, Digital | Detector | 904 | CARESTREAM HEALTH INCORPORATED | DRX-1 | 1 | 400D73091A | MG PARK CITY MOUNTAIN RES CLIN | Unspecified | Life Support / High Risk | IES | ASP_GE | 154 | 5 | 0 | 2012-03-27 | Canyons/Desert
13000-Logan Regional Hospital | 21101 | Radiology | 13000-Logan Regional Hospital | 21101-Radiology | 13000~000000003040 | 488008 | 002759 | IHLRHCSTXP1 | 18-430 | Radiographic Systems, Digital | Detector | 906 | CARESTREAM HEALTH INCORPORATED | DRX-1 | 1 | 130D21101A | LO RADIOLOGY | Exam 5 | Life Support / High Risk | IES | ASP_GE | 150 | 5 | 0 | 2012-07-27 | Canyons/Desert
13000-Logan Regional Hospital | 21101 | Radiology | 40000-Intermountain Medical Group | 73050-Canyons Village Medical Clinic | 13000~000000003000 | 487995 | 2039 | IHLRHCSTWS | 18-430 | Radiographic Systems, Digital | Detector | 910 | CARESTREAM HEALTH INCORPORATED | DRX-1 | 1 | 400D73050A | MG CANYONS VILLAGE MEDICAL CL | Unspecified | Life Support / High Risk | IES | ASP_GE | 154 | 5 | 0 | 2012-03-26 | Canyons/Desert
14200-Sevier Valley Hospital | 21101 | Radiology | 14200-Sevier Valley Hospital | 21101-Radiology | 14200~000000000702 | 541000 | 70678HL8 | IHSVHCSTWS1 | 18-430 | Radiographic Systems, Digital | Detector | 939 | CARESTREAM HEALTH INCORPORATED | DRX-1 | 1 | 142D21101A | SV RADIOLOGY | 1 | Life Support / High Risk | IES | ASP_GE | 156 | 5 | 0 | 2012-01-10 | Canyons/Desert
14200-Sevier Valley Hospital | 21101 | Radiology | 14200-Sevier Valley Hospital | 21101-Radiology | 14200~000000001266 | 827569 | 011191 | IHSVHCSTWS2 | 18-430 | Radiographic Systems, Digital | Detector | 940 | CARESTREAM HEALTH INCORPORATED | DRX-1 | 1 | 142D21101A | SV RADIOLOGY | Unspecified | Life Support / High Risk | IES | ASP_GE | 83 | 5 | 0 | 2018-02-22 | Canyons/Desert
14300-Park City Hospital | 21101 | Radiology | 14300-Park City Hospital | 21101-Radiology | 14300~000000002281 | 801320 | 008843 | IHPCHCSTWS2 | 18-430 | Radiographic Systems, Digital | Detector | 943 | CARESTREAM HEALTH INCORPORATED | DRX-1 | 1 | 143D21101A | PK XRAY RADIOLOGY | Unspecified | Life Support / High Risk | IES | ASP_GE | 114 | 7 | 0 | 2015-07-22 | Canyons/Desert
14300-Park City Hospital | 21101 | Radiology | 14300-Park City Hospital | 21101-Radiology | 14300~000000002282 | 801319 | 008855 | IHPCHCSTWS1 | 18-430 | Radiographic Systems, Digital | Detector | 944 | CARESTREAM HEALTH INCORPORATED | DRX-1 | 1 | 143D21101A | PK XRAY RADIOLOGY | Unspecified | Life Support / High Risk | IES | ASP_GE | 114 | 7 | 0 | 2015-07-22 | Canyons/Desert
14600-Cedar City Hospital | 21101 | Radiology | 14600-Cedar City Hospital | 21101-Radiology | 14600~000000002252 | 805768 | 1593 | IHCCHCSTXP3 | 18-430 | Radiographic Systems, Digital | Detector | 956 | CARESTREAM HEALTH INCORPORATED | DRX-1 | 1 | 146D21101B | CC RADIOLOGY TE | Unspecified | Life Support / High Risk | IES | ASP_GE | 118 | 7 | 0 | 2015-03-13 | Canyons/Desert
14600-Cedar City Hospital | 21101 | Radiology | 14600-Cedar City Hospital | 21101-Radiology | 14600~000000002253 | 805769 | 1592 | IHCCHCSTXP2 | 18-430 | Radiographic Systems, Digital | Detector | 957 | CARESTREAM HEALTH INCORPORATED | DRX-1 | 1 | 146D21101B | CC RADIOLOGY TE | Unspecified | Life Support / High Risk | IES | ASP_GE | 118 | 7 | 0 | 2015-03-13 | Canyons/Desert
14800-Heber Valley Hospital | 21101 | Radiology | 14800-Heber Valley Hospital | 21101-Radiology | 14800~000000001561 | 828680 | 011195 | IHHVHCSTWS | 18-430 | Radiographic Systems, Digital | Detector | 960 | CARESTREAM HEALTH INCORPORATED | DRX-1 | 1 | 148D21101A | HV RADIOLOGY | Unspecified | Life Support / High Risk | IES | ASP_GE | 82 | 5 | 0 | 2018-03-22 | Canyons/Desert
15400-Intermountain Medical Center | 21101 | Radiology | 15400-Intermountain Medical Center | 21001-Imaging Administration | 15400~000000031479 | 829941 | K58030542 | IHMCHCSTWS1 | 18-430 | Radiographic Systems, Digital | Detector | 963 | CARESTREAM HEALTH INCORPORATED | DRX-1 | 1 | 154D21001A | IM IMAGING ADMIN TOWER TLL1 | Bldg C Imaging Admin | Life Support / High Risk | IES | ASP_GE | 80 | 5 | 0 | 2018-05-20 | Canyons/Desert
15400-Intermountain Medical Center | 21101 | Radiology | 15400-Intermountain Medical Center | 21001-Imaging Administration | 15400~000000031480 | 829942 | K58030546 | IHMCHCSTWS2 | 18-430 | Radiographic Systems, Digital | Detector | 964 | CARESTREAM HEALTH INCORPORATED | DRX-1 | 1 | 154D21001A | IM IMAGING ADMIN TOWER TLL1 | Unspecified | Life Support / High Risk | IES | ASP_GE | 80 | 5 | 0 | 2018-05-20 | Canyons/Desert
18200-Garfield Memorial Hospital | 21101 | Radiology | 18200-Garfield Memorial Hospital | 21101-Radiology | 18200~000000000645 | 842616 | 10734 | IHGMHCSTWS2 | 18-430 | Radiographic Systems, Digital | Detector | 971 | CARESTREAM HEALTH INCORPORATED | DRX-1 | 1 | 182D21101A | GF RADIOLOGY | Unspecified | Life Support / High Risk | IES | ASP_GE | 88 | 7 | 0 | 2017-09-22 | Canyons/Desert
40000-Intermountain Medical Group | 40090 | American Fork Specialty Admin | 40000-Intermountain Medical Group | 74138-Utah Valley Ortho-North Valley | 40000~000000024285 | 490480 | K5240-9177 | IHUVCCSTWS1 | 18-430 | Radiographic Systems, Digital | Detector | 986 | CARESTREAM HEALTH INCORPORATED | DRX-1 | 1 | 400D74138A | MG UV ORTHOPEDICS NO VALLEY | Unspecified | Life Support / High Risk | IES | ASP_GE | 151 | 5 | 0 | 2012-07-01 | Canyons/Desert
40000-Intermountain Medical Group | 72003 | Cedar City Instacare | 14600-Cedar City Hospital | 21101-Radiology | 40000~000000024295 | 490466 | K4612-0650 | K#46120650 | 18-430 | Radiographic Systems, Digital | Detector | 987 | CARESTREAM HEALTH INCORPORATED | DRX-1 | 1 | 146D21101B | CC RADIOLOGY TE | Radiology 1 | Life Support / High Risk | IES | ASP_GE | 151 | 5 | 0 | 2012-06-29 | Canyons/Desert
40000-Intermountain Medical Group | 72005 | Sunset Instacare | 40000-Intermountain Medical Group | 72005-Sunset Instacare | 40000~000000020440 | 818793 | K5800-8534 | IHSTUCSTWS | 18-430 | Radiographic Systems, Digital | Detector | 990 | CARESTREAM HEALTH INCORPORATED | DRX-1 | 1 | 400D72005A | MG SUNSET INSTACARE | Common Area | Life Support / High Risk | IES | ASP_GE | 97 | 7 | 0 | 2016-12-20 | Canyons/Desert
40000-Intermountain Medical Group | 72012 | Holladay Instacare | 40000-Intermountain Medical Group | 72012-Holladay Instacare | 40000~000000021684 | 827646 | 10774 | IHHDUCSTWS | 18-430 | Radiographic Systems, Digital | Detector | 991 | CARESTREAM HEALTH INCORPORATED | DRX-1 | 1 | 400D72012A | MG HOLLADAY INSTACARE | Unspecified | Life Support / High Risk | IES | ASP_GE | 88 | 5 | 0 | 2017-09-29 | Canyons/Desert
40000-Intermountain Medical Group | 72015 | Taylorsville Instacare | 40000-Intermountain Medical Group | 72015-Taylorsville Instacare | 40000~000000000446 | 577401 | 7865 | IHTYUCSTWS2 | 18-430 | Radiographic Systems, Digital | Detector | 993 | CARESTREAM HEALTH INCORPORATED | DRX-1 | 1 | 400D72015A | MG TAYLORSVILLE INSTACARE | Radiol Xray Room 1 | Life Support / High Risk | IES | ASP_GE | 131 | 5 | 0 | 2014-02-12 | Canyons/Desert
40000-Intermountain Medical Group | 72016 | Southridge Instacare | 40000-Intermountain Medical Group | 72016-Southridge Instacare | 40000~000000024806 | 845635 | 011589 | IHSRUCSTWS | 18-430 | Radiographic Systems, Digital | Detector | 998 | CARESTREAM HEALTH INCORPORATED | DRX-1 | 1 | 400D72016A | MG SOUTHRIDGE INSTACARE | Unspecified | Life Support / High Risk | IES | ASP_GE | 74 | 5 | 0 | 2018-11-26 | Canyons/Desert
40000-Intermountain Medical Group | 72022 | Saratoga Springs Instacare | 40000-Intermountain Medical Group | 72022-Saratoga Springs Instacare | 40000~000000024793 | 841219 | 011588 | IHSSUCSTWS | 18-430 | Radiographic Systems, Digital | Detector | 1000 | CARESTREAM HEALTH INCORPORATED | DRX-1 | 1 | 400D72022A | MG SARATOGA SPRINGS INSTACARE | Unspecified | Life Support / High Risk | IES | ASP_GE | 74 | 5 | 0 | 2018-11-26 | Canyons/Desert
40000-Intermountain Medical Group | 72023 | American Fork InstaCare | 40000-Intermountain Medical Group | 72023-American Fork InstaCare | 40000~000000014343 | 582795 | 7795 | IHAFUCSTWS | 18-430 | Radiographic Systems, Digital | Detector | 1002 | CARESTREAM HEALTH INCORPORATED | DRX-1 | 1 | 400D72023B | MG AMERICAN FORK INSTACARE | Radiology 2 | Life Support / High Risk | IES | ASP_GE | 126 | 7 | 0 | 2014-07-21 | Canyons/Desert
40000-Intermountain Medical Group | 72025 | Spanish Fork Instacare | 40000-Intermountain Medical Group | 74334-Spanish Fork Ortho Sports Med | 40000~000000029376 | 880070 | QGDIGDRX-20R-0417 | IHSCCCSTXR3 | 18-430 | Radiographic Systems, Digital | Detector | 1003 | CARESTREAM HEALTH INCORPORATED | DRX-1 | 1 | 400D74334A | MG SPANISH FORK ORTHO SPRTS MD | Unspecified | Life Support / High Risk | IES | ASP_GE | 45 | 5 | 1 | 2021-04-05 | Canyons/Desert
40000-Intermountain Medical Group | 72037 | Park City Bonanza Instacare | 40000-Intermountain Medical Group | 72037-Park City Bonanza Instacare | 40000~000000020838 | 817562 | 010367 | IHPCUCSTWS | 18-430 | Radiographic Systems, Digital | Detector | 1004 | CARESTREAM HEALTH INCORPORATED | DRX-1 | 1 | 400D72037A | MG PARK CITY BONANZA INSTACARE | Common Area | Life Support / High Risk | IES | ASP_GE | 93 | 5 | 0 | 2017-04-04 | Canyons/Desert
40000-Intermountain Medical Group | 73020 | North Ogden Clinic | 40000-Intermountain Medical Group | 73020-North Ogden Clinic | 40000~000000006621 | 548758 | 007325 | IHNGCCSTWS1 | 18-430 | Radiographic Systems, Digital | Detector | 1009 | CARESTREAM HEALTH INCORPORATED | DRX-1 | 1 | 400D73020A | MG N OG FAMILY PRAC CLINIC | Radiology | Life Support / High Risk | IES | ASP_GE | 141 | 7 | 0 | 2013-04-30 | Canyons/Desert
40000-Intermountain Medical Group | 73020 | North Ogden Clinic | 40000-Intermountain Medical Group | 73020-North Ogden Clinic | 40000~000000018169 | 808145 | 9351 | IHNGCCSTWS2 | 18-430 | Radiographic Systems, Digital | Detector | 1011 | CARESTREAM HEALTH INCORPORATED | DRX-1 | 1 | 400D73020A | MG N OG FAMILY PRAC CLINIC | Rad | Life Support / High Risk | IES | ASP_GE | 106 | 7 | 0 | 2016-03-31 | Canyons/Desert
40000-Intermountain Medical Group | 73022 | South Ogden Clinic | 40000-Intermountain Medical Group | 73022-South Ogden Clinic | 40000~000000024677 | 846892 | 8037681D | IHSGCCSTWS | 18-430 | Radiographic Systems, Digital | Detector | 1014 | CARESTREAM HEALTH INCORPORATED | DRX-1 | 1 | 400D73022A | MG SOUTH OGDEN CLINIC | Unspecified | Life Support / High Risk | IES | ASP_GE | 75 | 5 | 0 | 2018-10-25 | Canyons/Desert
40000-Intermountain Medical Group | 73030 | North Temple Clinic | 40000-Intermountain Medical Group | 73074-Memorial Clinic Admin | 40000~000000016795 | 804070 | 8729 | IHMMCCSTWS | 18-430 | Radiographic Systems, Digital | Detector | 1016 | CARESTREAM HEALTH INCORPORATED | DRX-1 | 1 | 400D73074A | MG MEMORIAL CLINIC ADMIN | Unspecified | Life Support / High Risk | IES | ASP_GE | 116 | 7 | 0 | 2015-05-19 | Canyons/Desert
40000-Intermountain Medical Group | 73042 | South Sandy Clinic | 40000-Intermountain Medical Group | 73042-South Sandy Clinic | 40000~000000018390 | 808097 | 9374 | IHSACCSTWS | 18-430 | Radiographic Systems, Digital | Detector | 1017 | CARESTREAM HEALTH INCORPORATED | DRX-1 | 1 | 400D73042A | MG SOUTH SANDY CLINIC | Common Areas | Life Support / High Risk | IES | ASP_GE | 105 | 7 | 0 | 2016-04-29 | Canyons/Desert
40000-Intermountain Medical Group | 73050 | Canyons Village Medical Clinic | 40000-Intermountain Medical Group | 73050-Canyons Village Medical Clinic | 40000~000000019703 | 487994 | 1766 | IHCNCCSTWS | 18-430 | Radiographic Systems, Digital | Detector | 1018 | CARESTREAM HEALTH INCORPORATED | DRX-1 | 1 | 400D73050A | MG CANYONS VILLAGE MEDICAL CL | Unspecified | Life Support / High Risk | IES | ASP_GE | 157 | 5 | 0 | 2011-12-06 | Canyons/Desert
40000-Intermountain Medical Group | 73062 | Utah Valley Family Medicine | 11300-Supply Chain Organization | 32213-Asset Recovery - SLC | 40000~000000021683 | 827643 | K58001620 | IHCFCCSTWS | 18-430 | Radiographic Systems, Digital | Detector | 1024 | CARESTREAM HEALTH INCORPORATED | DRX-1 | 1 | 113D32213B | SC ASSET RECOVERY FINE DR WHS | Sold | Life Support / High Risk | IES | ASP_GE | 88 | 5 | 0 | 2017-09-29 | Canyons/Desert
40000-Intermountain Medical Group | 73068 | Ephraim Clinic | 40000-Intermountain Medical Group | 73068-Ephraim Clinic | 40000~000000016796 | 804072 | 8732 | IHPSCCSTWS3 | 18-430 | Radiographic Systems, Digital | Detector | 1025 | CARESTREAM HEALTH INCORPORATED | DRX-1 | 1 | 400D73068A | MG EPHRAIM CLINIC | Unspecified | Life Support / High Risk | IES | ASP_GE | 116 | 7 | 0 | 2015-05-19 | Canyons/Desert
40000-Intermountain Medical Group | 73072 | Layton Clinic | 40000-Intermountain Medical Group | 73072-Layton Clinic | 40000~000000024912 | 845666 | 011599 | IHLYCCSTWS | 18-430 | Radiographic Systems, Digital | Detector | 1026 | CARESTREAM HEALTH INCORPORATED | DRX-1 | 1 | 400D73072A | MG LAYTON CLINIC | Unspecified | Life Support / High Risk | IES | ASP_GE | 73 | 5 | 0 | 2018-12-03 | Canyons/Desert
40000-Intermountain Medical Group | 73074 | Memorial Clinic Admin | 12200-Cassia Regional Hospital | 70006-Family Practice Clinic | 40000~000000020438 | 815602 | K5800-8512 | IHCRHCSTWS3 | 18-430 | Radiographic Systems, Digital | Detector | 1027 | CARESTREAM HEALTH INCORPORATED | DRX-1 | 1 | 122D70006A | CA FAMILY MED STE A | Common Area | Life Support / High Risk | IES | ASP_GE | 98 | 7 | 0 | 2016-11-21 | Canyons/Desert
40000-Intermountain Medical Group | 73083 | Kaysville Creekside Clinic | 40000-Intermountain Medical Group | 73083-Kaysville Creekside Clinic | 40000~000000015495 | 721746 | 8233 | IHKYCCSTWS | 18-430 | Radiographic Systems, Digital | Detector | 1030 | CARESTREAM HEALTH INCORPORATED | DRX-1 | 1 | 400D73083A | MG KAYSVILLE CREEKSIDE CLINIC | X-RAY | Life Support / High Risk | IES | ASP_GE | 118 | 7 | 0 | 2015-03-23 | Canyons/Desert
40000-Intermountain Medical Group | 73084 | Draper Clinic | 40000-Intermountain Medical Group | 73084-Draper Clinic | 40000~000000014742 | 721031 | 8231 | IHDRUCSTWS | 18-430 | Radiographic Systems, Digital | Detector | 1032 | CARESTREAM HEALTH INCORPORATED | DRX-1 | 1 | 400D73084A | MG DRAPER CLINIC | Unspecified | Life Support / High Risk | IES | ASP_GE | 125 | 7 | 0 | 2014-08-04 | Canyons/Desert
40000-Intermountain Medical Group | 73112 | USU Student Health Center | 40000-Intermountain Medical Group | 73112-USU Student Health Center | 40000~000000000448 | 578550 | 007863 | IHTYUCSTWS4 | 18-430 | Radiographic Systems, Digital | Detector | 1033 | CARESTREAM HEALTH INCORPORATED | DRX-1 | 1 | 400D73112A | MG USU STUDENT HEALTH CENTER | Common Areas | Life Support / High Risk | IES | ASP_GE | 131 | 5 | 0 | 2014-02-20 | Canyons/Desert
40000-Intermountain Medical Group | 74011 | Budge Clinic Radiology | 40000-Intermountain Medical Group | 74011-Budge Clinic Radiology | 40000~000000014848 | 722094 | 8361 | IHBUCCSTWS2 | 18-430 | Radiographic Systems, Digital | Detector | 1038 | CARESTREAM HEALTH INCORPORATED | DRX-1 | 1 | 400D74011A | MG BUDGE CL RADIOLOGY 1ST FLR | Fp Main | Life Support / High Risk | IES | ASP_GE | 122 | 7 | 0 | 2014-11-11 | Canyons/Desert
40000-Intermountain Medical Group | 74051 | Calton-Harrison Ortho-South | 40000-Intermountain Medical Group | 74051-Calton-Harrison Ortho-South | 40000~000000024895 | 845371 | 011586 | IHCHCCSTWS2 | 18-430 | Radiographic Systems, Digital | Detector | 1043 | CARESTREAM HEALTH INCORPORATED | DRX-1 | 1 | 400D74051A | MG CALTON HARRISON ORTHO SOUTH | Unspecified | Life Support / High Risk | IES | ASP_GE | 74 | 5 | 0 | 2018-11-26 | Canyons/Desert
40000-Intermountain Medical Group | 74078 | Ortho Specialty Group - LDSH | 40000-Intermountain Medical Group | 74078-Ortho Specialty Group - LDSH | 40000~000000016794 | 806409 | 8650 | IHPSCCSTWS1 | 18-430 | Radiographic Systems, Digital | Detector | 1048 | CARESTREAM HEALTH INCORPORATED | DRX-1 | 1 | 400D74078A | MG AVENUES SPECIALTY ORTHO L1 | Common Area | Life Support / High Risk | IES | ASP_GE | 118 | 7 | 0 | 2015-03-18 | Canyons/Desert
40000-Intermountain Medical Group | 74107 | Ortho Specialty Group-IMC | 40000-Intermountain Medical Group | 74107-Ortho Specialty Group-IMC | 40000~000000019559 | 810928 | 009462 | IHPSCCSTWS4 | 18-430 | Radiographic Systems, Digital | Detector | 1051 | CARESTREAM HEALTH INCORPORATED | DRX-1 | 1 | 400D74107A | MG ORTHO SPEC GROUP IM STE 430 | Unspecified | Life Support / High Risk | IES | ASP_GE | 103 | 7 | 0 | 2016-06-22 | Canyons/Desert
40000-Intermountain Medical Group | 74108 | Ortho Specialty Group-Riverton | 40000-Intermountain Medical Group | 74108-Ortho Specialty Group-Riverton | 40000~000000019629 | 811007 | 09488 | IHPSCCSTWS5 | 18-430 | Radiographic Systems, Digital | Detector | 1053 | CARESTREAM HEALTH INCORPORATED | DRX-1 | 1 | 400D74108A | MG ORTHO SPECIALTY GROUP RV | Ortho Specialty Grp - Riverton | Life Support / High Risk | IES | ASP_GE | 103 | 7 | 0 | 2016-06-27 | Canyons/Desert
40000-Intermountain Medical Group | 77010 | Murray Workmed | 40000-Intermountain Medical Group | 77010-Murray Workmed | 40000~000000016792 | 806410 | 8649 | IHPSCCSTWS2 | 18-430 | Radiographic Systems, Digital | Detector | 1067 | CARESTREAM HEALTH INCORPORATED | DRX-1 | 1 | 400D77010A | MG WORKMED MURRAY | Unspecified | Life Support / High Risk | IES | ASP_GE | 118 | 7 | 0 | 2015-03-18 | Canyons/Desert
40000-Intermountain Medical Group | 77017 | South Jordan WorkMed | 40000-Intermountain Medical Group | 77017-South Jordan WorkMed | 40000~000000016828 | 806012 | 8654 | IHSJCCSTWS | 18-430 | Radiographic Systems, Digital | Detector | 1069 | CARESTREAM HEALTH INCORPORATED | DRX-1 | 1 | 400D77017A | MG SOUTH JORDAN WORKMED | Unspecified | Life Support / High Risk | IES | ASP_GE | 121 | 7 | 0 | 2014-12-23 | Canyons/Desert
11600-Alta View Hospital | 21101 | Radiology | 11600-Alta View Hospital | 21101-Radiology | 11600~000000003037 | 528400 | K5240-9310 | K52409310 | 18-430 | Radiographic Systems, Digital | Detector | 864 | CARESTREAM HEALTH INCORPORATED | DRX-1 SYSTEM DETECTOR | 1 | 116D21101A | AV RADIOLOGY | X-Ray | Life Support / High Risk | IES | ASP_GE | 146 | 5 | 0 | 2012-11-13 | Canyons/Desert
11600-Alta View Hospital | 21101 | Radiology | 11600-Alta View Hospital | 21101-Radiology | 11600~000000003498 | 571894 | 134600139094 | IHAVHCARDR10 | 18-430 | Radiographic Systems, Digital | Detector | 865 | CARESTREAM HEALTH INCORPORATED | DRX-1 SYSTEM DETECTOR | 1 | 116D21101A | AV RADIOLOGY | Common Area | Life Support / High Risk | IES | ASP_GE | 132 | 5 | 0 | 2014-01-21 | Canyons/Desert
11800-American Fork Hospital | 21101 | Radiology | 11800-American Fork Hospital | 21101-Radiology | 11800~000000005446 | 749262 | 160230100630 |  | 18-430 | Radiographic Systems, Digital | Detector | 873 | CARESTREAM HEALTH INCORPORATED | DRX-1 SYSTEM DETECTOR | 1 | 118D21101A | AF RADIOLOGY | Unspecified | Life Support / High Risk | IES | ASP_GE | 106 | 7 | 0 | 2016-03-15 | Canyons/Desert
12600-St George Regional Hospital | 21101 | Radiology | 12600-St George Regional Hospital | 21101-Radiology | 12600~000000011552 | 490461 | 101400031286 | K46108837 | 18-430 | Radiographic Systems, Digital | Detector | 883 | CARESTREAM HEALTH INCORPORATED | DRX-1 SYSTEM DETECTOR | 1 | 126D21101E | SG RADIOLOGY RR CAMPUS | Radiol Common Area | Life Support / High Risk | IES | ASP_GE | 173 | 5 | 0 | 2010-08-30 | Canyons/Desert
12600-St George Regional Hospital | 21101 | Radiology | 12600-St George Regional Hospital | 21101-Radiology | 12600~000000011599 | 490460 | 105200032523 | IHDXHCSTDR7 | 18-430 | Radiographic Systems, Digital | Detector | 885 | CARESTREAM HEALTH INCORPORATED | DRX-1 SYSTEM DETECTOR | 1 | 126D21101E | SG RADIOLOGY RR CAMPUS | Radiol Common Area | Life Support / High Risk | IES | ASP_GE | 156 | 5 | 0 | 2012-01-23 | Canyons/Desert
12600-St George Regional Hospital | 21101 | Radiology | 12600-St George Regional Hospital | 21101-Radiology | 12600~000000011605 | 490462 | 093700030793 |  | 18-430 | Radiographic Systems, Digital | Detector | 886 | CARESTREAM HEALTH INCORPORATED | DRX-1 SYSTEM DETECTOR | 1 | 126D21101E | SG RADIOLOGY RR CAMPUS | Radiol Common Area | Life Support / High Risk | IES | ASP_GE | 156 | 5 | 0 | 2012-01-23 | Canyons/Desert
12600-St George Regional Hospital | 21101 | Radiology | 12600-St George Regional Hospital | 21101-Radiology | 12600~000000011607 | 490464 | 103500031925 |  | 18-430 | Radiographic Systems, Digital | Detector | 888 | CARESTREAM HEALTH INCORPORATED | DRX-1 SYSTEM DETECTOR | 1 | 126D21101E | SG RADIOLOGY RR CAMPUS | Radiol Common Area | Life Support / High Risk | IES | ASP_GE | 156 | 5 | 0 | 2012-01-23 | Canyons/Desert
12600-St George Regional Hospital | 21101 | Radiology | 12600-St George Regional Hospital | 21101-Radiology | 12600~000000011608 | 490465 | 105000032428 | K46120884 | 18-430 | Radiographic Systems, Digital | Detector | 889 | CARESTREAM HEALTH INCORPORATED | DRX-1 SYSTEM DETECTOR | 1 | 126D21101E | SG RADIOLOGY RR CAMPUS | Radiol Common Area | Life Support / High Risk | IES | ASP_GE | 156 | 5 | 0 | 2012-01-23 | Canyons/Desert
13200-McKay-Dee Hospital Center | 21101 | Radiology | 13200-McKay-Dee Hospital Center | 21101-Radiology | 13200~000000009689 | 557489 | 132900138141 | IHMKHCSTWS | 18-430 | Radiographic Systems, Digital | Detector | 912 | CARESTREAM HEALTH INCORPORATED | DRX-1 SYSTEM DETECTOR | 1 | 132D21101A | MK RADIOLOGY 1ST FLR | Common Area | Life Support / High Risk | IES | ASP_GE | 136 | 5 | 0 | 2013-09-03 | Canyons/Desert
14600-Cedar City Hospital | 21101 | Radiology | 14600-Cedar City Hospital | 21101-Radiology | 14600~000000002058 | 490469 | 111300032937 | K46124173 | 18-430 | Radiographic Systems, Digital | Detector | 955 | CARESTREAM HEALTH INCORPORATED | DRX-1 SYSTEM DETECTOR | 1 | 146D21101B | CC RADIOLOGY TE | Common Area | Life Support / High Risk | IES | ASP_GE | 156 | 5 | 0 | 2012-01-23 | Canyons/Desert
40000-Intermountain Medical Group | 72015 | Taylorsville Instacare | 40000-Intermountain Medical Group | 72015-Taylorsville Instacare | 40000~000000000445 | 577400 | 140300039576 | IHTYUCSTDR2 | 18-430 | Radiographic Systems, Digital | Detector | 992 | CARESTREAM HEALTH INCORPORATED | DRX-1 SYSTEM DETECTOR | 1 | 400D72015A | MG TAYLORSVILLE INSTACARE | Radiol Xray Room 1 | Life Support / High Risk | IES | ASP_GE | 131 | 7 | 0 | 2014-02-10 | Canyons/Desert
40000-Intermountain Medical Group | 72015 | Taylorsville Instacare | 40000-Intermountain Medical Group | 72015-Taylorsville Instacare | 40000~000000000447 | 578549 | 140300039606 | IHTYUCSTWS3 | 18-430 | Radiographic Systems, Digital | Detector | 994 | CARESTREAM HEALTH INCORPORATED | DRX-1 SYSTEM DETECTOR | 1 | 400D72015A | MG TAYLORSVILLE INSTACARE | Radiol Xray Room 2 | Life Support / High Risk | IES | ASP_GE | 131 | 7 | 0 | 2014-02-18 | Canyons/Desert
40000-Intermountain Medical Group | 74011 | Budge Clinic Radiology | 40000-Intermountain Medical Group | 74011-Budge Clinic Radiology | 40000~000000006982 | 557480 | 134500039022 | IHBUCCSTWS1 | 18-430 | Radiographic Systems, Digital | Detector | 1037 | CARESTREAM HEALTH INCORPORATED | DRX-1 SYSTEM DETECTOR | 1 | 400D74011A | MG BUDGE CL RADIOLOGY 1ST FLR | Xray 2 | Life Support / High Risk | IES | ASP_GE | 133 | 5 | 0 | 2013-12-31 | Canyons/Desert
40000-Intermountain Medical Group | 74051 | Calton-Harrison Ortho-South | 40000-Intermountain Medical Group | 74050-Calton-Harrison Ortho-North | 40000~000000024805 | 841486 | 11587 | IHCHCCSTWS1 | 18-430 | Radiographic Systems, Digital | Detector | 1042 | CARESTREAM HEALTH INCORPORATED | DRX-1 SYSTEM DETECTOR | 1 | 400D74050A | MG CALTON HARRISON ORTHO NORTH | Unspecified | Life Support / High Risk | IES | ASP_GE | 74 | 5 | 0 | 2018-11-26 | Canyons/Desert
40000-Intermountain Medical Group | 74057 | McKay-Dee Foot and Ankle Clinc | 40000-Intermountain Medical Group | 74057-McKay-Dee Foot and Ankle Clinc | 40000~000000024792 | 841080 | K58044382 |  | 18-430 | Radiographic Systems, Digital | Detector | 1044 | CARESTREAM HEALTH INCORPORATED | DRX-1 SYSTEM DETECTOR | 1 | 400D74057A | MG MK FOOT AND ANKLE STE 2835 | Ste2835MckayDeeFootAnkleCl | Life Support / High Risk | IES | ASP_GE | 74 | 5 | 0 | 2018-11-19 | Canyons/Desert
40000-Intermountain Medical Group | 74174 | Salt Lake Clinic Admin | 40000-Intermountain Medical Group | 74135-Salt Lake Clinic - Radiology | 40000~000000006070 | 514349 | 002683 | IHSCCCSTWS3 | 18-430 | Radiographic Systems, Digital | Detector | 1060 | CARESTREAM HEALTH INCORPORATED | DRX-1 SYSTEM DETECTOR | 1 | 400D74135A | MG SL CLINIC RADIOLOGY 1ST FLR | Xray | Life Support / High Risk | IES | ASP_GE | 145 | 5 | 0 | 2012-12-31 | Canyons/Desert
40000-Intermountain Medical Group | 74174 | Salt Lake Clinic Admin | 40000-Intermountain Medical Group | 74135-Salt Lake Clinic - Radiology | 40000~000000006072 | 514345 | 002691 | IHSCCCSTWS1 | 18-430 | Radiographic Systems, Digital | Detector | 1061 | CARESTREAM HEALTH INCORPORATED | DRX-1 SYSTEM DETECTOR | 1 | 400D74135A | MG SL CLINIC RADIOLOGY 1ST FLR | Xray | Life Support / High Risk | IES | ASP_GE | 145 | 5 | 0 | 2012-12-31 | Canyons/Desert
11600-Alta View Hospital | 21101 | Radiology | 11600-Alta View Hospital | 32317-Plant Operation | 11600~000000005304 | 804002 | 5686 | IHAVHCSTXP4 | 18-430 | Radiographic Systems, Digital | XR / RF | 867 | CARESTREAM HEALTH INCORPORATED | DRX-EVOLUTION PLUS | 1 | 116D32317A | AV PLANT OPERATIONS | L1 Common Area | Life Support / High Risk | IES | ASP_GE | 110 | 5 | 0 | 2015-11-25 | Canyons/Desert
11600-Alta View Hospital | 40025 | Administrative Office | 11600-Alta View Hospital | 21101-Radiology | 11600~000000007065 | 863127 | 010445 | IHAVHCAREXR1 | 18-430 | Radiographic Systems, Digital | XR / RF | 868 | CARESTREAM HEALTH INCORPORATED | DRX-EVOLUTION PLUS | 1 | 116D21101A | AV RADIOLOGY | Unspecified | Life Support / High Risk | IES | ASP_GE | 71 | 5 | 0 | 2019-02-28 | Canyons/Desert
11800-American Fork Hospital | 21101 | Radiology | 11800-American Fork Hospital | 21101-Radiology | 11800~000000006455 | 851741 | 010562 | IHAFHCSTXR5 | 18-430 | Radiographic Systems, Digital | XR / RF | 875 | CARESTREAM HEALTH INCORPORATED | DRX-EVOLUTION PLUS | 1 | 118D21101A | AF RADIOLOGY | Unspecified | Life Support / High Risk | IES | ASP_GE | 69 | 5 | 0 | 2019-04-23 | Canyons/Desert
12600-St George Regional Hospital | 21101 | Radiology | 12600-St George Regional Hospital | 21101-Radiology | 12600~000000015685 | 823752 | 0010259 | IHDXHCSTXR6 | 18-430 | Radiographic Systems, Digital | XR / RF | 890 | CARESTREAM HEALTH INCORPORATED | DRX-EVOLUTION PLUS | 1 | 126D21101A | SG RADIOLOGY | Unspecified | Life Support / High Risk | IES | ASP_GE | 85 | 5 | 0 | 2017-12-12 | Canyons/Desert
12600-St George Regional Hospital | 21101 | Radiology | 12600-St George Regional Hospital | 21101-Radiology | 12600~000000016013 | 825664 | 0010289 | IHDXHCSTXR5 | 18-430 | Radiographic Systems, Digital | XR / RF | 891 | CARESTREAM HEALTH INCORPORATED | DRX-EVOLUTION PLUS | 1 | 126D21101A | SG RADIOLOGY | Unspecified | Life Support / High Risk | IES | ASP_GE | 86 | 5 | 0 | 2017-11-08 | Canyons/Desert
12900-Layton Hospital | 21101 | Radiology | 12900-Layton Hospital | 21101-Radiology | 12900~000000002353 | 838594 | 010359 | IHLYHCSTXR | 18-430 | Radiographic Systems, Digital | XR / RF | 903 | CARESTREAM HEALTH INCORPORATED | DRX-EVOLUTION PLUS | 1 | 129D21101A | LA RADIOLOGY | Common Area | Life Support / High Risk | IES | ASP_GE | 78 | 5 | 0 | 2018-08-01 | Canyons/Desert
13000-Logan Regional Hospital | 21101 | Radiology | 13000-Logan Regional Hospital | 21101-Radiology | 13000~000000005704 | 803448 | DRXER05703 | IHLRHCSTXP2 | 18-430 | Radiographic Systems, Digital | XR / RF | 907 | CARESTREAM HEALTH INCORPORATED | DRX-EVOLUTION PLUS | 1 | 130D21101A | LO RADIOLOGY | Unspecified | Life Support / High Risk | IES | ASP_GE | 111 | 7 | 0 | 2015-10-13 | Canyons/Desert
13000-Logan Regional Hospital | 21101 | Radiology | 13000-Logan Regional Hospital | 21101-Radiology | 13000~000000006474 | 815817 | 010054 | IHLRHCSTXP3 | 18-430 | Radiographic Systems, Digital | XR / RF | 908 | CARESTREAM HEALTH INCORPORATED | DRX-EVOLUTION PLUS | 1 | 130D21101A | LO RADIOLOGY | Common Area | Life Support / High Risk | IES | ASP_GE | 98 | 7 | 0 | 2016-11-07 | Canyons/Desert
13200-McKay-Dee Hospital Center | 21101 | Radiology | 13200-McKay-Dee Hospital Center | 21101-Radiology | 13200~000000019327 | 834437 | 10346 | IHMKHCSTXR1 | 18-430 | Radiographic Systems, Digital | XR / RF | 913 | CARESTREAM HEALTH INCORPORATED | DRX-EVOLUTION PLUS | 1 | 132D21101A | MK RADIOLOGY 1ST FLR | Unspecified | Life Support / High Risk | IES | ASP_GE | 81 | 5 | 0 | 2018-04-27 | Canyons/Desert
13200-McKay-Dee Hospital Center | 21101 | Radiology | 13200-McKay-Dee Hospital Center | 21101-Radiology | 13200~000000020780 | 848409 | 010547 | IHMKHCSTXR2 | 18-430 | Radiographic Systems, Digital | XR / RF | 914 | CARESTREAM HEALTH INCORPORATED | DRX-EVOLUTION PLUS | 1 | 132D21101B | MK LAYTON CLINIC RADIOLOGY | Unspecified | Life Support / High Risk | IES | ASP_GE | 70 | 5 | 0 | 2019-03-19 | Canyons/Desert
13800-Primary Childrens Hospital | 21001 | Imaging Administration | 37600-Primary Childrens - Layton | 21201-Magnetic Res Imaging - MRI | 13800~000000024728 | 822265 | 172060110119 | IHLYHCSTXR2 | 18-430 | Radiographic Systems, Digital | XR / RF | 920 | CARESTREAM HEALTH INCORPORATED | DRX-EVOLUTION PLUS | 1 | 376D21201A | PL MRI | Unspecified | Life Support / High Risk | IES | ASP_GE | 90 | 5 | 0 | 2017-07-10 | Canyons/Desert
13900-Riverton Hospital | 21101 | Radiology | 13900-Riverton Hospital | 21001-Imaging Administration | 13900~000000006454 | 847936 | 11751 | IHRVHCSTXR | 18-430 | Radiographic Systems, Digital | XR / RF | 930 | CARESTREAM HEALTH INCORPORATED | DRX-EVOLUTION PLUS | 1 | 139D21001A | RV IMAGING ADMINISTRATION | Unspecified | Life Support / High Risk | IES | ASP_GE | 70 | 5 | 0 | 2019-03-21 | Canyons/Desert
14100-Spanish Fork Hospital | 21101 | Radiology | 14100-Spanish Fork Hospital | 21101-Radiology | 14100~000000002964 | 880074 | 24940 |  | 18-430 | Radiographic Systems, Digital | XR / RF | 936 | CARESTREAM HEALTH INCORPORATED | DRX-EVOLUTION PLUS | 1 | 141D21101A | SF RADIOLOGY | Unspecified | Life Support / High Risk | IES | ASP_GE | 45 | 5 | 1 | 2021-04-02 | Canyons/Desert
14400-Utah Valley Hospital | 21101 | Radiology | 14400-Utah Valley Hospital | 21101-Radiology | 14400~000000020583 | 851379 | 10438 | IHUVHCSTXR1 | 18-430 | Radiographic Systems, Digital | XR / RF | 948 | CARESTREAM HEALTH INCORPORATED | DRX-EVOLUTION PLUS | 1 | 144D21101A | UV RADIOLOGY | Unspecified | Life Support / High Risk | IES | ASP_GE | 72 | 5 | 0 | 2019-01-27 | Canyons/Desert
14400-Utah Valley Hospital | 21101 | Radiology | 14400-Utah Valley Hospital | 21101-Radiology | 14400~000000020584 | 851380 | 10439 | IHUVHCSTXR2 | 18-430 | Radiographic Systems, Digital | XR / RF | 949 | CARESTREAM HEALTH INCORPORATED | DRX-EVOLUTION PLUS | 1 | 144D21101A | UV RADIOLOGY | Unspecified | Life Support / High Risk | IES | ASP_GE | 72 | 5 | 0 | 2019-01-27 | Canyons/Desert
14600-Cedar City Hospital | 21101 | Radiology | 14600-Cedar City Hospital | 21001-Imaging Administration | 14600~000000002994 | 836799 | 10366 | IHCCHCSTXR2 | 18-430 | Radiographic Systems, Digital | XR / RF | 953 | CARESTREAM HEALTH INCORPORATED | DRX-EVOLUTION PLUS | 1 | 146D21001A | CC IMAGING ADMINISTRATION | Unspecified | Life Support / High Risk | IES | ASP_GE | 79 | 5 | 0 | 2018-06-15 | Canyons/Desert
14600-Cedar City Hospital | 21101 | Radiology | 14600-Cedar City Hospital | 21101-Radiology | 14600~000000002985 | 830604 | 10345 | IHCCHCSTXR1 | 18-430 | Radiographic Systems, Digital | XR / RF | 958 | CARESTREAM HEALTH INCORPORATED | DRX-EVOLUTION PLUS | 1 | 146D21101A | CC RADIOLOGY RECOVERY | Unspecified | Life Support / High Risk | IES | ASP_GE | 81 | 5 | 0 | 2018-04-20 | Canyons/Desert
14800-Heber Valley Hospital | 21101 | Radiology | 14800-Heber Valley Hospital | 21101-Radiology | 14800~000000001603 | 830547 | 010353 | IHHVHCSTXR | 18-430 | Radiographic Systems, Digital | XR / RF | 961 | CARESTREAM HEALTH INCORPORATED | DRX-EVOLUTION PLUS | 1 | 148D21101A | HV RADIOLOGY | Unspecified | Life Support / High Risk | IES | ASP_GE | 80 | 5 | 0 | 2018-05-07 | Canyons/Desert
11800-American Fork Hospital | 21101 | Radiology | 11800-American Fork Hospital | 21001-Imaging Administration | 11800~000000005287 | 805685 | 0919 | IHAFHCSTWS1 | 18-430 | Radiographic Systems, Digital | Portable | 869 | CARESTREAM HEALTH INCORPORATED | DRXM51 | 1 | 118D21001A | AF IMAGING ADMINISTRATION | Unspecified | Run to Fail | IES | ASP_GE | 109 | 7 | 0 | 2015-12-29 | Canyons/Desert
12600-St George Regional Hospital | 21101 | Radiology | 12600-St George Regional Hospital | 21101-Radiology | 12600~000000011597 | 490457 | 0200 | IHDXHCSTWS3 | 18-430 | Radiographic Systems, Digital | Portable | 884 | CARESTREAM HEALTH INCORPORATED | DRXM51 | 1 | 126D21101E | SG RADIOLOGY RR CAMPUS | Radiol Common Area | Run to Fail | IES | ASP_GE | 156 | 5 | 0 | 2012-01-23 | Canyons/Desert
12600-St George Regional Hospital | 21101 | Radiology | 12600-St George Regional Hospital | 21101-Radiology | 12600~000000011606 | 490463 | 0103 | IHDXHCSTWS7 | 18-430 | Radiographic Systems, Digital | Portable | 887 | CARESTREAM HEALTH INCORPORATED | DRXM51 | 1 | 126D21101E | SG RADIOLOGY RR CAMPUS | Radiol Common Area | Run to Fail | IES | ASP_GE | 156 | 5 | 0 | 2012-01-23 | Canyons/Desert
13900-Riverton Hospital | 21101 | Radiology | 13900-Riverton Hospital | 11503-Medical and Surgical Nursing | 13900~000000005384 | 817092 | 20022 | IHRVHCSTWS2 | 18-430 | Radiographic Systems, Digital | Portable | 928 | CARESTREAM HEALTH INCORPORATED | DRXM51 | 1 | 139D11503A | RV MEDICAL SURGICAL | Equipment Storage | Run to Fail | IES | ASP_GE | 95 | 7 | 0 | 2017-02-28 | Canyons/Desert
13900-Riverton Hospital | 21101 | Radiology | 13900-Riverton Hospital | 14001-Labor and Delivery Rooms | 13900~000000005129 | 817232 | 0928 | IHRVHCSTWS1 | 18-430 | Radiographic Systems, Digital | Portable | 929 | CARESTREAM HEALTH INCORPORATED | DRXM51 | 1 | 139D14001A | RV LABOR DELIVERY ROOMS | C-Section Rm2 | Run to Fail | IES | ASP_GE | 107 | 7 | 0 | 2016-02-29 | Canyons/Desert
13900-Riverton Hospital | 21101 | Radiology | 13900-Riverton Hospital | 21101-Radiology | 13900~000000005631 | 829744 | 20031 | IHRVHCSTWS6 | 18-430 | Radiographic Systems, Digital | Portable | 932 | CARESTREAM HEALTH INCORPORATED | DRXM51 | 1 | 139D21101A | RV RADIOLOGY | Rad Rm | Run to Fail | IES | ASP_GE | 91 | 7 | 0 | 2017-06-19 | Canyons/Desert
14600-Cedar City Hospital | 21101 | Radiology | 14600-Cedar City Hospital | 21101-Radiology | 14600~000000002057 | 490468 | K46124173 | K46124173 | 18-430 | Radiographic Systems, Digital | Portable | 954 | CARESTREAM HEALTH INCORPORATED | DRXM51 | 1 | 146D21101B | CC RADIOLOGY TE | Common Area | Run to Fail | IES | ASP_GE | 156 | 5 | 0 | 2012-01-23 | Canyons/Desert
15400-Intermountain Medical Center | 22104 | Operating Rooms | 15400-Intermountain Medical Center | 22104-Operating Rooms | 15400~000000031465 | 830606 | 20076 | IHMCHCSTWS3 | 18-430 | Radiographic Systems, Digital | Portable | 966 | CARESTREAM HEALTH INCORPORATED | DRXM51 | 1 | 154D22104A | IM OPERATING ROOM TL2 | Unspecified | Run to Fail | IES | ASP_GE | 79 | 5 | 0 | 2018-06-04 | Canyons/Desert
18200-Garfield Memorial Hospital | 21101 | Radiology | 18200-Garfield Memorial Hospital | 21101-Radiology | 18200~000000000644 | 851678 | 20046 | IHGMHCSTWS1 | 18-430 | Radiographic Systems, Digital | Portable | 970 | CARESTREAM HEALTH INCORPORATED | DRXM51 | 1 | 182D21101A | GF RADIOLOGY | Unspecified | Run to Fail | IES | ASP_GE | 88 | 7 | 0 | 2017-09-21 | Canyons/Desert
40000-Intermountain Medical Group | 73050 | Canyons Village Medical Clinic | 40000-Intermountain Medical Group | 73050-Canyons Village Medical Clinic | 40000~000000027178 | 487997 | 0499 | IHCNCCSTWS1 | 18-430 | Radiographic Systems, Digital | Portable | 1019 | CARESTREAM HEALTH INCORPORATED | DRXM51 | 1 | 400D73050A | MG CANYONS VILLAGE MEDICAL CL | Unspecified | Run to Fail | IES | ASP_GE | 156 | 5 | 0 | 2012-01-10 | Canyons/Desert
40000-Intermountain Medical Group | 74057 | McKay-Dee Foot and Ankle Clinc | 40000-Intermountain Medical Group | 74057-McKay-Dee Foot and Ankle Clinc | 40000~000000032564 | 910202 | 10065 |  | 18-430 | Radiographic Systems, Digital | Digital Detector Upgrade | 1045 | CARESTREAM HEALTH INCORPORATED | DRX-TS | 1 | 400D74057A | MG MK FOOT AND ANKLE STE 2835 | Ste2835FootAnkleClSte3630 | Run to Fail | MKDHC_CE | MKDCRW11CE | 18 | 5 | 3 | 2023-07-07 | Canyons/Desert
13800-Primary Childrens Hospital | 70016 | Dental Clinic | 13800-Primary Childrens Hospital | 22204-Child Procedure Center | 13800~000000008886 | 491467 | 0112430212 |  | 18-430 | Radiographic Systems, Digital | Dental | 927 | DEXIS LLC | 114-1943 | 1 | 138D22204A | PC CPC L1 | Storage Room 1E.194 | Life Support / High Risk | PCH_CE | PCHCREW09 | 155 | 5 | 0 | 2012-02-02 | Canyons/Desert
13800-Primary Childrens Hospital | 22204 | Child Procedure Center | 13800-Primary Childrens Hospital | 22204-Child Procedure Center | 13800~000000008885 | 491466 | 0114131701 |  | 18-430 | Radiographic Systems, Digital | Dental | 926 | DEXIS LLC | 114-2513 | 1 | 138D22204A | PC CPC L1 | Storage Room 1E.194 | Life Support / High Risk | PCH_CE | PCHCREW09 | 157 | 5 | 0 | 2011-12-31 | Canyons/Desert
13200-McKay-Dee Hospital Center | 21101 | Radiology | 13200-McKay-Dee Hospital Center | 20101-Emergency Department | 13200~000000023067 | 871383 | DF2402000779WK | 801510OPT2401 | 18-430 | Radiographic Systems, Digital | Portable | 911 | GE HEALTHCARE | AMX-240/5555000-047 Optima | 1 | 132D20101A | MK ER 1ST FLR | Standy Cdu | Life Support / High Risk | IES | ASP_GE OEC | 51 | 7 | 3 | 2020-10-14 | Canyons/Desert
40000-Intermountain Medical Group | 74026 | Southwest Ortho and Sports Med | 40000-Intermountain Medical Group | 74026-Southwest Ortho and Sports Med | 40000~000000031273 | 925014 | 435688OPT1 |  | 18-430 | Radiographic Systems, Digital | Portable | 1040 | GE HEALTHCARE | AMX-240/5555000-047 Optima | 1 | 400D74026A | MG SW ORTHO SPORTS MED STE 120 | Unspecified | Life Support / High Risk | IES | ASP_GE | 29 | 5 | 3 | 2022-08-03 | Canyons/Desert
13800-Primary Childrens Hospital | 21101 | Radiology | 13800-Primary Childrens Hospital | 21001-Imaging Administration | 13800~000000031681 | 910335 | 801662DISC1 |  | 18-430 | Radiographic Systems, Digital | XR / RF | 922 | GE HEALTHCARE | DEFINIUM 656 HD | 1 | 138D21001A | PC IMAGING L1 | Imaging Administration | Life Support / High Risk | IES | ASP_GE | 32 | 5 | 2 | 2022-05-11 | Canyons/Desert
37700-Primary Childrens - Lehi | 20101 | Emergency Department | 37700-Primary Childrens - Lehi | 20101-Emergency Department | 37700~000000003395 | 918080 | 801669DEF6 |  | 18-430 | Radiographic Systems, Digital | XR / RF | 974 | GE HEALTHCARE | DEFINIUM 656 HD | 1 | 377D20101A | PL LEHI EMERGENCY DEPT | Trauma 1 H1149 | Life Support / High Risk | IES | ASP_GE | 12 | 5 | 4 | 2024-01-30 | Canyons/Desert
37700-Primary Childrens - Lehi | 20101 | Emergency Department | 37700-Primary Childrens - Lehi | 20101-Emergency Department | 37700~000000003396 | 918081 | 801669DEF4 |  | 18-430 | Radiographic Systems, Digital | XR / RF | 975 | GE HEALTHCARE | DEFINIUM 656 HD | 1 | 377D20101A | PL LEHI EMERGENCY DEPT | Trauma 1 H1149 | Life Support / High Risk | IES | ASP_GE | 12 | 5 | 4 | 2024-01-30 | Canyons/Desert
37700-Primary Childrens - Lehi | 21101 | Radiology | 37700-Primary Childrens - Lehi | 21101-Radiology | 37700~000000003041 | 919880 | 801699DEF2 | 801699DEF2 | 18-430 | Radiographic Systems, Digital | XR / RF | 976 | GE HEALTHCARE | DEFINIUM 656 HD | 1 | 377D21101A | PL RADIOLOGY | Unspecified | Life Support / High Risk | IES | ASP_GE | 10 | 5 | 4 | 2024-03-12 | Canyons/Desert
37700-Primary Childrens - Lehi | 21101 | Radiology | 37700-Primary Childrens - Lehi | 21101-Radiology | 37700~000000003042 | 919882 | PLGEDR02 | 801699DEF3 | 18-430 | Radiographic Systems, Digital | XR / RF | 977 | GE HEALTHCARE | DEFINIUM 656 HD | 1 | 377D21101A | PL RADIOLOGY | Unspecified | Life Support / High Risk | IES | ASP_GE | 10 | 5 | 4 | 2024-03-12 | Canyons/Desert
37700-Primary Childrens - Lehi | 70007 | Clinic | 37700-Primary Childrens - Lehi | 70007-Clinic | 37700~000000003771 | 926741 | HL06KK7S | 801699DEF1 | 18-430 | Radiographic Systems, Digital | XR / RF | 981 | GE HEALTHCARE | DEFINIUM 656 HD | 1 | 377D70007A | PL OUTPATIENT CLINIC L1 | Unspecified | Life Support / High Risk | IES | ASP_GE | 4 | 5 | 5 | 2024-09-27 | Canyons/Desert
12600-St George Regional Hospital | 21101 | Radiology | 12600-St George Regional Hospital | 21101-Radiology | 12600~000000024701 |  |  |  | 18-430 | Radiographic Systems, Digital | XR / RF | 892 | GE HEALTHCARE | DIFINIUM 646 HD | 1 | 126D21101A | SG RADIOLOGY | Unspecified | Life Support / High Risk |  |  | 51 | 5 | 1 | 2020-10-21 | Canyons/Desert
40000-Intermountain Medical Group | 73020 | North Ogden Clinic | 40000-Intermountain Medical Group | 73020-North Ogden Clinic | 40000~000000031200 | 901885 | 2UA9421T84 | 801786OPT | 18-430 | Radiographic Systems, Digital | XR / RF | 1012 | GE HEALTHCARE | DIFINIUM 646 HD | 1 | 400D73020A | MG N OG FAMILY PRAC CLINIC | X-Ray | Life Support / High Risk | IES | ASP_GE | 31 | 5 | 2 | 2022-06-06 | Canyons/Desert
40000-Intermountain Medical Group | 74135 | Salt Lake Clinic - Radiology | 40000-Intermountain Medical Group | 74135-Salt Lake Clinic - Radiology | 40000~000000030244 | 907754 | 385282XRHHD | 385282XRHHD | 18-430 | Radiographic Systems, Digital | XR / RF | 1056 | GE HEALTHCARE | DIFINIUM 646 HD | 1 | 400D74135F | MG SL CLINIC RADIOLOGY 2ND FLR | DiagImageL2 Exam 2 | Life Support / High Risk | IES | ASP_GE | 45 | 5 | 1 | 2021-04-12 | Canyons/Desert
40000-Intermountain Medical Group | 74199 | Chronic Pain Mgmt - Layton | 40000-Intermountain Medical Group | 73072-Layton Clinic | 40000~000000032180 | 906281 | FAHXTX00306 | FAHXTX00306 | 18-430 | Radiographic Systems, Digital | C-Arms | 1063 | GE HEALTHCARE | OEC ELITE | 1 | 400D73072A | MG LAYTON CLINIC | X Ray Rm 1 | Low | IES | ASP_ALL | 22 | 5 | 3 | 2023-03-09 | Canyons/Desert
40000-Intermountain Medical Group | 74157 | Utah Valley Ent - North Valley | 40000-Intermountain Medical Group | 74157-Utah Valley Ent - North Valley | 40000~000000034561 | 925542 | FAHXTX00542 |  | 18-430 | Radiographic Systems, Digital | C-Arms | 1059 | GE HEALTHCARE | OEC ELITE | 1 | 400D74157C | MG UVC ENT ALLERGY CLINIC 5A | Unspecified | Low | UVH_CE | UVCREW3_CE | 5 | 5 | 5 | 2024-08-21 | Canyons/Desert
40000-Intermountain Medical Group | 74157 | Utah Valley Ent - North Valley | 40000-Intermountain Medical Group | 74157-Utah Valley Ent - North Valley | 40000~000000034560 | 925541 | FAHXTX00545 |  | 18-430 | Radiographic Systems, Digital | C-Arms | 1058 | GE HEALTHCARE | OEC ELITE | 1 | 400D74157C | MG UVC ENT ALLERGY CLINIC 5A | Unspecified | Low | UVH_CE | UVCREW3_CE | 5 | 5 | 5 | 2024-08-21 | Canyons/Desert
38900-Layton Surgery Center | 22203 | Surgical Center | 38900-Layton Surgery Center | 22203-Surgical Center | 38900~000000000194 | 926816 | FBXXTE02979 |  | 18-430 | Radiographic Systems, Digital | C-Arms | 984 | GE HEALTHCARE | OEC ELITE | 1 | 389D22203A | LA SURGERY CENTER | Unspecified | Low | IES | IESCREWSC | 4 | 5 | 5 | 2024-09-27 | Canyons/Desert
38900-Layton Surgery Center | 22203 | Surgical Center | 38900-Layton Surgery Center | 22203-Surgical Center | 38900~000000000150 | 924776 | FAXXTE01128 |  | 18-430 | Radiographic Systems, Digital | C-Arms | 983 | GE HEALTHCARE | OEC ELITE | 1 | 389D22203A | LA SURGERY CENTER | Unspecified | Low | IES | IESCREWSC | 5 | 5 | 5 | 2024-08-08 | Canyons/Desert
38700-Murray Surgery Center | 22203 | Surgical Center | 38700-Murray Surgery Center | 22203-Surgical Center | 38700~000000000143 | 912518 | 91283298 |  | 18-430 | Radiographic Systems, Digital | C-Arms | 982 | GE HEALTHCARE | OEC ELITE | 1 | 387D22203A | MUASC MURRAY AMB SURGICAL CNTR | Unspecified | Low | TOSH_CE | TSHCREW2CE | 16 | 5 | 4 | 2023-09-25 | Canyons/Desert
36400-McKay-Dee Surgical Center LLC | 22203 | Surgical Center | 36400-McKay-Dee Surgical Center LLC | 22203-Surgical Center | 36400~000000001560 | 902647 | FBXXTE01063 |  | 18-430 | Radiographic Systems, Digital | C-Arms | 972 | GE HEALTHCARE | OEC ELITE | 1 | 364D22203A | MS SC SURGICAL CENTER | Equipment Rm | Low | IES | ASP_GE | 5 | 5 | 5 | 2024-09-01 | Canyons/Desert
15400-Intermountain Medical Center | 21101 | Radiology | 12800-LDS Hospital | 21101-Radiology | 15400~000000037118 | 893166 | FBHXTX00261 | FBHXTX00261 | 18-430 | Radiographic Systems, Digital | C-Arms | 962 | GE HEALTHCARE | OEC ELITE | 1 | 128D21101A | LD RADIOLOGY L1 | Unspecified | Low | IES | ASP_GE | 46 | 5 | 1 | 2021-03-24 | Canyons/Desert
14400-Utah Valley Hospital | 22104 | Operating Rooms | 14400-Utah Valley Hospital | 22104-Operating Rooms | 14400~000000025456 | 905270 | BIOC004276 |  | 18-430 | Radiographic Systems, Digital | C-Arms | 952 | GE HEALTHCARE | OEC ELITE | 1 | 144D22104A | UV OPERATING ROOM | Unspecified | Low | IES | ASP_GE OEC | 25 | 5 | 3 | 2022-12-29 | Canyons/Desert
14400-Utah Valley Hospital | 22104 | Operating Rooms | 14400-Utah Valley Hospital | 22104-Operating Rooms | 14400~000000025455 | 903827 | FBXXTTE01663 |  | 18-430 | Radiographic Systems, Digital | C-Arms | 951 | GE HEALTHCARE | OEC ELITE | 1 | 144D22104A | UV OPERATING ROOM | Unspecified | Low | IES | ASP_GE OEC | 24 | 5 | 3 | 2023-01-05 | Canyons/Desert
14200-Sevier Valley Hospital | 21101 | Radiology | 14200-Sevier Valley Hospital | 22104-Operating Rooms | 14200~000000001716 | 909498 | FBXXTE00259 | FBXXTE00259 | 18-430 | Radiographic Systems, Digital | C-Arms | 941 | GE HEALTHCARE | OEC ELITE | 1 | 142D22104A | SV OPERATING ROOM | Unspecified | Low | IES | ASP_ALL | 58 | 5 | 0 | 2020-03-24 | Canyons/Desert
13900-Riverton Hospital | 22104 | Operating Rooms | 13900-Riverton Hospital | 22104-Operating Rooms | 13900~000000009072 | 919172 | FBXXTE00245 |  | 18-430 | Radiographic Systems, Digital | C-Arms | 933 | GE HEALTHCARE | OEC ELITE | 1 | 139D22104A | RV OPERATING ROOM | OR L2 Common Area | Low | IES | ASP_GE | 11 | 5 | 4 | 2024-02-20 | Canyons/Desert
13200-McKay-Dee Hospital Center | 22104 | Operating Rooms | 13200-McKay-Dee Hospital Center | 22104-Operating Rooms | 13200~000000025955 | 907199 | FBXXTE01931 | FBXXTE01931 | 18-430 | Radiographic Systems, Digital | C-Arms | 918 | GE HEALTHCARE | OEC ELITE | 1 | 132D22104A | MK OPERATING ROOM L2 | Unspecified | Low | IES | ASP_GE | 21 | 5 | 3 | 2023-04-04 | Canyons/Desert
13000-Logan Regional Hospital | 21101 | Radiology | 13000-Logan Regional Hospital | 22104-Operating Rooms | 13000~000000010021 | 889762 | FAXXTE00175 | FAXXTE00175 | 18-430 | Radiographic Systems, Digital | C-Arms | 909 | GE HEALTHCARE | OEC ELITE | 1 | 130D22104A | LO OPERATING ROOM | Common Areas | Low | IES | ASP_GE | 52 | 7 | 3 | 2020-09-29 | Canyons/Desert
12700-Fillmore Community Hospital | 21101 | Radiology | 12700-Fillmore Community Hospital | 21101-Radiology | 12700~000000000873 | 913911 | FBXXTE02406 | FBXXTE02406 | 18-430 | Radiographic Systems, Digital | C-Arms | 899 | GE HEALTHCARE | OEC ELITE | 1 | 127D21101A | FL RADIOLOGY | Unspecified | Low | IES | ASP_GE | 14 | 5 | 4 | 2023-11-08 | Canyons/Desert
12600-St George Regional Hospital | 22104 | Operating Rooms | 12600-St George Regional Hospital | 22104-Operating Rooms | 12600~000000025901 | 895857 | FBHXTX00624 | FBHXTX00624 | 18-430 | Radiographic Systems, Digital | C-Arms | 895 | GE HEALTHCARE | OEC ELITE | 1 | 126D22104A | SG OPERATING ROOMS RR | Unspecified | Low | IES | ASP_GE OEC | 30 | 5 | 2 | 2022-07-13 | Canyons/Desert
36900-Logan Surgery Center LLC | 22203 | Surgical Center | 36900-Logan Surgery Center LLC | 22203-Surgical Center | 36900~000000000369 | 888877 | FBXXTE01045 | FBXXTE01045 | 18-430 | Radiographic Systems, Digital | C-Arms | 973 | GE HEALTHCARE | OEC Elite CFD S7005SN | 1 | 369D22203A | LS LOGAN SURGERY CENTER | Unspecified | Life Support / High Risk | IES | ASP_GE | 2 | 5 | 5 | 2024-11-14 | Canyons/Desert
14100-Spanish Fork Hospital | 22104 | Operating Rooms | 14100-Spanish Fork Hospital | 22104-Operating Rooms | 14100~000000002484 | 879224 | FAXXTE00646 | FAXXTE00646 | 18-430 | Radiographic Systems, Digital | C-Arms | 938 | GE HEALTHCARE | OEC Elite CFD S7005SN | 1 | 141D22104A | SF OPERATING ROOMS | Common Area | Life Support / High Risk | IES | ASP_GE | 46 | 5 | 1 | 2021-03-15 | Canyons/Desert
14100-Spanish Fork Hospital | 22104 | Operating Rooms | 14100-Spanish Fork Hospital | 22104-Operating Rooms | 14100~000000002483 | 879223 | FAXXTE00256 | FAXXTE00256 | 18-430 | Radiographic Systems, Digital | C-Arms | 937 | GE HEALTHCARE | OEC Elite CFD S7005SN | 1 | 141D22104A | SF OPERATING ROOMS | Common Area | Life Support / High Risk | IES | ASP_GE | 46 | 5 | 1 | 2021-03-15 | Canyons/Desert
14000-Sanpete Valley Hospital | 21101 | Radiology | 14000-Sanpete Valley Hospital | 21101-Radiology | 14000~000000001081 |  |  |  | 18-430 | Radiographic Systems, Digital | C-Arms | 935 | GE HEALTHCARE | OEC Elite CFD S7005SN | 1 | 140D21101A | SP RADIOLOGY | Unspecified | Life Support / High Risk |  |  | 46 | 5 | 1 | 2021-03-29 | Canyons/Desert
13800-Primary Childrens Hospital | 21101 | Radiology | 13800-Primary Childrens Hospital | 21001-Imaging Administration | 13800~000000029639 | 879565 | FAXXTE00286 | FAXXTE00286 | 18-430 | Radiographic Systems, Digital | C-Arms | 921 | GE HEALTHCARE | OEC Elite CFD S7005SN | 1 | 138D21001A | PC IMAGING L1 | Imaging Administration | Life Support / High Risk | IES | ASP_GE | 46 | 5 | 1 | 2021-03-23 | Canyons/Desert
13200-McKay-Dee Hospital Center | 22104 | Operating Rooms | 13200-McKay-Dee Hospital Center | 22104-Operating Rooms | 13200~000000024056 | 882615 | FBXXTE0783 | FBXXTE00783 | 18-430 | Radiographic Systems, Digital | C-Arms | 917 | GE HEALTHCARE | OEC Elite CFD S7005SN | 1 | 132D22104A | MK OPERATING ROOM L2 | Unspecified | Life Support / High Risk | IES | ASP_GE | 44 | 7 | 3 | 2021-06-01 | Canyons/Desert
13200-McKay-Dee Hospital Center | 22104 | Operating Rooms | 13200-McKay-Dee Hospital Center | 22104-Operating Rooms | 13200~000000023424 | 871387 | FAXXTE00195 | FAXXTE00195 | 18-430 | Radiographic Systems, Digital | C-Arms | 916 | GE HEALTHCARE | OEC Elite CFD S7005SN | 1 | 132D22104A | MK OPERATING ROOM L2 | Common Area | Life Support / High Risk | IES | ASP_GE OEC | 50 | 7 | 3 | 2020-11-05 | Canyons/Desert
11600-Alta View Hospital | 21101 | Radiology | 11600-Alta View Hospital | 22104-Operating Rooms | 11600~000000007356 | 875054 | FBXXTE00134 | FBXXTE00134 | 18-430 | Radiographic Systems, Digital | C-Arms | 866 | GE HEALTHCARE | OEC Elite CFD S7005SN | 1 | 116D22104A | AV OPERATING ROOM | OR Common Area | Life Support / High Risk | IES | ASP_GE | 61 | 5 | 0 | 2019-12-23 | Canyons/Desert
37700-Primary Childrens - Lehi | 22104 | Operating Rooms | 37700-Primary Childrens - Lehi | 22104-Operating Rooms | 37700~000000002807 | 918634 | BB5SE2300330HL |  | 18-430 | Radiographic Systems, Digital | C-Arms | 978 | GE HEALTHCARE | OEC ELITE MINI VIEW | 1 | 377D22104A | PL OPERATING ROOMS | H2351 Equipment Storage | Non Life Support | IES | ASP_GE | 11 | 5 | 4 | 2024-02-07 | Canyons/Desert
15400-Intermountain Medical Center | 22203 | Surgical Center | 15400-Intermountain Medical Center | 22203-Surgical Center | 15400~000000042576 | 918221 | BB5SE2300351HL |  | 18-430 | Radiographic Systems, Digital | C-Arms | 967 | GE HEALTHCARE | OEC ELITE MINI VIEW | 1 | 154D22203A | IM SURG CENTER E1 | Unspecified | Non Life Support | IMC_CE | IMCCE7 | 11 | 5 | 4 | 2024-02-02 | Canyons/Desert
37700-Primary Childrens - Lehi | 22104 | Operating Rooms | 37700-Primary Childrens - Lehi | 22104-Operating Rooms | 37700~000000003428 | 921368 | F9XXTX00296 |  | 18-430 | Radiographic Systems, Digital | C-Arms | 980 | GE HEALTHCARE | OEC ELITE VAS 15 | 1 | 377D22104A | PL OPERATING ROOMS | Unspecified | Non Life Support | IES | ASP_GE | 8 | 5 | 4 | 2024-05-03 | Canyons/Desert
37700-Primary Childrens - Lehi | 22104 | Operating Rooms | 37700-Primary Childrens - Lehi | 22104-Operating Rooms | 37700~000000002811 | 918640 | F9XXTX00297 |  | 18-430 | Radiographic Systems, Digital | C-Arms | 979 | GE HEALTHCARE | OEC ELITE VAS 15 | 1 | 377D22104A | PL OPERATING ROOMS | Unspecified | Non Life Support | IES | ASP_GE | 11 | 5 | 4 | 2024-02-07 | Canyons/Desert
44000-Saltzer Medical Group Inc | 79732 | Nampa-South Urgent Care | 40500-Ambulatory Care Admin | 40047-Community Based Care | 44000~000000001183 | 888370 | 2UA73629VK | 208463RAD2 | 18-430 | Radiographic Systems, Digital | XR / RF | 1070 | GE HEALTHCARE | PROTEUS XR/A | 1 | 405D40047A | ID SALTZER NAMPA SOUTH CLINIC | Unspecified | Life Support / High Risk | IES | ASP_GE | 37 | 5 | 2 | 2021-12-09 | Canyons/Desert
40000-Intermountain Medical Group | 77017 | South Jordan WorkMed | 40000-Intermountain Medical Group | 77017-South Jordan WorkMed | 40000~000000016633 | 806011 | 122164HL7 | 801442PROT01 | 18-430 | Radiographic Systems, Digital | XR / RF | 1068 | GE HEALTHCARE | PROTEUS XR/A | 1 | 400D77017A | MG SOUTH JORDAN WORKMED | Unspecified | Life Support / High Risk | IES | ASP_GE | 117 | 7 | 0 | 2015-04-30 | Canyons/Desert
40000-Intermountain Medical Group | 77006 | Salt Lake Workmed | 40000-Intermountain Medical Group | 77006-Salt Lake Workmed | 40000~000000003899 | 314234 | N/A | 801314RM1 | 18-430 | Radiographic Systems, Digital | XR / RF | 1066 | GE HEALTHCARE | PROTEUS XR/A | 1 | 400D77006A | MG WORKMED SALT LAKE | Radiology | Life Support / High Risk | IES | ASP_GE | 215 | 5 | 0 | 2007-02-06 | Canyons/Desert
40000-Intermountain Medical Group | 74315 | Layton Clinic Radiology | 40000-Intermountain Medical Group | 73072-Layton Clinic | 40000~000000026102 | 519351 | PENDING | 801779RAD2 | 18-430 | Radiographic Systems, Digital | XR / RF | 1064 | GE HEALTHCARE | PROTEUS XR/A | 1 | 400D73072A | MG LAYTON CLINIC | Common Areas | Life Support / High Risk | IES | ASP_GE | 147 | 5 | 0 | 2012-10-22 | Canyons/Desert
40000-Intermountain Medical Group | 74194 | Sevier Valley Specialty Clinic | 40000-Intermountain Medical Group | 74194-Sevier Valley Specialty Clinic | 40000~000000011811 | 490505 | 103424HL7 | 435893RM3 | 18-430 | Radiographic Systems, Digital | XR / RF | 1062 | GE HEALTHCARE | PROTEUS XR/A | 1 | 400D74194A | MG SEVIER VALLEY SPECIALTY CL | Common Area | Life Support / High Risk | IES | ASP_GE | 133 | 5 | 0 | 2014-01-01 | Canyons/Desert
40000-Intermountain Medical Group | 74137 | Utah Valley Ortho-Provo | 14400-Utah Valley Hospital | 28837-Physical Therapy Ortho - OP | 40000~000000002787 | 369707 | 528554HL7 | 373ORTHO | 18-430 | Radiographic Systems, Digital | XR / RF | 1057 | GE HEALTHCARE | PROTEUS XR/A | 1 | 144D28837A | UV OC PHYSCL THERAPY L2 | OP SpMedOrtho X-Ray | Life Support / High Risk | IES | ASP_GE | 195 | 5 | 0 | 2008-11-01 | Canyons/Desert
40000-Intermountain Medical Group | 74135 | Salt Lake Clinic - Radiology | 40000-Intermountain Medical Group | 74135-Salt Lake Clinic - Radiology | 40000~000000004227 | 365186 | 54809HL9 | 801535RM20 | 18-430 | Radiographic Systems, Digital | XR / RF | 1055 | GE HEALTHCARE | PROTEUS XR/A | 1 | 400D74135A | MG SL CLINIC RADIOLOGY 1ST FLR | Xray | Life Support / High Risk | IES | ASP_GE | 204 | 5 | 0 | 2008-01-07 | Canyons/Desert
40000-Intermountain Medical Group | 74130 | Avenues Specialty Clinic Admin | 40000-Intermountain Medical Group | 74130-Avenues Specialty Clinic Admin | 40000~000000032716 | 216568 | 2231HL5 | 801321OSG2 | 18-430 | Radiographic Systems, Digital | XR / RF | 1054 | GE HEALTHCARE | PROTEUS XR/A | 1 | 400D74130A | MG AVENUES SPECIALTY CLINIC L1 | Unspecified | Life Support / High Risk | IES | ASP_GE | 268 | 5 | 0 | 2002-09-06 | Canyons/Desert
40000-Intermountain Medical Group | 74108 | Ortho Specialty Group-Riverton | 40000-Intermountain Medical Group | 74108-Ortho Specialty Group-Riverton | 40000~000000003534 | 285894 | NA | 801302RM1 | 18-430 | Radiographic Systems, Digital | XR / RF | 1052 | GE HEALTHCARE | PROTEUS XR/A | 1 | 400D74108A | MG ORTHO SPECIALTY GROUP RV | Ste 460 RV Ortho Common Area | Life Support / High Risk | IES | ASP_GE | 230 | 5 | 0 | 2005-11-17 | Canyons/Desert
40000-Intermountain Medical Group | 74107 | Ortho Specialty Group-IMC | 40000-Intermountain Medical Group | 74107-Ortho Specialty Group-IMC | 40000~000000004202 | 349009 | 49318HL9 | 801IMCXR | 18-430 | Radiographic Systems, Digital | XR / RF | 1050 | GE HEALTHCARE | PROTEUS XR/A | 1 | 400D74107A | MG ORTHO SPEC GROUP IM STE 430 | BldgB Ste430 Xray Room | Life Support / High Risk | IES | ASP_GE | 209 | 5 | 0 | 2007-08-15 | Canyons/Desert
40000-Intermountain Medical Group | 74099 | Ortho Specialty Group-TOSH | 40000-Intermountain Medical Group | 74099-Ortho Specialty Group-TOSH | 40000~000000002470 | 311278 | 3652 | 801314RM2 | 18-430 | Radiographic Systems, Digital | XR / RF | 1049 | GE HEALTHCARE | PROTEUS XR/A | 1 | 400D74099A | MG ORTHO SPCLTY GROUP TOSH A | Common Area | Life Support / High Risk | IES | ASP_GE | 228 | 5 | 0 | 2006-01-23 | Canyons/Desert
40000-Intermountain Medical Group | 74078 | Ortho Specialty Group - LDSH | 40000-Intermountain Medical Group | 74078-Ortho Specialty Group - LDSH | 40000~000000005540 | 470211 | 70345HL4 | 801302MOBRM1 | 18-430 | Radiographic Systems, Digital | XR / RF | 1047 | GE HEALTHCARE | PROTEUS XR/A | 1 | 400D74078A | MG AVENUES SPECIALTY ORTHO L1 | Fp Main | Life Support / High Risk | IES | ASP_GE | 168 | 5 | 0 | 2011-01-17 | Canyons/Desert
40000-Intermountain Medical Group | 74078 | Ortho Specialty Group - LDSH | 40000-Intermountain Medical Group | 74078-Ortho Specialty Group - LDSH | 40000~000000004005 | 314162 | 45900HL8 | 801321OSG | 18-430 | Radiographic Systems, Digital | XR / RF | 1046 | GE HEALTHCARE | PROTEUS XR/A | 1 | 400D74078A | MG AVENUES SPECIALTY ORTHO L1 | Unspecified | Life Support / High Risk | IES | ASP_GE | 214 | 5 | 0 | 2007-03-29 | Canyons/Desert
40000-Intermountain Medical Group | 74051 | Calton-Harrison Ortho-South | 40000-Intermountain Medical Group | 74050-Calton-Harrison Ortho-North | 40000~000000004790 | 401785 | 62206HL8 | 801387PRO2 | 18-430 | Radiographic Systems, Digital | XR / RF | 1041 | GE HEALTHCARE | PROTEUS XR/A | 1 | 400D74050A | MG CALTON HARRISON ORTHO NORTH | Ste2400CaltonHarrisonCliCommon | Life Support / High Risk | IES | ASP_GE | 183 | 5 | 0 | 2009-10-28 | Canyons/Desert
40000-Intermountain Medical Group | 74011 | Budge Clinic Radiology | 40000-Intermountain Medical Group | 74011-Budge Clinic Radiology | 40000~000000006165 | 488009 | 435792RM3 | 435792RM3 | 18-430 | Radiographic Systems, Digital | XR / RF | 1036 | GE HEALTHCARE | PROTEUS XR/A | 1 | 400D74011A | MG BUDGE CL RADIOLOGY 1ST FLR | Xray 1 | Life Support / High Risk | IES | ASP_GE | 149 | 7 | 0 | 2012-08-24 | Canyons/Desert
40000-Intermountain Medical Group | 74011 | Budge Clinic Radiology | 40000-Intermountain Medical Group | 74011-Budge Clinic Radiology | 40000~000000005629 | 451976 | 72512HL7 | 4357792RM2 | 18-430 | Radiographic Systems, Digital | XR / RF | 1035 | GE HEALTHCARE | PROTEUS XR/A | 1 | 400D74011A | MG BUDGE CL RADIOLOGY 1ST FLR | Xray 2 | Life Support / High Risk | IES | ASP_GE | 164 | 5 | 0 | 2011-05-17 | Canyons/Desert
40000-Intermountain Medical Group | 74005 | Southern Utah Neurosciences | 12600-St George Regional Hospital | 32317-Plant Operation | 40000~000000025201 | 490479 | 87615HL1 | 435628RROPRO1 | 18-430 | Radiographic Systems, Digital | XR / RF | 1034 | GE HEALTHCARE | PROTEUS XR/A | 1 | 126D32317B | SG PLANT OPERATIONS RR | Unspecified | Life Support / High Risk | IES | ASP_GE | 149 | 5 | 0 | 2012-09-01 | Canyons/Desert
40000-Intermountain Medical Group | 73084 | Draper Clinic | 40000-Intermountain Medical Group | 72076-Draper InstaCare | 40000~000000014741 | 721030 | 114292HL6 | 801385PROT | 18-430 | Radiographic Systems, Digital | XR / RF | 1031 | GE HEALTHCARE | PROTEUS XR/A | 1 | 400D72076A | MG DRAPER INSTACARE | Unspecified | Life Support / High Risk | IES | ASP_GE | 125 | 7 | 0 | 2014-08-04 | Canyons/Desert
40000-Intermountain Medical Group | 73083 | Kaysville Creekside Clinic | 40000-Intermountain Medical Group | 21101-Radiology | 40000~000000014768 | 722075 | 115066HL3 | 801525PRTS | 18-430 | Radiographic Systems, Digital | XR / RF | 1029 | GE HEALTHCARE | PROTEUS XR/A | 1 | 400D21101A | MG RADIOLOGY RVH SUITE 345 | Unspecified | Life Support / High Risk | IES | ASP_GE | 125 | 7 | 0 | 2014-09-01 | Canyons/Desert
40000-Intermountain Medical Group | 73074 | Memorial Clinic Admin | 40000-Intermountain Medical Group | 73074-Memorial Clinic Admin | 40000~000000005429 | 433692 | 66938HL2 | 801461RM2 | 18-430 | Radiographic Systems, Digital | XR / RF | 1028 | GE HEALTHCARE | PROTEUS XR/A | 1 | 400D73074A | MG MEMORIAL CLINIC ADMIN | Radiol Rad Room 1 | Life Support / High Risk | IES | ASP_GE | 173 | 5 | 0 | 2010-08-19 | Canyons/Desert
40000-Intermountain Medical Group | 73056 | North Orem Clinic | 40000-Intermountain Medical Group | 73056-North Orem Clinic | 40000~000000004781 | 391811 | 35397HL9 | 801766XR-DUP | 18-430 | Radiographic Systems, Digital | XR / RF | 1023 | GE HEALTHCARE | PROTEUS XR/A | 1 | 400D73056A | MG NORTH OREM CLINIC | Orem N HC Common Area | Life Support / High Risk | IES | ASP_GE | 187 | 5 | 0 | 2009-06-24 | Canyons/Desert
40000-Intermountain Medical Group | 73055 | Holladay Clinic | 40000-Intermountain Medical Group | 73055-Holladay Clinic | 40000~000000004595 | 365035 | N/A | 801273XRAY | 18-430 | Radiographic Systems, Digital | XR / RF | 1022 | GE HEALTHCARE | PROTEUS XR/A | 1 | 400D73055A | MG HOLLADAY CLINIC | Common Areas | Life Support / High Risk | IES | ASP_GE | 196 | 5 | 0 | 2008-10-01 | Canyons/Desert
40000-Intermountain Medical Group | 73055 | Holladay Clinic | 40000-Intermountain Medical Group | 72012-Holladay Instacare | 40000~000000005943 | 516517 | 1759808 | 801871XR1 | 18-430 | Radiographic Systems, Digital | XR / RF | 1021 | GE HEALTHCARE | PROTEUS XR/A | 1 | 400D72012A | MG HOLLADAY INSTACARE | Holladay Instacare | Life Support / High Risk | IES | ASP_GE | 149 | 7 | 0 | 2012-09-01 | Canyons/Desert
40000-Intermountain Medical Group | 73051 | Rose Canyon Clinic | 40000-Intermountain Medical Group | 73051-Rose Canyon Clinic | 40000~000000006026 | 513551 | 70T12097 | 801489XR-DUP | 18-430 | Radiographic Systems, Digital | XR / RF | 1020 | GE HEALTHCARE | PROTEUS XR/A | 1 | 400D73051A | MG ROSE CANYON CLINIC | Radiology | Life Support / High Risk | IES | ASP_GE | 149 | 7 | 0 | 2012-08-23 | Canyons/Desert
40000-Intermountain Medical Group | 73024 | Syracuse Clinic | 40000-Intermountain Medical Group | 73024-Syracuse Clinic | 40000~000000004761 | 389351 | 59664HL3 | 801525PRO | 18-430 | Radiographic Systems, Digital | XR / RF | 1015 | GE HEALTHCARE | PROTEUS XR/A | 1 | 400D73024A | MG SYRACUSE CLINIC | Radiology | Life Support / High Risk | IES | ASP_GE | 187 | 5 | 0 | 2009-07-01 | Canyons/Desert
40000-Intermountain Medical Group | 73022 | South Ogden Clinic | 40000-Intermountain Medical Group | 73022-South Ogden Clinic | 40000~000000005150 | 402360 | 62690HL3 | 801387RM1 | 18-430 | Radiographic Systems, Digital | XR / RF | 1013 | GE HEALTHCARE | PROTEUS XR/A | 1 | 400D73022A | MG SOUTH OGDEN CLINIC | OgdenHC Common Area | Life Support / High Risk | IES | ASP_GE | 183 | 5 | 0 | 2009-10-29 | Canyons/Desert
40000-Intermountain Medical Group | 73020 | North Ogden Clinic | 40000-Intermountain Medical Group | 73020-North Ogden Clinic | 40000~000000014250 | 802305 | 107546HL4 | 801786XR2 | 18-430 | Radiographic Systems, Digital | XR / RF | 1010 | GE HEALTHCARE | PROTEUS XR/A | 1 | 400D73020A | MG N OG FAMILY PRAC CLINIC | Unspecified | Life Support / High Risk | IES | ASP_GE | 131 | 7 | 0 | 2014-02-28 | Canyons/Desert
40000-Intermountain Medical Group | 73013 | Hurricane Valley Clinic | 40000-Intermountain Medical Group | 72004-Hurricane Valley Instacare | 40000~000000013210 | 352162 | 49317HL1 | 435635HCPRO1 | 18-430 | Radiographic Systems, Digital | XR / RF | 1008 | GE HEALTHCARE | PROTEUS XR/A | 1 | 400D72004A | MG HURRICANE INSTACARE | Common Area | Life Support / High Risk | IES | ASP_GE | 205 | 5 | 0 | 2007-12-17 | Canyons/Desert
40000-Intermountain Medical Group | 73010 | South Cache Valley Clinic | 40000-Intermountain Medical Group | 73010-South Cache Valley Clinic | 40000~000000006160 | 488010 | NA | 435755PRO | 18-430 | Radiographic Systems, Digital | XR / RF | 1006 | GE HEALTHCARE | PROTEUS XR/A | 1 | 400D73010A | MG SOUTH CACHE VALLEY CLINIC | Radiol 1 | Life Support / High Risk | IES | ASP_GE | 148 | 7 | 0 | 2012-09-19 | Canyons/Desert
40000-Intermountain Medical Group | 73009 | North Cache Valley Clinic | 40000-Intermountain Medical Group | 72036-North Cache Valley InstaCare | 40000~000000006631 | 557447 | 2259973-3 | 435563RAD | 18-430 | Radiographic Systems, Digital | XR / RF | 1005 | GE HEALTHCARE | PROTEUS XR/A | 1 | 400D72036A | MG N CACHE VALLEY INSTACARE | X-Ray Rm 1 | Life Support / High Risk | IES | ASP_GE | 135 | 7 | 0 | 2013-10-31 | Canyons/Desert
40000-Intermountain Medical Group | 72023 | American Fork InstaCare | 11800-American Fork Hospital | 21101-Radiology | 40000~000000014340 | 582794 | 107484HL8 | 801AFP1 | 18-430 | Radiographic Systems, Digital | XR / RF | 1001 | GE HEALTHCARE | PROTEUS XR/A | 1 | 118D21101A | AF RADIOLOGY | Unspecified | Life Support / High Risk | IES | ASP_GE | 126 | 5 | 0 | 2014-07-18 | Canyons/Desert
40000-Intermountain Medical Group | 72022 | Saratoga Springs Instacare | 40000-Intermountain Medical Group | 72022-Saratoga Springs Instacare | 40000~000000004633 | 403951 | 78087HL4 | 801341SS1 | 18-430 | Radiographic Systems, Digital | XR / RF | 999 | GE HEALTHCARE | PROTEUS XR/A | 1 | 400D72022A | MG SARATOGA SPRINGS INSTACARE | Inactive | Life Support / High Risk | IES | ASP_GE | 188 | 5 | 0 | 2009-05-29 | Canyons/Desert
40000-Intermountain Medical Group | 72016 | Southridge Instacare | 40000-Intermountain Medical Group | 72016-Southridge Instacare | 40000~000000004754 | 392756 | 60869HLS | 801302MOBRM1 | 18-430 | Radiographic Systems, Digital | XR / RF | 997 | GE HEALTHCARE | PROTEUS XR/A | 1 | 400D72016A | MG SOUTHRIDGE INSTACARE | Radiology | Life Support / High Risk | IES | ASP_GE | 186 | 5 | 0 | 2009-08-01 | Canyons/Desert
40000-Intermountain Medical Group | 72015 | Taylorsville Instacare | 40000-Intermountain Medical Group | 73044-Taylorsville Clinic | 40000~000000005503 | 433697 | 68154HL4 | 801840RM1 | 18-430 | Radiographic Systems, Digital | XR / RF | 996 | GE HEALTHCARE | PROTEUS XR/A | 1 | 400D73044A | MG TAYLORSVILLE CLINIC | Unspecified | Life Support / High Risk | IES | ASP_GE | 172 | 5 | 0 | 2010-09-30 | Canyons/Desert
40000-Intermountain Medical Group | 72015 | Taylorsville Instacare | 40000-Intermountain Medical Group | 72015-Taylorsville Instacare | 40000~000000005149 | 404229 | 61914HL8 | 801840RM2 | 18-430 | Radiographic Systems, Digital | XR / RF | 995 | GE HEALTHCARE | PROTEUS XR/A | 1 | 400D72015A | MG TAYLORSVILLE INSTACARE | Radiol Xray Room 2 | Life Support / High Risk | IES | ASP_GE | 184 | 5 | 0 | 2009-09-29 | Canyons/Desert
40000-Intermountain Medical Group | 72005 | Sunset Instacare | 40000-Intermountain Medical Group | 72005-Sunset Instacare | 40000~000000004033 | 457674 | 47058HL3 | 435634SSPR01 | 18-430 | Radiographic Systems, Digital | XR / RF | 989 | GE HEALTHCARE | PROTEUS XR/A | 1 | 400D72005A | MG SUNSET INSTACARE | Radiology | Life Support / High Risk | IES | ASP_GE | 209 | 5 | 0 | 2007-09-01 | Canyons/Desert
40000-Intermountain Medical Group | 72003 | Cedar City Instacare | 40000-Intermountain Medical Group | 72003-Cedar City Instacare | 40000~000000003795 | 379048 | 44803HL8 | 435586PROT | 18-430 | Radiographic Systems, Digital | XR / RF | 988 | GE HEALTHCARE | PROTEUS XR/A | 1 | 400D72003A | MG CEDAR CITY INSTACARE | Radiology | Life Support / High Risk | IES | ASP_GE | 221 | 5 | 0 | 2006-08-10 | Canyons/Desert
18200-Garfield Memorial Hospital | 21101 | Radiology | 18200-Garfield Memorial Hospital | 21101-Radiology | 18200~000000000128 | 264297 | 29595HL6 | 435676RAD | 18-430 | Radiographic Systems, Digital | XR / RF | 968 | GE HEALTHCARE | PROTEUS XR/A | 1 | 182D21101A | GF RADIOLOGY | Radiology | Life Support / High Risk | IES | ASP_GE | 253 | 5 | 0 | 2004-01-01 | Canyons/Desert
14300-Park City Hospital | 21101 | Radiology | 14300-Park City Hospital | 21101-Radiology | 14300~000000000276 | 390912 | 59464HL8 | 435658RAD | 18-430 | Radiographic Systems, Digital | XR / RF | 942 | GE HEALTHCARE | PROTEUS XR/A | 1 | 143D21101A | PK XRAY RADIOLOGY | Radiol Common Area | Life Support / High Risk | IES | ASP_GE | 184 | 8 | 0 | 2009-09-30 | Canyons/Desert
13000-Logan Regional Hospital | 21101 | Radiology | 13000-Logan Regional Hospital | 21101-Radiology | 13000~000000002666 | 471126 | S3918LL | 435716RM4 | 18-430 | Radiographic Systems, Digital | XR / RF | 905 | GE HEALTHCARE | PROTEUS XR/A | 1 | 130D21101A | LO RADIOLOGY | Common Area | Life Support / High Risk | IES | ASP_GE | 160 | 5 | 0 | 2011-09-06 | Canyons/Desert
12700-Fillmore Community Hospital | 21101 | Radiology | 12700-Fillmore Community Hospital | 21101-Radiology | 12700~000000000195 | 487934 | 88080HL7 | 435FCMCPRO1 | 18-430 | Radiographic Systems, Digital | XR / RF | 897 | GE HEALTHCARE | PROTEUS XR/A | 1 | 127D21101A | FL RADIOLOGY | Common Area | Life Support / High Risk | IES | ASP_GE | 147 | 5 | 0 | 2012-10-31 | Canyons/Desert
12600-St George Regional Hospital | 21101 | Radiology | 12600-St George Regional Hospital | 32317-Plant Operation | 12600~000000003120 | 435837 | 678071HL8 | 435251ZORM1 | 18-430 | Radiographic Systems, Digital | XR / RF | 893 | GE HEALTHCARE | PROTEUS XR/A | 1 | 126D32317B | SG PLANT OPERATIONS RR | 4N Zion Ortho And Sports Med | Life Support / High Risk | IES | ASP_GE | 184 | 5 | 0 | 2009-09-09 | Canyons/Desert
12500-Delta Community Hospital | 21101 | Radiology | 12500-Delta Community Hospital | 21101-Radiology | 12500~000000000315 | 487933 | 90236HL1 | 435DCMCPRO1 | 18-430 | Radiographic Systems, Digital | XR / RF | 880 | GE HEALTHCARE | PROTEUS XR/A | 1 | 125D21101A | DL XRAY | Radiol Radiology | Life Support / High Risk | IES | ASP_GE | 146 | 5 | 0 | 2012-11-19 | Canyons/Desert
12200-Cassia Regional Hospital | 70513 | Orthopedic Clinic | 12200-Cassia Regional Hospital | 70513-Orthopedic Clinic | 12200~000000000497 | 455789 | 72811HL3 | 208678PROTEUS1 | 18-430 | Radiographic Systems, Digital | XR / RF | 878 | GE HEALTHCARE | PROTEUS XR/A | 1 | 122D70513A | CA ORTHOPEDIC CLINIC | Common Area | Life Support / High Risk | IES | ASP_GE | 166 | 5 | 0 | 2011-04-01 | Canyons/Desert
11800-American Fork Hospital | 21101 | Radiology | 11800-American Fork Hospital | 21101-Radiology | 11800~000000002020 | 247790 | 31203HL3 | 801855RM4 | 18-430 | Radiographic Systems, Digital | XR / RF | 871 | GE HEALTHCARE | PROTEUS XR/A | 1 | 118D21101A | AF RADIOLOGY | 3 | Life Support / High Risk | IES | ASP_GE | 249 | 5 | 0 | 2004-04-20 | Canyons/Desert
40000-Intermountain Medical Group | 77004 | Ogden Workmed | 40000-Intermountain Medical Group | 77004-Ogden Workmed | 40000~000000032712 | 913728 | 198606-3 |  | 18-430 | Radiographic Systems, Digital | XR / RF | 1065 | GE HEALTHCARE | PROTEUS XR/F | 1 | 400D77004A | MG WORKMED OGDEN | Unspecified | Non Life Support | IES | ASP_GE | 17 | 5 | 4 | 2023-08-07 | Canyons/Desert
40000-Intermountain Medical Group | 73013 | Hurricane Valley Clinic | 40000-Intermountain Medical Group | 72004-Hurricane Valley Instacare | 40000~000000010382 | 470208 | C2460 | IHHUCHLGCAD1 | 18-430 | Radiographic Systems, Digital | X-Ray Other | 1007 | HOLOGIC INCORPORATED | MF1000H | 1 | 400D72004A | MG HURRICANE INSTACARE | Radiology | Life Support / High Risk | IES | ASP_GE | 161 | 5 | 0 | 2011-08-25 | Canyons/Desert
18200-Garfield Memorial Hospital | 21101 | Radiology | 18200-Garfield Memorial Hospital | 21101-Radiology | 18200~000000000399 | 469434 | C1785 | IHGMHHLGMA2 | 18-430 | Radiographic Systems, Digital | X-Ray Other | 969 | HOLOGIC INCORPORATED | MF1000H | 1 | 182D21101A | GF RADIOLOGY | Radiology | Life Support / High Risk | IES | ASP_GE | 161 | 5 | 0 | 2011-08-23 | Canyons/Desert
14600-Cedar City Hospital | 21501 | Mammography | 14600-Cedar City Hospital | 21501-Mammography | 14600~000000000640 | 469726 | 7487NH1 | IHCCHHLGMA1 | 18-430 | Radiographic Systems, Digital | X-Ray Other | 959 | HOLOGIC INCORPORATED | MF1000H | 1 | 146D21501A | CC MAMMO | Mammography | Life Support / High Risk | IES | ASP_GE | 192 | 5 | 0 | 2009-02-01 | Canyons/Desert
14400-Utah Valley Hospital | 21501 | Mammography | 14400-Utah Valley Hospital | 21501-Mammography | 14400~000000004491 | 449281 | D1049 | IHUVHHLGMA1 | 18-430 | Radiographic Systems, Digital | X-Ray Other | 950 | HOLOGIC INCORPORATED | MF1000H | 1 | 144D21501A | UV MAMMOGRAPHY | Viewing Rm | Life Support / High Risk | IES | ASP_GE | 216 | 5 | 0 | 2007-01-15 | Canyons/Desert
14000-Sanpete Valley Hospital | 21101 | Radiology | 14000-Sanpete Valley Hospital | 21101-Radiology | 14000~000000000217 | 474890 | 20110601LES |  | 18-430 | Radiographic Systems, Digital | X-Ray Other | 934 | HOLOGIC INCORPORATED | MF1000H | 1 | 140D21101A | SP RADIOLOGY | Mammo | Life Support / High Risk | IES | ASP_GE | 164 | 5 | 0 | 2011-06-01 | Canyons/Desert
13400-Orem Community Hospital | 21101 | Radiology | 13400-Orem Community Hospital | 21101-Radiology | 13400~000000000659 | 460194 | C1806 | IHOCHHLGMA1 | 18-430 | Radiographic Systems, Digital | X-Ray Other | 919 | HOLOGIC INCORPORATED | MF1000H | 1 | 134D21101A | OR RADIOLOGY | Radiology | Life Support / High Risk | IES | ASP_GE | 178 | 5 | 0 | 2010-03-16 | Canyons/Desert
13200-McKay-Dee Hospital Center | 21501 | Mammography | 13200-McKay-Dee Hospital Center | 21501-Mammography | 13200~000000005290 | 324052 | D1403 | IHMKHHLGMA2 | 18-430 | Radiographic Systems, Digital | X-Ray Other | 915 | HOLOGIC INCORPORATED | MF1000H | 1 | 132D21501A | MK MAMMOGRAPHY 4TH FLR | Reading Rm | Life Support / High Risk | IES | ASP_GE | 210 | 5 | 0 | 2007-07-31 | Canyons/Desert
12800-LDS Hospital | 21501 | Mammography | 12800-LDS Hospital | 21501-Mammography | 12800~000000010327 | 466972 | C0432 | IHLDHHLGMA1 | 18-430 | Radiographic Systems, Digital | X-Ray Other | 901 | HOLOGIC INCORPORATED | MF1000H | 1 | 128D21501A | LD MAMMOGRAPHY L1 | MammoS1 Room B - N.E.2 | Life Support / High Risk | IES | ASP_GE | 209 | 5 | 0 | 2007-08-03 | Canyons/Desert
12800-LDS Hospital | 21501 | Mammography | 12800-LDS Hospital | 21501-Mammography | 12800~000000004457 | 466971 | D2367 | IHLDHHLGMA3 | 18-430 | Radiographic Systems, Digital | X-Ray Other | 900 | HOLOGIC INCORPORATED | MF1000H | 1 | 128D21501A | LD MAMMOGRAPHY L1 | MammoS1 Room A - N.E.2 | Life Support / High Risk | IES | ASP_GE | 197 | 5 | 0 | 2008-08-10 | Canyons/Desert
12500-Delta Community Hospital | 21101 | Radiology | 12500-Delta Community Hospital | 21101-Radiology | 12500~000000000291 | 476762 | C2912 | IHDCHHLGMA2 | 18-430 | Radiographic Systems, Digital | X-Ray Other | 879 | HOLOGIC INCORPORATED | MF1000H | 1 | 125D21101A | DL XRAY | Radiol Radiology | Life Support / High Risk | IES | ASP_GE | 159 | 5 | 0 | 2011-10-24 | Canyons/Desert
11800-American Fork Hospital | 21501 | Mammography | 11800-American Fork Hospital | 21501-Mammography | 11800~000000003800 | 472222 | D1050 | IHAFHHLGMA2 | 18-430 | Radiographic Systems, Digital | X-Ray Other | 876 | HOLOGIC INCORPORATED | MF1000H | 1 | 118D21501A | AF MAMMOGRAPHY | Common Areas | Life Support / High Risk | IES | ASP_GE | 160 | 5 | 0 | 2011-09-20 | Canyons/Desert
12800-LDS Hospital | 25501 | Radiation Center | 12800-LDS Hospital | 25501-Radiation Center | 12800~000000009987 | 526280 | 9408-1047-CPX |  | 18-430 | Radiographic Systems, Digital | X-Ray Other | 902 | OLDELFT BENELUX | HF-150 | 1 | 128D25501A | LD RADIATION CENTER L1 | Radiation | Life Support / High Risk | LDSH_CE | LDSCE2 | 145 | 5 | 0 | 2012-12-26 | Canyons/Desert
11800-American Fork Hospital | 21101 | Radiology | 11800-American Fork Hospital | 21101-Radiology | 11800~000000001076 | 357571 | 990119 | IHAFHPHLXR | 18-430 | Radiographic Systems, Digital | XR / RF | 870 | PHILIPS HEALTHCARE | DIGITALDIAGNOST | 1 | 118D21101A | AF RADIOLOGY | X-Ray | Life Support / High Risk | IES | ASP_GE | 203 | 5 | 0 | 2008-02-29 | Canyons/Desert
13800-Primary Childrens Hospital | 21101 | Radiology | 13800-Primary Childrens Hospital | 21101-Radiology | 13800~000000009067 | 520562 | 12000165 | IHPCHPHLXR4 | 18-430 | Radiographic Systems, Digital | XR / RF | 923 | PHILIPS HEALTHCARE | DIGITALDIAGNOST | 1 | 138D21101A | PC MEDICAL IMAGING 1ST FLR W | Radiographic Rm 9 | Life Support / High Risk | IES | ASP_GE | 146 | 7 | 0 | 2012-11-30 | Canyons/Desert
13800-Primary Childrens Hospital | 21101 | Radiology | 13800-Primary Childrens Hospital | 21101-Radiology | 13800~000000019410 | 584504 | 14001555 | IHPCHPHLRF2 | 18-430 | Radiographic Systems, Digital | XR / RF | 924 | PHILIPS HEALTHCARE | DIGITALDIAGNOST | 1 | 138D21101A | PC MEDICAL IMAGING 1ST FLR W | Unspecified | Life Support / High Risk | IES | ASP_GE | 126 | 7 | 0 | 2014-07-29 | Canyons/Desert
13800-Primary Childrens Hospital | 21101 | Radiology | 13800-Primary Childrens Hospital | 21101-Radiology | 13800~000000026245 | 838994 | 14000414 | IHPCHPHLXR5 | 18-430 | Radiographic Systems, Digital | XR / RF | 925 | PHILIPS HEALTHCARE | DIGITALDIAGNOST | 1 | 138D21101B | PC ECCLES IMAGING L2 | XRAY 2C.040 | Life Support / High Risk | IES | ASP_GE | 75 | 5 | 0 | 2018-10-22 | Canyons/Desert
13900-Riverton Hospital | 21101 | Radiology | 13900-Riverton Hospital | 21101-Radiology | 13900~000000000850 | 404445 | 428633/SN09000234 | IHRVHPHLXR | 18-430 | Radiographic Systems, Digital | XR / RF | 931 | PHILIPS HEALTHCARE | DIGITALDIAGNOST | 1 | 139D21101A | RV RADIOLOGY | Rad Rm | Life Support / High Risk | IES | ASP_GE | 182 | 5 | 0 | 2009-11-06 | Canyons/Desert
14400-Utah Valley Hospital | 21101 | Radiology | 14400-Utah Valley Hospital | 21101-Radiology | 14400~000000004000 | 315528 | TE62240649 | IHUVHPHLXR2 | 18-430 | Radiographic Systems, Digital | XR / RF | 945 | PHILIPS HEALTHCARE | DIGITALDIAGNOST | 1 | 144D21101A | UV RADIOLOGY | 1 | Life Support / High Risk | IES | ASP_GE | 213 | 5 | 0 | 2007-04-13 | Canyons/Desert
14400-Utah Valley Hospital | 21101 | Radiology | 14400-Utah Valley Hospital | 21101-Radiology | 14400~000000004160 | 369709 | 398478/SN0802269 | IHUVHPHLXR3 | 18-430 | Radiographic Systems, Digital | XR / RF | 946 | PHILIPS HEALTHCARE | DIGITALDIAGNOST | 1 | 144D21101A | UV RADIOLOGY | OP Radiol X Ray 1 | Life Support / High Risk | IES | ASP_GE | 194 | 5 | 0 | 2008-11-30 | Canyons/Desert
14400-Utah Valley Hospital | 21101 | Radiology | 14400-Utah Valley Hospital | 21101-Radiology | 14400~000000004161 | 369710 | 41445193 | IHUVHPHLXR4 | 18-430 | Radiographic Systems, Digital | XR / RF | 947 | PHILIPS HEALTHCARE | DIGITALDIAGNOST | 1 | 144D21101A | UV RADIOLOGY | OP Radiol X Ray 2 | Life Support / High Risk | IES | ASP_GE | 194 | 5 | 0 | 2008-11-30 | Canyons/Desert
15400-Intermountain Medical Center | 21101 | Radiology | 15400-Intermountain Medical Center | 21101-Radiology | 15400~000000015871 | 501551 | 11009335 | IHMCHPHLXR3 | 18-430 | Radiographic Systems, Digital | XR / RF | 965 | PHILIPS HEALTHCARE | DIGITALDIAGNOST | 1 | 154D21101A | IM RADIOLOGY ADMI OFFICE TLL1 | BldgB L2 OutptRadCommon Area | Life Support / High Risk | IES | ASP_GE | 155 | 5 | 0 | 2012-03-01 | Canyons/Desert
40000-Intermountain Medical Group | 40086 | Budge Clinic Support | 40000-Intermountain Medical Group | 74011-Budge Clinic Radiology | 40000~000000015823 | 726726 | 14000261 | IHBUCPHLXR1 | 18-430 | Radiographic Systems, Digital | XR / RF | 985 | PHILIPS HEALTHCARE | DIGITALDIAGNOST | 1 | 400D74011A | MG BUDGE CL RADIOLOGY 1ST FLR | Fp Main | Life Support / High Risk | IES | ASP_GE | 118 | 5 | 0 | 2015-03-23 | Canyons/Desert
40000-Intermountain Medical Group | 74011 | Budge Clinic Radiology | 40000-Intermountain Medical Group | 74011-Budge Clinic Radiology | 40000~000000015824 | 726727 | 14000262 | IHBUCPHLXR2 | 18-430 | Radiographic Systems, Digital | XR / RF | 1039 | PHILIPS HEALTHCARE | DIGITALDIAGNOST | 1 | 400D74011A | MG BUDGE CL RADIOLOGY 1ST FLR | Fp Main | Life Support / High Risk | IES | ASP_GE | 118 | 7 | 0 | 2015-03-23 | Canyons/Desert
12200-Cassia Regional Hospital | 21101 | Radiology | 12200-Cassia Regional Hospital | 21001-Imaging Administration | 12200~000000002510 | 808723 | QRADC-16R-0311 | IHCRHCSTXR | 18-431 | Radiographic Systems, Digital, | XR / RF | 1071 | CARESTREAM HEALTH INCORPORATED | DRX-ASCEND | 1 | 122D21001A | CA IMAGING ADMINISTRATION | Unspecified | Life Support / High Risk | IES | ASP_GE | 105 | 5 | 0 | 2016-04-30 | Canyons/Desert
12600-St George Regional Hospital | 21101 | Radiology | 12600-St George Regional Hospital | 21101-Radiology | 12600~000000021645 | 856939 | K58042125 | IHRRCSTXR2 | 18-431 | Radiographic Systems, Digital, | XR / RF | 1073 | CARESTREAM HEALTH INCORPORATED | DRX-ASCEND | 1 | 126D21101B | SG RADIOLOGY HEALTH CENTER RR | Unspecified | Life Support / High Risk | IES | ASP_GE | 61 | 5 | 0 | 2019-12-26 | Canyons/Desert
12600-St George Regional Hospital | 21101 | Radiology | 12600-St George Regional Hospital | 21101-Radiology | 12600~000000022520 |  |  |  | 18-431 | Radiographic Systems, Digital, | XR / RF | 1074 | CARESTREAM HEALTH INCORPORATED | DRX-ASCEND | 1 | 126D21101A | SG RADIOLOGY | Unspecified | Life Support / High Risk |  |  | 58 | 5 | 0 | 2020-03-11 | Canyons/Desert
40000-Intermountain Medical Group | 40083 | Utah Valley Administration | 40000-Intermountain Medical Group | 72024-Utah Valley Instacare | 40000~000000022709 | 826191 | 30375 | IHUVUCSTXR1 | 18-431 | Radiographic Systems, Digital, | XR / RF | 1080 | CARESTREAM HEALTH INCORPORATED | DRX-ASCEND | 1 | 400D72024A | MG UTAH VALLEY INSTACARE | Unspecified | Life Support / High Risk | IES | ASP_GE | 86 | 5 | 0 | 2017-11-06 | Canyons/Desert
40000-Intermountain Medical Group | 40083 | Utah Valley Administration | 40000-Intermountain Medical Group | 72024-Utah Valley Instacare | 40000~000000022710 | 826192 | 30382 | IHUVUCSTXR2 | 18-431 | Radiographic Systems, Digital, | XR / RF | 1081 | CARESTREAM HEALTH INCORPORATED | DRX-ASCEND | 1 | 400D72024A | MG UTAH VALLEY INSTACARE | Common Area | Life Support / High Risk | IES | ASP_GE | 86 | 5 | 0 | 2017-11-06 | Canyons/Desert
40000-Intermountain Medical Group | 42944 | Alta View Clinic Admin | 40000-Intermountain Medical Group | 74280-Alta View Radiology | 40000~000000022338 | 824095 | K5483-0711 | IHAVCCSTXR1 | 18-431 | Radiographic Systems, Digital, | XR / RF | 1082 | CARESTREAM HEALTH INCORPORATED | DRX-ASCEND | 1 | 400D74280A | MG AV RADIOLOGY | Unspecified | Life Support / High Risk | IES | ASP_GE | 85 | 5 | 0 | 2017-12-12 | Canyons/Desert
40000-Intermountain Medical Group | 42944 | Alta View Clinic Admin | 40000-Intermountain Medical Group | 74280-Alta View Radiology | 40000~000000022339 | 824251 | K5483-0688 | IHAVCCSTXR5 | 18-431 | Radiographic Systems, Digital, | XR / RF | 1083 | CARESTREAM HEALTH INCORPORATED | DRX-ASCEND | 1 | 400D74280A | MG AV RADIOLOGY | Unspecified | Life Support / High Risk | IES | ASP_GE | 85 | 5 | 0 | 2017-12-12 | Canyons/Desert
40000-Intermountain Medical Group | 42944 | Alta View Clinic Admin | 40000-Intermountain Medical Group | 74280-Alta View Radiology | 40000~000000022340 | 824250 | K5483-0702 | IHAVCCSTXR3 | 18-431 | Radiographic Systems, Digital, | XR / RF | 1084 | CARESTREAM HEALTH INCORPORATED | DRX-ASCEND | 1 | 400D74280A | MG AV RADIOLOGY | Unspecified | Life Support / High Risk | IES | ASP_GE | 85 | 5 | 0 | 2017-12-12 | Canyons/Desert
40000-Intermountain Medical Group | 42945 | Layton PW Administration | 12900-Layton Hospital | 21101-Radiology | 40000~000000021282 | 820983 | 30298 | IHLYHCSTXR1 | 18-431 | Radiographic Systems, Digital, | XR / RF | 1085 | CARESTREAM HEALTH INCORPORATED | DRX-ASCEND | 1 | 129D21101A | LA RADIOLOGY | Unspecified | Life Support / High Risk | IES | ASP_GE | 88 | 5 | 0 | 2017-09-05 | Canyons/Desert
40000-Intermountain Medical Group | 42945 | Layton PW Administration | 40000-Intermountain Medical Group | 73072-Layton Clinic | 40000~000000021284 | 820984 | 30304 | IHLYCCSTXR | 18-431 | Radiographic Systems, Digital, | XR / RF | 1086 | CARESTREAM HEALTH INCORPORATED | DRX-ASCEND | 1 | 400D73072A | MG LAYTON CLINIC | Common Areas | Life Support / High Risk | IES | ASP_GE | 88 | 5 | 0 | 2017-09-05 | Canyons/Desert
40000-Intermountain Medical Group | 72001 | Logan Instacare | 40000-Intermountain Medical Group | 72001-Logan Instacare | 40000~000000021421 | 820456 | K5483-0664 | IHLGUCSTXR | 18-431 | Radiographic Systems, Digital, | XR / RF | 1087 | CARESTREAM HEALTH INCORPORATED | DRX-ASCEND | 1 | 400D72001A | MG LOGAN INSTACARE A | Common Area | Life Support / High Risk | IES | ASP_GE | 90 | 5 | 0 | 2017-07-31 | Canyons/Desert
40000-Intermountain Medical Group | 72008 | Roy Instacare | 40000-Intermountain Medical Group | 73021-Roy Clinic | 40000~000000019712 | 811424 | 030019 | IHHRCCSTXR | 18-431 | Radiographic Systems, Digital, | XR / RF | 1088 | CARESTREAM HEALTH INCORPORATED | DRX-ASCEND | 1 | 400D73021A | MG ROY CLINIC | Unspecified | Life Support / High Risk | IES | ASP_GE | 101 | 7 | 0 | 2016-08-25 | Canyons/Desert
40000-Intermountain Medical Group | 72040 | Heber Instacare | 40000-Intermountain Medical Group | 73067-Heber Valley Clinic | 40000~000000022935 | 828793 | 001041 | IHHVCCSTXR | 18-431 | Radiographic Systems, Digital, | XR / RF | 1089 | CARESTREAM HEALTH INCORPORATED | DRX-ASCEND | 1 | 400D73067A | MG HEBER VALLEY CLINIC | Heber Valley Clinic | Life Support / High Risk | IES | ASP_GE | 83 | 5 | 0 | 2018-02-19 | Canyons/Desert
40000-Intermountain Medical Group | 73021 | Roy Clinic | 40000-Intermountain Medical Group | 73021-Roy Clinic | 40000~000000027649 | 890289 | IHHRCCSTXR | IHHRCCSTXR | 18-431 | Radiographic Systems, Digital, | XR / RF | 1090 | CARESTREAM HEALTH INCORPORATED | DRX-ASCEND | 1 | 400D73021A | MG ROY CLINIC | Radiology | Life Support / High Risk | IES | ASP_CAREST | 56 | 5 | 0 | 2020-05-13 | Canyons/Desert
40000-Intermountain Medical Group | 73025 | Bountiful Clinic Admin | 40000-Intermountain Medical Group | 73025-Bountiful Clinic Admin | 40000~000000022721 | 827540 | 012017 | IHBCCCSTXR2 | 18-431 | Radiographic Systems, Digital, | XR / RF | 1091 | CARESTREAM HEALTH INCORPORATED | DRX-ASCEND | 1 | 400D73025A | MG BOUNTIFUL CLINIC L1 | Common Area | Life Support / High Risk | IES | ASP_GE | 84 | 5 | 0 | 2018-01-12 | Canyons/Desert
40000-Intermountain Medical Group | 73025 | Bountiful Clinic Admin | 40000-Intermountain Medical Group | 73025-Bountiful Clinic Admin | 40000~000000022722 | 827538 | 011060 | IHBCCCSTXR1 | 18-431 | Radiographic Systems, Digital, | XR / RF | 1092 | CARESTREAM HEALTH INCORPORATED | DRX-ASCEND | 1 | 400D73025A | MG BOUNTIFUL CLINIC L1 | Common Area | Life Support / High Risk | IES | ASP_GE | 84 | 5 | 0 | 2018-01-08 | Canyons/Desert
40000-Intermountain Medical Group | 73030 | North Temple Clinic | 40000-Intermountain Medical Group | 73030-North Temple Clinic | 40000~000000021688 | 822595 | 006035 | IHNTCCSTXR | 18-431 | Radiographic Systems, Digital, | XR / RF | 1093 | CARESTREAM HEALTH INCORPORATED | DRX-ASCEND | 1 | 400D73030A | MG NORTH TEMPLE CLINIC | Unspecified | Life Support / High Risk | IES | ASP_GE | 89 | 5 | 0 | 2017-08-08 | Canyons/Desert
40000-Intermountain Medical Group | 73038 | Medical Tower FP | 40000-Intermountain Medical Group | 73036-Cottonwood Family Medicine | 40000~000000023237 | 828788 | 9234 | IHCWCCSTXR | 18-431 | Radiographic Systems, Digital, | XR / RF | 1094 | CARESTREAM HEALTH INCORPORATED | DRX-ASCEND | 1 | 400D73036A | MG COTTONWOOD FAMILY PRACTICE | Unspecified | Life Support / High Risk | IES | ASP_GE | 81 | 5 | 0 | 2018-04-04 | Canyons/Desert
40000-Intermountain Medical Group | 73046 | Southridge Clinic Pediatrics | 40000-Intermountain Medical Group | 73046-Southridge Clinic Pediatrics | 40000~000000017955 | 807283 | 9265 | IHSRCCSTXR | 18-431 | Radiographic Systems, Digital, | XR / RF | 1095 | CARESTREAM HEALTH INCORPORATED | DRX-ASCEND | 1 | 400D73046A | MG SOUTHRIDGE PEDIATRICS | Unspecified | Life Support / High Risk | IES | ASP_GE | 107 | 5 | 0 | 2016-03-01 | Canyons/Desert
40000-Intermountain Medical Group | 73047 | West Jordan Clinic | 40000-Intermountain Medical Group | 72017-West Jordan Instacare | 40000~000000024118 | 834380 | 004055 | IHWJUCSTXR | 18-431 | Radiographic Systems, Digital, | XR / RF | 1096 | CARESTREAM HEALTH INCORPORATED | DRX-ASCEND | 1 | 400D72017A | MG WEST JORDAN INSTACARE | Unspecified | Life Support / High Risk | IES | ASP_GE | 78 | 5 | 0 | 2018-07-23 | Canyons/Desert
40000-Intermountain Medical Group | 73049 | Park City Clinic- Round Valley | 40000-Intermountain Medical Group | 74053-Snowbasin Clinic | 40000~000000024976 | 843903 | QRAD-18R-11013 | IHPCCCSTXR | 18-431 | Radiographic Systems, Digital, | XR / RF | 1097 | CARESTREAM HEALTH INCORPORATED | DRX-ASCEND | 1 | 400D74053A | MG SNOWBASIN CLINIC | Unspecified | Life Support / High Risk | IES | ASP_GE | 73 | 5 | 0 | 2018-12-07 | Canyons/Desert
40000-Intermountain Medical Group | 73063 | Springville Clinic | 40000-Intermountain Medical Group | 72025-Spanish Fork Instacare | 40000~000000021276 | 821019 | 30285 | IHSEUCSTXR | 18-431 | Radiographic Systems, Digital, | XR / RF | 1098 | CARESTREAM HEALTH INCORPORATED | DRX-ASCEND | 1 | 400D72025B | MG SPANISH FORK INSTACARE | Unspecified | Life Support / High Risk | IES | ASP_GE | 90 | 5 | 0 | 2017-07-24 | Canyons/Desert
40000-Intermountain Medical Group | 73074 | Memorial Clinic Admin | 40000-Intermountain Medical Group | 73074-Memorial Clinic Admin | 40000~000000020519 | 815502 | 030129 | IHMMCCSTXR | 18-431 | Radiographic Systems, Digital, | XR / RF | 1099 | CARESTREAM HEALTH INCORPORATED | DRX-ASCEND | 1 | 400D73074A | MG MEMORIAL CLINIC ADMIN | Common Area | Life Support / High Risk | IES | ASP_GE | 97 | 5 | 0 | 2016-12-19 | Canyons/Desert
40000-Intermountain Medical Group | 73076 | Central Orem Clinic | 40000-Intermountain Medical Group | 73076-Central Orem Clinic | 40000~000000026397 | 854671 | K58042088 | IHCOCCSTXR | 18-431 | Radiographic Systems, Digital, | XR / RF | 1100 | CARESTREAM HEALTH INCORPORATED | DRX-ASCEND | 1 | 400D73076A | MG CENTRAL OREM CLINIC SUITE A | Unspecified | Life Support / High Risk | IES | ASP_GE | 64 | 5 | 0 | 2019-09-17 | Canyons/Desert
40000-Intermountain Medical Group | 73087 | West Valley Family Medicine | 40000-Intermountain Medical Group | 72039-West Valley InstaCare | 40000~000000019755 | 811901 | QG65-16R-3102 | IHWVUCSTXR | 18-431 | Radiographic Systems, Digital, | XR / RF | 1101 | CARESTREAM HEALTH INCORPORATED | DRX-ASCEND | 1 | 400D72039A | MG WEST VALLEY INSTACARE | Unspecified | Life Support / High Risk | IES | ASP_GE | 101 | 7 | 0 | 2016-08-15 | Canyons/Desert
40000-Intermountain Medical Group | 73103 | Lehi Clinic | 40000-Intermountain Medical Group | 72078-Lehi Instacare | 40000~000000023903 | 846983 | QRAD-18N-04042 | IHLEUCSTXR | 18-431 | Radiographic Systems, Digital, | XR / RF | 1102 | CARESTREAM HEALTH INCORPORATED | DRX-ASCEND | 1 | 400D72078A | MG LEHI INSTACARE | Unspecified | Life Support / High Risk | IES | ASP_GE | 78 | 5 | 0 | 2018-07-19 | Canyons/Desert
40000-Intermountain Medical Group | 74019 | Sports Med Specialists - Bntfl | 40000-Intermountain Medical Group | 74019-Sports Med Specialists - Bntfl | 40000~000000020409 | 817563 | K5481-9632 | IHSMCCSTXR | 18-431 | Radiographic Systems, Digital, | XR / RF | 1103 | CARESTREAM HEALTH INCORPORATED | DRX-ASCEND | 1 | 400D74019A | MG SPORTS MED SPEC BOUNTIFUL | Common Area | Life Support / High Risk | IES | ASP_GE | 99 | 7 | 0 | 2016-10-24 | Canyons/Desert
40000-Intermountain Medical Group | 74030 | Zion Ortho and Sports Medicine | 40000-Intermountain Medical Group | 74030-Zion Ortho and Sports Medicine | 40000~000000022639 | 826806 | 175230100156 | IHSWCCSTXR | 18-431 | Radiographic Systems, Digital, | XR / RF | 1104 | CARESTREAM HEALTH INCORPORATED | DRX-ASCEND | 1 | 400D74030A | MG ZION ORTHOPEDICS | Unspecified | Life Support / High Risk | IES | ASP_GE | 84 | 5 | 0 | 2018-01-22 | Canyons/Desert
40000-Intermountain Medical Group | 74108 | Ortho Specialty Group-Riverton | 40000-Intermountain Medical Group | 74108-Ortho Specialty Group-Riverton | 40000~000000019630 | 811008 | QRAD-16R-0638 | IHPSCCSTXR | 18-431 | Radiographic Systems, Digital, | XR / RF | 1105 | CARESTREAM HEALTH INCORPORATED | DRX-ASCEND | 1 | 400D74108A | MG ORTHO SPECIALTY GROUP RV | Unspecified | Life Support / High Risk | IES | ASP_GE | 103 | 7 | 0 | 2016-06-28 | Canyons/Desert
40000-Intermountain Medical Group | 74139 | Utah Valley Sports Medicine | 40000-Intermountain Medical Group | 74139-Utah Valley Sports Medicine | 40000~000000024115 | 835574 | 006035 | IHUVCCSTXR | 18-431 | Radiographic Systems, Digital, | XR / RF | 1106 | CARESTREAM HEALTH INCORPORATED | DRX-ASCEND | 1 | 400D74139A | MG UV SPORTS MEDICINE | Unspecified | Life Support / High Risk | IES | ASP_GE | 77 | 5 | 0 | 2018-08-06 | Canyons/Desert
40000-Intermountain Medical Group | 74177 | McKay-Dee Ortho and Sports Med | 13200-McKay-Dee Hospital Center | 21101-Radiology | 40000~000000019752 | 811790 | K4579-3116 | IHMKHCSTXR3 | 18-431 | Radiographic Systems, Digital, | XR / RF | 1107 | CARESTREAM HEALTH INCORPORATED | DRX-ASCEND | 1 | 132D21101A | MK RADIOLOGY 1ST FLR | Unspecified | Life Support / High Risk | IES | ASP_GE | 101 | 7 | 0 | 2016-08-31 | Canyons/Desert
40000-Intermountain Medical Group | 74177 | McKay-Dee Ortho and Sports Med | 40000-Intermountain Medical Group | 74049-Summit Orthopedics | 40000~000000019753 | 811794 | K4579-3105 | IHMKCCSTXR | 18-431 | Radiographic Systems, Digital, | XR / RF | 1108 | CARESTREAM HEALTH INCORPORATED | DRX-ASCEND | 1 | 400D74049A | MG MK ORTHOPEDICS STE 2600 | Unspecified | Life Support / High Risk | IES | ASP_GE | 101 | 7 | 0 | 2016-08-31 | Canyons/Desert
40000-Intermountain Medical Group | 74231 | Southern Utah Ortho Sports Med | 40000-Intermountain Medical Group | 74231-Southern Utah Ortho Sports Med | 40000~000000018068 | 808548 | QG50G2-16R-0208 | IHSUCCSTXR | 18-431 | Radiographic Systems, Digital, | XR / RF | 1109 | CARESTREAM HEALTH INCORPORATED | DRX-ASCEND | 1 | 400D74231A | MG SOUTHERN UTAH ORTHOPEDICS | Unspecified | Life Support / High Risk | IES | ASP_GE | 106 | 7 | 0 | 2016-03-18 | Canyons/Desert
40000-Intermountain Medical Group | 74334 | Spanish Fork Ortho Sports Med | 40000-Intermountain Medical Group | 74334-Spanish Fork Ortho Sports Med | 40000~000000029375 | 880071 | QGDIGDRX-20R-0416 | IHSCCCSTXR2 | 18-431 | Radiographic Systems, Digital, | XR / RF | 1110 | CARESTREAM HEALTH INCORPORATED | DRX-ASCEND | 1 | 400D74334A | MG SPANISH FORK ORTHO SPRTS MD | Unspecified | Life Support / High Risk | IES | ASP_GE | 45 | 5 | 1 | 2021-04-05 | Canyons/Desert
40000-Intermountain Medical Group | 77008 | Orem Workmed | 40000-Intermountain Medical Group | 77008-Orem Workmed | 40000~000000025990 | 849907 | K58041840 | IHWRCCSTXR | 18-431 | Radiographic Systems, Digital, | XR / RF | 1111 | CARESTREAM HEALTH INCORPORATED | DRX-ASCEND | 1 | 400D77008A | MG WORKMED OREM | Back Office | Life Support / High Risk | IES | ASP_GE | 67 | 5 | 0 | 2019-06-05 | Canyons/Desert
44000-Saltzer Medical Group Inc | 79731 | Caldwell Urgent Care | 44000-Saltzer Medical Group Inc | 79731-Caldwell Urgent Care | 44000~000000000962 | 760047 | K5806 0312 |  | 18-431 | Radiographic Systems, Digital, | XR / RF | 1112 | CARESTREAM HEALTH INCORPORATED | DRX-ASCEND | 1 | 440D79731A | SZ CALDWELL URGENT CARE | Unspecified | Life Support / High Risk | CRMC_CE | CASSIACRW6 | 49 | 5 | 1 | 2020-12-22 | Canyons/Desert
12800-LDS Hospital | 21101 | Radiology | 12800-LDS Hospital | 21101-Radiology | 12800~000000008253 | 132231 | 5839003A05 | 5722204 | 18-431 | Radiographic Systems, Digital, | XR / RF | 1076 | FUJI MEDICAL SYSTEMS USA INC | FCR 9501 | 1 | 128D21101A | LD RADIOLOGY L1 | Radiol L1 Rm 26 | Life Support / High Risk |  |  | 421 | 5 | 0 | 1990-01-01 | Canyons/Desert
13000-Logan Regional Hospital | 21501 | Mammography | 13000-Logan Regional Hospital | 21501-Mammography | 13000~000000004043 | 339884 | 31807073726 |  | 18-432 | Radiographic Systems, Digital, | X-Ray Other | 1077 | HOLOGIC INCORPORATED | DSM | 1 | 130D21501A | LO MAMMOGRAPHY | Mammography | Life Support / High Risk |  |  | 207 | 5 | 0 | 2007-10-29 | Canyons/Desert
12500-Delta Community Hospital | 21101 | Radiology | 12500-Delta Community Hospital | 21101-Radiology | 12500~000000000290 | 470785 | 28403116569W | IHDCHHLGMA1 | 18-432 | Radiographic Systems, Digital, | Mammography | 1072 | HOLOGIC INCORPORATED | LORAD SELENIA | 1 | 125D21101A | DL XRAY | Radiol Mammo | Life Support / High Risk | IES | ASP_GE | 165 | 5 | 0 | 2011-04-11 | Canyons/Desert
12700-Fillmore Community Hospital | 21101 | Radiology | 12700-Fillmore Community Hospital | 21101-Radiology | 12700~000000000210 | 487922 | 28402137638W | IHFCHHLGMA2 | 18-432 | Radiographic Systems, Digital, | Mammography | 1075 | HOLOGIC INCORPORATED | LORAD SELENIA | 1 | 127D21101A | FL RADIOLOGY | Mammo | Life Support / High Risk | IES | ASP_GE | 142 | 5 | 0 | 2013-03-18 | Canyons/Desert
14000-Sanpete Valley Hospital | 21101 | Radiology | 14000-Sanpete Valley Hospital | 21101-Radiology | 14000~000000000216 | 463610 | 28404116614W | IHSPHHLGMA1 | 18-432 | Radiographic Systems, Digital, | Mammography | 1078 | HOLOGIC INCORPORATED | LORAD SELENIA | 1 | 140D21101A | SP RADIOLOGY | Mammo | Life Support / High Risk | IES | ASP_GE | 164 | 5 | 0 | 2011-05-10 | Canyons/Desert
15400-Intermountain Medical Center | 21501 | Mammography | 15400-Intermountain Medical Center | 21501-Mammography | 15400~000000009304 | 342146 | 29408072073 | IHMCHHLGMA1 | 18-432 | Radiographic Systems, Digital, | Mammography | 1079 | HOLOGIC INCORPORATED | LORAD SELENIA | 1 | 154D21501A | IM MAMMOGRAPHY GLL2 | BreastCare LL2-Common Area | Life Support / High Risk | IES | ASP_GE | 207 | 5 | 0 | 2007-11-01 | Canyons/Desert
40000-Intermountain Medical Group | 74138 | Utah Valley Ortho-North Valley | 11800-American Fork Hospital | 21101-Radiology | 40000~000000005909 | 490100 | QG400-11L-1106 | IHAFHQUAXR | 17-174 | Radiographic Systems, Film | XR / RF | 1131 | CARESTREAM HEALTH INCORPORATED | Q-RAD CS-2 | 1 | 118D21101A | AF RADIOLOGY | Unspecified | Life Support / High Risk | IES | ASP_GE | 156 | 5 | 0 | 2012-01-06 | Canyons/Desert
44000-Saltzer Medical Group Inc | 79732 | Nampa-South Urgent Care | 44000-Saltzer Medical Group Inc | 79732-Nampa-South Urgent Care | 44000~000000001015 | 760730 | 134211HL2 |  | 17-174 | Radiographic Systems, Film | XR / RF | 1135 | GE HEALTHCARE | PROTEUS XRD/A | 1 | 440D79732A | SZ S NAMPA URGENT CARE | Unspecified | Life Support / High Risk | CRMC_CE | CASSIACRW6 | 49 | 5 | 1 | 2020-12-17 | Canyons/Desert
44000-Saltzer Medical Group Inc | 79732 | Nampa-South Urgent Care | 44000-Saltzer Medical Group Inc | 79732-Nampa-South Urgent Care | 44000~000000001014 | 760729 | 20855HL3 |  | 17-174 | Radiographic Systems, Film | XR / RF | 1134 | GE HEALTHCARE | PROTEUS XRD/A | 1 | 440D79732A | SZ S NAMPA URGENT CARE | Unspecified | Life Support / High Risk | CRMC_CE | CASSIACRW6 | 49 | 5 | 1 | 2020-12-17 | Canyons/Desert
12800-LDS Hospital | 21101 | Radiology | 12800-LDS Hospital | 21101-Radiology | 12800~000000008250 | 131728 | 645409 | 801321LRM27 | 17-174 | Radiographic Systems, Film | XR / RF | 1114 | GENERAL ELECTRIC COMPANY | FSU | 1 | 128D21101A | LD RADIOLOGY L1 | Radiol L1 Rm 27 | Non Life Support |  |  | 421 | 5 | 0 | 1990-01-01 | Canyons/Desert
12800-LDS Hospital | 21101 | Radiology | 12800-LDS Hospital | 21101-Radiology | 12800~000000008240 | 131726 | 310284LY | 801321LRM24 | 17-174 | Radiographic Systems, Film | XR / RF | 1113 | GENERAL ELECTRIC COMPANY | MSI 850 RTP II | 1 | 128D21101A | LD RADIOLOGY L1 | Radiol L1 Rm 24 | Non Life Support |  |  | 421 | 5 | 0 | 1990-01-01 | Canyons/Desert
40000-Intermountain Medical Group | 74341 | Utah Valley Neurosurgery | 40000-Intermountain Medical Group | 74341-Utah Valley Neurosurgery | 40000~000000032653 | 910727 | 801357PROT1 | 801357PROT1 | 17-174 | Radiographic Systems, Film | XR / RF | 1132 | GENERAL ELECTRIC COMPANY | PROTEUS XR/A | 1 | 400D74341A | MG UTAH VALLEY NEUROSURGERY | Unspecified | Non Life Support | IES | ASP_GE | 21 | 7 | 5 | 2023-04-30 | Canyons/Desert
40000-Intermountain Medical Group | 77010 | Murray Workmed | 40000-Intermountain Medical Group | 77010-Murray Workmed | 40000~000000006169 | 511776 | QG400-12G-0703 | IHWMCQUAXR | 17-174 | Radiographic Systems, Film | XR / RF | 1133 | QUANTUM MEDICAL IMAGING | Q-RAD DS-4 | 1 | 400D77010A | MG WORKMED MURRAY | Murray Work Med | Life Support / High Risk | IES | ASP_GE | 149 | 7 | 0 | 2012-08-20 | Canyons/Desert
40000-Intermountain Medical Group | 74099 | Ortho Specialty Group-TOSH | 40000-Intermountain Medical Group | 74099-Ortho Specialty Group-TOSH | 40000~000000033908 |  |  |  | 17-174 | Radiographic Systems, Film | XR / RF | 1130 | QUANTUM MEDICAL IMAGING | Q-RAD DS-4 | 1 | 400D74099A | MG ORTHO SPCLTY GROUP TOSH A | Unspecified | Life Support / High Risk | IES | ASP_GE | 10 | 5 | 4 | 2024-04-01 | Canyons/Desert
40000-Intermountain Medical Group | 74099 | Ortho Specialty Group-TOSH | 40000-Intermountain Medical Group | 74099-Ortho Specialty Group-TOSH | 40000~000000033907 |  |  |  | 17-174 | Radiographic Systems, Film | XR / RF | 1129 | QUANTUM MEDICAL IMAGING | Q-RAD DS-4 | 1 | 400D74099A | MG ORTHO SPCLTY GROUP TOSH A | Unspecified | Life Support / High Risk | IES | ASP_GE | 10 | 5 | 4 | 2024-04-01 | Canyons/Desert
40000-Intermountain Medical Group | 74099 | Ortho Specialty Group-TOSH | 40000-Intermountain Medical Group | 74099-Ortho Specialty Group-TOSH | 40000~000000033906 |  |  |  | 17-174 | Radiographic Systems, Film | XR / RF | 1128 | QUANTUM MEDICAL IMAGING | Q-RAD DS-4 | 1 | 400D74099A | MG ORTHO SPCLTY GROUP TOSH A | Unspecified | Life Support / High Risk | IES | ASP_GE | 10 | 5 | 4 | 2024-04-01 | Canyons/Desert
40000-Intermountain Medical Group | 74099 | Ortho Specialty Group-TOSH | 40000-Intermountain Medical Group | 74099-Ortho Specialty Group-TOSH | 40000~000000033904 | 920449 | QG50G-07D-0402 |  | 17-174 | Radiographic Systems, Film | XR / RF | 1127 | QUANTUM MEDICAL IMAGING | Q-RAD DS-4 | 1 | 400D74099A | MG ORTHO SPCLTY GROUP TOSH A | Unspecified | Life Support / High Risk | IES | ASP_GE | 10 | 5 | 4 | 2024-04-01 | Canyons/Desert
40000-Intermountain Medical Group | 74053 | Snowbasin Clinic | 40000-Intermountain Medical Group | 74053-Snowbasin Clinic | 40000~000000005520 | 445514 | QG400-10J-0903 | IHSBCQUAXR | 17-174 | Radiographic Systems, Film | XR / RF | 1125 | QUANTUM MEDICAL IMAGING | Q-RAD DS-4 | 1 | 400D74053A | MG SNOWBASIN CLINIC | Unspecified | Life Support / High Risk | IES | ASP_GE | 171 | 5 | 0 | 2010-10-19 | Canyons/Desert
40000-Intermountain Medical Group | 73042 | South Sandy Clinic | 40000-Intermountain Medical Group | 73042-South Sandy Clinic | 40000~000000005504 | 434960 | UNKNOWN | IHSACQUAXR | 17-174 | Radiographic Systems, Film | XR / RF | 1124 | QUANTUM MEDICAL IMAGING | Q-RAD DS-4 | 1 | 400D73042A | MG SOUTH SANDY CLINIC | Radiology | Life Support / High Risk | IES | ASP_GE | 171 | 5 | 0 | 2010-10-04 | Canyons/Desert
40000-Intermountain Medical Group | 73031 | South Jordan Clinic | 40000-Intermountain Medical Group | 73031-South Jordan Clinic | 40000~000000005498 | 436915 | UNKNOWN | IHSJCQUAXR | 17-174 | Radiographic Systems, Film | XR / RF | 1123 | QUANTUM MEDICAL IMAGING | Q-RAD DS-4 | 1 | 400D73031A | MG SOUTH JORDAN CLINIC | Radiol Common Area | Life Support / High Risk | IES | ASP_GE | 170 | 5 | 0 | 2010-11-15 | Canyons/Desert
40000-Intermountain Medical Group | 73004 | Moroni Clinic | 40000-Intermountain Medical Group | 73004-Moroni Clinic | 40000~000000020821 | 816054 | QRAD20202 | IHMRCQUAXR | 17-174 | Radiographic Systems, Film | XR / RF | 1122 | QUANTUM MEDICAL IMAGING | Q-RAD DS-4 | 1 | 400D73004A | MG MORONI CLINIC | Common Area | Life Support / High Risk | IES | ASP_GE | 97 | 5 | 0 | 2016-12-28 | Canyons/Desert
40000-Intermountain Medical Group | 73003 | Manti Family Clinic | 40000-Intermountain Medical Group | 73003-Manti Family Clinic | 40000~000000005493 | 447855 | 1612858 | IHMACQUAXR | 17-174 | Radiographic Systems, Film | XR / RF | 1121 | QUANTUM MEDICAL IMAGING | Q-RAD DS-4 | 1 | 400D73003A | MG MANTI CLINIC | FP Manti Clinic | Life Support / High Risk | IES | ASP_GE | 170 | 5 | 0 | 2010-11-15 | Canyons/Desert
40000-Intermountain Medical Group | 72037 | Park City Bonanza Instacare | 40000-Intermountain Medical Group | 72037-Park City Bonanza Instacare | 40000~000000015077 | 800064 | QG50G2-14N-1002 | IHPCUQUAXR | 17-174 | Radiographic Systems, Film | XR / RF | 1120 | QUANTUM MEDICAL IMAGING | Q-RAD DS-4 | 1 | 400D72037A | MG PARK CITY BONANZA INSTACARE | Unspecified | Life Support / High Risk | IES | ASP_GE | 123 | 7 | 0 | 2014-10-10 | Canyons/Desert
40000-Intermountain Medical Group | 42943 | Cottonwood Administration | 40000-Intermountain Medical Group | 72013-Cottonwood Instacare | 40000~000000018116 | 807838 | QRAD-16R-0245 | IHCWUQUAXR | 17-174 | Radiographic Systems, Film | XR / RF | 1119 | QUANTUM MEDICAL IMAGING | Q-RAD DS-4 | 1 | 400D72013A | MG COTTONWOOD INSTACARE | Murray Instacare Radiol | Life Support / High Risk | IES | ASP_GE | 107 | 7 | 0 | 2016-03-01 | Canyons/Desert
14800-Heber Valley Hospital | 21101 | Radiology | 40000-Intermountain Medical Group | 72013-Cottonwood Instacare | 14800~000000001894 |  |  |  | 17-174 | Radiographic Systems, Film | XR / RF | 1118 | QUANTUM MEDICAL IMAGING | Q-RAD DS-4 | 1 | 400D72013A | MG COTTONWOOD INSTACARE | Murray Instacare Radiol | Life Support / High Risk | IES | ASP_GE | 107 | 7 | 0 | 2016-03-01 | Canyons/Desert
13200-McKay-Dee Hospital Center | 70006 | Family Practice Clinic | 13200-McKay-Dee Hospital Center | 70006-Family Practice Clinic | 13200~000000009042 | 506943 | QG40-12E-0512 | IHMKHQUAXR | 17-174 | Radiographic Systems, Film | XR / RF | 1116 | QUANTUM MEDICAL IMAGING | Q-RAD DS-4 | 1 | 132D70006A | MK PORTER FAMILY MED LA | FP Clinic Radiology | Life Support / High Risk | IES | ASP_GE | 151 | 20 | 7 | 2012-06-20 | Canyons/Desert
13400-Orem Community Hospital | 21101 | Radiology | 13400-Orem Community Hospital | 21101-Radiology | 13400~000000000512 | 238071 | 400-072796 | IHOCHSIEXR2/400-072796 | 17-174 | Radiographic Systems, Film | XR / RF | 1117 | SIEMENS HEALTHCARE | AXIOM MULTIX TOP | 1 | 134D21101A | OR RADIOLOGY | Radiology | Life Support / High Risk | IES | ASP_GE | 288 | 5 | 0 | 2001-01-31 | Canyons/Desert
40000-Intermountain Medical Group | 74096 | Sandy OB-GYN - England | 40000-Intermountain Medical Group | 32312-Facility Support | 40000~000000008475 | 132556 | UNK | AM1272009 | 17-174 | Radiographic Systems, Film | XR / RF | 1126 | SIEMENS HEALTHCARE | AXIOM MULTIX TOP | 1 | 400D32312A | MG MED GROUP SUPPORT OFFICE | Radiology 1 Oc | Life Support / High Risk |  |  | 421 | 5 | 0 | 1990-01-01 | Canyons/Desert
12900-Layton Hospital | 21101 | Radiology | 12900-Layton Hospital | 21101-Radiology | 12900~000000002598 | 838584 | 400571411 | IHLYHSIEXR/400-571411 | 17-174 | Radiographic Systems, Film | XR / RF | 1115 | SIEMENS HEALTHCARE | MULTIX UPH | 1 | 129D21101A | LA RADIOLOGY | Unspecified | Life Support / High Risk | IES | ASP_GE | 78 | 5 | 0 | 2018-08-01 | Canyons/Desert
14400-Utah Valley Hospital | 70085 | Merrill Gappmayer Clinic | 14400-Utah Valley Hospital | 70085-Merrill Gappmayer Clinic | 14400~000000011240 | 310515 | 801357SVR | 801357SVR | 13-267 | Radiographic Units | XR / RF | 1136 | GE HEALTHCARE | 2226519 SILHOUETTE VR | 1 | 144D70085A | UV GAPPMEYER CLINIC | Unspecified | Life Support / High Risk | IES | ASP_GE | 236 | 5 | 0 | 2005-05-23 | Canyons/Desert
13200-McKay-Dee Hospital Center | 21101 | Radiology | 13200-McKay-Dee Hospital Center | 21101-Radiology | 13200~000000010501 | 186853 | 01064 | IHMKHSIEXR2/400-074362 | 10-822 | Radiographic Units, Chest | XR / RF | 1137 | SIEMENS HEALTHCARE | VERTIX FD | 1 | 132D21101A | MK RADIOLOGY 1ST FLR | Rad Rm 3 | Life Support / High Risk | IES | ASP_GE | 274 | 5 | 0 | 2002-04-01 | Canyons/Desert
40000-Intermountain Medical Group | 72064 | Alta View Kidscare | 40000-Intermountain Medical Group | 74034-St George Hospitalists | 40000~000000008524 | 132124 | 25-0910 | AM126658 | 12-425 | Radiographic Units, Mammograph | Mammography | 1199 | HOLOGIC INCORPORATED | M III | 1 | 400D74034A | MG HOSPITALISTS SG | Imaging Mammo 3 | Life Support / High Risk | IES | ASP_GE | 421 | 5 | 0 | 1990-01-01 | Canyons/Desert
12800-LDS Hospital | 21501 | Mammography | 12800-LDS Hospital | 21501-Mammography | 12800~000000008318 | 131744 | 25-1290 | AM128251 | 12-425 | Radiographic Units, Mammograph | Mammography | 1174 | HOLOGIC INCORPORATED | M III | 1 | 128D21501A | LD MAMMOGRAPHY L1 | MammoS1 Room A - N.E.2 | Life Support / High Risk |  |  | 353 | 5 | 0 | 1995-09-01 | Canyons/Desert
40000-Intermountain Medical Group | 72064 | Alta View Kidscare | 40000-Intermountain Medical Group | 74034-St George Hospitalists | 40000~000000008526 | 226803 | 18009023566P |  | 12-425 | Radiographic Units, Mammograph | Mammography | 1200 | HOLOGIC INCORPORATED | M IV | 1 | 400D74034A | MG HOSPITALISTS SG | Imaging Mammo 2 | Life Support / High Risk | IES | ASP_GE | 259 | 5 | 0 | 2003-06-25 | Canyons/Desert
15400-Intermountain Medical Center | 21501 | Mammography | 15400-Intermountain Medical Center | 21501-Mammography | 15400~000000005086 | 362121 | 2159 |  | 12-425 | Radiographic Units, Mammograph | Mammography | 1192 | HOLOGIC INCORPORATED | M IV | 1 | 154D21501A | IM MAMMOGRAPHY GLL2 | BreastCare LL2-Exam Room | Life Support / High Risk |  |  | 215 | 5 | 0 | 2007-03-01 | Canyons/Desert
12800-LDS Hospital | 21501 | Mammography | 12800-LDS Hospital | 21501-Mammography | 12800~000000008292 | 362125 | 1906055589 | AM1282070 | 12-425 | Radiographic Units, Mammograph | Mammography | 1173 | HOLOGIC INCORPORATED | M IV | 1 | 128D21501A | LD MAMMOGRAPHY L1 | Mammography | Life Support / High Risk |  |  | 197 | 5 | 0 | 2008-08-26 | Canyons/Desert
12800-LDS Hospital | 21501 | Mammography | 12800-LDS Hospital | 21501-Mammography | 12800~000000008290 | 132423 | 18103980820 | AM128995 | 12-425 | Radiographic Units, Mammograph | Mammography | 1172 | HOLOGIC INCORPORATED | M IV | 1 | 128D21501A | LD MAMMOGRAPHY L1 | MammoS1 Room B - N.E.2 | Life Support / High Risk |  |  | 321 | 5 | 0 | 1998-04-20 | Canyons/Desert
40000-Intermountain Medical Group | 74315 | Layton Clinic Radiology | 40000-Intermountain Medical Group | 73072-Layton Clinic | 40000~000000025736 | 848816 | 3DM160100626 | IHLYCHLGMA | 12-425 | Radiographic Units, Mammograph | Mammography | 1204 | HOLOGIC INCORPORATED | SELENIA DIMENSIONS | 1 | 400D73072A | MG LAYTON CLINIC | Unspecified | Life Support / High Risk | IES | ASP_GE | 69 | 5 | 0 | 2019-04-02 | Canyons/Desert
40000-Intermountain Medical Group | 73025 | Bountiful Clinic Admin | 40000-Intermountain Medical Group | 73025-Bountiful Clinic Admin | 40000~000000023296 | 829582 | SDM131900214 | IHBCCHLGMA | 12-425 | Radiographic Units, Mammograph | Mammography | 1203 | HOLOGIC INCORPORATED | SELENIA DIMENSIONS | 1 | 400D73025A | MG BOUNTIFUL CLINIC L1 | Unspecified | Life Support / High Risk | IES | ASP_GE | 83 | 5 | 0 | 2018-02-26 | Canyons/Desert
40000-Intermountain Medical Group | 73020 | North Ogden Clinic | 40000-Intermountain Medical Group | 74058-Wasatch OB-GYN | 40000~000000029555 | 893080 | 3DM160101386 |  | 12-425 | Radiographic Units, Mammograph | Mammography | 1202 | HOLOGIC INCORPORATED | SELENIA DIMENSIONS | 1 | 400S74058C | WASATCH OBGYN NORTH OGDEN | Unspecified | Life Support / High Risk | IES | ASP_GE | 49 | 5 | 1 | 2020-12-28 | Canyons/Desert
40000-Intermountain Medical Group | 73020 | North Ogden Clinic | 40000-Intermountain Medical Group | 73020-North Ogden Clinic | 40000~000000015073 | 801599 | 2840314W8072 | IHNGCHLGMA | 12-425 | Radiographic Units, Mammograph | Mammography | 1201 | HOLOGIC INCORPORATED | SELENIA DIMENSIONS | 1 | 400D73020A | MG N OG FAMILY PRAC CLINIC | Common Area | Life Support / High Risk | IES | ASP_GE | 125 | 20 | 10 | 2014-08-06 | Canyons/Desert
18200-Garfield Memorial Hospital | 21501 | Mammography | 18200-Garfield Memorial Hospital | 21101-Radiology | 18200~000000000720 | 847163 | 3DM160200107 | IHGMHHLGMA3 | 12-425 | Radiographic Units, Mammograph | Mammography | 1198 | HOLOGIC INCORPORATED | SELENIA DIMENSIONS | 1 | 182D21101A | GF RADIOLOGY | Radiology | Life Support / High Risk | IES | ASP_GE | 70 | 5 | 0 | 2019-03-14 | Canyons/Desert
15400-Intermountain Medical Center | 21501 | Mammography | 15400-Intermountain Medical Center | 21501-Mammography | 15400~000000040112 | 911024 | IHMCHHLGMA18 | 3DM160102042 | 12-425 | Radiographic Units, Mammograph | Mammography | 1197 | HOLOGIC INCORPORATED | SELENIA DIMENSIONS | 1 | 154D21501A | IM MAMMOGRAPHY GLL2 | Unspecified | Life Support / High Risk | IES | ASP_GE | 27 | 5 | 3 | 2022-10-21 | Canyons/Desert
15400-Intermountain Medical Center | 21501 | Mammography | 15400-Intermountain Medical Center | 21501-Mammography | 15400~000000030805 | 825775 | 3DM160100174 | IHMCHHLGMA10 | 12-425 | Radiographic Units, Mammograph | Mammography | 1196 | HOLOGIC INCORPORATED | SELENIA DIMENSIONS | 1 | 154D21501A | IM MAMMOGRAPHY GLL2 | Unspecified | Life Support / High Risk | IES | ASP_GE | 85 | 5 | 0 | 2017-12-29 | Canyons/Desert
15400-Intermountain Medical Center | 21501 | Mammography | 15400-Intermountain Medical Center | 21501-Mammography | 15400~000000030050 | 822237 | SDM131700266 | IHMCHHLGMA7 | 12-425 | Radiographic Units, Mammograph | Mammography | 1195 | HOLOGIC INCORPORATED | SELENIA DIMENSIONS | 1 | 154D21501A | IM MAMMOGRAPHY GLL2 | Unspecified | Life Support / High Risk | IES | ASP_GE | 88 | 5 | 0 | 2017-09-07 | Canyons/Desert
15400-Intermountain Medical Center | 21501 | Mammography | 15400-Intermountain Medical Center | 21501-Mammography | 15400~000000017085 | 567549 | 81008132608 | IHMCHHLGMA6 | 12-425 | Radiographic Units, Mammograph | Mammography | 1194 | HOLOGIC INCORPORATED | SELENIA DIMENSIONS | 1 | 154D21501A | IM MAMMOGRAPHY GLL2 | BreastCare LL2-Common Area | Life Support / High Risk | IES | ASP_GE | 136 | 7 | 0 | 2013-09-16 | Canyons/Desert
15400-Intermountain Medical Center | 21501 | Mammography | 15400-Intermountain Medical Center | 21501-Mammography | 15400~000000005231 | 468931 | 81007090112 | IHMCHHLGMA5 | 12-425 | Radiographic Units, Mammograph | Mammography | 1193 | HOLOGIC INCORPORATED | SELENIA DIMENSIONS | 1 | 154D21501A | IM MAMMOGRAPHY GLL2 | BreastCare LL2-Common Area | Life Support / High Risk | IES | ASP_GE | 183 | 5 | 0 | 2009-11-01 | Canyons/Desert
14800-Heber Valley Hospital | 21101 | Radiology | 14800-Heber Valley Hospital | 21101-Radiology | 14800~000000001604 | 846391 | 3DM160100326 | IHHVHHLGMA | 12-425 | Radiographic Units, Mammograph | Mammography | 1191 | HOLOGIC INCORPORATED | SELENIA DIMENSIONS | 1 | 148D21101A | HV RADIOLOGY | Unspecified | Life Support / High Risk | IES | ASP_GE | 79 | 5 | 0 | 2018-06-25 | Canyons/Desert
14600-Cedar City Hospital | 21501 | Mammography | 14600-Cedar City Hospital | 21501-Mammography | 14600~000000003442 | 889758 | IHCCHHLGMA4 | IHCCHHLGMA4 | 12-425 | Radiographic Units, Mammograph | Mammography | 1190 | HOLOGIC INCORPORATED | SELENIA DIMENSIONS | 1 | 146D21501A | CC MAMMO | Unspecified | Life Support / High Risk | IES | ASP_GE | 47 | 5 | 1 | 2021-02-12 | Canyons/Desert
14600-Cedar City Hospital | 21501 | Mammography | 14600-Cedar City Hospital | 21501-Mammography | 14600~000000002993 | 833853 | 3DM160100269 | IHCCHHLGMA2 | 12-425 | Radiographic Units, Mammograph | Mammography | 1189 | HOLOGIC INCORPORATED | SELENIA DIMENSIONS | 1 | 146D21501A | CC MAMMO | Mammography | Life Support / High Risk | IES | ASP_GE | 80 | 5 | 0 | 2018-06-01 | Canyons/Desert
14400-Utah Valley Hospital | 21501 | Mammography | 14400-Utah Valley Hospital | 21501-Mammography | 14400~000000017101 | 829908 | 3DM160100249 | IHUVHHLGMA3 | 12-425 | Radiographic Units, Mammograph | Mammography | 1188 | HOLOGIC INCORPORATED | SELENIA DIMENSIONS | 1 | 144D21501A | UV MAMMOGRAPHY | Common Areas | Life Support / High Risk | IES | ASP_GE | 81 | 5 | 0 | 2018-04-10 | Canyons/Desert
14400-Utah Valley Hospital | 21501 | Mammography | 14400-Utah Valley Hospital | 21501-Mammography | 14400~000000014325 | 806070 | 81006155010 | IHUVHHLGMA2 | 12-425 | Radiographic Units, Mammograph | Mammography | 1187 | HOLOGIC INCORPORATED | SELENIA DIMENSIONS | 1 | 144D21501A | UV MAMMOGRAPHY | Unspecified | Life Support / High Risk | IES | ASP_GE | 114 | 5 | 0 | 2015-07-08 | Canyons/Desert
14300-Park City Hospital | 21501 | Mammography | 14300-Park City Hospital | 21501-Mammography | 14300~000000002969 | 839351 | SDM131700225 | IHPCHHLGMA | 12-425 | Radiographic Units, Mammograph | Mammography | 1186 | HOLOGIC INCORPORATED | SELENIA DIMENSIONS | 1 | 143D21501A | PK MAMMOGRAPHY | Mammography | Life Support / High Risk | IES | ASP_GE | 89 | 5 | 0 | 2017-08-17 | Canyons/Desert
14200-Sevier Valley Hospital | 21101 | Radiology | 14200-Sevier Valley Hospital | 21101-Radiology | 14200~000000001562 | 848820 | 3DM160100601 | IHSVHHLGMA2 | 12-425 | Radiographic Units, Mammograph | Mammography | 1185 | HOLOGIC INCORPORATED | SELENIA DIMENSIONS | 1 | 142D21101A | SV RADIOLOGY | Unspecified | Life Support / High Risk | IES | ASP_GE | 70 | 5 | 0 | 2019-03-08 | Canyons/Desert
14100-Spanish Fork Hospital | 21501 | Mammography | 14100-Spanish Fork Hospital | 21501-Mammography | 14100~000000002330 | 878922 | 3DM160101221 |  | 12-425 | Radiographic Units, Mammograph | Mammography | 1184 | HOLOGIC INCORPORATED | SELENIA DIMENSIONS | 1 | 141D21501A | SF MAMMOGRAPHY | Unspecified | Life Support / High Risk | IES | ASP_HOLOGI | 46 | 5 | 1 | 2021-03-09 | Canyons/Desert
14000-Sanpete Valley Hospital | 21101 | Radiology | 14000-Sanpete Valley Hospital | 21101-Radiology | 14000~000000001195 | 912270 | 3DM160102297 | IHSPHHLGMA3 | 12-425 | Radiographic Units, Mammograph | Mammography | 1183 | HOLOGIC INCORPORATED | SELENIA DIMENSIONS | 1 | 140D21101A | SP RADIOLOGY | Unspecified | High Risk Imaging | IES | ASP_GE | 22 | 5 | 3 | 2023-03-27 | Canyons/Desert
13900-Riverton Hospital | 21501 | Mammography | 13900-Riverton Hospital | 21501-Mammography | 13900~000000006036 | 830589 | 3DM160100277 | IHRVHHLGMA3 | 12-425 | Radiographic Units, Mammograph | Mammography | 1182 | HOLOGIC INCORPORATED | SELENIA DIMENSIONS | 1 | 139D21501A | RV MAMMOGRAPHY | Unspecified | Life Support / High Risk | IES | ASP_GE | 80 | 5 | 0 | 2018-05-21 | Canyons/Desert
13900-Riverton Hospital | 21501 | Mammography | 13900-Riverton Hospital | 21501-Mammography | 13900~000000005070 | 808426 | 81003166343 | IHRVHHLGMA2 | 12-425 | Radiographic Units, Mammograph | Mammography | 1181 | HOLOGIC INCORPORATED | SELENIA DIMENSIONS | 1 | 139D21501A | RV MAMMOGRAPHY | Common Area | Life Support / High Risk | IES | ASP_GE | 105 | 7 | 0 | 2016-04-06 | Canyons/Desert
13400-Orem Community Hospital | 21101 | Radiology | 13400-Orem Community Hospital | 21101-Radiology | 13400~000000002113 | 852522 | 3DM160100725 | IHOCHHLGMA2 | 12-425 | Radiographic Units, Mammograph | Mammography | 1180 | HOLOGIC INCORPORATED | SELENIA DIMENSIONS | 1 | 134D21101A | OR RADIOLOGY | Unspecified | Life Support / High Risk | IES | ASP_GE | 67 | 5 | 0 | 2019-06-10 | Canyons/Desert
13200-McKay-Dee Hospital Center | 21501 | Mammography | 13200-McKay-Dee Hospital Center | 21501-Mammography | 13200~000000018417 | 746063 | SDM131700184 | IHMKHHLGMA4 | 12-425 | Radiographic Units, Mammograph | Mammography | 1179 | HOLOGIC INCORPORATED | SELENIA DIMENSIONS | 1 | 132D21501A | MK MAMMOGRAPHY 4TH FLR | Unspecified | Life Support / High Risk | IES | ASP_GE | 91 | 5 | 0 | 2017-06-21 | Canyons/Desert
13200-McKay-Dee Hospital Center | 21501 | Mammography | 13200-McKay-Dee Hospital Center | 21501-Mammography | 13200~000000015848 | 813857 | 81008143744 | IHMKHHLGMA3 | 12-425 | Radiographic Units, Mammograph | Mammography | 1178 | HOLOGIC INCORPORATED | SELENIA DIMENSIONS | 1 | 132D21501A | MK MAMMOGRAPHY 4TH FLR | Mammography | Life Support / High Risk | IES | ASP_GE | 123 | 5 | 0 | 2014-10-10 | Canyons/Desert
13000-Logan Regional Hospital | 21501 | Mammography | 13000-Logan Regional Hospital | 21501-Mammography | 13000~000000006181 | 809576 | 81003166383 | IHLRHHLGMA1 | 12-425 | Radiographic Units, Mammograph | Mammography | 1177 | HOLOGIC INCORPORATED | SELENIA DIMENSIONS | 1 | 130D21501A | LO MAMMOGRAPHY | Mammography | Life Support / High Risk | IES | ASP_GE | 102 | 5 | 0 | 2016-07-05 | Canyons/Desert
13000-Logan Regional Hospital | 21501 | Mammography | 13000-Logan Regional Hospital | 21001-Imaging Administration | 13000~000000007195 | 832610 | 3DM160100309 | IHLRHHLGMA2 | 12-425 | Radiographic Units, Mammograph | Mammography | 1176 | HOLOGIC INCORPORATED | SELENIA DIMENSIONS | 1 | 130D21001A | LO IMAGING ADMIN | Imaging Administration | Life Support / High Risk | IES | ASP_GE | 79 | 5 | 0 | 2018-06-15 | Canyons/Desert
12800-LDS Hospital | 21501 | Mammography | 12800-LDS Hospital | 21501-Mammography | 12800~000000014369 | 843574 | 3DM160100528 | IHLDHHLGMA6 | 12-425 | Radiographic Units, Mammograph | Mammography | 1175 | HOLOGIC INCORPORATED | SELENIA DIMENSIONS | 1 | 128D21501A | LD MAMMOGRAPHY L1 | Unspecified | Life Support / High Risk | IES | ASP_GE | 72 | 5 | 0 | 2019-01-11 | Canyons/Desert
12800-LDS Hospital | 21501 | Mammography | 12800-LDS Hospital | 21501-Mammography | 12800~000000006492 | 567553 | 81008132623 | IHLDHHLGMA5 | 12-425 | Radiographic Units, Mammograph | Mammography | 1171 | HOLOGIC INCORPORATED | SELENIA DIMENSIONS | 1 | 128D21501A | LD MAMMOGRAPHY L1 | Unspecified | Life Support / High Risk | IES | ASP_GE | 136 | 7 | 0 | 2013-09-23 | Canyons/Desert
12700-Fillmore Community Hospital | 21101 | Radiology | 12700-Fillmore Community Hospital | 21101-Radiology | 12700~000000000846 | 912263 | 3DM160102400 | IHFCHHLGMA3 | 12-425 | Radiographic Units, Mammograph | Mammography | 1170 | HOLOGIC INCORPORATED | SELENIA DIMENSIONS | 1 | 127D21101A | FL RADIOLOGY | Unspecified | Life Support / High Risk | IES | ASP_GE | 19 | 5 | 3 | 2023-06-20 | Canyons/Desert
12600-St George Regional Hospital | 21501 | Mammography | 12600-St George Regional Hospital | 21501-Mammography | 12600~000000026423 | 913152 | 3DM160102185 |  | 12-425 | Radiographic Units, Mammograph | Mammography | 1169 | HOLOGIC INCORPORATED | SELENIA DIMENSIONS | 1 | 126D21501A | SG MAMMOGRAPHY | Mammo | Life Support / High Risk | IES | ASP_GE OEC | 24 | 8 | 6 | 2023-01-26 | Canyons/Desert
12600-St George Regional Hospital | 21501 | Mammography | 12600-St George Regional Hospital | 21501-Mammography | 12600~000000025198 | 894962 | 3DM160101515 | IHDXHHLGMA4 | 12-425 | Radiographic Units, Mammograph | Mammography | 1168 | HOLOGIC INCORPORATED | SELENIA DIMENSIONS | 1 | 126D21501A | SG MAMMOGRAPHY | Unspecified | Life Support / High Risk | IES | ASP_GE | 44 | 5 | 1 | 2021-05-04 | Canyons/Desert
12600-St George Regional Hospital | 21501 | Mammography | 12600-St George Regional Hospital | 21501-Mammography | 12600~000000022563 |  | 3DM160101052 |  | 12-425 | Radiographic Units, Mammograph | Mammography | 1167 | HOLOGIC INCORPORATED | SELENIA DIMENSIONS | 1 | 126D21501B | SG MAMMOGRAPHY HURRICANE | Unspecified | Life Support / High Risk |  |  | 58 | 5 | 0 | 2020-03-05 | Canyons/Desert
12600-St George Regional Hospital | 21501 | Mammography | 12600-St George Regional Hospital | 21501-Mammography | 12600~000000017816 | 832265 | 3DM160100312 | IHDXHHLGMA1 | 12-425 | Radiographic Units, Mammograph | Mammography | 1166 | HOLOGIC INCORPORATED | SELENIA DIMENSIONS | 1 | 126D21501A | SG MAMMOGRAPHY | Unspecified | Life Support / High Risk | IES | ASP_GE | 79 | 5 | 0 | 2018-06-15 | Canyons/Desert
12600-St George Regional Hospital | 21501 | Mammography | 12600-St George Regional Hospital | 21001-Imaging Administration | 12600~000000018646 | 838894 | 3DM160100256 | IHDXHHLGMA2 | 12-425 | Radiographic Units, Mammograph | Mammography | 1165 | HOLOGIC INCORPORATED | SELENIA DIMENSIONS | 1 | 126D21001A | SG IMAGING ADMIN RR | Radiology Admin | Life Support / High Risk | IES | ASP_GE | 79 | 5 | 0 | 2018-06-20 | Canyons/Desert
12500-Delta Community Hospital | 21101 | Radiology | 12500-Delta Community Hospital | 21101-Radiology | 12500~000000000983 | 911644 | 3DM160101553 |  | 12-425 | Radiographic Units, Mammograph | Mammography | 1164 | HOLOGIC INCORPORATED | SELENIA DIMENSIONS | 1 | 125D21101A | DL XRAY | Radiol Mammo | Life Support / High Risk | IES | ASP_GE | 44 | 5 | 1 | 2021-05-28 | Canyons/Desert
12200-Cassia Regional Hospital | 21101 | Radiology | 12200-Cassia Regional Hospital | 21001-Imaging Administration | 12200~000000002805 | 832790 | 3DM160100276 | IHCRHHLGMA2 | 12-425 | Radiographic Units, Mammograph | Mammography | 1163 | HOLOGIC INCORPORATED | SELENIA DIMENSIONS | 1 | 122D21001A | CA IMAGING ADMINISTRATION | Unspecified | Life Support / High Risk | IES | ASP_GE | 80 | 5 | 0 | 2018-05-21 | Canyons/Desert
12000-Bear River Valley Hospital | 21101 | Radiology | 12000-Bear River Valley Hospital | 32317-Plant Operation | 12000~000000001164 | 809645 | 81003166442 | IHBRHHLGMA2 | 12-425 | Radiographic Units, Mammograph | Mammography | 1162 | HOLOGIC INCORPORATED | SELENIA DIMENSIONS | 1 | 120D32317A | BR PLANT OPERATIONS | Common Area | Life Support / High Risk | IES | ASP_GE | 105 | 5 | 0 | 2016-04-15 | Canyons/Desert
11800-American Fork Hospital | 21501 | Mammography | 11800-American Fork Hospital | 21501-Mammography | 11800~000000006851 | 762500 | 3DM160101213 |  | 12-425 | Radiographic Units, Mammograph | Mammography | 1161 | HOLOGIC INCORPORATED | SELENIA DIMENSIONS | 1 | 118D21501A | AF MAMMOGRAPHY | Unspecified | Life Support / High Risk | AFH_CE | AFCREW1_CE | 51 | 5 | 1 | 2020-10-31 | Canyons/Desert
11800-American Fork Hospital | 21501 | Mammography | 11800-American Fork Hospital | 21101-Radiology | 11800~000000005160 | 805280 | 81006154951 | IHAFHHLGMA4 | 12-425 | Radiographic Units, Mammograph | Mammography | 1160 | HOLOGIC INCORPORATED | SELENIA DIMENSIONS | 1 | 118D21101A | AF RADIOLOGY | Mammo | Life Support / High Risk | IES | ASP_GE | 114 | 5 | 0 | 2015-07-06 | Canyons/Desert
11600-Alta View Hospital | 21501 | Mammography | 11600-Alta View Hospital | 21501-Mammography | 11600~000000004995 | 802846 | 81003143249 | IHAVHHLGMA5 | 12-425 | Radiographic Units, Mammograph | Mammography | 1159 | HOLOGIC INCORPORATED | SELENIA DIMENSIONS | 1 | 116D21501A | AV MAMMOGRAPHY 245 | Mammo | Life Support / High Risk | IES | ASP_GE | 127 | 5 | 0 | 2014-06-02 | Canyons/Desert
11600-Alta View Hospital | 21101 | Radiology | 11600-Alta View Hospital | 21001-Imaging Administration | 11600~000000005466 | 808181 | 2127 | IHAVHCSTXP5 | 13-272 | Radiographic Units, Mobile | Portable | 1205 | CARESTREAM HEALTH INCORPORATED | DRX-REVOLUTION | 1 | 116D21001A | AV IMAGING | Imaging Admin Common Area | Life Support / High Risk | IES | ASP_GE | 106 | 7 | 0 | 2016-03-09 | Canyons/Desert
11600-Alta View Hospital | 21101 | Radiology | 11600-Alta View Hospital | 21101-Radiology | 11600~000000006986 | 851758 | K58053259 | IHAVHCSTXP6 | 13-272 | Radiographic Units, Mobile | Portable | 1206 | CARESTREAM HEALTH INCORPORATED | DRX-REVOLUTION | 1 | 116D21101A | AV RADIOLOGY | Unspecified | Life Support / High Risk | IES | ASP_GE | 67 | 7 | 1 | 2019-06-28 | Canyons/Desert
12000-Bear River Valley Hospital | 21101 | Radiology | 12000-Bear River Valley Hospital | 21101-Radiology | 12000~000000000553 | 549439 | 000721 | IHBRHCSTXP1 | 13-272 | Radiographic Units, Mobile | Portable | 1211 | CARESTREAM HEALTH INCORPORATED | DRX-REVOLUTION | 1 | 120D21101A | BR RADIOLOGY | Radiology | Life Support / High Risk | IES | ASP_GE | 139 | 7 | 0 | 2013-06-07 | Canyons/Desert
12000-Bear River Valley Hospital | 21101 | Radiology | 12000-Bear River Valley Hospital | 21101-Radiology | 12000~000000001478 | 853004 | 4019 | IHBRHCSTXP2 | 13-272 | Radiographic Units, Mobile | Portable | 1212 | CARESTREAM HEALTH INCORPORATED | DRX-REVOLUTION | 1 | 120D21101A | BR RADIOLOGY | Unspecified | Life Support / High Risk | IES | ASP_GE | 66 | 7 | 2 | 2019-07-30 | Canyons/Desert
12200-Cassia Regional Hospital | 21101 | Radiology | 12200-Cassia Regional Hospital | 21001-Imaging Administration | 12200~000000002693 | 822170 | MBL03454C17 | IHCRHCSTXP | 13-272 | Radiographic Units, Mobile | Portable | 1213 | CARESTREAM HEALTH INCORPORATED | DRX-REVOLUTION | 1 | 122D21001A | CA IMAGING ADMINISTRATION | Unspecified | Life Support / High Risk | IES | ASP_GE | 92 | 7 | 0 | 2017-05-05 | Canyons/Desert
12500-Delta Community Hospital | 21101 | Radiology | 12500-Delta Community Hospital | 21101-Radiology | 12500~000000000859 | 832913 | 3466 | IHDCHCSTXP | 13-272 | Radiographic Units, Mobile | Portable | 1215 | CARESTREAM HEALTH INCORPORATED | DRX-REVOLUTION | 1 | 125D21101A | DL XRAY | Radiol Radiology | Life Support / High Risk | IES | ASP_GE | 78 | 5 | 0 | 2018-07-23 | Canyons/Desert
12600-St George Regional Hospital | 21101 | Radiology | 12600-St George Regional Hospital | 21001-Imaging Administration | 12600~000000014382 | 828994 | 2233 | IHDXHCSTXP2 | 13-272 | Radiographic Units, Mobile | Portable | 1217 | CARESTREAM HEALTH INCORPORATED | DRX-REVOLUTION | 1 | 126D21001A | SG IMAGING ADMIN RR | Unspecified | Life Support / High Risk | IES | ASP_GE | 104 | 7 | 0 | 2016-05-27 | Canyons/Desert
12600-St George Regional Hospital | 21101 | Radiology | 12600-St George Regional Hospital | 21101-Radiology | 12600~000000013159 | 731983 | 1597 | IHDXHCSTXP1 | 13-272 | Radiographic Units, Mobile | Portable | 1219 | CARESTREAM HEALTH INCORPORATED | DRX-REVOLUTION | 1 | 126D21101A | SG RADIOLOGY | Common Area | Life Support / High Risk | IES | ASP_GE | 118 | 7 | 0 | 2015-03-27 | Canyons/Desert
12600-St George Regional Hospital | 21101 | Radiology | 12600-St George Regional Hospital | 21101-Radiology | 12600~000000014892 | 817380 | K5800-8815 | IHDXHCSTXP3 | 13-272 | Radiographic Units, Mobile | Portable | 1220 | CARESTREAM HEALTH INCORPORATED | DRX-REVOLUTION | 1 | 126D21101E | SG RADIOLOGY RR CAMPUS | Radiol Common Area | Life Support / High Risk | IES | ASP_GE | 94 | 7 | 0 | 2017-03-24 | Canyons/Desert
12600-St George Regional Hospital | 21101 | Radiology | 12600-St George Regional Hospital | 21101-Radiology | 12600~000000014893 | 817381 | K5800-8792 | IHDXHCSTXP4 | 13-272 | Radiographic Units, Mobile | Portable | 1221 | CARESTREAM HEALTH INCORPORATED | DRX-REVOLUTION | 1 | 126D21101E | SG RADIOLOGY RR CAMPUS | Radiol Common Area | Life Support / High Risk | IES | ASP_GE | 94 | 7 | 0 | 2017-03-24 | Canyons/Desert
12700-Fillmore Community Hospital | 21101 | Radiology | 12700-Fillmore Community Hospital | 21101-Radiology | 12700~000000000691 | 835555 | 3478 | IHFCHCSTXP | 13-272 | Radiographic Units, Mobile | Portable | 1222 | CARESTREAM HEALTH INCORPORATED | DRX-REVOLUTION | 1 | 127D21101A | FL RADIOLOGY | Unspecified | Life Support / High Risk | IES | ASP_GE | 76 | 4.8333 | 0 | 2018-09-19 | Canyons/Desert
12800-LDS Hospital | 21101 | Radiology | 12800-LDS Hospital | 21001-Imaging Administration | 12800~000000013970 | 833639 | 003432 | IHLDHCSTXP | 13-272 | Radiographic Units, Mobile | Portable | 1223 | CARESTREAM HEALTH INCORPORATED | DRX-REVOLUTION | 1 | 128D21001A | LD IMAGING ADMIN L1 | Unspecified | Life Support / High Risk | IES | ASP_GE | 79 | 7 | 0 | 2018-06-22 | Canyons/Desert
12900-Layton Hospital | 35036 | Field Logistics | 12900-Layton Hospital | 21101-Radiology | 12900~000000002354 | 838604 | 003442 | IHLYHCSTXP1 | 13-272 | Radiographic Units, Mobile | Portable | 1224 | CARESTREAM HEALTH INCORPORATED | DRX-REVOLUTION | 1 | 129D21101A | LA RADIOLOGY | Unspecified | Life Support / High Risk | IES | ASP_GE | 78 | 5 | 0 | 2018-08-01 | Canyons/Desert
12900-Layton Hospital | 35036 | Field Logistics | 12900-Layton Hospital | 21101-Radiology | 12900~000000002355 | 838605 | 003441 | IHLYHCSTXP2 | 13-272 | Radiographic Units, Mobile | Portable | 1225 | CARESTREAM HEALTH INCORPORATED | DRX-REVOLUTION | 1 | 129D21101A | LA RADIOLOGY | Unspecified | Life Support / High Risk | IES | ASP_GE | 78 | 5 | 0 | 2018-08-01 | Canyons/Desert
13000-Logan Regional Hospital | 21101 | Radiology | 13000-Logan Regional Hospital | 21101-Radiology | 13000~000000007927 | 841289 | 3592 | IHLRHCSTXP4 | 13-272 | Radiographic Units, Mobile | Portable | 1226 | CARESTREAM HEALTH INCORPORATED | DRX-REVOLUTION | 1 | 130D21101A | LO RADIOLOGY | Unspecified | Life Support / High Risk | IES | ASP_GE | 75 | 5 | 0 | 2018-10-29 | Canyons/Desert
13000-Logan Regional Hospital | 21101 | Radiology | 13000-Logan Regional Hospital | 21101-Radiology | 13000~000000011083 | 528095 | 0326 | IHLRHCSTXP5 | 13-272 | Radiographic Units, Mobile | Portable | 1227 | CARESTREAM HEALTH INCORPORATED | DRX-REVOLUTION | 1 | 130D21101A | LO RADIOLOGY | Common Area | Life Support / High Risk | IES | ASP_GE | 145 | 7 | 0 | 2012-12-26 | Canyons/Desert
13200-McKay-Dee Hospital Center | 21101 | Radiology | 13200-McKay-Dee Hospital Center | 21001-Imaging Administration | 13200~000000018167 | 817768 | K5800-8788 | IHMKHCSTXP3 | 13-272 | Radiographic Units, Mobile | Portable | 1228 | CARESTREAM HEALTH INCORPORATED | DRX-REVOLUTION | 1 | 132D21001A | MK ADMIN IMAGING L3 | Imaging Administration | Life Support / High Risk | IES | ASP_GE | 94 | 7 | 0 | 2017-03-29 | Canyons/Desert
13200-McKay-Dee Hospital Center | 21101 | Radiology | 13200-McKay-Dee Hospital Center | 21101-Radiology | 13200~000000009688 | 557491 | 0622 | IHMKHCSTXP1 | 13-272 | Radiographic Units, Mobile | Portable | 1229 | CARESTREAM HEALTH INCORPORATED | DRX-REVOLUTION | 1 | 132D21101A | MK RADIOLOGY 1ST FLR | Common Area | Life Support / High Risk | IES | ASP_GE | 136 | 7 | 0 | 2013-09-03 | Canyons/Desert
13200-McKay-Dee Hospital Center | 21101 | Radiology | 13200-McKay-Dee Hospital Center | 21101-Radiology | 13200~000000014326 | 582667 | 0988 | IHMKHCSTXP2 | 13-272 | Radiographic Units, Mobile | Portable | 1230 | CARESTREAM HEALTH INCORPORATED | DRX-REVOLUTION | 1 | 132D21101A | MK RADIOLOGY 1ST FLR | Common Area | Life Support / High Risk | IES | ASP_GE | 129 | 7 | 0 | 2014-04-22 | Canyons/Desert
13200-McKay-Dee Hospital Center | 22104 | Operating Rooms | 13200-McKay-Dee Hospital Center | 21101-Radiology | 13200~000000019760 | 839220 | 3571 | IHMKHCSTXP4 | 13-272 | Radiographic Units, Mobile | Portable | 1231 | CARESTREAM HEALTH INCORPORATED | DRX-REVOLUTION | 1 | 132D21101A | MK RADIOLOGY 1ST FLR | Common Area | Life Support / High Risk | IES | ASP_GE | 76 | 5 | 0 | 2018-09-24 | Canyons/Desert
13800-Primary Childrens Hospital | 21001 | Imaging Administration | 13800-Primary Childrens Hospital | 21601-Ultrasound | 13800~000000020122 | 726141 | K5241-4827 | IHPCHCSTXP3 | 13-272 | Radiographic Units, Mobile | Portable | 1232 | CARESTREAM HEALTH INCORPORATED | DRX-REVOLUTION | 1 | 138D21601A | PC ULT RADIOLOGY 1ST FLR W | Unspecified | Life Support / High Risk | IES | ASP_GE | 122 | 7 | 0 | 2014-11-04 | Canyons/Desert
13800-Primary Childrens Hospital | 21101 | Radiology | 13800-Primary Childrens Hospital | 21101-Radiology | 13800~000000009106 | 519536 | 0192 | IHPCHCSTXP1 | 13-272 | Radiographic Units, Mobile | Portable | 1233 | CARESTREAM HEALTH INCORPORATED | DRX-REVOLUTION | 1 | 138D21101A | PC MEDICAL IMAGING 1ST FLR W | Imaging Vitals Alcove | Life Support / High Risk | IES | ASP_GE | 147 | 5 | 0 | 2012-10-31 | Canyons/Desert
13800-Primary Childrens Hospital | 21101 | Radiology | 13800-Primary Childrens Hospital | 21101-Radiology | 13800~000000009880 | 552628 | 0563 138628440 | IHPCHCSTXP2 | 13-272 | Radiographic Units, Mobile | Portable | 1234 | CARESTREAM HEALTH INCORPORATED | DRX-REVOLUTION | 1 | 138D21101A | PC MEDICAL IMAGING 1ST FLR W | Radiology Common Area | Life Support / High Risk | IES | ASP_GE | 136 | 7 | 0 | 2013-09-13 | Canyons/Desert
14000-Sanpete Valley Hospital | 21101 | Radiology | 14000-Sanpete Valley Hospital | 21101-Radiology | 14000~000000000874 | 829104 | 003286 | IHSPHCSTXP | 13-272 | Radiographic Units, Mobile | Portable | 1239 | CARESTREAM HEALTH INCORPORATED | DRX-REVOLUTION | 1 | 140D21101A | SP RADIOLOGY | Unspecified | Life Support / High Risk | IES | ASP_GE | 82 | 5 | 0 | 2018-03-23 | Canyons/Desert
14200-Sevier Valley Hospital | 21101 | Radiology | 14200-Sevier Valley Hospital | 21101-Radiology | 14200~000000001375 | 832235 | 3239 | IHSVHCSTXP | 13-272 | Radiographic Units, Mobile | Portable | 1243 | CARESTREAM HEALTH INCORPORATED | DRX-REVOLUTION | 1 | 142D21101A | SV RADIOLOGY | Unspecified | Life Support / High Risk | IES | ASP_GE | 83 | 5 | 0 | 2018-02-22 | Canyons/Desert
14300-Park City Hospital | 21101 | Radiology | 14300-Park City Hospital | 21101-Radiology | 14300~000000003219 | 841400 | 003667 | IHPCHCSTXP4 | 13-272 | Radiographic Units, Mobile | Portable | 1244 | CARESTREAM HEALTH INCORPORATED | DRX-REVOLUTION | 1 | 143D21101A | PK XRAY RADIOLOGY | Unspecified | Life Support / High Risk | IES | ASP_GE | 74 | 5 | 0 | 2018-11-26 | Canyons/Desert
14300-Park City Hospital | 21101 | Radiology | 14300-Park City Hospital | 21101-Radiology | 14300~000000003220 | 841411 | 003676 | IHPCHCSTXP5 | 13-272 | Radiographic Units, Mobile | Portable | 1245 | CARESTREAM HEALTH INCORPORATED | DRX-REVOLUTION | 1 | 143D21101A | PK XRAY RADIOLOGY | Unspecified | Life Support / High Risk | IES | ASP_GE | 74 | 5 | 0 | 2018-11-26 | Canyons/Desert
14400-Utah Valley Hospital | 21101 | Radiology | 14400-Utah Valley Hospital | 21101-Radiology | 14400~000000013404 | 585141 | 0992 | IHUVHCSTXP1 | 13-272 | Radiographic Units, Mobile | Portable | 1246 | CARESTREAM HEALTH INCORPORATED | DRX-REVOLUTION | 1 | 144D21101A | UV RADIOLOGY | Common Area | Life Support / High Risk | IES | ASP_GE | 125 | 5 | 0 | 2014-08-12 | Canyons/Desert
14400-Utah Valley Hospital | 21101 | Radiology | 14400-Utah Valley Hospital | 21101-Radiology | 14400~000000013965 | 731703 | 1437 | IHUVHCAREXR1 | 13-272 | Radiographic Units, Mobile | Portable | 1247 | CARESTREAM HEALTH INCORPORATED | DRX-REVOLUTION | 1 | 144D21101A | UV RADIOLOGY | Unspecified | Life Support / High Risk | IES | ASP_GE | 121 | 7 | 0 | 2014-12-16 | Canyons/Desert
14400-Utah Valley Hospital | 21101 | Radiology | 14400-Utah Valley Hospital | 21101-Radiology | 14400~000000014298 | 805760 | 1721 | IHUVHCSTXP2 | 13-272 | Radiographic Units, Mobile | Portable | 1248 | CARESTREAM HEALTH INCORPORATED | DRX-REVOLUTION | 1 | 144D21101A | UV RADIOLOGY | Unspecified | Life Support / High Risk | IES | ASP_GE | 114 | 7 | 0 | 2015-07-03 | Canyons/Desert
14400-Utah Valley Hospital | 21101 | Radiology | 14400-Utah Valley Hospital | 21101-Radiology | 14400~000000016601 | 822564 | 3035 | IHUVHCSTXP4 | 13-272 | Radiographic Units, Mobile | Portable | 1249 | CARESTREAM HEALTH INCORPORATED | DRX-REVOLUTION | 1 | 144D21101A | UV RADIOLOGY | Unspecified | Life Support / High Risk | IES | ASP_GE | 87 | 7 | 0 | 2017-10-23 | Canyons/Desert
14400-Utah Valley Hospital | 21101 | Radiology | 14400-Utah Valley Hospital | 21101-Radiology | 14400~000000016616 | 822563 | 3036 | IHUVHCSTXP3 | 13-272 | Radiographic Units, Mobile | Portable | 1250 | CARESTREAM HEALTH INCORPORATED | DRX-REVOLUTION | 1 | 144D21101A | UV RADIOLOGY | Unspecified | Life Support / High Risk | IES | ASP_GE | 87 | 7 | 0 | 2017-10-23 | Canyons/Desert
14400-Utah Valley Hospital | 22104 | Operating Rooms | 14400-Utah Valley Hospital | 21101-Radiology | 14400~000000014294 | 805770 | 1683 | IHUVHCSTWS2 | 13-272 | Radiographic Units, Mobile | Portable | 1251 | CARESTREAM HEALTH INCORPORATED | DRX-REVOLUTION | 1 | 144D21101A | UV RADIOLOGY | Unspecified | Life Support / High Risk | IES | ASP_GE | 116 | 7 | 0 | 2015-05-13 | Canyons/Desert
14800-Heber Valley Hospital | 21101 | Radiology | 14800-Heber Valley Hospital | 21101-Radiology | 14800~000000001562 | 828794 | 3276 | IHHVHCSTXP | 13-272 | Radiographic Units, Mobile | Portable | 1252 | CARESTREAM HEALTH INCORPORATED | DRX-REVOLUTION | 1 | 148D21101A | HV RADIOLOGY | Unspecified | Life Support / High Risk | IES | ASP_GE | 82 | 5 | 0 | 2018-03-22 | Canyons/Desert
15400-Intermountain Medical Center | 21101 | Radiology | 15400-Intermountain Medical Center | 21001-Imaging Administration | 15400~000000027085 | 804074 | 1946 | IHMCHCSTXP1 | 13-272 | Radiographic Units, Mobile | Portable | 1256 | CARESTREAM HEALTH INCORPORATED | DRX-REVOLUTION | 1 | 154D21001A | IM IMAGING ADMIN TOWER TLL1 | Bldg C Imaging Admin | Life Support / High Risk | IES | ASP_GE | 111 | 7 | 0 | 2015-11-01 | Canyons/Desert
15400-Intermountain Medical Center | 21101 | Radiology | 15400-Intermountain Medical Center | 21001-Imaging Administration | 15400~000000029412 | 817042 | 2693 | IHMCHCSTXP2 | 13-272 | Radiographic Units, Mobile | Portable | 1257 | CARESTREAM HEALTH INCORPORATED | DRX-REVOLUTION | 1 | 154D21001A | IM IMAGING ADMIN TOWER TLL1 | Bldg C Imaging Admin | Life Support / High Risk | IES | ASP_GE | 94 | 7 | 0 | 2017-03-17 | Canyons/Desert
15400-Intermountain Medical Center | 21101 | Radiology | 37000-The Orthopedic Specialty Hosp | 21001-Imaging Administration | 15400~000000042455 | 821250 | 2890 | IHOSHCSTXP2 | 13-272 | Radiographic Units, Mobile | Portable | 1260 | CARESTREAM HEALTH INCORPORATED | DRX-REVOLUTION | 1 | 370D21001A | TO IMAGING ADMIN BLDG 4 L1 | Radiology Admin | Life Support / High Risk | IES | ASP_GE | 90 | 7 | 0 | 2017-07-28 | Canyons/Desert
15400-Intermountain Medical Center | 21111 | Radiology TOSH | 37000-The Orthopedic Specialty Hosp | 21101-Radiology | 15400~000000042453 | 804038 | 1941 | IHOSHCSTXP1 | 13-272 | Radiographic Units, Mobile | Portable | 1261 | CARESTREAM HEALTH INCORPORATED | DRX-REVOLUTION | 1 | 370D21101A | TO RADIOLOGY BLDG 4 L1 | Common Areas | Life Support / High Risk | IES | ASP_GE | 110 | 7 | 0 | 2015-12-01 | Canyons/Desert
39100-ENT Surgery Center of Utah LLC | 22203 | Surgical Center | 39100-ENT Surgery Center of Utah LLC | 22203-Surgical Center | 39100~000000000271 | 571893 | 821 |  | 13-272 | Radiographic Units, Mobile | Portable | 1269 | CARESTREAM HEALTH INCORPORATED | DRX-REVOLUTION | 1 | 391D22203A | ENT SURGICAL CNTR | Unspecified | Life Support / High Risk | IES | ASP_GE | 5 | 5 | 5 | 2024-08-23 | Canyons/Desert
11600-Alta View Hospital | 22203 | Surgical Center | 11300-Supply Chain Organization | 32213-Asset Recovery - SLC | 11600~000000002643 | 423155 | 195490085013 | 801501AMX4 | 13-272 | Radiographic Units, Mobile | Portable | 1207 | GE HEALTHCARE | AMX 4+ | 1 | 113D32213C | SC ASSET RECOVERY AIRPORT WHS | Received | Life Support / High Risk | IES | ASP_GE | 174 | 5 | 0 | 2010-07-06 | Canyons/Desert
11800-American Fork Hospital | 21101 | Radiology | 11800-American Fork Hospital | 21101-Radiology | 11800~000000001904 | 174514 | 956012WK9 | 801756A42 | 13-272 | Radiographic Units, Mobile | Portable | 1208 | GE HEALTHCARE | AMX 4+ | 1 | 118D21101A | AF RADIOLOGY | 2 | Life Support / High Risk | IES | ASP_GE | 294 | 5 | 0 | 2000-08-01 | Canyons/Desert
12000-Bear River Valley Hospital | 21101 | Radiology | 12000-Bear River Valley Hospital | 21101-Radiology | 12000~000000000355 | 387806 | 195490026 | 435257AMX4 | 13-272 | Radiographic Units, Mobile | Portable | 1210 | GE HEALTHCARE | AMX 4+ | 1 | 120D21101A | BR RADIOLOGY | Radiology | Life Support / High Risk | IES | ASP_GE | 191 | 5 | 0 | 2009-02-11 | Canyons/Desert
12200-Cassia Regional Hospital | 21101 | Radiology | 12200-Cassia Regional Hospital | 21101-Radiology | 12200~000000000419 | 455762 | 550788WK4 | 208678MX3 | 13-272 | Radiographic Units, Mobile | Portable | 1214 | GE HEALTHCARE | AMX 4+ | 1 | 122D21101A | CA RADIOLOGY | Common Areas | Life Support / High Risk | IES | ASP_GE | 187 | 5 | 0 | 2009-07-01 | Canyons/Desert
12600-St George Regional Hospital | 21101 | Radiology | 12600-St George Regional Hospital | 21101-Radiology | 12600~000000007099 | 435839 | 1020483WK2 | 435251AMX5 | 13-272 | Radiographic Units, Mobile | Portable | 1218 | GE HEALTHCARE | AMX 4+ | 1 | 126D21101E | SG RADIOLOGY RR CAMPUS | Radiol Common Area | Life Support / High Risk | IES | ASP_GE | 185 | 5 | 0 | 2009-08-02 | Canyons/Desert
13900-Riverton Hospital | 21101 | Radiology | 13900-Riverton Hospital | 11503-Medical and Surgical Nursing | 13900~000000001566 | 404439 | 190450045005 | 801285AMX2 | 13-272 | Radiographic Units, Mobile | Portable | 1236 | GE HEALTHCARE | AMX 4+ | 1 | 139D11503A | RV MEDICAL SURGICAL | H206 | Life Support / High Risk | IES | ASP_GE | 183 | 5 | 0 | 2009-11-01 | Canyons/Desert
13900-Riverton Hospital | 21101 | Radiology | 13900-Riverton Hospital | 14010-Mom Baby Unit | 13900~000000001567 | 404440 | 1021381WK7 | 801285AMX3 | 13-272 | Radiographic Units, Mobile | Portable | 1237 | GE HEALTHCARE | AMX 4+ | 1 | 139D14010A | RV MATERNITY | Portable X-Ray Alcove | Life Support / High Risk | IES | ASP_GE | 183 | 5 | 0 | 2009-11-01 | Canyons/Desert
13900-Riverton Hospital | 21101 | Radiology | 13900-Riverton Hospital | 21101-Radiology | 13900~000000001565 | 404438 | 1021272WK8 | 801285AMX1 | 13-272 | Radiographic Units, Mobile | Portable | 1238 | GE HEALTHCARE | AMX 4+ | 1 | 139D21101A | RV RADIOLOGY | Rad Flouro Rm 2 | Life Support / High Risk | IES | ASP_GE | 183 | 5 | 0 | 2009-11-01 | Canyons/Desert
15400-Intermountain Medical Center | 21101 | Radiology | 15400-Intermountain Medical Center | 10041-Intensive Care Thoracic | 15400~000000013210 | 357890 | 195490002 012 | 801IMCAMX2 | 13-272 | Radiographic Units, Mobile | Portable | 1253 | GE HEALTHCARE | AMX 4+ | 1 | 154D10041A | IM THORACIC ICU S2 | Common Area | Life Support / High Risk | IES | ASP_GE | 207 | 5 | 0 | 2007-11-01 | Canyons/Desert
15400-Intermountain Medical Center | 21101 | Radiology | 15400-Intermountain Medical Center | 12002-Newborn Intensive Care Unit | 15400~000000013211 | 348905 | 2185226 | 801IMCAMX1 | 13-272 | Radiographic Units, Mobile | Portable | 1254 | GE HEALTHCARE | AMX 4+ | 1 | 154D12002A | IM NICU CARE GLL1 | Common Area | Life Support / High Risk | IES | ASP_GE | 207 | 5 | 0 | 2007-11-01 | Canyons/Desert
15400-Intermountain Medical Center | 21101 | Radiology | 15400-Intermountain Medical Center | 20101-Emergency Department | 15400~000000013213 | 347648 | 195490002032 | 801IMCAMX3 | 13-272 | Radiographic Units, Mobile | Portable | 1255 | GE HEALTHCARE | AMX 4+ | 1 | 154D20101A | IM EMERGENCY ROOM TLL1 | Emergency Rm Allocated | Life Support / High Risk | IES | ASP_GE | 207 | 5 | 0 | 2007-11-01 | Canyons/Desert
15400-Intermountain Medical Center | 21101 | Radiology | 15400-Intermountain Medical Center | 21101-Radiology | 15400~000000036534 | 223630 | 979072WK6 | 435716AMX4 | 13-272 | Radiographic Units, Mobile | Portable | 1258 | GE HEALTHCARE | AMX 4+ | 1 | 154D21101A | IM RADIOLOGY ADMI OFFICE TLL1 | Unspecified | Life Support / High Risk | IES | ASP_GE | 261 | 5 | 0 | 2003-04-14 | Canyons/Desert
15400-Intermountain Medical Center | 21101 | Radiology | 15400-Intermountain Medical Center | 22104-Operating Rooms | 15400~000000019558 | 350682 | 195490001044 |  | 13-272 | Radiographic Units, Mobile | Portable | 1259 | GE HEALTHCARE | AMX 4+ | 1 | 154D22104B | IM OR FRONT DESK TL2 | Common Area | Life Support / High Risk | IES | ASP_GE | 202 | 5 | 0 | 2008-03-18 | Canyons/Desert
18200-Garfield Memorial Hospital | 21101 | Radiology | 18200-Garfield Memorial Hospital | 21101-Radiology | 18200~000000000097 | 396801 | 1017663WK4 | 435676AMX1 | 13-272 | Radiographic Units, Mobile | Portable | 1262 | GE HEALTHCARE | AMX 4+ | 1 | 182D21101A | GF RADIOLOGY | Radiology | Life Support / High Risk | IES | ASP_GE | 196 | 5 | 0 | 2008-09-08 | Canyons/Desert
36700-St George Surgery Center LLC | 22203 | Surgical Center | 36700-St George Surgery Center LLC | 22203-Surgical Center | 36700~000000000064 | 243027 | 982231WK3 | 435251AMX2 | 13-272 | Radiographic Units, Mobile | Portable | 1263 | GE HEALTHCARE | AMX 4+ | 1 | 367D22203A | ST GEORGE SURGERY CENTER | Unspecified | Life Support / High Risk | IES | ASP_GE | 31 | 5 | 2 | 2022-06-08 | Canyons/Desert
37500-Primary Childrens - Riverton | 21101 | Radiology | 37500-Primary Childrens - Riverton | 21101-Radiology | 37500~000000000169 | 400385 | 1021188WK6 | 801RPMCAMX4 | 13-272 | Radiographic Units, Mobile | Portable | 1264 | GE HEALTHCARE | AMX 4+ | 1 | 375D21101A | PR RADIOLOGY | Recovery Nurse Station | Life Support / High Risk | IES | ASP_GE | 183 | 5 | 0 | 2009-11-01 | Canyons/Desert
38500-Provo Surgery Center | 22203 | Surgical Center | 38500-Provo Surgery Center | 22203-Surgical Center | 38500~000000000085 | 196932 | 428A | 801373MX4 | 13-272 | Radiographic Units, Mobile | Portable | 1268 | GE HEALTHCARE | AMX 4+ | 1 | 385D22203A | PVASC SURGICAL CENTER | Unspecified | Life Support / High Risk | UVH_CE | UVCREW6_CE | 19 | 5 | 3 | 2023-07-01 | Canyons/Desert
40000-Intermountain Medical Group | 72004 | Hurricane Valley Instacare | 40000-Intermountain Medical Group | 72004-Hurricane Valley Instacare | 40000~000000026379 | 444289 | 72488BC0 | 801IMCAMX7 | 13-272 | Radiographic Units, Mobile | Portable | 1270 | GE HEALTHCARE | AMX 4+ | 1 | 400D72004A | MG HURRICANE INSTACARE | Unspecified | Life Support / High Risk | IES | ASP_GE | 168 | 5 | 0 | 2011-01-18 | Canyons/Desert
40000-Intermountain Medical Group | 74026 | Southwest Ortho and Sports Med | 12600-St George Regional Hospital | 21101-Radiology | 40000~000000017388 | 132212 | 498423WK3 | 801634AMX4 | 13-272 | Radiographic Units, Mobile | Portable | 1271 | GE HEALTHCARE | AMX 4+ | 1 | 126D21101A | SG RADIOLOGY | P 3 | Life Support / High Risk | IES | ASP_GE | 344 | 5 | 0 | 1996-05-16 | Canyons/Desert
40000-Intermountain Medical Group | 74154 | Utah Valley Phys Med and Rehab | 40000-Intermountain Medical Group | 74154-Utah Valley Phys Med and Rehab | 40000~000000022682 | 826193 | BB2SS1700047HL | BB2SS1700047HL | 13-272 | Radiographic Units, Mobile | Portable | 1272 | GE HEALTHCARE | BRIVO XR285AMX | 1 | 400D74154A | MG UV PHYSICAL MED REHAB 8B | Unspecified | Life Support / High Risk | IES | ASP_GE | 84 | 7 | 0 | 2018-01-09 | Canyons/Desert
14100-Spanish Fork Hospital | 21101 | Radiology | 14100-Spanish Fork Hospital | 21101-Radiology | 14100~000000002296 | 878921 | 7028520PT |  | 13-272 | Radiographic Units, Mobile | Portable | 1242 | GE HEALTHCARE | OPTIMA XR220AMX | 1 | 141D21101A | SF RADIOLOGY | Common Area | Life Support / High Risk | IES | ASP_GE | 46 | 5 | 1 | 2021-03-08 | Canyons/Desert
14100-Spanish Fork Hospital | 21101 | Radiology | 14100-Spanish Fork Hospital | 21101-Radiology | 14100~000000002295 | 878920 | 801426OPT2401 | 801426OPT2401 | 13-272 | Radiographic Units, Mobile | Portable | 1241 | GE HEALTHCARE | OPTIMA XR220AMX | 1 | 141D21101A | SF RADIOLOGY | Common Area | Life Support / High Risk | IES | ASP_GE | 46 | 5 | 1 | 2021-03-08 | Canyons/Desert
14100-Spanish Fork Hospital | 21101 | Radiology | 14100-Spanish Fork Hospital | 21101-Radiology | 14100~000000002294 | 878919 | 801426OPT240 | 801426OPT240 | 13-272 | Radiographic Units, Mobile | Portable | 1240 | GE HEALTHCARE | OPTIMA XR220AMX | 1 | 141D21101A | SF RADIOLOGY | Common Area | Life Support / High Risk | IES | ASP_BIOMED | 46 | 5 | 1 | 2021-03-08 | Canyons/Desert
13800-Primary Childrens Hospital | 21101 | Radiology | 40000-Intermountain Medical Group | 74099-Ortho Specialty Group-TOSH | 13800~000000009107 | 524875 | 1029043WK5 | 801PCM220 | 13-272 | Radiographic Units, Mobile | Portable | 1235 | GE HEALTHCARE | OPTIMA XR220AMX | 1 | 400D74099A | MG ORTHO SPCLTY GROUP TOSH A | Unspecified | Life Support / High Risk | IES | ASP_GE | 142 | 7 | 0 | 2013-03-31 | Canyons/Desert
11800-American Fork Hospital | 21101 | Radiology | 11800-American Fork Hospital | 21101-Radiology | 11800~000000008311 | 918653 | 22L0695 |  | 13-272 | Radiographic Units, Mobile | Portable | 1209 | GENERAL ELECTRIC COMPANY | AMX Navigate | 1 | 118D21101A | AF RADIOLOGY | Common Areas | Non Life Support | AFH_CE | AFCREW1_CE | 11 | 5 | 4 | 2024-02-07 | Canyons/Desert
12600-St George Regional Hospital | 20102 | Emergency Dept - Satellite | 12600-St George Regional Hospital | 20102-Emergency Dept - Satellite | 12600~000000027543 | 913701 | AMXNV2300164WK | 435635AMX1 | 13-272 | Radiographic Units, Mobile | Portable | 1216 | GENERAL ELECTRIC COMPANY | AMX Navigate | 1 | 126D20102A | HU EMERGENCY DEPT SATELLITE | Unspecified | Non Life Support | IES | ASP_GE | 16 | 5 | 4 | 2023-09-27 | Canyons/Desert
37700-Primary Childrens - Lehi | 20101 | Emergency Department | 37700-Primary Childrens - Lehi | 20101-Emergency Department | 37700~000000003394 | 918088 | 23F2116 | 435452AMX1 | 13-272 | Radiographic Units, Mobile | Portable | 1265 | GENERAL ELECTRIC COMPANY | AMX Navigate | 1 | 377D20101A | PL LEHI EMERGENCY DEPT | Unspecified | Non Life Support | IES | ASP_GE | 12 | 5 | 4 | 2024-01-30 | Canyons/Desert
37700-Primary Childrens - Lehi | 20101 | Emergency Department | 37700-Primary Childrens - Lehi | 20101-Emergency Department | 37700~000000003772 | 926742 | BB5SE2300331HL |  | 13-272 | Radiographic Units, Mobile | Portable | 1266 | GENERAL ELECTRIC COMPANY | AMX Navigate | 1 | 377D20101A | PL LEHI EMERGENCY DEPT | Unspecified | Non Life Support | IES | ASP_GE | 4 | 5 | 5 | 2024-09-27 | Canyons/Desert
37700-Primary Childrens - Lehi | 21001 | Imaging Administration | 37700-Primary Childrens - Lehi | 21001-Imaging Administration | 37700~000000003618 | 923284 | AMXNV2300271WK | 435452AMX2 | 13-272 | Radiographic Units, Mobile | Portable | 1267 | GENERAL ELECTRIC COMPANY | AMX Navigate | 1 | 377D21001A | PL IMAGING ADMINISTRATION | Unspecified | Non Life Support | IES | ASP_GE | 6 | 5 | 4 | 2024-07-08 | Canyons/Desert
12200-Cassia Regional Hospital | 22104 | Operating Rooms | 12200-Cassia Regional Hospital | 22104-Operating Rooms | 12200~000000002611 | 813588 | CW4-01204 |  | 99-097 | Radiographic/Fluoroscopic Syst | X-Ray Other | 1297 | CARE WISE MEDICAL PRODUCTS | CW-4000 | 1 | 122D22104A | CA OR CPM EXPENSE | Common Area | Life Support / High Risk | IES | ASP_GE | 98 | 7 | 0 | 2016-11-30 | Canyons/Desert
12800-LDS Hospital | 21102 | Angiography | 12800-LDS Hospital | 21102-Angiography | 12800~000000002814 | 362124 | 432376BU2 | 80140841 | 16-597 | Radiographic/Fluoroscopic Syst | XR / RF | 1319 | GE HEALTHCARE | 4100 | 1 | 128D21102A | LD ANGIOGRAPHY L1 | Allocated To Angio | Life Support / High Risk | IES | ASP_GE | 242 | 5 | 0 | 2004-12-01 | Canyons/Desert
14800-Heber Valley Hospital | 21101 | Radiology | 11300-Supply Chain Organization | 32213-Asset Recovery - SLC | 14800~000000000568 | 487917 | AJH72L | 801657P500 | 16-885 | Radiographic/Fluoroscopic Syst | XR / RF | 1385 | GE HEALTHCARE | PRECISION 500D | 1 | 113D32213C | SC ASSET RECOVERY AIRPORT WHS | Received | Life Support / High Risk | IES | ASP_GE | 138 | 7 | 0 | 2013-07-03 | Canyons/Desert
14300-Park City Hospital | 21101 | Radiology | 14300-Park City Hospital | 21101-Radiology | 14300~000000000277 | 390911 | 1019628WK5 | 435658RF | 16-885 | Radiographic/Fluoroscopic Syst | XR / RF | 1365 | GE HEALTHCARE | PRECISION 500D | 1 | 143D21101A | PK XRAY RADIOLOGY | Radiol Common Area | Life Support / High Risk | IES | ASP_GE | 184 | 5 | 0 | 2009-09-30 | Canyons/Desert
12800-LDS Hospital | 22451 | Endoscopy Lab | 12800-LDS Hospital | 22451-Endoscopy Lab | 12800~000000004804 | 437266 | 91211557 | 801314ENDO | 16-885 | Radiographic/Fluoroscopic Syst | XR / RF | 1321 | GE HEALTHCARE | PRECISION 500D | 1 | 128D22451A | LD ENDOSCOPY L1 | Endoscopy | Life Support / High Risk | IES | ASP_GE | 174 | 5 | 0 | 2010-08-01 | Canyons/Desert
12800-LDS Hospital | 21101 | Radiology | 12800-LDS Hospital | 21101-Radiology | 12800~000000002507 | 218350 | BRC26E | 801408RM22 | 16-885 | Radiographic/Fluoroscopic Syst | XR / RF | 1315 | GE HEALTHCARE | PRECISION 500D | 1 | 128D21101A | LD RADIOLOGY L1 | Radiol L1 Rm 28 | Life Support / High Risk | IES | ASP_GE | 265 | 5 | 0 | 2002-12-19 | Canyons/Desert
40000-Intermountain Medical Group | 77006 | Salt Lake Workmed | 40000-Intermountain Medical Group | 77006-Salt Lake Workmed | 40000~000000014438 | 585143 | 2UA4032302 | 801314CR1 | 16-885 | Radiographic/Fluoroscopic Syst | CR | 1427 | KONICA MINOLTA MEDICAL IMAGING USA INC | REGIUS 110 | 1 | 400D77006A | MG WORKMED SALT LAKE | Common Area | Life Support / High Risk | IES | ASP_GE | 129 | 5 | 0 | 2014-04-30 | Canyons/Desert
40000-Intermountain Medical Group | 74053 | Snowbasin Clinic | 40000-Intermountain Medical Group | 74053-Snowbasin Clinic | 40000~000000014246 | 582756 | 120250013 | IHSBCKONCR | 16-885 | Radiographic/Fluoroscopic Syst | CR | 1424 | KONICA MINOLTA MEDICAL IMAGING USA INC | REGIUS 210 | 1 | 400D74053A | MG SNOWBASIN CLINIC | Unspecified | Life Support / High Risk | IES | ASP_GE | 127 | 5 | 0 | 2014-06-05 | Canyons/Desert
14300-Park City Hospital | 22104 | Operating Rooms | 14300-Park City Hospital | 22104-Operating Rooms | 14300~000000001257 | 414748 | 4501073234 | 4501073234 | 99-097 | Radiographic/Fluoroscopic Syst | XR / RF | 1366 | MEDTRONIC INCORPORATED | FUSION | 1 | 143D22104A | PK OPERATING ROOM | Common Area | Life Support / High Risk | IES | ASP_GE | 178 | 5 | 0 | 2010-03-23 | Canyons/Desert
15400-Intermountain Medical Center | 22104 | Operating Rooms | 15400-Intermountain Medical Center | 22104-Operating Rooms | 15400~000000029522 | 817697 | N07309710 |  | 99-097 | Radiographic/Fluoroscopic Syst | Surgical Navigation Workstation | 1408 | MEDTRONIC INCORPORATED | STEALTHSTATION S7 | 1 | 154D22104B | IM OR FRONT DESK TL2 | Storage Rm | Life Support / High Risk | IMC_CE | IMCCE2 | 92 | 7 | 0 | 2017-05-07 | Canyons/Desert
15400-Intermountain Medical Center | 22104 | Operating Rooms | 15400-Intermountain Medical Center | 22104-Operating Rooms | 15400~000000017516 | 580607 | N04220350 |  | 99-097 | Radiographic/Fluoroscopic Syst | Surgical Navigation Workstation | 1407 | MEDTRONIC INCORPORATED | STEALTHSTATION S7 | 1 | 154D22104B | IM OR FRONT DESK TL2 | Common Area | Life Support / High Risk | IMC_CE | IMCCE2 | 130 | 7 | 0 | 2014-03-12 | Canyons/Desert
14400-Utah Valley Hospital | 22104 | Operating Rooms | 14400-Utah Valley Hospital | 22104-Operating Rooms | 14400~000000022103 | 862730 | N06319003 |  | 99-097 | Radiographic/Fluoroscopic Syst | Surgical Navigation Workstation | 1379 | MEDTRONIC INCORPORATED | STEALTHSTATION S7 | 1 | 144D22104A | UV OPERATING ROOM | Or 6 | Life Support / High Risk | UVH_CE | UVCREW7_CE | 57 | 5 | 0 | 2020-04-22 | Canyons/Desert
14400-Utah Valley Hospital | 22104 | Operating Rooms | 14400-Utah Valley Hospital | 22104-Operating Rooms | 14400~000000005067 | 359904 | 7629267 | 7629267 | 99-097 | Radiographic/Fluoroscopic Syst | Surgical Navigation Workstation | 1377 | MEDTRONIC INCORPORATED | STEALTHSTATION S7 | 1 | 144D22104A | UV OPERATING ROOM | Or 9 | Life Support / High Risk | UVH_CE | UVCREW7_CE | 194 | 5 | 0 | 2008-11-30 | Canyons/Desert
13000-Logan Regional Hospital | 22104 | Operating Rooms | 13000-Logan Regional Hospital | 22104-Operating Rooms | 13000~000000003168 | 537219 | N03051831 | N03051831 | 99-097 | Radiographic/Fluoroscopic Syst | Surgical Navigation Workstation | 1328 | MEDTRONIC INCORPORATED | STEALTHSTATION S7 | 1 | 130D22104A | LO OPERATING ROOM | O.R. 8 | Life Support / High Risk | IES | ASP_MEDTRO | 142 | 7 | 0 | 2013-03-21 | Canyons/Desert
12600-St George Regional Hospital | 22104 | Operating Rooms | 12600-St George Regional Hospital | 22104-Operating Rooms | 12600~000000012432 | 803997 | N06028427 |  | 99-097 | Radiographic/Fluoroscopic Syst | Surgical Navigation Workstation | 1313 | MEDTRONIC INCORPORATED | STEALTHSTATION S7 | 1 | 126D22104A | SG OPERATING ROOMS RR | OR Neurology | Life Support / High Risk | SGRH_CE | SGRHCREW4 | 130 | 5 | 0 | 2014-03-31 | Canyons/Desert
12600-St George Regional Hospital | 22104 | Operating Rooms | 12600-St George Regional Hospital | 22104-Operating Rooms | 12600~000000004691 | 572026 | N04155162 | N04155162 | 99-097 | Radiographic/Fluoroscopic Syst | Surgical Navigation Workstation | 1312 | MEDTRONIC INCORPORATED | STEALTHSTATION S7 | 1 | 126D22104A | SG OPERATING ROOMS RR | OR Common Area | Life Support / High Risk | SGRH_CE | SGRHCREW4 | 133 | 5 | 0 | 2013-12-27 | Canyons/Desert
12600-St George Regional Hospital | 22104 | Operating Rooms | 11300-Supply Chain Organization | 32213-Asset Recovery - SLC | 12600~000000004143 | 501834 | N01050606 | N01050606 | 99-097 | Radiographic/Fluoroscopic Syst | Surgical Navigation Workstation | 1311 | MEDTRONIC INCORPORATED | STEALTHSTATION S7 | 1 | 113D32213C | SC ASSET RECOVERY AIRPORT WHS | Received | Life Support / High Risk | SGRH_CE | SGRHCREW4 | 148 | 5 | 0 | 2012-10-01 | Canyons/Desert
38900-Layton Surgery Center | 22203 | Surgical Center | 38900-Layton Surgery Center | 22203-Surgical Center | 38900~000000000156 | 924803 | N31365718 |  | 99-097 | Radiographic/Fluoroscopic Syst | Surgical Navigation Workstation | 1423 | MEDTRONIC INCORPORATED | STEALTHSTATION S8 | 1 | 389D22203A | LA SURGERY CENTER | Unspecified | Non Life Support | LA_CE | LACREW1CE | 5 | 7 | 7 | 2024-08-08 | Canyons/Desert
38500-Provo Surgery Center | 22203 | Surgical Center | 38500-Provo Surgery Center | 22203-Surgical Center | 38500~000000000040 | 875474 | N30402625 |  | 99-097 | Radiographic/Fluoroscopic Syst | Surgical Navigation Workstation | 1422 | MEDTRONIC INCORPORATED | STEALTHSTATION S8 | 1 | 385D22203A | PVASC SURGICAL CENTER | Unspecified | Non Life Support | UVH_CE | UVCREW6_CE | 14 | 5 | 4 | 2023-11-30 | Canyons/Desert
37700-Primary Childrens - Lehi | 22104 | Operating Rooms | 37700-Primary Childrens - Lehi | 22104-Operating Rooms | 37700~000000003430 | 921370 | N31318444 |  | 99-097 | Radiographic/Fluoroscopic Syst | Surgical Navigation Workstation | 1421 | MEDTRONIC INCORPORATED | STEALTHSTATION S8 | 1 | 377D22104A | PL OPERATING ROOMS | Unspecified | Non Life Support | PCHL_CE | PCHLCREW02 | 8 | 7 | 6 | 2024-05-03 | Canyons/Desert
37700-Primary Childrens - Lehi | 22104 | Operating Rooms | 37700-Primary Childrens - Lehi | 22104-Operating Rooms | 37700~000000000535 | 911710 | N31116477 |  | 99-097 | Radiographic/Fluoroscopic Syst | Surgical Navigation Workstation | 1420 | MEDTRONIC INCORPORATED | STEALTHSTATION S8 | 1 | 377D22104A | PL OPERATING ROOMS | H2321 The Shed | Non Life Support | PCHL_CE | PCHLCREW02 | 17 | 7 | 6 | 2023-08-30 | Canyons/Desert
36900-Logan Surgery Center LLC | 22203 | Surgical Center | 36900-Logan Surgery Center LLC | 22203-Surgical Center | 36900~000000000372 | 887421 | N30598478 |  | 99-097 | Radiographic/Fluoroscopic Syst | Surgical Navigation Workstation | 1416 | MEDTRONIC INCORPORATED | STEALTHSTATION S8 | 1 | 369D22203A | LS LOGAN SURGERY CENTER | Unspecified | Non Life Support | LRH_CE | LRHCREW1CE | 2 | 5 | 5 | 2024-11-14 | Canyons/Desert
36700-St George Surgery Center LLC | 22203 | Surgical Center | 36700-St George Surgery Center LLC | 22203-Surgical Center | 36700~000000000219 | 871452 | N30043510 |  | 99-097 | Radiographic/Fluoroscopic Syst | Surgical Navigation Workstation | 1415 | MEDTRONIC INCORPORATED | STEALTHSTATION S8 | 1 | 367D22203A | ST GEORGE SURGERY CENTER | Unspecified | Non Life Support | SGRH_CE | SGRHCREW4 | 31 | 3.3333 | 0.33333 | 2022-06-08 | Canyons/Desert
36400-McKay-Dee Surgical Center LLC | 22203 | Surgical Center | 36400-McKay-Dee Surgical Center LLC | 22203-Surgical Center | 36400~000000001606 | 910326 | N31057619 |  | 99-097 | Radiographic/Fluoroscopic Syst | Surgical Navigation Workstation | 1414 | MEDTRONIC INCORPORATED | STEALTHSTATION S8 | 1 | 364D22203A | MS SC SURGICAL CENTER | Equipment Rm | Non Life Support | MKDHC_CE | MKDCREW1CE | 5 | 5 | 5 | 2024-09-01 | Canyons/Desert
36300-Avenues Surgical Center | 22203 | Surgical Center | 36300-Avenues Surgical Center | 22203-Surgical Center | 36300~000000000516 | 892148 | N30740316 |  | 99-097 | Radiographic/Fluoroscopic Syst | Surgical Navigation Workstation | 1413 | MEDTRONIC INCORPORATED | STEALTHSTATION S8 | 1 | 363D22203A | AS ASC SURGICAL CTR AVENUES L1 | Unspecified | Non Life Support | LDSH_CE | LDSCE1 | 3 | 5 | 5 | 2024-11-01 | Canyons/Desert
15400-Intermountain Medical Center | 40030 | Surgical Services Admin | 15400-Intermountain Medical Center | 40030-Surgical Services Admin | 15400~000000041433 | 909414 | 29806532 |  | 99-097 | Radiographic/Fluoroscopic Syst | Surgical Navigation Workstation | 1412 | MEDTRONIC INCORPORATED | STEALTHSTATION S8 | 1 | 154D40030A | IM SURGICAL SERVICES ADMIN | Unspecified | Non Life Support | IMC_CE | IMCCE10 | 19 | 5 | 3 | 2023-06-08 | Canyons/Desert
15400-Intermountain Medical Center | 22104 | Operating Rooms | 15400-Intermountain Medical Center | 22104-Operating Rooms | 15400~000000043386 | 920445 | N31341374 |  | 99-097 | Radiographic/Fluoroscopic Syst | Surgical Navigation Workstation | 1410 | MEDTRONIC INCORPORATED | STEALTHSTATION S8 | 1 | 154D22104A | IM OPERATING ROOM TL2 | Common Area | Non Life Support | IMC_CE | IMCCE2 | 10 | 7 | 6 | 2024-04-01 | Canyons/Desert
15400-Intermountain Medical Center | 22104 | Operating Rooms | 15400-Intermountain Medical Center | 22104-Operating Rooms | 15400~000000043385 | 920444 | N31149396 |  | 99-097 | Radiographic/Fluoroscopic Syst | Surgical Navigation Workstation | 1409 | MEDTRONIC INCORPORATED | STEALTHSTATION S8 | 1 | 154D22104A | IM OPERATING ROOM TL2 | Common Area | Non Life Support | IMC_CE | IMCCE2 | 10 | 7 | 6 | 2024-04-01 | Canyons/Desert
14400-Utah Valley Hospital | 22104 | Operating Rooms | 14400-Utah Valley Hospital | 22104-Operating Rooms | 14400~000000025717 | 902916 | N30962997 |  | 99-097 | Radiographic/Fluoroscopic Syst | Surgical Navigation Workstation | 1382 | MEDTRONIC INCORPORATED | STEALTHSTATION S8 | 1 | 144D22104A | UV OPERATING ROOM | Or 11 | Non Life Support | UVH_CE | UVCREW8_CE | 25 | 7 | 5 | 2022-12-16 | Canyons/Desert
14400-Utah Valley Hospital | 22104 | Operating Rooms | 14400-Utah Valley Hospital | 22104-Operating Rooms | 14400~000000025368 | 900962 | N29975083 |  | 99-097 | Radiographic/Fluoroscopic Syst | Surgical Navigation Workstation | 1381 | MEDTRONIC INCORPORATED | STEALTHSTATION S8 | 1 | 144D22104A | UV OPERATING ROOM | Or 6 | Non Life Support | UVH_CE | UVCREW7_CE | 27 | 5 | 3 | 2022-10-25 | Canyons/Desert
14400-Utah Valley Hospital | 22104 | Operating Rooms | 14400-Utah Valley Hospital | 22104-Operating Rooms | 14400~000000022889 | 876228 | N30051831 |  | 99-097 | Radiographic/Fluoroscopic Syst | Surgical Navigation Workstation | 1380 | MEDTRONIC INCORPORATED | STEALTHSTATION S8 | 1 | 144D22104A | UV OPERATING ROOM | Unspecified | Non Life Support | UVH_CE | UVCREW7_CE | 48 | 5 | 1 | 2021-01-15 | Canyons/Desert
14400-Utah Valley Hospital | 22104 | Operating Rooms | 14400-Utah Valley Hospital | 22104-Operating Rooms | 14400~000000021577 | 894209 | N29801975 |  | 99-097 | Radiographic/Fluoroscopic Syst | Surgical Navigation Workstation | 1378 | MEDTRONIC INCORPORATED | STEALTHSTATION S8 | 1 | 144D22104A | UV OPERATING ROOM | Unspecified | Non Life Support | IES | ASP_BIOMED | 63 | 5 | 0 | 2019-10-25 | Canyons/Desert
14100-Spanish Fork Hospital | 22104 | Operating Rooms | 14100-Spanish Fork Hospital | 22104-Operating Rooms | 14100~000000002474 | 879239 | N30073486 |  | 99-097 | Radiographic/Fluoroscopic Syst | Surgical Navigation Workstation | 1363 | MEDTRONIC INCORPORATED | STEALTHSTATION S8 | 1 | 141D22104A | SF OPERATING ROOMS | Clean Supply and Equipment | Non Life Support | IES | ASP_MEDTRO | 46 | 5 | 1 | 2021-03-15 | Canyons/Desert
13900-Riverton Hospital | 22104 | Operating Rooms | 13900-Riverton Hospital | 22104-Operating Rooms | 13900~000000007484 | 883704 | N30562048 |  | 99-097 | Radiographic/Fluoroscopic Syst | Surgical Navigation Workstation | 1361 | MEDTRONIC INCORPORATED | STEALTHSTATION S8 | 1 | 139D22104A | RV OPERATING ROOM | OR L2 Crash Cart Alcove | Non Life Support | RH_CE | RVHCREW2CE | 47 | 7 | 3 | 2021-02-18 | Canyons/Desert
13900-Riverton Hospital | 22104 | Operating Rooms | 13900-Riverton Hospital | 22104-Operating Rooms | 13900~000000006507 | 848801 | N29248709 |  | 99-097 | Radiographic/Fluoroscopic Syst | Surgical Navigation Workstation | 1360 | MEDTRONIC INCORPORATED | STEALTHSTATION S8 | 1 | 139D22104A | RV OPERATING ROOM | OR L2 Crash Cart Alcove | Non Life Support | RH_CE | RVHCREW2CE | 68 | 7 | 1 | 2019-05-30 | Canyons/Desert
13800-Primary Childrens Hospital | 22104 | Operating Rooms | 13800-Primary Childrens Hospital | 22104-Operating Rooms | 13800~000000030517 | 884299 | N30580308 |  | 99-097 | Radiographic/Fluoroscopic Syst | Surgical Navigation Workstation | 1358 | MEDTRONIC INCORPORATED | STEALTHSTATION S8 | 1 | 138D22104A | PC OR L2 | Operating Room 6 | Non Life Support | PCH_CE | PCHCREW08 | 42 | 5 | 2 | 2021-07-26 | Canyons/Desert
13800-Primary Childrens Hospital | 22104 | Operating Rooms | 13800-Primary Childrens Hospital | 22104-Operating Rooms | 13800~000000030516 | 882968 | N30530250 |  | 99-097 | Radiographic/Fluoroscopic Syst | Surgical Navigation Workstation | 1357 | MEDTRONIC INCORPORATED | STEALTHSTATION S8 | 1 | 138D22104A | PC OR L2 | Neuro Supply Room 2A.233 | Non Life Support | PCH_CE | PCHCREW08 | 43 | 5 | 1 | 2021-06-10 | Canyons/Desert
13800-Primary Childrens Hospital | 22104 | Operating Rooms | 13800-Primary Childrens Hospital | 22104-Operating Rooms | 13800~000000025157 | 828693 | N07619459 |  | 99-097 | Radiographic/Fluoroscopic Syst | Surgical Navigation Workstation | 1356 | MEDTRONIC INCORPORATED | STEALTHSTATION S8 | 1 | 138D22104A | PC OR L2 | Neuro Supply Room 2A.233 | Non Life Support | PCH_CE | PCHCREW08 | 81 | 7 | 0 | 2018-04-02 | Canyons/Desert
13200-McKay-Dee Hospital Center | 22104 | Operating Rooms | 13200-McKay-Dee Hospital Center | 22104-Operating Rooms | 13200~000000025258 | 888218 | N30631287 |  | 99-097 | Radiographic/Fluoroscopic Syst | Surgical Navigation Workstation | 1345 | MEDTRONIC INCORPORATED | STEALTHSTATION S8 | 1 | 132D22104A | MK OPERATING ROOM L2 | Or 9 | Non Life Support | MKDHC_CE | MKDCREW5CE | 37 | 7 | 4 | 2021-12-02 | Canyons/Desert
13200-McKay-Dee Hospital Center | 22104 | Operating Rooms | 13200-McKay-Dee Hospital Center | 22104-Operating Rooms | 13200~000000022096 | 859267 | N29867886 |  | 99-097 | Radiographic/Fluoroscopic Syst | Surgical Navigation Workstation | 1344 | MEDTRONIC INCORPORATED | STEALTHSTATION S8 | 1 | 132D22104A | MK OPERATING ROOM L2 | Or 9 | Non Life Support | IES | ASP_MEDTRO | 58 | 5 | 0 | 2020-03-16 | Canyons/Desert
13200-McKay-Dee Hospital Center | 22104 | Operating Rooms | 13200-McKay-Dee Hospital Center | 22104-Operating Rooms | 13200~000000022095 | 859266 | N29867885 |  | 99-097 | Radiographic/Fluoroscopic Syst | Surgical Navigation Workstation | 1343 | MEDTRONIC INCORPORATED | STEALTHSTATION S8 | 1 | 132D22104A | MK OPERATING ROOM L2 | Or 9 | Non Life Support | IES | ASP_MEDTRO | 58 | 5 | 0 | 2020-03-16 | Canyons/Desert
13000-Logan Regional Hospital | 22104 | Operating Rooms | 13000-Logan Regional Hospital | 22104-Operating Rooms | 13000~000000011665 | 894054 | N30786325 |  | 99-097 | Radiographic/Fluoroscopic Syst | Surgical Navigation Workstation | 1330 | MEDTRONIC INCORPORATED | STEALTHSTATION S8 | 1 | 130D22104A | LO OPERATING ROOM | O.R. 8 | Non Life Support | LRH_CE | LRHCREW1CE | 32 | 7 | 4 | 2022-05-06 | Canyons/Desert
13000-Logan Regional Hospital | 22104 | Operating Rooms | 13000-Logan Regional Hospital | 22104-Operating Rooms | 13000~000000007760 | 838792 | N08085376/N08081440 |  | 99-097 | Radiographic/Fluoroscopic Syst | Surgical Navigation Workstation | 1329 | MEDTRONIC INCORPORATED | STEALTHSTATION S8 | 1 | 130D22104A | LO OPERATING ROOM | O.R. 8 | Non Life Support | IES | ASP_MEDTRO | 76 | 7 | 1 | 2018-09-17 | Canyons/Desert
12900-Layton Hospital | 22104 | Operating Rooms | 12900-Layton Hospital | 22104-Operating Rooms | 12900~000000005343 | 907132 | N31110416 |  | 99-097 | Radiographic/Fluoroscopic Syst | Surgical Navigation Workstation | 1323 | MEDTRONIC INCORPORATED | STEALTHSTATION S8 | 1 | 129D22104A | LA OPERATING ROOMS | STORAGE | Non Life Support | LA_CE | LACREW1CE | 22 | 7 | 5 | 2023-03-30 | Canyons/Desert
12900-Layton Hospital | 22104 | Operating Rooms | 12900-Layton Hospital | 22104-Operating Rooms | 12900~000000001578 | 836955 | N08108829 |  | 99-097 | Radiographic/Fluoroscopic Syst | Surgical Navigation Workstation | 1322 | MEDTRONIC INCORPORATED | STEALTHSTATION S8 | 1 | 129D22104A | LA OPERATING ROOMS | Unspecified | Non Life Support | LA_CE | LACREW1CE | 76 | 7 | 1 | 2018-09-20 | Canyons/Desert
12800-LDS Hospital | 22104 | Operating Rooms | 12800-LDS Hospital | 22104-Operating Rooms | 12800~000000015611 | 885123 | N30610358 |  | 99-097 | Radiographic/Fluoroscopic Syst | Surgical Navigation Workstation | 1320 | MEDTRONIC INCORPORATED | STEALTHSTATION S8 | 1 | 128D22104A | LD OPERATING ROOM L3 | Unspecified | Non Life Support | LDSH_CE | LDSCE2 | 41 | 7 | 4 | 2021-08-13 | Canyons/Desert
12600-St George Regional Hospital | 22104 | Operating Rooms | 12600-St George Regional Hospital | 22104-Operating Rooms | 12600~000000025567 |  |  |  | 99-097 | Radiographic/Fluoroscopic Syst | Surgical Navigation Workstation | 1314 | MEDTRONIC INCORPORATED | STEALTHSTATION S8 | 1 | 126D22104A | SG OPERATING ROOMS RR | Unspecified | Non Life Support |  |  | 39 | 5 | 2 | 2021-10-14 | Canyons/Desert
12200-Cassia Regional Hospital | 22104 | Operating Rooms | 12200-Cassia Regional Hospital | 22104-Operating Rooms | 12200~000000003127 | 855106 | N29805265 |  | 99-097 | Radiographic/Fluoroscopic Syst | Surgical Navigation Workstation | 1298 | MEDTRONIC INCORPORATED | STEALTHSTATION S8 | 1 | 122D22104A | CA OR CPM EXPENSE | Surgery | Non Life Support | CRMC_CE | CASSIACREW | 63 | 7 | 2 | 2019-10-23 | Canyons/Desert
11800-American Fork Hospital | 22104 | Operating Rooms | 11800-American Fork Hospital | 22104-Operating Rooms | 11800~000000006781 | 869024 | N29958579 |  | 99-097 | Radiographic/Fluoroscopic Syst | Surgical Navigation Workstation | 1294 | MEDTRONIC INCORPORATED | STEALTHSTATION S8 | 1 | 118D22104A | AF OPERATING ROOM | Unspecified | Non Life Support | AFH_CE | AFCREW1_CE | 55 | 5 | 0 | 2020-06-25 | Canyons/Desert
11600-Alta View Hospital | 22104 | Operating Rooms | 11600-Alta View Hospital | 22104-Operating Rooms | 11600~000000008229 | 867144 | N29965408 |  | 99-097 | Radiographic/Fluoroscopic Syst | Surgical Navigation Workstation | 1290 | MEDTRONIC INCORPORATED | STEALTHSTATION S8 | 1 | 116D22104A | AV OPERATING ROOM | OR Common Area | Non Life Support | AVH_CE | AVHCREW2CE | 54 | 5 | 1 | 2020-07-22 | Canyons/Desert
13200-McKay-Dee Hospital Center | 21102 | Angiography | 13200-McKay-Dee Hospital Center | 22104-Operating Rooms | 13200~000000015797 | 731639 | 000128 | IHMKHPHLVA | 16-597 | Radiographic/Fluoroscopic Syst | Cath Labs | 1341 | PHILIPS HEALTHCARE | ALLURA XPER FD20 | 1 | 132D22104A | MK OPERATING ROOM L2 | Angio (Special Pro Rm) | Life Support / High Risk | IES | ASP_GE | 126 | 7 | 0 | 2014-08-01 | Canyons/Desert
15400-Intermountain Medical Center | 21102 | Angiography | 15400-Intermountain Medical Center | 21102-Angiography | 15400~000000009040 | 361533 | 1098 | IHMCHPHLVA2 | 16-597 | Radiographic/Fluoroscopic Syst | Cath Labs | 1401 | PHILIPS HEALTHCARE | ALLURA XPER FD20 | 1 | 154D21102A | IM ANGIO TL1 | Lab 3 | Life Support / High Risk | IES | ASP_GE | 207 | 5 | 0 | 2007-11-01 | Canyons/Desert
15400-Intermountain Medical Center | 21102 | Angiography | 15400-Intermountain Medical Center | 21102-Angiography | 15400~000000029668 | 819392 | 63856215 | IHMCHPHLVA3 | 16-597 | Radiographic/Fluoroscopic Syst | Cath Labs | 1403 | PHILIPS HEALTHCARE | ALLURA XPER FD20 | 1 | 154D21102A | IM ANGIO TL1 | Common Area | Life Support / High Risk | IES | ASP_GE | 90 | 5 | 0 | 2017-07-11 | Canyons/Desert
15400-Intermountain Medical Center | 21102 | Angiography | 15400-Intermountain Medical Center | 21102-Angiography | 15400~000000009247 | 357616 | 212 | IHMCHPHLVA1 | 16-597 | Radiographic/Fluoroscopic Syst | Cath Labs | 1402 | PHILIPS HEALTHCARE | ALLURA XPER FD20/10 | 1 | 154D21102A | IM ANGIO TL1 | Lab 2 | Life Support / High Risk | IES | ASP_GE | 207 | 5 | 0 | 2007-11-01 | Canyons/Desert
13800-Primary Childrens Hospital | 21102 | Angiography | 13800-Primary Childrens Hospital | 21102-Angiography | 13800~000000008029 | 490155 | 174 | IHPCHPHLVA | 17-192 | Radiographic/Fluoroscopic Syst | Cath Labs | 1353 | PHILIPS HEALTHCARE | ALLURA XPER FD20/20 | 1 | 138D21102A | PC SPEC PROCEDURE LAB 1 FLR W | Interventional Radiology Lab | Life Support / High Risk | IES | ASP_GE | 157 | 5 | 0 | 2011-12-31 | Canyons/Desert
13200-McKay-Dee Hospital Center | 21101 | Radiology | 13200-McKay-Dee Hospital Center | 21101-Radiology | 13200~000000009050 | 511211 | 12000143 | IHMKHPHLXR2 | 16-597 | Radiographic/Fluoroscopic Syst | Cath Labs | 1336 | PHILIPS HEALTHCARE | ALLURA XPER X-RAY SYSTEM | 1 | 132D21101A | MK RADIOLOGY 1ST FLR | Rad Rm 7 Er | Life Support / High Risk | IES | ASP_GE | 149 | 7 | 0 | 2012-08-16 | Canyons/Desert
15400-Intermountain Medical Center | 21111 | Radiology TOSH | 37000-The Orthopedic Specialty Hosp | 21101-Radiology | 15400~000000042444 | 523740 | SN 512235/SN 1200028 | IHOSHPHLXR | 16-597 | Radiographic/Fluoroscopic Syst | Cath Labs | 1405 | PHILIPS HEALTHCARE | ALLURA XPER X-RAY SYSTEM | 1 | 370D21101A | TO RADIOLOGY BLDG 4 L1 | X-Ray Rm | Life Support / High Risk | IES | ASP_GE | 144 | 5 | 0 | 2013-01-04 | Canyons/Desert
40000-Intermountain Medical Group | 74174 | Salt Lake Clinic Admin | 40000-Intermountain Medical Group | 74135-Salt Lake Clinic - Radiology | 40000~000000005958 | 524792 | C006445Y22 | IHSCCPHLXR2 | 16-597 | Radiographic/Fluoroscopic Syst | Cath Labs | 1425 | PHILIPS HEALTHCARE | ALLURA XPER X-RAY SYSTEM | 1 | 400D74135A | MG SL CLINIC RADIOLOGY 1ST FLR | L2 | Life Support / High Risk | IES | ASP_GE | 145 | 5 | 0 | 2012-12-31 | Canyons/Desert
40000-Intermountain Medical Group | 74174 | Salt Lake Clinic Admin | 40000-Intermountain Medical Group | 74135-Salt Lake Clinic - Radiology | 40000~000000005959 | 524791 | C006410Y22 | IHSCCPHLXR1 | 16-597 | Radiographic/Fluoroscopic Syst | Cath Labs | 1426 | PHILIPS HEALTHCARE | ALLURA XPER X-RAY SYSTEM | 1 | 400D74135A | MG SL CLINIC RADIOLOGY 1ST FLR | Radiology FL1 | Life Support / High Risk | IES | ASP_GE | 145 | 5 | 0 | 2012-12-31 | Canyons/Desert
14400-Utah Valley Hospital | 22104 | Operating Rooms | 14400-Utah Valley Hospital | 21102-Angiography | 14400~000000020245 | 851623 | 564 | IHUVHPHLVA | 16-885 | Radiographic/Fluoroscopic Syst | Cath Labs | 1376 | PHILIPS HEALTHCARE | Azurion | 1 | 144D21102A | UV INTERVENTIONAL RADIOLOGY | Hybrid Room | Life Support / High Risk | IES | ASP_GE | 71 | 5 | 0 | 2019-02-17 | Canyons/Desert
37700-Primary Childrens - Lehi | 21102 | Angiography | 37700-Primary Childrens - Lehi | 21102-Angiography | 37700~000000003107 | 919942 | 107794187 | 107794187 | 16-885 | Radiographic/Fluoroscopic Syst | Cath Labs | 1419 | PHILIPS HEALTHCARE | Azurion | 1 | 377D21102A | PL ANGIOGRAPHY | Unspecified | Life Support / High Risk | IES | ASP_GE | 10 | 7 | 6 | 2024-03-13 | Canyons/Desert
12800-LDS Hospital | 21101 | Radiology | 12800-LDS Hospital | 21102-Angiography | 12800~000000004942 | 449044 | 29103 A 2300206 | IHLDHPHLRF | 16-885 | Radiographic/Fluoroscopic Syst | XR / RF | 1318 | PHILIPS HEALTHCARE | BUCKY DIAGNOST TH CORE BLOCK | 1 | 128D21102A | LD ANGIOGRAPHY L1 | Allocated To Angio | Life Support / High Risk | IES | ASP_GE | 168 | 5 | 0 | 2011-01-08 | Canyons/Desert
13200-McKay-Dee Hospital Center | 21101 | Radiology | 13200-McKay-Dee Hospital Center | 21101-Radiology | 13200~000000006242 | 372156 | 414930/SN08000055 | IHMKHPHLXR1 | 16-885 | Radiographic/Fluoroscopic Syst | XR / RF | 1335 | PHILIPS HEALTHCARE | BUCKY DIAGNOST TH CORE BLOCK | 1 | 132D21101A | MK RADIOLOGY 1ST FLR | Quick Diagnostics | Life Support / High Risk | IES | ASP_GE | 193 | 5 | 0 | 2009-01-01 | Canyons/Desert
13800-Primary Childrens Hospital | 21101 | Radiology | 13800-Primary Childrens Hospital | 21101-Radiology | 13800~000000012786 | 353918 | SITEID#544055 | IHPCHPHLXR1 | 16-885 | Radiographic/Fluoroscopic Syst | XR / RF | 1351 | PHILIPS HEALTHCARE | BUCKY DIAGNOST TH CORE BLOCK | 1 | 138D21101A | PC MEDICAL IMAGING 1ST FLR W | Radiographic Rm 7 | Life Support / High Risk | IES | ASP_GE | 218 | 5 | 0 | 2006-12-01 | Canyons/Desert
15400-Intermountain Medical Center | 21101 | Radiology | 15400-Intermountain Medical Center | 21101-Radiology | 15400~000000006598 | 344868 | 07 01 0434 | IHMCHPHLRF3 | 16-885 | Radiographic/Fluoroscopic Syst | XR / RF | 1393 | PHILIPS HEALTHCARE | BUCKY DIAGNOST TH CORE BLOCK | 1 | 154D21101A | IM RADIOLOGY ADMI OFFICE TLL1 | BldgB L2 OutptRadCommon Area | Life Support / High Risk | IES | ASP_GE | 207 | 5 | 0 | 2007-11-01 | Canyons/Desert
15400-Intermountain Medical Center | 21101 | Radiology | 15400-Intermountain Medical Center | 21101-Radiology | 15400~000000006600 | 352147 | 07 01 0443 | IHMCHPHLRF5 | 16-885 | Radiographic/Fluoroscopic Syst | XR / RF | 1394 | PHILIPS HEALTHCARE | BUCKY DIAGNOST TH CORE BLOCK | 1 | 154D21101A | IM RADIOLOGY ADMI OFFICE TLL1 | Bldg C LL1 Radiol Common Area | Life Support / High Risk | IES | ASP_GE | 207 | 5 | 0 | 2007-11-01 | Canyons/Desert
15400-Intermountain Medical Center | 21101 | Radiology | 15400-Intermountain Medical Center | 21101-Radiology | 15400~000000006602 | 352148 | 07 01 0419 | IHMCHPHLRF6 | 16-885 | Radiographic/Fluoroscopic Syst | XR / RF | 1396 | PHILIPS HEALTHCARE | BUCKY DIAGNOST TH CORE BLOCK | 1 | 154D21101A | IM RADIOLOGY ADMI OFFICE TLL1 | Bldg C LL1 Radiol Xray Room 3 | Life Support / High Risk | IES | ASP_GE | 207 | 5 | 0 | 2007-11-01 | Canyons/Desert
15400-Intermountain Medical Center | 21101 | Radiology | 15400-Intermountain Medical Center | 21101-Radiology | 15400~000000006603 | 344865 | 359449 | IHMCHPHLRF2 | 16-885 | Radiographic/Fluoroscopic Syst | XR / RF | 1397 | PHILIPS HEALTHCARE | BUCKY DIAGNOST TH CORE BLOCK | 1 | 154D21101A | IM RADIOLOGY ADMI OFFICE TLL1 | BldgB L2 OutptRadCommon Area | Life Support / High Risk | IES | ASP_GE | 207 | 5 | 0 | 2007-11-01 | Canyons/Desert
12800-LDS Hospital | 21101 | Radiology | 12800-LDS Hospital | 21101-Radiology | 12800~000000004940 | 448957 | UNKNOWN | IHLDHPHLXR | 16-885 | Radiographic/Fluoroscopic Syst | XR / RF | 1316 | PHILIPS HEALTHCARE | BUCKY DIAGNOST VE | 1 | 128D21101A | LD RADIOLOGY L1 | Radiol L1 Common Area | Life Support / High Risk | IES | ASP_GE | 167 | 5 | 0 | 2011-02-04 | Canyons/Desert
13800-Primary Childrens Hospital | 21101 | Radiology | 13800-Primary Childrens Hospital | 21601-Ultrasound | 13800~000000007992 | 463976 | 52958133 | IHPCHPHLXR3 | 16-885 | Radiographic/Fluoroscopic Syst | XR / RF | 1352 | PHILIPS HEALTHCARE | BUCKY DIAGNOST VE | 1 | 138D21601A | PC ULT RADIOLOGY 1ST FLR W | Unspecified | Life Support / High Risk | IES | ASP_GE | 161 | 20 | 7 | 2011-08-31 | Canyons/Desert
15400-Intermountain Medical Center | 21101 | Radiology | 15400-Intermountain Medical Center | 21101-Radiology | 15400~000000006601 | 352145 | 550357 | IHMCHPHLXR1 | 16-885 | Radiographic/Fluoroscopic Syst | XR / RF | 1395 | PHILIPS HEALTHCARE | BUCKY DIAGNOST VE | 1 | 154D21101A | IM RADIOLOGY ADMI OFFICE TLL1 | Bldg C LL1 Radiol Common Area | Life Support / High Risk | IES | ASP_GE | 207 | 5 | 0 | 2007-11-01 | Canyons/Desert
11800-American Fork Hospital | 21101 | Radiology | 11800-American Fork Hospital | 21101-Radiology | 11800~000000001434 | 490148 | 153979015 | IHAFHPHLRF | 18-437 | Radiographic/Fluoroscopic Syst | XR / RF | 1291 | PHILIPS HEALTHCARE | EASYDIAGNOST ELEVA | 1 | 118D21101A | AF RADIOLOGY | X-Ray | Life Support / High Risk | IES | ASP_GE | 161 | 5 | 0 | 2011-08-25 | Canyons/Desert
13800-Primary Childrens Hospital | 21001 | Imaging Administration | 13800-Primary Childrens Hospital | 21001-Imaging Administration | 13800~000000023476 | 813720 | 62305530 | IHPCHPHLRF3 | 18-437 | Radiographic/Fluoroscopic Syst | XR / RF | 1349 | PHILIPS HEALTHCARE | EASYDIAGNOST ELEVA | 1 | 138D21001A | PC IMAGING L1 | Unspecified | Life Support / High Risk | IES | ASP_GE | 98 | 5 | 0 | 2016-11-04 | Canyons/Desert
14400-Utah Valley Hospital | 21101 | Radiology | 14400-Utah Valley Hospital | 21101-Radiology | 14400~000000006409 | 449279 | 11000026 | IHUVHPHLRF | 18-437 | Radiographic/Fluoroscopic Syst | XR / RF | 1373 | PHILIPS HEALTHCARE | EASYDIAGNOST ELEVA | 1 | 144D21101A | UV RADIOLOGY | 7 | Life Support / High Risk | IES | ASP_GE | 163 | 5 | 0 | 2011-06-14 | Canyons/Desert
14600-Cedar City Hospital | 21101 | Radiology | 14600-Cedar City Hospital | 21001-Imaging Administration | 14600~000000002290 | 808425 | 14000541 | IHCCHPHLRF | 18-437 | Radiographic/Fluoroscopic Syst | XR / RF | 1384 | PHILIPS HEALTHCARE | EASYDIAGNOST ELEVA | 1 | 146D21001A | CC IMAGING ADMINISTRATION | Imaging Administration | Life Support / High Risk | IES | ASP_GE | 119 | 8 | 0 | 2015-02-10 | Canyons/Desert
12600-St George Regional Hospital | 21101 | Radiology | 12600-St George Regional Hospital | 21101-Radiology | 12600~000000013859 | 807937 | 15000042 | IHDXHPHLRF | 18-437 | Radiographic/Fluoroscopic Syst | XR / RF | 1309 | PHILIPS HEALTHCARE | EASYDIAGNOST ELEVA DRF | 1 | 126D21101A | SG RADIOLOGY | Common Area | Life Support / High Risk | IES | ASP_GE | 109 | 7 | 0 | 2015-12-03 | Canyons/Desert
13900-Riverton Hospital | 21101 | Radiology | 13900-Riverton Hospital | 21101-Radiology | 13900~000000000851 | 412208 | 42550937 | IHRVHPHLRF1 | 18-437 | Radiographic/Fluoroscopic Syst | XR / RF | 1359 | PHILIPS HEALTHCARE | EASYDIAGNOST ELEVA DRF | 1 | 139D21101A | RV RADIOLOGY | Rad Rm | Life Support / High Risk | IES | ASP_GE | 183 | 5 | 0 | 2009-11-01 | Canyons/Desert
37500-Primary Childrens - Riverton | 21101 | Radiology | 37500-Primary Childrens - Riverton | 21101-Radiology | 37500~000000000172 | 404447 | 42473347 | IHRVHPHLRF4 | 18-437 | Radiographic/Fluoroscopic Syst | XR / RF | 1417 | PHILIPS HEALTHCARE | EASYDIAGNOST ELEVA DRF | 1 | 375D21101A | PR RADIOLOGY | Rad-Flouro 2 | Life Support / High Risk | IES | ASP_GE | 183 | 20 | 5 | 2009-11-01 | Canyons/Desert
37500-Primary Childrens - Riverton | 21101 | Radiology | 37500-Primary Childrens - Riverton | 21101-Radiology | 37500~000000000176 | 404446 | 428620 | IHRVHPHLRF3 | 18-437 | Radiographic/Fluoroscopic Syst | XR / RF | 1418 | PHILIPS HEALTHCARE | EASYDIAGNOST ELEVA DRF | 1 | 375D21101A | PR RADIOLOGY | Rad-Flouro 1 | Life Support / High Risk | IES | ASP_GE | 183 | 20 | 5 | 2009-11-01 | Canyons/Desert
11600-Alta View Hospital | 21101 | Radiology | 11300-Supply Chain Organization | 32213-Asset Recovery - SLC | 11600~000000002799 | 474855 | 53695522 | IHAVHPHLRF2 | 16-885 | Radiographic/Fluoroscopic Syst | XR / RF | 1288 | PHILIPS HEALTHCARE | JUNO DRF | 1 | 113D32213C | SC ASSET RECOVERY AIRPORT WHS | Sold | Life Support / High Risk | IES | ASP_GE | 159 | 5 | 0 | 2011-10-20 | Canyons/Desert
15400-Intermountain Medical Center | 21101 | Radiology | 15400-Intermountain Medical Center | 21101-Radiology | 15400~000000005048 | 295488 | 544123 | IHMCHPHLRF1 | 17-192 | Radiographic/Fluoroscopic Syst | XR / RF | 1391 | PHILIPS HEALTHCARE | MULTIDIAGNOST ELEVA | 1 | 154D21101A | IM RADIOLOGY ADMI OFFICE TLL1 | BldgB L2 OutptRadCommon Area | Life Support / High Risk | IES | ASP_GE | 222 | 5 | 0 | 2006-07-25 | Canyons/Desert
11600-Alta View Hospital | 21101 | Radiology | 11600-Alta View Hospital | 21101-Radiology | 11600~000000003072 | 527109 | 000032 | IHAVHPHLRF3 | 17-192 | Radiographic/Fluoroscopic Syst | XR / RF | 1289 | PHILIPS HEALTHCARE | MULTIDIAGNOST ELEVA | 1 | 116D21101A | AV RADIOLOGY | X-Ray | Life Support / High Risk | IES | ASP_GE | 144 | 7 | 0 | 2013-01-10 | Canyons/Desert
13800-Primary Childrens Hospital | 21101 | Radiology | 13800-Primary Childrens Hospital | 21001-Imaging Administration | 13800~000000029483 | 864553 | 10000020 | IHPCHPHLRF4 | 99-108 | Radiographic/Fluoroscopic Syst | XR / RF | 1350 | PHILIPS HEALTHCARE | PROXIDIAGNOST N90 | 1 | 138D21001A | PC IMAGING L1 | Imaging Administration | Non Life Support | IES | ASP_GE | 52 | 5 | 1 | 2020-09-08 | Canyons/Desert
13800-Primary Childrens Hospital | 22104 | Operating Rooms | 11300-Supply Chain Organization | 32213-Asset Recovery - SLC | 13800~000000032059 | 904134 | 400-813386 |  | 16-597 | Radiographic/Fluoroscopic Syst | Cath Labs | 1355 | SIEMENS HEALTHCARE | Artis Pheno VE10 | 1 | 113D32213C | SC ASSET RECOVERY AIRPORT WHS | Received | Life Support / High Risk | IES | ASP_SIEMEN | 27 | 5 | 3 | 2022-10-18 | Canyons/Desert
13000-Logan Regional Hospital | 20501 | Cardiovascular Lab | 13000-Logan Regional Hospital | 20501-Cardiovascular Lab | 13000~000000012080 | 909350 | 230110 | IHLRHSIXV1 | 16-597 | Radiographic/Fluoroscopic Syst | Cath Labs | 1326 | SIEMENS HEALTHCARE | ARTIS Q CEILING | 1 | 130D20501A | LO CARDIO VASCULAR CATH LAB | Procedure Room Combo | Non Life Support | IES | ASP_SIEMEN | 21 | 5 | 3 | 2023-04-10 | Canyons/Desert
13200-McKay-Dee Hospital Center | 21102 | Angiography | 13200-McKay-Dee Hospital Center | 21102-Angiography | 13200~000000022245 | 864379 | 109803 | IHMKHSIEVA6/400-661300 | 16-597 | Radiographic/Fluoroscopic Syst | Cath Labs | 1340 | SIEMENS HEALTHCARE | ARTIS Q CEILING | 1 | 132D21102A | MK ANGIO 1ST FLR | Common Area | Non Life Support | IES | ASP_GE | 56 | 7 | 2 | 2020-05-11 | Canyons/Desert
15400-Intermountain Medical Center | 20501 | Cardiovascular Lab | 15400-Intermountain Medical Center | 20501-Cardiovascular Lab | 15400~000000037144 | 887583 | 111504 | IHIMCSIEVA5(400-713756) | 16-597 | Radiographic/Fluoroscopic Syst | Cath Labs | 1387 | SIEMENS HEALTHCARE | ARTIS Q CEILING | 1 | 154D20501A | IM CARDIO CATH LAB SL1 | Lab 9 | Non Life Support | IES | ASP_SIEMEN | 46 | 5 | 1 | 2021-03-30 | Canyons/Desert
15400-Intermountain Medical Center | 20501 | Cardiovascular Lab | 15400-Intermountain Medical Center | 20501-Cardiovascular Lab | 15400~000000039753 | 897862 | 674062271 | 400-776657 | 16-597 | Radiographic/Fluoroscopic Syst | Cath Labs | 1388 | SIEMENS HEALTHCARE | ARTIS Q CEILING | 1 | 154D20501A | IM CARDIO CATH LAB SL1 | Lab 1 | Non Life Support | IES | ASP_SIEMEN | 31 | 5 | 2 | 2022-06-14 | Canyons/Desert
13200-McKay-Dee Hospital Center | 20501 | Cardiovascular Lab | 13200-McKay-Dee Hospital Center | 20501-Cardiovascular Lab | 13200~000000009953 | 573850 | 10848280_103008 | 400-453297 | 16-597 | Radiographic/Fluoroscopic Syst | Cath Labs | 1332 | SIEMENS HEALTHCARE | ARTIS Q FLOOR | 1 | 132D20501A | MK CARDIOLOGY 3RD FLR | Cath Lab Rm 3 | Life Support / High Risk | IES | ASP_SIEMEN | 133 | 7 | 0 | 2013-12-13 | Canyons/Desert
12600-St George Regional Hospital | 20501 | Cardiovascular Lab | 12600-St George Regional Hospital | 20501-Cardiovascular Lab | 12600~000000007100 | 457156 | 1141 | 400-274412 | 16-597 | Radiographic/Fluoroscopic Syst | Cath Labs | 1300 | SIEMENS HEALTHCARE | ARTIS ZEE | 1 | 126D20501A | SG CATH LAB RR | CV Lab Cath Lab 3 | Life Support / High Risk | IES | ASP_SIEMEN | 201 | 5 | 0 | 2008-04-26 | Canyons/Desert
13200-McKay-Dee Hospital Center | 21101 | Radiology | 13200-McKay-Dee Hospital Center | 21101-Radiology | 13200~000000009638 | 557485 | 157999 | IHMKHSIEVA2/400-443835 | 16-597 | Radiographic/Fluoroscopic Syst | Cath Labs | 1337 | SIEMENS HEALTHCARE | ARTIS ZEE | 1 | 132D21101A | MK RADIOLOGY 1ST FLR | Rad Rm 6 Storage | Life Support / High Risk | IES | ASP_GE | 135 | 7 | 0 | 2013-10-10 | Canyons/Desert
14400-Utah Valley Hospital | 20501 | Cardiovascular Lab | 14400-Utah Valley Hospital | 20501-Cardiovascular Lab | 14400~000000007450 | 487915 | 136609 | 400-434457 ROOM 2 | 16-597 | Radiographic/Fluoroscopic Syst | Cath Labs | 1367 | SIEMENS HEALTHCARE | ARTIS ZEE | 1 | 144D20501A | UV CARDIOVASCULAR LAB | Ep Lab West | Life Support / High Risk | IES | ASP_SIEMEN | 138 | 5 | 0 | 2013-07-22 | Canyons/Desert
14400-Utah Valley Hospital | 21001 | Imaging Administration | 14400-Utah Valley Hospital | 21001-Imaging Administration | 14400~000000025389 | 901448 | 30204 |  | 16-597 | Radiographic/Fluoroscopic Syst | Cath Labs | 1372 | SIEMENS HEALTHCARE | ARTIS ZEE | 1 | 144D21001A | UV IMAGING ADMINISTRATION | Unspecified | Life Support / High Risk | IES | ASP_ALL | 26 | 5 | 3 | 2022-11-03 | Canyons/Desert
11800-American Fork Hospital | 21102 | Angiography | 11800-American Fork Hospital | 21001-Imaging Administration | 11800~000000005619 | 818017 | HXH7005504 | IHAFHSIEVA1/IHAFHSIEVA2 | 17-192 | Radiographic/Fluoroscopic Syst | Cath Labs | 1292 | SIEMENS HEALTHCARE | ARTIS ZEE CEILING-MOUNTED SYS | 1 | 118D21001A | AF IMAGING ADMINISTRATION | Unspecified | Life Support / High Risk | IES | ASP_GE | 95 | 7 | 0 | 2017-02-07 | Canyons/Desert
12600-St George Regional Hospital | 20501 | Cardiovascular Lab | 12600-St George Regional Hospital | 20501-Cardiovascular Lab | 12600~000000002909 | 490635 | 400-412240 | 400-412240 | 17-192 | Radiographic/Fluoroscopic Syst | Cath Labs | 1299 | SIEMENS HEALTHCARE | ARTIS ZEE CEILING-MOUNTED SYS | 1 | 126I20501A | SG CATH LAB RR | Unspecified | Life Support / High Risk | IES | ASP_SIEMEN | 141 | 5 | 0 | 2013-05-01 | Canyons/Desert
14400-Utah Valley Hospital | 21102 | Angiography | 14400-Utah Valley Hospital | 21101-Radiology | 14400~000000007661 | 487914 | 147661 | IHUVHSIEVA3/400-431772 | 17-192 | Radiographic/Fluoroscopic Syst | Cath Labs | 1375 | SIEMENS HEALTHCARE | ARTIS ZEE CEILING-MOUNTED SYS | 1 | 144D21101A | UV RADIOLOGY | Unspecified | Life Support / High Risk | IES | ASP_GE | 138 | 5 | 0 | 2013-08-01 | Canyons/Desert
12600-St George Regional Hospital | 20501 | Cardiovascular Lab | 12600-St George Regional Hospital | 20501-Cardiovascular Lab | 12600~000000020070 | 848410 | 164080 | 400-569308 | 17-192 | Radiographic/Fluoroscopic Syst | Cath Labs | 1304 | SIEMENS HEALTHCARE | ARTIS ZEE MULTI PURPOSE | 1 | 126D20501A | SG CATH LAB RR | Cath Lab Common | Life Support / High Risk | IES | ASP_SIEMEN | 69 | 5 | 0 | 2019-04-19 | Canyons/Desert
12600-St George Regional Hospital | 20501 | Cardiovascular Lab | 12600-St George Regional Hospital | 21102-Angiography | 12600~000000003638 | 434703 | 4080 | 400-353981 | 17-192 | Radiographic/Fluoroscopic Syst | Cath Labs | 1306 | SIEMENS HEALTHCARE | ARTIS ZEE MULTI PURPOSE | 1 | 126D21102A | DX ANGIOGRAPHY EXPENSE RR | Angio Common Area | Life Support / High Risk | IES | ASP_SIEMEN | 171 | 5 | 0 | 2010-11-01 | Canyons/Desert
12600-St George Regional Hospital | 21101 | Radiology | 12600-St George Regional Hospital | 21101-Radiology | 12600~000000004177 | 490483 | 400-413365 | IHDXHSIEVA4/400-413365 | 17-192 | Radiographic/Fluoroscopic Syst | Cath Labs | 1308 | SIEMENS HEALTHCARE | ARTIS ZEE MULTI PURPOSE | 1 | 126D21101E | SG RADIOLOGY RR CAMPUS | Radiol Imaging 3 | Life Support / High Risk | IES | ASP_SIEMEN | 140 | 7 | 0 | 2013-06-01 | Canyons/Desert
13000-Logan Regional Hospital | 20501 | Cardiovascular Lab | 13000-Logan Regional Hospital | 20501-Cardiovascular Lab | 13000~000000002767 | 494119 | 1414932 | 400-396745 | 17-192 | Radiographic/Fluoroscopic Syst | Cath Labs | 1325 | SIEMENS HEALTHCARE | ARTIS ZEE MULTI PURPOSE | 1 | 130D20501A | LO CARDIO VASCULAR CATH LAB | Allocated To Cath Lab | Life Support / High Risk | IES | ASP_SIEMEN | 152 | 7 | 0 | 2012-05-04 | Canyons/Desert
13200-McKay-Dee Hospital Center | 20501 | Cardiovascular Lab | 13200-McKay-Dee Hospital Center | 20501-Cardiovascular Lab | 13200~000000006410 | 398270 | 10892 | 400-309984 CATH LAB 4 | 17-192 | Radiographic/Fluoroscopic Syst | Cath Labs | 1331 | SIEMENS HEALTHCARE | ARTIS ZEE MULTI PURPOSE | 1 | 132D20501A | MK CARDIOLOGY 3RD FLR | Cath Lab Rm 4 | Life Support / High Risk | IES | ASP_SIEMEN | 184 | 20 | 5 | 2009-10-01 | Canyons/Desert
13800-Primary Childrens Hospital | 20501 | Cardiovascular Lab | 13800-Primary Childrens Hospital | 20501-Cardiovascular Lab | 13800~000000008103 | 469714 | UNKNOWN | IHPCHSIEVA2/400-385870 | 17-192 | Radiographic/Fluoroscopic Syst | Cath Labs | 1347 | SIEMENS HEALTHCARE | ARTIS ZEE MULTI PURPOSE | 1 | 138D20501A | PC CATH LAB L1 | Cath Lab 2 1D166 | Life Support / High Risk | IES | ASP_SIEMEN | 161 | 5 | 0 | 2011-08-31 | Canyons/Desert
14400-Utah Valley Hospital | 20501 | Cardiovascular Lab | 14400-Utah Valley Hospital | 21101-Radiology | 14400~000000020176 | 848534 | 131231 | IHUVHSIEVA4/400-606387 | 17-192 | Radiographic/Fluoroscopic Syst | Cath Labs | 1368 | SIEMENS HEALTHCARE | ARTIS ZEE MULTI PURPOSE | 1 | 144D21101A | UV RADIOLOGY | Unspecified | Life Support / High Risk | IES | ASP_SIEMEN | 71 | 5 | 0 | 2019-02-17 | Canyons/Desert
14400-Utah Valley Hospital | 21101 | Radiology | 14400-Utah Valley Hospital | 21101-Radiology | 14400~000000023703 | 893217 | 159049 | IHUVHSIEVA7/400-712174 | 17-192 | Radiographic/Fluoroscopic Syst | Cath Labs | 1374 | SIEMENS HEALTHCARE | ARTIS ZEE MULTI PURPOSE | 1 | 144D21101A | UV RADIOLOGY | 2 | Life Support / High Risk | IES | ASP_ALL | 40 | 5 | 2 | 2021-09-24 | Canyons/Desert
15400-Intermountain Medical Center | 21111 | Radiology TOSH | 37000-The Orthopedic Specialty Hosp | 44021-Information Systems | 15400~000000042459 | 848287 | 400-624280 | IHOSHSIEVA/400-624280 | 17-192 | Radiographic/Fluoroscopic Syst | Cath Labs | 1406 | SIEMENS HEALTHCARE | ARTIS ZEE MULTI PURPOSE | 1 | 370D44021A | TO INFORMATION SYSTEMS | Unspecified | Life Support / High Risk | IES | ASP_GE | 69 | 7 | 1 | 2019-04-08 | Canyons/Desert
13000-Logan Regional Hospital | 20501 | Cardiovascular Lab | 13000-Logan Regional Hospital | 20501-Cardiovascular Lab | 13000~000000001035 | 226175 | 01640 | 400-127396 | 16-597 | Radiographic/Fluoroscopic Syst | Cath Labs | 1324 | SIEMENS HEALTHCARE | AXIOM ARTIS | 1 | 130D20501A | LO CARDIO VASCULAR CATH LAB | Combo Lab | Life Support / High Risk | IES | ASP_SIEMEN | 258 | 10 | 0 | 2003-07-31 | Canyons/Desert
15400-Intermountain Medical Center | 20501 | Cardiovascular Lab | 15400-Intermountain Medical Center | 20501-Cardiovascular Lab | 15400~000000009063 | 356101 | 46216 | 400-204632 | 16-597 | Radiographic/Fluoroscopic Syst | Cath Labs | 1386 | SIEMENS HEALTHCARE | AXIOM ARTIS | 1 | 154D20501A | IM CARDIO CATH LAB SL1 | Lab 3 | Life Support / High Risk | IES | ASP_SIEMEN | 207 | 5 | 0 | 2007-11-01 | Canyons/Desert
15400-Intermountain Medical Center | 20501 | Cardiovascular Lab | 15400-Intermountain Medical Center | 21001-Imaging Administration | 15400~000000031423 | 359732 | UNKNOWN | 400-196605 | 16-597 | Radiographic/Fluoroscopic Syst | Cath Labs | 1389 | SIEMENS HEALTHCARE | AXIOM ARTIS | 1 | 154D21001A | IM IMAGING ADMIN TOWER TLL1 | Bldg C Imaging Admin | Life Support / High Risk | IES | ASP_SIEMEN | 205 | 5 | 0 | 2008-01-01 | Canyons/Desert
12600-St George Regional Hospital | 20501 | Cardiovascular Lab | 12600-St George Regional Hospital | 20501-Cardiovascular Lab | 12600~000000013231 | 800061 | 109096 | 400-485429 | 16-597 | Radiographic/Fluoroscopic Syst | Cath Labs | 1301 | SIEMENS HEALTHCARE | AXIOM ARTIS Q | 1 | 126D20501A | SG CATH LAB RR | Unspecified | Life Support / High Risk | IES | ASP_SIEMEN | 120 | 7 | 0 | 2015-01-05 | Canyons/Desert
12600-St George Regional Hospital | 20501 | Cardiovascular Lab | 12600-St George Regional Hospital | 20501-Cardiovascular Lab | 12600~000000013827 | 811283 | 400-505496 | 400-505496 | 16-597 | Radiographic/Fluoroscopic Syst | Cath Labs | 1302 | SIEMENS HEALTHCARE | AXIOM ARTIS Q | 1 | 126D20501A | SG CATH LAB RR | Unspecified | Life Support / High Risk | IES | ASP_SIEMEN | 112 | 7 | 0 | 2015-09-24 | Canyons/Desert
12600-St George Regional Hospital | 20501 | Cardiovascular Lab | 12600-St George Regional Hospital | 20501-Cardiovascular Lab | 12600~000000018859 | 838680 | 22596 | 400-534589 | 16-597 | Radiographic/Fluoroscopic Syst | Cath Labs | 1303 | SIEMENS HEALTHCARE | AXIOM ARTIS Q | 1 | 126D20501A | SG CATH LAB RR | CV Lab Cath Lab | Life Support / High Risk | IES | ASP_SIEMEN | 73 | 7 | 1 | 2018-12-12 | Canyons/Desert
12600-St George Regional Hospital | 20501 | Cardiovascular Lab | 12600-St George Regional Hospital | 21101-Radiology | 12600~000000004448 | 490499 | 121004 | 400-435564 | 16-597 | Radiographic/Fluoroscopic Syst | Cath Labs | 1305 | SIEMENS HEALTHCARE | AXIOM ARTIS Q | 1 | 126D21101A | SG RADIOLOGY | Radiology | Life Support / High Risk | IES | ASP_SIEMEN | 135 | 5 | 0 | 2013-11-01 | Canyons/Desert
12600-St George Regional Hospital | 21101 | Radiology | 12600-St George Regional Hospital | 20501-Cardiovascular Lab | 12600~000000020532 | 852020 | 109542 | 400-570759 | 16-597 | Radiographic/Fluoroscopic Syst | Cath Labs | 1307 | SIEMENS HEALTHCARE | AXIOM ARTIS Q | 1 | 126D20501A | SG CATH LAB RR | CV Lab Cath Lab | Life Support / High Risk | IES | ASP_SIEMEN | 65 | 5 | 0 | 2019-08-16 | Canyons/Desert
12600-St George Regional Hospital | 21101 | Radiology | 12600-St George Regional Hospital | 21101-Radiology | 12600~000000018257 | 834434 | 400-569308 | 400-569308 | 16-597 | Radiographic/Fluoroscopic Syst | Cath Labs | 1310 | SIEMENS HEALTHCARE | AXIOM ARTIS Q | 1 | 126D21101B | SG RADIOLOGY HEALTH CENTER RR | Unspecified | Life Support / High Risk | IES | ASP_SIEMEN | 83 | 7 | 0 | 2018-02-21 | Canyons/Desert
13200-McKay-Dee Hospital Center | 20501 | Cardiovascular Lab | 13200-McKay-Dee Hospital Center | 20501-Cardiovascular Lab | 13200~000000016385 | 811275 | 109103 | 400-485891 | 16-597 | Radiographic/Fluoroscopic Syst | Cath Labs | 1333 | SIEMENS HEALTHCARE | AXIOM ARTIS Q | 1 | 132D20501A | MK CARDIOLOGY 3RD FLR | Cath Lab Rm 2 | Life Support / High Risk | IES | ASP_SIEMEN | 116 | 50 | 40 | 2015-05-10 | Canyons/Desert
13200-McKay-Dee Hospital Center | 20501 | Cardiovascular Lab | 13200-McKay-Dee Hospital Center | 20501-Cardiovascular Lab | 13200~000000016994 | 811274 | 400-509855 | 400-509855 | 16-597 | Radiographic/Fluoroscopic Syst | Cath Labs | 1334 | SIEMENS HEALTHCARE | AXIOM ARTIS Q | 1 | 132D20501A | MK CARDIOLOGY 3RD FLR | Unspecified | Life Support / High Risk | IES | ASP_SIEMEN | 110 | 7 | 0 | 2015-12-01 | Canyons/Desert
13800-Primary Childrens Hospital | 20501 | Cardiovascular Lab | 13800-Primary Childrens Hospital | 20501-Cardiovascular Lab | 13800~000000023891 | 815194 | 123205 | 400-539789 | 16-597 | Radiographic/Fluoroscopic Syst | Cath Labs | 1348 | SIEMENS HEALTHCARE | AXIOM ARTIS Q | 1 | 138D20501A | PC CATH LAB L1 | Cath Lab 1 | Life Support / High Risk | IES | ASP_SIEMEN | 97 | 7 | 0 | 2016-12-15 | Canyons/Desert
14400-Utah Valley Hospital | 20501 | Cardiovascular Lab | 14400-Utah Valley Hospital | 21101-Radiology | 14400~000000020834 | 852023 | 105123 | 400-599632 | 16-597 | Radiographic/Fluoroscopic Syst | Cath Labs | 1369 | SIEMENS HEALTHCARE | AXIOM ARTIS Q | 1 | 144D21101A | UV RADIOLOGY | Unspecified | Life Support / High Risk | IES | ASP_SIEMEN | 71 | 7 | 1 | 2019-02-09 | Canyons/Desert
14400-Utah Valley Hospital | 20501 | Cardiovascular Lab | 14400-Utah Valley Hospital | 21101-Radiology | 14400~000000020835 | 852021 | 105121 | 400-599633 | 16-597 | Radiographic/Fluoroscopic Syst | Cath Labs | 1370 | SIEMENS HEALTHCARE | AXIOM ARTIS Q | 1 | 144D21101A | UV RADIOLOGY | Unspecified | Life Support / High Risk | IES | ASP_SIEMEN | 71 | 7 | 1 | 2019-02-09 | Canyons/Desert
14400-Utah Valley Hospital | 20501 | Cardiovascular Lab | 14400-Utah Valley Hospital | 21101-Radiology | 14400~000000020836 | 852022 | 105122 | 400-599634 | 16-597 | Radiographic/Fluoroscopic Syst | Cath Labs | 1371 | SIEMENS HEALTHCARE | AXIOM ARTIS Q | 1 | 144D21101A | UV RADIOLOGY | Unspecified | Life Support / High Risk | IES | ASP_SIEMEN | 70 | 7 | 1 | 2019-03-15 | Canyons/Desert
15400-Intermountain Medical Center | 20501 | Cardiovascular Lab | 15400-Intermountain Medical Center | 21102-Angiography | 15400~000000034279 | 852098 | 111143 | 400-612087 | 16-597 | Radiographic/Fluoroscopic Syst | Cath Labs | 1390 | SIEMENS HEALTHCARE | AXIOM ARTIS Q | 1 | 154D21102A | IM ANGIO TL1 | Unspecified | Life Support / High Risk | IES | ASP_SIEMEN | 66 | 7 | 2 | 2019-07-30 | Canyons/Desert
15400-Intermountain Medical Center | 21102 | Angiography | 15400-Intermountain Medical Center | 21102-Angiography | 15400~000000033415 | 849170 | 109627 | IHMCHSIEVA2/400-606564 | 16-597 | Radiographic/Fluoroscopic Syst | Cath Labs | 1404 | SIEMENS HEALTHCARE | AXIOM ARTIS Q | 1 | 154D21102A | IM ANGIO TL1 | Unspecified | Life Support / High Risk | IES | ASP_SIEMEN | 68 | 7 | 1 | 2019-05-08 | Canyons/Desert
15400-Intermountain Medical Center | 21101 | Radiology | 15400-Intermountain Medical Center | 21101-Radiology | 15400~000000019802 | 344867 | 5106 | IHMCHSIERF1 | 18-437 | Radiographic/Fluoroscopic Syst | Cath Labs | 1398 | SIEMENS HEALTHCARE | AXIOM ICONOS R200 | 1 | 154D21101A | IM RADIOLOGY ADMI OFFICE TLL1 | BldgB L2 OutptRadCommon Area | Life Support / High Risk | IES | ASP_GE | 207 | 5 | 0 | 2007-10-29 | Canyons/Desert
13000-Logan Regional Hospital | 21101 | Radiology | 13000-Logan Regional Hospital | 21101-Radiology | 13000~000000003039 | 488007 | 2248 | IHLRHSIERF | 16-885 | Radiographic/Fluoroscopic Syst | XR / RF | 1327 | SIEMENS HEALTHCARE | AXIOM LUMINOS TF | 1 | 130D21101A | LO RADIOLOGY | Exam 5 | Life Support / High Risk | IES | ASP_GE | 147 | 7 | 0 | 2012-10-19 | Canyons/Desert
15400-Intermountain Medical Center | 21101 | Radiology | 15400-Intermountain Medical Center | 21101-Radiology | 15400~000000005917 | 352157 | 1355 | IHMCHSIERF5/400-196597 | 16-885 | Radiographic/Fluoroscopic Syst | XR / RF | 1392 | SIEMENS HEALTHCARE | AXIOM LUMINOS TF | 1 | 154D21101A | IM RADIOLOGY ADMI OFFICE TLL1 | Bldg C LL1 Radiol Xray Room 1 | Life Support / High Risk | IES | ASP_GE | 207 | 8 | 0 | 2007-11-01 | Canyons/Desert
15400-Intermountain Medical Center | 21101 | Radiology | 15400-Intermountain Medical Center | 21101-Radiology | 15400~000000019803 | 352149 | 1332 | IHMCHSIERF2/400-196593 | 16-885 | Radiographic/Fluoroscopic Syst | XR / RF | 1399 | SIEMENS HEALTHCARE | AXIOM LUMINOS TF | 1 | 154D21101A | IM RADIOLOGY ADMI OFFICE TLL1 | Bldg C LL1 Radiol Xray Room 2 | Life Support / High Risk | IES | ASP_GE | 207 | 5 | 0 | 2007-10-30 | Canyons/Desert
15400-Intermountain Medical Center | 22451 | Endoscopy Lab | 15400-Intermountain Medical Center | 22451-Endoscopy Lab | 15400~000000005916 | 349562 | 1060 / 400-196604 | IHMCHSIERF3/400-196604 | 16-885 | Radiographic/Fluoroscopic Syst | XR / RF | 1411 | SIEMENS HEALTHCARE | AXIOM LUMINOS TF | 1 | 154D22451A | IM ENDOSCOPY EL2 | BldgB Endo L2 Common Area | Life Support / High Risk | IES | ASP_GE | 207 | 8 | 0 | 2007-11-01 | Canyons/Desert
12200-Cassia Regional Hospital | 21101 | Radiology | 12200-Cassia Regional Hospital | 21101-Radiology | 12200~000000003122 | 857476 | 63223 | IHCRHSIEXR44 | 16-885 | Radiographic/Fluoroscopic Syst | XR / RF | 1296 | SIEMENS HEALTHCARE | LUMINOS AGILE | 1 | 122D21101A | CA RADIOLOGY | Unspecified | Life Support / High Risk | IES | ASP_GE | 64 | 7 | 2 | 2019-10-01 | Canyons/Desert
12800-LDS Hospital | 21101 | Radiology | 12800-LDS Hospital | 21101-Radiology | 12800~000000012548 | 808016 | 61207 | IHLDHSIERF/400-518756 | 16-885 | Radiographic/Fluoroscopic Syst | XR / RF | 1317 | SIEMENS HEALTHCARE | LUMINOS AGILE | 1 | 128D21101A | LD RADIOLOGY L1 | Unspecified | Life Support / High Risk | IES | ASP_GE | 105 | 8 | 0 | 2016-04-29 | Canyons/Desert
13200-McKay-Dee Hospital Center | 21101 | Radiology | 13200-McKay-Dee Hospital Center | 21101-Radiology | 13200~000000015668 | 728005 | 403271452 | IHMKHSIERF3/400-480541 | 16-885 | Radiographic/Fluoroscopic Syst | XR / RF | 1338 | SIEMENS HEALTHCARE | LUMINOS AGILE | 1 | 132D21101A | MK RADIOLOGY 1ST FLR | Common Area | Life Support / High Risk | IES | ASP_GE | 124 | 7 | 0 | 2014-09-03 | Canyons/Desert
13200-McKay-Dee Hospital Center | 21101 | Radiology | 13200-McKay-Dee Hospital Center | 21101-Radiology | 13200~000000016953 | 806025 | 5037 | IHMKHSIERF4/400-506052 | 16-885 | Radiographic/Fluoroscopic Syst | XR / RF | 1339 | SIEMENS HEALTHCARE | LUMINOS AGILE | 1 | 132D21101A | MK RADIOLOGY 1ST FLR | Common Area | Life Support / High Risk | IES | ASP_GE | 110 | 7 | 0 | 2015-11-13 | Canyons/Desert
13200-McKay-Dee Hospital Center | 22451 | Endoscopy Lab | 13200-McKay-Dee Hospital Center | 22451-Endoscopy Lab | 13200~000000009436 | 557490 | 60164 | IHMKHSIERF1/400-434989 | 16-885 | Radiographic/Fluoroscopic Syst | XR / RF | 1346 | SIEMENS HEALTHCARE | LUMINOS AGILE | 1 | 132D22451A | MK ENDOSCOPY 2ND FLR | GI Lab Common Area | Life Support / High Risk | IES | ASP_GE | 136 | 7 | 0 | 2013-09-05 | Canyons/Desert
13800-Primary Childrens Hospital | 21102 | Angiography | 37600-Primary Childrens - Layton | 21201-Magnetic Res Imaging - MRI | 13800~000000025605 | 832228 | 400-558687 | IHLYHSIERF/400-558687 | 16-885 | Radiographic/Fluoroscopic Syst | XR / RF | 1354 | SIEMENS HEALTHCARE | LUMINOS AGILE | 1 | 376D21201A | PL MRI | Unspecified | Life Support / High Risk | IES | ASP_GE | 90 | 7 | 0 | 2017-07-28 | Canyons/Desert
14100-Spanish Fork Hospital | 21101 | Radiology | 14100-Spanish Fork Hospital | 21101-Radiology | 14100~000000002965 | 880075 | 63330 | IHSFHSIERF | 16-885 | Radiographic/Fluoroscopic Syst | XR / RF | 1362 | SIEMENS HEALTHCARE | LUMINOS AGILE | 1 | 141D21101A | SF RADIOLOGY | Radiology 01 | Life Support / High Risk | IES | ASP_GE | 45 | 5 | 1 | 2021-04-02 | Canyons/Desert
14200-Sevier Valley Hospital | 21101 | Radiology | 14200-Sevier Valley Hospital | 21101-Radiology | 14200~000000001756 | 885134 | 400-647386 | IHSVHSIEXR | 16-885 | Radiographic/Fluoroscopic Syst | XR / RF | 1364 | SIEMENS HEALTHCARE | LUMINOS AGILE | 1 | 142D21101A | SV RADIOLOGY | Unspecified | Life Support / High Risk | IES | ASP_GE | 54 | 5 | 0 | 2020-07-07 | Canyons/Desert
14400-Utah Valley Hospital | 22451 | Endoscopy Lab | 14400-Utah Valley Hospital | 22451-Endoscopy Lab | 14400~000000014827 | 807429 | 60465 | IHUVHSIERF/400-498374 | 16-885 | Radiographic/Fluoroscopic Syst | XR / RF | 1383 | SIEMENS HEALTHCARE | LUMINOS AGILE | 1 | 144D22451A | UV ENDOSCOPY LAB | Ercp (Flouro) Rm | Life Support / High Risk | IES | ASP_SIEMEN | 111 | 8 | 0 | 2015-10-18 | Canyons/Desert
15400-Intermountain Medical Center | 21101 | Radiology | 15400-Intermountain Medical Center | 21101-Radiology | 15400~000000033394 | 848233 | 63112 | IHMCHSIERF6/400-569978 | 16-885 | Radiographic/Fluoroscopic Syst | XR / RF | 1400 | SIEMENS HEALTHCARE | LUMINOS AGILE | 1 | 154D21101A | IM RADIOLOGY ADMI OFFICE TLL1 | Unspecified | Life Support / High Risk | IES | ASP_GE | 71 | 7 | 1 | 2019-03-01 | Canyons/Desert
13200-McKay-Dee Hospital Center | 22104 | Operating Rooms | 13200-McKay-Dee Hospital Center | 22104-Operating Rooms | 13200~000000009536 | 574812 | 3134 | IHMKHSIERF2/400-457452 | 16-212 | Radiographic/Fluoroscopic Syst | XR / RF | 1342 | SIEMENS HEALTHCARE | UROSKOP OMNIA | 1 | 132D22104A | MK OPERATING ROOM L2 | Or 8 | Life Support / High Risk | IES | ASP_GE | 132 | 7 | 0 | 2014-01-20 | Canyons/Desert
11800-American Fork Hospital | 22104 | Operating Rooms | 11800-American Fork Hospital | 22104-Operating Rooms | 11800~000000007850 | 907591 | 2332 |  | 16-212 | Radiographic/Fluoroscopic Syst | XR / RF | 1295 | SIEMENS HEALTHCARE | UROSKOP OMNIA | 1 | 118D22104A | AF OPERATING ROOM | Or 1 | Life Support / High Risk | AFH_CE | AFCREW1_CE | 21 | 5 | 3 | 2023-04-19 | Canyons/Desert
11800-American Fork Hospital | 22104 | Operating Rooms | 11800-American Fork Hospital | 21101-Radiology | 11800~000000004966 | 877429 | 4014 | IHAFHSIEXR1/400-453306 | 16-212 | Radiographic/Fluoroscopic Syst | XR / RF | 1293 | SIEMENS HEALTHCARE | UROSKOP OMNIA | 1 | 118D21101A | AF RADIOLOGY | Unspecified | Life Support / High Risk | IES | ASP_GE | 124 | 5 | 0 | 2014-10-01 | Canyons/Desert
14000-Sanpete Valley Hospital | 21101 | Radiology | 14000-Sanpete Valley Hospital | 21101-Radiology | 14000~000000000687 | 806115 | 20-0515-08 | IHSPHHLGCA | 11-758 | Radiographic/Fluoroscopic Unit | C-Arms | 1517 | HOLOGIC INCORPORATED | INSIGHT | 1 | 140D21101A | SP RADIOLOGY | Unspecified | Life Support / High Risk | IES | ASP_GE | 115 | 7 | 0 | 2015-06-17 | Canyons/Desert
15400-Intermountain Medical Center | 22203 | Surgical Center | 15400-Intermountain Medical Center | 22203-Surgical Center | 15400~000000013100 | 345208 | 09-1007-28 | IHMCHHLGCA4 | 11-758 | Radiographic/Fluoroscopic Unit | C-Arms | 1568 | HOLOGIC INCORPORATED | INSIGHT | 1 | 154D22203A | IM SURG CENTER E1 | Common Area | Life Support / High Risk | IES | ASP_GE | 207 | 5 | 0 | 2007-11-01 | Canyons/Desert
15400-Intermountain Medical Center | 22203 | Surgical Center | 15400-Intermountain Medical Center | 22203-Surgical Center | 15400~000000013102 | 341179 | 09-1007-15 | IHMCHHLGCA2 | 11-758 | Radiographic/Fluoroscopic Unit | C-Arms | 1569 | HOLOGIC INCORPORATED | INSIGHT | 1 | 154D22203A | IM SURG CENTER E1 | Common Area | Life Support / High Risk | IES | ASP_GE | 207 | 5 | 0 | 2007-11-01 | Canyons/Desert
36300-Avenues Surgical Center | 22203 | Surgical Center | 36300-Avenues Surgical Center | 22203-Surgical Center | 36300~000000000472 | 803568 | 20-0915-23 | IHASHHLGCA2 | 11-758 | Radiographic/Fluoroscopic Unit | C-Arms | 1572 | HOLOGIC INCORPORATED | INSIGHT | 1 | 363D22203A | AS ASC SURGICAL CTR AVENUES L1 | Common Area | Life Support / High Risk | IES | ASP_GE | 3 | 5 | 5 | 2024-11-01 | Canyons/Desert
11600-Alta View Hospital | 22203 | Surgical Center | 11600-Alta View Hospital | 22203-Surgical Center | 11600~000000002467 | 423156 | 09-0410-29 | IHAVHHLGCA1 | 18-435 | Radiographic/Fluoroscopic Unit | C-Arms | 1436 | HOLOGIC INCORPORATED | INSIGHT 2 | 1 | 116D22203A | AV SPECIALTY CTR CP | OR Common Area | Life Support / High Risk | IES | ASP_GE | 175 | 5 | 0 | 2010-06-14 | Canyons/Desert
11800-American Fork Hospital | 22104 | Operating Rooms | 11800-American Fork Hospital | 22104-Operating Rooms | 11800~000000000854 | 408478 | 09-0109-20 | IHAFHHLGCA | 18-435 | Radiographic/Fluoroscopic Unit | C-Arms | 1440 | HOLOGIC INCORPORATED | INSIGHT 2 | 1 | 118D22104A | AF OPERATING ROOM | Standby O.R. | Life Support / High Risk | IES | ASP_GE | 203 | 5 | 0 | 2008-02-29 | Canyons/Desert
12600-St George Regional Hospital | 22104 | Operating Rooms | 12600-St George Regional Hospital | 22104-Operating Rooms | 12600~000000003084 | 362792 | 09-0808-42 | IHDXHHLGCA1 | 18-435 | Radiographic/Fluoroscopic Unit | C-Arms | 1462 | HOLOGIC INCORPORATED | INSIGHT 2 | 1 | 126D22104A | SG OPERATING ROOMS RR | OR Common Area | Life Support / High Risk | IES | ASP_GE | 194 | 5 | 0 | 2008-12-01 | Canyons/Desert
13200-McKay-Dee Hospital Center | 22104 | Operating Rooms | 13200-McKay-Dee Hospital Center | 20101-Emergency Department | 13200~000000005881 | 350394 | 09-0308-02 | IHMKHHLGCA1 | 18-435 | Radiographic/Fluoroscopic Unit | C-Arms | 1489 | HOLOGIC INCORPORATED | INSIGHT 2 | 1 | 132D20101A | MK ER 1ST FLR | Unspecified | Life Support / High Risk | IES | ASP_GE | 203 | 5 | 0 | 2008-03-01 | Canyons/Desert
13200-McKay-Dee Hospital Center | 22104 | Operating Rooms | 13200-McKay-Dee Hospital Center | 22104-Operating Rooms | 13200~000000006231 | 362475 | 09-0808-37 | IHMKHHLGCA2 | 18-435 | Radiographic/Fluoroscopic Unit | C-Arms | 1490 | HOLOGIC INCORPORATED | INSIGHT 2 | 1 | 132D22104A | MK OPERATING ROOM L2 | Common Area | Life Support / High Risk | IES | ASP_GE | 197 | 5 | 0 | 2008-09-01 | Canyons/Desert
14200-Sevier Valley Hospital | 21101 | Radiology | 14200-Sevier Valley Hospital | 22104-Operating Rooms | 14200~000000000379 | 436163 | 09-1009-26 | IHSVHHLGCA | 18-435 | Radiographic/Fluoroscopic Unit | C-Arms | 1521 | HOLOGIC INCORPORATED | INSIGHT 2 | 1 | 142D22104A | SV OPERATING ROOM | Common Area | Life Support / High Risk | IES | ASP_GE | 174 | 5 | 0 | 2010-07-08 | Canyons/Desert
27000-Rehabilitation Services | 28412 | PTR - Ortho - Utah State Univ | 13000-Logan Regional Hospital | 28819-Physical Ther -Utah State Univ | 27000~000000001391 | 369720 | 09-0908-36 | IHUVHHLGCA1 | 18-435 | Radiographic/Fluoroscopic Unit | C-Arms | 1570 | HOLOGIC INCORPORATED | INSIGHT 2 | 1 | 130D28819A | LO PT USU 1ST FLR | USU Physical Therapy | Life Support / High Risk | IES | IESCREWSC | 194 | 5 | 0 | 2008-11-30 | Canyons/Desert
36300-Avenues Surgical Center | 22203 | Surgical Center | 36300-Avenues Surgical Center | 22203-Surgical Center | 36300~000000000458 | 361384 | 09-0708-24 | IHASHHLGCA1 | 18-435 | Radiographic/Fluoroscopic Unit | C-Arms | 1571 | HOLOGIC INCORPORATED | INSIGHT 2 | 1 | 363D22203A | AS ASC SURGICAL CTR AVENUES L1 | Common Areas | Life Support / High Risk | IES | ASP_GE | 5 | 5 | 5 | 2024-08-31 | Canyons/Desert
36700-St George Surgery Center LLC | 22203 | Surgical Center | 36700-St George Surgery Center LLC | 22203-Surgical Center | 36700~000000000117 | 372527 | 09-0109-16 | IHDXHHLGCA3 | 18-435 | Radiographic/Fluoroscopic Unit | C-Arms | 1575 | HOLOGIC INCORPORATED | INSIGHT 2 | 1 | 367D22203A | ST GEORGE SURGERY CENTER | Unspecified | Life Support / High Risk | IES | ASP_GE | 31 | 5 | 2 | 2022-06-08 | Canyons/Desert
36700-St George Surgery Center LLC | 22203 | Surgical Center | 36700-St George Surgery Center LLC | 22203-Surgical Center | 36700~000000000143 | 372528 | 09-0109-17 | IHDXHHLGCA2 | 18-435 | Radiographic/Fluoroscopic Unit | C-Arms | 1577 | HOLOGIC INCORPORATED | INSIGHT 2 | 1 | 367D22203A | ST GEORGE SURGERY CENTER | Unspecified | Life Support / High Risk | IES | ASP_GE | 31 | 5 | 2 | 2022-06-08 | Canyons/Desert
38500-Provo Surgery Center | 22203 | Surgical Center | 38500-Provo Surgery Center | 22203-Surgical Center | 38500~000000000003 | 420679 | 09-0109-04 | IHUVHHLGCA2 | 18-435 | Radiographic/Fluoroscopic Unit | C-Arms | 1584 | HOLOGIC INCORPORATED | INSIGHT 2 | 1 | 385D22203A | PVASC SURGICAL CENTER | Unspecified | Life Support / High Risk | IES | ASP_GE | 174 | 5 | 0 | 2010-07-13 | Canyons/Desert
39100-ENT Surgery Center of Utah LLC | 22203 | Surgical Center | 39100-ENT Surgery Center of Utah LLC | 22203-Surgical Center | 39100~000000000272 | 453059 | 09-0810-34 |  | 18-435 | Radiographic/Fluoroscopic Unit | C-Arms | 1589 | HOLOGIC INCORPORATED | INSIGHT 2 | 1 | 391D22203A | ENT SURGICAL CNTR | Unspecified | Life Support / High Risk | IES | ASP_GE | 5 | 5 | 5 | 2024-08-23 | Canyons/Desert
40000-Intermountain Medical Group | 73112 | USU Student Health Center | 13000-Logan Regional Hospital | 28819-Physical Ther -Utah State Univ | 40000~000000033273 | 401375 | 09-1009-30 | IHRVHHLGCA2 | 18-435 | Radiographic/Fluoroscopic Unit | C-Arms | 1591 | HOLOGIC INCORPORATED | INSIGHT 2 | 1 | 130D28819A | LO PT USU 1ST FLR | USU Physical Therapy | Life Support / High Risk | IES | IESCREWSC | 182 | 5 | 0 | 2009-11-04 | Canyons/Desert
11800-American Fork Hospital | 20101 | Emergency Department | 11800-American Fork Hospital | 35004-Field Logistics-American Fork | 11800~000000004484 | 720873 | 20-0914-09 | IHAFHHLGXR6 | 11-758 | Radiographic/Fluoroscopic Unit | C-Arms | 1437 | HOLOGIC INCORPORATED | INSIGHTFD | 1 | 118D35004A | AF SC MATERIALS MGMT | Unspecified | Life Support / High Risk | IES | ASP_GE | 124 | 7 | 0 | 2014-09-21 | Canyons/Desert
12000-Bear River Valley Hospital | 21101 | Radiology | 12000-Bear River Valley Hospital | 21101-Radiology | 12000~000000000528 | 505504 | 10-0612-07 | IHBRHHLGXR | 11-758 | Radiographic/Fluoroscopic Unit | C-Arms | 1446 | HOLOGIC INCORPORATED | INSIGHTFD | 1 | 120D21101A | BR RADIOLOGY | Radiology | Life Support / High Risk | IES | ASP_GE | 149 | 7 | 0 | 2012-08-15 | Canyons/Desert
12600-St George Regional Hospital | 20101 | Emergency Department | 12600-St George Regional Hospital | 20101-Emergency Department | 12600~000000017139 | 830031 | 30-0318-24M | IHDXHHLGXR1 | 11-758 | Radiographic/Fluoroscopic Unit | C-Arms | 1452 | HOLOGIC INCORPORATED | INSIGHTFD | 1 | 126D20101A | SG EMERGENCY RM RR | Emergency Rm | Life Support / High Risk | IES | ASP_GE | 80 | 6.1667 | 0 | 2018-05-23 | Canyons/Desert
12800-LDS Hospital | 22104 | Operating Rooms | 12800-LDS Hospital | 21101-Radiology | 12800~000000006591 | 557482 | 10-1113-05 | IHLDHHLGXR1 | 11-758 | Radiographic/Fluoroscopic Unit | C-Arms | 1470 | HOLOGIC INCORPORATED | INSIGHTFD | 1 | 128D21101A | LD RADIOLOGY L1 | Unspecified | Life Support / High Risk | IES | ASP_GE | 133 | 5 | 0 | 2013-12-02 | Canyons/Desert
12800-LDS Hospital | 22104 | Operating Rooms | 12800-LDS Hospital | 22104-Operating Rooms | 12800~000000006592 | 557481 | 10-1113-07 | IHLDHHLGXR3 | 11-758 | Radiographic/Fluoroscopic Unit | C-Arms | 1472 | HOLOGIC INCORPORATED | INSIGHTFD | 1 | 128D22104A | LD OPERATING ROOM L3 | Surgery L3 | Life Support / High Risk | IES | ASP_GE | 133 | 5 | 0 | 2013-12-02 | Canyons/Desert
13200-McKay-Dee Hospital Center | 20101 | Emergency Department | 13200-McKay-Dee Hospital Center | 20101-Emergency Department | 13200~000000016634 | 804443 | 20-1115-02 | IHMKHHLGXR4 | 11-758 | Radiographic/Fluoroscopic Unit | C-Arms | 1488 | HOLOGIC INCORPORATED | INSIGHTFD | 1 | 132D20101A | MK ER 1ST FLR | Unspecified | Life Support / High Risk | IES | ASP_GE | 109 | 7 | 0 | 2015-12-11 | Canyons/Desert
13200-McKay-Dee Hospital Center | 22104 | Operating Rooms | 13200-McKay-Dee Hospital Center | 22104-Operating Rooms | 13200~000000009809 | 557487 | 10-0713-17 | IHMKHHLGXR6 | 11-758 | Radiographic/Fluoroscopic Unit | C-Arms | 1492 | HOLOGIC INCORPORATED | INSIGHTFD | 1 | 132D22104A | MK OPERATING ROOM L2 | Common Area | Life Support / High Risk | IES | ASP_GE | 136 | 7 | 0 | 2013-09-20 | Canyons/Desert
13900-Riverton Hospital | 22104 | Operating Rooms | 13900-Riverton Hospital | 22104-Operating Rooms | 13900~000000005464 | 818112 | 20-0117-22M | IHRVHHLGXR | 11-758 | Radiographic/Fluoroscopic Unit | C-Arms | 1514 | HOLOGIC INCORPORATED | INSIGHTFD | 1 | 139D22104A | RV OPERATING ROOM | OR L2 Room 5 | Life Support / High Risk | IES | ASP_GE | 93 | 7 | 0 | 2017-04-25 | Canyons/Desert
37000-The Orthopedic Specialty Hosp | 22104 | Operating Rooms | 37000-The Orthopedic Specialty Hosp | 22104-Operating Rooms | 37000~000000003872 | 805415 | 20-1115-19 | IHOSHHLGXR2 | 11-758 | Radiographic/Fluoroscopic Unit | C-Arms | 1580 | HOLOGIC INCORPORATED | INSIGHTFD | 1 | 370D22104A | TO OPERATING ROOM | Unspecified | Life Support / High Risk | IES | ASP_GE | 109 | 7 | 0 | 2015-12-15 | Canyons/Desert
37000-The Orthopedic Specialty Hosp | 22104 | Operating Rooms | 37000-The Orthopedic Specialty Hosp | 22104-Operating Rooms | 37000~000000003873 | 805414 | 20-1015-22 | IHOSHHLGXR1 | 11-758 | Radiographic/Fluoroscopic Unit | C-Arms | 1581 | HOLOGIC INCORPORATED | INSIGHTFD | 1 | 370D22104A | TO OPERATING ROOM | Operating Rm | Life Support / High Risk | IES | ASP_GE | 109 | 7 | 0 | 2015-12-15 | Canyons/Desert
12600-St George Regional Hospital | 22104 | Operating Rooms | 12600-St George Regional Hospital | 22104-Operating Rooms | 12600~000000004144 | 490472 | 00523 | IHDXHMDTXR1 | 11-758 | Radiographic/Fluoroscopic Unit | O-Arm | 1463 | MEDTRONIC INCORPORATED | BI-700-0027 O-ARM | 1 | 126D22104A | SG OPERATING ROOMS RR | OR 2 | Life Support / High Risk | IES | ASP_GE | 148 | 5 | 0 | 2012-10-01 | Canyons/Desert
13800-Primary Childrens Hospital | 22104 | Operating Rooms | 13800-Primary Childrens Hospital | 22104-Operating Rooms | 13800~000000030534 | 884931 | C2886 | IHPCHMDTXR2 | 11-758 | Radiographic/Fluoroscopic Unit | O-Arm | 1510 | MEDTRONIC INCORPORATED | BI-700-0027 O-ARM | 1 | 138D22104A | PC OR L2 | OR Equipment Store Room | Life Support / High Risk | IES | ASP_MIT | 41 | 5 | 2 | 2021-08-19 | Canyons/Desert
15400-Intermountain Medical Center | 22104 | Operating Rooms | 15400-Intermountain Medical Center | 22104-Operating Rooms | 15400~000000031572 | 832159 | C2008 | IHMCHMDTXR3 | 11-758 | Radiographic/Fluoroscopic Unit | O-Arm | 1563 | MEDTRONIC INCORPORATED | BI-700-0027 O-ARM | 1 | 154D22104A | IM OPERATING ROOM TL2 | Unspecified | Life Support / High Risk | IES | ASP_GE | 78 | 7 | 0 | 2018-07-11 | Canyons/Desert
15400-Intermountain Medical Center | 22104 | Operating Rooms | 15400-Intermountain Medical Center | 22104-Operating Rooms | 15400~000000043389 | 921053 | C3387 | IHMCHMDTXR4 | 11-758 | Radiographic/Fluoroscopic Unit | O-Arm | 1566 | MEDTRONIC INCORPORATED | O-ARM | 1 | 154D22104A | IM OPERATING ROOM TL2 | Unspecified | Life Support / High Risk | IES | ASP_GE | 9 | 7 | 6 | 2024-04-24 | Canyons/Desert
15400-Intermountain Medical Center | 21101 | Radiology | 15400-Intermountain Medical Center | 22451-Endoscopy Lab | 15400~000000016755 | 534008 | 00604 | IHMCHMDTXR2 | 11-758 | Radiographic/Fluoroscopic Unit | O-Arm | 1558 | MEDTRONIC INCORPORATED | O-ARM | 1 | 154D22451A | IM ENDOSCOPY EL2 | BldgB Endo L2 Common Area | Life Support / High Risk | IES | ASP_GE | 143 | 5 | 0 | 2013-02-26 | Canyons/Desert
15400-Intermountain Medical Center | 21101 | Radiology | 15400-Intermountain Medical Center | 22104-Operating Rooms | 15400~000000013749 | 341425 | 00148 | IHMCHMDTXR1 | 11-758 | Radiographic/Fluoroscopic Unit | O-Arm | 1556 | MEDTRONIC INCORPORATED | O-ARM | 1 | 154D22104B | IM OR FRONT DESK TL2 | Common Area | Life Support / High Risk | IES | ASP_GE | 206 | 5 | 0 | 2007-11-15 | Canyons/Desert
14400-Utah Valley Hospital | 40025 | Administrative Office | 14400-Utah Valley Hospital | 22104-Operating Rooms | 14400~000000024445 | 900961 | C2530 | IHUVHMDTXR4 | 11-758 | Radiographic/Fluoroscopic Unit | O-Arm | 1541 | MEDTRONIC INCORPORATED | O-ARM | 1 | 144D22104A | UV OPERATING ROOM | Unspecified | Life Support / High Risk | IES | ASP_GE | 29 | 5 | 3 | 2022-09-01 | Canyons/Desert
14400-Utah Valley Hospital | 22104 | Operating Rooms | 14400-Utah Valley Hospital | 22104-Operating Rooms | 14400~000000021576 | 856757 | C2348 | IHUVHMDTXR3 | 11-758 | Radiographic/Fluoroscopic Unit | O-Arm | 1538 | MEDTRONIC INCORPORATED | O-ARM | 1 | 144D22104A | UV OPERATING ROOM | Unspecified | Life Support / High Risk | IES | ASP_GE | 63 | 5 | 0 | 2019-10-25 | Canyons/Desert
14400-Utah Valley Hospital | 22104 | Operating Rooms | 14400-Utah Valley Hospital | 22104-Operating Rooms | 14400~000000014300 | 736453 | B14120916 | IHUVHMDTXR2 | 11-758 | Radiographic/Fluoroscopic Unit | O-Arm | 1535 | MEDTRONIC INCORPORATED | O-ARM | 1 | 144D22104A | UV OPERATING ROOM | Common Area | Life Support / High Risk | IES | ASP_GE | 119 | 7 | 0 | 2015-02-23 | Canyons/Desert
14400-Utah Valley Hospital | 22104 | Operating Rooms | 14400-Utah Valley Hospital | 22104-Operating Rooms | 14400~000000006964 | 477818 | 00476 | B1-70000020 | 11-758 | Radiographic/Fluoroscopic Unit | O-Arm | 1533 | MEDTRONIC INCORPORATED | O-ARM | 1 | 144D22104A | UV OPERATING ROOM | Operating Rm | Life Support / High Risk | IES | ASP_GE | 159 | 5 | 0 | 2011-10-28 | Canyons/Desert
14300-Park City Hospital | 22104 | Operating Rooms | 14300-Park City Hospital | 22104-Operating Rooms | 14300~000000003959 | 904226 | 2930 |  | 11-758 | Radiographic/Fluoroscopic Unit | O-Arm | 1528 | MEDTRONIC INCORPORATED | O-ARM | 1 | 143D22104A | PK OPERATING ROOM | Unspecified | Life Support / High Risk | IES | ASP_GE | 39 | 5 | 2 | 2021-10-29 | Canyons/Desert
13000-Logan Regional Hospital | 22104 | Operating Rooms | 13000-Logan Regional Hospital | 22104-Operating Rooms | 13000~000000011586 | 894053 | C3092 | IHLRHMDTXR2 | 11-758 | Radiographic/Fluoroscopic Unit | O-Arm | 1487 | MEDTRONIC INCORPORATED | O-ARM | 1 | 130D22104A | LO OPERATING ROOM | O.R. 8 | Life Support / High Risk | IES | ASP_MEDTRO | 33 | 7 | 4 | 2022-04-27 | Canyons/Desert
13000-Logan Regional Hospital | 22104 | Operating Rooms | 13000-Logan Regional Hospital | 22104-Operating Rooms | 13000~000000003169 | 537217 | 00732 | IHLRHMDTXR | 11-758 | Radiographic/Fluoroscopic Unit | O-Arm | 1484 | MEDTRONIC INCORPORATED | O-ARM | 1 | 130D22104A | LO OPERATING ROOM | O.R. 8 | Life Support / High Risk | IES | ASP_GE | 142 | 7 | 0 | 2013-03-21 | Canyons/Desert
12600-St George Regional Hospital | 21101 | Radiology | 12600-St George Regional Hospital | 21001-Imaging Administration | 12600~000000014992 | 817836 | C1375 | IHDXHMDTXR2 | 11-758 | Radiographic/Fluoroscopic Unit | O-Arm | 1455 | MEDTRONIC INCORPORATED | O-ARM | 1 | 126D21001A | SG IMAGING ADMIN RR | Radiology Admin | Life Support / High Risk | IES | ASP_GE | 93 | 7 | 0 | 2017-04-21 | Canyons/Desert
13200-McKay-Dee Hospital Center | 22104 | Operating Rooms | 13200-McKay-Dee Hospital Center | 22104-Operating Rooms | 13200~000000022094 | 859975 | C2462 | IHMKHMDTXR2 | 11-758 | Radiographic/Fluoroscopic Unit | O-Arm | 1495 | MEDTRONIC INCORPORATED | O-ARM O2 BI-700-0200 | 1 | 132D22104A | MK OPERATING ROOM L2 | Common Area | Life Support / High Risk | IES | ASP_GE | 58 | 5 | 0 | 2020-03-16 | Canyons/Desert
12900-Layton Hospital | 22104 | Operating Rooms | 12900-Layton Hospital | 22104-Operating Rooms | 12900~000000005344 | 907133 | C3383 | IHLYHMDTXR1 | 11-758 | Radiographic/Fluoroscopic Unit | O-Arm | 1476 | MEDTRONIC INCORPORATED | O-ARM O2 BI-700-0200 | 1 | 129D22104A | LA OPERATING ROOMS | STORAGE | Life Support / High Risk | IES | IESCREWSC | 22 | 7 | 5 | 2023-03-30 | Canyons/Desert
12800-LDS Hospital | 21101 | Radiology | 12800-LDS Hospital | 21101-Radiology | 12800~000000008255 | 132271 | 69-0373 | AM128839 | 11-758 | Radiographic/Fluoroscopic Unit | C-Arms | 1466 | OEC MEDICAL SYSTEMS INC | 9600 | 1 | 128D21101A | LD RADIOLOGY L1 | Radiol L1 Or | Life Support / High Risk |  |  | 421 | 5 | 0 | 1990-01-01 | Canyons/Desert
11600-Alta View Hospital | 21101 | Radiology | 11600-Alta View Hospital | 21101-Radiology | 11600~000000005323 | 804044 | 82-3331 | 82-3331 | 11-758 | Radiographic/Fluoroscopic Unit | C-Arms | 1433 | OEC MEDICAL SYSTEMS INC | 9800 | 1 | 116D21101A | AV RADIOLOGY | Unspecified | Life Support / High Risk | IES | ASP_GE | 110 | 5 | 0 | 2015-11-18 | Canyons/Desert
11800-American Fork Hospital | 22104 | Operating Rooms | 11800-American Fork Hospital | 22104-Operating Rooms | 11800~000000006672 | 196915 | 82-0669 | 82-0669 | 11-758 | Radiographic/Fluoroscopic Unit | C-Arms | 1443 | OEC MEDICAL SYSTEMS INC | 9800 | 1 | 118D22104A | AF OPERATING ROOM | Unspecified | Life Support / High Risk | IES | ASP_GE | 292 | 5 | 0 | 2000-10-01 | Canyons/Desert
12000-Bear River Valley Hospital | 21101 | Radiology | 12000-Bear River Valley Hospital | 21101-Radiology | 12000~000000000273 | 308922 | 89-3538 | OEC893538 | 11-758 | Radiographic/Fluoroscopic Unit | C-Arms | 1445 | OEC MEDICAL SYSTEMS INC | 9800 | 1 | 120D21101A | BR RADIOLOGY | Radiology | Life Support / High Risk | IES | ASP_GE | 221 | 10 | 0 | 2006-08-03 | Canyons/Desert
12600-St George Regional Hospital | 21101 | Radiology | 12600-St George Regional Hospital | 22203-Surgical Center | 12600~000000011670 | 226807 | 82-0984 | 82-0984 | 11-758 | Radiographic/Fluoroscopic Unit | C-Arms | 1461 | OEC MEDICAL SYSTEMS INC | 9800 | 1 | 126D22203A | SG HPC OR DELIVERY | Or Corridor | Life Support / High Risk | IES | ASP_GE | 285 | 5 | 0 | 2001-04-15 | Canyons/Desert
12800-LDS Hospital | 21101 | Radiology | 40000-Intermountain Medical Group | 74130-Avenues Specialty Clinic Admin | 12800~000000008020 | 286447 | 82-2925 | OEC822925 | 11-758 | Radiographic/Fluoroscopic Unit | C-Arms | 1468 | OEC MEDICAL SYSTEMS INC | 9800 | 1 | 400D74130E | MG AVENUES SPECIALTY SURGERY L | Unspecified | Life Support / High Risk | IES | ASP_GE | 247 | 5 | 0 | 2004-06-02 | Canyons/Desert
12800-LDS Hospital | 22104 | Operating Rooms | 12800-LDS Hospital | 21101-Radiology | 12800~000000002402 | 216381 | 821430 | OEC821430 | 11-758 | Radiographic/Fluoroscopic Unit | C-Arms | 1469 | OEC MEDICAL SYSTEMS INC | 9800 | 1 | 128D21101A | LD RADIOLOGY L1 | Radiol L1 Common Area | Life Support / High Risk | IES | ASP_GE | 277 | 8 | 0 | 2001-12-10 | Canyons/Desert
15400-Intermountain Medical Center | 21101 | Radiology | 15400-Intermountain Medical Center | 21101-Radiology | 15400~000000004227 | 227442 | 890318 | 89-0318 | 11-758 | Radiographic/Fluoroscopic Unit | C-Arms | 1550 | OEC MEDICAL SYSTEMS INC | 9800 | 1 | 154D21101A | IM RADIOLOGY ADMI OFFICE TLL1 | Bldg C LL1 Radiol Common Area | Life Support / High Risk | IES | ASP_GE | 297 | 5 | 0 | 2000-04-12 | Canyons/Desert
36700-St George Surgery Center LLC | 22203 | Surgical Center | 36700-St George Surgery Center LLC | 22203-Surgical Center | 36700~000000000142 | 203210 | 8S-0334 | 8S-0334 | 11-758 | Radiographic/Fluoroscopic Unit | C-Arms | 1576 | OEC MEDICAL SYSTEMS INC | 9800 | 1 | 367D22203A | ST GEORGE SURGERY CENTER | Unspecified | Life Support / High Risk | IES | ASP_GE | 31 | 5 | 2 | 2022-06-08 | Canyons/Desert
15400-Intermountain Medical Center | 21101 | Radiology | 15400-Intermountain Medical Center | 21101-Radiology | 15400~000000004360 | 263077 | 82-3266 | OEC823266 | 11-758 | Radiographic/Fluoroscopic Unit | C-Arms | 1551 | OEC MEDICAL SYSTEMS INC | 9800 PLUS | 1 | 154D21101A | IM RADIOLOGY ADMI OFFICE TLL1 | Unspecified | Life Support / High Risk | IES | ASP_GE | 241 | 5 | 0 | 2004-12-08 | Canyons/Desert
11600-Alta View Hospital | 21101 | Radiology | 11600-Alta View Hospital | 21101-Radiology | 11600~000000001816 | 358753 | ES0399 | OECES0399 | 11-758 | Radiographic/Fluoroscopic Unit | C-Arms | 1430 | OEC MEDICAL SYSTEMS INC | 9900 ELITE | 1 | 116D21101A | AV RADIOLOGY | Common Area | Life Support / High Risk | IES | ASP_GE | 196 | 5 | 0 | 2008-09-29 | Canyons/Desert
11600-Alta View Hospital | 21101 | Radiology | 11600-Alta View Hospital | 21101-Radiology | 11600~000000002724 | 443828 | E2-1913 | E2-1913 | 11-758 | Radiographic/Fluoroscopic Unit | C-Arms | 1431 | OEC MEDICAL SYSTEMS INC | 9900 ELITE | 1 | 116D21101A | AV RADIOLOGY | Common Area | Life Support / High Risk | IES | ASP_GE | 167 | 5 | 0 | 2011-02-15 | Canyons/Desert
11600-Alta View Hospital | 21101 | Radiology | 11600-Alta View Hospital | 21101-Radiology | 11600~000000005106 | 726692 | E9-2615 | E9-2615 | 11-758 | Radiographic/Fluoroscopic Unit | C-Arms | 1432 | OEC MEDICAL SYSTEMS INC | 9900 ELITE | 1 | 116D21101A | AV RADIOLOGY | Common Area | Life Support / High Risk | IES | ASP_GE | 124 | 5 | 0 | 2014-09-17 | Canyons/Desert
11800-American Fork Hospital | 22104 | Operating Rooms | 11800-American Fork Hospital | 21101-Radiology | 11800~000000001147 | 487901 | E9-2467 | E9-2467 | 11-758 | Radiographic/Fluoroscopic Unit | C-Arms | 1439 | OEC MEDICAL SYSTEMS INC | 9900 ELITE | 1 | 118D21101A | AF RADIOLOGY | Unspecified | Life Support / High Risk | IES | ASP_GE | 145 | 5 | 0 | 2013-01-01 | Canyons/Desert
11800-American Fork Hospital | 22104 | Operating Rooms | 11800-American Fork Hospital | 22104-Operating Rooms | 11800~000000001435 | 447004 | E9-1528 | E9-1528 | 11-758 | Radiographic/Fluoroscopic Unit | C-Arms | 1442 | OEC MEDICAL SYSTEMS INC | 9900 ELITE | 1 | 118D22104A | AF OPERATING ROOM | Common Area | Life Support / High Risk | IES | ASP_GE | 166 | 5 | 0 | 2011-03-23 | Canyons/Desert
12000-Bear River Valley Hospital | 21101 | Radiology | 12000-Bear River Valley Hospital | 21101-Radiology | 12000~000000001423 | 843560 | FBXXXE00467 | FBXXXE00467 | 11-758 | Radiographic/Fluoroscopic Unit | C-Arms | 1447 | OEC MEDICAL SYSTEMS INC | 9900 ELITE | 1 | 120D21101A | BR RADIOLOGY | Unspecified | Life Support / High Risk | IES | ASP_GE | 72 | 5 | 0 | 2019-01-11 | Canyons/Desert
12200-Cassia Regional Hospital | 21101 | Radiology | 12200-Cassia Regional Hospital | 21001-Imaging Administration | 12200~000000003051 | 850508 | FBXXXE00711 | FBXXXE00711 | 11-758 | Radiographic/Fluoroscopic Unit | C-Arms | 1449 | OEC MEDICAL SYSTEMS INC | 9900 ELITE | 1 | 122D21001A | CA IMAGING ADMINISTRATION | Unspecified | Life Support / High Risk | IES | ASP_GE | 68 | 7 | 1 | 2019-05-24 | Canyons/Desert
12600-St George Regional Hospital | 21101 | Radiology | 12600-St George Regional Hospital | 21101-Radiology | 12600~000000003453 | 457298 | ES0974 | OECES0974 | 11-758 | Radiographic/Fluoroscopic Unit | C-Arms | 1456 | OEC MEDICAL SYSTEMS INC | 9900 ELITE | 1 | 126D21101E | SG RADIOLOGY RR CAMPUS | Radiol Common Area | Life Support / High Risk | IES | ASP_GE | 185 | 5 | 0 | 2009-09-01 | Canyons/Desert
12600-St George Regional Hospital | 21101 | Radiology | 12600-St George Regional Hospital | 21101-Radiology | 12600~000000003454 | 457299 | ES0981 | OECES0981 | 11-758 | Radiographic/Fluoroscopic Unit | C-Arms | 1457 | OEC MEDICAL SYSTEMS INC | 9900 ELITE | 1 | 126D21101D | SG RADIOLOGY HPC | Unspecified | Life Support / High Risk | IES | ASP_GE | 185 | 5 | 0 | 2009-09-01 | Canyons/Desert
12600-St George Regional Hospital | 21101 | Radiology | 12600-St George Regional Hospital | 21101-Radiology | 12600~000000013952 | 807967 | ES-3719 | ES-3719 | 11-758 | Radiographic/Fluoroscopic Unit | C-Arms | 1458 | OEC MEDICAL SYSTEMS INC | 9900 ELITE | 1 | 126D21101A | SG RADIOLOGY | Radiology | Life Support / High Risk | IES | ASP_GE | 107 | 7 | 0 | 2016-02-04 | Canyons/Desert
12600-St George Regional Hospital | 21101 | Radiology | 12600-St George Regional Hospital | 22104-Operating Rooms | 12600~000000002907 | 397042 | E2-0760 | OECE20760 | 11-758 | Radiographic/Fluoroscopic Unit | C-Arms | 1459 | OEC MEDICAL SYSTEMS INC | 9900 ELITE | 1 | 126D22104A | SG OPERATING ROOMS RR | OR Common Area | Life Support / High Risk | IES | ASP_GE | 186 | 5 | 0 | 2009-07-31 | Canyons/Desert
12600-St George Regional Hospital | 21101 | Radiology | 12600-St George Regional Hospital | 22104-Operating Rooms | 12600~000000004393 | 490642 | ES-2685 | ES-2685 | 11-758 | Radiographic/Fluoroscopic Unit | C-Arms | 1460 | OEC MEDICAL SYSTEMS INC | 9900 ELITE | 1 | 126D22104A | SG OPERATING ROOMS RR | OR Common Area | Life Support / High Risk | IES | ASP_GE | 140 | 5 | 0 | 2013-06-01 | Canyons/Desert
12800-LDS Hospital | 21101 | Radiology | 12800-LDS Hospital | 21101-Radiology | 12800~000000014366 | 845879 | E9XXXX03419 | E9XXXX03419 | 11-758 | Radiographic/Fluoroscopic Unit | C-Arms | 1467 | OEC MEDICAL SYSTEMS INC | 9900 ELITE | 1 | 128D21101A | LD RADIOLOGY L1 | Unspecified | Life Support / High Risk | IES | ASP_GE | 71 | 5 | 0 | 2019-02-15 | Canyons/Desert
12900-Layton Hospital | 21001 | Imaging Administration | 12900-Layton Hospital | 21001-Imaging Administration | 12900~000000002666 | 839210 | FAXXXE00163 | FAXXXE00163 | 11-758 | Radiographic/Fluoroscopic Unit | C-Arms | 1474 | OEC MEDICAL SYSTEMS INC | 9900 ELITE | 1 | 129D21001A | LA IMAGING ADMINISTRATION | Unspecified | Life Support / High Risk | IES | ASP_GE | 76 | 5 | 0 | 2018-09-18 | Canyons/Desert
12900-Layton Hospital | 21001 | Imaging Administration | 12900-Layton Hospital | 21001-Imaging Administration | 12900~000000002667 | 839211 | FAXXXE00326 | FBXXXE00326 | 11-758 | Radiographic/Fluoroscopic Unit | C-Arms | 1475 | OEC MEDICAL SYSTEMS INC | 9900 ELITE | 1 | 129D21001A | LA IMAGING ADMINISTRATION | Unspecified | Life Support / High Risk | IES | ASP_GE | 76 | 5 | 0 | 2018-09-27 | Canyons/Desert
13000-Logan Regional Hospital | 22104 | Operating Rooms | 13000-Logan Regional Hospital | 22104-Operating Rooms | 13000~000000007855 | 843284 | FBXXXE00330 | FBXXXE00330 | 11-758 | Radiographic/Fluoroscopic Unit | C-Arms | 1486 | OEC MEDICAL SYSTEMS INC | 9900 ELITE | 1 | 130D22104A | LO OPERATING ROOM | Unspecified | Life Support / High Risk | IES | ASP_GE | 75 | 5 | 0 | 2018-10-12 | Canyons/Desert
13200-McKay-Dee Hospital Center | 22104 | Operating Rooms | 13200-McKay-Dee Hospital Center | 22104-Operating Rooms | 13200~000000007169 | 418380 | E2-1432 | OECE21432 | 11-758 | Radiographic/Fluoroscopic Unit | C-Arms | 1491 | OEC MEDICAL SYSTEMS INC | 9900 ELITE | 1 | 132D22104A | MK OPERATING ROOM L2 | Common Area | Life Support / High Risk | IES | ASP_GE | 178 | 5 | 0 | 2010-04-01 | Canyons/Desert
13200-McKay-Dee Hospital Center | 22104 | Operating Rooms | 13200-McKay-Dee Hospital Center | 22104-Operating Rooms | 13200~000000020114 | 843573 | FBXXXE00472 | FBXXXE00472 | 11-758 | Radiographic/Fluoroscopic Unit | C-Arms | 1493 | OEC MEDICAL SYSTEMS INC | 9900 ELITE | 1 | 132D22104A | MK OPERATING ROOM L2 | Unspecified | Life Support / High Risk | IES | ASP_GE | 72 | 5 | 0 | 2019-01-02 | Canyons/Desert
13200-McKay-Dee Hospital Center | 22104 | Operating Rooms | 13200-McKay-Dee Hospital Center | 22104-Operating Rooms | 13200~000000021764 | 856532 | FAXXTE00052 | FAXXTE00052 | 11-758 | Radiographic/Fluoroscopic Unit | C-Arms | 1494 | OEC MEDICAL SYSTEMS INC | 9900 ELITE | 1 | 132D22104A | MK OPERATING ROOM L2 | Unspecified | Life Support / High Risk | IES | ASP_GE | 61 | 7 | 2 | 2019-12-13 | Canyons/Desert
13200-McKay-Dee Hospital Center | 22104 | Operating Rooms | 13200-McKay-Dee Hospital Center | 40030-Surgical Services Admin | 13200~000000016675 | 804886 | E2-5186 | E2-5186 | 11-758 | Radiographic/Fluoroscopic Unit | C-Arms | 1497 | OEC MEDICAL SYSTEMS INC | 9900 ELITE | 1 | 132D40030A | MK SURGICAL SERVICES ADMIN L2 | Unspecified | Life Support / High Risk | IES | ASP_GE | 108 | 7 | 0 | 2016-01-12 | Canyons/Desert
13200-McKay-Dee Hospital Center | 22104 | Operating Rooms | 13200-McKay-Dee Hospital Center | 40030-Surgical Services Admin | 13200~000000018190 | 817873 | E9XXXX03175 | E9XXXX03175 | 11-758 | Radiographic/Fluoroscopic Unit | C-Arms | 1498 | OEC MEDICAL SYSTEMS INC | 9900 ELITE | 1 | 132D40030A | MK SURGICAL SERVICES ADMIN L2 | Unspecified | Life Support / High Risk | IES | ASP_GE | 95 | 7 | 0 | 2017-02-22 | Canyons/Desert
13800-Primary Childrens Hospital | 21101 | Radiology | 13800-Primary Childrens Hospital | 21101-Radiology | 13800~000000008816 | 475558 | E9-1753 | E9-1753 | 11-758 | Radiographic/Fluoroscopic Unit | C-Arms | 1504 | OEC MEDICAL SYSTEMS INC | 9900 ELITE | 1 | 138D21101A | PC MEDICAL IMAGING 1ST FLR W | Imaging Vitals Alcove | Life Support / High Risk | IES | ASP_GE | 159 | 5 | 0 | 2011-10-31 | Canyons/Desert
13800-Primary Childrens Hospital | 21101 | Radiology | 13800-Primary Childrens Hospital | 21101-Radiology | 13800~000000021716 | 801183 | E9-2830 | E9-2830 | 11-758 | Radiographic/Fluoroscopic Unit | C-Arms | 1505 | OEC MEDICAL SYSTEMS INC | 9900 ELITE | 1 | 138D21101A | PC MEDICAL IMAGING 1ST FLR W | Unspecified | Life Support / High Risk | IES | ASP_GE | 114 | 7 | 0 | 2015-07-08 | Canyons/Desert
13800-Primary Childrens Hospital | 21101 | Radiology | 13800-Primary Childrens Hospital | 21101-Radiology | 13800~000000022328 |  |  |  | 11-758 | Radiographic/Fluoroscopic Unit | C-Arms | 1506 | OEC MEDICAL SYSTEMS INC | 9900 ELITE | 1 | 138D21101A | PC MEDICAL IMAGING 1ST FLR W | Unspecified | Life Support / High Risk | IES | ASP_GE | 113 | 3 | 0 | 2015-08-14 | Canyons/Desert
13800-Primary Childrens Hospital | 21101 | Radiology | 13800-Primary Childrens Hospital | 21102-Angiography | 13800~000000025233 | 854328 | E9XXXX03281 | E9XXXX03281 | 11-758 | Radiographic/Fluoroscopic Unit | C-Arms | 1507 | OEC MEDICAL SYSTEMS INC | 9900 ELITE | 1 | 138D21102A | PC SPEC PROCEDURE LAB 1 FLR W | Unspecified | Life Support / High Risk | IES | ASP_GE | 85 | 5 | 0 | 2017-12-15 | Canyons/Desert
14200-Sevier Valley Hospital | 21101 | Radiology | 14200-Sevier Valley Hospital | 22104-Operating Rooms | 14200~000000000405 | 490140 | E9-1960 | E9-1960 | 11-758 | Radiographic/Fluoroscopic Unit | C-Arms | 1522 | OEC MEDICAL SYSTEMS INC | 9900 ELITE | 1 | 142D22104A | SV OPERATING ROOM | Common Area | Life Support / High Risk | IES | ASP_GE | 152 | 5 | 0 | 2012-05-03 | Canyons/Desert
14300-Park City Hospital | 21001 | Imaging Administration | 14300-Park City Hospital | 21001-Imaging Administration | 14300~000000002448 | 805285 | E9-2926 | E9-2926 | 11-758 | Radiographic/Fluoroscopic Unit | C-Arms | 1523 | OEC MEDICAL SYSTEMS INC | 9900 ELITE | 1 | 143D21001A | PK IMAGING ADMINISTRATION | Unspecified | Life Support / High Risk | IES | ASP_GE | 109 | 7 | 0 | 2015-12-14 | Canyons/Desert
14400-Utah Valley Hospital | 21101 | Radiology | 14400-Utah Valley Hospital | 21101-Radiology | 14400~000000019861 | 846888 | FBXXXE00504 | FBXXXE00504 | 11-758 | Radiographic/Fluoroscopic Unit | C-Arms | 1530 | OEC MEDICAL SYSTEMS INC | 9900 ELITE | 1 | 144D21101A | UV RADIOLOGY | Unspecified | Life Support / High Risk | IES | ASP_GE | 71 | 5 | 0 | 2019-02-17 | Canyons/Desert
14400-Utah Valley Hospital | 22104 | Operating Rooms | 14400-Utah Valley Hospital | 22104-Operating Rooms | 14400~000000005386 | 369887 | E2-0669 | OECE20669 | 11-758 | Radiographic/Fluoroscopic Unit | C-Arms | 1531 | OEC MEDICAL SYSTEMS INC | 9900 ELITE | 1 | 144D22104A | UV OPERATING ROOM | Back Hallway | Life Support / High Risk | IES | ASP_GE | 192 | 5 | 0 | 2009-01-31 | Canyons/Desert
14400-Utah Valley Hospital | 22104 | Operating Rooms | 14400-Utah Valley Hospital | 22104-Operating Rooms | 14400~000000006579 | 459134 | E2-2135 | E2-2135 | 11-758 | Radiographic/Fluoroscopic Unit | C-Arms | 1532 | OEC MEDICAL SYSTEMS INC | 9900 ELITE | 1 | 144D22104A | UV OPERATING ROOM | Back Hallway | Life Support / High Risk | IES | ASP_GE | 164 | 5 | 0 | 2011-05-10 | Canyons/Desert
14600-Cedar City Hospital | 21101 | Radiology | 14600-Cedar City Hospital | 21101-Radiology | 14600~000000000748 | 408780 | ES1151 | OECES1151 | 11-758 | Radiographic/Fluoroscopic Unit | C-Arms | 1542 | OEC MEDICAL SYSTEMS INC | 9900 ELITE | 1 | 146D21101B | CC RADIOLOGY TE | Proceedure Rm | Life Support / High Risk | IES | ASP_GE | 181 | 5 | 0 | 2009-12-12 | Canyons/Desert
14600-Cedar City Hospital | 21101 | Radiology | 14600-Cedar City Hospital | 21101-Radiology | 14600~000000003247 | 854653 | F2XXXX00082 | F2XXXX00082 | 11-758 | Radiographic/Fluoroscopic Unit | C-Arms | 1543 | OEC MEDICAL SYSTEMS INC | 9900 ELITE | 1 | 146D21101B | CC RADIOLOGY TE | Unspecified | Life Support / High Risk | IES | ASP_GE | 64 | 5 | 0 | 2019-09-16 | Canyons/Desert
14600-Cedar City Hospital | 21101 | Radiology | 14600-Cedar City Hospital | 22104-Operating Rooms | 14600~000000000551 | 376388 | E90140 | OECE90140 | 11-758 | Radiographic/Fluoroscopic Unit | C-Arms | 1544 | OEC MEDICAL SYSTEMS INC | 9900 ELITE | 1 | 146D22104A | CC OPERATING ROOM | Hall | Life Support / High Risk | IES | ASP_GE | 198 | 5 | 0 | 2008-07-23 | Canyons/Desert
14800-Heber Valley Hospital | 21101 | Radiology | 14800-Heber Valley Hospital | 21101-Radiology | 14800~000000000414 | 411150 | E9-1145 | OECE91145 | 11-758 | Radiographic/Fluoroscopic Unit | C-Arms | 1546 | OEC MEDICAL SYSTEMS INC | 9900 ELITE | 1 | 148D21101A | HV RADIOLOGY | C-Arm | Life Support / High Risk | IES | ASP_GE | 179 | 5 | 0 | 2010-02-04 | Canyons/Desert
15400-Intermountain Medical Center | 21101 | Radiology | 15400-Intermountain Medical Center | 21101-Radiology | 15400~000000018465 | 505061 | ES-2273 | ES-2273 | 11-758 | Radiographic/Fluoroscopic Unit | C-Arms | 1555 | OEC MEDICAL SYSTEMS INC | 9900 ELITE | 1 | 154D21101B | IM OUTPT RADIOLOGY EL2 | Unspecified | Life Support / High Risk | IES | ASP_GE | 155 | 5 | 0 | 2012-02-04 | Canyons/Desert
15400-Intermountain Medical Center | 21101 | Radiology | 15400-Intermountain Medical Center | 22104-Operating Rooms | 15400~000000014843 | 417261 | E9-1064 | OECE91064 | 11-758 | Radiographic/Fluoroscopic Unit | C-Arms | 1557 | OEC MEDICAL SYSTEMS INC | 9900 ELITE | 1 | 154D22104B | IM OR FRONT DESK TL2 | Allocated To The Or | Life Support / High Risk | IES | ASP_GE | 180 | 5 | 0 | 2010-01-05 | Canyons/Desert
15400-Intermountain Medical Center | 21111 | Radiology TOSH | 37000-The Orthopedic Specialty Hosp | 21001-Imaging Administration | 15400~000000042451 | 732333 | E9-5314 | E9-5314 | 11-758 | Radiographic/Fluoroscopic Unit | C-Arms | 1559 | OEC MEDICAL SYSTEMS INC | 9900 ELITE | 1 | 370D21001A | TO IMAGING ADMIN BLDG 4 L1 | Radiology Admin | Life Support / High Risk | IES | ASP_GE | 117 | 5 | 0 | 2015-05-01 | Canyons/Desert
15400-Intermountain Medical Center | 21111 | Radiology TOSH | 37000-The Orthopedic Specialty Hosp | 21101-Radiology | 15400~000000042440 | 410351 | E2-1331 | OECE21331 | 11-758 | Radiographic/Fluoroscopic Unit | C-Arms | 1560 | OEC MEDICAL SYSTEMS INC | 9900 ELITE | 1 | 370D21101A | TO RADIOLOGY BLDG 4 L1 | Common Areas | Life Support / High Risk | IES | ASP_GE | 179 | 5 | 0 | 2010-02-04 | Canyons/Desert
15400-Intermountain Medical Center | 21111 | Radiology TOSH | 37000-The Orthopedic Specialty Hosp | 22001-Same Day Surgery | 15400~000000042442 | 487945 | E2-2473 | E2-2473 | 11-758 | Radiographic/Fluoroscopic Unit | C-Arms | 1562 | OEC MEDICAL SYSTEMS INC | 9900 ELITE | 1 | 370D22001A | TO SAME DAY SURGERY BLDG 3 L1 | Unspecified | Life Support / High Risk | IES | ASP_GE | 156 | 5 | 0 | 2012-01-16 | Canyons/Desert
40000-Intermountain Medical Group | 42944 | Alta View Clinic Admin | 40000-Intermountain Medical Group | 73075-Sandy Clinic | 40000~000000024041 | 855217 | E9XXXX03290 | E9XXXX03290 | 11-758 | Radiographic/Fluoroscopic Unit | C-Arms | 1590 | OEC MEDICAL SYSTEMS INC | 9900 ELITE | 1 | 400D73075A | MG ALTA VIEW CLINIC | Unspecified | Life Support / High Risk | IES | ASP_GE | 85 | 5 | 0 | 2017-12-12 | Canyons/Desert
40000-Intermountain Medical Group | 74011 | Budge Clinic Radiology | 40000-Intermountain Medical Group | 74011-Budge Clinic Radiology | 40000~000000016423 | 800157 | ES-3449 | ES-3449 | 11-758 | Radiographic/Fluoroscopic Unit | C-Arms | 1592 | OEC MEDICAL SYSTEMS INC | 9900 ELITE | 1 | 400D74011A | MG BUDGE CL RADIOLOGY 1ST FLR | Unspecified | Life Support / High Risk | IES | ASP_GE | 118 | 5 | 0 | 2015-03-10 | Canyons/Desert
40000-Intermountain Medical Group | 74115 | Park City Specialty Clinic | 14300-Park City Hospital | 21101-Radiology | 40000~000000020813 | 814756 | ESXXXX03980 | ESXXXX03980 | 11-758 | Radiographic/Fluoroscopic Unit | C-Arms | 1596 | OEC MEDICAL SYSTEMS INC | 9900 ELITE | 1 | 143D21101A | PK XRAY RADIOLOGY | Unspecified | Life Support / High Risk | IES | ASP_GE | 96 | 5 | 0 | 2017-01-09 | Canyons/Desert
40000-Intermountain Medical Group | 74135 | Salt Lake Clinic - Radiology | 40000-Intermountain Medical Group | 74135-Salt Lake Clinic - Radiology | 40000~000000005144 | 457637 | OECES1162 | OECES1162 | 11-758 | Radiographic/Fluoroscopic Unit | C-Arms | 1597 | OEC MEDICAL SYSTEMS INC | 9900 ELITE | 1 | 400D74135A | MG SL CLINIC RADIOLOGY 1ST FLR | Common Area | Life Support / High Risk | IES | ASP_GE | 181 | 5 | 0 | 2009-12-23 | Canyons/Desert
40000-Intermountain Medical Group | 74135 | Salt Lake Clinic - Radiology | 40000-Intermountain Medical Group | 74223-SL Clinic - Physical Medicine | 40000~000000005942 | 483173 | ES-2205 | ES-2205 | 11-758 | Radiographic/Fluoroscopic Unit | C-Arms | 1598 | OEC MEDICAL SYSTEMS INC | 9900 ELITE | 1 | 400D74223A | MG SL CLINIC PHYSICAL MEDICINE | Unspecified | Life Support / High Risk | IES | ASP_GE | 145 | 5 | 0 | 2012-12-31 | Canyons/Desert
40000-Intermountain Medical Group | 74268 | Vascular and Vein - McKay-Dee | 40000-Intermountain Medical Group | 74268-Vascular and Vein - McKay-Dee | 40000~000000023204 | 828973 | E9XXXX03321 | E9XXXX03321 | 11-758 | Radiographic/Fluoroscopic Unit | C-Arms | 1600 | OEC MEDICAL SYSTEMS INC | 9900 ELITE | 1 | 400D74268A | MG VASCULAR AND VEIN MCKAY DEE | Unspecified | Life Support / High Risk | IES | ASP_GE | 83 | 5 | 0 | 2018-02-12 | Canyons/Desert
40000-Intermountain Medical Group | 74268 | Vascular and Vein - McKay-Dee | 40000-Intermountain Medical Group | 74268-Vascular and Vein - McKay-Dee | 40000~000000023209 | 828972 | E9XXXX03320 | E9XXXX03320 | 11-758 | Radiographic/Fluoroscopic Unit | C-Arms | 1601 | OEC MEDICAL SYSTEMS INC | 9900 ELITE | 1 | 400D74268A | MG VASCULAR AND VEIN MCKAY DEE | Unspecified | Life Support / High Risk | IES | ASP_GE | 83 | 5 | 0 | 2018-02-12 | Canyons/Desert
40000-Intermountain Medical Group | 74352 | Southridge Eye Care | 40000-Intermountain Medical Group | 74352-Southridge Eye Care | 40000~000000020876 | 818593 | ESXXXX03825 | ESXXXX03825 | 11-758 | Radiographic/Fluoroscopic Unit | C-Arms | 1602 | OEC MEDICAL SYSTEMS INC | 9900 ELITE | 1 | 400D74352A | MG RV SRIDGE EYE CARE | Unspecified | Life Support / High Risk | IES | ASP_GE | 103 | 5 | 0 | 2016-06-28 | Canyons/Desert
13800-Primary Childrens Hospital | 22104 | Operating Rooms | 13800-Primary Childrens Hospital | 22104-Operating Rooms | 13800~000000030863 | 893223 | F9XXTX00148 - S7005L | F9XXTX00148 | 11-758 | Radiographic/Fluoroscopic Unit | C-Arms | 1511 | OEC MEDICAL SYSTEMS INC | Elite 1.1.9 | 1 | 138D22104A | PC OR L2 | Unspecified | Life Support / High Risk | IES | ASP_GE OEC | 40 | 5 | 2 | 2021-09-29 | Canyons/Desert
13000-Logan Regional Hospital | 21101 | Radiology | 13000-Logan Regional Hospital | 20101-Emergency Department | 13000~000000004150 | 132336 | 66-0580 | 66-0580 | 11-758 | Radiographic/Fluoroscopic Unit | C-Arms | 1481 | OEC MEDICAL SYSTEMS INC | MINI 6600 | 1 | 130D20101A | LO EMERGENCY ROOM | Exam Rm 1 | Life Support / High Risk | IES | ASP_GE | 421 | 5 | 0 | 1990-01-01 | Canyons/Desert
40000-Intermountain Medical Group | 74013 | Logan Regional Orthopedics | 40000-Intermountain Medical Group | 74013-Logan Regional Orthopedics | 40000~000000003350 | 289345 | 1295 | OEC861140 | 11-758 | Radiographic/Fluoroscopic Unit | C-Arms | 1593 | OEC MEDICAL SYSTEMS INC | MINI 6800 | 1 | 400D74013A | MG BUDGE CLINIC ORTHOPEDICS | Common Area | Life Support / High Risk | IES | ASP_GE | 249 | 10 | 0 | 2004-04-27 | Canyons/Desert
13000-Logan Regional Hospital | 20101 | Emergency Department | 11300-Supply Chain Organization | 32213-Asset Recovery - SLC | 13000~000000001451 | 300880 | 86-2222 | OEC862222 | 11-758 | Radiographic/Fluoroscopic Unit | C-Arms | 1479 | OEC MEDICAL SYSTEMS INC | MINI 6800 | 1 | 113D32213C | SC ASSET RECOVERY AIRPORT WHS | Received | Life Support / High Risk | IES | ASP_GE | 220 | 8 | 0 | 2006-09-25 | Canyons/Desert
12800-LDS Hospital | 22104 | Operating Rooms | 12800-LDS Hospital | 22104-Operating Rooms | 12800~000000002561 | 220155 | 86-0648 | OEC860648 | 11-758 | Radiographic/Fluoroscopic Unit | C-Arms | 1471 | OEC MEDICAL SYSTEMS INC | MINI 6800 | 1 | 128D22104A | LD OPERATING ROOM L3 | Surgery L3 | Life Support / High Risk | IES | ASP_GE | 265 | 5 | 0 | 2002-12-31 | Canyons/Desert
13800-Primary Childrens Hospital | 22104 | Operating Rooms | 13800-Primary Childrens Hospital | 22104-Operating Rooms | 13800~000000033243 | 762717 | 5U0253 | IHPCHORTCA13 | 18-435 | Radiographic/Fluoroscopic Unit | C-Arms | 1512 | ORTHOSCAN INCORPORATED | 1515 | 1 | 138D22104A | PC OR L2 | OR Equipment Store Room | Life Support / High Risk | IES | ASP_GE | 16 | 3.5 | 2.5 | 2023-09-13 | Canyons/Desert
15400-Intermountain Medical Center | 20101 | Emergency Department | 15400-Intermountain Medical Center | 20101-Emergency Department | 15400~000000042930 | 867283 | 5P0193 | IHPCHORTCA9 | 18-435 | Radiographic/Fluoroscopic Unit | C-Arms | 1549 | ORTHOSCAN INCORPORATED | 1515 | 1 | 154D20101A | IM EMERGENCY ROOM TLL1 | Unspecified | Life Support / High Risk | IES | ASP_GE | 54 | 7 | 2 | 2020-07-15 | Canyons/Desert
36400-McKay-Dee Surgical Center LLC | 22203 | Surgical Center | 36400-McKay-Dee Surgical Center LLC | 22203-Surgical Center | 36400~000000001601 | 871825 | 5P0235 |  | 18-435 | Radiographic/Fluoroscopic Unit | C-Arms | 1574 | ORTHOSCAN INCORPORATED | 1515 | 1 | 364D22203A | MS SC SURGICAL CENTER | Equipment Rm | Life Support / High Risk | IES | ASP_ORTHOS | 5 | 5 | 5 | 2024-09-01 | Canyons/Desert
40000-Intermountain Medical Group | 74177 | McKay-Dee Ortho and Sports Med | 40000-Intermountain Medical Group | 74177-McKay-Dee Ortho and Sports Med | 40000~000000034287 | 923083 | SW0133 |  | 11-758 | Radiographic/Fluoroscopic Unit | C-Arms | 1599 | ORTHOSCAN INCORPORATED | DI MINI 1000-0005 | 1 | 400D74177A | MG MCKAY DEE ORTHO SPORTS MED | Unspecified | Non Life Support | IES | ASP_ORTHOS | 7 | 5 | 4 | 2024-06-25 | Canyons/Desert
40000-Intermountain Medical Group | 74026 | Southwest Ortho and Sports Med | 40000-Intermountain Medical Group | 74026-Southwest Ortho and Sports Med | 40000~000000021160 | 819528 | 5J1059 | IHSWCORTCA | 18-435 | Radiographic/Fluoroscopic Unit | C-Arms | 1594 | ORTHOSCAN INCORPORATED | ORTHOSCAN FD | 1 | 400D74026A | MG SW ORTHO SPORTS MED STE 120 | Unspecified | Life Support / High Risk | IES | ASP_GE | 90 | 7 | 0 | 2017-07-07 | Canyons/Desert
38500-Provo Surgery Center | 22203 | Surgical Center | 38500-Provo Surgery Center | 22203-Surgical Center | 38500~000000000033 | 825452 | 5J1213 | IHUVHORTCA3 | 18-435 | Radiographic/Fluoroscopic Unit | C-Arms | 1585 | ORTHOSCAN INCORPORATED | ORTHOSCAN FD | 1 | 385D22203A | PVASC SURGICAL CENTER | Unspecified | Life Support / High Risk | UVH_CE | UVCREW2_CE | 14 | 5 | 4 | 2023-11-30 | Canyons/Desert
36700-St George Surgery Center LLC | 22203 | Surgical Center | 36700-St George Surgery Center LLC | 22203-Surgical Center | 36700~000000000188 | 821234 | 5J1069 |  | 18-435 | Radiographic/Fluoroscopic Unit | C-Arms | 1578 | ORTHOSCAN INCORPORATED | ORTHOSCAN FD | 1 | 367D22203A | ST GEORGE SURGERY CENTER | Unspecified | Life Support / High Risk | IES | ASP_GE | 31 | 2.1667 | 0 | 2022-06-08 | Canyons/Desert
15400-Intermountain Medical Center | 22203 | Surgical Center | 15400-Intermountain Medical Center | 21101-Radiology | 15400~000000034823 | 854477 | 5K0378 | IHMCHORTCA | 18-435 | Radiographic/Fluoroscopic Unit | C-Arms | 1567 | ORTHOSCAN INCORPORATED | ORTHOSCAN FD | 1 | 154D21101A | IM RADIOLOGY ADMI OFFICE TLL1 | Unspecified | Life Support / High Risk | IES | ASP_GE | 64 | 10 | 5 | 2019-09-26 | Canyons/Desert
14800-Heber Valley Hospital | 22104 | Operating Rooms | 14800-Heber Valley Hospital | 22104-Operating Rooms | 14800~000000001390 | 814755 | 5J0875 | IHHVHORTCA2 | 18-435 | Radiographic/Fluoroscopic Unit | C-Arms | 1548 | ORTHOSCAN INCORPORATED | ORTHOSCAN FD | 1 | 148D22104A | HV OPERATING ROOM | Common Area | Life Support / High Risk | IES | ASP_GE | 98 | 5 | 0 | 2016-11-18 | Canyons/Desert
14400-Utah Valley Hospital | 22104 | Operating Rooms | 14400-Utah Valley Hospital | 22104-Operating Rooms | 14400~000000014484 | 821286 | 5J0597 | IHUVHORTCA1 | 18-435 | Radiographic/Fluoroscopic Unit | C-Arms | 1536 | ORTHOSCAN INCORPORATED | ORTHOSCAN FD | 1 | 144D22104A | UV OPERATING ROOM | Common Area | Life Support / High Risk | IES | ASP_GE | 110 | 7 | 0 | 2015-11-16 | Canyons/Desert
14400-Utah Valley Hospital | 20101 | Emergency Department | 14400-Utah Valley Hospital | 20101-Emergency Department | 14400~000000016676 | 825628 | 5H0435 | IHUVHORTCA2 | 18-435 | Radiographic/Fluoroscopic Unit | C-Arms | 1529 | ORTHOSCAN INCORPORATED | ORTHOSCAN FD | 1 | 144D20101A | UV EMERGENCY ROOM | Common Areas | Life Support / High Risk | IES | ASP_GE | 85 | 7 | 0 | 2017-12-27 | Canyons/Desert
14300-Park City Hospital | 22104 | Operating Rooms | 14300-Park City Hospital | 22104-Operating Rooms | 14300~000000003315 | 850949 | 5K0336 | IHPCHORTCA7 | 18-435 | Radiographic/Fluoroscopic Unit | C-Arms | 1527 | ORTHOSCAN INCORPORATED | ORTHOSCAN FD | 1 | 143D22104A | PK OPERATING ROOM | Unspecified | Life Support / High Risk | IES | ASP_GE | 66 | 7 | 1 | 2019-07-13 | Canyons/Desert
14300-Park City Hospital | 22104 | Operating Rooms | 14300-Park City Hospital | 21101-Radiology | 14300~000000002252 | 839662 | 5J0302 | IHPCHORTCA6 | 18-435 | Radiographic/Fluoroscopic Unit | C-Arms | 1526 | ORTHOSCAN INCORPORATED | ORTHOSCAN FD | 1 | 143D21101A | PK XRAY RADIOLOGY | Unspecified | Life Support / High Risk | IES | ASP_GE | 116 | 5 | 0 | 2015-05-31 | Canyons/Desert
13400-Orem Community Hospital | 22001 | Same Day Surgery | 13400-Orem Community Hospital | 22104-Operating Rooms | 13400~000000001693 | 806026 | 5J0678 | IHOCHORTCA | 18-435 | Radiographic/Fluoroscopic Unit | C-Arms | 1500 | ORTHOSCAN INCORPORATED | ORTHOSCAN FD | 1 | 134D22104A | OR OPERATING ROOM | Or Rm 1 | Life Support / High Risk | IES | ASP_GE | 107 | 7 | 0 | 2016-02-02 | Canyons/Desert
13000-Logan Regional Hospital | 22104 | Operating Rooms | 13000-Logan Regional Hospital | 22104-Operating Rooms | 13000~000000006761 | 822175 | 5J0944 | IHLRHORTCA2 | 18-435 | Radiographic/Fluoroscopic Unit | C-Arms | 1485 | ORTHOSCAN INCORPORATED | ORTHOSCAN FD | 1 | 130D22104A | LO OPERATING ROOM | Standby O.R. | Life Support / High Risk | IES | ASP_GE | 87 | 7 | 0 | 2017-10-23 | Canyons/Desert
13000-Logan Regional Hospital | 20101 | Emergency Department | 13000-Logan Regional Hospital | 20101-Emergency Department | 13000~000000008272 | 846010 | 5K0220 | IHLRHORTCA3 | 18-435 | Radiographic/Fluoroscopic Unit | C-Arms | 1480 | ORTHOSCAN INCORPORATED | ORTHOSCAN FD | 1 | 130D20101A | LO EMERGENCY ROOM | Common Areas | Life Support / High Risk | IES | ASP_GE | 71 | 7 | 1 | 2019-02-13 | Canyons/Desert
12600-St George Regional Hospital | 22104 | Operating Rooms | 12600-St George Regional Hospital | 22104-Operating Rooms | 12600~000000015302 | 821248 | 5J1070 | IHDXHORTCA2 | 18-435 | Radiographic/Fluoroscopic Unit | C-Arms | 1464 | ORTHOSCAN INCORPORATED | ORTHOSCAN FD | 1 | 126D22104A | SG OPERATING ROOMS RR | Common Area | Life Support / High Risk | IES | ASP_GE | 90 | 7 | 0 | 2017-08-01 | Canyons/Desert
11800-American Fork Hospital | 22104 | Operating Rooms | 11300-Supply Chain Organization | 32213-Asset Recovery - SLC | 11800~000000001870 | 487902 | 5J0106 | IHAFHORTCA | 18-435 | Radiographic/Fluoroscopic Unit | C-Arms | 1438 | ORTHOSCAN INCORPORATED | ORTHOSCAN FD | 1 | 113D32213C | SC ASSET RECOVERY AIRPORT WHS | Received | Life Support / High Risk | IES | ASP_GE | 132 | 7 | 0 | 2014-01-07 | Canyons/Desert
11600-Alta View Hospital | 22104 | Operating Rooms | 11600-Alta View Hospital | 22104-Operating Rooms | 11600~000000005938 | 824201 | 5J1183 | IHAVHORTCA | 18-435 | Radiographic/Fluoroscopic Unit | C-Arms | 1434 | ORTHOSCAN INCORPORATED | ORTHOSCAN FD | 1 | 116D22104A | AV OPERATING ROOM | Unspecified | Life Support / High Risk | IES | ASP_GE | 85 | 7 | 0 | 2017-12-19 | Canyons/Desert
14800-Heber Valley Hospital | 22104 | Operating Rooms | 14800-Heber Valley Hospital | 22104-Operating Rooms | 14800~000000000177 | 577367 | 5J0138 | IHHVHORTCA1 | 18-435 | Radiographic/Fluoroscopic Unit | C-Arms | 1547 | ORTHOSCAN INCORPORATED | ORTHOSCAN HD | 1 | 148D22104A | HV OPERATING ROOM | Common Area | Life Support / High Risk | IES | ASP_GE | 131 | 5 | 0 | 2014-02-11 | Canyons/Desert
14600-Cedar City Hospital | 22104 | Operating Rooms | 14600-Cedar City Hospital | 22104-Operating Rooms | 14600~000000003547 | 884720 | 5P0388 | IHCCHORTCA1 | 18-435 | Radiographic/Fluoroscopic Unit | C-Arms | 1545 | ORTHOSCAN INCORPORATED | ORTHOSCAN HD | 1 | 146D22104A | CC OPERATING ROOM | Hall | Life Support / High Risk | IES | ASP_GE | 42 | 7 | 4 | 2021-07-30 | Canyons/Desert
14400-Utah Valley Hospital | 22104 | Operating Rooms | 14400-Utah Valley Hospital | 22104-Operating Rooms | 14400~000000025392 | 903860 | CL2709TA21380036 |  | 18-435 | Radiographic/Fluoroscopic Unit | C-Arms | 1540 | ORTHOSCAN INCORPORATED | ORTHOSCAN HD | 1 | 144D22104A | UV OPERATING ROOM | Unspecified | Life Support / High Risk | IES | ASP_GE | 24 | 5 | 3 | 2023-01-04 | Canyons/Desert
14400-Utah Valley Hospital | 22104 | Operating Rooms | 14400-Utah Valley Hospital | 22104-Operating Rooms | 14400~000000024000 | 893539 | SR0266 |  | 18-435 | Radiographic/Fluoroscopic Unit | C-Arms | 1539 | ORTHOSCAN INCORPORATED | ORTHOSCAN HD | 1 | 144D22104A | UV OPERATING ROOM | Unspecified | Life Support / High Risk | IES | ASP_ORTHOS | 33 | 7 | 4 | 2022-04-22 | Canyons/Desert
14300-Park City Hospital | 21101 | Radiology | 14300-Park City Hospital | 21101-Radiology | 14300~000000001292 | 440402 | 5F0104 | IHPCHORTCA5 | 18-435 | Radiographic/Fluoroscopic Unit | C-Arms | 1525 | ORTHOSCAN INCORPORATED | ORTHOSCAN HD | 1 | 143D21101A | PK XRAY RADIOLOGY | Radiol Operating Rooms | Life Support / High Risk | IES | ASP_GE | 169 | 5 | 0 | 2010-12-13 | Canyons/Desert
14100-Spanish Fork Hospital | 22104 | Operating Rooms | 14100-Spanish Fork Hospital | 22104-Operating Rooms | 14100~000000002486 | 879237 | SR0168 |  | 18-435 | Radiographic/Fluoroscopic Unit | C-Arms | 1519 | ORTHOSCAN INCORPORATED | ORTHOSCAN HD | 1 | 141D22104A | SF OPERATING ROOMS | Common Area | Life Support / High Risk | IES | ASP_GE | 46 | 5 | 1 | 2021-03-15 | Canyons/Desert
14100-Spanish Fork Hospital | 22104 | Operating Rooms | 14100-Spanish Fork Hospital | 22104-Operating Rooms | 14100~000000002485 | 879236 | SP0299 |  | 18-435 | Radiographic/Fluoroscopic Unit | C-Arms | 1518 | ORTHOSCAN INCORPORATED | ORTHOSCAN HD | 1 | 141D22104A | SF OPERATING ROOMS | Common Area | Life Support / High Risk | IES | ASP_GE | 46 | 5 | 1 | 2021-03-15 | Canyons/Desert
13900-Riverton Hospital | 22104 | Operating Rooms | 13900-Riverton Hospital | 22104-Operating Rooms | 13900~000000008577 | 902084 | U0154 |  | 18-435 | Radiographic/Fluoroscopic Unit | C-Arms | 1515 | ORTHOSCAN INCORPORATED | ORTHOSCAN HD | 1 | 139D22104A | RV OPERATING ROOM | Unspecified | Life Support / High Risk | IES | ASP_ORTHOS | 26 | 7 | 5 | 2022-11-30 | Canyons/Desert
13800-Primary Childrens Hospital | 22104 | Operating Rooms | 13800-Primary Childrens Hospital | 22104-Operating Rooms | 13800~000000007473 | 426014 | 5E0959 | IHPCHORTCA3 | 18-435 | Radiographic/Fluoroscopic Unit | C-Arms | 1509 | ORTHOSCAN INCORPORATED | ORTHOSCAN HD | 1 | 138D22104A | PC OR L2 | OR Equipment Store Room | Life Support / High Risk | IES | ASP_GE | 175 | 5 | 0 | 2010-07-01 | Canyons/Desert
13000-Logan Regional Hospital | 22104 | Operating Rooms | 13000-Logan Regional Hospital | 22104-Operating Rooms | 13000~000000002601 | 447618 | 5F0136 | IHLRHORTCA1 | 18-435 | Radiographic/Fluoroscopic Unit | C-Arms | 1483 | ORTHOSCAN INCORPORATED | ORTHOSCAN HD | 1 | 130D22104A | LO OPERATING ROOM | Common Areas | Life Support / High Risk | IES | ASP_GE | 166 | 5 | 0 | 2011-03-21 | Canyons/Desert
13000-Logan Regional Hospital | 21101 | Radiology | 13000-Logan Regional Hospital | 28819-Physical Ther -Utah State Univ | 13000~000000013269 | 408973 | 5E0837 | IHRVHORTCA2 | 18-435 | Radiographic/Fluoroscopic Unit | C-Arms | 1482 | ORTHOSCAN INCORPORATED | ORTHOSCAN HD | 1 | 130D28819A | LO PT USU 1ST FLR | USU Physical Therapy | Life Support / High Risk | IES | ASP_GE | 180 | 5 | 0 | 2010-01-27 | Canyons/Desert
12900-Layton Hospital | 35036 | Field Logistics | 12900-Layton Hospital | 35036-Field Logistics | 12900~000000001255 | 834625 | 5J1322 | IHLYHORTCA1 | 18-435 | Radiographic/Fluoroscopic Unit | C-Arms | 1478 | ORTHOSCAN INCORPORATED | ORTHOSCAN HD | 1 | 129D35036A | LA MATERIALS MANAGEMENT | Unspecified | Life Support / High Risk | IES | ASP_GE | 78 | 7 | 1 | 2018-08-01 | Canyons/Desert
12900-Layton Hospital | 35036 | Field Logistics | 12900-Layton Hospital | 21101-Radiology | 12900~000000001254 | 834626 | 5J1323 | IHLYHORTCA2 | 18-435 | Radiographic/Fluoroscopic Unit | C-Arms | 1477 | ORTHOSCAN INCORPORATED | ORTHOSCAN HD | 1 | 129D21101A | LA RADIOLOGY | Common Area | Life Support / High Risk | IES | ASP_GE | 78 | 7 | 1 | 2018-08-01 | Canyons/Desert
12200-Cassia Regional Hospital | 22104 | Operating Rooms | 12200-Cassia Regional Hospital | 22104-Operating Rooms | 12200~000000000477 | 441959 | 5F0109 | IHCRHORTCA | 18-435 | Radiographic/Fluoroscopic Unit | C-Arms | 1450 | ORTHOSCAN INCORPORATED | ORTHOSCAN HD | 1 | 122D22104A | CA OR CPM EXPENSE | Surgery | Life Support / High Risk | IES | ASP_GE | 170 | 5 | 0 | 2010-12-01 | Canyons/Desert
38700-Murray Surgery Center | 22203 | Surgical Center | 38700-Murray Surgery Center | 22203-Surgical Center | 38700~000000000308 | 883291 | 5P0178 |  | 18-435 | Radiographic/Fluoroscopic Unit | C-Arms | 1588 | ORTHOSCAN INCORPORATED | ORTHOSCAN TAU | 1 | 387D22203A | MUASC MURRAY AMB SURGICAL CNTR | Unspecified | Non Life Support | IES | ASP_GE | 4 | 5 | 5 | 2024-09-23 | Canyons/Desert
38500-Provo Surgery Center | 22203 | Surgical Center | 38500-Provo Surgery Center | 22203-Surgical Center | 38500~000000000002 | 905181 | SV0114 |  | 18-435 | Radiographic/Fluoroscopic Unit | C-Arms | 1583 | ORTHOSCAN INCORPORATED | ORTHOSCAN TAU | 1 | 385D22203A | PVASC SURGICAL CENTER | Unspecified | Non Life Support | IES | ASP_GE | 23 | 5 | 3 | 2023-02-07 | Canyons/Desert
36900-Logan Surgery Center LLC | 22203 | Surgical Center | 36900-Logan Surgery Center LLC | 22203-Surgical Center | 36900~000000000370 | 891085 | SP0438 |  | 18-435 | Radiographic/Fluoroscopic Unit | C-Arms | 1579 | ORTHOSCAN INCORPORATED | ORTHOSCAN TAU | 1 | 369D22203A | LS LOGAN SURGERY CENTER | OR3 | Non Life Support | IES | ASP_ORTHOS | 2 | 5 | 5 | 2024-11-14 | Canyons/Desert
15400-Intermountain Medical Center | 22104 | Operating Rooms | 15400-Intermountain Medical Center | 22104-Operating Rooms | 15400~000000041214 | 908487 | 5073100MINC1 |  | 18-435 | Radiographic/Fluoroscopic Unit | C-Arms | 1565 | ORTHOSCAN INCORPORATED | ORTHOSCAN TAU | 1 | 154D22104A | IM OPERATING ROOM TL2 | North Equiptment Room | Non Life Support | IES | ASP_GE | 21 | 5 | 3 | 2023-04-19 | Canyons/Desert
15400-Intermountain Medical Center | 22104 | Operating Rooms | 15400-Intermountain Medical Center | 22104-Operating Rooms | 15400~000000041213 | 908488 | 5073100MINC2 |  | 18-435 | Radiographic/Fluoroscopic Unit | C-Arms | 1564 | ORTHOSCAN INCORPORATED | ORTHOSCAN TAU | 1 | 154D22104A | IM OPERATING ROOM TL2 | North Equiptment Room | Non Life Support | IES | ASP_GE | 21 | 5 | 3 | 2023-04-19 | Canyons/Desert
14200-Sevier Valley Hospital | 21101 | Radiology | 14200-Sevier Valley Hospital | 21101-Radiology | 14200~000000001788 |  | 5P0297 |  | 18-435 | Radiographic/Fluoroscopic Unit | C-Arms | 1520 | ORTHOSCAN INCORPORATED | ORTHOSCAN TAU | 1 | 142D21101A | SV RADIOLOGY | Unspecified | Non Life Support |  |  | 48 | 5 | 1 | 2021-01-26 | Canyons/Desert
13900-Riverton Hospital | 22104 | Operating Rooms | 13900-Riverton Hospital | 22104-Operating Rooms | 13900~000000008685 | 913167 | SU0154 | IHRVHORTCA4 | 18-435 | Radiographic/Fluoroscopic Unit | C-Arms | 1516 | ORTHOSCAN INCORPORATED | ORTHOSCAN TAU | 1 | 139D22104A | RV OPERATING ROOM | Unspecified | Non Life Support | IES | ASP_GE | 26 | 5 | 3 | 2022-11-18 | Canyons/Desert
13900-Riverton Hospital | 20101 | Emergency Department | 13900-Riverton Hospital | 20101-Emergency Department | 13900~000000007341 | 880156 | 5P0209 | IHRVHORTCA3 | 18-435 | Radiographic/Fluoroscopic Unit | C-Arms | 1513 | ORTHOSCAN INCORPORATED | ORTHOSCAN TAU | 1 | 139D20101A | RV EMERGENCY ROOM | Equipment Rm (North) | Non Life Support | CESS | CESS_ALL | 47 | 7 | 3 | 2021-02-19 | Canyons/Desert
13800-Primary Childrens Hospital | 21101 | Radiology | 13800-Primary Childrens Hospital | 21001-Imaging Administration | 13800~000000029609 | 879163 | 5P0243 | IHPCHORTCA10 | 18-435 | Radiographic/Fluoroscopic Unit | C-Arms | 1502 | ORTHOSCAN INCORPORATED | ORTHOSCAN TAU | 1 | 138D21001A | PC IMAGING L1 | Unspecified | Non Life Support | IES | ASP_GE | 50 | 5 | 1 | 2020-11-18 | Canyons/Desert
13400-Orem Community Hospital | 22104 | Operating Rooms | 13400-Orem Community Hospital | 22001-Same Day Surgery | 13400~000000002199 | 869465 | 5P0203 | IHOCHORTCA2 | 18-435 | Radiographic/Fluoroscopic Unit | C-Arms | 1501 | ORTHOSCAN INCORPORATED | ORTHOSCAN TAU | 1 | 134D22001A | OR SAME DAY SURGERY | Common Areas | Non Life Support | IES | ASP_GE | 53 | 7 | 3 | 2020-08-04 | Canyons/Desert
13200-McKay-Dee Hospital Center | 22104 | Operating Rooms | 13200-McKay-Dee Hospital Center | 22104-Operating Rooms | 13200~000000026036 | 908519 | SV0147 |  | 18-435 | Radiographic/Fluoroscopic Unit | C-Arms | 1496 | ORTHOSCAN INCORPORATED | ORTHOSCAN TAU | 1 | 132D22104A | MK OPERATING ROOM L2 | Unspecified | Non Life Support | MKDHC_CE | MKDCREW5CE | 20 | 5 | 3 | 2023-05-12 | Canyons/Desert
12900-Layton Hospital | 20101 | Emergency Department | 12900-Layton Hospital | 20101-Emergency Department | 12900~000000005158 | 894507 | SP0498 | IHLYHORTCA3 | 18-435 | Radiographic/Fluoroscopic Unit | C-Arms | 1473 | ORTHOSCAN INCORPORATED | ORTHOSCAN TAU | 1 | 129D20101A | LA EMERGENCY ROOM | CORE | Non Life Support | IES | ASP_ORTHOS | 34 | 5 | 2 | 2022-03-17 | Canyons/Desert
12600-St George Regional Hospital | 22104 | Operating Rooms | 12600-St George Regional Hospital | 22104-Operating Rooms | 12600~000000025101 | 884403 | 5P0384 | IHDXHORTCA3 | 18-435 | Radiographic/Fluoroscopic Unit | C-Arms | 1465 | ORTHOSCAN INCORPORATED | ORTHOSCAN TAU | 1 | 126D22104A | SG OPERATING ROOMS RR | Operating Rm | Non Life Support | IES | ASP_ORTHOS | 42 | 5 | 2 | 2021-07-19 | Canyons/Desert
12200-Cassia Regional Hospital | 22104 | Operating Rooms | 12200-Cassia Regional Hospital | 22104-Operating Rooms | 12200~000000003726 | 909944 | 5U0241 | IHCRHORTCA2 | 18-435 | Radiographic/Fluoroscopic Unit | C-Arms | 1451 | ORTHOSCAN INCORPORATED | ORTHOSCAN TAU | 1 | 122D22104A | CA OR CPM EXPENSE | Unspecified | Non Life Support | IES | ASP_ORTHOS | 19 | 5 | 3 | 2023-06-28 | Canyons/Desert
11600-Alta View Hospital | 22104 | Operating Rooms | 11600-Alta View Hospital | 22104-Operating Rooms | 11600~000000008073 | 883284 | 5P0179 |  | 18-435 | Radiographic/Fluoroscopic Unit | C-Arms | 1435 | ORTHOSCAN INCORPORATED | ORTHOSCAN TAU | 1 | 116D22104A | AV OPERATING ROOM | Unspecified | Non Life Support | IES | ASP_GE | 55 | 7 | 2 | 2020-06-05 | Canyons/Desert
11600-Alta View Hospital | 20101 | Emergency Department | 11600-Alta View Hospital | 22104-Operating Rooms | 11600~000000008102 | 869459 | 5P0182 | IHAVHORTCA2 | 18-435 | Radiographic/Fluoroscopic Unit | C-Arms | 1429 | ORTHOSCAN INCORPORATED | ORTHOSCAN TAU | 1 | 116D22104A | AV OPERATING ROOM | OR Common Area | Non Life Support | IES | ASP_GE | 55 | 7 | 2 | 2020-06-12 | Canyons/Desert
11600-Alta View Hospital | 20101 | Emergency Department | 11600-Alta View Hospital | 20101-Emergency Department | 11600~000000009662 | 913235 | 5P0181 |  | 18-435 | Radiographic/Fluoroscopic Unit | C-Arms | 1428 | ORTHOSCAN INCORPORATED | ORTHOSCAN TAU | 1 | 116D20101A | AV EMERGENCY ROOM | Nurse Station | Non Life Support | IES | ASP_GE | 15 | 5 | 4 | 2023-10-12 | Canyons/Desert
38700-Murray Surgery Center | 22203 | Surgical Center | 38700-Murray Surgery Center | 22203-Surgical Center | 38700~000000000137 | 912508 | 5R0199 |  | 18-435 | Radiographic/Fluoroscopic Unit | C-Arms | 1587 | ORTHOSCAN INCORPORATED | TAU 2020 | 1 | 387D22203A | MUASC MURRAY AMB SURGICAL CNTR | Unspecified | Non Life Support | TOSH_CE | TSHCREW2CE | 16 | 5 | 4 | 2023-09-25 | Canyons/Desert
38700-Murray Surgery Center | 22203 | Surgical Center | 38700-Murray Surgery Center | 22203-Surgical Center | 38700~000000000136 | 912507 | 5R0198 |  | 18-435 | Radiographic/Fluoroscopic Unit | C-Arms | 1586 | ORTHOSCAN INCORPORATED | TAU 2020 | 1 | 387D22203A | MUASC MURRAY AMB SURGICAL CNTR | Unspecified | Non Life Support | TOSH_CE | TSHCREW2CE | 16 | 5 | 4 | 2023-09-25 | Canyons/Desert
36400-McKay-Dee Surgical Center LLC | 22203 | Surgical Center | 36400-McKay-Dee Surgical Center LLC | 22203-Surgical Center | 36400~000000001561 | 901311 | 5R0208 |  | 18-435 | Radiographic/Fluoroscopic Unit | C-Arms | 1573 | ORTHOSCAN INCORPORATED | TAU 2020 | 1 | 364D22203A | MS SC SURGICAL CENTER | Equipment Rm | Non Life Support | IES | ASP_ORTHOS | 5 | 5 | 5 | 2024-09-01 | Canyons/Desert
12600-St George Regional Hospital | 21050 | Imaging Dept - Satellite | 12600-St George Regional Hospital | 21050-Imaging Dept - Satellite | 12600~000000027077 | 911902 | SV0176 | 22511000MINC4 | 18-435 | Radiographic/Fluoroscopic Unit | C-Arms | 1454 | ORTHOSCAN INCORPORATED | TAU 2020 | 1 | 126D21050A | HU IMAGING DEPT SATELLITE | Unspecified | Non Life Support | IES | ASP_ORTHOS | 17 | 5 | 4 | 2023-08-31 | Canyons/Desert
12600-St George Regional Hospital | 20101 | Emergency Department | 12600-St George Regional Hospital | 20101-Emergency Department | 12600~000000026448 | 902574 | SV0112 |  | 18-435 | Radiographic/Fluoroscopic Unit | C-Arms | 1453 | ORTHOSCAN INCORPORATED | TAU 2020 | 1 | 126D20101A | SG EMERGENCY RM RR | Unspecified | Non Life Support | IES | ASP_ORTHOS | 25 | 5 | 3 | 2022-12-12 | Canyons/Desert
12000-Bear River Valley Hospital | 22104 | Operating Rooms | 12000-Bear River Valley Hospital | 22104-Operating Rooms | 12000~000000001931 | 915567 | 5V2038 |  | 18-435 | Radiographic/Fluoroscopic Unit | C-Arms | 1448 | ORTHOSCAN INCORPORATED | TAU 2020 | 1 | 120D22104A | BR OPERATING ROOM | Unspecified | Non Life Support | IES | ASP_GE OEC | 14 | 7 | 6 | 2023-11-28 | Canyons/Desert
11800-American Fork Hospital | 22104 | Operating Rooms | 11800-American Fork Hospital | 32215-Clinical Engineering | 11800~000000007827 | 908474 | 5V0109 | IHAFHORTCA2 | 18-435 | Radiographic/Fluoroscopic Unit | C-Arms | 1444 | ORTHOSCAN INCORPORATED | TAU 2020 | 1 | 118D32215A | AF CLINICAL ENGINEERING | Unspecified | Non Life Support | AFH_CE | AFCREW1_CE | 27 | 5 | 3 | 2022-10-21 | Canyons/Desert
11800-American Fork Hospital | 22104 | Operating Rooms | 11800-American Fork Hospital | 22104-Operating Rooms | 11800~000000001099 | 356467 | 559003 | IHAFHPHLCA | 11-758 | Radiographic/Fluoroscopic Unit | C-Arms | 1441 | PHILIPS HEALTHCARE | BV PULSERA | 1 | 118D22104A | AF OPERATING ROOM | Standby O.R. | Life Support / High Risk | IES | ASP_GE | 202 | 5 | 0 | 2008-03-19 | Canyons/Desert
13400-Orem Community Hospital | 21201 | Magnetic Res Imaging - MRI | 13400-Orem Community Hospital | 21201-Magnetic Res Imaging - MRI | 13400~000000001816 | 817689 | FK00551 | IHOCHPHLCA | 11-758 | Radiographic/Fluoroscopic Unit | C-Arms | 1499 | PHILIPS HEALTHCARE | BV PULSERA | 1 | 134D21201A | OR IMAGING CENTER OREM | Unspecified | Life Support / High Risk | IES | ASP_GE | 93 | 5 | 0 | 2017-04-17 | Canyons/Desert
13800-Primary Childrens Hospital | 21101 | Radiology | 13800-Primary Childrens Hospital | 21101-Radiology | 13800~000000005603 | 346915 | 002106 | IHPCHPHLCA1 | 11-758 | Radiographic/Fluoroscopic Unit | C-Arms | 1503 | PHILIPS HEALTHCARE | BV PULSERA | 1 | 138D21101A | PC MEDICAL IMAGING 1ST FLR W | Ultrasound 1D158 | Life Support / High Risk | IES | ASP_GE | 205 | 5 | 0 | 2008-01-01 | Canyons/Desert
14300-Park City Hospital | 21101 | Radiology | 14300-Park City Hospital | 21101-Radiology | 14300~000000000450 | 440401 | 820 | IHPCHPHLCA4 | 11-758 | Radiographic/Fluoroscopic Unit | C-Arms | 1524 | PHILIPS HEALTHCARE | BV PULSERA | 1 | 143D21101A | PK XRAY RADIOLOGY | Radiol Common Area | Life Support / High Risk | IES | ASP_GE | 184 | 5 | 0 | 2009-09-26 | Canyons/Desert
15400-Intermountain Medical Center | 21101 | Radiology | 15400-Intermountain Medical Center | 21101-Radiology | 15400~000000013109 | 348898 | 001690 | IHMCHPHLCA6 | 11-758 | Radiographic/Fluoroscopic Unit | C-Arms | 1552 | PHILIPS HEALTHCARE | BV PULSERA | 1 | 154D21101A | IM RADIOLOGY ADMI OFFICE TLL1 | Orange C-Arm | Life Support / High Risk | IES | ASP_GE | 205 | 5 | 0 | 2007-12-06 | Canyons/Desert
15400-Intermountain Medical Center | 21101 | Radiology | 15400-Intermountain Medical Center | 21101-Radiology | 15400~000000013112 | 347649 | 001659 | IHMCHPHLCA3 | 11-758 | Radiographic/Fluoroscopic Unit | C-Arms | 1553 | PHILIPS HEALTHCARE | BV PULSERA | 1 | 154D21101A | IM RADIOLOGY ADMI OFFICE TLL1 | Bldg C LL1 Radiol Common Area | Life Support / High Risk | IES | ASP_GE | 205 | 5 | 0 | 2007-12-06 | Canyons/Desert
15400-Intermountain Medical Center | 21101 | Radiology | 15400-Intermountain Medical Center | 21101-Radiology | 15400~000000013113 | 345278 | 001689 | IHMCHPHLCA2 | 11-758 | Radiographic/Fluoroscopic Unit | C-Arms | 1554 | PHILIPS HEALTHCARE | BV PULSERA | 1 | 154D21101A | IM RADIOLOGY ADMI OFFICE TLL1 | Green C-Arm | Life Support / High Risk | IES | ASP_GE | 205 | 5 | 0 | 2007-12-06 | Canyons/Desert
38500-Provo Surgery Center | 22203 | Surgical Center | 38500-Provo Surgery Center | 22203-Surgical Center | 38500~000000000001 | 338238 | 001497 | IHUVHPHLCA2 | 11-758 | Radiographic/Fluoroscopic Unit | C-Arms | 1582 | PHILIPS HEALTHCARE | BV PULSERA | 1 | 385D22203A | PVASC SURGICAL CENTER | Unspecified | Life Support / High Risk | IES | ASP_GE | 194 | 5 | 0 | 2008-11-30 | Canyons/Desert
40000-Intermountain Medical Group | 74079 | Intrmtn Urological Institute | 40000-Intermountain Medical Group | 74079-Intrmtn Urological Institute | 40000~000000004634 | 369838 | 000237 | IHMCHPHLCA7 | 11-758 | Radiographic/Fluoroscopic Unit | C-Arms | 1595 | PHILIPS HEALTHCARE | BV PULSERA | 1 | 400D74079A | MG UROLOGICAL INST STE 720 | Unspecified | Life Support / High Risk | IES | ASP_GE | 192 | 5 | 0 | 2009-01-13 | Canyons/Desert
15400-Intermountain Medical Center | 21111 | Radiology TOSH | 37000-The Orthopedic Specialty Hosp | 21101-Radiology | 15400~000000042443 | 523741 | 683 | IHOSHPHLCA | 11-758 | Radiographic/Fluoroscopic Unit | C-Arms | 1561 | PHILIPS HEALTHCARE | VERADIUS | 1 | 370D21101A | TO RADIOLOGY BLDG 4 L1 | X-Ray Rm | Life Support / High Risk | IES | ASP_GE | 144 | 7 | 0 | 2013-01-04 | Canyons/Desert
14400-Utah Valley Hospital | 22104 | Operating Rooms | 14400-Utah Valley Hospital | 22104-Operating Rooms | 14400~000000015196 | 813423 | 000262 | IHUVHPHLCA6 | 11-758 | Radiographic/Fluoroscopic Unit | C-Arms | 1537 | PHILIPS HEALTHCARE | VERADIUS | 1 | 144D22104A | UV OPERATING ROOM | Common Area | Life Support / High Risk | IES | ASP_GE | 103 | 7 | 0 | 2016-06-15 | Canyons/Desert
14400-Utah Valley Hospital | 22104 | Operating Rooms | 14400-Utah Valley Hospital | 22104-Operating Rooms | 14400~000000007243 | 546908 | 94 | IHUVHPHLCA5 | 11-758 | Radiographic/Fluoroscopic Unit | C-Arms | 1534 | PHILIPS HEALTHCARE | VERADIUS | 1 | 144D22104A | UV OPERATING ROOM | Back Hallway | Life Support / High Risk | IES | ASP_GE | 151 | 5 | 0 | 2012-06-27 | Canyons/Desert
13800-Primary Childrens Hospital | 22104 | Operating Rooms | 13800-Primary Childrens Hospital | 22104-Operating Rooms | 13800~000000000993 | 558329 | 000122 | IHPCHPHLCA2 | 11-758 | Radiographic/Fluoroscopic Unit | C-Arms | 1508 | PHILIPS HEALTHCARE | VERADIUS | 1 | 138D22104A | PC OR L2 | Surgery | Life Support / High Risk | IES | ASP_GE | 137 | 5 | 0 | 2013-08-05 | Canyons/Desert
12500-Delta Community Hospital | 21101 | Radiology | 12500-Delta Community Hospital | 21101-Radiology | 12500~000000000267 | 394427 | 435864CT | 435864CT | 13-469 | Scanning Systems, Computed Tom | CT | 1625 | GE HEALTHCARE | BRIGHTSPEED ELITE | 1 | 125D21101A | DL XRAY | Radiol Radiology | Life Support / High Risk | IES | ASP_GE | 185 | 5 | 0 | 2009-08-26 | Canyons/Desert
12700-Fillmore Community Hospital | 21401 | Computed Tomography - CT | 12700-Fillmore Community Hospital | 21101-Radiology | 12700~000000000187 | 490142 | 291316HM8 | 435743CT2 | 13-469 | Scanning Systems, Computed Tom | CT | 1635 | GE HEALTHCARE | BRIGHTSPEED ELITE | 1 | 127D21101A | FL RADIOLOGY | Common Area | Life Support / High Risk | IES | ASP_GE | 153 | 5 | 0 | 2012-04-27 | Canyons/Desert
12200-Cassia Regional Hospital | 21801 | Nuclear Medicine | 12200-Cassia Regional Hospital | 21801-Nuclear Medicine | 12200~000000003405 | 896592 | 830A60354 | 208678NM830 | 23-964 | Scanning Systems, Computed Tom | Spect | 1624 | GE HEALTHCARE | DISCOVERY 830 | 1 | 122D21801A | CA NUCLEAR MEDICINE | Common Area | Life Support / High Risk | IES | ASP_GE | 35 | 5 | 2 | 2022-03-01 | Canyons/Desert
12600-St George Regional Hospital | 21401 | Computed Tomography - CT | 12600-St George Regional Hospital | 21401-Computed Tomography - CT | 12600~000000004455 | 490651 | 433068CN4 | 435251HDCT | 13-469 | Scanning Systems, Computed Tom | CT | 1628 | GE HEALTHCARE | DISCOVERY CT750 HD | 1 | 126D21401D | SG CT RRAD | Ct Exam 1 | Life Support / High Risk | IES | ASP_GE | 135 | 5 | 0 | 2013-11-01 | Canyons/Desert
13200-McKay-Dee Hospital Center | 21401 | Computed Tomography - CT | 13200-McKay-Dee Hospital Center | 21401-Computed Tomography - CT | 13200~000000009664 | 557486 | 434003CN0 | 801387HDCT | 13-469 | Scanning Systems, Computed Tom | CT | 1649 | GE HEALTHCARE | DISCOVERY CT750 HD | 1 | 132D21401A | MK CT 1ST FLR | Ct Rm 2 | Life Support / High Risk | IES | ASP_GE | 136 | 5 | 0 | 2013-09-26 | Canyons/Desert
13200-McKay-Dee Hospital Center | 21701 | Positron Emission Tomography | 13200-McKay-Dee Hospital Center | 21701-Positron Emission Tomography | 13200~000000025323 | 896076 | CJRPX2200042CN | 801520PTC1 | 20-161 | Scanning Systems, Computed Tom | PET | 1654 | GE HEALTHCARE | DISCOVERY MI | 1 | 132D21701A | MK PET CT L3 | Unspecified | Non Life Support | IES | ASP_ALL | 31 | 5 | 2 | 2022-06-23 | Canyons/Desert
12800-LDS Hospital | 25501 | Radiation Center | 12800-LDS Hospital | 25501-Radiation Center | 12800~000000015647 | 913417 | 801408RT | 801408RT | 13-469 | Scanning Systems, Computed Tom | CT | 1641 | GE HEALTHCARE | DISCOVERY RT | 1 | 128D25501A | LD RADIATION CENTER L1 | Unspecified | Non Life Support | IES | ASP_GE | 40 | 5 | 2 | 2021-09-14 | Canyons/Desert
13200-McKay-Dee Hospital Center | 25501 | Radiation Center | 13200-McKay-Dee Hospital Center | 25501-Radiation Center | 13200~000000026270 | 911996 | RTDCV2300014CN | 801387RT / 80140PC72 | 13-469 | Scanning Systems, Computed Tom | CT | 1660 | GE HEALTHCARE | DISCOVERY RT | 1 | 132D25501A | MK RADIATION THERAPY 1ST FLR | Unspecified | Non Life Support | IES | ASP_GE | 20 | 5 | 3 | 2023-05-08 | Canyons/Desert
15400-Intermountain Medical Center | 25501 | Radiation Center | 15400-Intermountain Medical Center | 25501-Radiation Center | 15400~000000035572 | 762733 | 801507RT1 | 801507RT1 | 13-469 | Scanning Systems, Computed Tom | CT | 1703 | GE HEALTHCARE | DISCOVERY RT | 1 | 154D25501A | IM RADIATION CENTER HL1 | Unspecified | Non Life Support | IES | ASP_GE | 58 | 5 | 0 | 2020-03-18 | Canyons/Desert
12600-St George Regional Hospital | 21401 | Computed Tomography - CT | 12600-St George Regional Hospital | 21401-Computed Tomography - CT | 12600~000000009251 | 359319 | YZB/USA0576-2003 | 435688DST | 20-161 | Scanning Systems, Computed Tom | CT | 1629 | GE HEALTHCARE | DISCOVERY ST | 1 | 126D21401A | SG CT | Ct | Life Support / High Risk | IES | ASP_GE | 198 | 5 | 0 | 2008-07-10 | Canyons/Desert
14400-Utah Valley Hospital | 21701 | Positron Emission Tomography | 14400-Utah Valley Hospital | 21101-Radiology | 14400~000000005601 | 408863 | 2UA9090GSH | 801357DST | 20-161 | Scanning Systems, Computed Tom | CT | 1680 | GE HEALTHCARE | DISCOVERY STE 16 | 1 | 144D21101A | UV RADIOLOGY | OP Radiol Pet Scan | Life Support / High Risk | IES | ASP_GE | 177 | 5 | 0 | 2010-04-06 | Canyons/Desert
12600-St George Regional Hospital | 21801 | Nuclear Medicine | 12600-St George Regional Hospital | 21801-Nuclear Medicine | 12600~000000004265 | 490632 | 18469 | 435251INF2 | 23-964 | Scanning Systems, Computed Tom | Spect | 1633 | GE HEALTHCARE | INFINIA | 1 | 126D21801B | SG NUCLEAR MEDICINE RR | Nuclear Medicine 3 | Life Support / High Risk | IES | ASP_GE | 144 | 5 | 0 | 2013-02-01 | Canyons/Desert
14200-Sevier Valley Hospital | 21101 | Radiology | 14200-Sevier Valley Hospital | 21101-Radiology | 14200~000000000393 | 460040 | 18058 | 435893INF | 23-964 | Scanning Systems, Computed Tom | Spect | 1671 | GE HEALTHCARE | INFINIA | 1 | 142D21101A | SV RADIOLOGY | 1 | Life Support / High Risk | IES | ASP_GE | 164 | 10 | 0 | 2011-06-01 | Canyons/Desert
14300-Park City Hospital | 21801 | Nuclear Medicine | 14300-Park City Hospital | 21101-Radiology | 14300~000000000280 | 390907 | 17667 | 435658INF | 23-964 | Scanning Systems, Computed Tom | Spect | 1674 | GE HEALTHCARE | INFINIA | 1 | 143D21101A | PK XRAY RADIOLOGY | Radiol Common Area | Life Support / High Risk | IES | ASP_GE | 184 | 5 | 0 | 2009-09-30 | Canyons/Desert
15400-Intermountain Medical Center | 21801 | Nuclear Medicine | 15400-Intermountain Medical Center | 21101-Radiology | 15400~000000009207 | 349032 | 17103 | 801IMCINF | 23-964 | Scanning Systems, Computed Tom | Spect | 1694 | GE HEALTHCARE | INFINIA | 1 | 154D21101A | IM RADIOLOGY ADMI OFFICE TLL1 | BldgB L2 OutptRadCommon Area | Life Support / High Risk | IES | ASP_GE | 207 | 5 | 0 | 2007-11-01 | Canyons/Desert
11800-American Fork Hospital | 21801 | Nuclear Medicine | 11800-American Fork Hospital | 21801-Nuclear Medicine | 11800~000000006369 | 364336 | 17178 | 801IMCCARD | 23-964 | Scanning Systems, Computed Tom | SpectCT | 1621 | GE HEALTHCARE | INFINIA HAWKEYE | 1 | 118D21801A | AF NUCLEAR MEDICINE | Nuc Med Control | Life Support / High Risk | IES | ASP_GE | 207 | 5 | 0 | 2007-11-01 | Canyons/Desert
13000-Logan Regional Hospital | 21801 | Nuclear Medicine | 13000-Logan Regional Hospital | 21801-Nuclear Medicine | 13000~000000001460 | 306873 | 16931 | 435750INF2 | 23-964 | Scanning Systems, Computed Tom | SpectCT | 1646 | GE HEALTHCARE | INFINIA HAWKEYE | 1 | 130D21801A | LO NUCLEAR MED | Alloc To Nuclear Med | Life Support / High Risk | IES | ASP_GE | 217 | 5 | 0 | 2006-12-05 | Canyons/Desert
14400-Utah Valley Hospital | 21801 | Nuclear Medicine | 14400-Utah Valley Hospital | 21801-Nuclear Medicine | 14400~000000005987 | 424947 | 17954 | 801357INF2 | 23-964 | Scanning Systems, Computed Tom | SpectCT | 1682 | GE HEALTHCARE | INFINIA HAWKEYE | 1 | 144D21801A | UV NUCLEAR MEDICINE | Room 12 | Life Support / High Risk | IES | ASP_GE | 174 | 5 | 0 | 2010-07-13 | Canyons/Desert
14600-Cedar City Hospital | 21801 | Nuclear Medicine | 14600-Cedar City Hospital | 21801-Nuclear Medicine | 14600~000000000601 | 371285 | 17574 | VVMCINF1 | 23-964 | Scanning Systems, Computed Tom | SpectCT | 1686 | GE HEALTHCARE | INFINIA HAWKEYE | 1 | 146D21801A | CC NUCLEAR MEDICINE | Nuclear Medicine | Life Support / High Risk | IES | ASP_GE | 193 | 5 | 0 | 2009-01-01 | Canyons/Desert
15400-Intermountain Medical Center | 21801 | Nuclear Medicine | 15400-Intermountain Medical Center | 21101-Radiology | 15400~000000009210 | 352158 | 71320 | 801IMCINF1 | 23-964 | Scanning Systems, Computed Tom | SpectCT | 1695 | GE HEALTHCARE | INFINIA HAWKEYE | 1 | 154D21101A | IM RADIOLOGY ADMI OFFICE TLL1 | Bldg C LL1 Radiol Common Area | Life Support / High Risk | IES | ASP_GE | 207 | 5 | 0 | 2007-11-01 | Canyons/Desert
15400-Intermountain Medical Center | 21801 | Nuclear Medicine | 15400-Intermountain Medical Center | 21802-Cardiac Molecular Imaging | 15400~000000005047 | 288568 | 16424 | 801314INF1 | 23-964 | Scanning Systems, Computed Tom | SpectCT | 1698 | GE HEALTHCARE | INFINIA HAWKEYE | 1 | 154D21802A | IM CARDIAC MOLECULAR IMAG SLL1 | BldgC Nuclear Cardiology LL1 | Life Support / High Risk | IES | ASP_GE | 224 | 5 | 0 | 2006-06-01 | Canyons/Desert
40000-Intermountain Medical Group | 74135 | Salt Lake Clinic - Radiology | 40000-Intermountain Medical Group | 74135-Salt Lake Clinic - Radiology | 40000~000000004238 | 356085 | 17260 | 801SLCINF | 23-964 | Scanning Systems, Computed Tom | SpectCT | 1714 | GE HEALTHCARE | INFINIA HAWKEYE | 1 | 400D74135A | MG SL CLINIC RADIOLOGY 1ST FLR | Nuclear Medicine | Life Support / High Risk | IES | ASP_GE | 206 | 10 | 0 | 2007-11-30 | Canyons/Desert
11800-American Fork Hospital | 21801 | Nuclear Medicine | 11800-American Fork Hospital | 21801-Nuclear Medicine | 11800~000000005117 | 464539 | 18170 | 801ALTAINF2 | 24-013 | Scanning Systems, Computed Tom | SpectCT | 1620 | GE HEALTHCARE | INFINIA HAWKEYE 4 | 1 | 118D21801A | AF NUCLEAR MEDICINE | Unspecified | Life Support / High Risk | IES | ASP_GE | 162 | 5 | 0 | 2011-07-19 | Canyons/Desert
12800-LDS Hospital | 21801 | Nuclear Medicine | 12800-LDS Hospital | 21801-Nuclear Medicine | 12800~000000004812 | 469660 | 18169 | 801408INF2 | 24-013 | Scanning Systems, Computed Tom | SpectCT | 1638 | GE HEALTHCARE | INFINIA HAWKEYE 4 | 1 | 128D21801A | LD NUCLEAR MEDICINE L7 | Common Areas | Life Support / High Risk | IES | ASP_GE | 161 | 5 | 0 | 2011-08-24 | Canyons/Desert
13200-McKay-Dee Hospital Center | 21801 | Nuclear Medicine | 13200-McKay-Dee Hospital Center | 21801-Nuclear Medicine | 13200~000000007720 | 475630 | 18208 | 801387INF1 | 24-013 | Scanning Systems, Computed Tom | SpectCT | 1656 | GE HEALTHCARE | INFINIA HAWKEYE 4 | 1 | 132D21801A | MK NUCLEAR MED 3RD FLR | Gamma 4 | Life Support / High Risk | IES | ASP_GE | 160 | 20 | 7 | 2011-10-01 | Canyons/Desert
13900-Riverton Hospital | 21801 | Nuclear Medicine | 13900-Riverton Hospital | 21801-Nuclear Medicine | 13900~000000000843 | 404428 | 17707 | 801RHINF | 24-013 | Scanning Systems, Computed Tom | SpectCT | 1668 | GE HEALTHCARE | INFINIA HAWKEYE 4 | 1 | 139D21801A | RV NUCLEAR MEDICINE | L1 Common Area | Life Support / High Risk | IES | ASP_GE | 182 | 5 | 0 | 2009-11-10 | Canyons/Desert
11800-American Fork Hospital | 21401 | Computed Tomography - CT | 11800-American Fork Hospital | 21401-Computed Tomography - CT | 11800~000000001314 | 416368 | 801855VCT | 801855VCT | 13-469 | Scanning Systems, Computed Tom | CT | 1618 | GE HEALTHCARE | LIGHTSPEED VCT 64 SLICE | 1 | 118D21401A | AF CT SCAN | Ct-1 | Life Support / High Risk | IES | ASP_GE | 177 | 5 | 0 | 2010-04-14 | Canyons/Desert
12600-St George Regional Hospital | 21401 | Computed Tomography - CT | 12600-St George Regional Hospital | 21101-Radiology | 12600~000000009283 | 366686 | 1284499 | 435251VCT | 13-469 | Scanning Systems, Computed Tom | CT | 1627 | GE HEALTHCARE | LIGHTSPEED VCT 64 SLICE | 1 | 126D21101F | SG RADIOLOGY XRAY HURRICANE | Unspecified | Life Support / High Risk | IES | ASP_GE | 205 | 5 | 0 | 2007-12-06 | Canyons/Desert
13200-McKay-Dee Hospital Center | 25501 | Radiation Center | 13200-McKay-Dee Hospital Center | 25501-Radiation Center | 13200~000000025339 | 282292 | UNKNOWN | 801408CT2 | 13-469 | Scanning Systems, Computed Tom | CT | 1659 | GE HEALTHCARE | LIGHTSPEED VCT 64 SLICE | 1 | 132D25501A | MK RADIATION THERAPY 1ST FLR | Sim Rm | Life Support / High Risk | IES | ASP_GE | 229 | 5 | 0 | 2006-01-01 | Canyons/Desert
13400-Orem Community Hospital | 21101 | Radiology | 13400-Orem Community Hospital | 21101-Radiology | 13400~000000001598 | 303060 | 7763YC6 | 435868VCT | 13-469 | Scanning Systems, Computed Tom | CT | 1661 | GE HEALTHCARE | LIGHTSPEED VCT 64 SLICE | 1 | 134D21101A | OR RADIOLOGY | Radiology | Life Support / High Risk | IES | ASP_GE | 219 | 5 | 0 | 2006-11-01 | Canyons/Desert
14400-Utah Valley Hospital | 21401 | Computed Tomography - CT | 14400-Utah Valley Hospital | 21401-Computed Tomography - CT | 14400~000000004158 | 369718 | 5124069-5 | 801357VCT2 | 13-469 | Scanning Systems, Computed Tom | CT | 1676 | GE HEALTHCARE | LIGHTSPEED VCT 64 SLICE | 1 | 144D21401B | UV OUTPATIENT CTR CT SCAN PDA | Unspecified | Life Support / High Risk | IES | ASP_GE | 194 | 5 | 0 | 2008-11-30 | Canyons/Desert
40000-Intermountain Medical Group | 74135 | Salt Lake Clinic - Radiology | 40000-Intermountain Medical Group | 40006-Lake Park Accounts Receivable | 40000~000000005231 | 457631 | 801535VCT | 801535VCT | 13-469 | Scanning Systems, Computed Tom | CT | 1713 | GE HEALTHCARE | LIGHTSPEED VCT 64 SLICE | 1 | 400D40006A | MG SL CLINIC GENERAL ADMIN | Unspecified | Life Support / High Risk | IES | ASP_GE | 179 | 5 | 0 | 2010-02-11 | Canyons/Desert
12600-St George Regional Hospital | 25501 | Radiation Center | 12600-St George Regional Hospital | 28102-Infusion Therapy - Oncology | 12600~000000004398 | 490644 | 431115CN5 | 435688CT | 13-469 | Scanning Systems, Computed Tom | CT | 1634 | GE HEALTHCARE | OPTIMA 580 | 1 | 126D28102A | SG INFUSION THERAPY ONC | CancerSrvcs Ct | Life Support / High Risk | IES | ASP_GE | 141 | 5 | 0 | 2013-05-01 | Canyons/Desert
15400-Intermountain Medical Center | 21411 | Computed Tomography - CT TOSH | 37000-The Orthopedic Specialty Hosp | 21101-Radiology | 15400~000000042491 | 561848 | 001975764 | 801314CT2 | 13-469 | Scanning Systems, Computed Tom | CT | 1692 | GE HEALTHCARE | OPTIMA CT660 | 1 | 370D21101A | TO RADIOLOGY BLDG 4 L1 | Ct | Life Support / High Risk | IES | ASP_GE | 135 | 5 | 0 | 2013-10-24 | Canyons/Desert
14400-Utah Valley Hospital | 21401 | Computed Tomography - CT | 14400-Utah Valley Hospital | 21101-Radiology | 14400~000000007516 | 487924 | 430158CN6 | 801357CT5 | 13-469 | Scanning Systems, Computed Tom | CT | 1675 | GE HEALTHCARE | OPTIMA CT660 | 1 | 144D21101A | UV RADIOLOGY | Unspecified | Life Support / High Risk | IES | ASP_GE | 141 | 5 | 0 | 2013-04-23 | Canyons/Desert
13000-Logan Regional Hospital | 21401 | Computed Tomography - CT | 13000-Logan Regional Hospital | 21401-Computed Tomography - CT | 13000~000000003250 | 557484 | 434271CN3 | 435716CT | 13-469 | Scanning Systems, Computed Tom | CT | 1644 | GE HEALTHCARE | OPTIMA CT660 | 1 | 130D21401A | LO COMPUTER TOMOGRAPHY | Ct | Life Support / High Risk | IES | ASP_GE | 135 | 5 | 0 | 2013-10-22 | Canyons/Desert
12000-Bear River Valley Hospital | 21101 | Radiology | 12000-Bear River Valley Hospital | 21101-Radiology | 12000~000000000534 | 528390 | 429816CN2 | 435207CT | 13-469 | Scanning Systems, Computed Tom | CT | 1622 | GE HEALTHCARE | OPTIMA CT660 | 1 | 120D21101A | BR RADIOLOGY | Radiology | Life Support / High Risk | IES | ASP_GE | 146 | 5 | 0 | 2012-11-15 | Canyons/Desert
13200-McKay-Dee Hospital Center | 21401 | Computed Tomography - CT | 13200-McKay-Dee Hospital Center | 21401-Computed Tomography - CT | 13200~000000025606 | 901775 | AS10G2200106YC | 801387MKCT3 | 13-469 | Scanning Systems, Computed Tom | CT | 1653 | GE HEALTHCARE | Revolution Ascend | 1 | 132D21401A | MK CT 1ST FLR | Ct Rm 3 | Non Life Support | IES | ASP_GE | 25 | 5 | 3 | 2022-12-07 | Canyons/Desert
18200-Garfield Memorial Hospital | 21101 | Radiology | 18200-Garfield Memorial Hospital | 21101-Radiology | 18200~000000000585 | 826586 | 435676REV | 435676REV | 13-469 | Scanning Systems, Computed Tom | CT | 1704 | GE HEALTHCARE | REVOLUTION EVO | 1 | 182D21101A | GF RADIOLOGY | Unspecified | Life Support / High Risk | IES | ASP_GE | 98 | 5 | 0 | 2016-11-30 | Canyons/Desert
14600-Cedar City Hospital | 21401 | Computed Tomography - CT | 14600-Cedar City Hospital | 21401-Computed Tomography - CT | 14600~000000003458 | 880036 | CJRBX2000130CN | 435868REVO | 13-469 | Scanning Systems, Computed Tom | CT | 1685 | GE HEALTHCARE | REVOLUTION EVO | 1 | 146D21401A | CC COMPUTED TOMOGRAPHY | Unspecified | Life Support / High Risk | IES | ASP_GE | 47 | 5 | 1 | 2021-03-01 | Canyons/Desert
14400-Utah Valley Hospital | 21401 | Computed Tomography - CT | 14400-Utah Valley Hospital | 21401-Computed Tomography - CT | 14400~000000020410 | 849798 | 801357EVO | 801357EVO | 13-469 | Scanning Systems, Computed Tom | CT | 1678 | GE HEALTHCARE | REVOLUTION EVO | 1 | 144D21401A | UV CT SCAN | Unspecified | Life Support / High Risk | IES | ASP_GE | 71 | 5 | 0 | 2019-02-17 | Canyons/Desert
14200-Sevier Valley Hospital | 21101 | Radiology | 14200-Sevier Valley Hospital | 21101-Radiology | 14200~000000001165 | 816870 | RE36A1600149YC | 435893EVO | 13-469 | Scanning Systems, Computed Tom | CT | 1672 | GE HEALTHCARE | REVOLUTION EVO | 1 | 142D21101A | SV RADIOLOGY | Unspecified | Life Support / High Risk | IES | ASP_GE | 94 | 5 | 0 | 2017-03-06 | Canyons/Desert
14100-Spanish Fork Hospital | 21401 | Computed Tomography - CT | 14100-Spanish Fork Hospital | 21401-Computed Tomography - CT | 14100~000000002238 | 878927 | 801442EV0 |  | 13-469 | Scanning Systems, Computed Tom | CT | 1670 | GE HEALTHCARE | REVOLUTION EVO | 1 | 141D21401A | SF COMPUTED TOMOGRAPHY CT | Unspecified | Life Support / High Risk | IES | ASP_GE | 46 | 5 | 1 | 2021-03-08 | Canyons/Desert
14000-Sanpete Valley Hospital | 21101 | Radiology | 14000-Sanpete Valley Hospital | 21101-Radiology | 14000~000000000737 | 808146 | CM4GT1600033HM | 435462CT | 13-469 | Scanning Systems, Computed Tom | CT | 1669 | GE HEALTHCARE | REVOLUTION EVO | 1 | 140D21101A | SP RADIOLOGY | Ct | Life Support / High Risk | IES | ASP_GE | 104 | 5 | 0 | 2016-05-16 | Canyons/Desert
13000-Logan Regional Hospital | 21401 | Computed Tomography - CT | 13000-Logan Regional Hospital | 21401-Computed Tomography - CT | 13000~000000011328 | 891303 | 459338CN0 | 435716REV | 13-469 | Scanning Systems, Computed Tom | CT | 1645 | GE HEALTHCARE | REVOLUTION EVO | 1 | 130D21401A | LO COMPUTER TOMOGRAPHY | Ct | Life Support / High Risk | IES | ASP_GE | 35 | 5 | 2 | 2022-02-02 | Canyons/Desert
12800-LDS Hospital | 21401 | Computed Tomography - CT | 12800-LDS Hospital | 21401-Computed Tomography - CT | 12800~000000014667 | 854672 | RE36A1900046YC | 801408EVO | 13-469 | Scanning Systems, Computed Tom | CT | 1637 | GE HEALTHCARE | REVOLUTION EVO | 1 | 128D21401A | LD COMPUTED TOMOGRAPHY L1 | Unspecified | Life Support / High Risk | IES | ASP_GE | 66 | 5 | 0 | 2019-07-10 | Canyons/Desert
12600-St George Regional Hospital | 21401 | Computed Tomography - CT | 12600-St George Regional Hospital | 21001-Imaging Administration | 12600~000000018014 | 841309 | REVV81800016CN | 435251REVCT | 13-469 | Scanning Systems, Computed Tom | CT | 1626 | GE HEALTHCARE | REVOLUTION EVO | 1 | 126D21001A | SG IMAGING ADMIN RR | Radiology Admin | Life Support / High Risk | IES | ASP_GE | 81 | 3 | 0 | 2018-04-11 | Canyons/Desert
12200-Cassia Regional Hospital | 21401 | Computed Tomography - CT | 12200-Cassia Regional Hospital | 21001-Imaging Administration | 12200~000000002505 | 808169 | CRJBX1600003CN | 208677EVO | 13-469 | Scanning Systems, Computed Tom | CT | 1623 | GE HEALTHCARE | REVOLUTION EVO | 1 | 122D21001A | CA IMAGING ADMINISTRATION | Unspecified | Life Support / High Risk | IES | ASP_GE | 104 | 5 | 0 | 2016-05-18 | Canyons/Desert
11800-American Fork Hospital | 21401 | Computed Tomography - CT | 11800-American Fork Hospital | 21401-Computed Tomography - CT | 11800~000000005720 | 819901 | RE36A1700050YC | 801855REVO | 13-469 | Scanning Systems, Computed Tom | CT | 1619 | GE HEALTHCARE | REVOLUTION EVO | 1 | 118D21401A | AF CT SCAN | Common Area | Life Support / High Risk | IES | ASP_GE | 92 | 5 | 0 | 2017-05-17 | Canyons/Desert
11600-Alta View Hospital | 21401 | Computed Tomography - CT | 11600-Alta View Hospital | 21401-Computed Tomography - CT | 11600~000000006992 | 851766 | 801501EVO | 801501EVO | 13-469 | Scanning Systems, Computed Tom | CT | 1615 | GE HEALTHCARE | REVOLUTION EVO | 1 | 116D21401A | AV COMPUTED TOMOGRAPHY | Unspecified | Life Support / High Risk | IES | ASP_GE | 71 | 5 | 0 | 2019-02-08 | Canyons/Desert
14400-Utah Valley Hospital | 21401 | Computed Tomography - CT | 14400-Utah Valley Hospital | 21401-Computed Tomography - CT | 14400~000000019748 | 845706 | 801357REV1 | 801357REV1 | 13-469 | Scanning Systems, Computed Tom | CT | 1677 | GE HEALTHCARE | REVOLUTION FRONTIER | 1 | 144D21401A | UV CT SCAN | Inpatient Ct Entrance | Life Support / High Risk | IES | ASP_GE | 72 | 5 | 0 | 2019-01-27 | Canyons/Desert
12900-Layton Hospital | 21401 | Computed Tomography - CT | 12900-Layton Hospital | 21401-Computed Tomography - CT | 12900~000000001490 | 835649 | 801680CT | 801680CT | 13-469 | Scanning Systems, Computed Tom | CT | 1642 | GE HEALTHCARE | REVOLUTION FRONTIER | 1 | 129D21401A | LA COMPUTED TOMOGRAPHY | Unspecified | Life Support / High Risk | IES | ASP_GE | 78 | 5 | 0 | 2018-08-01 | Canyons/Desert
11600-Alta View Hospital | 21401 | Computed Tomography - CT | 11600-Alta View Hospital | 21401-Computed Tomography - CT | 11600~000000005864 | 822922 | 801501HDCT | 801501HDCT | 13-469 | Scanning Systems, Computed Tom | CT | 1614 | GE HEALTHCARE | REVOLUTION FRONTIER | 1 | 116D21401A | AV COMPUTED TOMOGRAPHY | Ct Rm 1 | Life Support / High Risk | IES | ASP_GE | 85 | 5 | 0 | 2018-01-01 | Canyons/Desert
37700-Primary Childrens - Lehi | 21401 | Computed Tomography - CT | 37700-Primary Childrens - Lehi | 21401-Computed Tomography - CT | 37700~000000003043 | 919884 | 385531CT2 |  | 13-469 | Scanning Systems, Computed Tom | CT | 1711 | GE HEALTHCARE | REVOLUTION HD | 1 | 377D21401A | PL COMPUTED TOMOGRAPHY CT | Unspecified | Life Support / High Risk | IES | ASP_GE | 10 | 5 | 4 | 2024-03-12 | Canyons/Desert
15400-Intermountain Medical Center | 21801 | Nuclear Medicine | 15400-Intermountain Medical Center | 21801-Nuclear Medicine | 15400~000000036242 | 868956 | 27654 |  | 13-469 | Scanning Systems, Computed Tom | CT | 1697 | GE HEALTHCARE | REVOLUTION HD | 1 | 154D21801B | IM NUCLEAR MED EL2 | Unspecified | Life Support / High Risk | IMC_CE | IMCCE9 | 53 | 5 | 1 | 2020-08-20 | Canyons/Desert
15400-Intermountain Medical Center | 21401 | Computed Tomography - CT | 15400-Intermountain Medical Center | 21401-Computed Tomography - CT | 15400~000000027751 | 806154 | 443225CN8 | 801507REV | 13-469 | Scanning Systems, Computed Tom | CT | 1691 | GE HEALTHCARE | REVOLUTION HD | 1 | 154D21401A | IM COMPUTED TOMOGRAPHY TLL1 | Unspecified | Life Support / High Risk | IES | ASP_GE | 107 | 5 | 0 | 2016-02-23 | Canyons/Desert
14600-Cedar City Hospital | 21401 | Computed Tomography - CT | 14600-Cedar City Hospital | 21401-Computed Tomography - CT | 14600~000000002220 | 721575 | 439618CN0 | 435868HDCT | 13-469 | Scanning Systems, Computed Tom | CT | 1684 | GE HEALTHCARE | REVOLUTION HD | 1 | 146D21401A | CC COMPUTED TOMOGRAPHY | Common Area | Life Support / High Risk | IES | ASP_GE | 120 | 5 | 0 | 2015-01-12 | Canyons/Desert
13800-Primary Childrens Hospital | 21401 | Computed Tomography - CT | 13800-Primary Childrens Hospital | 21401-Computed Tomography - CT | 13800~000000021612 | 808224 | 438902CN9 | 801662REV1 | 13-469 | Scanning Systems, Computed Tom | CT | 1663 | GE HEALTHCARE | REVOLUTION HD | 1 | 138D21401A | PC CT L1 | Unspecified | Life Support / High Risk | IES | ASP_GE | 128 | 5 | 0 | 2014-05-27 | Canyons/Desert
13200-McKay-Dee Hospital Center | 21401 | Computed Tomography - CT | 13200-McKay-Dee Hospital Center | 21401-Computed Tomography - CT | 13200~000000020779 | 848385 | 801387MKCT2 | 801387MKCT2 | 13-469 | Scanning Systems, Computed Tom | CT | 1652 | GE HEALTHCARE | REVOLUTION HD | 1 | 132D21401A | MK CT 1ST FLR | Unspecified | Life Support / High Risk | IES | ASP_GE | 70 | 5 | 0 | 2019-03-04 | Canyons/Desert
13200-McKay-Dee Hospital Center | 21401 | Computed Tomography - CT | 13200-McKay-Dee Hospital Center | 21401-Computed Tomography - CT | 13200~000000018177 | 817807 | GST2146866 | 801387REVO | 13-469 | Scanning Systems, Computed Tom | CT | 1651 | GE HEALTHCARE | REVOLUTION HD | 1 | 132D21401A | MK CT 1ST FLR | Common Area | Life Support / High Risk | IES | ASP_GE | 93 | 5 | 0 | 2017-04-13 | Canyons/Desert
12600-St George Regional Hospital | 21401 | Computed Tomography - CT | 12600-St George Regional Hospital | 21401-Computed Tomography - CT | 12600~000000014897 | 817544 | HDDGV1600038CN | 435251REVHD | 13-469 | Scanning Systems, Computed Tom | CT | 1630 | GE HEALTHCARE | REVOLUTION HD | 1 | 126D21401D | SG CT RRAD | Ct Exam 2 | Life Support / High Risk | IES | ASP_GE | 96 | 5 | 0 | 2017-01-31 | Canyons/Desert
11800-American Fork Hospital | 20102 | Emergency Dept - Satellite | 11800-American Fork Hospital | 21050-Imaging Dept - Satellite | 11800~000000008127 | 912934 | 801602CT1 |  | 13-469 | Scanning Systems, Computed Tom | CT | 1617 | GE HEALTHCARE | REVOLUTION HD | 1 | 118D21050A | SS IMAGING CENTER SATALLITE | Unspecified | Life Support / High Risk | IES | ASP_GE | 15 | 5 | 4 | 2023-10-05 | Canyons/Desert
14400-Utah Valley Hospital | 25501 | Radiation Center | 14400-Utah Valley Hospital | 25501-Radiation Center | 14400~000000007170 | 490127 | 7765 | IHUVHPHLCT | 13-469 | Scanning Systems, Computed Tom | CT | 1683 | PHILIPS HEALTHCARE | BRILLIANCE BIG BORE ONCOLOGY | 1 | 144D25501A | UV RADIATION ONCOLOGY | OPRadOnc Common Area | Life Support / High Risk | IES | ASP_GE | 152 | 5 | 0 | 2012-05-31 | Canyons/Desert
12800-LDS Hospital | 24012 | Laboratory General | 12800-LDS Hospital | 24012-Laboratory General | 12800~000000007918 | 48761 | USGB507648 |  | 15-956 | Scanning Systems, Computed Tom | Printer | 1640 | PHILIPS HEALTHCARE | INKJET PRINTER | 1 | 128D24012A | LD LAB GENERAL BSMT | PathologyBsmt Common Area | Not Tracked |  |  | 421 | 5 | 0 | 1990-01-01 | Canyons/Desert
13200-McKay-Dee Hospital Center | 21701 | Positron Emission Tomography | 13200-McKay-Dee Hospital Center | 25501-Radiation Center | 13200~000000009093 | 539814 | CT-1029/PET-72483 | IHMKHSIEPT/400-416971 | 20-161 | Scanning Systems, Computed Tom | PET/CT | 1655 | SIEMENS HEALTHCARE | BIOGRAPH 16 TRUEPOINT | 1 | 132D25501A | MK RADIATION THERAPY 1ST FLR | Common Area | Life Support / High Risk | IES | ASP_GE | 142 | 5 | 0 | 2013-03-13 | Canyons/Desert
15400-Intermountain Medical Center | 21802 | Cardiac Molecular Imaging | 15400-Intermountain Medical Center | 21401-Computed Tomography - CT | 15400~000000000914 | 519944 | 10249725 | IHMCHSIEPT1 | 20-161 | Scanning Systems, Computed Tom | PET/CT | 1699 | SIEMENS HEALTHCARE | BIOGRAPH 16 TRUEPOINT | 1 | 154D21401A | IM COMPUTED TOMOGRAPHY TLL1 | CT Common Area | Life Support / High Risk | IES | ASP_SIEMEN | 159 | 5 | 0 | 2011-10-19 | Canyons/Desert
15400-Intermountain Medical Center | 21802 | Cardiac Molecular Imaging | 15400-Intermountain Medical Center | 21802-Cardiac Molecular Imaging | 15400~000000015452 | 488540 | 72450 | 400-385487 | 20-161 | Scanning Systems, Computed Tom | PET/CT | 1700 | SIEMENS HEALTHCARE | BIOGRAPH 16 TRUEPOINT | 1 | 154D21802A | IM CARDIAC MOLECULAR IMAG SLL1 | BldgC Nuclear Cardiology LL1 | Life Support / High Risk | IES | ASP_SIEMEN | 158 | 5 | 0 | 2011-12-01 | Canyons/Desert
12600-St George Regional Hospital | 21701 | Positron Emission Tomography | 12600-St George Regional Hospital | 21701-Positron Emission Tomography | 12600~000000019121 | 843468 | 60023 | IHDXHSIEPT/400-570802 | 20-161 | Scanning Systems, Computed Tom | PET/CT | 1632 | SIEMENS HEALTHCARE | BIOGRAPH MCT 20 FLOW | 1 | 126D21701A | SG PET | Unspecified | Life Support / High Risk | IES | ASP_GE | 73 | 5 | 0 | 2018-12-12 | Canyons/Desert
14400-Utah Valley Hospital | 21701 | Positron Emission Tomography | 14400-Utah Valley Hospital | 21001-Imaging Administration | 14400~000000019978 | 847077 | 60009 | IHUVHSIEPT/400-607166 | 20-161 | Scanning Systems, Computed Tom | PET/CT | 1679 | SIEMENS HEALTHCARE | BIOGRAPH MCT 20 FLOW | 1 | 144D21001A | UV IMAGING ADMINISTRATION | Imaging Administration | Life Support / High Risk | IES | ASP_SIEMEN | 71 | 5 | 0 | 2019-03-01 | Canyons/Desert
15400-Intermountain Medical Center | 21701 | Positron Emission Tomography | 15400-Intermountain Medical Center | 21001-Imaging Administration | 15400~000000027654 | 806289 | 11025 | IHMCHSIEPT3/400-516366 | 20-161 | Scanning Systems, Computed Tom | PET/CT | 1693 | SIEMENS HEALTHCARE | BIOGRAPH MCT 20 FLOW | 1 | 154D21001A | IM IMAGING ADMIN TOWER TLL1 | Unspecified | Life Support / High Risk | IES | ASP_GE | 108 | 5 | 0 | 2016-01-18 | Canyons/Desert
15400-Intermountain Medical Center | 21802 | Cardiac Molecular Imaging | 15400-Intermountain Medical Center | 21802-Cardiac Molecular Imaging | 15400~000000030124 | 822596 | 60007 | 400-554004 | 20-161 | Scanning Systems, Computed Tom | PET/CT | 1702 | SIEMENS HEALTHCARE | BIOGRAPH MCT 20 FLOW | 1 | 154D21802A | IM CARDIAC MOLECULAR IMAG SLL1 | BldgC Nuclear Cardiology LL1 | Life Support / High Risk | IES | ASP_SIEMEN | 86 | 5 | 0 | 2017-12-01 | Canyons/Desert
18300-Tellica Imaging LLC | 21909 | Tellica Manchester NH | 18300-Tellica Imaging LLC | 21909-Tellica Manchester NH | 18300~000000000225 | 922324 | 177961 |  | 15-956 | Scanning Systems, Computed Tom | CT | 1710 | SIEMENS HEALTHCARE | SOMATOM GO | 1 | 183D21909A | TELLICA MANCHESTER NH | Unspecified | Life Support / High Risk | CESS | CESS_CREW3 | 7 | 5.0833 | 4.0833 | 2024-06-07 | Canyons/Desert
18300-Tellica Imaging LLC | 21908 | Tellica Nashua NH | 18300-Tellica Imaging LLC | 21908-Tellica Nashua NH | 18300~000000000232 | 922338 | 177946 |  | 15-956 | Scanning Systems, Computed Tom | CT | 1709 | SIEMENS HEALTHCARE | SOMATOM GO | 1 | 183D21908A | TE TELLICA NASHUA NH | Unspecified | Life Support / High Risk | CESS | CESS_CREW3 | 7 | 5.0833 | 4.0833 | 2024-06-07 | Canyons/Desert
18300-Tellica Imaging LLC | 21905 | Tellica Draper UT | 18300-Tellica Imaging LLC | 21905-Tellica Draper UT | 18300~000000000212 | 917949 | 2511 |  | 15-956 | Scanning Systems, Computed Tom | CT | 1708 | SIEMENS HEALTHCARE | SOMATOM GO | 1 | 183D21905A | TE TELLICA IMAGING DRAPER | Unspecified | Life Support / High Risk | IES | ASP_SIEMEN | 12 | 5.0833 | 4.0833 | 2024-01-29 | Canyons/Desert
18300-Tellica Imaging LLC | 21904 | Tellica Bountiful UT | 18300-Tellica Imaging LLC | 21904-Tellica Bountiful UT | 18300~000000000111 | 906098 | 177557 |  | 15-956 | Scanning Systems, Computed Tom | CT | 1707 | SIEMENS HEALTHCARE | SOMATOM GO | 1 | 183D21904A | TE TELLICA IMAGING BOUNTIFUL | Unspecified | Life Support / High Risk | IES | ASP_SIEMEN | 22 | 5 | 3 | 2023-03-07 | Canyons/Desert
18300-Tellica Imaging LLC | 21903 | Tellica Ogden UT | 18300-Tellica Imaging LLC | 21903-Tellica Ogden UT | 18300~000000000033 | 894321 | 112180 | SITE ID: 400-786373 | 15-956 | Scanning Systems, Computed Tom | CT | 1706 | SIEMENS HEALTHCARE | SOMATOM GO | 1 | 183D21903A | TE IMAGING OGDEN | Unspecified | Life Support / High Risk | IES | ASP_SIEMEN | 32 | 5 | 2 | 2022-05-19 | Canyons/Desert
18300-Tellica Imaging LLC | 21902 | Tellica West Valley City UT | 18300-Tellica Imaging LLC | 21902-Tellica West Valley City UT | 18300~000000000023 | 889719 | 120249 | 501000021439514 | 13-469 | Scanning Systems, Computed Tom | CT | 1705 | SIEMENS HEALTHCARE | SOMATOM SENSATION 64 | 1 | 183D21902A | TE TELLICA IMAGING W VALLEY | Unspecified | Life Support / High Risk | MG_SLV_CE | NORTH | 36 | 5 | 2 | 2022-01-14 | Canyons/Desert
13200-McKay-Dee Hospital Center | 21401 | Computed Tomography - CT | 13200-McKay-Dee Hospital Center | 21401-Computed Tomography - CT | 13200~000000005417 | 334585 | 55202 | IHMKHSIECT/400-210670 | 13-469 | Scanning Systems, Computed Tom | CT | 1648 | SIEMENS HEALTHCARE | SOMATOM SENSATION 64 | 1 | 132D21401A | MK CT 1ST FLR | Common Area | Life Support / High Risk | IES | ASP_GE | 208 | 20 | 3 | 2007-10-01 | Canyons/Desert
15400-Intermountain Medical Center | 21802 | Cardiac Molecular Imaging | 15400-Intermountain Medical Center | 21802-Cardiac Molecular Imaging | 15400~000000027653 | 806080 | 2051 | IHMCHSIENM1/400-507022 | 24-013 | Scanning Systems, Computed Tom | SpectCT | 1701 | SIEMENS HEALTHCARE | SYMBIA T | 1 | 154D21802A | IM CARDIAC MOLECULAR IMAG SLL1 | Unspecified | Life Support / High Risk | IES | ASP_GE | 112 | 5 | 0 | 2015-09-29 | Canyons/Desert
15400-Intermountain Medical Center | 21801 | Nuclear Medicine | 15400-Intermountain Medical Center | 21101-Radiology | 15400~000000032753 | 845198 | 400593834 | IHMCHSIENM2/400-593834 | 24-013 | Scanning Systems, Computed Tom | SpectCT | 1696 | SIEMENS HEALTHCARE | SYMBIA T | 1 | 154D21101B | IM OUTPT RADIOLOGY EL2 | Unspecified | Life Support / High Risk | IES | ASP_GE | 73 | 5 | 0 | 2018-12-26 | Canyons/Desert
14400-Utah Valley Hospital | 21801 | Nuclear Medicine | 14400-Utah Valley Hospital | 21101-Radiology | 14400~000000019934 | 847079 | 400-603997 | IHUVHSIENM/400-603997 | 24-013 | Scanning Systems, Computed Tom | SpectCT | 1681 | SIEMENS HEALTHCARE | SYMBIA T | 1 | 144D21101A | UV RADIOLOGY | Unspecified | Life Support / High Risk | IES | ASP_GE | 71 | 5 | 0 | 2019-02-25 | Canyons/Desert
13800-Primary Childrens Hospital | 21801 | Nuclear Medicine | 13800-Primary Childrens Hospital | 21801-Nuclear Medicine | 13800~000000026153 | 845199 | 2168 | IHPCHSIENM/400-593813 | 24-013 | Scanning Systems, Computed Tom | SpectCT | 1664 | SIEMENS HEALTHCARE | SYMBIA T | 1 | 138D21801A | PC NUC MED L1 | Unspecified | Life Support / High Risk | IES | ASP_GE | 74 | 5 | 0 | 2018-11-07 | Canyons/Desert
13200-McKay-Dee Hospital Center | 21801 | Nuclear Medicine | 13200-McKay-Dee Hospital Center | 21801-Nuclear Medicine | 13200~000000021189 | 854299 | 1362 | IHMKHSIENM2/400-632039 | 24-013 | Scanning Systems, Computed Tom | SpectCT | 1658 | SIEMENS HEALTHCARE | SYMBIA T | 1 | 132D21801A | MK NUCLEAR MED 3RD FLR | Unspecified | Life Support / High Risk | IES | ASP_GE | 67 | 5 | 0 | 2019-06-21 | Canyons/Desert
13200-McKay-Dee Hospital Center | 21801 | Nuclear Medicine | 13200-McKay-Dee Hospital Center | 21801-Nuclear Medicine | 13200~000000016867 | 806074 | 250351581 | IHMKHSIENM1/400-511812 | 24-013 | Scanning Systems, Computed Tom | SpectCT | 1657 | SIEMENS HEALTHCARE | SYMBIA T | 1 | 132D21801A | MK NUCLEAR MED 3RD FLR | Common Area | Life Support / High Risk | IES | ASP_GE | 110 | 5 | 0 | 2015-11-10 | Canyons/Desert
13000-Logan Regional Hospital | 21801 | Nuclear Medicine | 13000-Logan Regional Hospital | 21801-Nuclear Medicine | 13000~000000005981 | 806073 | 2041 | IHLRHSIENM/400-512496 | 24-013 | Scanning Systems, Computed Tom | SpectCT | 1647 | SIEMENS HEALTHCARE | SYMBIA T | 1 | 130D21801A | LO NUCLEAR MED | Unspecified | Life Support / High Risk | IES | ASP_GE | 109 | 5 | 0 | 2015-12-28 | Canyons/Desert
12900-Layton Hospital | 21801 | Nuclear Medicine | 12900-Layton Hospital | 21101-Radiology | 12900~000000002402 | 838759 | 2215 | IHLYHSIENM/400-603849 | 24-013 | Scanning Systems, Computed Tom | SpectCT | 1643 | SIEMENS HEALTHCARE | SYMBIA T | 1 | 129D21101A | LA RADIOLOGY | Unspecified | Life Support / High Risk | IES | ASP_GE | 75 | 5 | 0 | 2018-10-16 | Canyons/Desert
12800-LDS Hospital | 21801 | Nuclear Medicine | 12800-LDS Hospital | 21801-Nuclear Medicine | 12800~000000006328 | 551745 | 1367 | IHLDHSIENM/400-432117 | 24-013 | Scanning Systems, Computed Tom | SpectCT | 1639 | SIEMENS HEALTHCARE | SYMBIA T | 1 | 128D21801A | LD NUCLEAR MEDICINE L7 | Nmgc1 | Life Support / High Risk | IES | ASP_GE | 141 | 5 | 0 | 2013-05-01 | Canyons/Desert
12600-St George Regional Hospital | 21401 | Computed Tomography - CT | 12600-St George Regional Hospital | 21401-Computed Tomography - CT | 12600~000000019180 | 845464 | 02215 | IHDXHSIENM/400-570804 | 24-013 | Scanning Systems, Computed Tom | SpectCT | 1631 | SIEMENS HEALTHCARE | SYMBIA T | 1 | 126D21401A | SG CT | Unspecified | Life Support / High Risk | IES | ASP_GE | 73 | 5 | 0 | 2018-12-17 | Canyons/Desert
11600-Alta View Hospital | 21801 | Nuclear Medicine | 11600-Alta View Hospital | 21801-Nuclear Medicine | 11600~000000005431 | 806081 | 89497 | IHAVHSIENM/400-503378 | 24-013 | Scanning Systems, Computed Tom | SpectCT | 1616 | SIEMENS HEALTHCARE | SYMBIA T | 1 | 116D21801A | AV NUCLEAR MEDICINE | Unspecified | Life Support / High Risk | IES | ASP_GE | 113 | 5 | 0 | 2015-08-28 | Canyons/Desert
13200-McKay-Dee Hospital Center | 21401 | Computed Tomography - CT | 13200-McKay-Dee Hospital Center | 21401-Computed Tomography - CT | 13200~000000015956 |  | 54123A |  | 18-443 | Scanning Systems, Computed Tom | CT | 1650 | SIEMENS INDUSTRY INCORPORATED | SENSATION 64 | 1 | 132D21401A | MK CT 1ST FLR | Common Area | Life Support / High Risk |  |  | 124 | 3 | 0 | 2014-09-11 | Canyons/Desert
11600-Alta View Hospital | 21401 | Computed Tomography - CT | 11600-Alta View Hospital | 21401-Computed Tomography - CT | 11600~000000003591 | 390592 | 299016 | IHAVHTSHCT | 13-469 | Scanning Systems, Computed Tom | CT | 1613 | TOSHIBA | AQUILION 64 | 1 | 116D21401A | AV COMPUTED TOMOGRAPHY | Ct 2 | Life Support / High Risk | IES | ASP_GE | 197 | 5 | 0 | 2008-08-19 | Canyons/Desert
12800-LDS Hospital | 21401 | Computed Tomography - CT | 12800-LDS Hospital | 20101-Emergency Department | 12800~000000003927 | 362883 | 280461 | IHLDHTSHCT | 13-469 | Scanning Systems, Computed Tom | CT | 1636 | TOSHIBA | AQUILION 64 | 1 | 128D20101A | LD EMERGENCY ROOM L1 | Ct Scanner Rm - S.E.1 | Life Support / High Risk | IES | ASP_GE | 212 | 5 | 0 | 2007-06-01 | Canyons/Desert
13800-Primary Childrens Hospital | 21401 | Computed Tomography - CT | 13800-Primary Childrens Hospital | 21401-Computed Tomography - CT | 13800~000000005733 | 369941 | TSX-101AHD | IHPCHTSHCT1 | 13-469 | Scanning Systems, Computed Tom | CT | 1662 | TOSHIBA | AQUILION 64 | 1 | 138D21401A | PC CT L1 | Ct-2 | Life Support / High Risk | IES | ASP_GE | 189 | 20 | 4 | 2009-05-01 | Canyons/Desert
13900-Riverton Hospital | 21401 | Computed Tomography - CT | 13900-Riverton Hospital | 21101-Radiology | 13900~000000000836 | 404509 | 299107 | IHRVHTSHCT1 | 13-469 | Scanning Systems, Computed Tom | CT | 1666 | TOSHIBA | AQUILION 64 | 1 | 139D21101A | RV RADIOLOGY | Rad Flouro Rm 1 | Life Support / High Risk | IES | ASP_GE | 182 | 5 | 0 | 2009-11-02 | Canyons/Desert
13900-Riverton Hospital | 21401 | Computed Tomography - CT | 13900-Riverton Hospital | 21101-Radiology | 13900~000000006347 | 405228 | 301408 | IHRVHTSHCT2 | 13-469 | Scanning Systems, Computed Tom | CT | 1667 | TOSHIBA | AQUILION 64 | 1 | 139D21101A | RV RADIOLOGY | Holding | Life Support / High Risk | IES | ASP_GE | 183 | 5 | 0 | 2009-11-01 | Canyons/Desert
14300-Park City Hospital | 21401 | Computed Tomography - CT | 14300-Park City Hospital | 21101-Radiology | 14300~000000000275 | 390906 | JDA0942112 | IHPCHTSHCT2 | 13-469 | Scanning Systems, Computed Tom | CT | 1673 | TOSHIBA | AQUILION 64 | 1 | 143D21101A | PK XRAY RADIOLOGY | Radiol Common Area | Life Support / High Risk | IES | ASP_GE | 184 | 5 | 0 | 2009-09-26 | Canyons/Desert
15400-Intermountain Medical Center | 21401 | Computed Tomography - CT | 15400-Intermountain Medical Center | 21101-Radiology | 15400~000000009115 | 349740 | 424619 | IHMCHTSHCT1 | 13-469 | Scanning Systems, Computed Tom | CT | 1687 | TOSHIBA | AQUILION 64 | 1 | 154D21101A | IM RADIOLOGY ADMI OFFICE TLL1 | BldgB L2 OutptRadCommon Area | Life Support / High Risk | IES | ASP_GE | 207 | 5 | 0 | 2007-11-01 | Canyons/Desert
15400-Intermountain Medical Center | 21401 | Computed Tomography - CT | 15400-Intermountain Medical Center | 21401-Computed Tomography - CT | 15400~000000009113 | 352092 | 276253 | IHMCHTSHCT2 | 13-469 | Scanning Systems, Computed Tom | CT | 1688 | TOSHIBA | AQUILION 64 | 1 | 154D21401A | IM COMPUTED TOMOGRAPHY TLL1 | CT Inpatient | Life Support / High Risk | IES | ASP_GE | 207 | 5 | 0 | 2007-11-01 | Canyons/Desert
15400-Intermountain Medical Center | 21401 | Computed Tomography - CT | 15400-Intermountain Medical Center | 21401-Computed Tomography - CT | 15400~000000009116 | 352139 | 276238 | IHMCHTSHCT3 | 13-469 | Scanning Systems, Computed Tom | CT | 1689 | TOSHIBA | AQUILION 64 | 1 | 154D21401A | IM COMPUTED TOMOGRAPHY TLL1 | CT Inpatient | Life Support / High Risk | IES | ASP_GE | 207 | 5 | 0 | 2007-11-01 | Canyons/Desert
15400-Intermountain Medical Center | 21401 | Computed Tomography - CT | 15400-Intermountain Medical Center | 21401-Computed Tomography - CT | 15400~000000015145 | 449718 | HDA0772769 | IHMCHTSHCT4 | 13-469 | Scanning Systems, Computed Tom | CT | 1690 | TOSHIBA | PREMIUM DYNAMIC VOLUME | 1 | 154D21401A | IM COMPUTED TOMOGRAPHY TLL1 | CT Inpatient | Life Support / High Risk | IES | ASP_GE | 165 | 5 | 0 | 2011-05-01 | Canyons/Desert
13800-Primary Childrens Hospital | 21801 | Nuclear Medicine | 13800-Primary Childrens Hospital | 21801-Nuclear Medicine | 13800~000000026153 | 845199 | 2168 | IHPCHSIENM/400-593813 | 24-013 | Scanning Systems, Computed Tom | CT | 1665 | Unspecified | Unspecified | 1 | 138D21801A | PC NUC MED L1 | Unspecified | Life Support / High Risk | IES | ASP_GE | 74 | 5 | 0 | 2018-11-07 | Canyons/Desert
40000-Intermountain Medical Group | 74055 | McKay-Dee ENT Clinic | 40000-Intermountain Medical Group | 74055-McKay-Dee ENT Clinic | 40000~000000005344 | 418375 | MINICAT00298 | S/N MINICAT 00298 | 24-311 | Scanning Systems, Computed Tom | CT - ENT | 1712 | XORAN TECHNOLOGIES INCORPORATED | MINICAT | 1 | 400D74055A | MG MCKAY DEE ENT STE 2645 | Mckay Dee Ent | Life Support / High Risk | IES | ASP_XORAN | 176 | 5 | 0 | 2010-05-11 | Canyons/Desert
15400-Intermountain Medical Center | 21801 | Nuclear Medicine | 15400-Intermountain Medical Center | 21001-Imaging Administration | 15400~000000027639 | 806037 | 9038 | IHMCHGEMPR | 18-444 | Scanning Systems, Gamma Camera | Nuc Med | 1718 | GE HEALTHCARE | MILLENIUM MG DUAL HEAD | 1 | 154D21001A | IM IMAGING ADMIN TOWER TLL1 | Bldg C Imaging Admin | Life Support / High Risk | IES | ASP_GE | 107 | 5 | 0 | 2016-02-19 | Canyons/Desert
12200-Cassia Regional Hospital | 21801 | Nuclear Medicine | 12200-Cassia Regional Hospital | 21801-Nuclear Medicine | 12200~000000000321 | 356059 | 51487 | 208677MG | 18-444 | Scanning Systems, Gamma Camera | Nuc Med | 1715 | GE HEALTHCARE | MILLENIUM MG DUAL HEAD | 1 | 122D21801A | CA NUCLEAR MEDICINE | Common Area | Life Support / High Risk | IES | ASP_GE | 208 | 5 | 0 | 2007-10-01 | Canyons/Desert
43100-Intermountain MS NV LLC | 79401 | CAR Green Valley | 43100-Intermountain MS NV LLC | 79401-CAR Green Valley | 43100~000000002797 | 752329 | 11084 | 11084 | 18-448 | Scanning Systems, Gamma Camera | Nuc Med | 1721 | GE HEALTHCARE | VENTRI | 1 | 431D79401A | NV SIENA CARDIO CLINIC | Unspecified | Life Support / High Risk | SGRH_CE | NEVADA | 24 | 5 | 3 | 2023-01-23 | Canyons/Desert
43100-Intermountain MS NV LLC | 79304 | PCC Tenaya MOB | 43100-Intermountain MS NV LLC | 79472-ONC Tenaya | 43100~000000002798 | 751673 | 11080 | 11080 | 18-448 | Scanning Systems, Gamma Camera | Nuc Med | 1720 | GE HEALTHCARE | VENTRI | 1 | 431D79472A | NV TENAYA CLINIC ONC | Unspecified | Life Support / High Risk | SGRH_CE | NEVADA | 24 | 5 | 3 | 2023-01-23 | Canyons/Desert
43100-Intermountain MS NV LLC | 79137 | PCP Sunset | 43100-Intermountain MS NV LLC | 79137-PCP Sunset | 43100~000000002717 | 753551 | 702692530 |  | 18-448 | Scanning Systems, Gamma Camera | Nuc Med | 1719 | GE HEALTHCARE | VENTRI | 1 | 431D79137A | NV PCP SUNSET PRIMARY CARE | Unspecified | Life Support / High Risk | SGRH_CE | NEVADA | 27 | 5 | 3 | 2022-10-23 | Canyons/Desert
12800-LDS Hospital | 21801 | Nuclear Medicine | 12800-LDS Hospital | 21801-Nuclear Medicine | 12800~000000007760 | 131829 | 100777RE2 | 801321LNM4 | 18-444 | Scanning Systems, Gamma Camera | Nuc Med | 1716 | GENERAL ELECTRIC COMPANY | STARCAM 4000XCT | 1 | 128D21801A | LD NUCLEAR MEDICINE L7 | Nm 2b | Life Support / High Risk |  |  | 421 | 5 | 0 | 1990-01-01 | Canyons/Desert
12800-LDS Hospital | 21801 | Nuclear Medicine | 12800-LDS Hospital | 21801-Nuclear Medicine | 12800~000000007761 | 131830 | 36106NM3 | 801321LNM2 | 18-444 | Scanning Systems, Gamma Camera | Nuc Med | 1717 | GENERAL ELECTRIC COMPANY | STARCAM 400AT | 1 | 128D21801A | LD NUCLEAR MEDICINE L7 | Nm 1b | Life Support / High Risk |  |  | 421 | 5 | 0 | 1990-01-01 | Canyons/Desert
13800-Primary Childrens Hospital | 21201 | Magnetic Res Imaging - MRI | 13800-Primary Childrens Hospital | 21201-Magnetic Res Imaging - MRI | 13800~000000018763 | 375687 | 48603VP2 | 48063VP2COIL | 16-260 | Scanning Systems, Magnetic Res | MRI | 1745 | GE HEALTHCARE | 1.5T 8 CHANNEL CTL COIL | 1 | 138D21201A | PC MRI L1 | Data Closet 1E.300 | Run to Fail | IES | ASP_GE | 191 | 5 | 0 | 2009-02-17 | Canyons/Desert
15400-Intermountain Medical Center | 21201 | Magnetic Res Imaging - MRI | 15400-Intermountain Medical Center | 21101-Radiology | 15400~000000005915 | 349743 | 282422MR5 | 801IMCMR1 | 18-108 | Scanning Systems, Magnetic Res | MRI | 1763 | GE HEALTHCARE | 1.5T HDX ECHOSPEED | 1 | 154D21101A | IM RADIOLOGY ADMI OFFICE TLL1 | BldgB L2 OutptRadCommon Area | Life Support / High Risk | IES | ASP_GE | 207 | 5 | 0 | 2007-11-01 | Canyons/Desert
37500-Primary Childrens - Riverton | 21201 | Magnetic Res Imaging - MRI | 37500-Primary Childrens - Riverton | 21201-Magnetic Res Imaging - MRI | 37500~000000000171 | 405243 | 294024MR5 | 801RIVMR2 | 18-108 | Scanning Systems, Magnetic Res | MRI | 1772 | GE HEALTHCARE | 1.5T HDX ECHOSPEED | 1 | 375D21201A | PR MRI | Common Area | Life Support / High Risk | IES | ASP_GE | 183 | 20 | 5 | 2009-11-01 | Canyons/Desert
14400-Utah Valley Hospital | 21201 | Magnetic Res Imaging - MRI | 14400-Utah Valley Hospital | 21201-Magnetic Res Imaging - MRI | 14400~000000004156 | 369807 | 801373MR3 | 801373MR3 | 16-260 | Scanning Systems, Magnetic Res | MRI | 1755 | GE HEALTHCARE | 3.0T HDX W/ 8 CHANNEL | 1 | 144D21201B | UV OUTPATIENT CENTER MRI PDA | Mri | Life Support / High Risk | IES | ASP_GE | 194 | 5 | 0 | 2008-11-30 | Canyons/Desert
15400-Intermountain Medical Center | 21201 | Magnetic Res Imaging - MRI | 15400-Intermountain Medical Center | 21201-Magnetic Res Imaging - MRI | 15400~000000005913 | 352277 | 801IMCMR3 | 801IMCPREM | 16-260 | Scanning Systems, Magnetic Res | MRI | 1764 | GE HEALTHCARE | 3.0T HDX W/ 8 CHANNEL | 1 | 154D21201A | IM MRI IP TLL1 | Bldg C MRI | Life Support / High Risk | IES | ASP_GE | 207 | 5 | 0 | 2007-11-01 | Canyons/Desert
12600-St George Regional Hospital | 21201 | Magnetic Res Imaging - MRI | 12600-St George Regional Hospital | 21201-Magnetic Res Imaging - MRI | 12600~000000004247 | 490633 | UA0089 | 435251MR1 | 18-108 | Scanning Systems, Magnetic Res | MRI | 1730 | GE HEALTHCARE | 3.0T MR750W | 1 | 126D21201C | SG MRI RR | Mri Control | Life Support / High Risk | IES | ASP_GE | 146 | 5 | 0 | 2012-12-01 | Canyons/Desert
13800-Primary Childrens Hospital | 21201 | Magnetic Res Imaging - MRI | 13800-Primary Childrens Hospital | 21201-Magnetic Res Imaging - MRI | 13800~000000024873 | 824091 | 801588MR3 | 801588MR3 | 18-108 | Scanning Systems, Magnetic Res | MRI | 1746 | GE HEALTHCARE | 3.0T MR750W | 1 | 138D21201A | PC MRI L1 | Unspecified | Life Support / High Risk | IES | ASP_GE | 98 | 5 | 0 | 2016-11-16 | Canyons/Desert
11800-American Fork Hospital | 21201 | Magnetic Res Imaging - MRI | 11800-American Fork Hospital | 21201-Magnetic Res Imaging - MRI | 11800~000000006713 | 915568 | 801756MR2 | 801756MR2 | 16-260 | Scanning Systems, Magnetic Res | MRI | 1726 | GE HEALTHCARE | ARTIST | 1 | 118D21201A | AF MRI | Common Area | Non Life Support | IES | ASP_GE | 58 | 5 | 0 | 2020-03-31 | Canyons/Desert
13800-Primary Childrens Hospital | 21201 | Magnetic Res Imaging - MRI | 13800-Primary Childrens Hospital | 22104-Operating Rooms | 13800~000000030528 | 889224 | 560791HP6 |  | 16-260 | Scanning Systems, Magnetic Res | MRI | 1749 | GE HEALTHCARE | ARTIST | 1 | 138D22104A | PC OR L2 | Intraoperative MRI | Non Life Support | IES | ASP_GE | 41 | 5 | 2 | 2021-08-19 | Canyons/Desert
14100-Spanish Fork Hospital | 21201 | Magnetic Res Imaging - MRI | 14100-Spanish Fork Hospital | 21201-Magnetic Res Imaging - MRI | 14100~000000002253 | 889749 | 801SPFRKMR1 | 801SPFRKMR1 | 16-260 | Scanning Systems, Magnetic Res | MRI | 1751 | GE HEALTHCARE | ARTIST | 1 | 141D21201A | SF MAGNETIC RES IMAGING MRI | Unspecified | Non Life Support | IES | ASP_GE | 46 | 5 | 1 | 2021-03-08 | Canyons/Desert
14300-Park City Hospital | 21201 | Magnetic Res Imaging - MRI | 14300-Park City Hospital | 21201-Magnetic Res Imaging - MRI | 14300~000000003186 | 837072 | 435PARKARTISTMR2 | 435PARKARTISTMR2 | 16-260 | Scanning Systems, Magnetic Res | MRI | 1753 | GE HEALTHCARE | ARTIST | 1 | 143D21201A | PK MRI | Unspecified | Non Life Support | IES | ASP_GE | 76 | 5 | 0 | 2018-09-24 | Canyons/Desert
15400-Intermountain Medical Center | 21101 | Radiology | 15400-Intermountain Medical Center | 21201-Magnetic Res Imaging - MRI | 15400~000000005914 | 349741 | 283142MR8 | 801IMCMR02 | 16-260 | Scanning Systems, Magnetic Res | MRI | 1762 | GE HEALTHCARE | HDX TWINSPEED 1.5T | 1 | 154D21201A | IM MRI IP TLL1 | Unspecified | Life Support / High Risk | IES | ASP_GE | 207 | 5 | 0 | 2007-11-01 | Canyons/Desert
12600-St George Regional Hospital | 21201 | Magnetic Res Imaging - MRI | 12600-St George Regional Hospital | 21101-Radiology | 12600~000000003013 | 397015 | ? | 435688MR3 | 16-260 | Scanning Systems, Magnetic Res | MRI | 1729 | GE HEALTHCARE | HORIZON HDXT 3T | 1 | 126D21101D | SG RADIOLOGY HPC | Common Area | Life Support / High Risk | IES | ASP_GE | 185 | 5 | 0 | 2009-09-01 | Canyons/Desert
10600-Continuum of Care | 21202 | Magnetic Res Imaging - Mobile | 11000-Central Office | 21202-Magnetic Res Imaging - Mobile | 10600~000000000166 | 453313 | IHCMOBMR1 | IHCMOBMR1 | 16-260 | Scanning Systems, Magnetic Res | MRI | 1722 | GE HEALTHCARE | LX ECHOSPEED 1.5T | 1 | 110D21202A | CO IMAGING SVCS | MRI | Life Support / High Risk | IES | ASP_GE | 250 | 5 | 0 | 2004-03-18 | Canyons/Desert
40000-Intermountain Medical Group | 74135 | Salt Lake Clinic - Radiology | 40000-Intermountain Medical Group | 74135-Salt Lake Clinic - Radiology | 40000~000000006014 | 524794 | HM0485 | 801535MR1 | 16-260 | Scanning Systems, Magnetic Res | MRI | 1775 | GE HEALTHCARE | OPTIMA MR450W 1.5T | 1 | 400D74135A | MG SL CLINIC RADIOLOGY 1ST FLR | Mri | Life Support / High Risk | IES | ASP_GE | 145 | 5 | 0 | 2012-12-31 | Canyons/Desert
37600-Primary Childrens - Layton | 21201 | Magnetic Res Imaging - MRI | 37600-Primary Childrens - Layton | 21201-Magnetic Res Imaging - MRI | 37600~000000000114 | 835621 | 801LAYMR1 | 801LAYMR1 | 16-260 | Scanning Systems, Magnetic Res | MRI | 1773 | GE HEALTHCARE | OPTIMA MR450W 1.5T | 1 | 376D21201A | PL MRI | Unspecified | Life Support / High Risk | IES | ASP_GE | 88 | 5 | 0 | 2017-09-06 | Canyons/Desert
15400-Intermountain Medical Center | 21211 | Magnetic Res Imag- MRI TOSH | 37000-The Orthopedic Specialty Hosp | 21101-Radiology | 15400~000000042480 | 487943 | HM0280 | 801262MR3 | 16-260 | Scanning Systems, Magnetic Res | MRI | 1766 | GE HEALTHCARE | OPTIMA MR450W 1.5T | 1 | 370D21101A | TO RADIOLOGY BLDG 4 L1 | Mri | Life Support / High Risk | IES | ASP_GE | 156 | 5 | 0 | 2012-01-16 | Canyons/Desert
15400-Intermountain Medical Center | 21201 | Magnetic Res Imaging - MRI | 15400-Intermountain Medical Center | 21201-Magnetic Res Imaging - MRI | 15400~000000023072 | 583247 | HM752 | 801IMCMR4 | 16-260 | Scanning Systems, Magnetic Res | MRI | 1765 | GE HEALTHCARE | OPTIMA MR450W 1.5T | 1 | 154D21201A | IM MRI IP TLL1 | Unspecified | Life Support / High Risk | IES | ASP_GE | 133 | 5 | 0 | 2014-01-01 | Canyons/Desert
14600-Cedar City Hospital | 21201 | Magnetic Res Imaging - MRI | 14600-Cedar City Hospital | 21201-Magnetic Res Imaging - MRI | 14600~000000002590 | 814432 | 435868MR | 435868MR | 16-260 | Scanning Systems, Magnetic Res | MRI | 1758 | GE HEALTHCARE | OPTIMA MR450W 1.5T | 1 | 146D21201A | CC MRI | M.R.I. | Life Support / High Risk | IES | ASP_GE | 98 | 5 | 0 | 2016-11-07 | Canyons/Desert
14400-Utah Valley Hospital | 21201 | Magnetic Res Imaging - MRI | 14400-Utah Valley Hospital | 21001-Imaging Administration | 14400~000000014508 | 822585 | HM1001 | 801373MR5 | 16-260 | Scanning Systems, Magnetic Res | MRI | 1754 | GE HEALTHCARE | OPTIMA MR450W 1.5T | 1 | 144D21001A | UV IMAGING ADMINISTRATION | Imaging Administration | Life Support / High Risk | IES | ASP_GE | 119 | 5 | 0 | 2015-02-28 | Canyons/Desert
14200-Sevier Valley Hospital | 21101 | Radiology | 14200-Sevier Valley Hospital | 21101-Radiology | 14200~000000000786 | 726160 | 2Y111570UW | 435893MR1 | 16-260 | Scanning Systems, Magnetic Res | MRI | 1752 | GE HEALTHCARE | OPTIMA MR450W 1.5T | 1 | 142D21101A | SV RADIOLOGY | Unspecified | Life Support / High Risk | IES | ASP_GE | 125 | 5 | 0 | 2014-08-05 | Canyons/Desert
13800-Primary Childrens Hospital | 21201 | Magnetic Res Imaging - MRI | 13800-Primary Childrens Hospital | 21201-Magnetic Res Imaging - MRI | 13800~000000026059 | 836381 | 801588MR01 | 801588MR01 | 16-260 | Scanning Systems, Magnetic Res | MRI | 1747 | GE HEALTHCARE | OPTIMA MR450W 1.5T | 1 | 138D21201A | PC MRI L1 | Unspecified | Life Support / High Risk | IES | ASP_GE | 76 | 5 | 0 | 2018-09-25 | Canyons/Desert
13200-McKay-Dee Hospital Center | 21201 | Magnetic Res Imaging - MRI | 13200-McKay-Dee Hospital Center | 21201-Magnetic Res Imaging - MRI | 13200~000000017504 | 811558 | 801387MR1 | 801387MR1 | 16-260 | Scanning Systems, Magnetic Res | MRI | 1743 | GE HEALTHCARE | OPTIMA MR450W 1.5T | 1 | 132D21201A | MK MRI 1ST FLR | Unspecified | Life Support / High Risk | IES | ASP_GE | 100 | 5 | 0 | 2016-09-18 | Canyons/Desert
13000-Logan Regional Hospital | 21201 | Magnetic Res Imaging - MRI | 13000-Logan Regional Hospital | 21201-Magnetic Res Imaging - MRI | 13000~000000002371 | 449316 | PW150052A | 435716MR1 | 16-260 | Scanning Systems, Magnetic Res | MRI | 1738 | GE HEALTHCARE | OPTIMA MR450W 1.5T | 1 | 130D21201A | LO MRI | Mr | Life Support / High Risk | IES | ASP_GE | 172 | 5 | 0 | 2010-09-08 | Canyons/Desert
12800-LDS Hospital | 21201 | Magnetic Res Imaging - MRI | 12800-LDS Hospital | 21201-Magnetic Res Imaging - MRI | 12800~000000013157 | 822699 | 801321LMR1 | 801321LMR1 | 16-260 | Scanning Systems, Magnetic Res | MRI | 1735 | GE HEALTHCARE | OPTIMA MR450W 1.5T | 1 | 128D21201A | LD MRI L2 | Mri N2 Allocated To Mri | Life Support / High Risk | IES | ASP_GE | 86 | 5 | 0 | 2017-11-13 | Canyons/Desert
12200-Cassia Regional Hospital | 21201 | Magnetic Res Imaging - MRI | 12200-Cassia Regional Hospital | 21201-Magnetic Res Imaging - MRI | 12200~000000000105 | 574804 | 308350MR8 | 208678MR | 16-260 | Scanning Systems, Magnetic Res | MRI | 1728 | GE HEALTHCARE | OPTIMA MR450W 1.5T | 1 | 122D21201A | CA MRI | Mri | Life Support / High Risk | IES | ASP_GE | 132 | 5 | 0 | 2014-01-27 | Canyons/Desert
11600-Alta View Hospital | 21201 | Magnetic Res Imaging - MRI | 11600-Alta View Hospital | 21001-Imaging Administration | 11600~000000005619 | 824329 | 801501MR2 | 801501MR2 | 16-260 | Scanning Systems, Magnetic Res | MRI | 1724 | GE HEALTHCARE | OPTIMA MR450W 1.5T | 1 | 116D21001A | AV IMAGING | Imaging Admin Common Area | Life Support / High Risk | IES | ASP_GE | 101 | 5 | 0 | 2016-09-01 | Canyons/Desert
12600-St George Regional Hospital | 21201 | Magnetic Res Imaging - MRI | 12600-St George Regional Hospital | 21201-Magnetic Res Imaging - MRI | 12600~000000017930 | 829129 | 435251MR2 | 435251MR2 | 16-260 | Scanning Systems, Magnetic Res | MRI | 1731 | GE HEALTHCARE | Signa 1.5 Explorer | 1 | 126D21201A | SG MRI | Unspecified | High | IES | ASP_GE | 82 | 5 | 0 | 2018-03-05 | Canyons/Desert
12900-Layton Hospital | 21201 | Magnetic Res Imaging - MRI | 12900-Layton Hospital | 21201-Magnetic Res Imaging - MRI | 12900~000000002960 | 837947 |  | 801LAYMR2 | 16-260 | Scanning Systems, Magnetic Res | MRI | 1736 | GE HEALTHCARE | SIGNA 1.5 HORIZON E | 1 | 129D21201A | LA MRI | MRI | Life Support / High Risk | IES | ASP_GE | 78 | 5 | 0 | 2018-08-01 | Canyons/Desert
10600-Continuum of Care | 21202 | Magnetic Res Imaging - Mobile | 11800-American Fork Hospital | 21201-Magnetic Res Imaging - MRI | 10600~000000000170 | 822117 | IHCMOBMR10 | IHCMOBMR10 | 16-260 | Scanning Systems, Magnetic Res | MRI | 1723 | GE HEALTHCARE | SIGNA 1.5 HORIZON E | 1 | 118D21201A | AF MRI | Common Area | Life Support / High Risk | IES | ASP_GE | 88 | 5 | 0 | 2017-09-30 | Canyons/Desert
14400-Utah Valley Hospital | 21201 | Magnetic Res Imaging - MRI | 14400-Utah Valley Hospital | 21201-Magnetic Res Imaging - MRI | 14400~000000004382 | 369713 | 801373MR5 | 801373MR4 | 18-108 | Scanning Systems, Magnetic Res | MRI | 1756 | GE HEALTHCARE | SIGNA 1.5 LX2 ECHO | 1 | 144D21201A | UV MRI | Unspecified | Life Support / High Risk | IES | ASP_GE | 194 | 5 | 0 | 2008-11-30 | Canyons/Desert
13900-Riverton Hospital | 21201 | Magnetic Res Imaging - MRI | 13900-Riverton Hospital | 21201-Magnetic Res Imaging - MRI | 13900~000000006598 | 856749 | 801RIVMR3 | 801RIVMR3 | 18-108 | Scanning Systems, Magnetic Res | MRI | 1750 | GE HEALTHCARE | SIGNA 1.5 LX2 ECHO | 1 | 139D21201A | RV MRI | Unspecified | Life Support / High Risk | IES | ASP_GE | 66 | 5 | 0 | 2019-07-22 | Canyons/Desert
14800-Heber Valley Hospital | 21201 | Magnetic Res Imaging - MRI | 14800-Heber Valley Hospital | 21201-Magnetic Res Imaging - MRI | 14800~000000001602 | 391664 | 292511MRS | 435HEBERMR1 | 16-260 | Scanning Systems, Magnetic Res | MRI | 1760 | GE HEALTHCARE | SIGNA 1.5T EXITE HD | 1 | 148D21201A | HV MRI | Unspecified | Life Support / High Risk | IES | ASP_GE | 184 | 5 | 0 | 2009-09-30 | Canyons/Desert
12800-LDS Hospital | 21201 | Magnetic Res Imaging - MRI | 12800-LDS Hospital | 21201-Magnetic Res Imaging - MRI | 12800~000000010273 | 452625 | U22854 |  | 16-260 | Scanning Systems, Magnetic Res | MRI | 1734 | GE HEALTHCARE | SIGNA 1.5T EXITE HD | 1 | 128D21201A | LD MRI L2 | Mri N2 Common Areas | Life Support / High Risk |  |  | 289 | 5 | 0 | 2001-01-01 | Canyons/Desert
15400-Intermountain Medical Center | 21211 | Magnetic Res Imag- MRI TOSH | 37000-The Orthopedic Specialty Hosp | 21201-Magnetic Res Imaging - MRI | 15400~000000042505 | 848286 | 801262MR4 | 801262MR4 | 16-260 | Scanning Systems, Magnetic Res | MRI | 1767 | GE HEALTHCARE | SIGNA ARCHITECT 3T MRI | 1 | 370D21201A | TO MRI BLDG 4 L1 | Unspecified | Life Support / High Risk | IES | ASP_GE | 69 | 5 | 0 | 2019-04-15 | Canyons/Desert
14400-Utah Valley Hospital | 21201 | Magnetic Res Imaging - MRI | 14400-Utah Valley Hospital | 21201-Magnetic Res Imaging - MRI | 14400~000000021297 |  | 801373MR6 |  | 16-260 | Scanning Systems, Magnetic Res | MRI | 1757 | GE HEALTHCARE | SIGNA ARCHITECT 3T MRI | 1 | 144D21201A | UV MRI | Unspecified | Life Support / High Risk |  |  | 72 | 5 | 0 | 2019-01-27 | Canyons/Desert
12600-St George Regional Hospital | 21201 | Magnetic Res Imaging - MRI | 12600-St George Regional Hospital | 21201-Magnetic Res Imaging - MRI | 12600~000000019244 | 845671 | HM1712 | 801373MR6 | 16-260 | Scanning Systems, Magnetic Res | MRI | 1732 | GE HEALTHCARE | SIGNA ARCHITECT 3T MRI | 1 | 126D21201A | SG MRI | Unspecified | Life Support / High Risk | IES | ASP_GE | 73 | 5 | 0 | 2018-12-22 | Canyons/Desert
37700-Primary Childrens - Lehi | 21201 | Magnetic Res Imaging - MRI | 37700-Primary Childrens - Lehi | 21201-Magnetic Res Imaging - MRI | 37700~000000003664 | 923913 | PLGEMRI SIGNA 1.5T |  | 16-260 | Scanning Systems, Magnetic Res | MRI | 1774 | GE HEALTHCARE | SIGNA ARTIST 1.5T | 1 | 377D21201A | PL MAGNETIC RES IMAGING MRI | Unspecified | Non Life Support | IES | ASP_GE | 6 | 5 | 5 | 2024-07-19 | Canyons/Desert
14800-Heber Valley Hospital | 21201 | Magnetic Res Imaging - MRI | 14800-Heber Valley Hospital | 21201-Magnetic Res Imaging - MRI | 14800~000000001826 | 851779 | 435HEBERMR1C | 435HEBERMR1 | 16-260 | Scanning Systems, Magnetic Res | MRI-Cryogens | 1761 | GE HEALTHCARE | Signa Cryogens | 1 | 148D21201A | HV MRI | Unspecified | Run to Fail | IES | ASP_GE | 65 | 5 | 0 | 2019-08-12 | Canyons/Desert
14600-Cedar City Hospital | 21201 | Magnetic Res Imaging - MRI | 14600-Cedar City Hospital | 21201-Magnetic Res Imaging - MRI | 14600~000000003245 | 853448 | 435868MRC | 435868MRC | 16-260 | Scanning Systems, Magnetic Res | MRI-Cryogens | 1759 | GE HEALTHCARE | Signa Cryogens | 1 | 146D21201A | CC MRI | Unspecified | Run to Fail | IES | ASP_GE | 64 | 5 | 0 | 2019-09-09 | Canyons/Desert
13000-Logan Regional Hospital | 21201 | Magnetic Res Imaging - MRI | 13000-Logan Regional Hospital | 21201-Magnetic Res Imaging - MRI | 13000~000000009113 | 853447 | 435716CRYO1 | 435716CRYO1 | 16-260 | Scanning Systems, Magnetic Res | MRI-Cryogens | 1739 | GE HEALTHCARE | Signa Cryogens | 1 | 130D21201A | LO MRI | Unspecified | Run to Fail | IES | ASP_GE | 64 | 5 | 0 | 2019-09-09 | Canyons/Desert
11800-American Fork Hospital | 21201 | Magnetic Res Imaging - MRI | 11800-American Fork Hospital | 21201-Magnetic Res Imaging - MRI | 11800~000000001910 | 220333 | R1850 | 801756MR | 16-260 | Scanning Systems, Magnetic Res | MRI | 1725 | GE HEALTHCARE | SIGNA ECHOSPEED 1.5T | 1 | 118D21201A | AF MRI | Common Area | Life Support / High Risk | IES | ASP_GE | 273 | 5 | 0 | 2002-04-29 | Canyons/Desert
12800-LDS Hospital | 21201 | Magnetic Res Imaging - MRI | 12800-LDS Hospital | 21201-Magnetic Res Imaging - MRI | 12800~000000002555 | 224961 | R2726 | 801321LMR2 | 18-108 | Scanning Systems, Magnetic Res | MRI | 1733 | GE HEALTHCARE | SIGNA EXCITE HDXT 1.5T | 1 | 128D21201A | LD MRI L2 | Mri N2 Allocated To Mri | Life Support / High Risk | IES | ASP_GE | 260 | 5 | 0 | 2003-06-01 | Canyons/Desert
13400-Orem Community Hospital | 21201 | Magnetic Res Imaging - MRI | 13400-Orem Community Hospital | 21201-Magnetic Res Imaging - MRI | 13400~000000001847 | 818315 | L241 | IHNRCHITMR | 18-108 | Scanning Systems, Magnetic Res | MRI | 1744 | HITACHI | ALTAIRE | 1 | 134D21201A | OR IMAGING CENTER OREM | Unspecified | Life Support / High Risk | IES | ASP_GE | 210 | 5 | 0 | 2007-08-01 | Canyons/Desert
18300-Tellica Imaging LLC | 21909 | Tellica Manchester NH | 18300-Tellica Imaging LLC | 21909-Tellica Manchester NH | 18300~000000000239 | 922322 | 42640 |  | 18-108 | Scanning Systems, Magnetic Res | MRI | 1771 | SIEMENS HEALTHCARE | MAGNETOM AERA | 1 | 183D21909A | TELLICA MANCHESTER NH | Unspecified | Non Life Support | MG_SLV_CE | SOUTH | 7 | 5.0833 | 4.0833 | 2024-06-07 | Canyons/Desert
18300-Tellica Imaging LLC | 21908 | Tellica Nashua NH | 18300-Tellica Imaging LLC | 21908-Tellica Nashua NH | 18300~000000000242 | 922337 | 141021 |  | 18-108 | Scanning Systems, Magnetic Res | MRI | 1770 | SIEMENS HEALTHCARE | MAGNETOM AERA | 1 | 183D21908A | TE TELLICA NASHUA NH | Unspecified | Non Life Support | MG_SLV_CE | SOUTH | 7 | 5.0833 | 4.0833 | 2024-06-07 | Canyons/Desert
18300-Tellica Imaging LLC | 21904 | Tellica Bountiful UT | 18300-Tellica Imaging LLC | 21904-Tellica Bountiful UT | 18300~000000000144 | 906097 | 142646 |  | 18-108 | Scanning Systems, Magnetic Res | MRI | 1769 | SIEMENS HEALTHCARE | MAGNETOM AERA | 1 | 183D21904A | TE TELLICA IMAGING BOUNTIFUL | Unspecified | Non Life Support | IES | ASP_SIEMEN | 22 | 5 | 3 | 2023-03-07 | Canyons/Desert
18300-Tellica Imaging LLC | 21903 | Tellica Ogden UT | 18300-Tellica Imaging LLC | 21903-Tellica Ogden UT | 18300~000000000032 | 894313 | 142559 | SITE ID: 400-788741 | 18-108 | Scanning Systems, Magnetic Res | MRI | 1768 | SIEMENS HEALTHCARE | MAGNETOM AERA | 1 | 183D21903A | TE IMAGING OGDEN | Unspecified | Non Life Support | IES | ASP_SIEMEN | 32 | 5 | 2 | 2022-05-19 | Canyons/Desert
13200-McKay-Dee Hospital Center | 21201 | Magnetic Res Imaging - MRI | 13200-McKay-Dee Hospital Center | 21201-Magnetic Res Imaging - MRI | 13200~000000004261 | 266532 | 25411 | IHMKHSIEMR2/400-499415 | 18-108 | Scanning Systems, Magnetic Res | MRI | 1740 | SIEMENS HEALTHCARE | MAGNETOM AVANTO | 1 | 132D21201A | MK MRI 1ST FLR | Common Area | Life Support / High Risk | IES | ASP_GE | 237 | 5 | 0 | 2005-05-01 | Canyons/Desert
12000-Bear River Valley Hospital | 21101 | Radiology | 12000-Bear River Valley Hospital | 21101-Radiology | 12000~000000000519 | 487793 | 31189 | IHBRHSIEMR/400-388742 | 16-260 | Scanning Systems, Magnetic Res | MRI | 1727 | SIEMENS HEALTHCARE | MAGNETOM ESPREE | 1 | 120D21101A | BR RADIOLOGY | Radiology | Life Support / High Risk | IES | ASP_GE | 158 | 5 | 0 | 2011-11-10 | Canyons/Desert
13200-McKay-Dee Hospital Center | 21201 | Magnetic Res Imaging - MRI | 13200-McKay-Dee Hospital Center | 21201-Magnetic Res Imaging - MRI | 13200~000000008007 | 486500 | 45201 | IHMKHSIEMR3/400-388066 | 16-260 | Scanning Systems, Magnetic Res | MRI | 1741 | SIEMENS HEALTHCARE | MAGNETOM SKYRA | 1 | 132D21201A | MK MRI 1ST FLR | Common Area | Life Support / High Risk | IES | ASP_GE | 158 | 20 | 7 | 2011-12-01 | Canyons/Desert
13800-Primary Childrens Hospital | 21201 | Magnetic Res Imaging - MRI | 13800-Primary Childrens Hospital | 21201-Magnetic Res Imaging - MRI | 13800~000000033037 | 910350 | 400-803710 | IHPCHSIMR1 | 16-260 | Scanning Systems, Magnetic Res | MRI | 1748 | SIEMENS HEALTHCARE | MAGNETOM SOLA DE | 1 | 138D21201A | PC MRI L1 | MRI 1.5 | Life Support / High Risk | IES | ASP_SIEMEN | 21 | 5 | 3 | 2023-04-14 | Canyons/Desert
13200-McKay-Dee Hospital Center | 21201 | Magnetic Res Imaging - MRI | 13200-McKay-Dee Hospital Center | 21201-Magnetic Res Imaging - MRI | 13200~000000010499 | 187961 | 37585 | IHMKHSIEMR1/400-499413 | 16-260 | Scanning Systems, Magnetic Res | MRI | 1742 | SIEMENS HEALTHCARE | MAGNETOM SYMP 1.5T SYNGO SYS | 1 | 132D21201A | MK MRI 1ST FLR | Common Area | Life Support / High Risk | IES | ASP_GE | 274 | 5 | 0 | 2002-04-01 | Canyons/Desert
13000-Logan Regional Hospital | 21201 | Magnetic Res Imaging - MRI | 13000-Logan Regional Hospital | 21201-Magnetic Res Imaging - MRI | 13000~000000000978 | 401506 | 400-488517 | IHLRHSIEMR | 16-260 | Scanning Systems, Magnetic Res | MRI | 1737 | SIEMENS HEALTHCARE | MAGNETOM SYMP 1.5T SYNGO SYS | 1 | 130D21201A | LO MRI | Mri Exam 9 | Life Support / High Risk | IES | ASP_GE | 284 | 5 | 0 | 2001-05-07 | Canyons/Desert
10600-Continuum of Care | 32211 | Clinical Engineering Supp Serv | 13000-Logan Regional Hospital | 25501-Radiation Center | 10600~000000002997 | 905487 | 230040 |  | 16-375 | Scanning Systems, Positron Emi | PET/CT | 1776 | SHANGHAI UNITED IMAGING HEALTHCARE | UMI 550 | 1 | 130D25501A | LO CANCER CTR RADIATION THER | Cancer Center | Non Life Support | IES | ASP_GE | 23 | 5 | 3 | 2023-02-13 | Canyons/Desert
11800-American Fork Hospital | 25501 | Radiation Center | 11800-American Fork Hospital | 25501-Radiation Center | 11800~000000008578 | 561617 | 5003437 | IHUVHBKMUS | 14-278 | Scanning Systems, Ultrasonic | UltraSound | 1782 | BK MEDICAL LLC | 2102A-HAWK | 1 | 118D25501A | AF RADIATION ONCOLOGY | Unspecified | Life Support / High Risk | IES | ASP_GE | 137 | 7 | 0 | 2013-08-06 | Canyons/Desert
15400-Intermountain Medical Center | 31502 | Clinical Nutrition | 40000-Intermountain Medical Group | 74079-Intrmtn Urological Institute | 15400~000000017613 | 453048 | 1910138 | IHURCBKMUS | 14-278 | Scanning Systems, Ultrasonic | UltraSound | 1854 | BK MEDICAL LLC | 2102A-HAWK | 1 | 400D74079A | MG UROLOGICAL INST STE 720 | Common Area | Life Support / High Risk | IES | ASP_GE | 165 | 5 | 0 | 2011-04-05 | Canyons/Desert
40000-Intermountain Medical Group | 40083 | Utah Valley Administration | 40000-Intermountain Medical Group | 74152-Utah Valley Rock Canyon Peds | 40000~000000022715 | 826832 | 5010248 | IHUVCBKMUS | 14-278 | Scanning Systems, Ultrasonic | UltraSound | 1868 | BK MEDICAL LLC | 2102A-HAWK | 1 | 400D74152A | MG UTAH VALLEY ROCKCANYON PEDS | Unspecified | Life Support / High Risk | IES | ASP_GE | 87 | 5 | 0 | 2017-10-16 | Canyons/Desert
40000-Intermountain Medical Group | 74115 | Park City Specialty Clinic | 40000-Intermountain Medical Group | 74115-Park City Specialty Clinic | 40000~000000005592 | 446175 | 1908068 |  | 14-278 | Scanning Systems, Ultrasonic | UltraSound | 1872 | BK MEDICAL LLC | 2102A-HAWK | 1 | 400D74115A | MG PARK CITY SPECIALTY CLINIC | Common Area | Life Support / High Risk | PKMC_CE | PKCREW1_CE | 167 | 5 | 0 | 2011-02-24 | Canyons/Desert
40000-Intermountain Medical Group | 74117 | Park City East | 40000-Intermountain Medical Group | 74115-Park City Specialty Clinic | 40000~000000011498 | 492737 | 1908068 | IHPCCBKMUS2 | 14-278 | Scanning Systems, Ultrasonic | UltraSound | 1873 | BK MEDICAL LLC | 2102A-HAWK | 1 | 400D74115A | MG PARK CITY SPECIALTY CLINIC | Unspecified | Life Support / High Risk | IES | ASP_GE | 155 | 5 | 0 | 2012-02-13 | Canyons/Desert
40000-Intermountain Medical Group | 74130 | Avenues Specialty Clinic Admin | 12800-LDS Hospital | 46009-Physicians Office Building | 40000~000000006738 | 558283 | 5003095 | IHLDHBKMUS2 | 14-278 | Scanning Systems, Ultrasonic | UltraSound | 1874 | BK MEDICAL LLC | 2102A-HAWK | 1 | 128D46009A | LD PHYSICIAN OFFICE BUILDING | POB STE 280Common Area | Life Support / High Risk | IES | ASP_GE | 139 | 5 | 0 | 2013-06-30 | Canyons/Desert
40000-Intermountain Medical Group | 74174 | Salt Lake Clinic Admin | 40000-Intermountain Medical Group | 74225-SL Clinic - Urology | 40000~000000006457 | 523981 | 5002216 | IHSCCBKMUS1 | 14-278 | Scanning Systems, Ultrasonic | UltraSound | 1876 | BK MEDICAL LLC | 2102A-HAWK | 1 | 400D74225A | MG SL CLINIC UROLOGY | Exam 6 | Life Support / High Risk | MG_SLV_CE | NORTH | 145 | 5 | 0 | 2012-12-31 | Canyons/Desert
40000-Intermountain Medical Group | 74079 | Intrmtn Urological Institute | 40000-Intermountain Medical Group | 74079-Intrmtn Urological Institute | 40000~000000035146 | 929473 | 2007640 |  | 14-278 | Scanning Systems, Ultrasonic | UltraSound | 1871 | BK MEDICAL LLC | bk3000 | 1 | 400D74079A | MG UROLOGICAL INST STE 720 | Unspecified | Non Life Support | IMC_CE | IMCCECLI | 1 | 5 | 5 | 2024-12-23 | Canyons/Desert
13000-Logan Regional Hospital | 22104 | Operating Rooms | 13000-Logan Regional Hospital | 22104-Operating Rooms | 13000~000000012278 | 913747 | 2004808 |  | 14-278 | Scanning Systems, Ultrasonic | UltraSound | 1796 | BK MEDICAL LLC | BK5000 | 1 | 130D22104A | LO OPERATING ROOM | O.R. Core | Non Life Support | LRH_CE | LRHCREW1CE | 17 | 5 | 4 | 2023-08-24 | Canyons/Desert
40000-Intermountain Medical Group | 74242 | McKay-Dee Gastroenterology | 40000-Intermountain Medical Group | 74242-McKay-Dee Gastroenterology | 40000~000000032070 | 906261 | F82144 |  | 14-278 | Scanning Systems, Ultrasonic | UltraSound - specialty | 1878 | ECHOSENS | FIBROSCAN COMPACT 530 | 1 | 400D74242A | MG MK GASTROENTEROLOGY CLINIC | Unspecified | Non Life Support | MKDHC_CE | MKDCREW5CE | 23 | 10 | 8 | 2023-02-27 | Canyons/Desert
13800-Primary Childrens Hospital | 22702 | Liver Transplant | 13800-Primary Childrens Hospital | 22702-Liver Transplant | 13800~000000031198 | 892703 | F92878 |  | 14-278 | Scanning Systems, Ultrasonic | UltraSound - specialty | 1814 | ECHOSENS | FIBROSCAN MINI PLUS 430 | 1 | 138D22702A | PC LIVER TRANSPLANT ECCLES L4 | Unspecified | Non Life Support | IES | ASP_GE | 34 | 5 | 2 | 2022-03-30 | Canyons/Desert
15400-Intermountain Medical Center | 22702 | Liver Transplant | 15400-Intermountain Medical Center | 22702-Liver Transplant | 15400~000000035280 | 858065 | F92453 |  | 14-278 | Scanning Systems, Ultrasonic | UltraSound - specialty | 1847 | ECHOSENS | FIBROSCAN MINI PLUS 430 | 1 | 154D22702A | IM TRANSPLANT SRVCS SOT 210 | Unspecified | Non Life Support | IMC_CE | IMCCE8 | 61 | 7 | 2 | 2019-12-31 | Canyons/Desert
15400-Intermountain Medical Center | 22702 | Liver Transplant | 15400-Intermountain Medical Center | 22702-Liver Transplant | 15400~000000035340 | 858064 | F92026 |  | 14-278 | Scanning Systems, Ultrasonic | UltraSound - specialty | 1848 | ECHOSENS | FIBROSCAN MINI PLUS 430 | 1 | 154D22702A | IM TRANSPLANT SRVCS SOT 210 | Unspecified | Non Life Support | IMC_CE | IMCCE8 | 60 | 5 | 0 | 2020-01-30 | Canyons/Desert
15400-Intermountain Medical Center | 22702 | Liver Transplant | 15400-Intermountain Medical Center | 22702-Liver Transplant | 15400~000000040983 | 908667 | F93119 |  | 14-278 | Scanning Systems, Ultrasonic | UltraSound - specialty | 1849 | ECHOSENS | FIBROSCAN MINI PLUS 430 | 1 | 154D22702A | IM TRANSPLANT SRVCS SOT 210 | Unspecified | Non Life Support | IMC_CE | IMCCE8 | 25 | 7 | 5 | 2022-12-16 | Canyons/Desert
40000-Intermountain Medical Group | 74014 | Budge Clinic GI | 40000-Intermountain Medical Group | 73069-Budge Clinic IM | 40000~000000025701 | 848303 | F92243 |  | 14-278 | Scanning Systems, Ultrasonic | UltraSound - specialty | 1869 | ECHOSENS | FIBROSCAN MINI PLUS 430 | 1 | 400D73069A | MG BUDGE CL INTERNAL MD 3RD FL | Common Area | Non Life Support | LRH_CE | LRHCREW7CE | 70 | 7 | 1 | 2019-03-28 | Canyons/Desert
40000-Intermountain Medical Group | 74216 | SL Clinic-Surgical Specialists | 40000-Intermountain Medical Group | 74216-SL Clinic-Surgical Specialists | 40000~000000022460 | 824695 | 638008WX0 | LE638008 | 14-278 | Scanning Systems, Ultrasonic | UltraSound | 1877 | GE HEALTHCARE | NEXTGEN LOGIQ E R7 | 1 | 400D74216A | MG SL CLINIC SURG SPECIALISTS | Common Area | Life Support / High Risk | IES | ASP_GE | 84 | 5 | 0 | 2018-01-08 | Canyons/Desert
38700-Murray Surgery Center | 22203 | Surgical Center | 38700-Murray Surgery Center | 22203-Surgical Center | 38700~000000000278 | 814503 | 608651WX0 |  | 14-278 | Scanning Systems, Ultrasonic | UltraSound | 1867 | GE HEALTHCARE | NEXTGEN LOGIQ E R7 | 1 | 387D22203A | MUASC MURRAY AMB SURGICAL CNTR | Unspecified | Life Support / High Risk | IES | ASP_GE | 4 | 5 | 5 | 2024-09-23 | Canyons/Desert
38700-Murray Surgery Center | 22203 | Surgical Center | 38700-Murray Surgery Center | 22203-Surgical Center | 38700~000000000277 | 814502 | 608650WX0 |  | 14-278 | Scanning Systems, Ultrasonic | UltraSound | 1866 | GE HEALTHCARE | NEXTGEN LOGIQ E R7 | 1 | 387D22203A | MUASC MURRAY AMB SURGICAL CNTR | Unspecified | Life Support / High Risk | IES | ASP_GE | 4 | 5 | 5 | 2024-09-23 | Canyons/Desert
15400-Intermountain Medical Center | 21601 | Ultrasound | 15400-Intermountain Medical Center | 21601-Ultrasound | 15400~000000027863 | 807660 | 457342WX4 | LER457342 | 14-278 | Scanning Systems, Ultrasonic | UltraSound | 1843 | GE HEALTHCARE | NEXTGEN LOGIQ E R7 | 1 | 154D21601A | IM ULTRASOUND TLL1 | Unspecified | Life Support / High Risk | IES | ASP_GE | 106 | 5 | 0 | 2016-03-23 | Canyons/Desert
14200-Sevier Valley Hospital | 21101 | Radiology | 14200-Sevier Valley Hospital | 21101-Radiology | 14200~000000001392 | 749092 |  |  | 14-278 | Scanning Systems, Ultrasonic | UltraSound | 1824 | GE HEALTHCARE | NEXTGEN LOGIQ E R7 | 1 | 142D21101A | SV RADIOLOGY | Unspecified | Life Support / High Risk | IES | ASP_GE | 89 | 5 | 0 | 2017-08-23 | Canyons/Desert
14200-Sevier Valley Hospital | 21101 | Radiology | 14200-Sevier Valley Hospital | 21101-Radiology | 14200~000000001075 | 814151 | LER608370 | LER608370 | 14-278 | Scanning Systems, Ultrasonic | UltraSound | 1823 | GE HEALTHCARE | NEXTGEN LOGIQ E R7 | 1 | 142D21101A | SV RADIOLOGY | Unspecified | Life Support / High Risk | IES | ASP_GE | 98 | 5 | 0 | 2016-11-15 | Canyons/Desert
12600-St George Regional Hospital | 22110 | Pain Services | 12600-St George Regional Hospital | 22110-Pain Services | 12600~000000019290 | 845681 | 300947US7 | LE300947 | 14-278 | Scanning Systems, Ultrasonic | UltraSound | 1787 | GE HEALTHCARE | NEXTGEN LOGIQ E R7 | 1 | 126D22110A | SG PAIN SERVICES | Unspecified | Life Support / High Risk | IES | ASP_GE | 70 | 5 | 0 | 2019-03-05 | Canyons/Desert
12600-St George Regional Hospital | 22110 | Pain Services | 12600-St George Regional Hospital | 22104-Operating Rooms | 12600~000000014484 | 812058 | 608503WXO | LE608514 | 14-278 | Scanning Systems, Ultrasonic | UltraSound | 1786 | GE HEALTHCARE | NEXTGEN LOGIQ E R7 | 1 | 126D22104A | SG OPERATING ROOMS RR | Unspecified | Life Support / High Risk | IES | ASP_GE | 101 | 5 | 0 | 2016-08-24 | Canyons/Desert
12600-St George Regional Hospital | 22110 | Pain Services | 12600-St George Regional Hospital | 22104-Operating Rooms | 12600~000000014474 | 812057 | 608514WXO | LE608503 | 14-278 | Scanning Systems, Ultrasonic | UltraSound | 1785 | GE HEALTHCARE | NEXTGEN LOGIQ E R7 | 1 | 126D22104A | SG OPERATING ROOMS RR | Unspecified | Life Support / High Risk | IES | ASP_GE | 101 | 5 | 0 | 2016-08-24 | Canyons/Desert
13800-Primary Childrens Hospital | 70007 | Clinic | 13800-Primary Childrens Hospital | 70007-Clinic | 13800~000000008954 | 499262 | VEN221431WX0 | VEN221431 | 14-278 | Scanning Systems, Ultrasonic | UltraSound | 1816 | GE HEALTHCARE | VENUE 40 BT11 | 1 | 138D70007A | PC ECCLES SHARED CLINIC L3 | Unspecified | Life Support / High Risk | IES | ASP_GE | 152 | 5 | 0 | 2012-05-31 | Canyons/Desert
13800-Primary Childrens Hospital | 22301 | Anesthesiology | 13800-Primary Childrens Hospital | 22104-Operating Rooms | 13800~000000008079 | 452288 | 185806WX7 | VEN185806 | 14-278 | Scanning Systems, Ultrasonic | UltraSound | 1810 | GE HEALTHCARE | VENUE 40 BT11 | 1 | 138D22104A | PC OR L2 | Anesthesia Room 2A.202 | Life Support / High Risk | IES | ASP_GE | 165 | 7 | 0 | 2011-04-30 | Canyons/Desert
11800-American Fork Hospital | 10011 | Intensive Care Unit | 11800-American Fork Hospital | 10011-Intensive Care Unit | 11800~000000001518 | 473200 | 202083WX2 | VEN202083 | 14-278 | Scanning Systems, Ultrasonic | UltraSound | 1779 | GE HEALTHCARE | VENUE 40 BT11 | 1 | 118D10011A | AF INTENSIVE CARE UNIT | Standby Icu | Life Support / High Risk | IES | ASP_GE | 160 | 5 | 0 | 2011-09-30 | Canyons/Desert
40000-Intermountain Medical Group | 74057 | McKay-Dee Foot and Ankle Clinc | 40000-Intermountain Medical Group | 74057-McKay-Dee Foot and Ankle Clinc | 40000~000000014729 | 821376 | VEN358660 | VEN358660 | 14-278 | Scanning Systems, Ultrasonic | UltraSound | 1870 | GE HEALTHCARE | VENUE 40 BT12 | 1 | 400D74057A | MG MK FOOT AND ANKLE STE 2835 | Unspecified | Life Support / High Risk | IES | ASP_GE | 125 | 5 | 0 | 2014-08-06 | Canyons/Desert
37500-Primary Childrens - Riverton | 22301 | Anesthesiology | 37500-Primary Childrens - Riverton | 22104-Operating Rooms | 37500~000000001108 | 573826 | 323439WX0 | VEN323439 | 14-278 | Scanning Systems, Ultrasonic | UltraSound | 1858 | GE HEALTHCARE | VENUE 40 BT12 | 1 | 375D22104A | PR OPERATING ROOM | Room 1 | Life Support / High Risk | IES | ASP_GE | 132 | 5 | 0 | 2014-01-31 | Canyons/Desert
15400-Intermountain Medical Center | 10041 | Intensive Care Thoracic | 15400-Intermountain Medical Center | 10041-Intensive Care Thoracic | 15400~000000017495 | 541072 | 337717WX3 | VEN337717 | 14-278 | Scanning Systems, Ultrasonic | UltraSound | 1839 | GE HEALTHCARE | VENUE 40 BT12 | 1 | 154D10041A | IM THORACIC ICU S2 | Common Area | Life Support / High Risk |  |  | 131 | 5 | 0 | 2014-02-24 | Canyons/Desert
14400-Utah Valley Hospital | 10061 | Intensive Care Shock-Trauma | 14400-Utah Valley Hospital | 10061-Intensive Care Shock-Trauma | 14400~000000007181 | 490139 | 221432WX8 | VEN358662 | 14-278 | Scanning Systems, Ultrasonic | UltraSound | 1826 | GE HEALTHCARE | VENUE 40 BT12 | 1 | 144D10061A | UV NST ICU | 410-NSTICU | Life Support / High Risk | IES | ASP_GE | 154 | 5 | 0 | 2012-03-13 | Canyons/Desert
13800-Primary Childrens Hospital | 22301 | Anesthesiology | 13800-Primary Childrens Hospital | 22104-Operating Rooms | 13800~000000009575 | 527314 | 263180WX2 | VEN263180 | 14-278 | Scanning Systems, Ultrasonic | UltraSound | 1811 | GE HEALTHCARE | VENUE 40 BT12 | 1 | 138D22104A | PC OR L2 | Anesthesia Or | Life Support / High Risk | IES | ASP_GE | 145 | 5 | 0 | 2012-12-31 | Canyons/Desert
13000-Logan Regional Hospital | 22301 | Anesthesiology | 13000-Logan Regional Hospital | 22301-Anesthesiology | 13000~000000002998 | 526802 | 220094WX7 | VEN220094 | 14-278 | Scanning Systems, Ultrasonic | UltraSound | 1799 | GE HEALTHCARE | VENUE 40 BT12 | 1 | 130D22301A | LO ANESTHESIOLOGY | Anesthesiology | Life Support / High Risk | IES | ASP_GE | 154 | 5 | 0 | 2012-04-01 | Canyons/Desert
13000-Logan Regional Hospital | 22301 | Anesthesiology | 13000-Logan Regional Hospital | 22301-Anesthesiology | 13000~000000002997 | 526801 | 220097WX0 | VEN220097 | 14-278 | Scanning Systems, Ultrasonic | UltraSound | 1798 | GE HEALTHCARE | VENUE 40 BT12 | 1 | 130D22301A | LO ANESTHESIOLOGY | Anesthesiology | Life Support / High Risk | IES | ASP_GE | 152 | 7 | 0 | 2012-06-01 | Canyons/Desert
40000-Intermountain Medical Group | 74293 | Thoracic Surgery | 40000-Intermountain Medical Group | 74293-Thoracic Surgery | 40000~000000031034 | 895784 | VGC006948 | VGC006948 | 14-278 | Scanning Systems, Ultrasonic | UltraSound | 1879 | GE HEALTHCARE | VENUE GO | 1 | 400D74293A | MG THORACIC SURGERY STE 640 | Unspecified | Life Support / High Risk | IES | ASP_GE | 31 | 5 | 2 | 2022-06-23 | Canyons/Desert
37700-Primary Childrens - Lehi | 22104 | Operating Rooms | 37700-Primary Childrens - Lehi | 22104-Operating Rooms | 37700~000000002790 | 918609 | VGD001977 |  | 14-278 | Scanning Systems, Ultrasonic | UltraSound | 1865 | GE HEALTHCARE | VENUE GO | 1 | 377D22104A | PL OPERATING ROOMS | H2321 The Shed | Life Support / High Risk | IES | ASP_GE | 11 | 5 | 4 | 2024-02-07 | Canyons/Desert
37700-Primary Childrens - Lehi | 21301 | Imaging Recovery | 37700-Primary Childrens - Lehi | 21301-Imaging Recovery | 37700~000000003835 | 929034 | VGB002266 | RVGB002266 | 14-278 | Scanning Systems, Ultrasonic | UltraSound | 1861 | GE HEALTHCARE | VENUE GO | 1 | 377D21301A | PL IMAGING RECOVERY | Unspecified | Life Support / High Risk | IES | ASP_GE | 1 | 5 | 5 | 2024-12-04 | Canyons/Desert
36900-Logan Surgery Center LLC | 22203 | Surgical Center | 36900-Logan Surgery Center LLC | 22203-Surgical Center | 36900~000000000371 | 887469 | VGC009140 |  | 14-278 | Scanning Systems, Ultrasonic | UltraSound | 1857 | GE HEALTHCARE | VENUE GO | 1 | 369D22203A | LS LOGAN SURGERY CENTER | Unspecified | Life Support / High Risk | LRH_CE | LRHCREW1CE | 2 | 5 | 5 | 2024-11-14 | Canyons/Desert
36400-McKay-Dee Surgical Center LLC | 22203 | Surgical Center | 36400-McKay-Dee Surgical Center LLC | 22203-Surgical Center | 36400~000000001603 | 886630 | VGC000964 |  | 14-278 | Scanning Systems, Ultrasonic | UltraSound | 1856 | GE HEALTHCARE | VENUE GO | 1 | 364D22203A | MS SC SURGICAL CENTER | Equipment Rm | Life Support / High Risk | IES | ASP_GE | 5 | 5 | 5 | 2024-09-01 | Canyons/Desert
36400-McKay-Dee Surgical Center LLC | 22203 | Surgical Center | 36400-McKay-Dee Surgical Center LLC | 22203-Surgical Center | 36400~000000001602 | 886629 | VGC000899 |  | 14-278 | Scanning Systems, Ultrasonic | UltraSound | 1855 | GE HEALTHCARE | VENUE GO | 1 | 364D22203A | MS SC SURGICAL CENTER | Equipment Rm | Life Support / High Risk | IES | ASP_GE | 5 | 5 | 5 | 2024-09-01 | Canyons/Desert
15400-Intermountain Medical Center | 31501 | Nutritional Support | 15400-Intermountain Medical Center | 31501-Nutritional Support | 15400~000000036952 | 879654 | VGB002241 |  | 14-278 | Scanning Systems, Ultrasonic | UltraSound | 1853 | GE HEALTHCARE | VENUE GO | 1 | 154D31501B | IM NUTRITIONAL MED TELE T6 | Unspecified | Life Support / High Risk | IES | ASP_GE | 46 | 5 | 1 | 2021-03-31 | Canyons/Desert
15400-Intermountain Medical Center | 31501 | Nutritional Support | 15400-Intermountain Medical Center | 31501-Nutritional Support | 15400~000000036951 | 879653 | VGB002248 |  | 14-278 | Scanning Systems, Ultrasonic | UltraSound | 1852 | GE HEALTHCARE | VENUE GO | 1 | 154D31501B | IM NUTRITIONAL MED TELE T6 | Unspecified | Life Support / High Risk | IES | ASP_GE | 46 | 5 | 1 | 2021-03-31 | Canyons/Desert
15400-Intermountain Medical Center | 21301 | Imaging Recovery | 15400-Intermountain Medical Center | 21301-Imaging Recovery | 15400~000000036695 |  |  |  | 14-278 | Scanning Systems, Ultrasonic | UltraSound | 1842 | GE HEALTHCARE | VENUE GO | 1 | 154D21301A | IM IMAG RECOVERY TOWER | Unspecified | Life Support / High Risk |  |  | 48 | 5 | 1 | 2021-01-08 | Canyons/Desert
15400-Intermountain Medical Center | 10041 | Intensive Care Thoracic | 15400-Intermountain Medical Center | 10041-Intensive Care Thoracic | 15400~000000039133 | 894014 | VGC006798 |  | 14-278 | Scanning Systems, Ultrasonic | UltraSound | 1840 | GE HEALTHCARE | VENUE GO | 1 | 154D10041A | IM THORACIC ICU S2 | Unspecified | Life Support / High Risk | IES | ASP_GE | 32 | 5 | 2 | 2022-05-06 | Canyons/Desert
15400-Intermountain Medical Center | 10021 | Intensive Care Coronary | 15400-Intermountain Medical Center | 10021-Intensive Care Coronary | 15400~000000037217 | 881800 | VGC000318 |  | 14-278 | Scanning Systems, Ultrasonic | UltraSound | 1838 | GE HEALTHCARE | VENUE GO | 1 | 154D10021A | IM CICU S5 | Unspecified | Life Support / High Risk | IMC_CE | IMCCE6 | 44 | 5 | 1 | 2021-05-12 | Canyons/Desert
14400-Utah Valley Hospital | 22104 | Operating Rooms | 14400-Utah Valley Hospital | 22104-Operating Rooms | 14400~000000026609 | 922870 | VGD002613 |  | 14-278 | Scanning Systems, Ultrasonic | UltraSound | 1834 | GE HEALTHCARE | VENUE GO | 1 | 144D22104A | UV OPERATING ROOM | OR 20 | Life Support / High Risk | UVH_CE | UVCREW7_CE | 7 | 5 | 4 | 2024-06-18 | Canyons/Desert
14400-Utah Valley Hospital | 22104 | Operating Rooms | 14400-Utah Valley Hospital | 22104-Operating Rooms | 14400~000000026608 | 922869 | VGD002615 |  | 14-278 | Scanning Systems, Ultrasonic | UltraSound | 1833 | GE HEALTHCARE | VENUE GO | 1 | 144D22104A | UV OPERATING ROOM | OR 17 | Life Support / High Risk | UVH_CE | UVCREW7_CE | 7 | 5 | 4 | 2024-06-18 | Canyons/Desert
14200-Sevier Valley Hospital | 22301 | Anesthesiology | 14200-Sevier Valley Hospital | 22301-Anesthesiology | 14200~000000001966 |  |  |  | 14-278 | Scanning Systems, Ultrasonic | UltraSound | 1825 | GE HEALTHCARE | VENUE GO | 1 | 142D22301A | SV ANESTHESIOLOGY | Unspecified | Life Support / High Risk |  |  | 40 | 5 | 2 | 2021-09-17 | Canyons/Desert
14100-Spanish Fork Hospital | 22001 | Same Day Surgery | 14100-Spanish Fork Hospital | 22001-Same Day Surgery | 14100~000000002858 | 879871 | SFHORUSGE01 |  | 14-278 | Scanning Systems, Ultrasonic | UltraSound | 1822 | GE HEALTHCARE | VENUE GO | 1 | 141D22001A | SF SAME DAY SURGERY | Equipment Storage | Life Support / High Risk | IES | ASP_GE | 46 | 5 | 1 | 2021-03-30 | Canyons/Desert
14100-Spanish Fork Hospital | 22001 | Same Day Surgery | 14100-Spanish Fork Hospital | 22001-Same Day Surgery | 14100~000000002857 | 879870 | SFHPACUUSGE01 |  | 14-278 | Scanning Systems, Ultrasonic | UltraSound | 1821 | GE HEALTHCARE | VENUE GO | 1 | 141D22001A | SF SAME DAY SURGERY | Equipment Storage | Life Support / High Risk | IES | ASP_GE | 46 | 5 | 1 | 2021-03-30 | Canyons/Desert
14100-Spanish Fork Hospital | 21101 | Radiology | 14100-Spanish Fork Hospital | 21101-Radiology | 14100~000000002859 | 880017 | VGB000806 |  | 14-278 | Scanning Systems, Ultrasonic | UltraSound | 1820 | GE HEALTHCARE | VENUE GO | 1 | 141D21101A | SF RADIOLOGY | Sedation Room | Life Support / High Risk | IES | ASP_GE | 46 | 5 | 1 | 2021-03-31 | Canyons/Desert
14100-Spanish Fork Hospital | 21101 | Radiology | 14100-Spanish Fork Hospital | 14001-Labor and Delivery Rooms | 14100~000000003065 | 880505 | VGC000124 |  | 14-278 | Scanning Systems, Ultrasonic | UltraSound | 1819 | GE HEALTHCARE | VENUE GO | 1 | 141D14001A | SF LABOR AND DELIVERY ROOMS | C-Sect Hall | Life Support / High Risk | IES | ASP_GE | 45 | 5 | 1 | 2021-04-19 | Canyons/Desert
13800-Primary Childrens Hospital | 22301 | Anesthesiology | 13800-Primary Childrens Hospital | 22104-Operating Rooms | 13800~000000029643 | 879586 | VGC000114 | VGC000114 | 14-278 | Scanning Systems, Ultrasonic | UltraSound | 1813 | GE HEALTHCARE | VENUE GO | 1 | 138D22104A | PC OR L2 | OR Equipment Store Room | Life Support / High Risk | IES | ASP_GE | 46 | 5 | 1 | 2021-03-24 | Canyons/Desert
13800-Primary Childrens Hospital | 22301 | Anesthesiology | 13800-Primary Childrens Hospital | 22104-Operating Rooms | 13800~000000029642 | 879585 | VGC000122 | VGC000122 | 14-278 | Scanning Systems, Ultrasonic | UltraSound | 1812 | GE HEALTHCARE | VENUE GO | 1 | 138D22104A | PC OR L2 | OR Equipment Store Room | Life Support / High Risk | IES | ASP_GE | 46 | 5 | 1 | 2021-03-24 | Canyons/Desert
13800-Primary Childrens Hospital | 20101 | Emergency Department | 13800-Primary Childrens Hospital | 16503-Rapid Treatment Unit | 13800~000000033251 | 912284 | VC0007737 |  | 14-278 | Scanning Systems, Ultrasonic | UltraSound | 1807 | GE HEALTHCARE | VENUE GO | 1 | 138D16503A | PC 1NW | Unspecified | Life Support / High Risk | IES | ASP_GE | 16 | 5 | 4 | 2023-09-28 | Canyons/Desert
13800-Primary Childrens Hospital | 12002 | Newborn Intensive Care Unit | 13800-Primary Childrens Hospital | 12002-Newborn Intensive Care Unit | 13800~000000034185 | 928137 | VGE000142 |  | 14-278 | Scanning Systems, Ultrasonic | UltraSound | 1806 | GE HEALTHCARE | VENUE GO | 1 | 138D12002A | PC NICU L4 | Pod A Equipment Storage 4F.050 | Life Support / High Risk | PCH_CE | PCHCREW07 | 2 | 5 | 5 | 2024-11-18 | Canyons/Desert
13800-Primary Childrens Hospital | 10081 | Pediatric Intensive Care | 13800-Primary Childrens Hospital | 10081-Pediatric Intensive Care | 13800~000000027801 | 858650 | VGB000055 | RVGB000055 | 14-278 | Scanning Systems, Ultrasonic | UltraSound | 1805 | GE HEALTHCARE | VENUE GO | 1 | 138D10081A | PC PICU L2 | Unspecified | Life Support / High Risk | IES | ASP_GE | 58 | 5 | 0 | 2020-03-05 | Canyons/Desert
13400-Orem Community Hospital | 22301 | Anesthesiology | 13400-Orem Community Hospital | 22301-Anesthesiology | 13400~000000002289 |  |  |  | 14-278 | Scanning Systems, Ultrasonic | UltraSound | 1804 | GE HEALTHCARE | VENUE GO | 1 | 134D22301A | OR ANESTHESIOLOGY | Unspecified | Life Support / High Risk |  |  | 46 | 5 | 1 | 2021-04-01 | Canyons/Desert
13200-McKay-Dee Hospital Center | 21301 | Imaging Recovery | 13200-McKay-Dee Hospital Center | 21301-Imaging Recovery | 13200~000000023938 | 881601 | VGB000179 |  | 14-278 | Scanning Systems, Ultrasonic | UltraSound | 1800 | GE HEALTHCARE | VENUE GO | 1 | 132D21301A | MK IMAGING RECOVERY 1ST FLR | Unspecified | Life Support / High Risk | MKDHC_CE | MKDCREW9CE | 45 | 5 | 1 | 2021-04-27 | Canyons/Desert
13000-Logan Regional Hospital | 22301 | Anesthesiology | 13000-Logan Regional Hospital | 22104-Operating Rooms | 13000~000000010024 | 871555 | VGB002246 |  | 14-278 | Scanning Systems, Ultrasonic | UltraSound | 1797 | GE HEALTHCARE | VENUE GO | 1 | 130D22104A | LO OPERATING ROOM | O.R. Core | Life Support / High Risk | IES | ASP_GE | 51 | 7 | 3 | 2020-10-26 | Canyons/Desert
12800-LDS Hospital | 21501 | Mammography | 12800-LDS Hospital | 21501-Mammography | 12800~000000015897 | 894934 | VGB000801 |  | 14-278 | Scanning Systems, Ultrasonic | UltraSound | 1792 | GE HEALTHCARE | VENUE GO | 1 | 128D21501A | LD MAMMOGRAPHY L1 | Unspecified | Life Support / High Risk | LDSH_CE | LDSCE2 | 31 | 5 | 2 | 2022-06-02 | Canyons/Desert
12200-Cassia Regional Hospital | 22301 | Anesthesiology | 12200-Cassia Regional Hospital | 22301-Anesthesiology | 12200~000000003201 | 887478 | VGB00817 | VGB000817 | 14-278 | Scanning Systems, Ultrasonic | UltraSound | 1784 | GE HEALTHCARE | VENUE GO | 1 | 122D22301A | CA ANESTHESIOLOGY | Unspecified | Life Support / High Risk | IES | ASP_GE | 59 | 5 | 0 | 2020-02-25 | Canyons/Desert
12000-Bear River Valley Hospital | 22301 | Anesthesiology | 12000-Bear River Valley Hospital | 22301-Anesthesiology | 12000~000000001563 | 889053 | VGB002000 |  | 14-278 | Scanning Systems, Ultrasonic | UltraSound | 1783 | GE HEALTHCARE | VENUE GO | 1 | 120D22301A | BR ANESTHESIOLOGY | Unspecified | Life Support / High Risk | IES | ASP_GE | 53 | 5 | 1 | 2020-08-10 | Canyons/Desert
11800-American Fork Hospital | 12003 | Newborn Intermediate Care | 11800-American Fork Hospital | 10011-Intensive Care Unit | 11800~000000006577 | 858730 | VGB000785 | VGB000785 | 14-278 | Scanning Systems, Ultrasonic | UltraSound | 1780 | GE HEALTHCARE | VENUE GO | 1 | 118D10011A | AF INTENSIVE CARE UNIT | 3-Icu | Life Support / High Risk | IES | ASP_GE | 59 | 5 | 0 | 2020-02-03 | Canyons/Desert
40000-Intermountain Medical Group | 74379 | McKay-Dee Pulmonology | 40000-Intermountain Medical Group | 74379-McKay-Dee Pulmonology | 40000~000000031454 | 901982 | VCG007722 |  | 14-278 | Scanning Systems, Ultrasonic | UltraSound | 1880 | GE HEALTHCARE | Venue Go R3 | 1 | 400D74379A | MK MG PULMONARY MED STE 4410 | Unspecified | Non Life Support | IES | ASP_GE | 25 | 5 | 3 | 2022-12-09 | Canyons/Desert
15400-Intermountain Medical Center | 22110 | Pain Services | 15400-Intermountain Medical Center | 22110-Pain Services | 15400~000000039084 | 907760 | VGC006649 | VGC006649 | 14-278 | Scanning Systems, Ultrasonic | UltraSound | 1845 | GE HEALTHCARE | Venue Go R3 | 1 | 154D22110A | IM PAIN SERVICES | Unspecified | Non Life Support | IES | ASP_GE | 34 | 5 | 2 | 2022-03-31 | Canyons/Desert
15400-Intermountain Medical Center | 22110 | Pain Services | 15400-Intermountain Medical Center | 22110-Pain Services | 15400~000000039083 | 907759 | VGC006647 | VGC006647 | 14-278 | Scanning Systems, Ultrasonic | UltraSound | 1844 | GE HEALTHCARE | Venue Go R3 | 1 | 154D22110A | IM PAIN SERVICES | Unspecified | Non Life Support | IES | ASP_GE | 34 | 5 | 2 | 2022-03-31 | Canyons/Desert
14600-Cedar City Hospital | 28103 | Infusion Center | 14600-Cedar City Hospital | 28103-Infusion Center | 14600~000000003840 | 903141 | VGD000328 |  | 14-278 | Scanning Systems, Ultrasonic | UltraSound | 1837 | GE HEALTHCARE | Venue Go R3 | 1 | 146D28103A | CC HOME IV THERAPY | I.V. Therapy | Non Life Support | IES | ASP_GE | 24 | 5 | 3 | 2023-01-05 | Canyons/Desert
14400-Utah Valley Hospital | 12002 | Newborn Intensive Care Unit | 14400-Utah Valley Hospital | 12002-Newborn Intensive Care Unit | 14400~000000023544 | 908520 | VGC000244 |  | 14-278 | Scanning Systems, Ultrasonic | UltraSound | 1828 | GE HEALTHCARE | Venue Go R3 | 1 | 144D12002A | UV NICU INTENSIVE CARE NURSERY | Nursery A | Non Life Support | UVH_CE | UVCREW6_CE | 44 | 5 | 1 | 2021-05-07 | Canyons/Desert
13400-Orem Community Hospital | 22107 | Post Anesthesia Care Unit-PACU | 13400-Orem Community Hospital | 22107-Post Anesthesia Care Unit-PACU | 13400~000000002619 | 925372 | VGC000139 |  | 14-278 | Scanning Systems, Ultrasonic | UltraSound | 1803 | GE HEALTHCARE | Venue Go R3 | 1 | 134D22107A | OR RECOVERY ROOM | Standby Pacu | Non Life Support | AFH_CE | AFCREW2_CE | 5 | 5 | 5 | 2024-08-20 | Canyons/Desert
12800-LDS Hospital | 22301 | Anesthesiology | 12800-LDS Hospital | 22110-Pain Services | 12800~000000016051 | 904218 | VGC000842 |  | 14-278 | Scanning Systems, Ultrasonic | UltraSound | 1793 | GE HEALTHCARE | Venue Go R3 | 1 | 128D22110A | LD PAIN SERVICES | Unspecified | Non Life Support | LDSH_CE | LDSCE2 | 24 | 5 | 3 | 2023-01-20 | Canyons/Desert
37700-Primary Childrens - Lehi | 22104 | Operating Rooms | 37700-Primary Childrens - Lehi | 22104-Operating Rooms | 37700~000000002227 | 918092 | VC0008115 |  | 14-278 | Scanning Systems, Ultrasonic | UltraSound | 1864 | GE HEALTHCARE | Venue GO R4 | 1 | 377D22104A | PL OPERATING ROOMS | Unspecified | Non Life Support | IES | ASP_GE | 12 | 5 | 4 | 2024-01-30 | Canyons/Desert
37700-Primary Childrens - Lehi | 22104 | Operating Rooms | 37700-Primary Childrens - Lehi | 22104-Operating Rooms | 37700~000000002226 | 918091 | VGD001976 |  | 14-278 | Scanning Systems, Ultrasonic | UltraSound | 1863 | GE HEALTHCARE | Venue GO R4 | 1 | 377D22104A | PL OPERATING ROOMS | Unspecified | Non Life Support | IES | ASP_GE | 12 | 5 | 4 | 2024-01-30 | Canyons/Desert
37700-Primary Childrens - Lehi | 22104 | Operating Rooms | 37700-Primary Childrens - Lehi | 22104-Operating Rooms | 37700~000000002225 | 918090 | VGD001983 |  | 14-278 | Scanning Systems, Ultrasonic | UltraSound | 1862 | GE HEALTHCARE | Venue GO R4 | 1 | 377D22104A | PL OPERATING ROOMS | H2321 The Shed | Non Life Support | IES | ASP_GE | 12 | 5 | 4 | 2024-01-30 | Canyons/Desert
37700-Primary Childrens - Lehi | 20101 | Emergency Department | 37700-Primary Childrens - Lehi | 20101-Emergency Department | 37700~000000002203 | 918008 | VGD001626 |  | 14-278 | Scanning Systems, Ultrasonic | UltraSound | 1860 | GE HEALTHCARE | Venue GO R4 | 1 | 377D20101A | PL LEHI EMERGENCY DEPT | H1157 ED 11 | Non Life Support | IES | ASP_GE | 12 | 5 | 4 | 2024-01-30 | Canyons/Desert
37700-Primary Childrens - Lehi | 12002 | Newborn Intensive Care Unit | 37700-Primary Childrens - Lehi | 10081-Pediatric Intensive Care | 37700~000000002954 | 919414 | VGD002263 |  | 14-278 | Scanning Systems, Ultrasonic | UltraSound | 1859 | GE HEALTHCARE | Venue GO R4 | 1 | 377D10081A | PL PEDIATRIC INTENSIVE CARE | H3244 Imaging Alcove | Non Life Support | IES | ASP_GE | 11 | 10 | 9 | 2024-02-22 | Canyons/Desert
15400-Intermountain Medical Center | 10061 | Intensive Care Shock-Trauma | 15400-Intermountain Medical Center | 10061-Intensive Care Shock-Trauma | 15400~000000042248 | 915216 | VGD001926 |  | 14-278 | Scanning Systems, Ultrasonic | UltraSound | 1841 | GE HEALTHCARE | Venue GO R4 | 1 | 154D10061A | IM SHOCK TRAUMA T5 | Unspecified | Non Life Support | IMC_CE | IMCCE4A | 13 | 5 | 4 | 2023-12-07 | Canyons/Desert
14400-Utah Valley Hospital | 28103 | Infusion Center | 14400-Utah Valley Hospital | 28103-Infusion Center | 14400~000000026926 | 928068 | VGD003259 |  | 14-278 | Scanning Systems, Ultrasonic | UltraSound | 1836 | GE HEALTHCARE | Venue GO R4 | 1 | 144D28103A | UV IV THERAPY | Unspecified | Non Life Support | UVH_CE | UVCREW3_CE | 2 | 5 | 5 | 2024-11-12 | Canyons/Desert
14400-Utah Valley Hospital | 22001 | Same Day Surgery | 14400-Utah Valley Hospital | 22001-Same Day Surgery | 14400~000000026213 | 916854 | VGD001957 |  | 14-278 | Scanning Systems, Ultrasonic | UltraSound | 1832 | GE HEALTHCARE | Venue GO R4 | 1 | 144D22001A | UV SAME DAY SURGERY | Unspecified | Non Life Support | UVH_CE | UVCREW1_CE | 12 | 5 | 4 | 2024-01-09 | Canyons/Desert
14400-Utah Valley Hospital | 22001 | Same Day Surgery | 14400-Utah Valley Hospital | 22001-Same Day Surgery | 14400~000000026196 | 916851 | VGD001962 |  | 14-278 | Scanning Systems, Ultrasonic | UltraSound | 1831 | GE HEALTHCARE | Venue GO R4 | 1 | 144D22001A | UV SAME DAY SURGERY | Unspecified | Non Life Support | UVH_CE | UVCREW1_CE | 12 | 5 | 4 | 2024-01-09 | Canyons/Desert
14400-Utah Valley Hospital | 21102 | Angiography | 14400-Utah Valley Hospital | 21102-Angiography | 14400~000000025995 | 912749 | VGD001660 | VGD001660 | 14-278 | Scanning Systems, Ultrasonic | UltraSound | 1830 | GE HEALTHCARE | Venue GO R4 | 1 | 144D21102A | UV INTERVENTIONAL RADIOLOGY | Unspecified | Non Life Support | UVH_CE | UVCREW8_CE | 16 | 5 | 4 | 2023-09-27 | Canyons/Desert
14100-Spanish Fork Hospital | 11503 | Medical and Surgical Nursing | 14100-Spanish Fork Hospital | 10011-Intensive Care Unit | 14100~000000003810 | 913918 | VGD001845 |  | 14-278 | Scanning Systems, Ultrasonic | UltraSound | 1818 | GE HEALTHCARE | Venue GO R4 | 1 | 141D10011A | SF INTENSIVE CARE UNIT | Unspecified | Non Life Support | SFH_CE | SFCREW1_CE | 14 | 5 | 4 | 2023-11-20 | Canyons/Desert
13900-Riverton Hospital | 22301 | Anesthesiology | 13900-Riverton Hospital | 22001-Same Day Surgery | 13900~000000008904 | 913771 | VGD001802 | VGD001802 | 14-278 | Scanning Systems, Ultrasonic | UltraSound | 1817 | GE HEALTHCARE | Venue GO R4 | 1 | 139D22001A | RV SAME DAY SURGERY | Unspecified | Non Life Support | IES | ASP_GE | 14 | 5 | 4 | 2023-11-09 | Canyons/Desert
13200-McKay-Dee Hospital Center | 22301 | Anesthesiology | 13200-McKay-Dee Hospital Center | 22110-Pain Services | 13200~000000025823 | 903898 | VGD000349 |  | 14-278 | Scanning Systems, Ultrasonic | UltraSound | 1802 | GE HEALTHCARE | Venue GO R4 | 1 | 132D22110A | MK ACUTE PAIN SVCS 2ND FLR | Unspecified | Non Life Support | IES | ASP_GE | 25 | 5 | 3 | 2022-12-17 | Canyons/Desert
13200-McKay-Dee Hospital Center | 22104 | Operating Rooms | 13200-McKay-Dee Hospital Center | 22104-Operating Rooms | 13200~000000026228 | 909964 | VGD001020 | VGD001020 | 14-278 | Scanning Systems, Ultrasonic | UltraSound | 1801 | GE HEALTHCARE | Venue GO R4 | 1 | 132D22104A | MK OPERATING ROOM L2 | Unspecified | Non Life Support | IES | ASP_GE | 21 | 5 | 3 | 2023-04-26 | Canyons/Desert
13000-Logan Regional Hospital | 20101 | Emergency Department | 13000-Logan Regional Hospital | 20101-Emergency Department | 13000~000000012121 | 908350 | VGD001045 | VGD001045 | 14-278 | Scanning Systems, Ultrasonic | UltraSound | 1795 | GE HEALTHCARE | Venue GO R4 | 1 | 130D20101A | LO EMERGENCY ROOM | Emergency | Non Life Support | IES | ASP_GE | 21 | 5 | 3 | 2023-04-28 | Canyons/Desert
12600-St George Regional Hospital | 22110 | Pain Services | 12600-St George Regional Hospital | 22110-Pain Services | 12600~000000026582 | 906554 | VGD000816 | VGD000816 | 14-278 | Scanning Systems, Ultrasonic | UltraSound | 1789 | GE HEALTHCARE | Venue GO R4 | 1 | 126D22110A | SG PAIN SERVICES | Unspecified | Non Life Support | IES | ASP_GE | 22 | 5 | 3 | 2023-03-15 | Canyons/Desert
12600-St George Regional Hospital | 22110 | Pain Services | 12600-St George Regional Hospital | 22110-Pain Services | 12600~000000026581 | 906553 | VGD000815 |  | 14-278 | Scanning Systems, Ultrasonic | UltraSound | 1788 | GE HEALTHCARE | Venue GO R4 | 1 | 126D22110A | SG PAIN SERVICES | Unspecified | Non Life Support | IES | ASP_GE | 22 | 5 | 3 | 2023-03-15 | Canyons/Desert
11800-American Fork Hospital | 22301 | Anesthesiology | 11800-American Fork Hospital | 22110-Pain Services | 11800~000000008255 | 917542 | VGD002035 |  | 14-278 | Scanning Systems, Ultrasonic | UltraSound | 1781 | GE HEALTHCARE | Venue GO R4 | 1 | 118D22110A | AF PAIN SERVICES | Unspecified | Non Life Support | IES | ASP_GE | 13 | 5 | 4 | 2023-12-05 | Canyons/Desert
44000-Saltzer Medical Group Inc | 79651 | Nampa-North Nephrology | 44000-Saltzer Medical Group Inc | 79651-Nampa-North Nephrology | 44000~000000000657 | 760868 | RVS8802831 |  | 14-278 | Scanning Systems, Ultrasonic | UltraSound | 1884 | GE HEALTHCARE | VOLUSON | 1 | 440D79651A | SZ N NAMPA NEPHROLOGY | Unspecified | Non Life Support | IES | ASP_GE | 49 | 5 | 1 | 2020-12-16 | Canyons/Desert
43100-Intermountain MS NV LLC | 79540 | WHC Centennial Laborists | 43100-Intermountain MS NV LLC | 79541-WHC Centennial | 43100~000000002623 | 751292 | E45235 | 25034 | 14-278 | Scanning Systems, Ultrasonic | UltraSound | 1883 | GE HEALTHCARE | VOLUSON | 1 | 431D79541A | NV CENTENNIAL HILLS WHC | Unspecified | Non Life Support | SGRH_CE | NEVADA | 28 | 5 | 3 | 2022-09-11 | Canyons/Desert
43100-Intermountain MS NV LLC | 79540 | WHC Centennial Laborists | 43100-Intermountain MS NV LLC | 79541-WHC Centennial | 43100~000000002622 | 751287 | VP8802258 | 25029 | 14-278 | Scanning Systems, Ultrasonic | UltraSound | 1882 | GE HEALTHCARE | VOLUSON | 1 | 431D79541A | NV CENTENNIAL HILLS WHC | Unspecified | Non Life Support | SGRH_CE | NEVADA | 28 | 5 | 3 | 2022-09-11 | Canyons/Desert
43100-Intermountain MS NV LLC | 79540 | WHC Centennial Laborists | 43100-Intermountain MS NV LLC | 79541-WHC Centennial | 43100~000000002621 | 751286 | VP8802259 | 22536 | 14-278 | Scanning Systems, Ultrasonic | UltraSound | 1881 | GE HEALTHCARE | VOLUSON | 1 | 431D79541A | NV CENTENNIAL HILLS WHC | Unspecified | Non Life Support | SGRH_CE | NEVADA | 28 | 5 | 3 | 2022-09-11 | Canyons/Desert
14400-Utah Valley Hospital | 14001 | Labor and Delivery Rooms | 11300-Supply Chain Organization | 32213-Asset Recovery - SLC | 14400~000000026151 | 913272 | BS21822 |  | 14-278 | Scanning Systems, Ultrasonic | UltraSound | 1829 | GE HEALTHCARE | VOLUSON | 1 | 113D32213C | SC ASSET RECOVERY AIRPORT WHS | Received | Non Life Support | IES | ASP_GE | 15 | 5 | 4 | 2023-10-16 | Canyons/Desert
12600-St George Regional Hospital | 32215 | Clinical Engineering | 12600-St George Regional Hospital | 22110-Pain Services | 12600~000000028169 | 927286 | VGD003045 |  | 14-278 | Scanning Systems, Ultrasonic | UltraSound | 1791 | GENERAL ELECTRIC COMPANY | Venue GO R4 | 1 | 126D22110A | SG PAIN SERVICES | Unspecified | Non Life Support | IES | ASP_GE | 3 | 5 | 5 | 2024-10-14 | Canyons/Desert
12600-St George Regional Hospital | 22301 | Anesthesiology | 12600-St George Regional Hospital | 22301-Anesthesiology | 12600~000000028165 | 927106 | VGD003115 |  | 14-278 | Scanning Systems, Ultrasonic | UltraSound | 1790 | GENERAL ELECTRIC COMPANY | Venue GO R4 | 1 | 126D22301A | SG ANESTHESIA | Anesthesiology | Non Life Support | IES | ASP_GE | 3 | 5 | 5 | 2024-10-03 | Canyons/Desert
13800-Primary Childrens Hospital | 22104 | Operating Rooms | 11300-Supply Chain Organization | 32213-Asset Recovery - SLC | 13800~000000008884 | 486377 | 20209320 | IHPCHALOUS2 | 14-278 | Scanning Systems, Ultrasonic | UltraSound | 1808 | HITACHI ALOKA MEDICAL LTD | PROSOUND ALPHA 7 | 1 | 113D32213C | SC ASSET RECOVERY AIRPORT WHS | Received | Life Support / High Risk | IES | ASP_GE | 156 | 5 | 0 | 2012-01-30 | Canyons/Desert
15400-Intermountain Medical Center | 22451 | Endoscopy Lab | 15400-Intermountain Medical Center | 22451-Endoscopy Lab | 15400~000000017037 | 560459 | 202U6714 | IHMCHALOUS | 14-278 | Scanning Systems, Ultrasonic | UltraSound | 1846 | HITACHI ALOKA MEDICAL LTD | PROSOUND F75 | 1 | 154D22451A | IM ENDOSCOPY EL2 | BldgB Endo L2 Procedure Rm 6 | Life Support / High Risk | IES | ASP_GE | 137 | 5 | 0 | 2013-08-28 | Canyons/Desert
14400-Utah Valley Hospital | 22451 | Endoscopy Lab | 14400-Utah Valley Hospital | 22451-Endoscopy Lab | 14400~000000014249 | 802513 | 203B7100 | IHUVHALOUS | 14-278 | Scanning Systems, Ultrasonic | UltraSound | 1835 | HITACHI ALOKA MEDICAL LTD | PROSOUND F75 | 1 | 144D22451A | UV ENDOSCOPY LAB | Unspecified | Life Support / High Risk | IES | ASP_GE | 128 | 5 | 0 | 2014-05-22 | Canyons/Desert
12800-LDS Hospital | 22451 | Endoscopy Lab | 12800-LDS Hospital | 22451-Endoscopy Lab | 12800~000000013261 | 826046 | 205Y1525 | IHLDHALOUS3 | 14-278 | Scanning Systems, Ultrasonic | UltraSound | 1794 | HITACHI ALOKA MEDICAL LTD | PROSOUND F75 | 1 | 128D22451A | LD ENDOSCOPY L1 | Exam Rm 2 - S.E.1 | Life Support / High Risk | IES | ASP_GE | 84 | 5 | 0 | 2018-01-18 | Canyons/Desert
13800-Primary Childrens Hospital | 22104 | Operating Rooms | 13800-Primary Childrens Hospital | 22104-Operating Rooms | 13800~000000012369 | 252638 | MO3921 | IHPCHALOUS1 | 14-278 | Scanning Systems, Ultrasonic | UltraSound | 1809 | HITACHI ALOKA MEDICAL LTD | SSD-4000 | 1 | 138D22104A | PC OR L2 | Unspecified | Life Support / High Risk | IES | ASP_GE | 244 | 5 | 0 | 2004-10-01 | Canyons/Desert
40000-Intermountain Medical Group | 74169 | Southridge Surgical Spec | 40000-Intermountain Medical Group | 74169-Southridge Surgical Spec | 40000~000000005087 | 412028 | 03GJ95 | IHSRCSNSUS | 14-278 | Scanning Systems, Ultrasonic | UltraSound | 1875 | SONOSITE INCORPORATED | M-TURBO | 1 | 400D74169A | MG SOUTHRIDGE CLINIC SURG SPEC | Ste270 ENT Common Area | Run to Fail | CESS | CESS_CREW3 | 186 | 5 | 0 | 2009-08-01 | Canyons/Desert
15400-Intermountain Medical Center | 31501 | Nutritional Support | 15400-Intermountain Medical Center | 31501-Nutritional Support | 15400~000000025779 | 732079 | WK3477 | IHMCHSNSUS14 | 14-278 | Scanning Systems, Ultrasonic | UltraSound | 1851 | SONOSITE INCORPORATED | M-TURBO | 1 | 154D31501A | IM CLINICAL NUTRITION E3 ST310 | Common Area | Run to Fail | CESS | CESS_CREW3 | 116 | 5 | 0 | 2015-05-18 | Canyons/Desert
15400-Intermountain Medical Center | 31501 | Nutritional Support | 15400-Intermountain Medical Center | 28101-Intravenous Therapy | 15400~000000025780 | 732080 | WK33FW | IHMCHSNSUS15 | 14-278 | Scanning Systems, Ultrasonic | UltraSound | 1850 | SONOSITE INCORPORATED | M-TURBO | 1 | 154D28101B | IM IV INFUSN TRPY BLDG4 L5 | Unspecified | Run to Fail | IES | ASP_GE | 116 | 5 | 0 | 2015-05-18 | Canyons/Desert
14400-Utah Valley Hospital | 12002 | Newborn Intensive Care Unit | 14400-Utah Valley Hospital | 12002-Newborn Intensive Care Unit | 14400~000000013423 | 584226 | WK28N8 | IHUVHSNSUS2 | 14-278 | Scanning Systems, Ultrasonic | UltraSound | 1827 | SONOSITE INCORPORATED | M-TURBO | 1 | 144D12002A | UV NICU INTENSIVE CARE NURSERY | Common Areas | Run to Fail | CESS | CESS_CREW3 | 126 | 5 | 0 | 2014-07-31 | Canyons/Desert
13800-Primary Childrens Hospital | 32215 | Clinical Engineering | 13800-Primary Childrens Hospital | 41314-Simulation Lab | 13800~000000005840 | 358792 | 03CHDC | IHPCHSNSUS6 | 14-278 | Scanning Systems, Ultrasonic | UltraSound | 1815 | SONOSITE INCORPORATED | M-TURBO | 1 | 138D41314A | PC SIMULATION LAB | Simulation Lab | Run to Fail | CESS | CESS_CREW3 | 199 | 7 | 0 | 2008-07-01 | Canyons/Desert
11600-Alta View Hospital | 22104 | Operating Rooms | 11600-Alta View Hospital | 28103-Infusion Center | 11600~000000001817 | 359229 | 03B46B | IHAVHSNSUS2 | 14-278 | Scanning Systems, Ultrasonic | UltraSound | 1778 | SONOSITE INCORPORATED | M-TURBO | 1 | 116D28103A | AV INFUSION CENTER | Infusion Srvcs F1 Common Area | Run to Fail | CESS | CESS_CREW3 | 205 | 5 | 0 | 2007-12-13 | Canyons/Desert
11300-Supply Chain Organization | 32211 | Clinical Engineering Supp Serv | 14600-Cedar City Hospital | 14010-Mom Baby Unit | 11300~000000019255 | 364344 | 03D6HN | IMCHSONOUS1 | 14-278 | Scanning Systems, Ultrasonic | UltraSound | 1777 | SONOSITE INCORPORATED | M-TURBO | 1 | 146D14010A | CC MATERNITY NURSNG | Obstetrics Common Area | Run to Fail | CESS | CESS_CREW3 | 195 | 5 | 0 | 2008-10-16 | Canyons/Desert
14400-Utah Valley Hospital | 20602 | Electrocardiology - EKG | 14400-Utah Valley Hospital | 43005-Neonatology | 14400~000000010517 | 132463 | 50925 | IHUVHACUUS | 15-976 | Scanning Systems, Ultrasonic, | UltraSound | 2363 | ACUSON CORPORATION | SEQUOIA | 1 | 144D43005A | UV NEONATOLOGY | Neonatology | Life Support / High Risk | IES | ASP_GE | 421 | 5 | 0 | 1990-01-01 | Canyons/Desert
14400-Utah Valley Hospital | 28103 | Infusion Center | 14400-Utah Valley Hospital | 28103-Infusion Center | 14400~000000018176 | 839249 | 1710004 |  | 18-143 | Scanning Systems, Ultrasonic, | UltraSound - POC | 2396 | BARD ACCESS SYSTEMS | SIRE RITE HALCYON | 1 | 144D28103A | UV IV THERAPY | Standby Iv Therapy | Non Life Support | UVH_CE | UVCREW3_CE | 75 | 5 | 0 | 2018-10-29 | Canyons/Desert
15400-Intermountain Medical Center | 31501 | Nutritional Support | 15400-Intermountain Medical Center | 31501-Nutritional Support | 15400~000000016697 | 527310 | DYWEE284 |  | 24-861 | Scanning Systems, Ultrasonic, | UltraSound - POC | 2547 | BARD ACCESS SYSTEMS | SITE-RITE PREVUE | 1 | 154D31501A | IM CLINICAL NUTRITION E3 ST310 | Common Area | Life Support / High Risk | IES | ASP_GE | 144 | 5 | 0 | 2013-01-02 | Canyons/Desert
14600-Cedar City Hospital | 22001 | Same Day Surgery | 14600-Cedar City Hospital | 22001-Same Day Surgery | 14600~000000000987 | 528709 | DYWEE223 |  | 24-861 | Scanning Systems, Ultrasonic, | UltraSound - POC | 2429 | BARD ACCESS SYSTEMS | SITE-RITE PREVUE | 1 | 146D22001A | CC SAME DAY SURG | SDS Room 1 | Life Support / High Risk | IES | ASP_GE | 144 | 5 | 0 | 2013-01-14 | Canyons/Desert
14600-Cedar City Hospital | 21401 | Computed Tomography - CT | 14600-Cedar City Hospital | 21401-Computed Tomography - CT | 14600~000000003460 | 879472 | DYEZQ006 |  | 24-861 | Scanning Systems, Ultrasonic, | UltraSound - POC | 2423 | BARD ACCESS SYSTEMS | SITE-RITE PREVUE | 1 | 146D21401A | CC COMPUTED TOMOGRAPHY | Unspecified | Life Support / High Risk | SGRH_CE | SGRHCREW5 | 47 | 10 | 6 | 2021-03-01 | Canyons/Desert
14600-Cedar City Hospital | 21101 | Radiology | 14600-Cedar City Hospital | 21401-Computed Tomography - CT | 14600~000000002586 | 815541 | DYXHE041 |  | 24-861 | Scanning Systems, Ultrasonic, | UltraSound - POC | 2422 | BARD ACCESS SYSTEMS | SITE-RITE PREVUE | 1 | 146D21401A | CC COMPUTED TOMOGRAPHY | Cat Scan | Life Support / High Risk | IES | ASP_GE | 96 | 5 | 0 | 2017-01-18 | Canyons/Desert
14600-Cedar City Hospital | 14010 | Mom Baby Unit | 14600-Cedar City Hospital | 14010-Mom Baby Unit | 14600~000000000988 | 527430 | DYWEE184 |  | 24-861 | Scanning Systems, Ultrasonic, | UltraSound - POC | 2419 | BARD ACCESS SYSTEMS | SITE-RITE PREVUE | 1 | 146D14010A | CC MATERNITY NURSNG | Obstetrics Med Room | Life Support / High Risk | IES | ASP_GE | 144 | 5 | 0 | 2013-01-03 | Canyons/Desert
14600-Cedar City Hospital | 11503 | Medical and Surgical Nursing | 14600-Cedar City Hospital | 28103-Infusion Center | 14600~000000000167 | 519641 | DYWEE069 |  | 24-861 | Scanning Systems, Ultrasonic, | UltraSound - POC | 2415 | BARD ACCESS SYSTEMS | SITE-RITE PREVUE | 1 | 146D28103A | CC HOME IV THERAPY | I.V. Therapy | Life Support / High Risk | IES | ASP_GE | 225 | 5 | 0 | 2006-05-01 | Canyons/Desert
14600-Cedar City Hospital | 11503 | Medical and Surgical Nursing | 14600-Cedar City Hospital | 20101-Emergency Department | 14600~000000001068 | 538626 | DYWEE101 |  | 24-861 | Scanning Systems, Ultrasonic, | UltraSound - POC | 2414 | BARD ACCESS SYSTEMS | SITE-RITE PREVUE | 1 | 146D20101A | CC EMERGENCY ROOM | Emergency Rm | Life Support / High Risk | IES | ASP_GE | 142 | 5 | 0 | 2013-03-08 | Canyons/Desert
14600-Cedar City Hospital | 10011 | Intensive Care Unit | 14600-Cedar City Hospital | 10011-Intensive Care Unit | 14600~000000002282 | 732347 | DYXKE019 |  | 24-861 | Scanning Systems, Ultrasonic, | UltraSound - POC | 2409 | BARD ACCESS SYSTEMS | SITE-RITE PREVUE | 1 | 146D10011A | CC INTENSIVE CARE UNIT | Icu-Ccu | Life Support / High Risk | IES | ASP_GE | 114 | 5 | 0 | 2015-07-06 | Canyons/Desert
14400-Utah Valley Hospital | 15511 | Administrative Nurses | 14400-Utah Valley Hospital | 15021-Float Nursing Personnel | 14400~000000007506 | 519371 | DYWEE325 |  | 24-861 | Scanning Systems, Ultrasonic, | UltraSound - POC | 2345 | BARD ACCESS SYSTEMS | SITE-RITE PREVUE | 1 | 144D15021A | UV FLOAT NURSING PERSONNEL | Staffing Services | Life Support / High Risk | IES | ASP_GE | 147 | 5 | 0 | 2012-10-22 | Canyons/Desert
14200-Sevier Valley Hospital | 28103 | Infusion Center | 14200-Sevier Valley Hospital | 28103-Infusion Center | 14200~000000001117 | 812879 | DYZAE022 |  | 24-861 | Scanning Systems, Ultrasonic, | UltraSound - POC | 2314 | BARD ACCESS SYSTEMS | SITE-RITE PREVUE | 1 | 142D28103A | SV HOME IV THERAPY | Unspecified | Life Support / High Risk | IES | ASP_GE | 99 | 5 | 0 | 2016-10-11 | Canyons/Desert
14100-Spanish Fork Hospital | 28103 | Infusion Center | 14100-Spanish Fork Hospital | 28103-Infusion Center | 14100~000000003010 | 880413 | DYFNQ022 |  | 24-861 | Scanning Systems, Ultrasonic, | UltraSound - POC | 2307 | BARD ACCESS SYSTEMS | SITE-RITE PREVUE | 1 | 141D28103A | SF INFUSION CENTER | Clean Supply and Equipment | Life Support / High Risk | SFH_CE | SFCREW1_CE | 45 | 5 | 1 | 2021-04-13 | Canyons/Desert
13900-Riverton Hospital | 20101 | Emergency Department | 13900-Riverton Hospital | 20101-Emergency Department | 13900~000000004287 | 582754 | DYWEE192 |  | 24-861 | Scanning Systems, Ultrasonic, | UltraSound - POC | 2285 | BARD ACCESS SYSTEMS | SITE-RITE PREVUE | 1 | 139D20101A | RV EMERGENCY ROOM | Equipment Storage | Life Support / High Risk | IES | ASP_GE | 127 | 5 | 0 | 2014-06-04 | Canyons/Desert
15400-Intermountain Medical Center | 31501 | Nutritional Support | 15400-Intermountain Medical Center | 31501-Nutritional Support | 15400~000000032570 | 843275 | DYCUAC518 |  | 24-861 | Scanning Systems, Ultrasonic, | UltraSound - POC | 2549 | BARD MEDICAL | SITE-RITE 8 | 1 | 154D31501A | IM CLINICAL NUTRITION E3 ST310 | Unspecified | Life Support / High Risk | IES | ASP_GE | 72 | 5 | 0 | 2019-01-10 | Canyons/Desert
14800-Heber Valley Hospital | 28103 | Infusion Center | 14800-Heber Valley Hospital | 28103-Infusion Center | 14800~000000002496 | 904344 | ASGYAC010 |  | 24-861 | Scanning Systems, Ultrasonic, | UltraSound - POC | 2438 | BARD MEDICAL | SITE-RITE 8 | 1 | 148D28103A | HV INFUSION CENTER | Unspecified | Life Support / High Risk | HVH_CE | HVHCREW01 | 25 | 5 | 3 | 2022-12-20 | Canyons/Desert
14600-Cedar City Hospital | 28103 | Infusion Center | 14600-Cedar City Hospital | 28103-Infusion Center | 14600~000000002743 | 821269 | DYBUAC519 |  | 24-861 | Scanning Systems, Ultrasonic, | UltraSound - POC | 2430 | BARD MEDICAL | SITE-RITE 8 | 1 | 146D28103A | CC HOME IV THERAPY | I.V. Therapy | Life Support / High Risk | IES | ASP_GE | 89 | 5 | 0 | 2017-08-23 | Canyons/Desert
14100-Spanish Fork Hospital | 28103 | Infusion Center | 14100-Spanish Fork Hospital | 28103-Infusion Center | 14100~000000003793 | 809368 | DYASAC140 | DYASAC140 | 24-861 | Scanning Systems, Ultrasonic, | UltraSound - POC | 2308 | BARD MEDICAL | SITE-RITE 8 | 1 | 141D28103A | SF INFUSION CENTER | Unspecified | Life Support / High Risk | SFH_CE | SFCREW1_CE | 103 | 5 | 0 | 2016-06-17 | Canyons/Desert
13000-Logan Regional Hospital | 28103 | Infusion Center | 13000-Logan Regional Hospital | 28103-Infusion Center | 13000~000000006066 | 809039 | DYZKAC012 | DYZKAC012 | 24-861 | Scanning Systems, Ultrasonic, | UltraSound - POC | 2138 | BARD MEDICAL | SITE-RITE 8 | 1 | 130D28103A | LO I.V. THERAPY | Alloc Infusion Therapy | Life Support / High Risk | IES | ASP_GE | 109 | 5 | 0 | 2016-01-01 | Canyons/Desert
11800-American Fork Hospital | 28103 | Infusion Center | 11800-American Fork Hospital | 32215-Clinical Engineering | 11800~000000005718 | 818996 | DYBTAC503 |  | 24-861 | Scanning Systems, Ultrasonic, | UltraSound - POC | 1940 | BARD MEDICAL | SITE-RITE 8 | 1 | 118D32215A | AF CLINICAL ENGINEERING | Common Area | Life Support / High Risk | AFH_CE | AFCREW1_CE | 91 | 5 | 0 | 2017-06-21 | Canyons/Desert
15400-Intermountain Medical Center | 31501 | Nutritional Support | 15400-Intermountain Medical Center | 31501-Nutritional Support | 15400~000000021060 | 466562 | DYTA7076 |  | 24-861 | Scanning Systems, Ultrasonic, | UltraSound - POC | 2548 | BARD MEDICAL | SITE-RITE VI | 1 | 154D31501A | IM CLINICAL NUTRITION E3 ST310 | Common Area | Life Support / High Risk | IES | ASP_GE | 162 | 5 | 0 | 2011-07-28 | Canyons/Desert
15400-Intermountain Medical Center | 28103 | Infusion Center | 13900-Riverton Hospital | 28103-Infusion Center | 15400~000000029732 | 356576 | DYSE7000 |  | 24-861 | Scanning Systems, Ultrasonic, | UltraSound - POC | 2542 | BARD MEDICAL | SITE-RITE VI | 1 | 139D28103A | RV INFUSION CENTER | Common Area | Life Support / High Risk | IES | ASP_GE | 198 | 5 | 0 | 2008-07-23 | Canyons/Desert
14400-Utah Valley Hospital | 28103 | Infusion Center | 11300-Supply Chain Organization | 32213-Asset Recovery - SLC | 14400~000000004770 | 352192 | DYSB7052 |  | 24-861 | Scanning Systems, Ultrasonic, | UltraSound - POC | 2395 | BARD MEDICAL | SITE-RITE VI | 1 | 113D32213C | SC ASSET RECOVERY AIRPORT WHS | Received | Life Support / High Risk | UVH_CE | UVCREW3_CE | 201 | 5 | 0 | 2008-04-10 | Canyons/Desert
14400-Utah Valley Hospital | 20501 | Cardiovascular Lab | 14400-Utah Valley Hospital | 20501-Cardiovascular Lab | 14400~000000006813 | 470349 | DYG7007 |  | 24-861 | Scanning Systems, Ultrasonic, | UltraSound - POC | 2350 | BARD MEDICAL | SITE-RITE VI | 1 | 144D20501A | UV CARDIOVASCULAR LAB | Standby Cath Lab | Life Support / High Risk | IES | ASP_GE | 161 | 5 | 0 | 2011-08-25 | Canyons/Desert
14300-Park City Hospital | 11503 | Medical and Surgical Nursing | 11300-Supply Chain Organization | 32213-Asset Recovery - SLC | 14300~000000001228 | 406539 | DYT17016 |  | 24-861 | Scanning Systems, Ultrasonic, | UltraSound - POC | 2317 | BARD MEDICAL | SITE-RITE VI | 1 | 113D32213C | SC ASSET RECOVERY AIRPORT WHS | Received | Life Support / High Risk | IES | ASP_GE | 181 | 5 | 0 | 2009-12-22 | Canyons/Desert
14300-Park City Hospital | 10011 | Intensive Care Unit | 14300-Park City Hospital | 10011-Intensive Care Unit | 14300~000000001493 | 547735 | DYXB7005 | Need Vendor ID | 24-861 | Scanning Systems, Ultrasonic, | UltraSound - POC | 2316 | BARD MEDICAL | SITE-RITE VI | 1 | 143D10011A | PK INTENSIVE CARE UNIT | Equipment Rm | Life Support / High Risk | IES | ASP_GE | 141 | 10 | 0 | 2013-04-24 | Canyons/Desert
15400-Intermountain Medical Center | 31501 | Nutritional Support | 15400-Intermountain Medical Center | 31501-Nutritional Support | 15400~000000016229 | 500963 | DYWCA012 |  | 24-861 | Scanning Systems, Ultrasonic, | UltraSound - POC | 2546 | BARD MEDICAL | SITE-RITE VISION | 1 | 154D31501A | IM CLINICAL NUTRITION E3 ST310 | Common Area | Life Support / High Risk | IES | ASP_GE | 152 | 5 | 0 | 2012-05-09 | Canyons/Desert
15400-Intermountain Medical Center | 28103 | Infusion Center | 15400-Intermountain Medical Center | 28103-Infusion Center | 15400~000000032201 | 840513 | 1808020 |  | 24-861 | Scanning Systems, Ultrasonic, | UltraSound - POC | 2544 | BARD MEDICAL | SITE-RITE VISION | 1 | 154D28103A | IM INFUSION CENTER HL3 | Unspecified | Life Support / High Risk | IES | ASP_GE | 74 | 5 | 0 | 2018-11-12 | Canyons/Desert
15400-Intermountain Medical Center | 28103 | Infusion Center | 15400-Intermountain Medical Center | 28103-Infusion Center | 15400~000000015675 | 457777 | DYVDA017 |  | 24-861 | Scanning Systems, Ultrasonic, | UltraSound - POC | 2543 | BARD MEDICAL | SITE-RITE VISION | 1 | 154D28103A | IM INFUSION CENTER HL3 | Bldg A Common Area | Life Support / High Risk | IES | ASP_GE | 163 | 5 | 0 | 2011-06-24 | Canyons/Desert
12500-Delta Community Hospital | 21601 | Ultrasound | 12500-Delta Community Hospital | 21101-Radiology | 12500~000000000638 | 849598 | DYZHU020 |  | 24-861 | Scanning Systems, Ultrasonic, | UltraSound - POC | 1964 | BARD MEDICAL | SITE-RITE VISION | 1 | 125D21101A | DL XRAY | Unspecified | Life Support / High Risk | IES | ASP_GE | 130 | 7 | 0 | 2014-03-28 | Canyons/Desert
12600-St George Regional Hospital | 22104 | Operating Rooms | 12600-St George Regional Hospital | 22104-Operating Rooms | 12600~000000005211 | 254669 | 2004-001 | IHDXHBKMUS1 | 15-976 | Scanning Systems, Ultrasonic, | UltraSound | 2032 | BK MEDICAL LLC | HAWK 2102 EXL | 1 | 126D22104A | SG OPERATING ROOMS RR | OR Common Area | Life Support / High Risk | IES | ASP_GE | 241 | 5 | 0 | 2004-12-15 | Canyons/Desert
40000-Intermountain Medical Group | 74226 | SL Clinic - ENT | 40000-Intermountain Medical Group | 74226-SL Clinic - ENT | 40000~000000014339 | 166919 | 1620506 |  | 15-976 | Scanning Systems, Ultrasonic, | UltraSound | 2766 | BK MEDICAL LLC | HAWK 2102 EXL | 1 | 400D74226A | MG SL CLINIC ENT | Unspecified | Life Support / High Risk | MG_SLV_CE | NORTH | 126 | 5 | 0 | 2014-07-18 | Canyons/Desert
15400-Intermountain Medical Center | 11518 | Medical and Neurology Nursing | 15400-Intermountain Medical Center | 11518-Medical and Neurology Nursing | 15400~000000032454 |  |  |  | 15-976 | Scanning Systems, Ultrasonic, | Bladder Scanner | 2459 | CARESONO TECHNOLOGY | PADSCAN HD-5 | 1 | 154D11518A | IM MEDICAL NEURO NSG T14 | Unspecified | Non Life Support |  |  | 74 | 5 | 0 | 2018-11-19 | Canyons/Desert
14300-Park City Hospital | 11503 | Medical and Surgical Nursing | 14300-Park City Hospital | 11503-Medical and Surgical Nursing | 14300~000000003226 | 843213 | BS/18090012 |  | 15-976 | Scanning Systems, Ultrasonic, | Bladder Scanner | 2318 | CARESONO TECHNOLOGY | PADSCAN HD-5 | 1 | 143D11503A | PK MEDICAL SURGICAL NSG | 211 Patient Rm | Non Life Support | PKMC_CE | PKCREW2_CE | 72 | 5 | 0 | 2019-01-04 | Canyons/Desert
12800-LDS Hospital | 10031 | Intensive Care Med-Surg | 12800-LDS Hospital | 10031-Intensive Care Med-Surg | 12800~000000013977 | 833020 | Q4WL0X | IHLDHSNSUS5 | 18-143 | Scanning Systems, Ultrasonic, | UltraSound | 2054 | FUJIFILM | SONOSITE IVIZ | 1 | 128D10031A | LD INTENSIVE CARE MED SURG L6 | Unspecified | Run to Fail | CESS | CESS_CREW3 | 79 | 5 | 0 | 2018-06-27 | Canyons/Desert
15400-Intermountain Medical Center | 21301 | Imaging Recovery | 15400-Intermountain Medical Center | 20501-Cardiovascular Lab | 15400~000000030502 | 824257 | 04C2N2 |  | 18-143 | Scanning Systems, Ultrasonic, | UltraSound | 2508 | FUJIFILM | SONOSITE SII | 1 | 154D20501A | IM CARDIO CATH LAB SL1 | Unspecified | Run to Fail | CESS | CESS_CREW3 | 85 | 5 | 0 | 2017-12-12 | Canyons/Desert
15400-Intermountain Medical Center | 20501 | Cardiovascular Lab | 15400-Intermountain Medical Center | 20501-Cardiovascular Lab | 15400~000000031192 | 829556 | 04DDCC | IHMCHSONOUS2 | 18-143 | Scanning Systems, Ultrasonic, | UltraSound | 2481 | FUJIFILM | SONOSITE SII | 1 | 154D20501A | IM CARDIO CATH LAB SL1 | Common Area | Run to Fail | CESS | CESS_CREW3 | 81 | 5 | 0 | 2018-04-24 | Canyons/Desert
15400-Intermountain Medical Center | 20501 | Cardiovascular Lab | 15400-Intermountain Medical Center | 20501-Cardiovascular Lab | 15400~000000030461 | 824256 | 04C1YZ | IHMCHSONUS1 | 18-143 | Scanning Systems, Ultrasonic, | UltraSound | 2480 | FUJIFILM | SONOSITE SII | 1 | 154D20501A | IM CARDIO CATH LAB SL1 | Unspecified | Run to Fail | CESS | CESS_CREW3 | 85 | 7 | 0 | 2017-12-12 | Canyons/Desert
14400-Utah Valley Hospital | 28103 | Infusion Center | 14400-Utah Valley Hospital | 28103-Infusion Center | 14400~000000025874 | 910730 | Q621H0 |  | 18-143 | Scanning Systems, Ultrasonic, | UltraSound | 2397 | FUJIFILM | SONOSITE SII | 1 | 144D28103A | UV IV THERAPY | Unspecified | Run to Fail | UVH_CE | UVCREW3_CE | 19 | 5 | 3 | 2023-06-13 | Canyons/Desert
14400-Utah Valley Hospital | 12501 | Pediatric Nursing Unit | 37700-Primary Childrens - Lehi | 10081-Pediatric Intensive Care | 14400~000000015766 | 817178 | 0485R8 |  | 18-143 | Scanning Systems, Ultrasonic, | UltraSound | 2338 | FUJIFILM | SONOSITE SII | 1 | 377D10081A | PL PEDIATRIC INTENSIVE CARE | H3244 Imaging Alcove | Run to Fail | CESS | CESS_CREW3 | 94 | 5 | 0 | 2017-03-22 | Canyons/Desert
13900-Riverton Hospital | 21601 | Ultrasound | 13900-Riverton Hospital | 21101-Radiology | 13900~000000008784 | 910339 | Q62F1T |  | 18-143 | Scanning Systems, Ultrasonic, | UltraSound | 2293 | FUJIFILM | SONOSITE SII | 1 | 139D21101A | RV RADIOLOGY | Holding | Run to Fail | CESS | CESS_CREW3 | 18 | 5 | 3 | 2023-07-05 | Canyons/Desert
13900-Riverton Hospital | 21301 | Imaging Recovery | 13900-Riverton Hospital | 20101-Emergency Department | 13900~000000005352 | 813828 | 046GDC |  | 18-143 | Scanning Systems, Ultrasonic, | UltraSound | 2291 | FUJIFILM | SONOSITE SII | 1 | 139D20101A | RV EMERGENCY ROOM | Exam Rm 2 - Observation | Run to Fail | CESS | CESS_CREW3 | 98 | 5 | 0 | 2016-11-07 | Canyons/Desert
13400-Orem Community Hospital | 21201 | Magnetic Res Imaging - MRI | 13400-Orem Community Hospital | 21201-Magnetic Res Imaging - MRI | 13400~000000001862 | 819071 | 0488TF |  | 18-143 | Scanning Systems, Ultrasonic, | UltraSound | 2223 | FUJIFILM | SONOSITE SII | 1 | 134D21201A | OR IMAGING CENTER OREM | Unspecified | Run to Fail | CESS | CESS_CREW3 | 91 | 5 | 0 | 2017-06-12 | Canyons/Desert
13200-McKay-Dee Hospital Center | 21301 | Imaging Recovery | 13200-McKay-Dee Hospital Center | 21101-Radiology | 13200~000000019567 | 832616 | 04G64T | IHMKHSNSUS41 | 18-143 | Scanning Systems, Ultrasonic, | UltraSound | 2188 | FUJIFILM | SONOSITE SII | 1 | 132D21101A | MK RADIOLOGY 1ST FLR | Nurse Station | Run to Fail | IES | ASP_GE | 78 | 5 | 0 | 2018-07-26 | Canyons/Desert
13200-McKay-Dee Hospital Center | 20101 | Emergency Department | 13200-McKay-Dee Hospital Center | 20101-Emergency Department | 13200~000000019013 | 825697 | 04B906 | IHMKHNSUS11 | 18-143 | Scanning Systems, Ultrasonic, | UltraSound | 2157 | FUJIFILM | SONOSITE SII | 1 | 132D20101A | MK ER 1ST FLR | Unspecified | Run to Fail | IES | ASP_GE | 84 | 5 | 0 | 2018-01-05 | Canyons/Desert
13200-McKay-Dee Hospital Center | 15511 | Administrative Nurses | 13200-McKay-Dee Hospital Center | 15511-Administrative Nurses | 13200~000000019257 | 828859 | 04DDH1 | IHMKHSNSUS12 | 18-143 | Scanning Systems, Ultrasonic, | UltraSound | 2154 | FUJIFILM | SONOSITE SII | 1 | 132D15511A | MK NURSING ADMINISTRATION L2 | Nursing Administration | Run to Fail | IES | ASP_GE | 81 | 5 | 0 | 2018-04-02 | Canyons/Desert
13200-McKay-Dee Hospital Center | 10501 | Intermediate Care Unit | 13200-McKay-Dee Hospital Center | 10501-Intermediate Care Unit | 13200~000000017895 | 815555 | 046G94 | IHMKHSNSUS7 | 18-143 | Scanning Systems, Ultrasonic, | UltraSound | 2147 | FUJIFILM | SONOSITE SII | 1 | 132D10501A | MK IMC 3RD FLR | Imc Standby Imc | Run to Fail | IES | ASP_GE | 97 | 7 | 0 | 2016-12-06 | Canyons/Desert
13000-Logan Regional Hospital | 28103 | Infusion Center | 13000-Logan Regional Hospital | 28103-Infusion Center | 13000~000000011997 | 906380 | Q60XW8 |  | 18-143 | Scanning Systems, Ultrasonic, | UltraSound | 2139 | FUJIFILM | SONOSITE SII | 1 | 130D28103A | LO I.V. THERAPY | Alloc Infusion Therapy | Run to Fail | LRH_CE | LRHCREW3CE | 22 | 5 | 3 | 2023-03-10 | Canyons/Desert
12900-Layton Hospital | 28103 | Infusion Center | 12900-Layton Hospital | 28103-Infusion Center | 12900~000000005385 | 912735 | Q613B6 |  | 18-143 | Scanning Systems, Ultrasonic, | UltraSound | 2109 | FUJIFILM | SONOSITE SII | 1 | 129D28103A | LA INFUSION CENTER | Unspecified | Run to Fail | IES | IESCREWSC | 22 | 5 | 3 | 2023-03-13 | Canyons/Desert
12900-Layton Hospital | 21301 | Imaging Recovery | 12900-Layton Hospital | 21301-Imaging Recovery | 12900~000000001216 | 834492 | 04G228 |  | 18-143 | Scanning Systems, Ultrasonic, | UltraSound | 2104 | FUJIFILM | SONOSITE SII | 1 | 129D21301A | LA IMAGING RECOVERY | Unspecified | Run to Fail | IES | ASP_GE | 78 | 5 | 0 | 2018-08-01 | Canyons/Desert
12800-LDS Hospital | 20101 | Emergency Department | 12800-LDS Hospital | 20101-Emergency Department | 12800~000000014153 | 836796 | 04GPJQ |  | 18-143 | Scanning Systems, Ultrasonic, | UltraSound | 2063 | FUJIFILM | SONOSITE SII | 1 | 128D20101A | LD EMERGENCY ROOM L1 | Unspecified | Run to Fail | CESS | CESS_CREW3 | 76 | 5 | 0 | 2018-09-12 | Canyons/Desert
12600-St George Regional Hospital | 28103 | Infusion Center | 12600-St George Regional Hospital | 28103-Infusion Center | 12600~000000027723 | 921330 | Q670JV |  | 18-143 | Scanning Systems, Ultrasonic, | UltraSound | 2046 | FUJIFILM | SONOSITE SII | 1 | 126D28103A | SG IV THERAPY | Common Area | Run to Fail | SGRH_CE | SGRHCREW6 | 9 | 5 | 4 | 2024-04-25 | Canyons/Desert
12600-St George Regional Hospital | 28103 | Infusion Center | 12600-St George Regional Hospital | 28103-Infusion Center | 12600~000000020766 | 749786 | 04NKF9 |  | 18-143 | Scanning Systems, Ultrasonic, | UltraSound | 2045 | FUJIFILM | SONOSITE SII | 1 | 126D28103B | SG IV THERAPY RR | Infusion Center | Run to Fail | CESS | CESS_CREW3 | 63 | 5 | 0 | 2019-10-04 | Canyons/Desert
12600-St George Regional Hospital | 28103 | Infusion Center | 12600-St George Regional Hospital | 28103-Infusion Center | 12600~000000014697 | 815553 | 04585Y |  | 18-143 | Scanning Systems, Ultrasonic, | UltraSound | 2044 | FUJIFILM | SONOSITE SII | 1 | 126D28103B | SG IV THERAPY RR | Infusion Center | Run to Fail | CESS | CESS_CREW3 | 102 | 7 | 0 | 2016-07-05 | Canyons/Desert
12600-St George Regional Hospital | 16501 | Specialty Recovery Unit | 12600-St George Regional Hospital | 16501-Specialty Recovery Unit | 12600~000000025396 |  | Q5LRX7 |  | 18-143 | Scanning Systems, Ultrasonic, | UltraSound | 1983 | FUJIFILM | SONOSITE SII | 1 | 126D16501A | SG SPECIALTY RECOVERY RR | Unspecified | Run to Fail |  |  | 41 | 5 | 2 | 2021-08-25 | Canyons/Desert
39100-ENT Surgery Center of Utah LLC | 22203 | Surgical Center | 39100-ENT Surgery Center of Utah LLC | 22203-Surgical Center | 39100~000000000274 | 846188 | 04GPDR |  | 18-143 | Scanning Systems, Ultrasonic, | UltraSound | 2603 | FUJIFILM | SONOSITE X-PORTE | 1 | 391D22203A | ENT SURGICAL CNTR | Unspecified | Run to Fail | CESS | CESS_CREW3 | 5 | 5 | 5 | 2024-08-23 | Canyons/Desert
15400-Intermountain Medical Center | 20101 | Emergency Department | 15400-Intermountain Medical Center | 20101-Emergency Department | 15400~000000025830 | 805572 | 03Y0TN | IHMCHSNSUS9 | 18-143 | Scanning Systems, Ultrasonic, | UltraSound | 2469 | FUJIFILM | SONOSITE X-PORTE | 1 | 154D20101A | IM EMERGENCY ROOM TLL1 | Trauma Rm 1 | Run to Fail | CESS | CESS_CREW3 | 127 | 5 | 0 | 2014-06-12 | Canyons/Desert
15400-Intermountain Medical Center | 20101 | Emergency Department | 15400-Intermountain Medical Center | 20101-Emergency Department | 15400~000000025750 | 730265 | 03YBNB | IHMCHSNSUS10 | 18-143 | Scanning Systems, Ultrasonic, | UltraSound | 2468 | FUJIFILM | SONOSITE X-PORTE | 1 | 154D20101A | IM EMERGENCY ROOM TLL1 | Common Area | Run to Fail | CESS | CESS_CREW3 | 126 | 7 | 0 | 2014-08-01 | Canyons/Desert
14000-Sanpete Valley Hospital | 21601 | Ultrasound | 14000-Sanpete Valley Hospital | 21601-Ultrasound | 14000~000000000692 | 833877 | 042VNK | IHSPHSNSUS | 18-143 | Scanning Systems, Ultrasonic, | UltraSound | 2301 | FUJIFILM | SONOSITE X-PORTE | 1 | 140D21601A | SP ULTRASOUND | Unspecified | Run to Fail | CESS | CESS_CREW3 | 110 | 5 | 0 | 2015-12-01 | Canyons/Desert
13200-McKay-Dee Hospital Center | 20101 | Emergency Department | 13200-McKay-Dee Hospital Center | 20101-Emergency Department | 13200~000000014917 | 587414 | 03Y171 | IHMKHSNSUS6 | 18-143 | Scanning Systems, Ultrasonic, | UltraSound | 2156 | FUJIFILM | SONOSITE X-PORTE | 1 | 132D20101A | MK ER 1ST FLR | Common Area | Run to Fail | CESS | CESS_CREW3 | 127 | 5 | 0 | 2014-06-03 | Canyons/Desert
12900-Layton Hospital | 21001 | Imaging Administration | 12900-Layton Hospital | 20101-Emergency Department | 12900~000000001219 | 834497 | 04G2KY | IHLYHSNSUS | 18-143 | Scanning Systems, Ultrasonic, | UltraSound | 2097 | FUJIFILM | SONOSITE X-PORTE | 1 | 129D20101A | LA EMERGENCY ROOM | Unspecified | Run to Fail | CESS | CESS_CREW3 | 78 | 5 | 0 | 2018-08-01 | Canyons/Desert
12800-LDS Hospital | 20101 | Emergency Department | 12800-LDS Hospital | 20101-Emergency Department | 12800~000000011215 | 584199 | 03Y179 | IHLDHSNSUS4 | 18-143 | Scanning Systems, Ultrasonic, | UltraSound | 2062 | FUJIFILM | SONOSITE X-PORTE | 1 | 128D20101A | LD EMERGENCY ROOM L1 | Common Area | Run to Fail | CESS | CESS_CREW3 | 127 | 5 | 0 | 2014-06-26 | Canyons/Desert
12600-St George Regional Hospital | 21601 | Ultrasound | 12600-St George Regional Hospital | 21601-Ultrasound | 12600~000000018793 | 839776 | 04GNXR | IHDXHSNSUS6 | 18-143 | Scanning Systems, Ultrasonic, | UltraSound | 2024 | FUJIFILM | SONOSITE X-PORTE | 1 | 126D21601A | SG ULTRASOUND | Unspecified | Run to Fail | IES | ASP_GE | 76 | 5 | 0 | 2018-09-25 | Canyons/Desert
11600-Alta View Hospital | 20101 | Emergency Department | 11600-Alta View Hospital | 20101-Emergency Department | 11600~000000004861 | 723334 | 03YCQR | IHAVHSNSUS5 | 18-143 | Scanning Systems, Ultrasonic, | UltraSound | 1898 | FUJIFILM | SONOSITE X-PORTE | 1 | 116D20101A | AV EMERGENCY ROOM | Common Area | Run to Fail | CESS | CESS_CREW3 | 129 | 5 | 0 | 2014-04-30 | Canyons/Desert
40000-Intermountain Medical Group | 73068 | Ephraim Clinic | 40000-Intermountain Medical Group | 73068-Ephraim Clinic | 40000~000000007375 | 195623 | 26756SM7 | L226756 | 15-976 | Scanning Systems, Ultrasonic, | UltraSound | 2634 | GE HEALTHCARE | LOGIQ 200 PRO | 1 | 400D73068A | MG EPHRAIM CLINIC | Ephraim Clinic | Life Support / High Risk | IES | ASP_GE | 279 | 5 | 0 | 2001-10-05 | Canyons/Desert
40000-Intermountain Medical Group | 74105 | Intermountain Nurse Midwives | 11300-Supply Chain Organization | 32213-Asset Recovery - SLC | 40000~000000016663 | 236886 | 68957SM0 | L268957 | 15-976 | Scanning Systems, Ultrasonic, | UltraSound | 2693 | GE HEALTHCARE | LOGIQ 200 PRO | 1 | 113D32213C | SC ASSET RECOVERY AIRPORT WHS | Received | Life Support / High Risk | IES | ASP_GE | 252 | 5 | 0 | 2004-01-29 | Canyons/Desert
12600-St George Regional Hospital | 22110 | Pain Services | 12600-St George Regional Hospital | 22001-Same Day Surgery | 12600~000000020102 | 852125 | LE301155 | LE301155 | 15-976 | Scanning Systems, Ultrasonic, | UltraSound | 2034 | GE HEALTHCARE | LOGIQ 7 | 1 | 126D22001A | SG SAME DAY SURGERY RR | Unspecified | Life Support / High Risk | IES | ASP_GE | 68 | 5 | 0 | 2019-05-29 | Canyons/Desert
12600-St George Regional Hospital | 22110 | Pain Services | 12600-St George Regional Hospital | 22001-Same Day Surgery | 12600~000000020103 | 852126 | 301156US7 | LE301156 | 15-976 | Scanning Systems, Ultrasonic, | UltraSound | 2035 | GE HEALTHCARE | LOGIQ 7 | 1 | 126D22001A | SG SAME DAY SURGERY RR | Unspecified | Life Support / High Risk | IES | ASP_GE | 68 | 5 | 0 | 2019-05-29 | Canyons/Desert
14400-Utah Valley Hospital | 22301 | Anesthesiology | 14400-Utah Valley Hospital | 22001-Same Day Surgery | 14400~000000021266 | 855644 | LE6047534 | LE6047534 | 15-976 | Scanning Systems, Ultrasonic, | UltraSound | 2384 | GE HEALTHCARE | LOGIQ 7 | 1 | 144D22001A | UV SAME DAY SURGERY | Unspecified | Life Support / High Risk | IES | ASP_GE | 62 | 5 | 0 | 2019-11-08 | Canyons/Desert
14400-Utah Valley Hospital | 22301 | Anesthesiology | 14400-Utah Valley Hospital | 22301-Anesthesiology | 14400~000000022276 |  |  |  | 15-976 | Scanning Systems, Ultrasonic, | UltraSound | 2391 | GE HEALTHCARE | LOGIQ 7 | 1 | 144D22301A | UV ANESTHESIOLOGY | Unspecified | Life Support / High Risk |  |  | 67 | 5 | 0 | 2019-06-24 | Canyons/Desert
14800-Heber Valley Hospital | 22301 | Anesthesiology | 14800-Heber Valley Hospital | 22104-Operating Rooms | 14800~000000001440 | 818409 | 610599WX0 | LE610599 | 15-976 | Scanning Systems, Ultrasonic, | UltraSound | 2437 | GE HEALTHCARE | LOGIQ 7 | 1 | 148D22104A | HV OPERATING ROOM | Common Area | Life Support / High Risk | IES | ASP_GE | 92 | 5 | 0 | 2017-05-16 | Canyons/Desert
15400-Intermountain Medical Center | 22203 | Surgical Center | 15400-Intermountain Medical Center | 22203-Surgical Center | 15400~000000035152 | 856663 | 6048119WXO |  | 15-976 | Scanning Systems, Ultrasonic, | UltraSound | 2531 | GE HEALTHCARE | LOGIQ 7 | 1 | 154D22203A | IM SURG CENTER E1 | Unspecified | Life Support / High Risk | IES | ASP_GE | 62 | 5 | 0 | 2019-11-25 | Canyons/Desert
40000-Intermountain Medical Group | 32215 | Clinical Engineering | 40000-Intermountain Medical Group | 74251-Cottonwood Rheumatology Clinic | 40000~000000031578 | 901900 | LS7004635 |  | 15-976 | Scanning Systems, Ultrasonic, | UltraSound | 2605 | GE HEALTHCARE | LOGIQ 7 | 1 | 400D74251A | MG COTTONWOOD RHEUMATOLOGY CL | Common Area | Life Support / High Risk | MG_SLV_CE | SOUTH | 26 | 5 | 3 | 2022-11-22 | Canyons/Desert
40000-Intermountain Medical Group | 73025 | Bountiful Clinic Admin | 40000-Intermountain Medical Group | 73025-Bountiful Clinic Admin | 40000~000000023709 | 856756 | LE6010977 | LE6010977 | 15-976 | Scanning Systems, Ultrasonic, | UltraSound | 2630 | GE HEALTHCARE | LOGIQ 7 | 1 | 400D73025A | MG BOUNTIFUL CLINIC L1 | Unspecified | Life Support / High Risk | IES | ASP_GE | 81 | 5 | 0 | 2018-04-13 | Canyons/Desert
40000-Intermountain Medical Group | 74099 | Ortho Specialty Group-TOSH | 40000-Intermountain Medical Group | 74099-Ortho Specialty Group-TOSH | 40000~000000017257 | 803482 | 426845WX4 | LE426845 | 15-976 | Scanning Systems, Ultrasonic, | UltraSound | 2690 | GE HEALTHCARE | LOGIQ 7 | 1 | 400D74099A | MG ORTHO SPCLTY GROUP TOSH A | Common Area | Life Support / High Risk | IES | ASP_GE | 110 | 5 | 0 | 2015-11-17 | Canyons/Desert
40000-Intermountain Medical Group | 74157 | Utah Valley Ent - North Valley | 40000-Intermountain Medical Group | 74157-Utah Valley Ent - North Valley | 40000~000000020401 | 822313 | LS7E000511 | LS7E000511 | 15-976 | Scanning Systems, Ultrasonic, | UltraSound | 2730 | GE HEALTHCARE | LOGIQ 7 | 1 | 400D74157A | MG AMERICAN FORK SPECIALTY ENT | Unspecified | Life Support / High Risk | IES | ASP_GE | 98 | 5 | 0 | 2016-11-15 | Canyons/Desert
40000-Intermountain Medical Group | 74174 | Salt Lake Clinic Admin | 40000-Intermountain Medical Group | 74174-Salt Lake Clinic Admin | 40000~000000025540 | 846992 | LS7003566 | LS7003566 | 15-976 | Scanning Systems, Ultrasonic, | UltraSound | 2750 | GE HEALTHCARE | LOGIQ 7 | 1 | 400D74174A | MG SALT LAKE CLINIC | Unspecified | Life Support / High Risk | IES | ASP_GE | 71 | 5 | 0 | 2019-02-20 | Canyons/Desert
40000-Intermountain Medical Group | 74223 | SL Clinic - Physical Medicine | 40000-Intermountain Medical Group | 74223-SL Clinic - Physical Medicine | 40000~000000025655 | 856751 | LS7003520 | LS7003520 | 15-976 | Scanning Systems, Ultrasonic, | UltraSound | 2764 | GE HEALTHCARE | LOGIQ 7 | 1 | 400D74223A | MG SL CLINIC PHYSICAL MEDICINE | Unspecified | Life Support / High Risk | IES | ASP_GE | 70 | 5 | 0 | 2019-03-29 | Canyons/Desert
40000-Intermountain Medical Group | 74336 | Spanish Fork Womens Center | 40000-Intermountain Medical Group | 74269-Utah Valley Urology Clinics | 40000~000000029970 | 912076 | LS7004636 |  | 15-976 | Scanning Systems, Ultrasonic, | UltraSound | 2801 | GE HEALTHCARE | LOGIQ 7 | 1 | 400D74269B | MG UVC UROLOGY CLINIC 7D | Unspecified | Life Support / High Risk | UVH_CE | UVCREW3_CE | 46 | 5 | 1 | 2021-04-01 | Canyons/Desert
13000-Logan Regional Hospital | 21601 | Ultrasound | 13000-Logan Regional Hospital | 21601-Ultrasound | 13000~000000012582 | 920388 | 125790US6 |  | 15-976 | Scanning Systems, Ultrasonic, | UltraSound | 2132 | GE HEALTHCARE | LOGIQ 9 | 1 | 130D21601A | LO ULTRASOUND | Ultrasound 12 | Life Support / High Risk | IES | ASP_GE | 10 | 5 | 4 | 2024-03-27 | Canyons/Desert
13200-McKay-Dee Hospital Center | 70006 | Family Practice Clinic | 13200-McKay-Dee Hospital Center | 70006-Family Practice Clinic | 13200~000000019312 | 829646 | LP9002809 | LP9002809 | 15-976 | Scanning Systems, Ultrasonic, | UltraSound | 2209 | GE HEALTHCARE | LOGIQ 9 | 1 | 132D70006A | MK PORTER FAMILY MED LA | Porter Family Practice | Life Support / High Risk | IES | ASP_GE | 81 | 5 | 0 | 2018-04-25 | Canyons/Desert
40000-Intermountain Medical Group | 42943 | Cottonwood Administration | 40000-Intermountain Medical Group | 74320-Kidney Services-IMC | 40000~000000027355 | 855935 | LP9350221 | LP9350221 | 15-976 | Scanning Systems, Ultrasonic, | UltraSound | 2609 | GE HEALTHCARE | LOGIQ 9 | 1 | 400D74320A | MG KIDNEY SERVICES | Unspecified | Life Support / High Risk | IES | ASP_GE | 65 | 5 | 0 | 2019-08-23 | Canyons/Desert
40000-Intermountain Medical Group | 42944 | Alta View Clinic Admin | 40000-Intermountain Medical Group | 74266-Alta View Podiatry | 40000~000000022383 | 823775 | LP9001781 | LP9001781 | 15-976 | Scanning Systems, Ultrasonic, | UltraSound | 2611 | GE HEALTHCARE | LOGIQ 9 | 1 | 400D74266A | MG AV PODIATRY CLINIC | Unspecified | Life Support / High Risk | IES | ASP_GE | 85 | 5 | 0 | 2017-12-12 | Canyons/Desert
40000-Intermountain Medical Group | 73103 | Lehi Clinic | 40000-Intermountain Medical Group | 72078-Lehi Instacare | 40000~000000025033 | 843622 | LP9060135 | LP9060135 | 15-976 | Scanning Systems, Ultrasonic, | UltraSound | 2645 | GE HEALTHCARE | LOGIQ 9 | 1 | 400D72078A | MG LEHI INSTACARE | Unspecified | Life Support / High Risk | IES | ASP_GE | 73 | 5 | 0 | 2018-12-21 | Canyons/Desert
40000-Intermountain Medical Group | 74019 | Sports Med Specialists - Bntfl | 40000-Intermountain Medical Group | 74019-Sports Med Specialists - Bntfl | 40000~000000021613 | 822173 | LP9001443 | LP9001443 | 15-976 | Scanning Systems, Ultrasonic, | UltraSound | 2653 | GE HEALTHCARE | LOGIQ 9 | 1 | 400D74019A | MG SPORTS MED SPEC BOUNTIFUL | Unspecified | Life Support / High Risk | IES | ASP_GE | 88 | 5 | 0 | 2017-09-27 | Canyons/Desert
40000-Intermountain Medical Group | 74019 | Sports Med Specialists - Bntfl | 40000-Intermountain Medical Group | 74019-Sports Med Specialists - Bntfl | 40000~000000021765 | 822171 | LP9001446 | LP9001446 | 15-976 | Scanning Systems, Ultrasonic, | UltraSound | 2654 | GE HEALTHCARE | LOGIQ 9 | 1 | 400D74019A | MG SPORTS MED SPEC BOUNTIFUL | RM 2 | Life Support / High Risk | IES | ASP_GE | 88 | 5 | 0 | 2017-09-22 | Canyons/Desert
40000-Intermountain Medical Group | 74267 | Vascular and Vein - IMED | 40000-Intermountain Medical Group | 74267-Vascular and Vein - IMED | 40000~000000022364 | 834732 | LP9002268 | LP9002268 | 15-976 | Scanning Systems, Ultrasonic, | UltraSound | 2776 | GE HEALTHCARE | LOGIQ 9 | 1 | 400D74267A | MG VASCULAR VEIN IMED | Unspecified | Life Support / High Risk | IES | ASP_GE | 84 | 5 | 0 | 2018-01-08 | Canyons/Desert
40000-Intermountain Medical Group | 74267 | Vascular and Vein - IMED | 40000-Intermountain Medical Group | 74267-Vascular and Vein - IMED | 40000~000000024298 | 834733 | LP9002269 | LP9002269 | 15-976 | Scanning Systems, Ultrasonic, | UltraSound | 2777 | GE HEALTHCARE | LOGIQ 9 | 1 | 400D74267A | MG VASCULAR VEIN IMED | Unspecified | Life Support / High Risk | IES | ASP_GE | 84 | 5 | 0 | 2018-01-08 | Canyons/Desert
12800-LDS Hospital | 21102 | Angiography | 12800-LDS Hospital | 21102-Angiography | 12800~000000008358 | 251884 | 18376WX4 | LB18376 | 18-143 | Scanning Systems, Ultrasonic, | UltraSound | 2072 | GE HEALTHCARE | LOGIQ BOOK | 1 | 128D21102A | LD ANGIOGRAPHY L1 | Allocated To Angio | Life Support / High Risk | IES | ASP_GE | 244 | 5 | 0 | 2004-09-20 | Canyons/Desert
14600-Cedar City Hospital | 22001 | Same Day Surgery | 14600-Cedar City Hospital | 22001-Same Day Surgery | 14600~000000000805 | 435078 | 168736WX7 | LE168736 | 18-143 | Scanning Systems, Ultrasonic, | UltraSound | 2428 | GE HEALTHCARE | LOGIQ BOOK | 1 | 146D22001A | CC SAME DAY SURG | SDS Common Area | Life Support / High Risk | IES | ASP_GE | 170 | 5 | 0 | 2010-11-18 | Canyons/Desert
11800-American Fork Hospital | 21102 | Angiography | 11800-American Fork Hospital | 21102-Angiography | 11800~000000006040 | 829952 | 54281WX1 | LE54281 | 18-143 | Scanning Systems, Ultrasonic, | UltraSound | 1927 | GE HEALTHCARE | LOGIQ E | 1 | 118D21102A | AF ANGIOGRAPHY | Common Area | Life Support / High Risk | IES | ASP_GE | 80 | 5 | 0 | 2018-05-17 | Canyons/Desert
11800-American Fork Hospital | 21102 | Angiography | 11800-American Fork Hospital | 21102-Angiography | 11800~000000007672 | 907758 | 6196400WX0 | 6196400WX0 | 18-143 | Scanning Systems, Ultrasonic, | UltraSound | 1928 | GE HEALTHCARE | LOGIQ E | 1 | 118D21102A | AF ANGIOGRAPHY | Unspecified | Life Support / High Risk | IES | ASP_GE | 33 | 5 | 2 | 2022-04-15 | Canyons/Desert
11800-American Fork Hospital | 21102 | Angiography | 11800-American Fork Hospital | 21102-Angiography | 11800~000000008310 | 918652 | 619400WX0 |  | 18-143 | Scanning Systems, Ultrasonic, | UltraSound | 1929 | GE HEALTHCARE | LOGIQ E | 1 | 118D21102A | AF ANGIOGRAPHY | Common Area | Life Support / High Risk | AFH_CE | AFCREW1_CE | 11 | 5 | 4 | 2024-02-07 | Canyons/Desert
11800-American Fork Hospital | 22301 | Anesthesiology | 11800-American Fork Hospital | 22104-Operating Rooms | 11800~000000001188 | 359322 | 80835WX2 | LE80835 | 18-143 | Scanning Systems, Ultrasonic, | UltraSound | 1936 | GE HEALTHCARE | LOGIQ E | 1 | 118D22104A | AF OPERATING ROOM | Standby O.R. | Life Support / High Risk | IES | ASP_GE | 198 | 7 | 0 | 2008-07-02 | Canyons/Desert
11800-American Fork Hospital | 22301 | Anesthesiology | 11800-American Fork Hospital | 22104-Operating Rooms | 11800~000000001628 | 492976 | 223071WX2 | LE223071 | 18-143 | Scanning Systems, Ultrasonic, | UltraSound | 1937 | GE HEALTHCARE | LOGIQ E | 1 | 118D22104A | AF OPERATING ROOM | Common Area | Life Support / High Risk | IES | ASP_GE | 155 | 5 | 0 | 2012-02-15 | Canyons/Desert
11800-American Fork Hospital | 22301 | Anesthesiology | 11800-American Fork Hospital | 22104-Operating Rooms | 11800~000000005231 | 804176 | 438451WX7 | LE438451 | 18-143 | Scanning Systems, Ultrasonic, | UltraSound | 1938 | GE HEALTHCARE | LOGIQ E | 1 | 118D22104A | AF OPERATING ROOM | Unspecified | Life Support / High Risk | IES | ASP_GE | 110 | 5 | 0 | 2015-11-17 | Canyons/Desert
11800-American Fork Hospital | 22301 | Anesthesiology | 11800-American Fork Hospital | 22301-Anesthesiology | 11800~000000005830 | 822734 | 611706WXO | LE611706 | 18-143 | Scanning Systems, Ultrasonic, | UltraSound | 1939 | GE HEALTHCARE | LOGIQ E | 1 | 118D22301A | AF ANESTHESIOLOGY | Unspecified | Life Support / High Risk | IES | ASP_GE | 88 | 5 | 0 | 2017-09-18 | Canyons/Desert
12000-Bear River Valley Hospital | 20101 | Emergency Department | 12000-Bear River Valley Hospital | 20101-Emergency Department | 12000~000000000517 | 463836 | 162160WX6 | LE162160 | 18-143 | Scanning Systems, Ultrasonic, | UltraSound | 1942 | GE HEALTHCARE | LOGIQ E | 1 | 120D20101A | BR EMERGENCY ROOM | Waiting Room RR | Life Support / High Risk | IES | ASP_GE | 162 | 5 | 0 | 2011-07-13 | Canyons/Desert
12200-Cassia Regional Hospital | 21101 | Radiology | 12200-Cassia Regional Hospital | 22104-Operating Rooms | 12200~000000001216 | 455770 | 147243WXO | LE147243 | 18-143 | Scanning Systems, Ultrasonic, | UltraSound | 1952 | GE HEALTHCARE | LOGIQ E | 1 | 122D22104A | CA OR CPM EXPENSE | Common Area | Life Support / High Risk | IES | ASP_GE | 163 | 5 | 0 | 2011-06-04 | Canyons/Desert
12600-St George Regional Hospital | 22110 | Pain Services | 12600-St George Regional Hospital | 22110-Pain Services | 12600~000000014549 | 812675 | 455271WX7 | LE455271 | 18-143 | Scanning Systems, Ultrasonic, | UltraSound | 2036 | GE HEALTHCARE | LOGIQ E | 1 | 126D22110B | SG PAIN CLINIC HPC 2ND FLR | Unspecified | Life Support / High Risk | IES | ASP_GE | 99 | 5 | 0 | 2016-10-06 | Canyons/Desert
12600-St George Regional Hospital | 22301 | Anesthesiology | 12600-St George Regional Hospital | 22104-Operating Rooms | 12600~000000003372 | 393999 | 118790WX5 | LE118790 | 18-143 | Scanning Systems, Ultrasonic, | UltraSound | 2037 | GE HEALTHCARE | LOGIQ E | 1 | 126D22104A | SG OPERATING ROOMS RR | Unspecified | Life Support / High Risk | IES | ASP_GE | 185 | 5 | 0 | 2009-09-01 | Canyons/Desert
12600-St George Regional Hospital | 22301 | Anesthesiology | 12600-St George Regional Hospital | 22104-Operating Rooms | 12600~000000003806 | 449961 | 18331WX6 | LE6010782 | 18-143 | Scanning Systems, Ultrasonic, | UltraSound | 2038 | GE HEALTHCARE | LOGIQ E | 1 | 126D22104A | SG OPERATING ROOMS RR | OR Pre Op 3 | Life Support / High Risk | IES | ASP_GE | 165 | 5 | 0 | 2011-05-01 | Canyons/Desert
12600-St George Regional Hospital | 22301 | Anesthesiology | 12600-St George Regional Hospital | 22203-Surgical Center | 12600~000000011657 | 490639 | 270495WX5 | LE270495 | 18-143 | Scanning Systems, Ultrasonic, | UltraSound | 2039 | GE HEALTHCARE | LOGIQ E | 1 | 126D22203A | SG HPC OR DELIVERY | Common Area | Life Support / High Risk | IES | ASP_GE | 148 | 5 | 0 | 2012-10-01 | Canyons/Desert
12600-St George Regional Hospital | 22301 | Anesthesiology | 12600-St George Regional Hospital | 22301-Anesthesiology | 12600~000000012896 | 726118 | 386379WX2 |  | 18-143 | Scanning Systems, Ultrasonic, | UltraSound | 2040 | GE HEALTHCARE | LOGIQ E | 1 | 126D22301B | SG ANESTHESIA CART RR | Unspecified | Life Support / High Risk | IES | ASP_GE | 121 | 5 | 0 | 2014-12-16 | Canyons/Desert
12700-Fillmore Community Hospital | 20101 | Emergency Department | 12700-Fillmore Community Hospital | 20101-Emergency Department | 12700~000000000184 | 490147 | 222686WX8 | LE222686 | 18-143 | Scanning Systems, Ultrasonic, | UltraSound | 2050 | GE HEALTHCARE | LOGIQ E | 1 | 127D20101A | FL EMERGENCY ROOM | Emergency Rm | Life Support / High Risk | IES | ASP_GE | 155 | 5 | 0 | 2012-03-01 | Canyons/Desert
12800-LDS Hospital | 21102 | Angiography | 12800-LDS Hospital | 21102-Angiography | 12800~000000006424 | 558059 | 284900WX8 | LE284900 | 18-143 | Scanning Systems, Ultrasonic, | UltraSound | 2071 | GE HEALTHCARE | LOGIQ E | 1 | 128D21102A | LD ANGIOGRAPHY L1 | Allocated To Angio | Life Support / High Risk | IES | ASP_GE | 138 | 7 | 0 | 2013-07-08 | Canyons/Desert
12800-LDS Hospital | 22301 | Anesthesiology | 12800-LDS Hospital | 22301-Anesthesiology | 12800~000000004713 | 393690 | 122419WX5 | LE175891 | 18-143 | Scanning Systems, Ultrasonic, | UltraSound | 2084 | GE HEALTHCARE | LOGIQ E | 1 | 128D22301A | LD ANESTHESIA OR L3 | AnesthOB-E3 Anesthesia Or | Life Support / High Risk | IES | ASP_GE | 185 | 7 | 0 | 2009-08-27 | Canyons/Desert
12900-Layton Hospital | 21001 | Imaging Administration | 12900-Layton Hospital | 21001-Imaging Administration | 12900~000000002758 | 839181 | 6012385WXO | LE6012385 | 18-143 | Scanning Systems, Ultrasonic, | UltraSound | 2100 | GE HEALTHCARE | LOGIQ E | 1 | 129D21001A | LA IMAGING ADMINISTRATION | Unspecified | Life Support / High Risk | IES | ASP_GE | 76 | 5 | 0 | 2018-09-11 | Canyons/Desert
12900-Layton Hospital | 21001 | Imaging Administration | 12900-Layton Hospital | 21001-Imaging Administration | 12900~000000002759 | 839180 | 6012073WXZO | LE6012073 | 18-143 | Scanning Systems, Ultrasonic, | UltraSound | 2101 | GE HEALTHCARE | LOGIQ E | 1 | 129D21001A | LA IMAGING ADMINISTRATION | Unspecified | Life Support / High Risk | IES | ASP_GE | 76 | 5 | 0 | 2018-09-11 | Canyons/Desert
13000-Logan Regional Hospital | 10011 | Intensive Care Unit | 11300-Supply Chain Organization | 32213-Asset Recovery - SLC | 13000~000000002211 | 388270 | LE11756WX1 | LE9133244 | 18-143 | Scanning Systems, Ultrasonic, | UltraSound | 2110 | GE HEALTHCARE | LOGIQ E | 1 | 113D32213C | SC ASSET RECOVERY AIRPORT WHS | Received | Life Support / High Risk | IES | ASP_GE | 186 | 5 | 0 | 2009-07-08 | Canyons/Desert
13000-Logan Regional Hospital | 22301 | Anesthesiology | 13000-Logan Regional Hospital | 22301-Anesthesiology | 13000~000000007928 | 840004 | 638533WXO/LER638533 | LER638533 | 18-143 | Scanning Systems, Ultrasonic, | UltraSound | 2134 | GE HEALTHCARE | LOGIQ E | 1 | 130D22301A | LO ANESTHESIOLOGY | Anesthesiology | Life Support / High Risk | IES | ASP_GE | 75 | 5 | 0 | 2018-11-01 | Canyons/Desert
13200-McKay-Dee Hospital Center | 22301 | Anesthesiology | 13200-McKay-Dee Hospital Center | 22104-Operating Rooms | 13200~000000019090 | 826845 | 6010658WXO | LE6010642 | 18-143 | Scanning Systems, Ultrasonic, | UltraSound | 2201 | GE HEALTHCARE | LOGIQ E | 1 | 132D22104A | MK OPERATING ROOM L2 | Common Area | Life Support / High Risk | IES | ASP_GE | 83 | 5 | 0 | 2018-02-06 | Canyons/Desert
13200-McKay-Dee Hospital Center | 22301 | Anesthesiology | 13200-McKay-Dee Hospital Center | 22104-Operating Rooms | 13200~000000019091 | 826846 | 6010642WXO | LE6010657 | 18-143 | Scanning Systems, Ultrasonic, | UltraSound | 2202 | GE HEALTHCARE | LOGIQ E | 1 | 132D22104A | MK OPERATING ROOM L2 | Common Area | Life Support / High Risk | IES | ASP_GE | 83 | 5 | 0 | 2018-02-06 | Canyons/Desert
13200-McKay-Dee Hospital Center | 22301 | Anesthesiology | 13200-McKay-Dee Hospital Center | 22104-Operating Rooms | 13200~000000019092 | 826847 | 6010657WXO | LE6010658 | 18-143 | Scanning Systems, Ultrasonic, | UltraSound | 2203 | GE HEALTHCARE | LOGIQ E | 1 | 132D22104A | MK OPERATING ROOM L2 | Common Area | Life Support / High Risk | IES | ASP_GE | 83 | 5 | 0 | 2018-02-06 | Canyons/Desert
13200-McKay-Dee Hospital Center | 22301 | Anesthesiology | 13200-McKay-Dee Hospital Center | 22104-Operating Rooms | 13200~000000022403 | 866511 | 6067190WX0 | 6067190WX0 | 18-143 | Scanning Systems, Ultrasonic, | UltraSound | 2204 | GE HEALTHCARE | LOGIQ E | 1 | 132D22104A | MK OPERATING ROOM L2 | Common Area | Life Support / High Risk | IES | ASP_GE | 55 | 5 | 0 | 2020-06-26 | Canyons/Desert
13200-McKay-Dee Hospital Center | 22301 | Anesthesiology | 13200-McKay-Dee Hospital Center | 22104-Operating Rooms | 13200~000000022404 | 866512 | 6067064WX0 | 6067064WX0 | 18-143 | Scanning Systems, Ultrasonic, | UltraSound | 2205 | GE HEALTHCARE | LOGIQ E | 1 | 132D22104A | MK OPERATING ROOM L2 | Common Area | Life Support / High Risk | IES | ASP_GE | 55 | 5 | 0 | 2020-06-26 | Canyons/Desert
13200-McKay-Dee Hospital Center | 22301 | Anesthesiology | 13200-McKay-Dee Hospital Center | 22104-Operating Rooms | 13200~000000022405 | 866513 | 6067062WX0 | 6067062WX0 | 18-143 | Scanning Systems, Ultrasonic, | UltraSound | 2206 | GE HEALTHCARE | LOGIQ E | 1 | 132D22104A | MK OPERATING ROOM L2 | Common Area | Life Support / High Risk | IES | ASP_GE | 55 | 5 | 0 | 2020-06-26 | Canyons/Desert
13200-McKay-Dee Hospital Center | 70006 | Family Practice Clinic | 13200-McKay-Dee Hospital Center | 70006-Family Practice Clinic | 13200~000000005464 | 320694 | 60812WX5 | LE60812 | 18-143 | Scanning Systems, Ultrasonic, | UltraSound | 2208 | GE HEALTHCARE | LOGIQ E | 1 | 132D70006A | MK PORTER FAMILY MED LA | FP Clinic Common Area | Life Support / High Risk | IES | ASP_GE | 211 | 5 | 0 | 2007-07-01 | Canyons/Desert
13200-McKay-Dee Hospital Center | 70006 | Family Practice Clinic | 13200-McKay-Dee Hospital Center | 70006-Family Practice Clinic | 13200~000000023725 | 885045 | 5499361-3 S21030014 | 6068938WX0 | 18-143 | Scanning Systems, Ultrasonic, | UltraSound | 2210 | GE HEALTHCARE | LOGIQ E | 1 | 132D70006A | MK PORTER FAMILY MED LA | Pro 1 | Life Support / High Risk | IES | ASP_GE | 46 | 5 | 1 | 2021-03-04 | Canyons/Desert
13400-Orem Community Hospital | 20101 | Emergency Department | 13400-Orem Community Hospital | 20101-Emergency Department | 13400~000000002108 |  | 301150US7 |  | 18-143 | Scanning Systems, Ultrasonic, | UltraSound | 2221 | GE HEALTHCARE | LOGIQ E | 1 | 134D20101A | OR EMERGENCY ROOM | Unspecified | Life Support / High Risk |  |  | 68 | 5 | 0 | 2019-05-03 | Canyons/Desert
13900-Riverton Hospital | 22301 | Anesthesiology | 13900-Riverton Hospital | 22104-Operating Rooms | 13900~000000002722 | 402359 | 128829WX9 | LE128829 | 18-143 | Scanning Systems, Ultrasonic, | UltraSound | 2297 | GE HEALTHCARE | LOGIQ E | 1 | 139D22104A | RV OPERATING ROOM | OR L2 Room 6 | Life Support / High Risk | IES | ASP_GE | 182 | 5 | 0 | 2009-12-01 | Canyons/Desert
14200-Sevier Valley Hospital | 21101 | Radiology | 14200-Sevier Valley Hospital | 21101-Radiology | 14200~000000000308 | 343612 | 65518WX3 | LE65518 | 18-143 | Scanning Systems, Ultrasonic, | UltraSound | 2310 | GE HEALTHCARE | LOGIQ E | 1 | 142D21101A | SV RADIOLOGY | Radiology | Life Support / High Risk | IES | ASP_GE | 205 | 5 | 0 | 2007-12-14 | Canyons/Desert
14400-Utah Valley Hospital | 11535 | Nursing 5th Floor | 14400-Utah Valley Hospital | 10021-Intensive Care Coronary | 14400~000000006810 | 482312 | 208806WXO | LE208806 | 18-143 | Scanning Systems, Ultrasonic, | UltraSound | 2331 | GE HEALTHCARE | LOGIQ E | 1 | 144D10021A | UV CVICU | EQ Storage | Life Support / High Risk | IES | ASP_GE | 161 | 5 | 0 | 2011-08-22 | Canyons/Desert
14400-Utah Valley Hospital | 21102 | Angiography | 14400-Utah Valley Hospital | 21102-Angiography | 14400~000000016968 | 828449 | 6010893WX0 | LE6010893 | 18-143 | Scanning Systems, Ultrasonic, | UltraSound | 2369 | GE HEALTHCARE | LOGIQ E | 1 | 144D21102A | UV INTERVENTIONAL RADIOLOGY | Unspecified | Life Support / High Risk | IES | ASP_GE | 82 | 5 | 0 | 2018-03-26 | Canyons/Desert
14400-Utah Valley Hospital | 21401 | Computed Tomography - CT | 14400-Utah Valley Hospital | 21401-Computed Tomography - CT | 14400~000000007961 | 564504 | 295993WX0 | LE295993 | 18-143 | Scanning Systems, Ultrasonic, | UltraSound | 2370 | GE HEALTHCARE | LOGIQ E | 1 | 144D21401B | UV OUTPATIENT CTR CT SCAN PDA | Unspecified | Life Support / High Risk | IES | ASP_GE | 139 | 7 | 0 | 2013-06-14 | Canyons/Desert
14400-Utah Valley Hospital | 22110 | Pain Services | 14400-Utah Valley Hospital | 22110-Pain Services | 14400~000000006561 | 464514 | 196778WX5 | LE196778 | 18-143 | Scanning Systems, Ultrasonic, | UltraSound | 2382 | GE HEALTHCARE | LOGIQ E | 1 | 144D22110 | ZBAD UV PAIN SERVICES | Unspecified | Life Support / High Risk | IES | ASP_GE | 164 | 5 | 0 | 2011-05-02 | Canyons/Desert
14400-Utah Valley Hospital | 22301 | Anesthesiology | 14400-Utah Valley Hospital | 22104-Operating Rooms | 14400~000000007349 | 511259 | 242506WX4 | LE242506 | 18-143 | Scanning Systems, Ultrasonic, | UltraSound | 2385 | GE HEALTHCARE | LOGIQ E | 1 | 144D22104A | UV OPERATING ROOM | Or 11 | Life Support / High Risk | IES | ASP_GE | 145 | 5 | 0 | 2012-12-26 | Canyons/Desert
14400-Utah Valley Hospital | 22301 | Anesthesiology | 14400-Utah Valley Hospital | 22104-Operating Rooms | 14400~000000020480 | 850091 | 6046687WXO | LE6046687 | 18-143 | Scanning Systems, Ultrasonic, | UltraSound | 2386 | GE HEALTHCARE | LOGIQ E | 1 | 144D22104A | UV OPERATING ROOM | Unspecified | Life Support / High Risk | IES | ASP_GE | 67 | 5 | 0 | 2019-06-19 | Canyons/Desert
14400-Utah Valley Hospital | 22301 | Anesthesiology | 14400-Utah Valley Hospital | 22104-Operating Rooms | 14400~000000020481 | 850092 | 6046690WXO |  | 18-143 | Scanning Systems, Ultrasonic, | UltraSound | 2387 | GE HEALTHCARE | LOGIQ E | 1 | 144D22104A | UV OPERATING ROOM | Unspecified | Life Support / High Risk | IES | ASP_GE | 67 | 5 | 0 | 2019-06-19 | Canyons/Desert
14400-Utah Valley Hospital | 22301 | Anesthesiology | 14400-Utah Valley Hospital | 22104-Operating Rooms | 14400~000000023229 |  |  |  | 18-143 | Scanning Systems, Ultrasonic, | UltraSound | 2388 | GE HEALTHCARE | LOGIQ E | 1 | 144D22104A | UV OPERATING ROOM | Unspecified | Life Support / High Risk |  |  | 46 | 5 | 1 | 2021-03-09 | Canyons/Desert
14400-Utah Valley Hospital | 22301 | Anesthesiology | 14400-Utah Valley Hospital | 22301-Anesthesiology | 14400~000000004939 | 360888 | 86779WX6 | LE86779 | 18-143 | Scanning Systems, Ultrasonic, | UltraSound | 2389 | GE HEALTHCARE | LOGIQ E | 1 | 144D22301A | UV ANESTHESIOLOGY | Anesthesiology | Life Support / High Risk | IES | ASP_GE | 199 | 5 | 0 | 2008-06-26 | Canyons/Desert
14400-Utah Valley Hospital | 22301 | Anesthesiology | 14400-Utah Valley Hospital | 22301-Anesthesiology | 14400~000000007523 | 491176 | 269800WX9 | LE269800 | 18-143 | Scanning Systems, Ultrasonic, | UltraSound | 2390 | GE HEALTHCARE | LOGIQ E | 1 | 144D22301A | UV ANESTHESIOLOGY | Anesthesiology | Life Support / High Risk | IES | ASP_GE | 143 | 5 | 0 | 2013-02-25 | Canyons/Desert
14400-Utah Valley Hospital | 70085 | Merrill Gappmayer Clinic | 14400-Utah Valley Hospital | 70085-Merrill Gappmayer Clinic | 14400~000000015085 | 809917 | LE608054 | LE608054 | 18-143 | Scanning Systems, Ultrasonic, | UltraSound | 2401 | GE HEALTHCARE | LOGIQ E | 1 | 144D70085A | UV GAPPMEYER CLINIC | Unspecified | Life Support / High Risk | IES | ASP_GE | 103 | 5 | 0 | 2016-06-20 | Canyons/Desert
15400-Intermountain Medical Center | 20101 | Emergency Department | 40000-Intermountain Medical Group | 74167-Medical Center IM Hospitalists | 15400~000000014809 | 397550 | 126471WX2 | LE126471 | 18-143 | Scanning Systems, Ultrasonic, | UltraSound | 2474 | GE HEALTHCARE | LOGIQ E | 1 | 400D74167A | MG MED CENTER IM HOSPITALISTS | Common Area | Life Support / High Risk | IES | ASP_GE | 184 | 5 | 0 | 2009-09-25 | Canyons/Desert
15400-Intermountain Medical Center | 21601 | Ultrasound | 15400-Intermountain Medical Center | 21001-Imaging Administration | 15400~000000028709 | 819770 | LE608795 |  | 18-143 | Scanning Systems, Ultrasonic, | UltraSound | 2515 | GE HEALTHCARE | LOGIQ E | 1 | 154D21001A | IM IMAGING ADMIN TOWER TLL1 | Bldg C Imaging Admin | Life Support / High Risk | IES | ASP_GE | 100 | 5 | 0 | 2016-09-13 | Canyons/Desert
15400-Intermountain Medical Center | 21611 | Ultrasound TOSH | 37000-The Orthopedic Specialty Hosp | 21001-Imaging Administration | 15400~000000042514 | 728062 | LE394827 | LE394827 | 18-143 | Scanning Systems, Ultrasonic, | UltraSound | 2524 | GE HEALTHCARE | LOGIQ E | 1 | 370D21001A | TO IMAGING ADMIN BLDG 4 L1 | Radiology Admin | Life Support / High Risk | IES | ASP_GE | 120 | 5 | 0 | 2015-01-08 | Canyons/Desert
15400-Intermountain Medical Center | 22301 | Anesthesiology | 15400-Intermountain Medical Center | 22104-Operating Rooms | 15400~000000025860 | 800452 | 418049WX3 | LE418049 | 18-143 | Scanning Systems, Ultrasonic, | UltraSound | 2532 | GE HEALTHCARE | LOGIQ E | 1 | 154D22104A | IM OPERATING ROOM TL2 | Unspecified | Life Support / High Risk | IES | ASP_GE | 115 | 5 | 0 | 2015-06-03 | Canyons/Desert
15400-Intermountain Medical Center | 22301 | Anesthesiology | 15400-Intermountain Medical Center | 22104-Operating Rooms | 15400~000000028393 | 810987 | 608429WX0 | LE608429 | 18-143 | Scanning Systems, Ultrasonic, | UltraSound | 2533 | GE HEALTHCARE | LOGIQ E | 1 | 154D22104A | IM OPERATING ROOM TL2 | Unspecified | Life Support / High Risk | IES | ASP_GE | 101 | 5 | 0 | 2016-08-11 | Canyons/Desert
15400-Intermountain Medical Center | 22301 | Anesthesiology | 15400-Intermountain Medical Center | 22301-Anesthesiology | 15400~000000033352 | 848176 | 301091US7 | LE301091 | 18-143 | Scanning Systems, Ultrasonic, | UltraSound | 2537 | GE HEALTHCARE | LOGIQ E | 1 | 154D22301A | IM ANESTHESIA TL2 | Unspecified | Life Support / High Risk | IES | ASP_GE | 69 | 5 | 0 | 2019-04-04 | Canyons/Desert
15400-Intermountain Medical Center | 70007 | Clinic | 15400-Intermountain Medical Center | 70007-Clinic | 15400~000000043875 | 927705 | 6067058WXO |  | 18-143 | Scanning Systems, Ultrasonic, | UltraSound | 2554 | GE HEALTHCARE | LOGIQ E | 1 | 154D70007A | IM INTERNAL MED OUTPT CL E3 | Unspecified | Life Support / High Risk | IES | ASP_GE | 3 | 5 | 5 | 2024-10-28 | Canyons/Desert
18200-Garfield Memorial Hospital | 20101 | Emergency Department | 18200-Garfield Memorial Hospital | 20101-Emergency Department | 18200~000000000091 | 490496 | 283720WX1 | LE283720 | 18-143 | Scanning Systems, Ultrasonic, | UltraSound | 2575 | GE HEALTHCARE | LOGIQ E | 1 | 182D20101A | GF EMERGENCY ROOM | Standby E.R. | Life Support / High Risk | IES | ASP_GE | 140 | 5 | 0 | 2013-05-03 | Canyons/Desert
27000-Rehabilitation Services | 28418 | PTR - Ortho - Alta View | 11600-Alta View Hospital | 28837-Physical Therapy Ortho - OP | 27000~000000001468 | 928071 | 611540WX0 |  | 18-143 | Scanning Systems, Ultrasonic, | UltraSound | 2579 | GE HEALTHCARE | LOGIQ E | 1 | 116D28837A | AV PHYSICAL THERAPY ORTHO OP | Unspecified | Life Support / High Risk | AVH_CE | AVHCREW1CE | 2 | 5 | 5 | 2024-11-12 | Canyons/Desert
27000-Rehabilitation Services | 28432 | PTR - Ortho - Orthopedic | 37000-The Orthopedic Specialty Hosp | 28837-Physical Therapy Ortho - OP | 27000~000000000320 | 726188 | 325076WX8 | LER325076 | 18-143 | Scanning Systems, Ultrasonic, | UltraSound | 2581 | GE HEALTHCARE | LOGIQ E | 1 | 370D28837A | TO PHYSCIAL THERAPY ORTHO OP | P.T. | Life Support / High Risk | IES | ASP_GE | 127 | 5 | 0 | 2014-06-18 | Canyons/Desert
27000-Rehabilitation Services | 28454 | PTR - AT - Canyons Wasatch | 14300-Park City Hospital | 28824-Fitness Center | 27000~000000001154 | 862961 | 6066467WX0 | 6066467WX0 | 18-143 | Scanning Systems, Ultrasonic, | UltraSound | 2582 | GE HEALTHCARE | LOGIQ E | 1 | 143D28824A | PK LIVE WELL CENTER | Unspecified | Life Support / High Risk | IES | ASP_GE | 57 | 7 | 2 | 2020-04-13 | Canyons/Desert
27900-Rehab Services - Desert | 28458 | PTR - Ortho - St. George | 12600-St George Regional Hospital | 28837-Physical Therapy Ortho - OP | 27900~000000000076 |  |  |  | 18-143 | Scanning Systems, Ultrasonic, | UltraSound | 2584 | GE HEALTHCARE | LOGIQ E | 1 | 126D28837A | SG PHYSICAL THERAPY ORTHO HPC | Unspecified | Life Support / High Risk |  |  | 84 | 5 | 0 | 2018-01-19 | Canyons/Desert
36700-St George Surgery Center LLC | 22203 | Surgical Center | 36700-St George Surgery Center LLC | 22203-Surgical Center | 36700~000000000126 | 397507 | 126461WX3 | LE126461 | 18-143 | Scanning Systems, Ultrasonic, | UltraSound | 2586 | GE HEALTHCARE | LOGIQ E | 1 | 367D22203A | ST GEORGE SURGERY CENTER | Unspecified | Life Support / High Risk | IES | ASP_GE | 31 | 5 | 2 | 2022-06-08 | Canyons/Desert
37000-The Orthopedic Specialty Hosp | 22301 | Anesthesiology | 37000-The Orthopedic Specialty Hosp | 22104-Operating Rooms | 37000~000000003725 | 803621 | 42575WX2 | LE298046 | 18-143 | Scanning Systems, Ultrasonic, | UltraSound | 2590 | GE HEALTHCARE | LOGIQ E | 1 | 370D22104A | TO OPERATING ROOM | Operating Rm | Life Support / High Risk | IES | ASP_GE | 114 | 5 | 0 | 2015-07-15 | Canyons/Desert
40000-Intermountain Medical Group | 42945 | Layton PW Administration | 40000-Intermountain Medical Group | 73021-Roy Clinic | 40000~000000021287 | 821308 | LE610805 | LE610805 | 18-143 | Scanning Systems, Ultrasonic, | UltraSound | 2612 | GE HEALTHCARE | LOGIQ E | 1 | 400D73021A | MG ROY CLINIC | Unspecified | Life Support / High Risk | IES | ASP_GE | 88 | 5 | 0 | 2017-09-05 | Canyons/Desert
40000-Intermountain Medical Group | 72002 | River Road Instacare | 40000-Intermountain Medical Group | 72002-River Road Instacare | 40000~000000026894 | 856279 | LE610452 | LE610452 | 18-143 | Scanning Systems, Ultrasonic, | UltraSound | 2615 | GE HEALTHCARE | LOGIQ E | 1 | 400D72002A | MG RIVER ROAD INSTACARE | Unspecified | Life Support / High Risk | IES | ASP_GE | 61 | 5 | 0 | 2019-12-10 | Canyons/Desert
40000-Intermountain Medical Group | 72002 | River Road Instacare | 40000-Intermountain Medical Group | 72002-River Road Instacare | 40000~000000030908 | 576270 | 325205WX3 | LE325205 | 18-143 | Scanning Systems, Ultrasonic, | UltraSound | 2616 | GE HEALTHCARE | LOGIQ E | 1 | 400D72002A | MG RIVER ROAD INSTACARE | Unspecified | Life Support / High Risk | IES | ASP_GE | 132 | 5 | 0 | 2014-01-16 | Canyons/Desert
40000-Intermountain Medical Group | 72022 | Saratoga Springs Instacare | 40000-Intermountain Medical Group | 74142-Utah Valley Sports Med-NValley | 40000~000000034985 | 927737 | LP9490096 |  | 18-143 | Scanning Systems, Ultrasonic, | UltraSound | 2617 | GE HEALTHCARE | LOGIQ E | 1 | 400D74142B | MG UV SPORTMED NO VLY SARATOGA | Unspecified | Life Support / High Risk | AFH_CE | AFCREW3_CE | 3 | 5 | 5 | 2024-10-31 | Canyons/Desert
40000-Intermountain Medical Group | 73071 | Cedar City Clinic | 14600-Cedar City Hospital | 21001-Imaging Administration | 40000~000000021392 | 736436 | 433126WXO | LE433126 | 18-143 | Scanning Systems, Ultrasonic, | UltraSound | 2636 | GE HEALTHCARE | LOGIQ E | 1 | 146D21001A | CC IMAGING ADMINISTRATION | Unspecified | Life Support / High Risk | IES | ASP_GE | 113 | 5 | 0 | 2015-09-01 | Canyons/Desert
40000-Intermountain Medical Group | 73076 | Central Orem Clinic | 40000-Intermountain Medical Group | 73076-Central Orem Clinic | 40000~000000034290 | 923566 | LE6012378 |  | 18-143 | Scanning Systems, Ultrasonic, | UltraSound | 2639 | GE HEALTHCARE | LOGIQ E | 1 | 400D73076B | MG CENTRAL OREM CLINIC SUITE B | Family Medicine, Suite A | Life Support / High Risk | AFH_CE | AFCREW2_CE | 6 | 5 | 4 | 2024-07-16 | Canyons/Desert
40000-Intermountain Medical Group | 73076 | Central Orem Clinic | 40000-Intermountain Medical Group | 74139-Utah Valley Sports Medicine | 40000~000000024908 | 849949 | LE300985 | LE300985 | 18-143 | Scanning Systems, Ultrasonic, | UltraSound | 2640 | GE HEALTHCARE | LOGIQ E | 1 | 400D74139A | MG UV SPORTS MEDICINE | Utah Valley SportMedProvo | Life Support / High Risk | IES | ASP_GE | 77 | 5 | 0 | 2018-08-21 | Canyons/Desert
40000-Intermountain Medical Group | 74013 | Logan Regional Orthopedics | 40000-Intermountain Medical Group | 40086-Budge Clinic Support | 40000~000000017433 | 805587 | 465200WX4 | LE465200 | 18-143 | Scanning Systems, Ultrasonic, | UltraSound | 2647 | GE HEALTHCARE | LOGIQ E | 1 | 400D40086A | MG BUDGE CL SUPPORT 3RD FLR | Unspecified | Life Support / High Risk | IES | ASP_GE | 109 | 5 | 0 | 2015-12-21 | Canyons/Desert
40000-Intermountain Medical Group | 74013 | Logan Regional Orthopedics | 40000-Intermountain Medical Group | 73010-South Cache Valley Clinic | 40000~000000005606 | 451980 | LE176864 | LE176864 | 18-143 | Scanning Systems, Ultrasonic, | UltraSound | 2648 | GE HEALTHCARE | LOGIQ E | 1 | 400D73010A | MG SOUTH CACHE VALLEY CLINIC | Common Area | Life Support / High Risk | IES | ASP_GE | 165 | 5 | 0 | 2011-04-18 | Canyons/Desert
40000-Intermountain Medical Group | 74013 | Logan Regional Orthopedics | 40000-Intermountain Medical Group | 74011-Budge Clinic Radiology | 40000~000000005605 | 451981 | LE176859 | LE176859 | 18-143 | Scanning Systems, Ultrasonic, | UltraSound | 2649 | GE HEALTHCARE | LOGIQ E | 1 | 400D74011A | MG BUDGE CL RADIOLOGY 1ST FLR | Xray 1 | Life Support / High Risk | IES | ASP_GE | 165 | 5 | 0 | 2011-04-18 | Canyons/Desert
40000-Intermountain Medical Group | 74019 | Sports Med Specialists - Bntfl | 40000-Intermountain Medical Group | 74019-Sports Med Specialists - Bntfl | 40000~000000009084 | 343608 | LE51106 | LE51106 | 18-143 | Scanning Systems, Ultrasonic, | UltraSound | 2652 | GE HEALTHCARE | LOGIQ E | 1 | 400D74019A | MG SPORTS MED SPEC BOUNTIFUL | Common Area | Life Support / High Risk | IES | ASP_GE | 205 | 5 | 0 | 2007-12-14 | Canyons/Desert
40000-Intermountain Medical Group | 74026 | Southwest Ortho and Sports Med | 12600-St George Regional Hospital | 21601-Ultrasound | 40000~000000022812 | 824306 | LE637859 | LE637859 | 18-143 | Scanning Systems, Ultrasonic, | UltraSound | 2657 | GE HEALTHCARE | LOGIQ E | 1 | 126D21601A | SG ULTRASOUND | Unspecified | Life Support / High Risk | IES | ASP_GE | 86 | 5 | 0 | 2017-11-13 | Canyons/Desert
40000-Intermountain Medical Group | 74030 | Zion Ortho and Sports Medicine | 40000-Intermountain Medical Group | 74030-Zion Ortho and Sports Medicine | 40000~000000019159 | 809332 | LE608010 | LE608010 | 18-143 | Scanning Systems, Ultrasonic, | UltraSound | 2660 | GE HEALTHCARE | LOGIQ E | 1 | 400D74030A | MG ZION ORTHOPEDICS | Unspecified | Life Support / High Risk | IES | ASP_GE | 101 | 5 | 0 | 2016-08-29 | Canyons/Desert
40000-Intermountain Medical Group | 74078 | Ortho Specialty Group - LDSH | 40000-Intermountain Medical Group | 74078-Ortho Specialty Group - LDSH | 40000~000000020856 | 817851 | LE340943 | LE340943 | 18-143 | Scanning Systems, Ultrasonic, | UltraSound | 2685 | GE HEALTHCARE | LOGIQ E | 1 | 400D74078A | MG AVENUES SPECIALTY ORTHO L1 | Unspecified | Life Support / High Risk | IES | ASP_GE | 92 | 5 | 0 | 2017-05-03 | Canyons/Desert
40000-Intermountain Medical Group | 74088 | Intrmtn Surgical Oncology | 40000-Intermountain Medical Group | 74088-Intrmtn Surgical Oncology | 40000~000000026086 | 901902 | 6046689WXO | LE6046689 | 18-143 | Scanning Systems, Ultrasonic, | UltraSound | 2688 | GE HEALTHCARE | LOGIQ E | 1 | 400D74088A | MG SURG ONCOLOGY IM STE 440 | Unspecified | Life Support / High Risk | IES | ASP_GE | 67 | 5 | 0 | 2019-06-26 | Canyons/Desert
40000-Intermountain Medical Group | 74115 | Park City Specialty Clinic | 11300-Supply Chain Organization | 32213-Asset Recovery - SLC | 40000~000000020822 | 816071 | S1633003 | LE608855 | 18-143 | Scanning Systems, Ultrasonic, | UltraSound | 2708 | GE HEALTHCARE | LOGIQ E | 1 | 113D32213C | SC ASSET RECOVERY AIRPORT WHS | Redeploy | Life Support / High Risk | IES | ASP_GE | 96 | 5 | 0 | 2017-01-09 | Canyons/Desert
40000-Intermountain Medical Group | 74127 | Intrmtn Neurosciences Institut | 40000-Intermountain Medical Group | 74127-Intrmtn Neurosciences Institut | 40000~000000014219 | 582805 | 340941WX4 | LE340941 | 18-143 | Scanning Systems, Ultrasonic, | UltraSound | 2714 | GE HEALTHCARE | LOGIQ E | 1 | 400D74127A | MG NEURO CLINIC SOT STE 810 | Unspecified | Life Support / High Risk | IES | ASP_GE | 128 | 5 | 0 | 2014-05-05 | Canyons/Desert
40000-Intermountain Medical Group | 74139 | Utah Valley Sports Medicine | 40000-Intermountain Medical Group | 74230-Payson Clinic | 40000~000000024978 | 843568 | LE300817 | LE300817 | 18-143 | Scanning Systems, Ultrasonic, | UltraSound | 2720 | GE HEALTHCARE | LOGIQ E | 1 | 400D74230A | MG PAYSON SPORTS MEDICINE | Unspecified | Life Support / High Risk | IES | ASP_GE | 73 | 5 | 0 | 2018-12-29 | Canyons/Desert
40000-Intermountain Medical Group | 74153 | Utah Valley Heart Lung Vein | 40000-Intermountain Medical Group | 74153-Utah Valley Heart Lung Vein | 40000~000000005772 | 490574 | 196823WX9 | LE196823 | 18-143 | Scanning Systems, Ultrasonic, | UltraSound | 2728 | GE HEALTHCARE | LOGIQ E | 1 | 400D74153A | MG UTAH VALLEY HEART LUNG VEIN | Common Area | Life Support / High Risk | IES | ASP_GE | 160 | 5 | 0 | 2011-09-20 | Canyons/Desert
40000-Intermountain Medical Group | 74214 | SL Clinic - Rheumatology | 40000-Intermountain Medical Group | 74214-SL Clinic - Rheumatology | 40000~000000012180 | 563842 | 306626WX3 | LE306626 | 18-143 | Scanning Systems, Ultrasonic, | UltraSound | 2762 | GE HEALTHCARE | LOGIQ E | 1 | 400D74214A | MG SL CLINIC RHEUMATOLOGY | Exam 1 | Life Support / High Risk | IES | ASP_GE | 135 | 5 | 0 | 2013-10-15 | Canyons/Desert
40000-Intermountain Medical Group | 74222 | SL Clinic - Podiatry | 40000-Intermountain Medical Group | 74222-SL Clinic - Podiatry | 40000~000000016223 | 731994 | 401940WX2 | LE401940 | 18-143 | Scanning Systems, Ultrasonic, | UltraSound | 2763 | GE HEALTHCARE | LOGIQ E | 1 | 400D74222A | MG SL CLINIC PODIATRY | Common Area | Life Support / High Risk | IES | ASP_GE | 117 | 5 | 0 | 2015-04-23 | Canyons/Desert
40000-Intermountain Medical Group | 74264 | Utah Valley Pain Management | 40000-Intermountain Medical Group | 74264-Utah Valley Pain Management | 40000~000000022827 | 857255 | 637757WXO | LE637757 | 18-143 | Scanning Systems, Ultrasonic, | UltraSound | 2773 | GE HEALTHCARE | LOGIQ E | 1 | 400D74264A | MG UV PAIN MGMT 8D STE803 | Unspecified | Life Support / High Risk | IES | ASP_GE OEC | 86 | 5 | 0 | 2017-11-13 | Canyons/Desert
40000-Intermountain Medical Group | 74264 | Utah Valley Pain Management | 40000-Intermountain Medical Group | 74264-Utah Valley Pain Management | 40000~000000034983 | 927485 | LE323362 |  | 18-143 | Scanning Systems, Ultrasonic, | UltraSound | 2775 | GE HEALTHCARE | LOGIQ E | 1 | 400D74264A | MG UV PAIN MGMT 8D STE803 | Standby Equipment | Life Support / High Risk | AFH_CE | AFCREW3_CE | 3 | 5 | 5 | 2024-10-16 | Canyons/Desert
40000-Intermountain Medical Group | 74268 | Vascular and Vein - McKay-Dee | 40000-Intermountain Medical Group | 74268-Vascular and Vein - McKay-Dee | 40000~000000022220 | 821553 | 54278WX7 |  | 18-143 | Scanning Systems, Ultrasonic, | UltraSound | 2781 | GE HEALTHCARE | LOGIQ E | 1 | 400D74268A | MG VASCULAR AND VEIN MCKAY DEE | Unspecified | Life Support / High Risk | IES | ASP_GE | 87 | 5 | 0 | 2017-10-02 | Canyons/Desert
40000-Intermountain Medical Group | 74286 | Alta View General Surgery | 40000-Intermountain Medical Group | 74286-Alta View General Surgery | 40000~000000005825 | 474297 | 205787WX5 | LE205787 | 18-143 | Scanning Systems, Ultrasonic, | UltraSound | 2789 | GE HEALTHCARE | LOGIQ E | 1 | 400D74286A | MG AV GENERAL SURGERY | Unspecified | Life Support / High Risk | IES | ASP_GE | 156 | 5 | 0 | 2012-01-05 | Canyons/Desert
40000-Intermountain Medical Group | 74308 | Vascular and Vein - St. George | 40000-Intermountain Medical Group | 74308-Vascular and Vein - St. George | 40000~000000029363 | 470221 | LE83859 | LE83859 | 18-143 | Scanning Systems, Ultrasonic, | UltraSound | 2797 | GE HEALTHCARE | LOGIQ E | 1 | 400D74308A | MG VASCULAR AND VEIN ST GEO | Unspecified | Life Support / High Risk | IES | ASP_GE | 161 | 5 | 0 | 2011-08-26 | Canyons/Desert
40000-Intermountain Medical Group | 74352 | Southridge Eye Care | 40000-Intermountain Medical Group | 74352-Southridge Eye Care | 40000~000000020877 | 883292 | 608009WX0 | LE608009 | 18-143 | Scanning Systems, Ultrasonic, | UltraSound | 2806 | GE HEALTHCARE | LOGIQ E | 1 | 400D74352A | MG RV SRIDGE EYE CARE | Unspecified | Life Support / High Risk | IES | ASP_GE | 102 | 5 | 0 | 2016-07-16 | Canyons/Desert
43100-Intermountain MS NV LLC | 79453 | END Sunset | 43100-Intermountain MS NV LLC | 79453-END Sunset | 43100~000000001839 | 753105 | LP9370745 | 25822 | 18-143 | Scanning Systems, Ultrasonic, | UltraSound | 2821 | GE HEALTHCARE | LOGIQ E | 1 | 431D79453A | NV SUNSET ENDOCRINOLOGY | Unspecified | Life Support / High Risk | SGRH_CE | NEVADA | 29 | 5 | 3 | 2022-08-31 | Canyons/Desert
11600-Alta View Hospital | 21601 | Ultrasound | 11600-Alta View Hospital | 21601-Ultrasound | 11600~000000006629 | 843480 | 500926US7 | LE10500926US7 | 15-976 | Scanning Systems, Ultrasonic, | UltraSound | 1908 | GE HEALTHCARE | LOGIQ E10 | 1 | 116D21601A | AV ULTRASOUND | Unspecified | Life Support / High Risk | IES | ASP_GE | 72 | 5 | 0 | 2019-01-11 | Canyons/Desert
11600-Alta View Hospital | 21601 | Ultrasound | 11600-Alta View Hospital | 21601-Ultrasound | 11600~000000006984 | 849658 | 500588US7 | LE10500588US7 | 15-976 | Scanning Systems, Ultrasonic, | UltraSound | 1909 | GE HEALTHCARE | LOGIQ E10 | 1 | 116D21601A | AV ULTRASOUND | Unspecified | Life Support / High Risk | IES | ASP_GE | 67 | 5 | 0 | 2019-06-07 | Canyons/Desert
11800-American Fork Hospital | 20102 | Emergency Dept - Satellite | 11800-American Fork Hospital | 21050-Imaging Dept - Satellite | 11800~000000008176 | 912933 | 511140US6 |  | 15-976 | Scanning Systems, Ultrasonic, | UltraSound | 1922 | GE HEALTHCARE | LOGIQ E10 | 1 | 118D21050A | SS IMAGING CENTER SATALLITE | Unspecified | Life Support / High Risk | AFH_CE | AFCREW3_CE | 15 | 5 | 4 | 2023-10-05 | Canyons/Desert
11800-American Fork Hospital | 21601 | Ultrasound | 11800-American Fork Hospital | 21601-Ultrasound | 11800~000000006908 | 880528 | 530710US8 | 530710US8 | 15-976 | Scanning Systems, Ultrasonic, | UltraSound | 1932 | GE HEALTHCARE | LOGIQ E10 | 1 | 118D21601A | AF ULTRASOUND | Common Area | Life Support / High Risk |  |  | 45 | 5 | 1 | 2021-04-20 | Canyons/Desert
11800-American Fork Hospital | 21601 | Ultrasound | 11800-American Fork Hospital | 21601-Ultrasound | 11800~000000008322 | 918660 | 511252US9 | 511252US9 | 15-976 | Scanning Systems, Ultrasonic, | UltraSound | 1934 | GE HEALTHCARE | LOGIQ E10 | 1 | 118D21601A | AF ULTRASOUND | Common Area | Life Support / High Risk | IES | ASP_GE | 11 | 5 | 4 | 2024-02-07 | Canyons/Desert
12200-Cassia Regional Hospital | 21601 | Ultrasound | 12200-Cassia Regional Hospital | 21001-Imaging Administration | 12200~000000003013 | 848948 | LE10501093 | LE10501093US7 | 15-976 | Scanning Systems, Ultrasonic, | UltraSound | 1954 | GE HEALTHCARE | LOGIQ E10 | 1 | 122D21001A | CA IMAGING ADMINISTRATION | Unspecified | Life Support / High Risk | IES | ASP_GE | 70 | 5 | 0 | 2019-03-26 | Canyons/Desert
12200-Cassia Regional Hospital | 21601 | Ultrasound | 12200-Cassia Regional Hospital | 21601-Ultrasound | 12200~000000003365 | 896361 | 531372US8 | 531372US8 | 15-976 | Scanning Systems, Ultrasonic, | UltraSound | 1956 | GE HEALTHCARE | LOGIQ E10 | 1 | 122D21601A | CA ULTRASONOGRAPHY | Unspecified | Life Support / High Risk | IES | ASP_GE | 39 | 7 | 4 | 2021-10-06 | Canyons/Desert
12600-St George Regional Hospital | 20102 | Emergency Dept - Satellite | 12600-St George Regional Hospital | 20102-Emergency Dept - Satellite | 12600~000000027364 | 912667 | 511211US5 | 511211US5 | 15-976 | Scanning Systems, Ultrasonic, | UltraSound | 1990 | GE HEALTHCARE | LOGIQ E10 | 1 | 126D20102A | HU EMERGENCY DEPT SATELLITE | Unspecified | Life Support / High Risk | IES | ASP_GE | 16 | 5 | 4 | 2023-09-25 | Canyons/Desert
12600-St George Regional Hospital | 21601 | Ultrasound | 12600-St George Regional Hospital | 21101-Radiology | 12600~000000026531 | 906595 | 590537-019 |  | 15-976 | Scanning Systems, Ultrasonic, | UltraSound | 2021 | GE HEALTHCARE | LOGIQ E10 | 1 | 126D21101A | SG RADIOLOGY | Common Area | Life Support / High Risk | IES | ASP_GE | 22 | 5 | 3 | 2023-03-17 | Canyons/Desert
12600-St George Regional Hospital | 21601 | Ultrasound | 12600-St George Regional Hospital | 21601-Ultrasound | 12600~000000019185 | 843566 | LE10500951US7 | LE10500951US7 | 15-976 | Scanning Systems, Ultrasonic, | UltraSound | 2027 | GE HEALTHCARE | LOGIQ E10 | 1 | 126D21601A | SG ULTRASOUND | Unspecified | Life Support / High Risk | IES | ASP_GE | 73 | 5 | 0 | 2018-12-29 | Canyons/Desert
12600-St George Regional Hospital | 21601 | Ultrasound | 12600-St George Regional Hospital | 21601-Ultrasound | 12600~000000020691 | 854428 | LE10502044US7 | LE10502044US7 | 15-976 | Scanning Systems, Ultrasonic, | UltraSound | 2028 | GE HEALTHCARE | LOGIQ E10 | 1 | 126D21601A | SG ULTRASOUND | Unspecified | Life Support / High Risk | IES | ASP_GE | 64 | 5 | 0 | 2019-09-28 | Canyons/Desert
12600-St George Regional Hospital | 42799 | Depreciation and Amortization | 40000-Intermountain Medical Group | 74036-Southwest Regional Cancer Clin | 12600~000000019690 | 852015 | LE6010782 |  | 15-976 | Scanning Systems, Ultrasonic, | UltraSound | 2047 | GE HEALTHCARE | LOGIQ E10 | 1 | 400D74036A | MG SOUTHWEST REG CANCER CLINIC | Unspecified | Life Support / High Risk | IES | ASP_GE | 72 | 5 | 0 | 2019-01-06 | Canyons/Desert
12800-LDS Hospital | 20603 | Vascular Lab | 12800-LDS Hospital | 21001-Imaging Administration | 12800~000000015719 | 899834 | LE10502476US7 | LE10502476US7 | 15-976 | Scanning Systems, Ultrasonic, | UltraSound | 2069 | GE HEALTHCARE | LOGIQ E10 | 1 | 128D21001A | LD IMAGING ADMIN L1 | Unspecified | Life Support / High Risk | LDSH_CE | LDSCE2 | 36 | 5 | 2 | 2022-01-10 | Canyons/Desert
12800-LDS Hospital | 21501 | Mammography | 12800-LDS Hospital | 21501-Mammography | 12800~000000015898 | 899832 | 510318US9 |  | 15-976 | Scanning Systems, Ultrasonic, | UltraSound | 2075 | GE HEALTHCARE | LOGIQ E10 | 1 | 128D21501A | LD MAMMOGRAPHY L1 | Unspecified | Life Support / High Risk | LDSH_CE | LDSCE2 | 28 | 5 | 3 | 2022-09-26 | Canyons/Desert
12800-LDS Hospital | 21601 | Ultrasound | 12800-LDS Hospital | 21501-Mammography | 12800~000000015847 | 894916 | 510096US9 | 510096US9 | 15-976 | Scanning Systems, Ultrasonic, | UltraSound | 2076 | GE HEALTHCARE | LOGIQ E10 | 1 | 128D21501A | LD MAMMOGRAPHY L1 | Unspecified | Life Support / High Risk | LDSH_CE | LDSCE2 | 32 | 5 | 2 | 2022-05-13 | Canyons/Desert
12800-LDS Hospital | 21601 | Ultrasound | 12800-LDS Hospital | 21601-Ultrasound | 12800~000000015039 | 888830 | 530066US8 | 530066US8 | 15-976 | Scanning Systems, Ultrasonic, | UltraSound | 2079 | GE HEALTHCARE | LOGIQ E10 | 1 | 128D21601A | LD ULTRASOUND L1 | Unspecified | Life Support / High Risk | IES | ASP_GE | 51 | 5 | 1 | 2020-10-29 | Canyons/Desert
12900-Layton Hospital | 21101 | Radiology | 12900-Layton Hospital | 21101-Radiology | 12900~000000003210 | 846853 | E70252 | K1070252 | 15-976 | Scanning Systems, Ultrasonic, | UltraSound | 2103 | GE HEALTHCARE | LOGIQ E10 | 1 | 129D21101A | LA RADIOLOGY | Unspecified | Life Support / High Risk | IES | ASP_GE | 77 | 5 | 0 | 2018-08-17 | Canyons/Desert
12900-Layton Hospital | 21601 | Ultrasound | 12900-Layton Hospital | 21001-Imaging Administration | 12900~000000005315 | 902097 | 510615US9 | 510615US9 | 15-976 | Scanning Systems, Ultrasonic, | UltraSound | 2105 | GE HEALTHCARE | LOGIQ E10 | 1 | 129D21001A | LA IMAGING ADMINISTRATION | Unspecified | Life Support / High Risk | IES | IESCREWSC | 26 | 5 | 3 | 2022-11-22 | Canyons/Desert
12900-Layton Hospital | 21601 | Ultrasound | 12900-Layton Hospital | 21601-Ultrasound | 12900~000000002600 | 837946 | LE10500534US7 | LE10500534US7 | 15-976 | Scanning Systems, Ultrasonic, | UltraSound | 2106 | GE HEALTHCARE | LOGIQ E10 | 1 | 129D21601A | LA ULTRASOUND | Unspecified | Life Support / High Risk | IES | ASP_GE | 75 | 5 | 0 | 2018-10-04 | Canyons/Desert
13000-Logan Regional Hospital | 21601 | Ultrasound | 13000-Logan Regional Hospital | 21601-Ultrasound | 13000~000000010433 | 872314 | LE10530029US8 |  | 15-976 | Scanning Systems, Ultrasonic, | UltraSound | 2131 | GE HEALTHCARE | LOGIQ E10 | 1 | 130D21601A | LO ULTRASOUND | Ultrasound 11 | Life Support / High Risk | IES | ASP_GE | 50 | 5 | 1 | 2020-11-23 | Canyons/Desert
13200-McKay-Dee Hospital Center | 21501 | Mammography | 13200-McKay-Dee Hospital Center | 21501-Mammography | 13200~000000025041 | 893057 | 500147US9 |  | 15-976 | Scanning Systems, Ultrasonic, | UltraSound | 2190 | GE HEALTHCARE | LOGIQ E10 | 1 | 132D21501A | MK MAMMOGRAPHY 4TH FLR | Mammography | Life Support / High Risk | IES | ASP_GE | 34 | 5 | 2 | 2022-03-29 | Canyons/Desert
13200-McKay-Dee Hospital Center | 21501 | Mammography | 13200-McKay-Dee Hospital Center | 21501-Mammography | 13200~000000026227 | 912265 | 511090US3 | 511090US3 | 15-976 | Scanning Systems, Ultrasonic, | UltraSound | 2191 | GE HEALTHCARE | LOGIQ E10 | 1 | 132D21501A | MK MAMMOGRAPHY 4TH FLR | Mammography | Life Support / High Risk | IES | ASP_GE | 19 | 5 | 3 | 2023-06-19 | Canyons/Desert
13200-McKay-Dee Hospital Center | 21601 | Ultrasound | 13200-McKay-Dee Hospital Center | 21601-Ultrasound | 13200~000000021006 | 852124 | LE10501556US7 | LE10501556US7 | 15-976 | Scanning Systems, Ultrasonic, | UltraSound | 2194 | GE HEALTHCARE | LOGIQ E10 | 1 | 132D21601A | MK ULTRASOUND 1ST FLR | Unspecified | Life Support / High Risk | IES | ASP_GE | 68 | 5 | 0 | 2019-05-30 | Canyons/Desert
13200-McKay-Dee Hospital Center | 21601 | Ultrasound | 13200-McKay-Dee Hospital Center | 21601-Ultrasound | 13200~000000024111 | 883753 | 531042US8 | 531042US8 | 15-976 | Scanning Systems, Ultrasonic, | UltraSound | 2195 | GE HEALTHCARE | LOGIQ E10 | 1 | 132D21601A | MK ULTRASOUND 1ST FLR | Unspecified | Life Support / High Risk | IES | ASP_GE | 43 | 7 | 3 | 2021-06-29 | Canyons/Desert
13800-Primary Childrens Hospital | 21102 | Angiography | 13800-Primary Childrens Hospital | 21101-Radiology | 13800~000000026577 | 844995 | LE10R50049US7 | LE10R500049US7 | 15-976 | Scanning Systems, Ultrasonic, | UltraSound | 2257 | GE HEALTHCARE | LOGIQ E10 | 1 | 138D21101A | PC MEDICAL IMAGING 1ST FLR W | Ultrasound Rm 1 | Life Support / High Risk | IES | ASP_GE | 72 | 5 | 0 | 2019-01-16 | Canyons/Desert
13800-Primary Childrens Hospital | 21601 | Ultrasound | 13800-Primary Childrens Hospital | 21101-Radiology | 13800~000000033561 | 914221 | 51134US6 | 511343US6 | 15-976 | Scanning Systems, Ultrasonic, | UltraSound | 2261 | GE HEALTHCARE | LOGIQ E10 | 1 | 138D21101A | PC MEDICAL IMAGING 1ST FLR W | Ultrasound Rm 1 | Life Support / High Risk | IES | ASP_GE | 14 | 5 | 4 | 2023-11-27 | Canyons/Desert
13900-Riverton Hospital | 21601 | Ultrasound | 13900-Riverton Hospital | 21601-Ultrasound | 13900~000000008729 | 911013 | 510916US9 | 510916US9 | 15-976 | Scanning Systems, Ultrasonic, | UltraSound | 2295 | GE HEALTHCARE | LOGIQ E10 | 1 | 139D21601A | RV ULTRASOUND | Unspecified | Life Support / High Risk | IES | ASP_GE | 21 | 5 | 3 | 2023-04-03 | Canyons/Desert
14000-Sanpete Valley Hospital | 21101 | Radiology | 14000-Sanpete Valley Hospital | 21101-Radiology | 14000~000000001014 |  |  |  | 15-976 | Scanning Systems, Ultrasonic, | UltraSound | 2300 | GE HEALTHCARE | LOGIQ E10 | 1 | 140D21101A | SP RADIOLOGY | Unspecified | Life Support / High Risk |  |  | 58 | 5 | 0 | 2020-03-10 | Canyons/Desert
14200-Sevier Valley Hospital | 21101 | Radiology | 14200-Sevier Valley Hospital | 21101-Radiology | 14200~000000001486 | 839978 | LE10500636US7 | LE10500636US7 | 15-976 | Scanning Systems, Ultrasonic, | UltraSound | 2311 | GE HEALTHCARE | LOGIQ E10 | 1 | 142D21101A | SV RADIOLOGY | Unspecified | Life Support / High Risk | IES | ASP_GE | 74 | 5 | 0 | 2018-11-13 | Canyons/Desert
14200-Sevier Valley Hospital | 21101 | Radiology | 14200-Sevier Valley Hospital | 21101-Radiology | 14200~000000001487 | 839979 | LE10500662US7 | LE10500662US7 | 15-976 | Scanning Systems, Ultrasonic, | UltraSound | 2312 | GE HEALTHCARE | LOGIQ E10 | 1 | 142D21101A | SV RADIOLOGY | Unspecified | Life Support / High Risk | IES | ASP_GE | 74 | 5 | 0 | 2018-11-13 | Canyons/Desert
14300-Park City Hospital | 21601 | Ultrasound | 14300-Park City Hospital | 21601-Ultrasound | 14300~000000003413 | 860727 | LE10502958US7 | LE10502958US7 | 15-976 | Scanning Systems, Ultrasonic, | UltraSound | 2323 | GE HEALTHCARE | LOGIQ E10 | 1 | 143D21601A | PK ULTRASOUND | Unspecified | Life Support / High Risk | PKMC_CE | PKCREW1_CE | 58 | 7 | 2 | 2020-03-06 | Canyons/Desert
14400-Utah Valley Hospital | 21501 | Mammography | 14400-Utah Valley Hospital | 21001-Imaging Administration | 14400~000000021615 | 857020 | LE10502728US7 | LE10502728US7 | 15-976 | Scanning Systems, Ultrasonic, | UltraSound | 2371 | GE HEALTHCARE | LOGIQ E10 | 1 | 144D21001A | UV IMAGING ADMINISTRATION | Unspecified | Life Support / High Risk | IES | ASP_GE | 61 | 5 | 0 | 2019-12-30 | Canyons/Desert
14400-Utah Valley Hospital | 21601 | Ultrasound | 14400-Utah Valley Hospital | 21001-Imaging Administration | 14400~000000020107 | 848411 | 501137US7 | LE10501137US7 | 15-976 | Scanning Systems, Ultrasonic, | UltraSound | 2372 | GE HEALTHCARE | LOGIQ E10 | 1 | 144D21001A | UV IMAGING ADMINISTRATION | Unspecified | Life Support / High Risk | IES | ASP_GE | 69 | 5 | 0 | 2019-04-02 | Canyons/Desert
14600-Cedar City Hospital | 21601 | Ultrasound | 14600-Cedar City Hospital | 21001-Imaging Administration | 14600~000000003317 | 857022 | LE10502727UDS7 |  | 15-976 | Scanning Systems, Ultrasonic, | UltraSound | 2424 | GE HEALTHCARE | LOGIQ E10 | 1 | 146D21001A | CC IMAGING ADMINISTRATION | Unspecified | Life Support / High Risk | IES | ASP_GE | 61 | 5 | 0 | 2019-12-28 | Canyons/Desert
14600-Cedar City Hospital | 21601 | Ultrasound | 14600-Cedar City Hospital | 21601-Ultrasound | 14600~000000003637 | 903102 | 532011US8 | 532011US8 | 15-976 | Scanning Systems, Ultrasonic, | UltraSound | 2427 | GE HEALTHCARE | LOGIQ E10 | 1 | 146D21601A | CC ULTRASOUND | Ultrasound Rm 1 | Life Support / High Risk | IES | ASP_GE | 34 | 5 | 2 | 2022-03-09 | Canyons/Desert
14800-Heber Valley Hospital | 21601 | Ultrasound | 14800-Heber Valley Hospital | 21601-Ultrasound | 14800~000000001775 | 846130 | 501114US7 | LE10501114US7 | 15-976 | Scanning Systems, Ultrasonic, | UltraSound | 2436 | GE HEALTHCARE | LOGIQ E10 | 1 | 148D21601A | HV ULTRASOUND | Unspecified | Life Support / High Risk | IES | ASP_GE | 71 | 5 | 0 | 2019-02-21 | Canyons/Desert
15400-Intermountain Medical Center | 20603 | Vascular Lab | 15400-Intermountain Medical Center | 20603-Vascular Lab | 15400~000000037612 | 907755 | 530647US8 | 530647US8 | 15-976 | Scanning Systems, Ultrasonic, | UltraSound | 2502 | GE HEALTHCARE | LOGIQ E10 | 1 | 154D20603A | IM PERIPHERAL VASCULAR LB SLL1 | Unspecified | Life Support / High Risk | IES | ASP_GE | 46 | 5 | 1 | 2021-03-24 | Canyons/Desert
15400-Intermountain Medical Center | 21601 | Ultrasound | 15400-Intermountain Medical Center | 21001-Imaging Administration | 15400~000000031786 | 837873 | LE10500474US7 | LE10500474US7 | 15-976 | Scanning Systems, Ultrasonic, | UltraSound | 2516 | GE HEALTHCARE | LOGIQ E10 | 1 | 154D21001A | IM IMAGING ADMIN TOWER TLL1 | Unspecified | Life Support / High Risk | IES | ASP_GE | 75 | 5 | 0 | 2018-10-03 | Canyons/Desert
15400-Intermountain Medical Center | 21601 | Ultrasound | 15400-Intermountain Medical Center | 21001-Imaging Administration | 15400~000000035244 | 856935 | LE10502548US7 | LE10502548US7 | 15-976 | Scanning Systems, Ultrasonic, | UltraSound | 2517 | GE HEALTHCARE | LOGIQ E10 | 1 | 154D21001A | IM IMAGING ADMIN TOWER TLL1 | Unspecified | Life Support / High Risk | IES | ASP_GE | 62 | 5 | 0 | 2019-11-20 | Canyons/Desert
15400-Intermountain Medical Center | 21601 | Ultrasound | 15400-Intermountain Medical Center | 21601-Ultrasound | 15400~000000031845 |  | 500474US7 | LE10500002US7 | 15-976 | Scanning Systems, Ultrasonic, | UltraSound | 2520 | GE HEALTHCARE | LOGIQ E10 | 1 | 154D21601A | IM ULTRASOUND TLL1 | Unspecified | Life Support / High Risk |  |  | 76 | 7 | 1 | 2018-09-18 | Canyons/Desert
15400-Intermountain Medical Center | 21601 | Ultrasound | 15400-Intermountain Medical Center | 21601-Ultrasound | 15400~000000041206 | 911014 | 510917US9 | 510917US9 | 15-976 | Scanning Systems, Ultrasonic, | UltraSound | 2521 | GE HEALTHCARE | LOGIQ E10 | 1 | 154D21601A | IM ULTRASOUND TLL1 | Unspecified | Life Support / High Risk | IES | ASP_GE | 22 | 5 | 3 | 2023-03-31 | Canyons/Desert
15400-Intermountain Medical Center | 22301 | Anesthesiology | 15400-Intermountain Medical Center | 22104-Operating Rooms | 15400~000000034679 | 853915 | 6046967WXO | LE6046967 | 15-976 | Scanning Systems, Ultrasonic, | UltraSound | 2535 | GE HEALTHCARE | LOGIQ E10 | 1 | 154D22104A | IM OPERATING ROOM TL2 | Unspecified | Life Support / High Risk | IES | ASP_GE | 65 | 5 | 0 | 2019-08-26 | Canyons/Desert
15400-Intermountain Medical Center | 22301 | Anesthesiology | 15400-Intermountain Medical Center | 22301-Anesthesiology | 15400~000000031978 | 837922 | 300483US7 | LE300483 | 15-976 | Scanning Systems, Ultrasonic, | UltraSound | 2536 | GE HEALTHCARE | LOGIQ E10 | 1 | 154D22301A | IM ANESTHESIA TL2 | Common Area | Life Support / High Risk | IES | ASP_GE | 75 | 5 | 0 | 2018-10-11 | Canyons/Desert
37700-Primary Childrens - Lehi | 21102 | Angiography | 37700-Primary Childrens - Lehi | 21102-Angiography | 37700~000000003051 | 919943 | 511451US7 | 511451US7 | 15-976 | Scanning Systems, Ultrasonic, | UltraSound | 2600 | GE HEALTHCARE | LOGIQ E10 | 1 | 377D21102A | PL ANGIOGRAPHY | Unspecified | Life Support / High Risk | IES | ASP_GE | 10 | 5 | 4 | 2024-03-13 | Canyons/Desert
37700-Primary Childrens - Lehi | 21601 | Ultrasound | 37700-Primary Childrens - Lehi | 21601-Ultrasound | 37700~000000002218 | 918079 | 511450US9 |  | 15-976 | Scanning Systems, Ultrasonic, | UltraSound | 2601 | GE HEALTHCARE | LOGIQ E10 | 1 | 377D21601A | PL ULTRASOUND | Unspecified | Life Support / High Risk | IES | ASP_GE | 12 | 5 | 4 | 2024-01-30 | Canyons/Desert
37700-Primary Childrens - Lehi | 21601 | Ultrasound | 37700-Primary Childrens - Lehi | 21601-Ultrasound | 37700~000000003053 | 919955 | 511449US1 | 511449US1 | 15-976 | Scanning Systems, Ultrasonic, | UltraSound | 2602 | GE HEALTHCARE | LOGIQ E10 | 1 | 377D21601A | PL ULTRASOUND | Unspecified | Life Support / High Risk | IES | ASP_GE | 10 | 5 | 4 | 2024-03-13 | Canyons/Desert
40000-Intermountain Medical Group | 74011 | Budge Clinic Radiology | 40000-Intermountain Medical Group | 74011-Budge Clinic Radiology | 40000~000000027321 | 860802 | LE10503246US7 | LE10503246US7 | 15-976 | Scanning Systems, Ultrasonic, | UltraSound | 2646 | GE HEALTHCARE | LOGIQ E10 | 1 | 400D74011A | MG BUDGE CL RADIOLOGY 1ST FLR | Unspecified | Life Support / High Risk | IES | ASP_GE | 57 | 5 | 0 | 2020-04-07 | Canyons/Desert
40000-Intermountain Medical Group | 74113 | Intrmtn Heart Rhythm Specialst | 40000-Intermountain Medical Group | 74113-Intrmtn Heart Rhythm Specialst | 40000~000000034531 | 925917 | 530144US8 |  | 15-976 | Scanning Systems, Ultrasonic, | UltraSound | 2706 | GE HEALTHCARE | LOGIQ E10 | 1 | 400D74113A | MG HEART INST HEART RHYTHM 510 | Unspecified | Life Support / High Risk | IES | ASP_GE | 5 | 5 | 5 | 2024-08-28 | Canyons/Desert
40000-Intermountain Medical Group | 74135 | Salt Lake Clinic - Radiology | 40000-Intermountain Medical Group | 74135-Salt Lake Clinic - Radiology | 40000~000000032614 | 911012 | 510827US9 | 510827US9 | 15-976 | Scanning Systems, Ultrasonic, | UltraSound | 2718 | GE HEALTHCARE | LOGIQ E10 | 1 | 400D74135E | MG SL CLINIC ULTRASOUND | Unspecified | Life Support / High Risk | IES | ASP_GE | 22 | 5 | 3 | 2023-03-02 | Canyons/Desert
40000-Intermountain Medical Group | 74144 | Utah Valley Vascular Surgery | 40000-Intermountain Medical Group | 74153-Utah Valley Heart Lung Vein | 40000~000000031093 | 902571 | 532033USB | 532033USB | 15-976 | Scanning Systems, Ultrasonic, | UltraSound | 2726 | GE HEALTHCARE | LOGIQ E10 | 1 | 400D74153B | MG UVC HEART AND LUNG VEIN 5CD | Unspecified | Life Support / High Risk | IES | ASP_GE | 33 | 5 | 2 | 2022-04-21 | Canyons/Desert
40000-Intermountain Medical Group | 74267 | Vascular and Vein - IMED | 40000-Intermountain Medical Group | 74267-Vascular and Vein - IMED | 40000~000000028506 | 883685 | LE10500172US8 |  | 15-976 | Scanning Systems, Ultrasonic, | UltraSound | 2778 | GE HEALTHCARE | LOGIQ E10 | 1 | 400D74267A | MG VASCULAR VEIN IMED | Unspecified | Life Support / High Risk | IES | ASP_GE | 55 | 5 | 0 | 2020-06-29 | Canyons/Desert
40000-Intermountain Medical Group | 74267 | Vascular and Vein - IMED | 40000-Intermountain Medical Group | 74267-Vascular and Vein - IMED | 40000~000000028507 | 883686 | LE10500166US8 |  | 15-976 | Scanning Systems, Ultrasonic, | UltraSound | 2779 | GE HEALTHCARE | LOGIQ E10 | 1 | 400D74267A | MG VASCULAR VEIN IMED | Unspecified | Life Support / High Risk | IES | ASP_GE | 55 | 5 | 0 | 2020-06-29 | Canyons/Desert
40000-Intermountain Medical Group | 74268 | Vascular and Vein - McKay-Dee | 40000-Intermountain Medical Group | 74268-Vascular and Vein - McKay-Dee | 40000~000000028511 | 886696 | LE1050010103USB | LE1050010103USB | 15-976 | Scanning Systems, Ultrasonic, | UltraSound | 2783 | GE HEALTHCARE | LOGIQ E10 | 1 | 400D74268A | MG VASCULAR AND VEIN MCKAY DEE | Unspecified | Life Support / High Risk | IES | ASP_GE | 55 | 5 | 0 | 2020-06-29 | Canyons/Desert
40000-Intermountain Medical Group | 74303 | Bountiful Imaging | 40000-Intermountain Medical Group | 74303-Bountiful Imaging | 40000~000000032615 | 911011 | 510826US9 | 510826US9 | 15-976 | Scanning Systems, Ultrasonic, | UltraSound | 2793 | GE HEALTHCARE | LOGIQ E10 | 1 | 400D74303A | MG BOUNTIFUL IMAGING L1 | Unspecified | Life Support / High Risk | IES | ASP_GE | 22 | 5 | 3 | 2023-03-03 | Canyons/Desert
43100-Intermountain MS NV LLC | 79308 | PCC Pahrump MOB | 43100-Intermountain MS NV LLC | 79180-ICC Pahrump Calvada | 43100~000000001416 | 752473 | 126780WX6 | 16481 | 15-976 | Scanning Systems, Ultrasonic, | UltraSound | 2815 | GE HEALTHCARE | LOGIQ E10 | 1 | 431D79180A | NV PAHRUMP CLINIC IC | Unspecified | Life Support / High Risk | SGRH_CE | NEVADA | 29 | 5 | 3 | 2022-08-29 | Canyons/Desert
44000-Saltzer Medical Group Inc | 79715 | Ten Mile Imaging | 44000-Saltzer Medical Group Inc | 79715-Ten Mile Imaging | 44000~000000001185 | 888372 | TBD003 |  | 15-976 | Scanning Systems, Ultrasonic, | UltraSound | 2838 | GE HEALTHCARE | LOGIQ E10 | 1 | 440D79715A | SZ TEN MILE IMAGING | Unspecified | Life Support / High Risk | IES | ASP_GE | 37 | 5 | 2 | 2021-12-09 | Canyons/Desert
11600-Alta View Hospital | 21401 | Computed Tomography - CT | 11600-Alta View Hospital | 21401-Computed Tomography - CT | 11600~000000006114 |  |  |  | 15-976 | Scanning Systems, Ultrasonic, | UltraSound | 1906 | GE HEALTHCARE | LOGIQ E9 | 1 | 116D21401A | AV COMPUTED TOMOGRAPHY | Unspecified | Life Support / High Risk |  |  | 74 | 5 | 0 | 2018-11-07 | Canyons/Desert
11600-Alta View Hospital | 21601 | Ultrasound | 11600-Alta View Hospital | 21601-Ultrasound | 11600~000000002676 | 436401 | 102152US6 | LE9102152 | 15-976 | Scanning Systems, Ultrasonic, | UltraSound | 1907 | GE HEALTHCARE | LOGIQ E9 | 1 | 116D21601A | AV ULTRASOUND | Common Area | Life Support / High Risk | IES | ASP_GE | 170 | 5 | 0 | 2010-11-09 | Canyons/Desert
11800-American Fork Hospital | 21601 | Ultrasound | 11800-American Fork Hospital | 21601-Ultrasound | 11800~000000001439 | 449223 | LE9104598 | LE9104598 | 15-976 | Scanning Systems, Ultrasonic, | UltraSound | 1930 | GE HEALTHCARE | LOGIQ E9 | 1 | 118D21601A | AF ULTRASOUND | Common Area | Life Support / High Risk | IES | ASP_GE | 166 | 5 | 0 | 2011-03-31 | Canyons/Desert
11800-American Fork Hospital | 21601 | Ultrasound | 11800-American Fork Hospital | 21601-Ultrasound | 11800~000000008317 | 918658 | 236146US6 |  | 15-976 | Scanning Systems, Ultrasonic, | UltraSound | 1933 | GE HEALTHCARE | LOGIQ E9 | 1 | 118D21601A | AF ULTRASOUND | Common Area | Life Support / High Risk | IES | ASP_GE | 11 | 5 | 4 | 2024-02-07 | Canyons/Desert
12000-Bear River Valley Hospital | 21101 | Radiology | 12000-Bear River Valley Hospital | 32317-Plant Operation | 12000~000000001152 | 812543 | LE9200627US6 | LE9200627US6 | 15-976 | Scanning Systems, Ultrasonic, | UltraSound | 1946 | GE HEALTHCARE | LOGIQ E9 | 1 | 120D32317A | BR PLANT OPERATIONS | Common Area | Life Support / High Risk | IES | ASP_GE | 106 | 5 | 0 | 2016-03-16 | Canyons/Desert
12200-Cassia Regional Hospital | 21601 | Ultrasound | 12200-Cassia Regional Hospital | 21101-Radiology | 12200~000000000658 | 530109 | 104711US7 | LE9R104711 | 15-976 | Scanning Systems, Ultrasonic, | UltraSound | 1955 | GE HEALTHCARE | LOGIQ E9 | 1 | 122D21101A | CA RADIOLOGY | Ultrasound 7 | Life Support / High Risk | IES | ASP_GE | 145 | 5 | 0 | 2013-01-01 | Canyons/Desert
12500-Delta Community Hospital | 21101 | Radiology | 12500-Delta Community Hospital | 21101-Radiology | 12500~000000000630 | 810927 | LE9125462 | LE9125462 | 15-976 | Scanning Systems, Ultrasonic, | UltraSound | 1963 | GE HEALTHCARE | LOGIQ E9 | 1 | 125D21101A | DL XRAY | Unspecified | Life Support / High Risk | IES | ASP_GE | 130 | 5 | 0 | 2014-03-21 | Canyons/Desert
12500-Delta Community Hospital | 21601 | Ultrasound | 12500-Delta Community Hospital | 21101-Radiology | 12500~000000000723 |  |  |  | 15-976 | Scanning Systems, Ultrasonic, | UltraSound | 1965 | GE HEALTHCARE | LOGIQ E9 | 1 | 125D21101A | DL XRAY | Unspecified | Life Support / High Risk |  |  | 106 | 5 | 0 | 2016-03-18 | Canyons/Desert
12600-St George Regional Hospital | 21601 | Ultrasound | 12600-St George Regional Hospital | 21001-Imaging Administration | 12600~000000013265 | 801041 | LE9200144 | LE9200144 | 15-976 | Scanning Systems, Ultrasonic, | UltraSound | 2020 | GE HEALTHCARE | LOGIQ E9 | 1 | 126D21001A | SG IMAGING ADMIN RR | Unspecified | Life Support / High Risk | IES | ASP_GE | 115 | 5 | 0 | 2015-06-23 | Canyons/Desert
12600-St George Regional Hospital | 21601 | Ultrasound | 12600-St George Regional Hospital | 21601-Ultrasound | 12600~000000014870 | 817087 | 202453US6 | LE9202453US6 | 15-976 | Scanning Systems, Ultrasonic, | UltraSound | 2023 | GE HEALTHCARE | LOGIQ E9 | 1 | 126D21601A | SG ULTRASOUND | Ultrasound Rm 2 | Life Support / High Risk | IES | ASP_GE | 94 | 5 | 0 | 2017-03-31 | Canyons/Desert
12600-St George Regional Hospital | 21601 | Ultrasound | 40000-Intermountain Medical Group | 74032-Womens Health Specialists | 12600~000000005311 | 490636 | 114579US6 | LE9114579 | 15-976 | Scanning Systems, Ultrasonic, | UltraSound | 2029 | GE HEALTHCARE | LOGIQ E9 | 1 | 400D74032A | MG WOMENS HEALTH SPECIALISTS | Unspecified | Life Support / High Risk | IES | ASP_GE | 229 | 5 | 0 | 2005-12-15 | Canyons/Desert
12600-St George Regional Hospital | 21601 | Ultrasound | 40000-Intermountain Medical Group | 74034-St George Hospitalists | 12600~000000003696 | 457301 | 101673US2 | LE9101673 | 15-976 | Scanning Systems, Ultrasonic, | UltraSound | 2030 | GE HEALTHCARE | LOGIQ E9 | 1 | 400D74034A | MG HOSPITALISTS SG | Imaging Ultrasound | Life Support / High Risk | IES | ASP_GE | 173 | 5 | 0 | 2010-09-01 | Canyons/Desert
12700-Fillmore Community Hospital | 21601 | Ultrasound | 12700-Fillmore Community Hospital | 21101-Radiology | 12700~000000000583 | 806296 | 454042WX3 | LE9125790 | 15-976 | Scanning Systems, Ultrasonic, | UltraSound | 2051 | GE HEALTHCARE | LOGIQ E9 | 1 | 127D21101A | FL RADIOLOGY | Unspecified | Life Support / High Risk | IES | ASP_GE | 109 | 5 | 0 | 2015-12-09 | Canyons/Desert
12700-Fillmore Community Hospital | 21601 | Ultrasound | Unspecified-Unspecified | __NOT_APPLICABLE__-Unspecified | 12700~000000000511 |  |  |  | 15-976 | Scanning Systems, Ultrasonic, | UltraSound | 2052 | GE HEALTHCARE | LOGIQ E9 | 1 | Unspecified | Unspecified | Unspecified | Life Support / High Risk |  |  | 130 | 7 | 0 | 2014-03-19 | Canyons/Desert
12900-Layton Hospital | 21601 | Ultrasound | 12900-Layton Hospital | 21601-Ultrasound | 12900~000000003530 | 483236 | 108853US3 | LE9108853 | 15-976 | Scanning Systems, Ultrasonic, | UltraSound | 2107 | GE HEALTHCARE | LOGIQ E9 | 1 | 129D21601A | LA ULTRASOUND | Unspecified | Life Support / High Risk | IES | ASP_GE | 158 | 5 | 0 | 2011-12-01 | Canyons/Desert
13000-Logan Regional Hospital | 20501 | Cardiovascular Lab | 13800-Primary Childrens Hospital | 70508-Colorectal Clinic | 13000~000000012145 | 520582 | LE9113427 | LE9113427 | 15-976 | Scanning Systems, Ultrasonic, | UltraSound | 2124 | GE HEALTHCARE | LOGIQ E9 | 1 | 138D70508A | PC ECCLES COLORECTAL CLINIC | Unspecified | Life Support / High Risk | IES | ASP_GE | 145 | 5 | 0 | 2012-12-31 | Canyons/Desert
13000-Logan Regional Hospital | 21001 | Imaging Administration | 13000-Logan Regional Hospital | __NOT_APPLICABLE__-Unspecified | 13000~000000004993 | 726128 | 133244US4 | LE9133244 | 15-976 | Scanning Systems, Ultrasonic, | UltraSound | 2128 | GE HEALTHCARE | LOGIQ E9 | 1 | 130S00000A | IH LOGAN REGIONAL HOSPITAL | Unspecified | Life Support / High Risk | IES | ASP_GE | 122 | 7 | 0 | 2014-11-17 | Canyons/Desert
13000-Logan Regional Hospital | 21601 | Ultrasound | 13000-Logan Regional Hospital | 21601-Ultrasound | 13000~000000003197 | 551589 | 118048US8 | LE9118048 | 15-976 | Scanning Systems, Ultrasonic, | UltraSound | 2129 | GE HEALTHCARE | LOGIQ E9 | 1 | 130D21601A | LO ULTRASOUND | Us 2 | Life Support / High Risk | IES | ASP_GE | 139 | 5 | 0 | 2013-06-20 | Canyons/Desert
13000-Logan Regional Hospital | 21601 | Ultrasound | 13000-Logan Regional Hospital | 21601-Ultrasound | 13000~000000003198 | 551588 | 118044US7 | LE9118044 | 15-976 | Scanning Systems, Ultrasonic, | UltraSound | 2130 | GE HEALTHCARE | LOGIQ E9 | 1 | 130D21601A | LO ULTRASOUND | Us 1 | Life Support / High Risk | IES | ASP_GE | 139 | 5 | 0 | 2013-06-20 | Canyons/Desert
13200-McKay-Dee Hospital Center | 21001 | Imaging Administration | 13200-McKay-Dee Hospital Center | 21001-Imaging Administration | 13200~000000020934 | 849856 | 202358US6 |  | 15-976 | Scanning Systems, Ultrasonic, | UltraSound | 2183 | GE HEALTHCARE | LOGIQ E9 | 1 | 132D21001A | MK ADMIN IMAGING L3 | Unspecified | Life Support / High Risk | IES | ASP_GE | 67 | 5 | 0 | 2019-06-12 | Canyons/Desert
13200-McKay-Dee Hospital Center | 21102 | Angiography | 13200-McKay-Dee Hospital Center | 21102-Angiography | 13200~000000009049 | 506945 | 111598US9 | LE9111598 | 15-976 | Scanning Systems, Ultrasonic, | UltraSound | 2184 | GE HEALTHCARE | LOGIQ E9 | 1 | 132D21102A | MK ANGIO 1ST FLR | Unspecified | Life Support / High Risk | IES | ASP_GE | 151 | 7 | 0 | 2012-06-06 | Canyons/Desert
13200-McKay-Dee Hospital Center | 21601 | Ultrasound | 13200-McKay-Dee Hospital Center | 21001-Imaging Administration | 13200~000000018060 | 816951 | 111598US9 | LE9202358US6 | 15-976 | Scanning Systems, Ultrasonic, | UltraSound | 2192 | GE HEALTHCARE | LOGIQ E9 | 1 | 132D21001A | MK ADMIN IMAGING L3 | Unspecified | Life Support / High Risk | IES | ASP_GE | 94 | 5 | 0 | 2017-03-14 | Canyons/Desert
13200-McKay-Dee Hospital Center | 21601 | Ultrasound | 13200-McKay-Dee Hospital Center | 21601-Ultrasound | 13200~000000010056 | 571479 | 122663US8 | LE9122663 | 15-976 | Scanning Systems, Ultrasonic, | UltraSound | 2193 | GE HEALTHCARE | LOGIQ E9 | 1 | 132D21601A | MK ULTRASOUND 1ST FLR | Common Area | Life Support / High Risk | IES | ASP_GE | 133 | 5 | 0 | 2013-12-12 | Canyons/Desert
13800-Primary Childrens Hospital | 21601 | Ultrasound | 13800-Primary Childrens Hospital | 21101-Radiology | 13800~000000021111 | 726143 | 136182US3 | LE9136182 | 15-976 | Scanning Systems, Ultrasonic, | UltraSound | 2258 | GE HEALTHCARE | LOGIQ E9 | 1 | 138D21101A | PC MEDICAL IMAGING 1ST FLR W | Ultrasound Rm 2 | Life Support / High Risk | IES | ASP_GE | 120 | 5 | 0 | 2015-01-14 | Canyons/Desert
13800-Primary Childrens Hospital | 21601 | Ultrasound | 13800-Primary Childrens Hospital | 21101-Radiology | 13800~000000021112 | 726144 | 136183US1 | LE9136183 | 15-976 | Scanning Systems, Ultrasonic, | UltraSound | 2259 | GE HEALTHCARE | LOGIQ E9 | 1 | 138D21101A | PC MEDICAL IMAGING 1ST FLR W | Ultrasound Rm 3 | Life Support / High Risk | IES | ASP_GE | 120 | 5 | 0 | 2015-01-14 | Canyons/Desert
13800-Primary Childrens Hospital | 21601 | Ultrasound | 13800-Primary Childrens Hospital | 21101-Radiology | 13800~000000021113 | 726151 | 136180US7 | LE9136180 | 15-976 | Scanning Systems, Ultrasonic, | UltraSound | 2260 | GE HEALTHCARE | LOGIQ E9 | 1 | 138D21101A | PC MEDICAL IMAGING 1ST FLR W | Ultrasound Rm 3 | Life Support / High Risk | IES | ASP_GE | 120 | 5 | 0 | 2015-01-14 | Canyons/Desert
13800-Primary Childrens Hospital | 21601 | Ultrasound | 37500-Primary Childrens - Riverton | 21101-Radiology | 13800~000000021110 | 726142 | 136181US5 | LE9136181 | 15-976 | Scanning Systems, Ultrasonic, | UltraSound | 2262 | GE HEALTHCARE | LOGIQ E9 | 1 | 375D21101A | PR RADIOLOGY | Recovery Nurse Station | Life Support / High Risk | IES | ASP_GE | 120 | 5 | 0 | 2015-01-14 | Canyons/Desert
13900-Riverton Hospital | 21101 | Radiology | 13900-Riverton Hospital | 21101-Radiology | 13900~000000008859 | 455764 | 1003334YM8 | LE9101166 | 15-976 | Scanning Systems, Ultrasonic, | UltraSound | 2290 | GE HEALTHCARE | LOGIQ E9 | 1 | 139D21101A | RV RADIOLOGY | Unspecified | Life Support / High Risk | IES | ASP_GE | 174 | 5 | 0 | 2010-08-01 | Canyons/Desert
13900-Riverton Hospital | 21601 | Ultrasound | 13900-Riverton Hospital | 21601-Ultrasound | 13900~000000005302 | 814979 | LE9202100US6 | LE9202100US6 | 15-976 | Scanning Systems, Ultrasonic, | UltraSound | 2294 | GE HEALTHCARE | LOGIQ E9 | 1 | 139D21601A | RV ULTRASOUND | Common Area | Life Support / High Risk | IES | ASP_GE | 97 | 5 | 0 | 2016-12-19 | Canyons/Desert
14400-Utah Valley Hospital | 21601 | Ultrasound | 14400-Utah Valley Hospital | 21601-Ultrasound | 14400~000000015046 | 808984 | LE9201006US6 | LE9201006US6 | 15-976 | Scanning Systems, Ultrasonic, | UltraSound | 2374 | GE HEALTHCARE | LOGIQ E9 | 1 | 144D21601A | UV ULTRASOUND | Common Area | Life Support / High Risk | IES | ASP_GE | 103 | 5 | 0 | 2016-06-13 | Canyons/Desert
14400-Utah Valley Hospital | 21601 | Ultrasound | 14400-Utah Valley Hospital | 21601-Ultrasound | 14400~000000022603 | 868645 | LE10501137US7 |  | 15-976 | Scanning Systems, Ultrasonic, | UltraSound | 2376 | GE HEALTHCARE | LOGIQ E9 | 1 | 144D21601A | UV ULTRASOUND | Unspecified | Life Support / High Risk | IES | ASP_GE | 53 | 5 | 1 | 2020-08-14 | Canyons/Desert
14600-Cedar City Hospital | 14010 | Mom Baby Unit | 14600-Cedar City Hospital | 14010-Mom Baby Unit | 14600~000000000936 | 490470 | 111354US3 | LE9111351 | 15-976 | Scanning Systems, Ultrasonic, | UltraSound | 2418 | GE HEALTHCARE | LOGIQ E9 | 1 | 146D14010A | CC MATERNITY NURSNG | Obstetrics Room 153 | Life Support / High Risk | IES | ASP_GE | 152 | 5 | 0 | 2012-05-24 | Canyons/Desert
15400-Intermountain Medical Center | 21601 | Ultrasound | 11300-Supply Chain Organization | 32213-Asset Recovery - SLC | 15400~000000033081 | 436400 | 102145US0 | LE9102145 | 15-976 | Scanning Systems, Ultrasonic, | UltraSound | 2514 | GE HEALTHCARE | LOGIQ E9 | 1 | 113D32213C | SC ASSET RECOVERY AIRPORT WHS | Received | Life Support / High Risk | IES | ASP_GE | 170 | 5 | 0 | 2010-11-09 | Canyons/Desert
15400-Intermountain Medical Center | 21601 | Ultrasound | 15400-Intermountain Medical Center | 21601-Ultrasound | 15400~000000024464 | 808731 | 126611US3 | LE9126611 | 15-976 | Scanning Systems, Ultrasonic, | UltraSound | 2519 | GE HEALTHCARE | LOGIQ E9 | 1 | 154D21601A | IM ULTRASOUND TLL1 | Unspecified | Life Support / High Risk | IES | ASP_GE | 124 | 5 | 0 | 2014-09-17 | Canyons/Desert
15400-Intermountain Medical Center | 21611 | Ultrasound TOSH | 37000-The Orthopedic Specialty Hosp | 21601-Ultrasound | 15400~000000042513 | 728061 | 133911US8 | LE9133911 | 15-976 | Scanning Systems, Ultrasonic, | UltraSound | 2525 | GE HEALTHCARE | LOGIQ E9 | 1 | 370D21601A | TO ULTRASOUND BLDG 4 L1 | Unspecified | Life Support / High Risk | IES | ASP_GE | 120 | 5 | 0 | 2015-01-06 | Canyons/Desert
18200-Garfield Memorial Hospital | 21101 | Radiology | 18200-Garfield Memorial Hospital | 21101-Radiology | 18200~000000000538 | 808262 | LE9200525US6 | LE9200525US6 | 15-976 | Scanning Systems, Ultrasonic, | UltraSound | 2576 | GE HEALTHCARE | LOGIQ E9 | 1 | 182D21101A | GF RADIOLOGY | Radiology | Life Support / High Risk | IES | ASP_GE | 106 | 5 | 0 | 2016-03-07 | Canyons/Desert
27000-Rehabilitation Services | 28418 | PTR - Ortho - Alta View | 11600-Alta View Hospital | 28837-Physical Therapy Ortho - OP | 27000~000000001470 | 916760 | LP9480067 |  | 15-976 | Scanning Systems, Ultrasonic, | UltraSound | 2580 | GE HEALTHCARE | LOGIQ E9 | 1 | 116D28837A | AV PHYSICAL THERAPY ORTHO OP | Unspecified | Life Support / High Risk | IES | ASP_GE | 12 | 5 | 4 | 2024-01-05 | Canyons/Desert
37600-Primary Childrens - Layton | 21101 | Radiology | 13800-Primary Childrens Hospital | 21102-Angiography | 37600~000000000110 | 821319 | 203179US6 | LE9203179US6 | 15-976 | Scanning Systems, Ultrasonic, | UltraSound | 2593 | GE HEALTHCARE | LOGIQ E9 | 1 | 138D21102A | PC SPEC PROCEDURE LAB 1 FLR W | Unspecified | Life Support / High Risk | IES | ASP_GE | 88 | 7 | 0 | 2017-09-20 | Canyons/Desert
40000-Intermountain Medical Group | 42944 | Alta View Clinic Admin | 11600-Alta View Hospital | 21101-Radiology | 40000~000000022532 | 825168 | 203829US6 | LE9203829US6 | 15-976 | Scanning Systems, Ultrasonic, | UltraSound | 2610 | GE HEALTHCARE | LOGIQ E9 | 1 | 116D21101A | AV RADIOLOGY | Unspecified | Life Support / High Risk | IES | ASP_GE | 84 | 5 | 0 | 2018-01-24 | Canyons/Desert
40000-Intermountain Medical Group | 73020 | North Ogden Clinic | 40000-Intermountain Medical Group | 73020-North Ogden Clinic | 40000~000000016229 | 731998 | LE9137982 | LE9137982 | 15-976 | Scanning Systems, Ultrasonic, | UltraSound | 2626 | GE HEALTHCARE | LOGIQ E9 | 1 | 400D73020A | MG N OG FAMILY PRAC CLINIC | Common Area | Life Support / High Risk | IES | ASP_GE | 116 | 5 | 0 | 2015-05-20 | Canyons/Desert
40000-Intermountain Medical Group | 73077 | Fillmore Clinic | 40000-Intermountain Medical Group | 73077-Fillmore Clinic | 40000~000000023704 | 855988 | LP9R002191 | LP9R002191 | 15-976 | Scanning Systems, Ultrasonic, | UltraSound | 2641 | GE HEALTHCARE | LOGIQ E9 | 1 | 400D73077A | MG FILLMORE CLINIC | Unspecified | Life Support / High Risk | IES | ASP_GE | 79 | 5 | 0 | 2018-06-06 | Canyons/Desert
40000-Intermountain Medical Group | 74214 | SL Clinic - Rheumatology | 40000-Intermountain Medical Group | 74174-Salt Lake Clinic Admin | 40000~000000020839 | 817789 | LE610102 | LE610102 | 15-976 | Scanning Systems, Ultrasonic, | UltraSound | 2761 | GE HEALTHCARE | LOGIQ E9 | 1 | 400D74174A | MG SALT LAKE CLINIC | Common Area | Life Support / High Risk | IES | ASP_GE | 93 | 5 | 0 | 2017-04-05 | Canyons/Desert
40000-Intermountain Medical Group | 74268 | Vascular and Vein - McKay-Dee | 40000-Intermountain Medical Group | 74268-Vascular and Vein - McKay-Dee | 40000~000000022712 | 826589 | LP9001668 | LP9001668 | 15-976 | Scanning Systems, Ultrasonic, | UltraSound | 2782 | GE HEALTHCARE | LOGIQ E9 | 1 | 400D74268A | MG VASCULAR AND VEIN MCKAY DEE | Unspecified | Life Support / High Risk | IES | ASP_GE | 86 | 5 | 0 | 2017-11-22 | Canyons/Desert
40000-Intermountain Medical Group | 74315 | Layton Clinic Radiology | 40000-Intermountain Medical Group | 73072-Layton Clinic | 40000~000000026103 | 800194 | 13547USO | LE9135457 | 15-976 | Scanning Systems, Ultrasonic, | UltraSound | 2799 | GE HEALTHCARE | LOGIQ E9 | 1 | 400D73072A | MG LAYTON CLINIC | Ultra Sound Rm | Life Support / High Risk | IES | ASP_GE | 121 | 5 | 0 | 2014-12-10 | Canyons/Desert
40000-Intermountain Medical Group | 74055 | McKay-Dee ENT Clinic | 40000-Intermountain Medical Group | 74046-McKay Endocrine and Diabetes | 40000~000000006211 | 488001 | 181519SU0 | LP6181519 | 15-976 | Scanning Systems, Ultrasonic, | UltraSound | 2673 | GE HEALTHCARE | LOGIQ P6 | 1 | 400D74046A | MG MK ENDOCRINE DIABETES 3630 | Ste3630EndocrineDiabetesExam 3 | Life Support / High Risk | IES | ASP_GE | 147 | 5 | 0 | 2012-10-02 | Canyons/Desert
12800-LDS Hospital | 22001 | Same Day Surgery | 12800-LDS Hospital | 22001-Same Day Surgery | 12800~000000014786 | 856942 | RLP9003973 | RLP9003973 | 15-976 | Scanning Systems, Ultrasonic, | UltraSound | 2080 | GE HEALTHCARE | LOGIQ P9 | 1 | 128D22001A | LD SAMEDAY SHORT STAY L3 | Unspecified | Non Life Support | IES | ASP_GE | 61 | 5 | 0 | 2019-12-12 | Canyons/Desert
14300-Park City Hospital | 22104 | Operating Rooms | 14300-Park City Hospital | 22104-Operating Rooms | 14300~000000004352 | 912425 | LP9490380 | LP9490380 | 15-976 | Scanning Systems, Ultrasonic, | UltraSound | 2326 | GE HEALTHCARE | LOGIQ P9 | 1 | 143D22104A | PK OPERATING ROOM | Unspecified | Non Life Support | PKMC_CE | PKCREW3_CE | 17 | 5 | 4 | 2023-09-01 | Canyons/Desert
27000-Rehabilitation Services | 31003 | Pain Management | 27000-Rehabilitation Services | 31003-Pain Management | 27000~000000001417 | 926623 | LP9490592 |  | 15-976 | Scanning Systems, Ultrasonic, | UltraSound | 2583 | GE HEALTHCARE | LOGIQ P9 | 1 | 270D31003A | PTR PAIN MANAGEMENT | Unspecified | Non Life Support | UVH_CE | UVCREW3_CE | 4 | 5 | 5 | 2024-09-25 | Canyons/Desert
40000-Intermountain Medical Group | 32215 | Clinical Engineering | 40000-Intermountain Medical Group | 74089-CW Endocrine and Diabetes Ctr | 40000~000000031579 | 901901 | LP9R001055 | LP9R001055 | 15-976 | Scanning Systems, Ultrasonic, | UltraSound | 2604 | GE HEALTHCARE | LOGIQ P9 | 1 | 400S74089A | COTTONWOOD ENDO AND DIAB CL | Unspecified | Non Life Support | MG_SLV_CE | SOUTH | 26 | 5 | 3 | 2022-11-22 | Canyons/Desert
40000-Intermountain Medical Group | 74013 | Logan Regional Orthopedics | 40000-Intermountain Medical Group | 74013-Logan Regional Orthopedics | 40000~000000029010 | 873277 | LP9370594 |  | 15-976 | Scanning Systems, Ultrasonic, | UltraSound | 2650 | GE HEALTHCARE | LOGIQ P9 | 1 | 400D74013A | MG BUDGE CLINIC ORTHOPEDICS | Unspecified | Non Life Support | IES | ASP_GE OEC | 49 | 5 | 1 | 2020-12-18 | Canyons/Desert
40000-Intermountain Medical Group | 74013 | Logan Regional Orthopedics | 40000-Intermountain Medical Group | 74013-Logan Regional Orthopedics | 40000~000000033644 | 920038 | LP9490535 |  | 15-976 | Scanning Systems, Ultrasonic, | UltraSound | 2651 | GE HEALTHCARE | LOGIQ P9 | 1 | 400D74013B | MG BUDGE CLINIC ORTHO SPINE | Unspecified | Non Life Support | IES | ASP_GE | 10 | 5 | 4 | 2024-03-20 | Canyons/Desert
40000-Intermountain Medical Group | 74115 | Park City Specialty Clinic | 40000-Intermountain Medical Group | 74115-Park City Specialty Clinic | 40000~000000028707 | 912457 | LP9370440 |  | 15-976 | Scanning Systems, Ultrasonic, | UltraSound | 2711 | GE HEALTHCARE | LOGIQ P9 | 1 | 400D74115A | MG PARK CITY SPECIALTY CLINIC | Unspecified | Non Life Support | PKMC_CE | PKCREW1_CE | 53 | 5 | 1 | 2020-08-11 | Canyons/Desert
40000-Intermountain Medical Group | 74139 | Utah Valley Sports Medicine | 40000-Intermountain Medical Group | 74139-Utah Valley Sports Medicine | 40000~000000026746 | 856758 | LP9370077 | LP9370077 | 15-976 | Scanning Systems, Ultrasonic, | UltraSound | 2719 | GE HEALTHCARE | LOGIQ P9 | 1 | 400D74139A | MG UV SPORTS MEDICINE | Unspecified | Non Life Support | IES | ASP_GE | 62 | 5 | 0 | 2019-11-04 | Canyons/Desert
40000-Intermountain Medical Group | 74154 | Utah Valley Phys Med and Rehab | 40000-Intermountain Medical Group | 74154-Utah Valley Phys Med and Rehab | 40000~000000034720 | 926625 | LP9490591 |  | 15-976 | Scanning Systems, Ultrasonic, | UltraSound | 2729 | GE HEALTHCARE | LOGIQ P9 | 1 | 400D74154A | MG UV PHYSICAL MED REHAB 8B | Unspecified | Non Life Support | UVH_CE | UVCREW3_CE | 4 | 5 | 5 | 2024-09-25 | Canyons/Desert
40000-Intermountain Medical Group | 74177 | McKay-Dee Ortho and Sports Med | 40000-Intermountain Medical Group | 74177-McKay-Dee Ortho and Sports Med | 40000~000000029401 | 887850 | LP9370592 |  | 15-976 | Scanning Systems, Ultrasonic, | UltraSound | 2754 | GE HEALTHCARE | LOGIQ P9 | 1 | 400D74177A | MG MCKAY DEE ORTHO SPORTS MED | Unspecified | Non Life Support | IES | ASP_GE | 50 | 5 | 1 | 2020-11-30 | Canyons/Desert
40000-Intermountain Medical Group | 74177 | McKay-Dee Ortho and Sports Med | 40000-Intermountain Medical Group | 74177-McKay-Dee Ortho and Sports Med | 40000~000000030760 | 893056 | LP9480305 |  | 15-976 | Scanning Systems, Ultrasonic, | UltraSound | 2755 | GE HEALTHCARE | LOGIQ P9 | 1 | 400D74177A | MG MCKAY DEE ORTHO SPORTS MED | Unspecified | Non Life Support | IES | ASP_GE | 34 | 5 | 2 | 2022-03-15 | Canyons/Desert
40000-Intermountain Medical Group | 74199 | Chronic Pain Mgmt - Layton | 40000-Intermountain Medical Group | 73072-Layton Clinic | 40000~000000032910 | 912326 | LP9490381 | LP9490381 | 15-976 | Scanning Systems, Ultrasonic, | UltraSound | 2759 | GE HEALTHCARE | LOGIQ P9 | 1 | 400D73072A | MG LAYTON CLINIC | Family Practice 2nd So Ex 4 | Non Life Support | IES | ASP_GE | 15 | 5 | 4 | 2023-10-06 | Canyons/Desert
40000-Intermountain Medical Group | 74264 | Utah Valley Pain Management | 40000-Intermountain Medical Group | 74264-Utah Valley Pain Management | 40000~000000033470 | 916629 | LP9490467 |  | 15-976 | Scanning Systems, Ultrasonic, | UltraSound | 2774 | GE HEALTHCARE | LOGIQ P9 | 1 | 400D74264A | MG UV PAIN MGMT 8D STE803 | Standby Equipment | Non Life Support | IES | ASP_GE OEC | 12 | 5 | 4 | 2024-01-03 | Canyons/Desert
40000-Intermountain Medical Group | 74334 | Spanish Fork Ortho Sports Med | 40000-Intermountain Medical Group | 74334-Spanish Fork Ortho Sports Med | 40000~000000029372 | 879872 | LP9370741 |  | 15-976 | Scanning Systems, Ultrasonic, | UltraSound | 2800 | GE HEALTHCARE | LOGIQ P9 | 1 | 400D74334A | MG SPANISH FORK ORTHO SPRTS MD | Unspecified | Non Life Support | IES | ASP_GE | 45 | 5 | 1 | 2021-04-05 | Canyons/Desert
40000-Intermountain Medical Group | 74348 | Utah Valley Rheumatology | 40000-Intermountain Medical Group | 74348-Utah Valley Rheumatology | 40000~000000033421 | 916667 | LP9490398 |  | 15-976 | Scanning Systems, Ultrasonic, | UltraSound | 2805 | GE HEALTHCARE | LOGIQ P9 | 1 | 400D74348A | MG UV RHEUMATOLOGY | Unspecified | Non Life Support | UVH_CE | UVCREW3_CE | 12 | 5 | 4 | 2024-01-09 | Canyons/Desert
18200-Garfield Memorial Hospital | 14001 | Labor and Delivery Rooms | 18200-Garfield Memorial Hospital | 14001-Labor and Delivery Rooms | 18200~000000000435 | 487845 | 9310WG4 | 801763UL | 15-976 | Scanning Systems, Ultrasonic, | UltraSound | 2574 | GE HEALTHCARE | RT 3200 | 1 | 182D14001A | GF LABOR DELIVERY | Standby L-D | Life Support / High Risk | IES | ASP_GE | 156 | 5 | 0 | 2012-01-10 | Canyons/Desert
40000-Intermountain Medical Group | 73072 | Layton Clinic | 40000-Intermountain Medical Group | 73072-Layton Clinic | 40000~000000021486 | 821356 | VEN50607192 | VEN50607192 | 18-143 | Scanning Systems, Ultrasonic, | UltraSound | 2638 | GE HEALTHCARE | VENUE 50 | 1 | 400D73072A | MG LAYTON CLINIC | Unspecified | Life Support / High Risk | IES | ASP_GE | 88 | 5 | 0 | 2017-09-22 | Canyons/Desert
15400-Intermountain Medical Center | 22301 | Anesthesiology | 15400-Intermountain Medical Center | 22104-Operating Rooms | 15400~000000031824 | 835554 | 998728WXO | VEN50998912 | 18-143 | Scanning Systems, Ultrasonic, | UltraSound | 2534 | GE HEALTHCARE | VENUE 50 | 1 | 154D22104A | IM OPERATING ROOM TL2 | Common Area | Life Support / High Risk | IES | ASP_GE | 76 | 5 | 0 | 2018-09-04 | Canyons/Desert
14800-Heber Valley Hospital | 21101 | Radiology | 14800-Heber Valley Hospital | 21101-Radiology | 14800~000000001758 | 845664 | 358662WX5 |  | 18-143 | Scanning Systems, Ultrasonic, | UltraSound | 2434 | GE HEALTHCARE | VENUE 50 | 1 | 148D21101A | HV RADIOLOGY | Unspecified | Life Support / High Risk | IES | ASP_GE | 71 | 5 | 0 | 2019-02-07 | Canyons/Desert
14400-Utah Valley Hospital | 20101 | Emergency Department | 14400-Utah Valley Hospital | 20101-Emergency Department | 14400~000000020177 | 748886 | VEB002529 | VEB002529 | 18-143 | Scanning Systems, Ultrasonic, | UltraSound | 2346 | GE HEALTHCARE | VENUE 50 | 1 | 144D20101A | UV EMERGENCY ROOM | Common Areas | Life Support / High Risk | IES | ASP_GE | 69 | 4.9167 | 0 | 2019-04-18 | Canyons/Desert
14300-Park City Hospital | 20101 | Emergency Department | 14300-Park City Hospital | 21801-Nuclear Medicine | 14300~000000002253 | 806295 | 365884WX6 | VEN365884 | 18-143 | Scanning Systems, Ultrasonic, | UltraSound | 2321 | GE HEALTHCARE | VENUE 50 | 1 | 143D21801A | PK NUCLEAR MEDICINE | Nuclear Medicine | Life Support / High Risk | IES | ASP_GE | 119 | 5 | 0 | 2015-02-11 | Canyons/Desert
13800-Primary Childrens Hospital | 22301 | Anesthesiology | 13800-Primary Childrens Hospital | 22104-Operating Rooms | 13800~000000025137 | 827793 | 998629WX0 | VEN50998629 | 18-143 | Scanning Systems, Ultrasonic, | UltraSound | 2265 | GE HEALTHCARE | VENUE 50 | 1 | 138D22104A | PC OR L2 | Unspecified | Life Support / High Risk | IES | ASP_GE | 82 | 7 | 0 | 2018-03-13 | Canyons/Desert
13000-Logan Regional Hospital | 10011 | Intensive Care Unit | 13000-Logan Regional Hospital | 10011-Intensive Care Unit | 13000~000000005967 | 805659 | 460168WX8 | VEN50460168 | 18-143 | Scanning Systems, Ultrasonic, | UltraSound | 2111 | GE HEALTHCARE | VENUE 50 | 1 | 130D10011A | LO INTENSIVE CARE | Standby Icu-Ccu | Life Support / High Risk | IES | ASP_GE | 109 | 5 | 0 | 2015-12-07 | Canyons/Desert
12900-Layton Hospital | 21001 | Imaging Administration | 12900-Layton Hospital | 21001-Imaging Administration | 12900~000000002731 | 839185 | 99812WXO |  | 18-143 | Scanning Systems, Ultrasonic, | UltraSound | 2099 | GE HEALTHCARE | VENUE 50 | 1 | 129D21001A | LA IMAGING ADMINISTRATION | Unspecified | Life Support / High Risk | IES | ASP_GE | 75 | 5 | 0 | 2018-10-25 | Canyons/Desert
12800-LDS Hospital | 22301 | Anesthesiology | 12800-LDS Hospital | 22104-Operating Rooms | 12800~000000011720 | 800187 | 416463WX8 | VEN416463 | 18-143 | Scanning Systems, Ultrasonic, | UltraSound | 2083 | GE HEALTHCARE | VENUE 50 | 1 | 128D22104A | LD OPERATING ROOM L3 | Unspecified | Life Support / High Risk | IES | ASP_GE | 116 | 5 | 0 | 2015-06-01 | Canyons/Desert
12600-St George Regional Hospital | 10011 | Intensive Care Unit | 12600-St George Regional Hospital | 10011-Intensive Care Unit | 12600~000000020248 | 850507 | VEBR002083 | VEBR002083 | 18-143 | Scanning Systems, Ultrasonic, | UltraSound | 1968 | GE HEALTHCARE | VENUE 50 | 1 | 126D10011A | SG ICU RR TST | Unspecified | Life Support / High Risk | IES | ASP_GE | 66 | 5 | 0 | 2019-07-02 | Canyons/Desert
15400-Intermountain Medical Center | 22451 | Endoscopy Lab | 15400-Intermountain Medical Center | 22451-Endoscopy Lab | 15400~000000043845 | 927704 | VFC001275 |  | 18-143 | Scanning Systems, Ultrasonic, | UltraSound | 2538 | GE HEALTHCARE | VENUE FIT | 1 | 154D22451A | IM ENDOSCOPY EL2 | Unspecified | Non Life Support | IES | ASP_GE | 3 | 5.0833 | 5.0833 | 2024-10-28 | Canyons/Desert
12600-St George Regional Hospital | 21301 | Imaging Recovery | 12600-St George Regional Hospital | 21301-Imaging Recovery | 12600~000000025852 | 894347 | VCF001239 | VCF001239 | 18-143 | Scanning Systems, Ultrasonic, | UltraSound | 2019 | GE HEALTHCARE | VENUE FIT | 1 | 126D21301A | DX IMAGING RECOVERY | Imaging Recovery | Non Life Support | IES | ASP_GE | 32 | 5 | 2 | 2022-05-20 | Canyons/Desert
12600-St George Regional Hospital | 20501 | Cardiovascular Lab | 12600-St George Regional Hospital | 20501-Cardiovascular Lab | 12600~000000026595 | 907126 | VDF00532 | VDF00532 | 18-143 | Scanning Systems, Ultrasonic, | UltraSound | 2000 | GE HEALTHCARE | VENUE FIT | 1 | 126D20501A | SG CATH LAB RR | CV Lab Common Area | Non Life Support | IES | ASP_GE | 22 | 5 | 3 | 2023-03-30 | Canyons/Desert
12600-St George Regional Hospital | 20501 | Cardiovascular Lab | 12600-St George Regional Hospital | 20501-Cardiovascular Lab | 12600~000000026594 | 907125 | VDF00358 | VDF000358 | 18-143 | Scanning Systems, Ultrasonic, | UltraSound | 1999 | GE HEALTHCARE | VENUE FIT | 1 | 126D20501A | SG CATH LAB RR | CV Lab Common Area | Non Life Support | IES | ASP_GE | 22 | 5 | 3 | 2023-03-30 | Canyons/Desert
11600-Alta View Hospital | 21101 | Radiology | 11600-Alta View Hospital | 21101-Radiology | 11600~000000009310 | 900026 | VFD000043 | VFD000043 | 18-143 | Scanning Systems, Ultrasonic, | UltraSound | 1904 | GE HEALTHCARE | VENUE FIT | 1 | 116D21101A | AV RADIOLOGY | Unspecified | Non Life Support | IES | ASP_GE | 28 | 5 | 3 | 2022-09-29 | Canyons/Desert
11600-Alta View Hospital | 21101 | Radiology | 11600-Alta View Hospital | 21101-Radiology | 11600~000000009309 | 900025 | VFD000051 | VFD000051 | 18-143 | Scanning Systems, Ultrasonic, | UltraSound | 1903 | GE HEALTHCARE | VENUE FIT | 1 | 116D21101A | AV RADIOLOGY | Unspecified | Non Life Support | IES | ASP_GE | 28 | 5 | 3 | 2022-09-29 | Canyons/Desert
15400-Intermountain Medical Center | 10051 | Intensive Care Neuro and Med | 15400-Intermountain Medical Center | 10051-Intensive Care Neuro and Med | 15400~000000039752 | 895367 | VEB004358 |  | 18-143 | Scanning Systems, Ultrasonic, | UltraSound | 2443 | GE HEALTHCARE | VENUE R2 | 1 | 154D10051A | IM NEURO ICU T4 | Unspecified | Life Support / High Risk | IES | ASP_GE | 31 | 5 | 2 | 2022-06-16 | Canyons/Desert
14800-Heber Valley Hospital | 20101 | Emergency Department | 14800-Heber Valley Hospital | 20101-Emergency Department | 14800~000000002508 | 905992 | VEB002642 |  | 18-143 | Scanning Systems, Ultrasonic, | UltraSound | 2433 | GE HEALTHCARE | VENUE R2 | 1 | 148D20101A | HV EMERGENCY ROOM | Common Area | Life Support / High Risk | HVH_CE | HVHCREW01 | 23 | 5 | 3 | 2023-03-01 | Canyons/Desert
14400-Utah Valley Hospital | 10061 | Intensive Care Shock-Trauma | 14400-Utah Valley Hospital | 10061-Intensive Care Shock-Trauma | 14400~000000022832 | 872274 | VEB004646 |  | 18-143 | Scanning Systems, Ultrasonic, | UltraSound | 2329 | GE HEALTHCARE | VENUE R2 | 1 | 144D10061A | UV NST ICU | Common Area | Life Support / High Risk | IES | ASP_GE | 50 | 5 | 1 | 2020-11-16 | Canyons/Desert
14100-Spanish Fork Hospital | 20101 | Emergency Department | 14100-Spanish Fork Hospital | 20101-Emergency Department | 14100~000000002328 | 878949 | VEB004821 | VEB004821 | 18-143 | Scanning Systems, Ultrasonic, | UltraSound | 2306 | GE HEALTHCARE | VENUE R2 | 1 | 141D20101A | SF EMERGENCY DEPARTMENT | Trauma | Life Support / High Risk | IES | ASP_GE | 46 | 5 | 1 | 2021-03-09 | Canyons/Desert
13200-McKay-Dee Hospital Center | 10011 | Intensive Care Unit | 13200-McKay-Dee Hospital Center | 10011-Intensive Care Unit | 13200~000000022132 | 860604 | VEB003406 | VEB003406 | 18-143 | Scanning Systems, Ultrasonic, | UltraSound | 2144 | GE HEALTHCARE | VENUE R2 | 1 | 132D10011A | MK ICU 2ND FLR | Common Area | Life Support / High Risk | IES | ASP_GE | 58 | 5 | 0 | 2020-03-19 | Canyons/Desert
12000-Bear River Valley Hospital | 20101 | Emergency Department | 12000-Bear River Valley Hospital | 20101-Emergency Department | 12000~000000001505 | 889054 | VEB002487 | VEBR002487 | 18-143 | Scanning Systems, Ultrasonic, | UltraSound | 1943 | GE HEALTHCARE | VENUE R2 | 1 | 120D20101A | BR EMERGENCY ROOM | Unspecified | Life Support / High Risk | IES | ASP_GE OEC | 64 | 5 | 0 | 2019-09-23 | Canyons/Desert
40000-Intermountain Medical Group | 72040 | Heber Instacare | 14800-Heber Valley Hospital | 22107-Post Anesthesia Care Unit-PACU | 40000~000000029549 | 880283 | VGC000145 |  | 18-143 | Scanning Systems, Ultrasonic, | UltraSound | 2618 | GE HEALTHCARE | VENUE R3 | 1 | 148D22107A | HV RECOVERY ROOM | Common Area | Life Support / High Risk | HVH_CE | HVHCREW01 | 46 | 5 | 1 | 2021-03-31 | Canyons/Desert
15400-Intermountain Medical Center | 10061 | Intensive Care Shock-Trauma | 15400-Intermountain Medical Center | 10071-Intensive Care Respiratory | 15400~000000039082 | 894015 | VEC000792 |  | 18-143 | Scanning Systems, Ultrasonic, | UltraSound | 2451 | GE HEALTHCARE | VENUE R3 | 1 | 154D10071A | IM RESPIRATORY ICU T5-S5 | Unspecified | Life Support / High Risk | IMC_CE | IMCCE6 | 32 | 5 | 2 | 2022-05-06 | Canyons/Desert
15400-Intermountain Medical Center | 10051 | Intensive Care Neuro and Med | 15400-Intermountain Medical Center | 10061-Intensive Care Shock-Trauma | 15400~000000038987 | 892129 | VED000696 | VEC000696 | 18-143 | Scanning Systems, Ultrasonic, | UltraSound | 2444 | GE HEALTHCARE | VENUE R3 | 1 | 154D10061A | IM SHOCK TRAUMA T5 | Common Area | Life Support / High Risk | IES | ASP_GE | 34 | 5 | 2 | 2022-03-10 | Canyons/Desert
14600-Cedar City Hospital | 20101 | Emergency Department | 14600-Cedar City Hospital | 20101-Emergency Department | 14600~000000003669 | 895110 | VGC006919 | VGC006919 | 18-143 | Scanning Systems, Ultrasonic, | UltraSound | 2420 | GE HEALTHCARE | VENUE R3 | 1 | 146D20101A | CC EMERGENCY ROOM | Room 14 | Life Support / High Risk | IES | ASP_GE | 32 | 5 | 2 | 2022-05-27 | Canyons/Desert
14600-Cedar City Hospital | 10011 | Intensive Care Unit | 14600-Cedar City Hospital | 11503-Medical and Surgical Nursing | 14600~000000003766 | 895741 | VGC006986 |  | 18-143 | Scanning Systems, Ultrasonic, | UltraSound | 2410 | GE HEALTHCARE | VENUE R3 | 1 | 146D11503A | CC MEDICAL SURG NURSING | MedSurg Equipment Room | Life Support / High Risk | IES | ASP_GE | 31 | 5 | 2 | 2022-06-06 | Canyons/Desert
14400-Utah Valley Hospital | 22301 | Anesthesiology | 14400-Utah Valley Hospital | 22301-Anesthesiology | 14400~000000023008 | 879869 | VGC000164 |  | 18-143 | Scanning Systems, Ultrasonic, | UltraSound | 2393 | GE HEALTHCARE | VENUE R3 | 1 | 144D22301A | UV ANESTHESIOLOGY | Anesthesia Workroom | Life Support / High Risk | IES | IESCREWSC | 46 | 5 | 1 | 2021-04-01 | Canyons/Desert
14400-Utah Valley Hospital | 22301 | Anesthesiology | 14400-Utah Valley Hospital | 22301-Anesthesiology | 14400~000000023007 | 879868 | VGC000165 |  | 18-143 | Scanning Systems, Ultrasonic, | UltraSound | 2392 | GE HEALTHCARE | VENUE R3 | 1 | 144D22301A | UV ANESTHESIOLOGY | Anesthesia Workroom | Life Support / High Risk | IES | IESCREWSC | 46 | 5 | 1 | 2021-04-01 | Canyons/Desert
14400-Utah Valley Hospital | 20501 | Cardiovascular Lab | 14400-Utah Valley Hospital | 20501-Cardiovascular Lab | 14400~000000023606 | 886750 | VGC004011 | VGC004011 | 18-143 | Scanning Systems, Ultrasonic, | UltraSound | 2354 | GE HEALTHCARE | VENUE R3 | 1 | 144D20501A | UV CARDIOVASCULAR LAB | Unspecified | Life Support / High Risk | IES | ASP_MIT | 39 | 5 | 2 | 2021-10-21 | Canyons/Desert
13900-Riverton Hospital | 20101 | Emergency Department | 13900-Riverton Hospital | 20101-Emergency Department | 13900~000000007368 | 879672 | VEC000054 |  | 18-143 | Scanning Systems, Ultrasonic, | UltraSound | 2287 | GE HEALTHCARE | VENUE R3 | 1 | 139D20101A | RV EMERGENCY ROOM | Emt Storage | Life Support / High Risk | IES | ASP_GE | 46 | 5 | 1 | 2021-03-09 | Canyons/Desert
13800-Primary Childrens Hospital | 28101 | Intravenous Therapy | 13800-Primary Childrens Hospital | 28101-Intravenous Therapy | 13800~000000030203 | 881604 | VGC000271 |  | 18-143 | Scanning Systems, Ultrasonic, | UltraSound | 2271 | GE HEALTHCARE | VENUE R3 | 1 | 138D28101B | PC IV TEAM AREA I L3 | Unspecified | Life Support / High Risk | IES | ASP_GE | 44 | 5 | 1 | 2021-05-24 | Canyons/Desert
13800-Primary Childrens Hospital | 28101 | Intravenous Therapy | 13800-Primary Childrens Hospital | 10081-Pediatric Intensive Care | 13800~000000030204 | 881605 | VGC000272 |  | 18-143 | Scanning Systems, Ultrasonic, | UltraSound | 2269 | GE HEALTHCARE | VENUE R3 | 1 | 138D10081A | PC PICU L2 | PICU Common West | Life Support / High Risk | IES | ASP_GE | 44 | 5 | 1 | 2021-05-24 | Canyons/Desert
13800-Primary Childrens Hospital | 22301 | Anesthesiology | 13800-Primary Childrens Hospital | 22104-Operating Rooms | 13800~000000031902 | 899829 | VGC007566 | VGC007566 | 18-143 | Scanning Systems, Ultrasonic, | UltraSound | 2267 | GE HEALTHCARE | VENUE R3 | 1 | 138D22104A | PC OR L2 | OR Equipment Store Room | Life Support / High Risk | IES | ASP_GE | 28 | 5 | 3 | 2022-09-30 | Canyons/Desert
13800-Primary Childrens Hospital | 22301 | Anesthesiology | 13800-Primary Childrens Hospital | 22104-Operating Rooms | 13800~000000031901 | 899828 | VGC007564 | VGC007564 | 18-143 | Scanning Systems, Ultrasonic, | UltraSound | 2266 | GE HEALTHCARE | VENUE R3 | 1 | 138D22104A | PC OR L2 | OR Equipment Store Room | Life Support / High Risk | IES | ASP_GE | 28 | 5 | 3 | 2022-09-30 | Canyons/Desert
13800-Primary Childrens Hospital | 22204 | Child Procedure Center | 13800-Primary Childrens Hospital | 22204-Child Procedure Center | 13800~000000030535 | 885668 | VGC000781 |  | 18-143 | Scanning Systems, Ultrasonic, | UltraSound | 2264 | GE HEALTHCARE | VENUE R3 | 1 | 138D22204A | PC CPC L1 | Unspecified | Life Support / High Risk | IES | ASP_GE | 40 | 5 | 2 | 2021-09-11 | Canyons/Desert
13800-Primary Childrens Hospital | 12002 | Newborn Intensive Care Unit | 13800-Primary Childrens Hospital | 12002-Newborn Intensive Care Unit | 13800~000000031447 | 894930 | VGC000247 |  | 18-143 | Scanning Systems, Ultrasonic, | UltraSound | 2228 | GE HEALTHCARE | VENUE R3 | 1 | 138D12002A | PC NICU L4 | Unspecified | Life Support / High Risk | IES | ASP_GE | 31 | 5 | 2 | 2022-06-02 | Canyons/Desert
13800-Primary Childrens Hospital | 10081 | Pediatric Intensive Care | 13800-Primary Childrens Hospital | 10081-Pediatric Intensive Care | 13800~000000029803 | 881609 | VGC000270 |  | 18-143 | Scanning Systems, Ultrasonic, | UltraSound | 2226 | GE HEALTHCARE | VENUE R3 | 1 | 138D10081A | PC PICU L2 | Unspecified | Life Support / High Risk | IES | ASP_GE | 44 | 5 | 1 | 2021-05-05 | Canyons/Desert
13200-McKay-Dee Hospital Center | 12002 | Newborn Intensive Care Unit | 13200-McKay-Dee Hospital Center | 12002-Newborn Intensive Care Unit | 13200~000000023998 | 882732 | VGC000383 |  | 18-143 | Scanning Systems, Ultrasonic, | UltraSound | 2151 | GE HEALTHCARE | VENUE R3 | 1 | 132D12002A | MK NICU 4TH FLR | Common Area | Life Support / High Risk | IES | ASP_GE | 44 | 7 | 3 | 2021-05-14 | Canyons/Desert
12600-St George Regional Hospital | 20101 | Emergency Department | 12600-St George Regional Hospital | 20101-Emergency Department | 12600~000000025863 | 895446 | VEC000922 | VEC000922 | 18-143 | Scanning Systems, Ultrasonic, | UltraSound | 1986 | GE HEALTHCARE | VENUE R3 | 1 | 126D20101A | SG EMERGENCY RM RR | ER | Life Support / High Risk | IES | ASP_GE | 31 | 5 | 2 | 2022-06-21 | Canyons/Desert
11600-Alta View Hospital | 22301 | Anesthesiology | 11600-Alta View Hospital | 22001-Same Day Surgery | 11600~000000009199 | 893565 | VEC000812 |  | 18-143 | Scanning Systems, Ultrasonic, | UltraSound | 1912 | GE HEALTHCARE | VENUE R3 | 1 | 116D22001A | AV SHORT STAY SURGERY | AVH Equipment Storage | Life Support / High Risk | IES | ASP_GE | 32 | 5 | 2 | 2022-05-03 | Canyons/Desert
15400-Intermountain Medical Center | 20101 | Emergency Department | 15400-Intermountain Medical Center | 20101-Emergency Department | 15400~000000043077 | 921614 | VED001151 |  | 18-143 | Scanning Systems, Ultrasonic, | UltraSound | 2472 | GE HEALTHCARE | VENUE R4 | 1 | 154D20101A | IM EMERGENCY ROOM TLL1 | Common Area | Life Support / High Risk | IMC_CE | IMCCE9 | 5 | 5 | 5 | 2024-08-20 | Canyons/Desert
15400-Intermountain Medical Center | 20101 | Emergency Department | 15400-Intermountain Medical Center | 20101-Emergency Department | 15400~000000043076 | 921613 | VED001164 |  | 18-143 | Scanning Systems, Ultrasonic, | UltraSound | 2471 | GE HEALTHCARE | VENUE R4 | 1 | 154D20101A | IM EMERGENCY ROOM TLL1 | Common Area | Life Support / High Risk | IMC_CE | IMCCE9 | 12 | 5 | 4 | 2024-02-01 | Canyons/Desert
15400-Intermountain Medical Center | 20101 | Emergency Department | 15400-Intermountain Medical Center | 20101-Emergency Department | 15400~000000041756 | 912840 | VED000687 | VED000687 | 18-143 | Scanning Systems, Ultrasonic, | UltraSound | 2470 | GE HEALTHCARE | VENUE R4 | 1 | 154D20101A | IM EMERGENCY ROOM TLL1 | Unspecified | Life Support / High Risk | IMC_CE | IMCCE9 | 15 | 5 | 4 | 2023-10-02 | Canyons/Desert
13200-McKay-Dee Hospital Center | 20101 | Emergency Department | 13200-McKay-Dee Hospital Center | 20101-Emergency Department | 13200~000000026222 | 909945 | VED000533 | VED000533 | 18-143 | Scanning Systems, Ultrasonic, | UltraSound | 2158 | GE HEALTHCARE | VENUE R4 | 1 | 132D20101A | MK ER 1ST FLR | Common Area | Life Support / High Risk | IES | ASP_GE | 19 | 5 | 3 | 2023-06-19 | Canyons/Desert
13200-McKay-Dee Hospital Center | 10011 | Intensive Care Unit | 13200-McKay-Dee Hospital Center | 10501-Intermediate Care Unit | 13200~000000025957 | 907249 | VED000312 |  | 18-143 | Scanning Systems, Ultrasonic, | UltraSound | 2145 | GE HEALTHCARE | VENUE R4 | 1 | 132D10501A | MK IMC 3RD FLR | 3218 Imc | Life Support / High Risk | IES | ASP_GE | 22 | 7 | 5 | 2023-03-04 | Canyons/Desert
11800-American Fork Hospital | 20102 | Emergency Dept - Satellite | 11800-American Fork Hospital | 20102-Emergency Dept - Satellite | 11800~000000008246 | 913483 | VGD001553 | VGD001553 | 18-143 | Scanning Systems, Ultrasonic, | UltraSound | 1921 | GE HEALTHCARE | VENUE R4 | 1 | 118D20102A | SS EMERGENCY DEPT SATELLITE | Cart Room | Life Support / High Risk | IES | ASP_GE | 15 | 5 | 4 | 2023-10-16 | Canyons/Desert
11800-American Fork Hospital | 20101 | Emergency Department | 11800-American Fork Hospital | 20101-Emergency Department | 11800~000000008458 | 923684 | VGD002766 |  | 18-143 | Scanning Systems, Ultrasonic, | UltraSound | 1920 | GE HEALTHCARE | VENUE R4 | 1 | 118D20101A | AF EMERGENCY ROOM | Nurse Station | Life Support / High Risk | AFH_CE | AFCREW2_CE | 6 | 5 | 4 | 2024-07-17 | Canyons/Desert
43100-Intermountain MS NV LLC | 79403 | CAR Summerlin Alta | 43100-Intermountain MS NV LLC | 79403-CAR Summerlin Alta | 43100~000000003503 | 923916 | 754824-AU25698 |  | 17-422 | Scanning Systems, Ultrasonic, | UltraSound | 2820 | GE HEALTHCARE | VIVID 7 DIMENSION | 1 | 431D79403A | NV ALTA CARDIOLOGY | Unspecified | Life Support / High Risk | SGRH_CE | NEVADA | 6 | 14.1667 | 14.1667 | 2024-07-19 | Canyons/Desert
43100-Intermountain MS NV LLC | 79402 | CAR La Canada | 43100-Intermountain MS NV LLC | 79402-CAR La Canada | 43100~000000002048 | 752569 | 210810570N | 24778 | 17-422 | Scanning Systems, Ultrasonic, | UltraSound | 2819 | GE HEALTHCARE | VIVID 7 DIMENSION | 1 | 431D79402A | NV LA CANADA CLINIC CARDIO | Unspecified | Life Support / High Risk | SGRH_CE | NEVADA | 29 | 14.1667 | 12.1667 | 2022-08-30 | Canyons/Desert
43100-Intermountain MS NV LLC | 79401 | CAR Green Valley | 43100-Intermountain MS NV LLC | 79401-CAR Green Valley | 43100~000000002181 | 752335 | 210805S70N | 2471 | 17-422 | Scanning Systems, Ultrasonic, | UltraSound | 2818 | GE HEALTHCARE | VIVID 7 DIMENSION | 1 | 431D79401A | NV SIENA CARDIO CLINIC | Unspecified | Life Support / High Risk | SGRH_CE | NEVADA | 28 | 14.1667 | 12.1667 | 2022-09-02 | Canyons/Desert
43100-Intermountain MS NV LLC | 79401 | CAR Green Valley | 43100-Intermountain MS NV LLC | 79401-CAR Green Valley | 43100~000000002180 | 752334 | 2108A6S70N | 23641 | 17-422 | Scanning Systems, Ultrasonic, | UltraSound | 2817 | GE HEALTHCARE | VIVID 7 DIMENSION | 1 | 431D79401A | NV SIENA CARDIO CLINIC | Unspecified | Life Support / High Risk | SGRH_CE | NEVADA | 28 | 14.1667 | 12.1667 | 2022-09-02 | Canyons/Desert
43100-Intermountain MS NV LLC | 79401 | CAR Green Valley | 43100-Intermountain MS NV LLC | 79401-CAR Green Valley | 43100~000000002179 | 752332 | 210822S70N | 28649 | 17-422 | Scanning Systems, Ultrasonic, | UltraSound | 2816 | GE HEALTHCARE | VIVID 7 DIMENSION | 1 | 431D79401A | NV SIENA CARDIO CLINIC | Unspecified | Life Support / High Risk | SGRH_CE | NEVADA | 28 | 14.1667 | 12.1667 | 2022-09-02 | Canyons/Desert
43100-Intermountain MS NV LLC | 79304 | PCC Tenaya MOB | 43100-Intermountain MS NV LLC | 79250-PCP Tenaya | 43100~000000002767 | 751674 | 210797S70N | 23084 | 17-422 | Scanning Systems, Ultrasonic, | UltraSound | 2814 | GE HEALTHCARE | VIVID 7 DIMENSION | 1 | 431D79250A | NV TENAYA CLINIC SPC | Unspecified | Life Support / High Risk | SGRH_CE | NEVADA | 27 | 14.1667 | 12.1667 | 2022-10-28 | Canyons/Desert
43100-Intermountain MS NV LLC | 79304 | PCC Tenaya MOB | 43100-Intermountain MS NV LLC | 79250-PCP Tenaya | 43100~000000002766 | 751658 | 210809S70N | 22085 | 17-422 | Scanning Systems, Ultrasonic, | UltraSound | 2813 | GE HEALTHCARE | VIVID 7 DIMENSION | 1 | 431D79250A | NV TENAYA CLINIC SPC | Unspecified | Life Support / High Risk | SGRH_CE | NEVADA | 27 | 14.1667 | 12.1667 | 2022-10-28 | Canyons/Desert
43100-Intermountain MS NV LLC | 79137 | PCP Sunset | 43100-Intermountain MS NV LLC | 79137-PCP Sunset | 43100~000000002709 | 753556 | 210803S70N | 24728 | 17-422 | Scanning Systems, Ultrasonic, | UltraSound | 2811 | GE HEALTHCARE | VIVID E9 | 1 | 431D79137A | NV PCP SUNSET PRIMARY CARE | Unspecified | Life Support / High Risk | SGRH_CE | NEVADA | 27 | 14.1667 | 12.1667 | 2022-10-23 | Canyons/Desert
43100-Intermountain MS NV LLC | 79137 | PCP Sunset | 43100-Intermountain MS NV LLC | 79137-PCP Sunset | 43100~000000002708 | 753553 | 210814S70N | 24836 | 17-422 | Scanning Systems, Ultrasonic, | UltraSound | 2810 | GE HEALTHCARE | VIVID E9 | 1 | 431D79137A | NV PCP SUNSET PRIMARY CARE | Unspecified | Life Support / High Risk | SGRH_CE | NEVADA | 27 | 14.1667 | 12.1667 | 2022-10-23 | Canyons/Desert
43100-Intermountain MS NV LLC | 79137 | PCP Sunset | 43100-Intermountain MS NV LLC | 79137-PCP Sunset | 43100~000000002701 | 753575 | VE9009184 | 24024 | 17-422 | Scanning Systems, Ultrasonic, | UltraSound | 2809 | GE HEALTHCARE | VIVID E9 | 1 | 431D79137A | NV PCP SUNSET PRIMARY CARE | Unspecified | Life Support / High Risk | SGRH_CE | NEVADA | 27 | 14.1667 | 12.1667 | 2022-10-23 | Canyons/Desert
40000-Intermountain Medical Group | 74113 | Intrmtn Heart Rhythm Specialst | 15400-Intermountain Medical Center | 20603-Vascular Lab | 40000~000000025434 | 357550 | 0001021 | VI1021 | 17-422 | Scanning Systems, Ultrasonic, | UltraSound | 2704 | GE HEALTHCARE | VIVID I BT06 | 1 | 154D20603B | IM UTAH HEART CLINIC ECHO E520 | Bldg B Ste520 Vascular Echo | Life Support / High Risk | IES | ASP_GE | 201 | 5 | 0 | 2008-05-01 | Canyons/Desert
13200-McKay-Dee Hospital Center | 20501 | Cardiovascular Lab | 13200-McKay-Dee Hospital Center | 20501-Cardiovascular Lab | 13200~000000021327 | 851732 | 410055US7 |  | 18-143 | Scanning Systems, Ultrasonic, | UltraSound | 2164 | GE HEALTHCARE | VIVID Q | 1 | 132D20501A | MK CARDIOLOGY 3RD FLR | Pre-Angio Rm 1 | Life Support / High Risk | IES | ASP_GE | 66 | 5 | 0 | 2019-07-18 | Canyons/Desert
13200-McKay-Dee Hospital Center | 20501 | Cardiovascular Lab | 13200-McKay-Dee Hospital Center | 20501-Cardiovascular Lab | 13200~000000018171 | 887071 | 055983VQ |  | 18-143 | Scanning Systems, Ultrasonic, | UltraSound | 2163 | GE HEALTHCARE | VIVID Q | 1 | 132D20501A | MK CARDIOLOGY 3RD FLR | Pre-Angio Rm 1 | Life Support / High Risk | IES | ASP_GE | 104 | 5 | 0 | 2016-05-13 | Canyons/Desert
12600-St George Regional Hospital | 20603 | Vascular Lab | 12600-St George Regional Hospital | 20501-Cardiovascular Lab | 12600~000000003682 | 447627 | CP6088 | VQ20541 | 18-143 | Scanning Systems, Ultrasonic, | UltraSound | 2008 | GE HEALTHCARE | VIVID Q | 1 | 126D20501A | SG CATH LAB RR | Cath 5 | Life Support / High Risk | IES | ASP_GE | 176 | 5 | 0 | 2010-06-01 | Canyons/Desert
13200-McKay-Dee Hospital Center | 20501 | Cardiovascular Lab | 13200-McKay-Dee Hospital Center | 20501-Cardiovascular Lab | 13200~000000027111 | 763044 | 126421S70N |  | 18-143 | Scanning Systems, Ultrasonic, | UltraSound | 2170 | GE HEALTHCARE | Vivid S70N | 1 | 132D20501A | MK CARDIOLOGY 3RD FLR | Common Area | Life Support / High Risk | IES | ASP_GE | 6 | 5.0833 | 4.0833 | 2024-07-12 | Canyons/Desert
13200-McKay-Dee Hospital Center | 20501 | Cardiovascular Lab | 13200-McKay-Dee Hospital Center | 20501-Cardiovascular Lab | 13200~000000025480 | 902572 | 123212S70N | 123212S70N | 18-143 | Scanning Systems, Ultrasonic, | UltraSound | 2167 | GE HEALTHCARE | Vivid S70N | 1 | 132D20501A | MK CARDIOLOGY 3RD FLR | Cath Lab Rm 1 | Life Support / High Risk | IES | ASP_GE | 28 | 5 | 3 | 2022-09-16 | Canyons/Desert
12600-St George Regional Hospital | 20501 | Cardiovascular Lab | 12600-St George Regional Hospital | 20501-Cardiovascular Lab | 12600~000000026786 | 909331 | 124583S70N | 124583S7ON | 18-143 | Scanning Systems, Ultrasonic, | UltraSound | 2002 | GE HEALTHCARE | Vivid S70N | 1 | 126D20501A | SG CATH LAB RR | Cath Lab Common | Life Support / High Risk | IES | ASP_GE | 19 | 5 | 3 | 2023-06-06 | Canyons/Desert
12600-St George Regional Hospital | 20501 | Cardiovascular Lab | 12600-St George Regional Hospital | 20501-Cardiovascular Lab | 12600~000000026785 | 909330 | 124589S70N | 124589S7ON | 18-143 | Scanning Systems, Ultrasonic, | UltraSound | 2001 | GE HEALTHCARE | Vivid S70N | 1 | 126D20501A | SG CATH LAB RR | Cath Lab Common | Life Support / High Risk | IES | ASP_GE | 19 | 5 | 3 | 2023-06-06 | Canyons/Desert
40000-Intermountain Medical Group | 74058 | Wasatch OB-GYN | 40000-Intermountain Medical Group | 74058-Wasatch OB-GYN | 40000~000000005946 | 488039 | 21361 | VSE50768 | 18-143 | Scanning Systems, Ultrasonic, | UltraSound | 2675 | GE HEALTHCARE | VOLUSON E | 1 | 400D74058A | MG MK WASATCH OBGYN STE 4815 | Ste4815WasatchObCommon Area | Life Support / High Risk | IES | ASP_GE | 156 | 5 | 0 | 2012-01-04 | Canyons/Desert
40000-Intermountain Medical Group | 74058 | Wasatch OB-GYN | 13200-McKay-Dee Hospital Center | 21101-Radiology | 40000~000000010846 | 488042 | B54850 | VSE54850 | 18-143 | Scanning Systems, Ultrasonic, | UltraSound | 2674 | GE HEALTHCARE | VOLUSON E | 1 | 132D21101A | MK RADIOLOGY 1ST FLR | Unspecified | Life Support / High Risk | IES | ASP_GE | 156 | 5 | 0 | 2012-01-10 | Canyons/Desert
40000-Intermountain Medical Group | 74041 | St George Maternal Fetal Medic | 12600-St George Regional Hospital | 70519-Maternal Fetal Medicine | 40000~000000027058 | 359321 | B50393 | VSE50393 | 18-143 | Scanning Systems, Ultrasonic, | UltraSound | 2666 | GE HEALTHCARE | VOLUSON E | 1 | 126D70519A | SG MATERNAL FETAL MEDICINE | Maternal Fetal Med 3rd Flr | Life Support / High Risk | IES | ASP_GE | 198 | 5 | 0 | 2008-07-10 | Canyons/Desert
15400-Intermountain Medical Center | 14001 | Labor and Delivery Rooms | 15400-Intermountain Medical Center | 14001-Labor and Delivery Rooms | 15400~000000039749 | 894726 | VSE53085 |  | 18-143 | Scanning Systems, Ultrasonic, | UltraSound | 2464 | GE HEALTHCARE | VOLUSON E | 1 | 154D14001A | IM LABOR DELIVERY GLL1 | Common Area | Life Support / High Risk | IES | ASP_GE | 32 | 5 | 2 | 2022-05-26 | Canyons/Desert
15400-Intermountain Medical Center | 14001 | Labor and Delivery Rooms | 15400-Intermountain Medical Center | 14001-Labor and Delivery Rooms | 15400~000000015189 | 424728 | B53085 | VSE53085 | 18-143 | Scanning Systems, Ultrasonic, | UltraSound | 2462 | GE HEALTHCARE | VOLUSON E | 1 | 154D14001A | IM LABOR DELIVERY GLL1 | Common Area | Life Support / High Risk | IES | ASP_GE | 175 | 5 | 0 | 2010-06-29 | Canyons/Desert
14400-Utah Valley Hospital | 14001 | Labor and Delivery Rooms | 14400-Utah Valley Hospital | 21101-Radiology | 14400~000000007179 | 490107 | B54964 | VSE54964 | 18-143 | Scanning Systems, Ultrasonic, | UltraSound | 2342 | GE HEALTHCARE | VOLUSON E | 1 | 144D21101A | UV RADIOLOGY | Unspecified | Life Support / High Risk | IES | ASP_GE | 154 | 5 | 0 | 2012-03-08 | Canyons/Desert
13400-Orem Community Hospital | 14001 | Labor and Delivery Rooms | 13400-Orem Community Hospital | 14001-Labor and Delivery Rooms | 13400~000000000697 | 453300 | B54529 | VSE34668 | 18-143 | Scanning Systems, Ultrasonic, | UltraSound | 2218 | GE HEALTHCARE | VOLUSON E | 1 | 134D14001A | OR LABOR DELIVERY | Common Area | Life Support / High Risk | IES | ASP_GE | 165 | 7 | 0 | 2011-04-12 | Canyons/Desert
13200-McKay-Dee Hospital Center | 70519 | Maternal Fetal Medicine | 13200-McKay-Dee Hospital Center | 70519-Maternal Fetal Medicine | 13200~000000021433 | 490066 | B55286 | VSE55286 | 18-143 | Scanning Systems, Ultrasonic, | UltraSound | 2214 | GE HEALTHCARE | VOLUSON E | 1 | 132D70519A | MK MATERNAL FETAL MED 4TH FLR | Unspecified | Life Support / High Risk | IES | ASP_GE | 142 | 10 | 0 | 2013-03-05 | Canyons/Desert
12600-St George Regional Hospital | 14001 | Labor and Delivery Rooms | 12600-St George Regional Hospital | 14001-Labor and Delivery Rooms | 12600~000000003037 | 359320 | B50535 | VSE50535 | 18-143 | Scanning Systems, Ultrasonic, | UltraSound | 1978 | GE HEALTHCARE | VOLUSON E | 1 | 126D14001A | SG LABOR DELIVERY | Dirty Utility Rm | Life Support / High Risk | IES | ASP_GE | 198 | 5 | 0 | 2008-08-01 | Canyons/Desert
12500-Delta Community Hospital | 14001 | Labor and Delivery Rooms | 12500-Delta Community Hospital | 14001-Labor and Delivery Rooms | 12500~000000000271 | 420287 | BC11080 | VSE52981 | 18-143 | Scanning Systems, Ultrasonic, | UltraSound | 1961 | GE HEALTHCARE | VOLUSON E | 1 | 125D14001A | DL LABOR AND DELIVERY | Labor - Delivery | Life Support / High Risk | IES | ASP_GE | 176 | 5 | 0 | 2010-05-25 | Canyons/Desert
12200-Cassia Regional Hospital | 21101 | Radiology | 12200-Cassia Regional Hospital | 70001-Spring Creek Womens Health | 12200~000000001994 | 455771 | B52386 | VSE52386 | 18-143 | Scanning Systems, Ultrasonic, | UltraSound | 1953 | GE HEALTHCARE | VOLUSON E | 1 | 122D70001A | CA SPRING CREEK WOMENS CNTR | SpringCreekWomens Health | Life Support / High Risk | IES | ASP_GE | 175 | 5 | 0 | 2010-06-23 | Canyons/Desert
43100-Intermountain MS NV LLC | 79547 | WHC Spring Valley | 43100-Intermountain MS NV LLC | 79547-WHC Spring Valley | 43100~000000001601 | 752366 | E72313 | E72313 | 15-976 | Scanning Systems, Ultrasonic, | UltraSound | 2833 | GE HEALTHCARE | VOLUSON E10 | 1 | 431D79547A | NV WHC SPRING VALLEY | Unspecified | Life Support / High Risk | SGRH_CE | NEVADA | 29 | 5 | 3 | 2022-08-29 | Canyons/Desert
43100-Intermountain MS NV LLC | 79543 | WHC Mtn View Laborists | 43100-Intermountain MS NV LLC | 79543-WHC Mtn View Laborists | 43100~000000002578 | 752102 | E72366 | 22585 | 15-976 | Scanning Systems, Ultrasonic, | UltraSound | 2831 | GE HEALTHCARE | VOLUSON E10 | 1 | 431D79543A | NV WHC MTN VIEW LABORISTS | Unspecified | Life Support / High Risk | SGRH_CE | NEVADA | 28 | 5 | 3 | 2022-09-09 | Canyons/Desert
40000-Intermountain Medical Group | 74294 | Layton PW MFM | 40000-Intermountain Medical Group | 74294-Layton PW MFM | 40000~000000031216 | 903812 | E80469 | E80469 | 15-976 | Scanning Systems, Ultrasonic, | UltraSound | 2791 | GE HEALTHCARE | VOLUSON E10 | 1 | 400D74294A | MG LA PW MATERNAL FETAL MED | Unspecified | Life Support / High Risk | IES | ASP_GE | 31 | 5 | 2 | 2022-06-17 | Canyons/Desert
40000-Intermountain Medical Group | 74191 | Summit OBGYN | 40000-Intermountain Medical Group | 74191-Summit OBGYN | 40000~000000031056 | 907757 | E80652 | E80652 | 15-976 | Scanning Systems, Ultrasonic, | UltraSound | 2758 | GE HEALTHCARE | VOLUSON E10 | 1 | 400D74191A | MG OREM SUMMIT OBGYN | Unspecified | Life Support / High Risk | IES | ASP_GE | 34 | 5 | 2 | 2022-03-26 | Canyons/Desert
40000-Intermountain Medical Group | 74171 | Budge Clinic OB-GYN | 40000-Intermountain Medical Group | 74171-Budge Clinic OB-GYN | 40000~000000029004 | 888845 | E76360 | E76360 | 15-976 | Scanning Systems, Ultrasonic, | UltraSound | 2745 | GE HEALTHCARE | VOLUSON E10 | 1 | 400D74171A | MG BUDGE OBGYN CLINIC | Ultrasound 1 | Life Support / High Risk | IES | ASP_GE | 52 | 5 | 1 | 2020-09-30 | Canyons/Desert
40000-Intermountain Medical Group | 74171 | Budge Clinic OB-GYN | 40000-Intermountain Medical Group | 74171-Budge Clinic OB-GYN | 40000~000000028998 | 888846 | E76372 | E76372 | 15-976 | Scanning Systems, Ultrasonic, | UltraSound | 2744 | GE HEALTHCARE | VOLUSON E10 | 1 | 400D74171A | MG BUDGE OBGYN CLINIC | Ultrasound 1 | Life Support / High Risk | IES | ASP_GE | 52 | 5 | 1 | 2020-09-30 | Canyons/Desert
40000-Intermountain Medical Group | 74141 | Legacy OB-GYN | 40000-Intermountain Medical Group | 74141-Legacy OB-GYN | 40000~000000031044 | 907756 | E80614 | E80614 | 15-976 | Scanning Systems, Ultrasonic, | UltraSound | 2724 | GE HEALTHCARE | VOLUSON E10 | 1 | 400D74141A | MG LEGACY OBGYN SUITE 250 | Unspecified | Life Support / High Risk | IES | ASP_GE | 34 | 5 | 2 | 2022-03-26 | Canyons/Desert
40000-Intermountain Medical Group | 74069 | McKay-Dee Maternal Fetal Med | 40000-Intermountain Medical Group | 74069-McKay-Dee Maternal Fetal Med | 40000~000000035188 | 929519 | E82115 |  | 15-976 | Scanning Systems, Ultrasonic, | UltraSound | 2684 | GE HEALTHCARE | VOLUSON E10 | 1 | 400D74069A | MG MK MATERNAL FETAL MED 4600 | Ste4600 MFMCommon Area | Life Support / High Risk | IES | IESCREWSC | 1 | 5 | 5 | 2024-12-31 | Canyons/Desert
40000-Intermountain Medical Group | 74041 | St George Maternal Fetal Medic | 40000-Intermountain Medical Group | 74041-St George Maternal Fetal Medic | 40000~000000027065 | 824754 | E616607 | K1061607 | 15-976 | Scanning Systems, Ultrasonic, | UltraSound | 2667 | GE HEALTHCARE | VOLUSON E10 | 1 | 400D74041A | MG SG MATERNAL FETAL MED | MFM High Risk Clinic | Life Support / High Risk | IES | ASP_GE | 116 | 7 | 0 | 2015-05-21 | Canyons/Desert
40000-Intermountain Medical Group | 74032 | Womens Health Specialists | 40000-Intermountain Medical Group | 74032-Womens Health Specialists | 40000~000000025607 | 852129 | K1072509 | K1072509 | 15-976 | Scanning Systems, Ultrasonic, | UltraSound | 2663 | GE HEALTHCARE | VOLUSON E10 | 1 | 400D74032A | MG WOMENS HEALTH SPECIALISTS | Unspecified | Life Support / High Risk | IES | ASP_GE | 70 | 5 | 0 | 2019-03-26 | Canyons/Desert
15400-Intermountain Medical Center | 70519 | Maternal Fetal Medicine | 40000-Intermountain Medical Group | 74104-Intermountain MFM Specialist | 15400~000000030821 | 826023 | E69594 | K1069594 | 15-976 | Scanning Systems, Ultrasonic, | UltraSound | 2570 | GE HEALTHCARE | VOLUSON E10 | 1 | 400D74104A | MG INTMTN MATERNAL FETAL MED | Unspecified | Life Support / High Risk | IES | ASP_GE | 84 | 5 | 0 | 2018-01-10 | Canyons/Desert
15400-Intermountain Medical Center | 70519 | Maternal Fetal Medicine | 15400-Intermountain Medical Center | 70519-Maternal Fetal Medicine | 15400~000000042380 | 913521 | E78500 |  | 15-976 | Scanning Systems, Ultrasonic, | UltraSound | 2569 | GE HEALTHCARE | VOLUSON E10 | 1 | 154D70519A | IM MATERNAL FETAL MEDICINE GL1 | Unspecified | Life Support / High Risk | IMC_CE | IMCCE7 | 15 | 5 | 4 | 2023-10-24 | Canyons/Desert
15400-Intermountain Medical Center | 70519 | Maternal Fetal Medicine | 15400-Intermountain Medical Center | 70519-Maternal Fetal Medicine | 15400~000000036694 |  |  |  | 15-976 | Scanning Systems, Ultrasonic, | UltraSound | 2565 | GE HEALTHCARE | VOLUSON E10 | 1 | 154D70519A | IM MATERNAL FETAL MEDICINE GL1 | Unspecified | Life Support / High Risk |  |  | 48 | 5 | 1 | 2021-01-19 | Canyons/Desert
15400-Intermountain Medical Center | 70519 | Maternal Fetal Medicine | 15400-Intermountain Medical Center | 70519-Maternal Fetal Medicine | 15400~000000036693 |  |  |  | 15-976 | Scanning Systems, Ultrasonic, | UltraSound | 2564 | GE HEALTHCARE | VOLUSON E10 | 1 | 154D70519A | IM MATERNAL FETAL MEDICINE GL1 | Unspecified | Life Support / High Risk |  |  | 48 | 5 | 1 | 2021-01-19 | Canyons/Desert
15400-Intermountain Medical Center | 70519 | Maternal Fetal Medicine | 15400-Intermountain Medical Center | 70519-Maternal Fetal Medicine | 15400~000000036692 |  |  |  | 15-976 | Scanning Systems, Ultrasonic, | UltraSound | 2563 | GE HEALTHCARE | VOLUSON E10 | 1 | 154D70519A | IM MATERNAL FETAL MEDICINE GL1 | Unspecified | Life Support / High Risk |  |  | 48 | 5 | 1 | 2021-01-19 | Canyons/Desert
15400-Intermountain Medical Center | 70519 | Maternal Fetal Medicine | 15400-Intermountain Medical Center | 70519-Maternal Fetal Medicine | 15400~000000036691 |  |  |  | 15-976 | Scanning Systems, Ultrasonic, | UltraSound | 2562 | GE HEALTHCARE | VOLUSON E10 | 1 | 154D70519A | IM MATERNAL FETAL MEDICINE GL1 | Unspecified | Life Support / High Risk |  |  | 48 | 5 | 1 | 2021-01-19 | Canyons/Desert
15400-Intermountain Medical Center | 70519 | Maternal Fetal Medicine | 15400-Intermountain Medical Center | 70519-Maternal Fetal Medicine | 15400~000000036690 |  |  |  | 15-976 | Scanning Systems, Ultrasonic, | UltraSound | 2561 | GE HEALTHCARE | VOLUSON E10 | 1 | 154D70519A | IM MATERNAL FETAL MEDICINE GL1 | Unspecified | Life Support / High Risk |  |  | 48 | 5 | 1 | 2021-01-19 | Canyons/Desert
15400-Intermountain Medical Center | 70519 | Maternal Fetal Medicine | 15400-Intermountain Medical Center | 70519-Maternal Fetal Medicine | 15400~000000032989 | 846897 | E72400 | K1072400 | 15-976 | Scanning Systems, Ultrasonic, | UltraSound | 2558 | GE HEALTHCARE | VOLUSON E10 | 1 | 154D70519A | IM MATERNAL FETAL MEDICINE GL1 | Unspecified | Life Support / High Risk | IES | ASP_GE | 70 | 5 | 0 | 2019-03-14 | Canyons/Desert
15400-Intermountain Medical Center | 70519 | Maternal Fetal Medicine | 15400-Intermountain Medical Center | 14010-Mom Baby Unit | 15400~000000025865 | 800179 | E60798 | K1060798 | 15-976 | Scanning Systems, Ultrasonic, | UltraSound | 2557 | GE HEALTHCARE | VOLUSON E10 | 1 | 154D14010A | IM MATERNITY G2 G3 | Unspecified | Life Support / High Risk | IES | ASP_GE | 116 | 5 | 0 | 2015-05-27 | Canyons/Desert
15400-Intermountain Medical Center | 70519 | Maternal Fetal Medicine | 15400-Intermountain Medical Center | 14010-Mom Baby Unit | 15400~000000025864 | 800181 | E60800 | K1060800 | 15-976 | Scanning Systems, Ultrasonic, | UltraSound | 2556 | GE HEALTHCARE | VOLUSON E10 | 1 | 154D14010A | IM MATERNITY G2 G3 | Unspecified | Life Support / High Risk | IES | ASP_GE | 115 | 5 | 0 | 2015-06-10 | Canyons/Desert
14400-Utah Valley Hospital | 70519 | Maternal Fetal Medicine | 14400-Utah Valley Hospital | 74161-Utah Valley MFM | 14400~000000022494 | 869186 | E75808 | E75808 | 15-976 | Scanning Systems, Ultrasonic, | UltraSound | 2408 | GE HEALTHCARE | VOLUSON E10 | 1 | 144D74161A | UV MG UVC MATERNL FETAL MED 2C | Unspecified | Life Support / High Risk | IES | ASP_GE | 57 | 5 | 0 | 2020-04-02 | Canyons/Desert
14400-Utah Valley Hospital | 70519 | Maternal Fetal Medicine | 14400-Utah Valley Hospital | 70519-Maternal Fetal Medicine | 14400~000000023371 | 884303 | E79189 | E79189 | 15-976 | Scanning Systems, Ultrasonic, | UltraSound | 2407 | GE HEALTHCARE | VOLUSON E10 | 1 | 144D70519A | UV MATERNAL FETAL MEDICINE | Us 3 | Life Support / High Risk | IES | ASP_GE | 42 | 5 | 2 | 2021-07-27 | Canyons/Desert
14400-Utah Valley Hospital | 70519 | Maternal Fetal Medicine | 14400-Utah Valley Hospital | 70519-Maternal Fetal Medicine | 14400~000000017080 | 829662 | K1069629 | K1069629 | 15-976 | Scanning Systems, Ultrasonic, | UltraSound | 2405 | GE HEALTHCARE | VOLUSON E10 | 1 | 144D70519A | UV MATERNAL FETAL MEDICINE | Unspecified | Life Support / High Risk | IES | ASP_GE | 81 | 5 | 0 | 2018-04-10 | Canyons/Desert
14400-Utah Valley Hospital | 70519 | Maternal Fetal Medicine | 14400-Utah Valley Hospital | 70519-Maternal Fetal Medicine | 14400~000000015880 | 818016 | K1066674 | K1066674 | 15-976 | Scanning Systems, Ultrasonic, | UltraSound | 2403 | GE HEALTHCARE | VOLUSON E10 | 1 | 144D70519A | UV MATERNAL FETAL MEDICINE | Common Area | Life Support / High Risk | IES | ASP_GE | 92 | 5 | 0 | 2017-05-16 | Canyons/Desert
14400-Utah Valley Hospital | 70519 | Maternal Fetal Medicine | 14400-Utah Valley Hospital | 70519-Maternal Fetal Medicine | 14400~000000014915 | 807282 | K1063438 | K1063438 | 15-976 | Scanning Systems, Ultrasonic, | UltraSound | 2402 | GE HEALTHCARE | VOLUSON E10 | 1 | 144D70519A | UV MATERNAL FETAL MEDICINE | Unspecified | Life Support / High Risk | IES | ASP_GE | 107 | 5 | 0 | 2016-02-26 | Canyons/Desert
13800-Primary Childrens Hospital | 70038 | PC Fetal Center | 13800-Primary Childrens Hospital | 21601-Ultrasound | 13800~000000028410 | 863675 | E75919 | E75919 | 15-976 | Scanning Systems, Ultrasonic, | UltraSound | 2276 | GE HEALTHCARE | VOLUSON E10 | 1 | 138D21601A | PC ULT RADIOLOGY 1ST FLR W | Unspecified | Life Support / High Risk | IES | ASP_GE | 55 | 5 | 0 | 2020-06-16 | Canyons/Desert
13800-Primary Childrens Hospital | 70038 | PC Fetal Center | 13800-Primary Childrens Hospital | 21601-Ultrasound | 13800~000000028409 | 863674 | E75917 | E75917 | 15-976 | Scanning Systems, Ultrasonic, | UltraSound | 2275 | GE HEALTHCARE | VOLUSON E10 | 1 | 138D21601A | PC ULT RADIOLOGY 1ST FLR W | Unspecified | Life Support / High Risk | IES | ASP_GE | 55 | 5 | 0 | 2020-06-16 | Canyons/Desert
13800-Primary Childrens Hospital | 70038 | PC Fetal Center | 13800-Primary Childrens Hospital | 21601-Ultrasound | 13800~000000028408 | 863673 | E75915 | E75915 | 15-976 | Scanning Systems, Ultrasonic, | UltraSound | 2274 | GE HEALTHCARE | VOLUSON E10 | 1 | 138D21601A | PC ULT RADIOLOGY 1ST FLR W | Unspecified | Life Support / High Risk | IES | ASP_GE | 55 | 5 | 0 | 2020-06-16 | Canyons/Desert
13800-Primary Childrens Hospital | 43031 | Cardiology Administration | 13800-Primary Childrens Hospital | 43031-Cardiology Administration | 13800~000000024726 | 822219 | E66680 | K1066680 | 15-976 | Scanning Systems, Ultrasonic, | UltraSound | 2272 | GE HEALTHCARE | VOLUSON E10 | 1 | 138D43031A | PC CARDIOLOGY ADMIN | Unspecified | Life Support / High Risk | IES | ASP_GE | 92 | 5 | 0 | 2017-05-03 | Canyons/Desert
13200-McKay-Dee Hospital Center | 70519 | Maternal Fetal Medicine | 13200-McKay-Dee Hospital Center | 70519-Maternal Fetal Medicine | 13200~000000025727 | 903012 | E81757 | E81757 | 15-976 | Scanning Systems, Ultrasonic, | UltraSound | 2215 | GE HEALTHCARE | VOLUSON E10 | 1 | 132D70519A | MK MATERNAL FETAL MED 4TH FLR | Room 1 | Life Support / High Risk | MKDHC_CE | MKDCREW2CE | 26 | 5 | 3 | 2022-11-28 | Canyons/Desert
13200-McKay-Dee Hospital Center | 70519 | Maternal Fetal Medicine | 13200-McKay-Dee Hospital Center | 70519-Maternal Fetal Medicine | 13200~000000019703 | 834516 | E63213 | K1063213 | 15-976 | Scanning Systems, Ultrasonic, | UltraSound | 2213 | GE HEALTHCARE | VOLUSON E10 | 1 | 132D70519A | MK MATERNAL FETAL MED 4TH FLR | Unspecified | Life Support / High Risk | IES | ASP_GE | 76 | 5 | 0 | 2018-09-11 | Canyons/Desert
13200-McKay-Dee Hospital Center | 70519 | Maternal Fetal Medicine | 13200-McKay-Dee Hospital Center | 70519-Maternal Fetal Medicine | 13200~000000019274 | 829137 | E69649 | K1069649 | 15-976 | Scanning Systems, Ultrasonic, | UltraSound | 2212 | GE HEALTHCARE | VOLUSON E10 | 1 | 132D70519A | MK MATERNAL FETAL MED 4TH FLR | Unspecified | Life Support / High Risk | IES | ASP_GE | 81 | 5 | 0 | 2018-04-10 | Canyons/Desert
13000-Logan Regional Hospital | 70519 | Maternal Fetal Medicine | 13000-Logan Regional Hospital | 70519-Maternal Fetal Medicine | 13000~000000010882 | 881358 | E78866 | E78866 | 15-976 | Scanning Systems, Ultrasonic, | UltraSound | 2141 | GE HEALTHCARE | VOLUSON E10 | 1 | 130D70519A | LO MATERNAL FETAL MEDICINE | MaternalFetalMedicine | Life Support / High Risk | IES | ASP_GE | 44 | 5 | 1 | 2021-05-04 | Canyons/Desert
13000-Logan Regional Hospital | 70519 | Maternal Fetal Medicine | 13000-Logan Regional Hospital | 21501-Mammography | 13000~000000006132 | 808280 | E63594 | K1063594 | 15-976 | Scanning Systems, Ultrasonic, | UltraSound | 2140 | GE HEALTHCARE | VOLUSON E10 | 1 | 130D21501A | LO MAMMOGRAPHY | Mammography | Life Support / High Risk | IES | ASP_GE | 104 | 5 | 0 | 2016-05-25 | Canyons/Desert
12800-LDS Hospital | 70519 | Maternal Fetal Medicine | 12800-LDS Hospital | 70519-Maternal Fetal Medicine | 12800~000000014634 | 856752 | K1072572 | K1072572 | 15-976 | Scanning Systems, Ultrasonic, | UltraSound | 2093 | GE HEALTHCARE | VOLUSON E10 | 1 | 128D70519A | LD MATERNAL FETAL MED L4 | Unspecified | Life Support / High Risk | IES | ASP_GE | 67 | 5 | 0 | 2019-06-13 | Canyons/Desert
12800-LDS Hospital | 70519 | Maternal Fetal Medicine | 12800-LDS Hospital | 70519-Maternal Fetal Medicine | 12800~000000014365 | 845810 | E72635 | K1072635 | 15-976 | Scanning Systems, Ultrasonic, | UltraSound | 2092 | GE HEALTHCARE | VOLUSON E10 | 1 | 128D70519A | LD MATERNAL FETAL MED L4 | Unspecified | Life Support / High Risk | IES | ASP_GE | 71 | 5 | 0 | 2019-02-13 | Canyons/Desert
12800-LDS Hospital | 70519 | Maternal Fetal Medicine | 12800-LDS Hospital | 70519-Maternal Fetal Medicine | 12800~000000012518 | 807315 | E62013 | K1062013 | 15-976 | Scanning Systems, Ultrasonic, | UltraSound | 2091 | GE HEALTHCARE | VOLUSON E10 | 1 | 128D70519A | LD MATERNAL FETAL MED L4 | Unspecified | Life Support / High Risk | IES | ASP_GE | 110 | 5 | 0 | 2015-12-01 | Canyons/Desert
12600-St George Regional Hospital | 21601 | Ultrasound | 12600-St George Regional Hospital | 21601-Ultrasound | 12600~000000019183 | 843547 | E70269 | K1070269 | 15-976 | Scanning Systems, Ultrasonic, | UltraSound | 2025 | GE HEALTHCARE | VOLUSON E10 | 1 | 126D21601A | SG ULTRASOUND | Unspecified | Life Support / High Risk | IES | ASP_GE | 73 | 5 | 0 | 2018-12-19 | Canyons/Desert
11800-American Fork Hospital | 70519 | Maternal Fetal Medicine | 11800-American Fork Hospital | 70519-Maternal Fetal Medicine | 11800~000000007852 | 907855 | E79929 |  | 15-976 | Scanning Systems, Ultrasonic, | UltraSound | 1941 | GE HEALTHCARE | VOLUSON E10 | 1 | 118D70519A | AF MATERNAL FETAL MEDICINE | Common Area | Life Support / High Risk | AFH_CE | AFCREW3_CE | 21 | 5 | 3 | 2023-04-27 | Canyons/Desert
40000-Intermountain Medical Group | 74227 | Avenues Womens Center | 40000-Intermountain Medical Group | 74227-Avenues Womens Center | 40000~000000014670 | 585664 | D53047 | K653047 | 15-976 | Scanning Systems, Ultrasonic, | UltraSound | 2767 | GE HEALTHCARE | VOLUSON E6 | 1 | 400D74227A | MG AVENUES WOMENS CTR MOB 205 | Avenues Midwifery | Life Support / High Risk | IES | ASP_GE | 125 | 5 | 0 | 2014-08-20 | Canyons/Desert
40000-Intermountain Medical Group | 74191 | Summit OBGYN | 40000-Intermountain Medical Group | 73076-Central Orem Clinic | 40000~000000020945 | 824096 | E06342 | K606342 | 15-976 | Scanning Systems, Ultrasonic, | UltraSound | 2757 | GE HEALTHCARE | VOLUSON E6 | 1 | 400D73076A | MG CENTRAL OREM CLINIC SUITE A | Common Area | Life Support / High Risk | IES | ASP_GE | 91 | 5 | 0 | 2017-06-05 | Canyons/Desert
13900-Riverton Hospital | 14001 | Labor and Delivery Rooms | 13900-Riverton Hospital | 14001-Labor and Delivery Rooms | 13900~000000008977 | 551590 | D58417 | K658417 | 15-976 | Scanning Systems, Ultrasonic, | UltraSound | 2283 | GE HEALTHCARE | VOLUSON E6 | 1 | 139D14001A | RV LABOR DELIVERY ROOMS | Common Area | Life Support / High Risk | IES | ASP_GE | 139 | 5 | 0 | 2013-06-30 | Canyons/Desert
43100-Intermountain MS NV LLC | 79547 | WHC Spring Valley | 43100-Intermountain MS NV LLC | 79547-WHC Spring Valley | 43100~000000001602 | 752367 | VD8002000 | VD8002000 | 15-976 | Scanning Systems, Ultrasonic, | UltraSound | 2834 | GE HEALTHCARE | VOLUSON E8 | 1 | 431D79547A | NV WHC SPRING VALLEY | Unspecified | Life Support / High Risk | SGRH_CE | NEVADA | 29 | 5 | 3 | 2022-08-29 | Canyons/Desert
43100-Intermountain MS NV LLC | 79543 | WHC Mtn View Laborists | 43100-Intermountain MS NV LLC | 79543-WHC Mtn View Laborists | 43100~000000002567 | 752105 | E45139 | 24223 | 15-976 | Scanning Systems, Ultrasonic, | UltraSound | 2826 | GE HEALTHCARE | VOLUSON E8 | 1 | 431D79543A | NV WHC MTN VIEW LABORISTS | Unspecified | Life Support / High Risk | SGRH_CE | NEVADA | 28 | 5 | 3 | 2022-09-09 | Canyons/Desert
43100-Intermountain MS NV LLC | 79543 | WHC Mtn View Laborists | 43100-Intermountain MS NV LLC | 79543-WHC Mtn View Laborists | 43100~000000002566 | 752-E4 | 234 | 22582 | 15-976 | Scanning Systems, Ultrasonic, | UltraSound | 2825 | GE HEALTHCARE | VOLUSON E8 | 1 | 431D79543A | NV WHC MTN VIEW LABORISTS | Unspecified | Life Support / High Risk | SGRH_CE | NEVADA | 28 | 5 | 3 | 2022-09-09 | Canyons/Desert
43100-Intermountain MS NV LLC | 79543 | WHC Mtn View Laborists | 43100-Intermountain MS NV LLC | 79543-WHC Mtn View Laborists | 43100~000000002565 | 752121 | E45230 | 24219 | 15-976 | Scanning Systems, Ultrasonic, | UltraSound | 2824 | GE HEALTHCARE | VOLUSON E8 | 1 | 431D79543A | NV WHC MTN VIEW LABORISTS | Unspecified | Life Support / High Risk | SGRH_CE | NEVADA | 28 | 5 | 3 | 2022-09-09 | Canyons/Desert
43100-Intermountain MS NV LLC | 79543 | WHC Mtn View Laborists | 43100-Intermountain MS NV LLC | 79543-WHC Mtn View Laborists | 43100~000000002564 | 752120 | E45233 | 26252 | 15-976 | Scanning Systems, Ultrasonic, | UltraSound | 2823 | GE HEALTHCARE | VOLUSON E8 | 1 | 431D79543A | NV WHC MTN VIEW LABORISTS | Unspecified | Life Support / High Risk | SGRH_CE | NEVADA | 28 | 5 | 3 | 2022-09-09 | Canyons/Desert
43100-Intermountain MS NV LLC | 79543 | WHC Mtn View Laborists | 43100-Intermountain MS NV LLC | 79543-WHC Mtn View Laborists | 43100~000000002563 | 752119 | E45232 | 28110 | 15-976 | Scanning Systems, Ultrasonic, | UltraSound | 2822 | GE HEALTHCARE | VOLUSON E8 | 1 | 431D79543A | NV WHC MTN VIEW LABORISTS | Unspecified | Life Support / High Risk | SGRH_CE | NEVADA | 28 | 5 | 3 | 2022-09-09 | Canyons/Desert
40000-Intermountain Medical Group | 74337 | Riverton Maternal Fetal Med | 40000-Intermountain Medical Group | 74337-Riverton Maternal Fetal Med | 40000~000000029044 | 541032 | D17350 | K8E17350 | 15-976 | Scanning Systems, Ultrasonic, | UltraSound | 2802 | GE HEALTHCARE | VOLUSON E8 | 1 | 400D74337A | MG RIVERTON MATERNAL FETAL MED | Unspecified | Life Support / High Risk | IES | ASP_GE | 143 | 5 | 0 | 2013-02-19 | Canyons/Desert
40000-Intermountain Medical Group | 74294 | Layton PW MFM | 13200-McKay-Dee Hospital Center | 70519-Maternal Fetal Medicine | 40000~000000026101 | 376208 | D05091 | K805091 | 15-976 | Scanning Systems, Ultrasonic, | UltraSound | 2790 | GE HEALTHCARE | VOLUSON E8 | 1 | 132D70519A | MK MATERNAL FETAL MED 4TH FLR | Common Area | Life Support / High Risk | IES | ASP_GE | 192 | 5 | 0 | 2009-02-01 | Canyons/Desert
40000-Intermountain Medical Group | 74191 | Summit OBGYN | 40000-Intermountain Medical Group | 73076-Central Orem Clinic | 40000~000000016576 | 800794 | D22930 | K8E22930 | 15-976 | Scanning Systems, Ultrasonic, | UltraSound | 2756 | GE HEALTHCARE | VOLUSON E8 | 1 | 400D73076A | MG CENTRAL OREM CLINIC SUITE A | Common Area | Life Support / High Risk | IES | ASP_GE | 117 | 5 | 0 | 2015-04-17 | Canyons/Desert
40000-Intermountain Medical Group | 74171 | Budge Clinic OB-GYN | 40000-Intermountain Medical Group | 74171-Budge Clinic OB-GYN | 40000~000000014852 | 722099 | D21441 | K8E21441 | 15-976 | Scanning Systems, Ultrasonic, | UltraSound | 2740 | GE HEALTHCARE | VOLUSON E8 | 1 | 400D74171A | MG BUDGE OBGYN CLINIC | Common Area | Life Support / High Risk | IES | ASP_GE | 126 | 5 | 0 | 2014-08-01 | Canyons/Desert
40000-Intermountain Medical Group | 74171 | Budge Clinic OB-GYN | 40000-Intermountain Medical Group | 74171-Budge Clinic OB-GYN | 40000~000000005419 | 420913 | D11365 | K8E11365 | 15-976 | Scanning Systems, Ultrasonic, | UltraSound | 2738 | GE HEALTHCARE | VOLUSON E8 | 1 | 400D74171A | MG BUDGE OBGYN CLINIC | Common Area | Life Support / High Risk | IES | ASP_GE | 176 | 5 | 0 | 2010-05-11 | Canyons/Desert
40000-Intermountain Medical Group | 74141 | Legacy OB-GYN | 40000-Intermountain Medical Group | 74141-Legacy OB-GYN | 40000~000000016224 | 807316 |  | K8E23507 | 15-976 | Scanning Systems, Ultrasonic, | UltraSound | 2721 | GE HEALTHCARE | VOLUSON E8 | 1 | 400D74141A | MG LEGACY OBGYN SUITE 250 | Unspecified | Life Support / High Risk | IES | ASP_GE | 117 | 5 | 0 | 2015-04-06 | Canyons/Desert
40000-Intermountain Medical Group | 74105 | Intermountain Nurse Midwives | 15400-Intermountain Medical Center | 70519-Maternal Fetal Medicine | 40000~000000033899 | 541068 | D20586 | K8E20586 | 15-976 | Scanning Systems, Ultrasonic, | UltraSound | 2695 | GE HEALTHCARE | VOLUSON E8 | 1 | 154D70519A | IM MATERNAL FETAL MEDICINE GL1 | Unspecified | Life Support / High Risk | IES | ASP_GE | 133 | 7 | 0 | 2013-12-05 | Canyons/Desert
40000-Intermountain Medical Group | 74097 | Alta View Womens Specialists | 40000-Intermountain Medical Group | 74097-Alta View Womens Specialists | 40000~000000020842 | 818021 | 36180 | K836180 | 15-976 | Scanning Systems, Ultrasonic, | UltraSound | 2689 | GE HEALTHCARE | VOLUSON E8 | 1 | 400D74097A | MG AV WOMENS SPECIALISTS308 | Sandy Ob-Gyn | Life Support / High Risk | IES | ASP_GE | 94 | 5 | 0 | 2017-03-29 | Canyons/Desert
40000-Intermountain Medical Group | 74041 | St George Maternal Fetal Medic | 12600-St George Regional Hospital | 70519-Maternal Fetal Medicine | 40000~000000027053 | 490482 | D16803 | K8E16803 | 15-976 | Scanning Systems, Ultrasonic, | UltraSound | 2665 | GE HEALTHCARE | VOLUSON E8 | 1 | 126D70519A | SG MATERNAL FETAL MEDICINE | Maternal Fetal Med 3rd Flr | Life Support / High Risk | IES | ASP_GE | 144 | 5 | 0 | 2013-02-01 | Canyons/Desert
40000-Intermountain Medical Group | 40090 | American Fork Specialty Admin | 40000-Intermountain Medical Group | 74141-Legacy OB-GYN | 40000~000000016363 | 849829 | K8E21773 |  | 15-976 | Scanning Systems, Ultrasonic, | UltraSound | 2608 | GE HEALTHCARE | VOLUSON E8 | 1 | 400D74141A | MG LEGACY OBGYN SUITE 250 | Unspecified | Life Support / High Risk | IES | ASP_GE | 142 | 5 | 0 | 2013-04-01 | Canyons/Desert
40000-Intermountain Medical Group | 40086 | Budge Clinic Support | 40000-Intermountain Medical Group | 74171-Budge Clinic OB-GYN | 40000~000000016765 | 802302 | D22983 | K8E22983 | 15-976 | Scanning Systems, Ultrasonic, | UltraSound | 2607 | GE HEALTHCARE | VOLUSON E8 | 1 | 400D74171B | MG BUDGE OBGYN CLINIC 1ST FLR | Unspecified | Life Support / High Risk | IES | ASP_GE | 113 | 5 | 0 | 2015-08-14 | Canyons/Desert
13200-McKay-Dee Hospital Center | 70519 | Maternal Fetal Medicine | 13200-McKay-Dee Hospital Center | 70519-Maternal Fetal Medicine | 13200~000000009604 | 490093 | D19837 | K8E19837 | 15-976 | Scanning Systems, Ultrasonic, | UltraSound | 2211 | GE HEALTHCARE | VOLUSON E8 | 1 | 132D70519A | MK MATERNAL FETAL MED 4TH FLR | Common Area | Life Support / High Risk | IES | ASP_GE | 139 | 7 | 0 | 2013-06-20 | Canyons/Desert
40000-Intermountain Medical Group | 74337 | Riverton Maternal Fetal Med | 40000-Intermountain Medical Group | 74337-Riverton Maternal Fetal Med | 40000~000000032588 | 911124 | F160690 | F160690 | 15-976 | Scanning Systems, Ultrasonic, | UltraSound | 2804 | GE HEALTHCARE | VOLUSON EXPERT 22 | 1 | 400D74337A | MG RIVERTON MATERNAL FETAL MED | Unspecified | Non Life Support | IES | ASP_GE | 23 | 5 | 3 | 2023-02-21 | Canyons/Desert
40000-Intermountain Medical Group | 74171 | Budge Clinic OB-GYN | 40000-Intermountain Medical Group | 74171-Budge Clinic OB-GYN | 40000~000000032982 | 914181 | F161321 | F161321 | 15-976 | Scanning Systems, Ultrasonic, | UltraSound | 2746 | GE HEALTHCARE | VOLUSON EXPERT 22 | 1 | 400D74171B | MG BUDGE OBGYN CLINIC 1ST FLR | Unspecified | Non Life Support | LRH_CE | LRHCREW7CE | 16 | 5 | 4 | 2023-09-22 | Canyons/Desert
40000-Intermountain Medical Group | 74159 | American Fork MFM | 40000-Intermountain Medical Group | 74159-American Fork MFM | 40000~000000033133 | 919772 | F161089 |  | 15-976 | Scanning Systems, Ultrasonic, | UltraSound | 2732 | GE HEALTHCARE | VOLUSON EXPERT 22 | 1 | 400D74159A | MG AF MATERNAL FETAL MED | Exam room 2 | Non Life Support | AFH_CE | AFCREW3_CE | 14 | 5 | 4 | 2023-11-03 | Canyons/Desert
40000-Intermountain Medical Group | 74115 | Park City Specialty Clinic | 40000-Intermountain Medical Group | 74115-Park City Specialty Clinic | 40000~000000035179 | 928813 | F163331 |  | 15-976 | Scanning Systems, Ultrasonic, | UltraSound | 2713 | GE HEALTHCARE | VOLUSON EXPERT 22 | 1 | 400D74115A | MG PARK CITY SPECIALTY CLINIC | Unspecified | Non Life Support | IES | ASP_GE | 2 | 5 | 5 | 2024-11-25 | Canyons/Desert
40000-Intermountain Medical Group | 74069 | McKay-Dee Maternal Fetal Med | 40000-Intermountain Medical Group | 74069-McKay-Dee Maternal Fetal Med | 40000~000000034849 | 929520 | F163949 |  | 15-976 | Scanning Systems, Ultrasonic, | UltraSound | 2683 | GE HEALTHCARE | VOLUSON EXPERT 22 | 1 | 400D74069A | MG MK MATERNAL FETAL MED 4600 | Ste4600 MFMCommon Area | Non Life Support | IES | IESCREWSC | 3 | 5 | 5 | 2024-10-03 | Canyons/Desert
40000-Intermountain Medical Group | 74041 | St George Maternal Fetal Medic | 40000-Intermountain Medical Group | 74041-St George Maternal Fetal Medic | 40000~000000034800 | 927009 | F163793 |  | 15-976 | Scanning Systems, Ultrasonic, | UltraSound | 2668 | GE HEALTHCARE | VOLUSON EXPERT 22 | 1 | 400D74041A | MG SG MATERNAL FETAL MED | Unspecified | Non Life Support | IES | ASP_GE | 4 | 5 | 5 | 2024-09-30 | Canyons/Desert
15400-Intermountain Medical Center | 70519 | Maternal Fetal Medicine | 15400-Intermountain Medical Center | 70519-Maternal Fetal Medicine | 15400~000000041094 | 911125 | F160863 | F160863 | 15-976 | Scanning Systems, Ultrasonic, | UltraSound | 2568 | GE HEALTHCARE | VOLUSON EXPERT 22 | 1 | 154D70519A | IM MATERNAL FETAL MEDICINE GL1 | Unspecified | Non Life Support | IES | ASP_GE | 22 | 5 | 3 | 2023-03-29 | Canyons/Desert
13200-McKay-Dee Hospital Center | 70519 | Maternal Fetal Medicine | 13200-McKay-Dee Hospital Center | 70519-Maternal Fetal Medicine | 13200~000000026510 | 912335 | F161390 | F161390 | 15-976 | Scanning Systems, Ultrasonic, | UltraSound | 2216 | GE HEALTHCARE | VOLUSON EXPERT 22 | 1 | 132D70519A | MK MATERNAL FETAL MED 4TH FLR | Common Area | Non Life Support | IES | IESCREWSC | 16 | 5 | 4 | 2023-09-20 | Canyons/Desert
13000-Logan Regional Hospital | 70519 | Maternal Fetal Medicine | 13000-Logan Regional Hospital | 70519-Maternal Fetal Medicine | 13000~000000012127 | 911302 | F161007 |  | 15-976 | Scanning Systems, Ultrasonic, | UltraSound | 2142 | GE HEALTHCARE | VOLUSON EXPERT 22 | 1 | 130D70519A | LO MATERNAL FETAL MEDICINE | MaternalFetalMedicine | Non Life Support | IES | ASP_GE | 21 | 5 | 3 | 2023-04-24 | Canyons/Desert
12800-LDS Hospital | 70519 | Maternal Fetal Medicine | 12800-LDS Hospital | 70519-Maternal Fetal Medicine | 12800~000000016421 | 911126 | F161002 | F161002 | 15-976 | Scanning Systems, Ultrasonic, | UltraSound | 2094 | GE HEALTHCARE | VOLUSON EXPERT 22 | 1 | 128D70519A | LD MATERNAL FETAL MED L4 | Exam Rm.2 | Non Life Support | IES | ASP_GE | 20 | 5 | 3 | 2023-05-02 | Canyons/Desert
40000-Intermountain Medical Group | 74174 | Salt Lake Clinic Admin | 40000-Intermountain Medical Group | 74219-SL Clinic - OB GYN | 40000~000000006257 | 522098 | B03776 | VSI3776 | 18-143 | Scanning Systems, Ultrasonic, | UltraSound | 2752 | GE HEALTHCARE | VOLUSON I | 1 | 400D74219A | MG SL CLINIC OBGYN | Common Area | Life Support / High Risk | IES | ASP_GE | 145 | 5 | 0 | 2012-12-31 | Canyons/Desert
40000-Intermountain Medical Group | 74174 | Salt Lake Clinic Admin | 40000-Intermountain Medical Group | 74219-SL Clinic - OB GYN | 40000~000000004903 | 457059 | B02236 | VSI02236 | 18-143 | Scanning Systems, Ultrasonic, | UltraSound | 2751 | GE HEALTHCARE | VOLUSON I | 1 | 400D74219A | MG SL CLINIC OBGYN | Ma Station | Life Support / High Risk | IES | ASP_GE | 186 | 5 | 0 | 2009-07-21 | Canyons/Desert
40000-Intermountain Medical Group | 74171 | Budge Clinic OB-GYN | 40000-Intermountain Medical Group | 74171-Budge Clinic OB-GYN | 40000~000000006490 | 539745 | B03861 | VSI03861 | 18-143 | Scanning Systems, Ultrasonic, | UltraSound | 2739 | GE HEALTHCARE | VOLUSON I | 1 | 400D74171A | MG BUDGE OBGYN CLINIC | Common Area | Life Support / High Risk | IES | ASP_GE | 145 | 5 | 0 | 2012-12-20 | Canyons/Desert
40000-Intermountain Medical Group | 74159 | American Fork MFM | 40000-Intermountain Medical Group | 74159-American Fork MFM | 40000~000000016315 | 732325 | VSI04073 | VSI04073 | 18-143 | Scanning Systems, Ultrasonic, | UltraSound | 2731 | GE HEALTHCARE | VOLUSON I | 1 | 400D74159A | MG AF MATERNAL FETAL MED | Common Area | Life Support / High Risk | IES | ASP_GE | 130 | 5 | 0 | 2014-04-01 | Canyons/Desert
40000-Intermountain Medical Group | 74058 | Wasatch OB-GYN | Unspecified-Unspecified | __NOT_APPLICABLE__-Unspecified | 40000~000000014637 |  | B04083 |  | 18-143 | Scanning Systems, Ultrasonic, | UltraSound | 2682 | GE HEALTHCARE | VOLUSON I | 1 | Unspecified | Unspecified | Unspecified | Life Support / High Risk |  |  | 128 | 5 | 0 | 2014-05-07 | Canyons/Desert
40000-Intermountain Medical Group | 74058 | Wasatch OB-GYN | 40000-Intermountain Medical Group | 74058-Wasatch OB-GYN | 40000~000000016213 | 731997 | BO5349 |  | 18-143 | Scanning Systems, Ultrasonic, | UltraSound | 2678 | GE HEALTHCARE | VOLUSON I | 1 | 400D74058A | MG MK WASATCH OBGYN STE 4815 | Common Area | Life Support / High Risk | IES | ASP_GE | 117 | 5 | 0 | 2015-04-24 | Canyons/Desert
40000-Intermountain Medical Group | 74058 | Wasatch OB-GYN | 40000-Intermountain Medical Group | 74058-Wasatch OB-GYN | 40000~000000015141 | 725190 | B05110 | VSI05110 | 18-143 | Scanning Systems, Ultrasonic, | UltraSound | 2677 | GE HEALTHCARE | VOLUSON I | 1 | 400D74058B | MG WASATCH OBGYN N OGDEN | Unspecified | Life Support / High Risk | IES | ASP_GE | 126 | 5 | 0 | 2014-08-01 | Canyons/Desert
40000-Intermountain Medical Group | 74058 | Wasatch OB-GYN | 40000-Intermountain Medical Group | 74058-Wasatch OB-GYN | 40000~000000014224 | 582718 | B04083 | VSI04083 | 18-143 | Scanning Systems, Ultrasonic, | UltraSound | 2676 | GE HEALTHCARE | VOLUSON I | 1 | 400D74058C | MG LA PW WASATCH OB STE 2C | Common Area | Life Support / High Risk | IES | ASP_GE | 128 | 5 | 0 | 2014-05-14 | Canyons/Desert
40000-Intermountain Medical Group | 74041 | St George Maternal Fetal Medic | Unspecified-Unspecified | __NOT_APPLICABLE__-Unspecified | 40000~000000027064 |  |  |  | 18-143 | Scanning Systems, Ultrasonic, | UltraSound | 2669 | GE HEALTHCARE | VOLUSON I | 1 | Unspecified | Unspecified | Unspecified | Life Support / High Risk |  |  | 123 | 5 | 0 | 2014-10-21 | Canyons/Desert
40000-Intermountain Medical Group | 73087 | West Valley Family Medicine | 40000-Intermountain Medical Group | 74195-West Valley Specialty Clinic | 40000~000000019554 | 810898 | B05684 | VSI05684 | 18-143 | Scanning Systems, Ultrasonic, | UltraSound | 2644 | GE HEALTHCARE | VOLUSON I | 1 | 400D74195A | MG WEST VALLEY SPECIALTY CL | Unspecified | Life Support / High Risk | IES | ASP_GE | 101 | 5 | 0 | 2016-08-15 | Canyons/Desert
40000-Intermountain Medical Group | 73010 | South Cache Valley Clinic | 40000-Intermountain Medical Group | 73011-Bear River Clinic | 40000~000000006967 | 572357 | BS22284 | VSI03999 | 18-143 | Scanning Systems, Ultrasonic, | UltraSound | 2622 | GE HEALTHCARE | VOLUSON I | 1 | 400D73011A | MG BEAR RIVER CLINIC | Unspecified | Life Support / High Risk | IES | ASP_GE | 132 | 5 | 0 | 2014-01-31 | Canyons/Desert
40000-Intermountain Medical Group | 73009 | North Cache Valley Clinic | 40000-Intermountain Medical Group | 74171-Budge Clinic OB-GYN | 40000~000000006499 | 490065 | B03874 | VSI03874 | 18-143 | Scanning Systems, Ultrasonic, | UltraSound | 2621 | GE HEALTHCARE | VOLUSON I | 1 | 400D74171A | MG BUDGE OBGYN CLINIC | Unspecified | Life Support / High Risk | IES | ASP_GE | 142 | 5 | 0 | 2013-03-31 | Canyons/Desert
40000-Intermountain Medical Group | 73004 | Moroni Clinic | 40000-Intermountain Medical Group | 73004-Moroni Clinic | 40000~000000024585 | 801186 | BS22714 | VSI05250 | 18-143 | Scanning Systems, Ultrasonic, | UltraSound | 2620 | GE HEALTHCARE | VOLUSON I | 1 | 400D73004A | MG MORONI CLINIC | Unspecified | Life Support / High Risk | IES | ASP_GE | 114 | 10 | 1 | 2015-07-20 | Canyons/Desert
15400-Intermountain Medical Center | 70519 | Maternal Fetal Medicine | 11300-Supply Chain Organization | 21003-Imaging Equipment Services | 15400~000000017016 | 541067 | B03966 | VSI03966 | 18-143 | Scanning Systems, Ultrasonic, | UltraSound | 2555 | GE HEALTHCARE | VOLUSON I | 1 | 113D21003A | LP IMAGING EQUIPMENT SERVICES | ImagingEquip Equipment Staging | Life Support / High Risk |  |  | 139 | 5 | 0 | 2013-06-27 | Canyons/Desert
13200-McKay-Dee Hospital Center | 14010 | Mom Baby Unit | 13200-McKay-Dee Hospital Center | 14010-Mom Baby Unit | 13200~000000009966 | 566751 | B03950 | VSI03950 | 18-143 | Scanning Systems, Ultrasonic, | UltraSound | 2153 | GE HEALTHCARE | VOLUSON I | 1 | 132D14010A | MK POSTPARTUM 4TH FLR | Unspecified | Life Support / High Risk | IES | ASP_GE | 133 | 7 | 0 | 2013-12-11 | Canyons/Desert
13000-Logan Regional Hospital | 14001 | Labor and Delivery Rooms | 13000-Logan Regional Hospital | 14001-Labor and Delivery Rooms | 13000~000000005167 | 821346 | B05191 | VSI05191 | 18-143 | Scanning Systems, Ultrasonic, | UltraSound | 2118 | GE HEALTHCARE | VOLUSON I | 1 | 130D14001A | LO DELIVERY ROOM | Standby L-D | Life Support / High Risk | IES | ASP_GE | 124 | 5 | 0 | 2014-09-25 | Canyons/Desert
11800-American Fork Hospital | 14001 | Labor and Delivery Rooms | 11800-American Fork Hospital | 14001-Labor and Delivery Rooms | 11800~000000004989 | 801289 | B05444 | VSI05444 | 18-143 | Scanning Systems, Ultrasonic, | UltraSound | 1916 | GE HEALTHCARE | VOLUSON I | 1 | 118D14001A | AF LABOR AND DELIVERY | Unspecified | Life Support / High Risk | IES | ASP_GE | 114 | 5 | 0 | 2015-07-20 | Canyons/Desert
11600-Alta View Hospital | 14001 | Labor and Delivery Rooms | 11600-Alta View Hospital | 14001-Labor and Delivery Rooms | 11600~000000003338 | 551614 | B03964 | VSI03964 | 18-143 | Scanning Systems, Ultrasonic, | UltraSound | 1894 | GE HEALTHCARE | VOLUSON I | 1 | 116D14001A | AV LABOR DELIVERY | Us 1 | Life Support / High Risk | IES | ASP_GE | 136 | 5 | 0 | 2013-09-20 | Canyons/Desert
43100-Intermountain MS NV LLC | 79543 | WHC Mtn View Laborists | 43100-Intermountain MS NV LLC | 79543-WHC Mtn View Laborists | 43100~000000002577 | 752034 | VP8800105 | 22589 | 15-976 | Scanning Systems, Ultrasonic, | UltraSound | 2830 | GE HEALTHCARE | VOLUSON P8 | 1 | 431D79543A | NV WHC MTN VIEW LABORISTS | Unspecified | Life Support / High Risk | SGRH_CE | NEVADA | 28 | 5 | 3 | 2022-09-09 | Canyons/Desert
43100-Intermountain MS NV LLC | 79543 | WHC Mtn View Laborists | 43100-Intermountain MS NV LLC | 79543-WHC Mtn View Laborists | 43100~000000002576 | 752097 | VP8002210 | 22582 | 15-976 | Scanning Systems, Ultrasonic, | UltraSound | 2829 | GE HEALTHCARE | VOLUSON P8 | 1 | 431D79543A | NV WHC MTN VIEW LABORISTS | Unspecified | Life Support / High Risk | SGRH_CE | NEVADA | 28 | 5 | 3 | 2022-09-09 | Canyons/Desert
43100-Intermountain MS NV LLC | 79543 | WHC Mtn View Laborists | 43100-Intermountain MS NV LLC | 79543-WHC Mtn View Laborists | 43100~000000002575 | 752086 | VP8802257 | 22535 | 15-976 | Scanning Systems, Ultrasonic, | UltraSound | 2828 | GE HEALTHCARE | VOLUSON P8 | 1 | 431D79543A | NV WHC MTN VIEW LABORISTS | Unspecified | Life Support / High Risk | SGRH_CE | NEVADA | 28 | 5 | 3 | 2022-09-09 | Canyons/Desert
40000-Intermountain Medical Group | 74298 | Sevier Valley OB-GYN | 40000-Intermountain Medical Group | 74298-Sevier Valley OB-GYN | 40000~000000024909 | 843507 | VP8801033 | KP8801033 | 15-976 | Scanning Systems, Ultrasonic, | UltraSound | 2792 | GE HEALTHCARE | VOLUSON P8 | 1 | 400D74298A | MG SV OB-GYN | Unspecified | Life Support / High Risk | IES | ASP_GE | 73 | 5 | 0 | 2018-12-21 | Canyons/Desert
40000-Intermountain Medical Group | 74272 | Layton Parkway Womens Health | 40000-Intermountain Medical Group | 74272-Layton Parkway Womens Health | 40000~000000032122 | 905979 | VP8202616 |  | 15-976 | Scanning Systems, Ultrasonic, | UltraSound | 2788 | GE HEALTHCARE | VOLUSON P8 | 1 | 400D74272A | MG LA PW WOMENS HEALTH STE 2B | Unspecified | Life Support / High Risk | IES | ASP_GE | 23 | 5 | 3 | 2023-03-01 | Canyons/Desert
40000-Intermountain Medical Group | 74227 | Avenues Womens Center | 40000-Intermountain Medical Group | 74227-Avenues Womens Center | 40000~000000018703 | 809173 | KP8324803 | KP8324803 | 15-976 | Scanning Systems, Ultrasonic, | UltraSound | 2769 | GE HEALTHCARE | VOLUSON P8 | 1 | 400D74227A | MG AVENUES WOMENS CTR MOB 205 | Avenues Midwifery | Life Support / High Risk | IES | ASP_GE | 103 | 5 | 0 | 2016-06-10 | Canyons/Desert
40000-Intermountain Medical Group | 74171 | Budge Clinic OB-GYN | 40000-Intermountain Medical Group | 74171-Budge Clinic OB-GYN | 40000~000000026015 | 850057 | VP8802301 | VP8802301 | 15-976 | Scanning Systems, Ultrasonic, | UltraSound | 2743 | GE HEALTHCARE | VOLUSON P8 | 1 | 400D74171A | MG BUDGE OBGYN CLINIC | Unspecified | Life Support / High Risk | IES | ASP_GE | 67 | 5 | 0 | 2019-06-14 | Canyons/Desert
40000-Intermountain Medical Group | 74171 | Budge Clinic OB-GYN | 40000-Intermountain Medical Group | 74171-Budge Clinic OB-GYN | 40000~000000022720 | 827532 | KP8002629 | KP8002629 | 15-976 | Scanning Systems, Ultrasonic, | UltraSound | 2741 | GE HEALTHCARE | VOLUSON P8 | 1 | 400D74171A | MG BUDGE OBGYN CLINIC | Common Area | Life Support / High Risk | IES | ASP_GE | 88 | 5 | 0 | 2017-09-21 | Canyons/Desert
40000-Intermountain Medical Group | 74170 | Southridge Clinic OB-GYN | 40000-Intermountain Medical Group | 74170-Southridge Clinic OB-GYN | 40000~000000032886 | 914970 | VP8203995 |  | 15-976 | Scanning Systems, Ultrasonic, | UltraSound | 2737 | GE HEALTHCARE | VOLUSON P8 | 1 | 400D74170A | MG SOUTHRIDGE OBGYN | Unspecified | Life Support / High Risk | IES | ASP_GE | 15 | 5 | 4 | 2023-10-02 | Canyons/Desert
40000-Intermountain Medical Group | 74170 | Southridge Clinic OB-GYN | 40000-Intermountain Medical Group | 74170-Southridge Clinic OB-GYN | 40000~000000032672 | 914971 | VP8203740 | VP8203740 | 15-976 | Scanning Systems, Ultrasonic, | UltraSound | 2736 | GE HEALTHCARE | VOLUSON P8 | 1 | 400D74170A | MG SOUTHRIDGE OBGYN | Unspecified | Life Support / High Risk | IES | ASP_GE | 18 | 5 | 4 | 2023-08-01 | Canyons/Desert
40000-Intermountain Medical Group | 74170 | Southridge Clinic OB-GYN | 40000-Intermountain Medical Group | 74170-Southridge Clinic OB-GYN | 40000~000000018045 | 807591 | KP8294392 | KP8294392 | 15-976 | Scanning Systems, Ultrasonic, | UltraSound | 2735 | GE HEALTHCARE | VOLUSON P8 | 1 | 400D74170A | MG SOUTHRIDGE OBGYN | Common Area | Life Support / High Risk | IES | ASP_GE | 109 | 5 | 0 | 2015-12-04 | Canyons/Desert
40000-Intermountain Medical Group | 74141 | Legacy OB-GYN | 40000-Intermountain Medical Group | 74141-Legacy OB-GYN | 40000~000000030531 | 888831 | VP8810348 | VP8810348 | 15-976 | Scanning Systems, Ultrasonic, | UltraSound | 2723 | GE HEALTHCARE | VOLUSON P8 | 1 | 400D74141A | MG LEGACY OBGYN SUITE 250 | Common Area | Life Support / High Risk | AFH_CE | AFCREW1_CE | 37 | 5 | 2 | 2021-12-07 | Canyons/Desert
40000-Intermountain Medical Group | 74141 | Legacy OB-GYN | 40000-Intermountain Medical Group | 74141-Legacy OB-GYN | 40000~000000029178 | 892124 | VP8805988 |  | 15-976 | Scanning Systems, Ultrasonic, | UltraSound | 2722 | GE HEALTHCARE | VOLUSON P8 | 1 | 400D74141A | MG LEGACY OBGYN SUITE 250 | Unspecified | Life Support / High Risk | AFH_CE | AFCREW1_CE | 51 | 5 | 1 | 2020-10-20 | Canyons/Desert
40000-Intermountain Medical Group | 74106 | Intrmtn OB-GYN Specialists | 40000-Intermountain Medical Group | 74106-Intrmtn OB-GYN Specialists | 40000~000000025381 | 846247 | VP8800826 | KP8800826 | 15-976 | Scanning Systems, Ultrasonic, | UltraSound | 2702 | GE HEALTHCARE | VOLUSON P8 | 1 | 400D74106A | MG OBGYN STE 120 | Unspecified | Life Support / High Risk | IES | ASP_GE | 71 | 5 | 0 | 2019-02-26 | Canyons/Desert
40000-Intermountain Medical Group | 74106 | Intrmtn OB-GYN Specialists | 40000-Intermountain Medical Group | 74106-Intrmtn OB-GYN Specialists | 40000~000000017315 | 804055 | 283937SU1 | KP8R283937 | 15-976 | Scanning Systems, Ultrasonic, | UltraSound | 2701 | GE HEALTHCARE | VOLUSON P8 | 1 | 400D74106A | MG OBGYN STE 120 | Common Area | Life Support / High Risk | IES | ASP_GE | 115 | 3.0833 | 0 | 2015-06-26 | Canyons/Desert
40000-Intermountain Medical Group | 74106 | Intrmtn OB-GYN Specialists | 40000-Intermountain Medical Group | 74106-Intrmtn OB-GYN Specialists | 40000~000000017314 | 804077 | 281201SU4 | KP8R281201 | 15-976 | Scanning Systems, Ultrasonic, | UltraSound | 2700 | GE HEALTHCARE | VOLUSON P8 | 1 | 400D74106A | MG OBGYN STE 120 | Unspecified | Life Support / High Risk | IES | ASP_GE | 115 | 2 | 0 | 2015-06-26 | Canyons/Desert
40000-Intermountain Medical Group | 74106 | Intrmtn OB-GYN Specialists | 40000-Intermountain Medical Group | 74106-Intrmtn OB-GYN Specialists | 40000~000000017313 | 804078 | 283932SU2 | KP8R283932 | 15-976 | Scanning Systems, Ultrasonic, | UltraSound | 2699 | GE HEALTHCARE | VOLUSON P8 | 1 | 400D74106A | MG OBGYN STE 120 | Unspecified | Life Support / High Risk | IES | ASP_GE | 115 | 5 | 0 | 2015-06-26 | Canyons/Desert
40000-Intermountain Medical Group | 74106 | Intrmtn OB-GYN Specialists | 40000-Intermountain Medical Group | 74106-Intrmtn OB-GYN Specialists | 40000~000000017238 | 804079 | 299886SU2 | KP8299886 | 15-976 | Scanning Systems, Ultrasonic, | UltraSound | 2698 | GE HEALTHCARE | VOLUSON P8 | 1 | 400D74106A | MG OBGYN STE 120 | Unspecified | Life Support / High Risk | IES | ASP_GE | 110 | 5 | 0 | 2015-11-05 | Canyons/Desert
40000-Intermountain Medical Group | 74106 | Intrmtn OB-GYN Specialists | 40000-Intermountain Medical Group | 74106-Intrmtn OB-GYN Specialists | 40000~000000017237 | 804080 | 297814SU6 | KP8297814 | 15-976 | Scanning Systems, Ultrasonic, | UltraSound | 2697 | GE HEALTHCARE | VOLUSON P8 | 1 | 400D74106A | MG OBGYN STE 120 | Unspecified | Life Support / High Risk | IES | ASP_GE | 110 | 5 | 0 | 2015-11-05 | Canyons/Desert
40000-Intermountain Medical Group | 74106 | Intrmtn OB-GYN Specialists | 15400-Intermountain Medical Center | 46012-Women and Newborn Hospital | 40000~000000017236 | 804081 | 299893SU8 | KP8299893 | 15-976 | Scanning Systems, Ultrasonic, | UltraSound | 2696 | GE HEALTHCARE | VOLUSON P8 | 1 | 154D46012C | IM OBGYN SPEC SUITE 120 GL1 | Unspecified | Life Support / High Risk | IES | ASP_GE | 112 | 5 | 0 | 2015-09-04 | Canyons/Desert
40000-Intermountain Medical Group | 74104 | Intermountain MFM Specialist | 15400-Intermountain Medical Center | 70501-Midwifery | 40000~000000020841 | 817921 | KP8001959 | KP8001959 | 15-976 | Scanning Systems, Ultrasonic, | UltraSound | 2692 | GE HEALTHCARE | VOLUSON P8 | 1 | 154D70501A | IM MIDWIFERY GL1 | Unspecified | Life Support / High Risk | IES | ASP_GE | 92 | 5 | 0 | 2017-05-11 | Canyons/Desert
40000-Intermountain Medical Group | 74058 | Wasatch OB-GYN | 40000-Intermountain Medical Group | 74058-Wasatch OB-GYN | 40000~000000032885 | 912329 | VP8204097 | VP8204097 | 15-976 | Scanning Systems, Ultrasonic, | UltraSound | 2681 | GE HEALTHCARE | VOLUSON P8 | 1 | 400D74058A | MG MK WASATCH OBGYN STE 4815 | Ste4815WasatchObCommon Area | Life Support / High Risk | IES | ASP_GE | 16 | 5 | 4 | 2023-09-22 | Canyons/Desert
40000-Intermountain Medical Group | 74058 | Wasatch OB-GYN | 40000-Intermountain Medical Group | 74058-Wasatch OB-GYN | 40000~000000030499 | 888447 | VP8810183 | VP8810183 | 15-976 | Scanning Systems, Ultrasonic, | UltraSound | 2680 | GE HEALTHCARE | VOLUSON P8 | 1 | 400D74058C | MG LA PW WASATCH OB STE 2C | Common Area | Life Support / High Risk | IES | ASP_GE | 38 | 5 | 2 | 2021-12-01 | Canyons/Desert
40000-Intermountain Medical Group | 74058 | Wasatch OB-GYN | 40000-Intermountain Medical Group | 74058-Wasatch OB-GYN | 40000~000000030498 | 888333 | VP8810189 | VP8810189 | 15-976 | Scanning Systems, Ultrasonic, | UltraSound | 2679 | GE HEALTHCARE | VOLUSON P8 | 1 | 400D74058A | MG MK WASATCH OBGYN STE 4815 | Ste4815WasatchObUltrasound | Life Support / High Risk | IES | ASP_GE | 38 | 5 | 2 | 2021-12-01 | Canyons/Desert
40000-Intermountain Medical Group | 74042 | St George OB Hospitalists | 40000-Intermountain Medical Group | 74042-St George OB Hospitalists | 40000~000000025572 | 852128 | KP8800815 | KP8800815 | 15-976 | Scanning Systems, Ultrasonic, | UltraSound | 2671 | GE HEALTHCARE | VOLUSON P8 | 1 | 400D74042A | MG SG HIGH RISK OB | Unspecified | Life Support / High Risk | IES | ASP_GE | 70 | 5 | 0 | 2019-03-08 | Canyons/Desert
40000-Intermountain Medical Group | 73079 | White Sage Family Med Clinic | 40000-Intermountain Medical Group | 73079-White Sage Family Med Clinic | 40000~000000023892 | 841416 | LP9002074 |  | 15-976 | Scanning Systems, Ultrasonic, | UltraSound | 2642 | GE HEALTHCARE | VOLUSON P8 | 1 | 400D73079A | MG WHITE SAGE FAMILY MED CL | Unspecified | Life Support / High Risk | IES | ASP_GE | 79 | 5 | 0 | 2018-06-15 | Canyons/Desert
40000-Intermountain Medical Group | 73071 | Cedar City Clinic | 40000-Intermountain Medical Group | 73071-Cedar City Clinic | 40000~000000027303 | 860395 | VP8804812 | VP8804812 | 15-976 | Scanning Systems, Ultrasonic, | UltraSound | 2637 | GE HEALTHCARE | VOLUSON P8 | 1 | 400D73071A | MG CEDAR CITY CLINIC | Clinic Suite A | Life Support / High Risk | IES | ASP_GE | 58 | 5 | 0 | 2020-03-31 | Canyons/Desert
40000-Intermountain Medical Group | 73067 | Heber Valley Clinic | 40000-Intermountain Medical Group | 73067-Heber Valley Clinic | 40000~000000017364 | 817268 | KP8305180 | KP8305180 | 15-976 | Scanning Systems, Ultrasonic, | UltraSound | 2633 | GE HEALTHCARE | VOLUSON P8 | 1 | 400D73067A | MG HEBER VALLEY CLINIC | Heber Valley Clinic | Life Support / High Risk | IES | ASP_GE | 110 | 5 | 0 | 2015-12-01 | Canyons/Desert
40000-Intermountain Medical Group | 73061 | Highland Clinic | 40000-Intermountain Medical Group | 73061-Highland Clinic | 40000~000000021695 | 822304 | KP8002152 | KP8002152 | 15-976 | Scanning Systems, Ultrasonic, | UltraSound | 2632 | GE HEALTHCARE | VOLUSON P8 | 1 | 400D73061A | MG HIGHLAND CLINIC | Unspecified | Life Support / High Risk | IES | ASP_GE | 87 | 5 | 0 | 2017-10-23 | Canyons/Desert
40000-Intermountain Medical Group | 73025 | Bountiful Clinic Admin | 40000-Intermountain Medical Group | 73025-Bountiful Clinic Admin | 40000~000000024641 | 839783 | KP8003220 | KP8003220 | 15-976 | Scanning Systems, Ultrasonic, | UltraSound | 2631 | GE HEALTHCARE | VOLUSON P8 | 1 | 400D73025A | MG BOUNTIFUL CLINIC L1 | Unspecified | Life Support / High Risk | IES | ASP_GE | 74 | 5 | 0 | 2018-11-06 | Canyons/Desert
40000-Intermountain Medical Group | 73025 | Bountiful Clinic Admin | 40000-Intermountain Medical Group | 73025-Bountiful Clinic Admin | 40000~000000023203 | 829136 | KP8003591 | KP8003591 | 15-976 | Scanning Systems, Ultrasonic, | UltraSound | 2629 | GE HEALTHCARE | VOLUSON P8 | 1 | 400D73025A | MG BOUNTIFUL CLINIC L1 | Unspecified | Life Support / High Risk | IES | ASP_GE | 84 | 5 | 0 | 2018-01-04 | Canyons/Desert
40000-Intermountain Medical Group | 73011 | Bear River Clinic | 40000-Intermountain Medical Group | 73011-Bear River Clinic | 40000~000000033426 | 916598 | VP8205029 |  | 15-976 | Scanning Systems, Ultrasonic, | UltraSound | 2624 | GE HEALTHCARE | VOLUSON P8 | 1 | 400D73011A | MG BEAR RIVER CLINIC | Unspecified | Life Support / High Risk | IES | ASP_GE | 12 | 5 | 4 | 2024-01-09 | Canyons/Desert
40000-Intermountain Medical Group | 73011 | Bear River Clinic | 40000-Intermountain Medical Group | 73011-Bear River Clinic | 40000~000000029031 | 878023 | VP8806844 |  | 15-976 | Scanning Systems, Ultrasonic, | UltraSound | 2623 | GE HEALTHCARE | VOLUSON P8 | 1 | 400D73011A | MG BEAR RIVER CLINIC | Unspecified | Life Support / High Risk | IES | ASP_GE | 48 | 5 | 1 | 2021-01-28 | Canyons/Desert
40000-Intermountain Medical Group | 73002 | Mt Pleasant Clinic | 40000-Intermountain Medical Group | 73002-Mt Pleasant Clinic | 40000~000000006930 | 490573 | 228084SU0 | KP8228084 | 15-976 | Scanning Systems, Ultrasonic, | UltraSound | 2619 | GE HEALTHCARE | VOLUSON P8 | 1 | 400D73002A | MG MT PLEASANT CLINIC | Mt Pleasant Clinic | Life Support / High Risk | IES | ASP_GE | 132 | 5 | 0 | 2014-01-31 | Canyons/Desert
40000-Intermountain Medical Group | 42945 | Layton PW Administration | 40000-Intermountain Medical Group | 74272-Layton Parkway Womens Health | 40000~000000025182 | 836800 | KP8800326 | KP8800326 | 15-976 | Scanning Systems, Ultrasonic, | UltraSound | 2614 | GE HEALTHCARE | VOLUSON P8 | 1 | 400D74272A | MG LA PW WOMENS HEALTH STE 2B | Unspecified | Life Support / High Risk | IES | ASP_GE | 78 | 5 | 0 | 2018-07-26 | Canyons/Desert
40000-Intermountain Medical Group | 42945 | Layton PW Administration | 40000-Intermountain Medical Group | 74272-Layton Parkway Womens Health | 40000~000000024059 | 836801 | KP8800316 | KP8800316 | 15-976 | Scanning Systems, Ultrasonic, | UltraSound | 2613 | GE HEALTHCARE | VOLUSON P8 | 1 | 400D74272A | MG LA PW WOMENS HEALTH STE 2B | Unspecified | Life Support / High Risk | IES | ASP_GE | 78 | 5 | 0 | 2018-07-26 | Canyons/Desert
15400-Intermountain Medical Center | 70519 | Maternal Fetal Medicine | 15400-Intermountain Medical Center | 70519-Maternal Fetal Medicine | 15400~000000040101 | 900447 | VP8201199 |  | 15-976 | Scanning Systems, Ultrasonic, | UltraSound | 2567 | GE HEALTHCARE | VOLUSON P8 | 1 | 154D70519A | IM MATERNAL FETAL MEDICINE GL1 | BldgD Ste100 Antenatal Testing | Life Support / High Risk | IES | ASP_GE | 29 | 5 | 3 | 2022-08-19 | Canyons/Desert
15400-Intermountain Medical Center | 70519 | Maternal Fetal Medicine | 15400-Intermountain Medical Center | 70519-Maternal Fetal Medicine | 15400~000000040100 | 900446 | VP8201092 |  | 15-976 | Scanning Systems, Ultrasonic, | UltraSound | 2566 | GE HEALTHCARE | VOLUSON P8 | 1 | 154D70519A | IM MATERNAL FETAL MEDICINE GL1 | BldgD Ste100 Antenatal Testing | Life Support / High Risk | IES | ASP_GE | 29 | 5 | 3 | 2022-08-19 | Canyons/Desert
15400-Intermountain Medical Center | 70519 | Maternal Fetal Medicine | 15400-Intermountain Medical Center | 70519-Maternal Fetal Medicine | 15400~000000033070 | 852123 | KP8801696 | KP8801696 | 15-976 | Scanning Systems, Ultrasonic, | UltraSound | 2560 | GE HEALTHCARE | VOLUSON P8 | 1 | 154D70519A | IM MATERNAL FETAL MEDICINE GL1 | Unspecified | Life Support / High Risk | IES | ASP_GE | 70 | 5 | 0 | 2019-03-11 | Canyons/Desert
15400-Intermountain Medical Center | 70519 | Maternal Fetal Medicine | 15400-Intermountain Medical Center | 70519-Maternal Fetal Medicine | 15400~000000033069 | 852121 | KP8801691 | KP8801691 | 15-976 | Scanning Systems, Ultrasonic, | UltraSound | 2559 | GE HEALTHCARE | VOLUSON P8 | 1 | 154D70519A | IM MATERNAL FETAL MEDICINE GL1 | Unspecified | Life Support / High Risk | IES | ASP_GE | 70 | 5 | 0 | 2019-03-11 | Canyons/Desert
15400-Intermountain Medical Center | 14001 | Labor and Delivery Rooms | 15400-Intermountain Medical Center | 14001-Labor and Delivery Rooms | 15400~000000039751 | 894725 | KP8002065 |  | 15-976 | Scanning Systems, Ultrasonic, | UltraSound | 2465 | GE HEALTHCARE | VOLUSON P8 | 1 | 154D14001A | IM LABOR DELIVERY GLL1 | Common Area | Life Support / High Risk | IES | ASP_GE | 32 | 5 | 2 | 2022-05-26 | Canyons/Desert
15400-Intermountain Medical Center | 14001 | Labor and Delivery Rooms | 15400-Intermountain Medical Center | 14001-Labor and Delivery Rooms | 15400~000000029607 | 818594 | VP8002065 | KP8002065 | 15-976 | Scanning Systems, Ultrasonic, | UltraSound | 2463 | GE HEALTHCARE | VOLUSON P8 | 1 | 154D14001A | IM LABOR DELIVERY GLL1 | Unspecified | Life Support / High Risk | IES | ASP_GE | 92 | 5 | 0 | 2017-05-26 | Canyons/Desert
14800-Heber Valley Hospital | 14001 | Labor and Delivery Rooms | 14800-Heber Valley Hospital | 14001-Labor and Delivery Rooms | 14800~000000001694 | 841379 | VP88004033 | KP8R800403 | 15-976 | Scanning Systems, Ultrasonic, | UltraSound | 2432 | GE HEALTHCARE | VOLUSON P8 | 1 | 148D14001A | HV LABOR DELIVERY | Unspecified | Life Support / High Risk | IES | ASP_GE | 73 | 5 | 0 | 2018-12-18 | Canyons/Desert
14600-Cedar City Hospital | 14001 | Labor and Delivery Rooms | 14600-Cedar City Hospital | 14010-Mom Baby Unit | 14600~000000004034 | 920364 | VP8205551 | VP8205551 | 15-976 | Scanning Systems, Ultrasonic, | UltraSound | 2416 | GE HEALTHCARE | VOLUSON P8 | 1 | 146D14010A | CC MATERNITY NURSNG | Unspecified | Life Support / High Risk | IES | ASP_GE | 10 | 5 | 4 | 2024-03-11 | Canyons/Desert
14400-Utah Valley Hospital | 70519 | Maternal Fetal Medicine | 14400-Utah Valley Hospital | 70519-Maternal Fetal Medicine | 14400~000000017081 | 829661 | KP8003980 | KP8003980 | 15-976 | Scanning Systems, Ultrasonic, | UltraSound | 2406 | GE HEALTHCARE | VOLUSON P8 | 1 | 144D70519A | UV MATERNAL FETAL MEDICINE | Unspecified | Life Support / High Risk | IES | ASP_GE | 81 | 5 | 0 | 2018-04-20 | Canyons/Desert
14400-Utah Valley Hospital | 70519 | Maternal Fetal Medicine | 14400-Utah Valley Hospital | 70519-Maternal Fetal Medicine | 14400~000000016137 | 819815 | KP8001876 | KP8001876 | 15-976 | Scanning Systems, Ultrasonic, | UltraSound | 2404 | GE HEALTHCARE | VOLUSON P8 | 1 | 144D70519A | UV MATERNAL FETAL MEDICINE | Unspecified | Life Support / High Risk | IES | ASP_GE | 92 | 5 | 0 | 2017-05-12 | Canyons/Desert
14400-Utah Valley Hospital | 14001 | Labor and Delivery Rooms | 14400-Utah Valley Hospital | 14001-Labor and Delivery Rooms | 14400~000000016826 | 825945 | KP8003432 | KP8003432 | 15-976 | Scanning Systems, Ultrasonic, | UltraSound | 2341 | GE HEALTHCARE | VOLUSON P8 | 1 | 144D14001A | UV LABOR DELIVERY | Common Area | Life Support / High Risk | IES | ASP_GE | 84 | 5 | 0 | 2018-01-24 | Canyons/Desert
14300-Park City Hospital | 14001 | Labor and Delivery Rooms | 14300-Park City Hospital | 14001-Labor and Delivery Rooms | 14300~000000004013 | 895567 | VP8200063 |  | 15-976 | Scanning Systems, Ultrasonic, | UltraSound | 2319 | GE HEALTHCARE | VOLUSON P8 | 1 | 143D14001A | PK LABOR DELIVERY | Common Area | Life Support / High Risk | PKMC_CE | PKCREW1_CE | 32 | 5 | 2 | 2022-05-18 | Canyons/Desert
14100-Spanish Fork Hospital | 14001 | Labor and Delivery Rooms | 14100-Spanish Fork Hospital | 14001-Labor and Delivery Rooms | 14100~000000002419 | 879201 | VP8806623 |  | 15-976 | Scanning Systems, Ultrasonic, | UltraSound | 2303 | GE HEALTHCARE | VOLUSON P8 | 1 | 141D14001A | SF LABOR AND DELIVERY ROOMS | Common Area | Life Support / High Risk | IES | ASP_GE | 46 | 5 | 1 | 2021-03-12 | Canyons/Desert
13900-Riverton Hospital | 14001 | Labor and Delivery Rooms | 13900-Riverton Hospital | 14001-Labor and Delivery Rooms | 13900~000000007470 | 883335 | VP8808214 | VP8808214 | 15-976 | Scanning Systems, Ultrasonic, | UltraSound | 2282 | GE HEALTHCARE | VOLUSON P8 | 1 | 139D14001A | RV LABOR DELIVERY ROOMS | Unspecified | Life Support / High Risk | IES | ASP_GE | 43 | 5 | 1 | 2021-06-07 | Canyons/Desert
13800-Primary Childrens Hospital | 70038 | PC Fetal Center | 13800-Primary Childrens Hospital | 32215-Clinical Engineering | 13800~000000028007 | 864136 | VP8805130 |  | 15-976 | Scanning Systems, Ultrasonic, | UltraSound | 2277 | GE HEALTHCARE | VOLUSON P8 | 1 | 138D32215A | PC CLINICAL ENGINEERING LB | CE Clinical Engineering | Life Support / High Risk | IES | ASP_GE | 56 | 5 | 0 | 2020-05-15 | Canyons/Desert
13400-Orem Community Hospital | 14010 | Mom Baby Unit | 13400-Orem Community Hospital | 14001-Labor and Delivery Rooms | 13400~000000002298 | 888085 | VP8810186 | VP8810186 | 15-976 | Scanning Systems, Ultrasonic, | UltraSound | 2219 | GE HEALTHCARE | VOLUSON P8 | 1 | 134D14001A | OR LABOR DELIVERY | Unspecified | Life Support / High Risk | AFH_CE | AFCREW2_CE | 37 | 5 | 2 | 2021-12-03 | Canyons/Desert
13200-McKay-Dee Hospital Center | 14001 | Labor and Delivery Rooms | 13200-McKay-Dee Hospital Center | 14001-Labor and Delivery Rooms | 13200~000000023517 | 874929 | VP806607 | VPP806607 | 15-976 | Scanning Systems, Ultrasonic, | UltraSound | 2152 | GE HEALTHCARE | VOLUSON P8 | 1 | 132D14001A | MK LABOR AND DELIVERY 4TH FLR | Common Area | Life Support / High Risk | IES | ASP_GE | 49 | 5 | 1 | 2020-12-22 | Canyons/Desert
13000-Logan Regional Hospital | 14001 | Labor and Delivery Rooms | 13000-Logan Regional Hospital | 14001-Labor and Delivery Rooms | 13000~000000012519 | 919017 | VP8205154 |  | 15-976 | Scanning Systems, Ultrasonic, | UltraSound | 2119 | GE HEALTHCARE | VOLUSON P8 | 1 | 130D14001A | LO DELIVERY ROOM | L-D Common Area | Life Support / High Risk | LRH_CE | LRHCREW5CE | 11 | 5 | 4 | 2024-02-05 | Canyons/Desert
12800-LDS Hospital | 14001 | Labor and Delivery Rooms | 12800-LDS Hospital | 14001-Labor and Delivery Rooms | 12800~000000014350 | 841920 | VP8801368 | KP8801368 | 15-976 | Scanning Systems, Ultrasonic, | UltraSound | 2060 | GE HEALTHCARE | VOLUSON P8 | 1 | 128D14001A | LD LABOR DELIVERY L4 | Unspecified | Life Support / High Risk | IES | ASP_GE | 73 | 5 | 0 | 2018-12-26 | Canyons/Desert
12200-Cassia Regional Hospital | 70001 | Spring Creek Womens Health | 12200-Cassia Regional Hospital | 70001-Spring Creek Womens Health | 12200~000000003329 | 887371 | VP8809073 |  | 15-976 | Scanning Systems, Ultrasonic, | UltraSound | 1957 | GE HEALTHCARE | VOLUSON P8 | 1 | 122D70001A | CA SPRING CREEK WOMENS CNTR | Common Area | Life Support / High Risk | IES | ASP_GE | 40 | 7 | 4 | 2021-09-03 | Canyons/Desert
12200-Cassia Regional Hospital | 14001 | Labor and Delivery Rooms | 12200-Cassia Regional Hospital | 14001-Labor and Delivery Rooms | 12200~000000003567 | 909914 | VP8201497 |  | 15-976 | Scanning Systems, Ultrasonic, | UltraSound | 1949 | GE HEALTHCARE | VOLUSON P8 | 1 | 122D14001A | CA LABOR AND DELIVERY | Labor - Delivery | Life Support / High Risk | IES | ASP_GE | 26 | 5 | 3 | 2022-11-03 | Canyons/Desert
11600-Alta View Hospital | 14001 | Labor and Delivery Rooms | 11600-Alta View Hospital | 14010-Mom Baby Unit | 11600~000000009904 | 927033 | VP8205919 |  | 15-976 | Scanning Systems, Ultrasonic, | UltraSound | 1896 | GE HEALTHCARE | VOLUSON P8 | 1 | 116D14010A | AV MATERNITY | Maternity Nursery | Life Support / High Risk | IES | ASP_GE | 3 | 5 | 5 | 2024-10-02 | Canyons/Desert
11600-Alta View Hospital | 14001 | Labor and Delivery Rooms | 11600-Alta View Hospital | 14010-Mom Baby Unit | 11600~000000006115 | 841271 | VP8800702 | KP8800702 | 15-976 | Scanning Systems, Ultrasonic, | UltraSound | 1895 | GE HEALTHCARE | VOLUSON P8 | 1 | 116D14010A | AV MATERNITY | 132 Postpartum | Life Support / High Risk | IES | ASP_GE | 73 | 5 | 0 | 2018-12-09 | Canyons/Desert
40000-Intermountain Medical Group | 74245 | Budge Clinic Medical Special | 40000-Intermountain Medical Group | 74016-Cache Valley Heart Clinic | 40000~000000026016 | 850069 | LP9004177 | LP9004177 | 15-657 | Scanning Systems, Ultrasonic, | UltraSound | 2772 | GE HEALTHCARE | VOLUSON P9 | 1 | 400D74016A | MG CACHE VALLEY HEART CLINIC | Unspecified | Life Support / High Risk | IES | ASP_GE | 67 | 5 | 0 | 2019-06-05 | Canyons/Desert
40000-Intermountain Medical Group | 74042 | St George OB Hospitalists | 40000-Intermountain Medical Group | 74041-St George Maternal Fetal Medic | 40000~000000017266 | 813603 | KS6R273862 | KS6R273862 | 15-976 | Scanning Systems, Ultrasonic, | UltraSound | 2670 | GE HEALTHCARE | VOLUSON S6 | 1 | 400D74041A | MG SG MATERNAL FETAL MED | MFM High Risk Clinic | Life Support / High Risk | IES | ASP_GE | 113 | 5 | 0 | 2015-08-20 | Canyons/Desert
40000-Intermountain Medical Group | 73025 | Bountiful Clinic Admin | 40000-Intermountain Medical Group | 73025-Bountiful Clinic Admin | 40000~000000005775 | 473220 | 150478SU6 | KS6150478 | 15-976 | Scanning Systems, Ultrasonic, | UltraSound | 2628 | GE HEALTHCARE | VOLUSON S6 | 1 | 400D73025A | MG BOUNTIFUL CLINIC L1 | Common Area | Life Support / High Risk | IES | ASP_GE | 160 | 5 | 0 | 2011-09-15 | Canyons/Desert
40000-Intermountain Medical Group | 74337 | Riverton Maternal Fetal Med | 40000-Intermountain Medical Group | 74337-Riverton Maternal Fetal Med | 40000~000000030456 | 806027 | 302971SU7 | KS8302971 | 15-976 | Scanning Systems, Ultrasonic, | UltraSound | 2803 | GE HEALTHCARE | VOLUSON S8 | 1 | 400D74337A | MG RIVERTON MATERNAL FETAL MED | Unspecified | Life Support / High Risk | IES | ASP_GE | 110 | 5 | 0 | 2015-12-01 | Canyons/Desert
40000-Intermountain Medical Group | 74115 | Park City Specialty Clinic | 40000-Intermountain Medical Group | 74115-Park City Specialty Clinic | 40000~000000018067 | 825931 | IDKS8304456 | KS8304456 | 15-976 | Scanning Systems, Ultrasonic, | UltraSound | 2710 | GE HEALTHCARE | VOLUSON S8 | 1 | 400D74115A | MG PARK CITY SPECIALTY CLINIC | Orange Treatment 2 | Life Support / High Risk | IES | ASP_GE | 109 | 5 | 0 | 2015-12-04 | Canyons/Desert
12900-Layton Hospital | 21001 | Imaging Administration | 12900-Layton Hospital | 21001-Imaging Administration | 12900~000000002863 | 839184 | VS8002298 | KS8002298 | 15-976 | Scanning Systems, Ultrasonic, | UltraSound | 2102 | GE HEALTHCARE | VOLUSON S8 | 1 | 129D21001A | LA IMAGING ADMINISTRATION | Unspecified | Life Support / High Risk | IES | ASP_GE | 77 | 5 | 0 | 2018-08-16 | Canyons/Desert
12600-St George Regional Hospital | 14001 | Labor and Delivery Rooms | 12600-St George Regional Hospital | 14001-Labor and Delivery Rooms | 12600~000000013835 | 805671 | 5589184 | KS8310801 | 15-976 | Scanning Systems, Ultrasonic, | UltraSound | 1979 | GE HEALTHCARE | VOLUSON S8 | 1 | 126D14001A | SG LABOR DELIVERY | Unspecified | Life Support / High Risk | IES | ASP_GE | 109 | 5 | 0 | 2015-12-16 | Canyons/Desert
40000-Intermountain Medical Group | 74272 | Layton Parkway Womens Health | 40000-Intermountain Medical Group | 74272-Layton Parkway Womens Health | 40000~000000029925 | 883273 | VH200682UB | VH200682UB | 18-143 | Scanning Systems, Ultrasonic, | UltraSound | 2787 | GE HEALTHCARE | VSCAN | 1 | 400D74272A | MG LA PW WOMENS HEALTH STE 2B | Unspecified | Life Support / High Risk | LA_CE | LACREW1CE | 43 | 5 | 1 | 2021-06-10 | Canyons/Desert
40000-Intermountain Medical Group | 74227 | Avenues Womens Center | 40000-Intermountain Medical Group | 74227-Avenues Womens Center | 40000~000000015115 | 732319 | VH01209875 | VH01209875 | 18-143 | Scanning Systems, Ultrasonic, | UltraSound | 2768 | GE HEALTHCARE | VSCAN | 1 | 400D74227A | MG AVENUES WOMENS CTR MOB 205 | Nurse Station South | Life Support / High Risk | LDSH_CE | LDSCE1 | 128 | 5 | 0 | 2014-06-01 | Canyons/Desert
40000-Intermountain Medical Group | 74171 | Budge Clinic OB-GYN | 40000-Intermountain Medical Group | 74171-Budge Clinic OB-GYN | 40000~000000025861 | 849616 | VH150855NB | VH150855NB | 18-143 | Scanning Systems, Ultrasonic, | UltraSound | 2742 | GE HEALTHCARE | VSCAN | 1 | 400D74171B | MG BUDGE OBGYN CLINIC 1ST FLR | Unspecified | Life Support / High Risk | IES | ASP_GE | 67 | 5 | 0 | 2019-06-04 | Canyons/Desert
40000-Intermountain Medical Group | 74045 | Northern Utah Surgeons -Shared | 40000-Intermountain Medical Group | 74045-Northern Utah Surgeons -Shared | 40000~000000027129 | 858417 | VH260174KU | VH260174KU | 18-143 | Scanning Systems, Ultrasonic, | UltraSound | 2672 | GE HEALTHCARE | VSCAN | 1 | 400D74045A | MG NORTH UT SURGEONS STE2600 | Unspecified | Life Support / High Risk | IES | ASP_GE | 59 | 5 | 0 | 2020-02-07 | Canyons/Desert
40000-Intermountain Medical Group | 74029 | Cedar City Heart Clinic | 40000-Intermountain Medical Group | 74029-Cedar City Heart Clinic | 40000~000000014410 | 584532 | VH016774JE | VH016774JE | 18-143 | Scanning Systems, Ultrasonic, | UltraSound | 2659 | GE HEALTHCARE | VSCAN | 1 | 400D74029A | MG CEDAR CITY HEART CLINIC | Unspecified | Life Support / High Risk | IES | ASP_GE | 127 | 5 | 0 | 2014-06-17 | Canyons/Desert
40000-Intermountain Medical Group | 73013 | Hurricane Valley Clinic | 40000-Intermountain Medical Group | 73013-Hurricane Valley Clinic | 40000~000000026044 | 850506 | VH1642848F | VH1642848F | 18-143 | Scanning Systems, Ultrasonic, | UltraSound | 2625 | GE HEALTHCARE | VSCAN | 1 | 400D73013A | MG HURRICANE VALLEY CLINIC | Unspecified | Life Support / High Risk | IES | ASP_GE | 67 | 5 | 0 | 2019-06-11 | Canyons/Desert
19200-Life Flight | 25013 | Life Flight Rotor Wing | 15400-Intermountain Medical Center | 25013-Life Flight Rotor Wing | 19200~000000000224 | 582619 | VH016662AV | VH016662AV | 18-143 | Scanning Systems, Ultrasonic, | UltraSound | 2578 | GE HEALTHCARE | VSCAN | 1 | 154D25013A | IM LIFE FLIGHT ROTOR WING TLL1 | LifeFlight LL1 Common | Life Support / High Risk | IMC_CE | IMCCE6 | 129 | 5 | 0 | 2014-04-14 | Canyons/Desert
19200-Life Flight | 25013 | Life Flight Rotor Wing | 15400-Intermountain Medical Center | 25013-Life Flight Rotor Wing | 19200~000000000160 | 582620 | VH01647099 | VH01647099 | 18-143 | Scanning Systems, Ultrasonic, | UltraSound | 2577 | GE HEALTHCARE | VSCAN | 1 | 154D25013A | IM LIFE FLIGHT ROTOR WING TLL1 | Unspecified | Life Support / High Risk | IMC_CE | IMCCE6 | 129 | 5 | 0 | 2014-04-14 | Canyons/Desert
15400-Intermountain Medical Center | 10061 | Intensive Care Shock-Trauma | 15400-Intermountain Medical Center | 10061-Intensive Care Shock-Trauma | 15400~000000026387 | 800982 | VH120366GS | VH120366GS | 18-143 | Scanning Systems, Ultrasonic, | UltraSound | 2450 | GE HEALTHCARE | VSCAN | 1 | 154D10061A | IM SHOCK TRAUMA T5 | Common Area | Life Support / High Risk | IMC_CE | IMCCE4A | 115 | 5 | 0 | 2015-07-01 | Canyons/Desert
15400-Intermountain Medical Center | 10061 | Intensive Care Shock-Trauma | 15400-Intermountain Medical Center | 10061-Intensive Care Shock-Trauma | 15400~000000024402 | 721754 | VH03093021 | VH0309302I | 18-143 | Scanning Systems, Ultrasonic, | UltraSound | 2449 | GE HEALTHCARE | VSCAN | 1 | 154D10061A | IM SHOCK TRAUMA T5 | Common Area | Life Support / High Risk | IMC_CE | IMCCE4A | 118 | 5 | 0 | 2015-03-24 | Canyons/Desert
15400-Intermountain Medical Center | 10051 | Intensive Care Neuro and Med | 15400-Intermountain Medical Center | 10071-Intensive Care Respiratory | 15400~000000029560 |  | VH1219847Z |  | 18-143 | Scanning Systems, Ultrasonic, | UltraSound | 2446 | GE HEALTHCARE | VSCAN | 1 | 154D10071A | IM RESPIRATORY ICU T5-S5 | Unspecified | Life Support / High Risk |  |  | 97 | 5 | 0 | 2016-12-20 | Canyons/Desert
13800-Primary Childrens Hospital | 70095 | Pediatric Gynecology | 13800-Primary Childrens Hospital | 70095-Pediatric Gynecology | 13800~000000029106 | 874171 | VH200267TN |  | 18-143 | Scanning Systems, Ultrasonic, | UltraSound | 2278 | GE HEALTHCARE | VSCAN | 1 | 138D70095A | PC PEDIATRIC GYNECOLOGY | Unspecified | Life Support / High Risk | IES | ASP_GE | 49 | 5 | 1 | 2020-12-15 | Canyons/Desert
12600-St George Regional Hospital | 14001 | Labor and Delivery Rooms | 12600-St George Regional Hospital | 14001-Labor and Delivery Rooms | 12600~000000024895 | 726182 | VH019891PQ | VH019891PQ | 18-143 | Scanning Systems, Ultrasonic, | UltraSound | 1980 | GE HEALTHCARE | VSCAN | 1 | 126D14001A | SG LABOR DELIVERY | Unspecified | Life Support / High Risk | SGRH_CE | SGRHCREW5 | 120 | 5 | 0 | 2015-01-13 | Canyons/Desert
12200-Cassia Regional Hospital | 20101 | Emergency Department | 12200-Cassia Regional Hospital | 20101-Emergency Department | 12200~000000002999 | 847219 | VH163463DY | VH163463DY | 18-143 | Scanning Systems, Ultrasonic, | UltraSound | 1950 | GE HEALTHCARE | VSCAN | 1 | 122D20101A | CA EMERGENCY ROOM | Unspecified | Life Support / High Risk | IES | ASP_GE | 73 | 5 | 0 | 2018-12-26 | Canyons/Desert
12600-St George Regional Hospital | 20501 | Cardiovascular Lab | 12600-St George Regional Hospital | 20501-Cardiovascular Lab | 12600~000000015687 | 823766 | 501460SU2 | LS8R501460 | 15-976 | Scanning Systems, Ultrasonic, | UltraSound | 1995 | GENERAL ELECTRIC COMPANY | Logiq S8 | 1 | 126D20501A | SG CATH LAB RR | CV Lab Common Area | Life Support / High Risk | IES | ASP_GE | 87 | 7 | 0 | 2017-10-12 | Canyons/Desert
13900-Riverton Hospital | 22104 | Operating Rooms | 13900-Riverton Hospital | 22104-Operating Rooms | 13900~000000006446 | 847009 | LF86002674 | LF86002674 | 15-976 | Scanning Systems, Ultrasonic, | UltraSound | 2296 | GENERAL ELECTRIC COMPANY | Logiq S8 | 1 | 139D22104A | RV OPERATING ROOM | OR L2 Room 6 | Life Support / High Risk | IES | ASP_GE | 71 | 5 | 0 | 2019-02-18 | Canyons/Desert
13000-Logan Regional Hospital | 14001 | Labor and Delivery Rooms | 13000-Logan Regional Hospital | 14001-Labor and Delivery Rooms | 13000~000000000270 | 51127 | SE19468514 |  | 15-976 | Scanning Systems, Ultrasonic, | UltraSound | 2117 | HITACHI | EUB-405 | 1 | 130D14001A | LO DELIVERY ROOM | Standby L-D | Life Support / High Risk | LRH_CE | LRHCREW5CE | 349 | 5 | 0 | 1995-12-08 | Canyons/Desert
13800-Primary Childrens Hospital | 22702 | Liver Transplant | 13800-Primary Childrens Hospital | 22204-Child Procedure Center | 13800~000000030553 | 884704 | G3111747 |  | 11-389 | Scanning Systems, Ultrasonic, | UltraSound | 2268 | HITACHI ALOKA MEDICAL LTD | ALOKA ARIETTA 850 | 1 | 138D22204A | PC CPC L1 | Unspecified | Life Support / High Risk | IES | ASP_MIT | 42 | 5 | 2 | 2021-07-31 | Canyons/Desert
14400-Utah Valley Hospital | 22451 | Endoscopy Lab | 14400-Utah Valley Hospital | 22451-Endoscopy Lab | 14400~000000023723 | 889208 | G3152935 | IHUVHHITUS1 | 11-389 | Scanning Systems, Ultrasonic, | UltraSound | 2394 | HITACHI ALOKA MEDICAL LTD | ALOKA ARIETTA 850 | 1 | 144D22451A | UV ENDOSCOPY LAB | Gastro-Endoscopy Lab | Life Support / High Risk | IES | ASP_GE | 37 | 5 | 2 | 2021-12-20 | Canyons/Desert
12800-LDS Hospital | 21501 | Mammography | 12800-LDS Hospital | 21501-Mammography | 12800~000000012695 | 811761 | SII2313 | IHLDHHLGUS | 15-656 | Scanning Systems, Ultrasonic, | UltraSound | 2074 | HOLOGIC INCORPORATED | AIXPLORER | 1 | 128D21501A | LD MAMMOGRAPHY L1 | MammoS1 Common Area | Life Support / High Risk | IES | ASP_GE | 100 | 5 | 0 | 2016-09-08 | Canyons/Desert
13200-McKay-Dee Hospital Center | 21501 | Mammography | 13200-McKay-Dee Hospital Center | 21501-Mammography | 13200~000000016170 | 801459 | SIG3728 | IHMKHHLGUS2 | 15-656 | Scanning Systems, Ultrasonic, | UltraSound | 2189 | HOLOGIC INCORPORATED | AIXPLORER | 1 | 132D21501A | MK MAMMOGRAPHY 4TH FLR | Unspecified | Life Support / High Risk | IES | ASP_GE | 117 | 7 | 0 | 2015-04-14 | Canyons/Desert
13800-Primary Childrens Hospital | 22104 | Operating Rooms | 13800-Primary Childrens Hospital | 22104-Operating Rooms | 13800~000000009958 | 558975 | V400-10274 |  | 11-389 | Scanning Systems, Ultrasonic, | UltraSound | 2263 | INNOVATIVE IMAGING INC | I3 SYSTEM-ABD | 1 | 138D22104A | PC OR L2 | OR Equipment Store Room | Life Support / High Risk | PCH_CE | PCHCREW08 | 136 | 10 | 0 | 2013-09-04 | Canyons/Desert
44000-Saltzer Medical Group Inc | 79661 | Nampa-South Ophthalmology | 44000-Saltzer Medical Group Inc | 79661-Nampa-South Ophthalmology | 44000~000000001886 | 912748 | 23B8038 |  | 11-389 | Scanning Systems, Ultrasonic, | UltraSound | 2837 | KEELER INSTRUMENTS INC | ACCUTOME 4SIGHT | 1 | 440D79661A | SZ S NAMPA OPTHALMOLOGY | Unspecified | Non Life Support | CRMC_CE | CASSIACRW6 | 16 | 5 | 4 | 2023-09-28 | Canyons/Desert
43100-Intermountain MS NV LLC | 79547 | WHC Spring Valley | 43100-Intermountain MS NV LLC | 79547-WHC Spring Valley | 43100~000000001598 | 752360 | MD6000J0343 | 22886 | 34-698 | Scanning Systems, Ultrasonic, | UltraSound | 2832 | LABORIE MEDICAL TECHNOLOGIES | PORTASCAN 3D | 1 | 431D79547A | NV WHC SPRING VALLEY | Unspecified | Non Life Support | SGRH_CE | NEVADA | 29 | 5 | 3 | 2022-08-29 | Canyons/Desert
43100-Intermountain MS NV LLC | 79543 | WHC Mtn View Laborists | 43100-Intermountain MS NV LLC | 79543-WHC Mtn View Laborists | 43100~000000002568 | 752012 | MD6400J0340 | 24211 | 34-698 | Scanning Systems, Ultrasonic, | UltraSound | 2827 | LABORIE MEDICAL TECHNOLOGIES | PORTASCAN 3D | 1 | 431D79543A | NV WHC MTN VIEW LABORISTS | Unspecified | Non Life Support | SGRH_CE | NEVADA | 28 | 5 | 3 | 2022-09-09 | Canyons/Desert
14200-Sevier Valley Hospital | 11503 | Medical and Surgical Nursing | 14200-Sevier Valley Hospital | 11503-Medical and Surgical Nursing | 14200~000000001226 | 823826 | PRB-6000/0H439911 |  | 34-698 | Scanning Systems, Ultrasonic, | UltraSound | 2309 | LABORIE MEDICAL TECHNOLOGIES | PORTASCAN 3D | 1 | 142D11503A | SV MED SURG NSG | Unspecified | Non Life Support | UVH_CE | UVCREW3_CE | 86 | 5 | 0 | 2017-11-09 | Canyons/Desert
12700-Fillmore Community Hospital | 11503 | Medical and Surgical Nursing | 12700-Fillmore Community Hospital | 20101-Emergency Department | 12700~000000000654 | 826087 | MD6000-H1103 |  | 34-698 | Scanning Systems, Ultrasonic, | UltraSound | 2049 | LABORIE MEDICAL TECHNOLOGIES | PORTASCAN 3D | 1 | 127D20101A | FL EMERGENCY ROOM | Emergency Rm | Non Life Support | UVH_CE | UVCREW5_CE | 85 | 5 | 0 | 2017-12-29 | Canyons/Desert
12500-Delta Community Hospital | 11503 | Medical and Surgical Nursing | 12500-Delta Community Hospital | 11503-Medical and Surgical Nursing | 12500~000000000812 | 820358 | MD6000.H0514 |  | 34-698 | Scanning Systems, Ultrasonic, | UltraSound | 1960 | LABORIE MEDICAL TECHNOLOGIES | PORTASCAN 3D | 1 | 125D11503A | DL MED SURG | Nurses Station | Non Life Support | UVH_CE | UVCREW6_CE | 90 | 5 | 0 | 2017-07-10 | Canyons/Desert
12600-St George Regional Hospital | 10011 | Intensive Care Unit | 12600-St George Regional Hospital | 10011-Intensive Care Unit | 12600~000000004452 | 490647 | QE-31000861 | QE-31000861 | 15-976 | Scanning Systems, Ultrasonic, | UltraSound | 1966 | MINDRAY NORTH AMERICA | DC-8 | 1 | 126D10011A | SG ICU RR TST | Icu-Ccu | Life Support / High Risk | IES | ASP_GE | 140 | 5 | 0 | 2013-06-01 | Canyons/Desert
12600-St George Regional Hospital | 20101 | Emergency Department | 12600-St George Regional Hospital | 20101-Emergency Department | 12600~000000027464 | 915377 | QH-7B001255 | IHDXHMNDUS7 | 15-976 | Scanning Systems, Ultrasonic, | UltraSound | 1987 | MINDRAY NORTH AMERICA | DC-8 | 1 | 126D20101A | SG EMERGENCY RM RR | Unspecified | Life Support / High Risk | IES | ASP_MINDRA | 13 | 5 | 4 | 2023-12-07 | Canyons/Desert
12600-St George Regional Hospital | 22104 | Operating Rooms | 12600-St George Regional Hospital | 22104-Operating Rooms | 12600~000000004424 | 490646 | QE-31000854 | IHDXHMNDUS2 | 15-976 | Scanning Systems, Ultrasonic, | UltraSound | 2031 | MINDRAY NORTH AMERICA | DC-8 | 1 | 126D22104A | SG OPERATING ROOMS RR | OR Common Area | Life Support / High Risk | IES | ASP_GE | 148 | 5 | 0 | 2012-10-01 | Canyons/Desert
40000-Intermountain Medical Group | 74308 | Vascular and Vein - St. George | 40000-Intermountain Medical Group | 74308-Vascular and Vein - St. George | 40000~000000029364 | 816047 | QH68000708 | IHDXHMNDUS4 | 15-976 | Scanning Systems, Ultrasonic, | UltraSound | 2798 | MINDRAY NORTH AMERICA | DC-8 | 1 | 400D74308A | MG VASCULAR AND VEIN ST GEO | Unspecified | Life Support / High Risk | IES | ASP_GE | 97 | 5 | 0 | 2016-12-21 | Canyons/Desert
44000-Saltzer Medical Group Inc | 79651 | Nampa-North Nephrology | 44000-Saltzer Medical Group Inc | 79651-Nampa-North Nephrology | 44000~000000000658 | 760894 | QH-5A000340 |  | 15-976 | Scanning Systems, Ultrasonic, | UltraSound | 2836 | MINDRAY NORTH AMERICA | DC-8 | 1 | 440D79651B | SZ N NAMPA OBGYN | Unspecified | Life Support / High Risk | CRMC_CE | CASSIACRW6 | 49 | 5 | 1 | 2020-12-15 | Canyons/Desert
14400-Utah Valley Hospital | 22104 | Operating Rooms | 14400-Utah Valley Hospital | 22104-Operating Rooms | 14400~000000016622 | 823382 | 7B-49000214 | IHUVHMNDUS | 18-143 | Scanning Systems, Ultrasonic, | UltraSound | 2381 | MINDRAY NORTH AMERICA | M9 | 1 | 144D22104A | UV OPERATING ROOM | Unspecified | Life Support / High Risk | IES | ASP_GE | 85 | 5 | 0 | 2017-12-04 | Canyons/Desert
12600-St George Regional Hospital | 22104 | Operating Rooms | 12600-St George Regional Hospital | 22104-Operating Rooms | 12600~000000015341 | 820999 | 7B-48000174 | IHDXHMNDUS6 | 18-143 | Scanning Systems, Ultrasonic, | UltraSound | 2033 | MINDRAY NORTH AMERICA | M9 | 1 | 126D22104A | SG OPERATING ROOMS RR | Common Area | Life Support / High Risk | IES | ASP_GE | 88 | 5 | 0 | 2017-09-07 | Canyons/Desert
12600-St George Regional Hospital | 21001 | Imaging Administration | 40000-Intermountain Medical Group | 72002-River Road Instacare | 12600~000000015218 | 819642 | 7B48000205 | IHRRUMNDUS | 18-143 | Scanning Systems, Ultrasonic, | UltraSound | 2018 | MINDRAY NORTH AMERICA | M9 | 1 | 400D72002A | MG RIVER ROAD INSTACARE | Unspecified | Life Support / High Risk | IES | ASP_GE | 90 | 5 | 0 | 2017-07-19 | Canyons/Desert
12600-St George Regional Hospital | 20101 | Emergency Department | 12600-St George Regional Hospital | 20101-Emergency Department | 12600~000000027514 | 915422 | IHDXHMND4S7 | IHDXHMND4S7 | 18-143 | Scanning Systems, Ultrasonic, | UltraSound | 1988 | MINDRAY NORTH AMERICA | M9 | 1 | 126D20101A | SG EMERGENCY RM RR | Unspecified | Life Support / High Risk | IES | ASP_MINDRA | 13 | 10 | 9 | 2023-12-11 | Canyons/Desert
12600-St George Regional Hospital | 20101 | Emergency Department | 12600-St George Regional Hospital | 20101-Emergency Department | 12600~000000015217 | 819641 | 7F-48000065 | IHDXHMNDUS5 | 18-143 | Scanning Systems, Ultrasonic, | UltraSound | 1984 | MINDRAY NORTH AMERICA | M9 | 1 | 126D20101A | SG EMERGENCY RM RR | ER | Life Support / High Risk | IES | ASP_GE | 90 | 5 | 0 | 2017-07-19 | Canyons/Desert
11800-American Fork Hospital | 20101 | Emergency Department | 11800-American Fork Hospital | 20101-Emergency Department | 11800~000000005138 | 803114 | 7B-4C000338 | IHAFHMNDUS | 18-143 | Scanning Systems, Ultrasonic, | UltraSound | 1919 | MINDRAY NORTH AMERICA | M9 | 1 | 118D20101A | AF EMERGENCY ROOM | Nurse Station | Life Support / High Risk | IES | ASP_GE | 114 | 5 | 0 | 2015-07-14 | Canyons/Desert
13800-Primary Childrens Hospital | 20101 | Emergency Department | 13800-Primary Childrens Hospital | 20101-Emergency Department | 13800~000000022720 | 810627 | 7P-5B000343 | IHPCHMNDUS | 18-143 | Scanning Systems, Ultrasonic, | UltraSound | 2235 | MINDRAY NORTH AMERICA | TE7 | 1 | 138D20101A | PC EMERGENCY DEPT L1 | West Nurse Station POD 1 | Life Support / High Risk | IES | ASP_GE | 107 | 7 | 0 | 2016-02-12 | Canyons/Desert
12600-St George Regional Hospital | 20101 | Emergency Department | 12600-St George Regional Hospital | 20101-Emergency Department | 12600~000000027515 | 915424 | LJ6-2C00148 |  | 18-143 | Scanning Systems, Ultrasonic, | UltraSound | 1989 | MINDRAY NORTH AMERICA | TE-X | 1 | 126D20101A | SG EMERGENCY RM RR | Unspecified | Non Life Support | IES | ASP_MINDRA | 13 | 5 | 4 | 2023-12-11 | Canyons/Desert
37500-Primary Childrens - Riverton | 21101 | Radiology | 37500-Primary Childrens - Riverton | 21101-Radiology | 37500~000000000910 | 808088 | USF654849 |  | 18-143 | Scanning Systems, Ultrasonic, | UltraSound | 2591 | OAKWORKS INC | USGNG22722723MTTZZCE | 1 | 375D21101A | PR RADIOLOGY | Imaging Recovery | Medium | RH_F | GENMAINT1 | 105 | 5 | 0 | 2016-05-01 | Canyons/Desert
12600-St George Regional Hospital | 22451 | Endoscopy Lab | 12600-St George Regional Hospital | 22451-Endoscopy Lab | 12600~000000004292 | 513550 | 1232235 |  | 15-976 | Scanning Systems, Ultrasonic, | UltraSound | 2041 | OLYMPUS AMERICA INCORPORATED | EU-ME1 | 1 | 126D22451B | SG ENDO LAB HPC 2ND FLR | Unspecified | Life Support / High Risk | SGRH_CE | SGRHCREW7 | 150 | 5 | 0 | 2012-08-01 | Canyons/Desert
12800-LDS Hospital | 22451 | Endoscopy Lab | 12800-LDS Hospital | 22451-Endoscopy Lab | 12800~000000011699 | 730990 | 7440166 |  | 15-976 | Scanning Systems, Ultrasonic, | UltraSound | 2085 | OLYMPUS AMERICA INCORPORATED | EU-ME1 | 1 | 128D22451A | LD ENDOSCOPY L1 | Common Area | Life Support / High Risk | LDSH_CE | LDSCE1 | 123 | 5 | 0 | 2014-10-16 | Canyons/Desert
13200-McKay-Dee Hospital Center | 22104 | Operating Rooms | 13200-McKay-Dee Hospital Center | 22104-Operating Rooms | 13200~000000014523 | 584500 | 7440102 |  | 15-976 | Scanning Systems, Ultrasonic, | UltraSound | 2200 | OLYMPUS AMERICA INCORPORATED | EU-ME1 | 1 | 132D22104A | MK OPERATING ROOM L2 | Or 7 | Life Support / High Risk | MKDHC_CE | MKDCREW5CE | 127 | 5 | 0 | 2014-06-23 | Canyons/Desert
15400-Intermountain Medical Center | 22104 | Operating Rooms | 15400-Intermountain Medical Center | 22104-Operating Rooms | 15400~000000024134 | 726175 | 7440179 |  | 15-976 | Scanning Systems, Ultrasonic, | UltraSound | 2526 | OLYMPUS AMERICA INCORPORATED | EU-ME1 | 1 | 154D22104A | IM OPERATING ROOM TL2 | Unspecified | Life Support / High Risk | IMC_CE | IMCCE2 | 121 | 7 | 0 | 2014-12-04 | Canyons/Desert
11600-Alta View Hospital | 11503 | Medical and Surgical Nursing | 11600-Alta View Hospital | 11503-Medical and Surgical Nursing | 11600~000000007403 | 858580 | 2100-000004029 |  | 17-422 | Scanning Systems, Ultrasonic, | UltraSound | 1891 | PARKS MEDICAL ELECTRONICS | 2100 | 1 | 116D11503A | AV ACUTE CARE | Room 432 | Life Support / High Risk | AVH_CE | AVHCREW1CE | 59 | 5 | 0 | 2020-02-11 | Canyons/Desert
12800-LDS Hospital | 20603 | Vascular Lab | 12800-LDS Hospital | 20603-Vascular Lab | 12800~000000015768 | 894933 | 2100-000004806 |  | 17-422 | Scanning Systems, Ultrasonic, | UltraSound | 2068 | PARKS MEDICAL ELECTRONICS | 2100 | 1 | 128D20603A | LD PERIPHERAL VASCULAR ECHO L7 | Unspecified | Life Support / High Risk | LDSH_CE | LDSCE4 | 31 | 5 | 2 | 2022-06-02 | Canyons/Desert
15400-Intermountain Medical Center | 20603 | Vascular Lab | 15400-Intermountain Medical Center | 20603-Vascular Lab | 15400~000000042927 | 828577 | 2100-000003706 |  | 17-422 | Scanning Systems, Ultrasonic, | UltraSound | 2503 | PARKS MEDICAL ELECTRONICS | 2100 | 1 | 154D20603B | IM UTAH HEART CLINIC ECHO E520 | Unspecified | Life Support / High Risk | IMC_CE | IMCCE8 | 82 | 5 | 0 | 2018-03-08 | Canyons/Desert
40000-Intermountain Medical Group | 74308 | Vascular and Vein - St. George | 40000-Intermountain Medical Group | 74308-Vascular and Vein - St. George | 40000~000000027645 | 864727 | 2100-000004308 |  | 17-422 | Scanning Systems, Ultrasonic, | UltraSound | 2796 | PARKS MEDICAL ELECTRONICS | 2100 | 1 | 400D74308A | MG VASCULAR AND VEIN ST GEO | Unspecified | Life Support / High Risk | SGRH_CE | SGRHCREW1 | 56 | 5 | 0 | 2020-05-26 | Canyons/Desert
13200-McKay-Dee Hospital Center | 20603 | Vascular Lab | 13200-McKay-Dee Hospital Center | 20603-Vascular Lab | 13200~000000026709 | 915428 | US023P1228 |  | 15-976 | Scanning Systems, Ultrasonic, | UltraSound | 2181 | PHILIPS HEALTHCARE | 5500CV | 1 | 132D20603A | MK VASCULAR LAB 3RD FLR | Common Area | Non Life Support | IES | ASP_PHILIP | 13 | 5 | 4 | 2023-12-11 | Canyons/Desert
14400-Utah Valley Hospital | 21601 | Ultrasound | 14400-Utah Valley Hospital | 21601-Ultrasound | 14400~000000015660 | 816861 | US816F0708 | IHUVHPHLUS18 | 17-422 | Scanning Systems, Ultrasonic, | UltraSound | 2375 | PHILIPS HEALTHCARE | AFFINITI 70 | 1 | 144D21601A | UV ULTRASOUND | Common Area | Non Life Support | IES | ASP_GE | 101 | 5 | 0 | 2016-08-30 | Canyons/Desert
11600-Alta View Hospital | 11503 | Medical and Surgical Nursing | 11600-Alta View Hospital | 11503-Medical and Surgical Nursing | 11600~000000009936 | 927827 | US724B0940 |  | 17-422 | Scanning Systems, Ultrasonic, | UltraSound | 1892 | PHILIPS HEALTHCARE | CVX | 1 | 116D11503A | AV ACUTE CARE | Unspecified | Non Life Support | IES | ASP_GE | 2 | 5 | 5 | 2024-11-04 | Canyons/Desert
12000-Bear River Valley Hospital | 21101 | Radiology | 12000-Bear River Valley Hospital | 21101-Radiology | 12000~000000001609 | 875442 | USD20B0476 | IHBRHPHLUS2 | 17-422 | Scanning Systems, Ultrasonic, | UltraSound | 1945 | PHILIPS HEALTHCARE | CVX | 1 | 120D21101A | BR RADIOLOGY | Unspecified | Non Life Support | IES | ASP_GE | 49 | 5 | 1 | 2020-12-22 | Canyons/Desert
13200-McKay-Dee Hospital Center | 20603 | Vascular Lab | 13200-McKay-Dee Hospital Center | 20603-Vascular Lab | 13200~000000020791 | 887068 | US319B0879 |  | 17-422 | Scanning Systems, Ultrasonic, | UltraSound | 2176 | PHILIPS HEALTHCARE | CVX | 1 | 132D20603A | MK VASCULAR LAB 3RD FLR | Common Area | Non Life Support | IES | ASP_PHILIP | 70 | 5 | 0 | 2019-03-29 | Canyons/Desert
13200-McKay-Dee Hospital Center | 20603 | Vascular Lab | 13200-McKay-Dee Hospital Center | 20603-Vascular Lab | 13200~000000022131 | 859749 | US220B0725 | IHMKHPHLUS20 | 17-422 | Scanning Systems, Ultrasonic, | UltraSound | 2177 | PHILIPS HEALTHCARE | CVX | 1 | 132D20603A | MK VASCULAR LAB 3RD FLR | Common Area | Non Life Support | IES | ASP_GE | 58 | 5 | 0 | 2020-03-08 | Canyons/Desert
13200-McKay-Dee Hospital Center | 20603 | Vascular Lab | 13200-McKay-Dee Hospital Center | 20603-Vascular Lab | 13200~000000023999 | 882740 | US521B0887 | IHMKHPHLUS22 | 17-422 | Scanning Systems, Ultrasonic, | UltraSound | 2178 | PHILIPS HEALTHCARE | CVX | 1 | 132D20603A | MK VASCULAR LAB 3RD FLR | Common Area | Non Life Support | IES | ASP_PHILIP | 44 | 7 | 3 | 2021-05-28 | Canyons/Desert
13200-McKay-Dee Hospital Center | 20603 | Vascular Lab | 13200-McKay-Dee Hospital Center | 20603-Vascular Lab | 13200~000000024154 | 884421 | US621B1397 | IHMKHPHLUS25 | 17-422 | Scanning Systems, Ultrasonic, | UltraSound | 2179 | PHILIPS HEALTHCARE | CVX | 1 | 132D20603A | MK VASCULAR LAB 3RD FLR | Common Area | Non Life Support | IES | ASP_PHILIP | 42 | 7 | 3 | 2021-07-09 | Canyons/Desert
13200-McKay-Dee Hospital Center | 20603 | Vascular Lab | 13200-McKay-Dee Hospital Center | 20603-Vascular Lab | 13200~000000024155 | 884422 | US621B1398 |  | 17-422 | Scanning Systems, Ultrasonic, | UltraSound | 2180 | PHILIPS HEALTHCARE | CVX | 1 | 132D20603A | MK VASCULAR LAB 3RD FLR | Common Area | Non Life Support | IES | ASP_PHILIP | 42 | 7 | 3 | 2021-07-09 | Canyons/Desert
14400-Utah Valley Hospital | 20602 | Electrocardiology - EKG | 14400-Utah Valley Hospital | 70077-Cardiology Clinic | 14400~000000022065 | 860419 | US320B0736 | IHUVHPHLUS29 | 17-422 | Scanning Systems, Ultrasonic, | UltraSound | 2364 | PHILIPS HEALTHCARE | CVX | 1 | 144D70077A | UV CARDIOLOGY CLINIC | Unspecified | Non Life Support | IES | ASP_GE | 58 | 5 | 0 | 2020-03-27 | Canyons/Desert
14600-Cedar City Hospital | 21601 | Ultrasound | 14600-Cedar City Hospital | 21601-Ultrasound | 14600~000000003572 | 890254 | US721B1530 | IHCCHPHLUS6 | 17-422 | Scanning Systems, Ultrasonic, | UltraSound | 2426 | PHILIPS HEALTHCARE | CVX | 1 | 146D21601A | CC ULTRASOUND | Ultrasound Rm 1 | Non Life Support | IES | ASP_GE | 41 | 7 | 4 | 2021-08-27 | Canyons/Desert
12600-St George Regional Hospital | 43031 | Cardiology Administration | 12600-St George Regional Hospital | 43031-Cardiology Administration | 12600~000000024070 | 579484 | SGN1305459 | IHUVHPHLUS14 | 15-976 | Scanning Systems, Ultrasonic, | UltraSound | 2048 | PHILIPS HEALTHCARE | CX50 | 1 | 126D43031A | SG CARDIOLOGY ADMIN RR | Unspecified | Life Support / High Risk | IES | ASP_GE | 132 | 5 | 0 | 2014-01-14 | Canyons/Desert
13200-McKay-Dee Hospital Center | 21102 | Angiography | 13200-McKay-Dee Hospital Center | 21102-Angiography | 13200~000000014325 | 582704 | SG31405822 | IHMKHPHLUS11 | 15-976 | Scanning Systems, Ultrasonic, | UltraSound | 2185 | PHILIPS HEALTHCARE | CX50 | 1 | 132D21102A | MK ANGIO 1ST FLR | Common Area | Life Support / High Risk | IES | ASP_GE | 129 | 5 | 0 | 2014-04-17 | Canyons/Desert
13800-Primary Childrens Hospital | 10081 | Pediatric Intensive Care | 13800-Primary Childrens Hospital | 21201-Magnetic Res Imaging - MRI | 13800~000000018635 | 541071 | SG11405599 | IHLYHPHLUS2 | 15-976 | Scanning Systems, Ultrasonic, | UltraSound | 2227 | PHILIPS HEALTHCARE | CX50 | 1 | 138D21201A | PC MRI L1 | Unspecified | Life Support / High Risk | IES | ASP_GE | 131 | 5 | 0 | 2014-02-05 | Canyons/Desert
13800-Primary Childrens Hospital | 12004 | ECMO | 13800-Primary Childrens Hospital | 12002-Newborn Intensive Care Unit | 13800~000000019342 | 582996 | SG41304488 | IHPCHPHLUS13 | 15-976 | Scanning Systems, Ultrasonic, | UltraSound | 2229 | PHILIPS HEALTHCARE | CX50 | 1 | 138D12002A | PC NICU L4 | North Equipment Storage 4A.056 | Life Support / High Risk | IES | ASP_GE | 127 | 5 | 0 | 2014-06-09 | Canyons/Desert
14400-Utah Valley Hospital | 20602 | Electrocardiology - EKG | 14400-Utah Valley Hospital | 20602-Electrocardiology - EKG | 14400~000000014556 | 825774 | SG81500068 | IHUVHPHLUS16 | 15-976 | Scanning Systems, Ultrasonic, | UltraSound | 2358 | PHILIPS HEALTHCARE | CX50 | 1 | 144D20602A | UV ELECTRO EKG | Unspecified | Life Support / High Risk | IES | ASP_GE | 112 | 5 | 0 | 2015-09-29 | Canyons/Desert
15400-Intermountain Medical Center | 10061 | Intensive Care Shock-Trauma | 15400-Intermountain Medical Center | 10061-Intensive Care Shock-Trauma | 15400~000000014375 | 376739 | USD0800784 | IHMCHPHLUS24 | 15-976 | Scanning Systems, Ultrasonic, | UltraSound | 2447 | PHILIPS HEALTHCARE | CX50 | 1 | 154D10061A | IM SHOCK TRAUMA T5 | Common Area | Life Support / High Risk | IES | ASP_GE | 189 | 5 | 0 | 2009-04-02 | Canyons/Desert
40000-Intermountain Medical Group | 77009 | Springville Workmed | 40000-Intermountain Medical Group | 77009-Springville Workmed | 40000~000000033645 | 408264 | SGD0900141 | IHDXHPHLUS7 | 15-976 | Scanning Systems, Ultrasonic, | UltraSound | 2807 | PHILIPS HEALTHCARE | CX50 | 1 | 400D77009A | MG WORKMED SPRINGVILLE | Common Area | Life Support / High Risk | IES | ASP_GE | 170 | 5 | 0 | 2010-12-01 | Canyons/Desert
11600-Alta View Hospital | 20603 | Vascular Lab | 11600-Alta View Hospital | 21101-Radiology | 11600~000000005407 | 848392 | US915B0005 | IHAVHPHLUS4 | 15-976 | Scanning Systems, Ultrasonic, | UltraSound | 1901 | PHILIPS HEALTHCARE | EPIQ 7C | 1 | 116D21101A | AV RADIOLOGY | Unspecified | Life Support / High Risk | IES | ASP_GE | 112 | 5 | 0 | 2015-09-24 | Canyons/Desert
11800-American Fork Hospital | 20602 | Electrocardiology - EKG | 11800-American Fork Hospital | 20602-Electrocardiology - EKG | 11800~000000005559 | 816621 | US816B0383 | IHAFHPHLUS3 | 15-976 | Scanning Systems, Ultrasonic, | UltraSound | 1923 | PHILIPS HEALTHCARE | EPIQ 7C | 1 | 118D20602A | AF ELECTROCARDIOLOGY EKG | Cardiology | Life Support / High Risk | IES | ASP_GE | 101 | 5 | 0 | 2016-08-25 | Canyons/Desert
11800-American Fork Hospital | 20602 | Electrocardiology - EKG | 11800-American Fork Hospital | 20602-Electrocardiology - EKG | 11800~000000006803 | 748883 |  |  | 15-976 | Scanning Systems, Ultrasonic, | UltraSound | 1924 | PHILIPS HEALTHCARE | EPIQ 7C | 1 | 118D20602A | AF ELECTROCARDIOLOGY EKG | Unspecified | Life Support / High Risk | IES | ASP_GE | 88 | 5 | 0 | 2017-09-29 | Canyons/Desert
11800-American Fork Hospital | 21601 | Ultrasound | 11800-American Fork Hospital | 21601-Ultrasound | 11800~000000004553 | 726117 | US514B0626 | IHAFHPHLUS2 | 15-976 | Scanning Systems, Ultrasonic, | UltraSound | 1931 | PHILIPS HEALTHCARE | EPIQ 7C | 1 | 118D21601A | AF ULTRASOUND | Unspecified | Life Support / High Risk | IES | ASP_GE | 127 | 5 | 0 | 2014-06-11 | Canyons/Desert
12600-St George Regional Hospital | 20501 | Cardiovascular Lab | 12600-St George Regional Hospital | 20501-Cardiovascular Lab | 12600~000000020074 | 849796 | US914B0537 | IHDXHPHLUS17 | 15-976 | Scanning Systems, Ultrasonic, | UltraSound | 1996 | PHILIPS HEALTHCARE | EPIQ 7C | 1 | 126D20501A | SG CATH LAB RR | Unspecified | Life Support / High Risk | IES | ASP_GE | 67 | 5 | 0 | 2019-06-12 | Canyons/Desert
12600-St George Regional Hospital | 20603 | Vascular Lab | 12600-St George Regional Hospital | 20603-Vascular Lab | 12600~000000013765 | 748880 | US914B0540 | IHDXHPHLUS13 | 15-976 | Scanning Systems, Ultrasonic, | UltraSound | 2009 | PHILIPS HEALTHCARE | EPIQ 7C | 1 | 126D20603A | SG VASCULAR LAB RR 1ST FLOOR | Echocardiology | Life Support / High Risk | IES | ASP_GE | 124 | 5 | 0 | 2014-09-27 | Canyons/Desert
12600-St George Regional Hospital | 20603 | Vascular Lab | 12600-St George Regional Hospital | 20603-Vascular Lab | 12600~000000013768 | 748881 |  |  | 15-976 | Scanning Systems, Ultrasonic, | UltraSound | 2010 | PHILIPS HEALTHCARE | EPIQ 7C | 1 | 126D20603A | SG VASCULAR LAB RR 1ST FLOOR | Echocardiology | Life Support / High Risk | IES | ASP_GE | 124 | 5 | 0 | 2014-09-27 | Canyons/Desert
12600-St George Regional Hospital | 20603 | Vascular Lab | 12600-St George Regional Hospital | 20603-Vascular Lab | 12600~000000016986 | 828810 | US118B1512 | IHDXHPHLUS14 | 15-976 | Scanning Systems, Ultrasonic, | UltraSound | 2011 | PHILIPS HEALTHCARE | EPIQ 7C | 1 | 126D20603A | SG VASCULAR LAB RR 1ST FLOOR | Unspecified | Life Support / High Risk | IES | ASP_GE | 84 | 7 | 0 | 2018-01-26 | Canyons/Desert
12600-St George Regional Hospital | 20603 | Vascular Lab | 12600-St George Regional Hospital | 20603-Vascular Lab | 12600~000000019562 | 849624 | USO18B1233 | IHDXHPHLUS16 | 15-976 | Scanning Systems, Ultrasonic, | UltraSound | 2012 | PHILIPS HEALTHCARE | EPIQ 7C | 1 | 126D20603A | SG VASCULAR LAB RR 1ST FLOOR | Unspecified | Life Support / High Risk | IES | ASP_GE | 70 | 5 | 0 | 2019-03-21 | Canyons/Desert
12600-St George Regional Hospital | 20603 | Vascular Lab | 12600-St George Regional Hospital | 20603-Vascular Lab | 12600~000000020624 | 853005 | US819B0919 | IHDXHPHLUS18 | 15-976 | Scanning Systems, Ultrasonic, | UltraSound | 2013 | PHILIPS HEALTHCARE | EPIQ 7C | 1 | 126D20603A | SG VASCULAR LAB RR 1ST FLOOR | Unspecified | Life Support / High Risk | IES | ASP_GE | 64 | 5 | 0 | 2019-09-02 | Canyons/Desert
12600-St George Regional Hospital | 20603 | Vascular Lab | 40000-Intermountain Medical Group | 74024-CV-Thoracic Surgery-St. George | 12600~000000013917 | 830252 | US915B1054 | IHDXHPHLUS21 | 15-976 | Scanning Systems, Ultrasonic, | UltraSound | 2017 | PHILIPS HEALTHCARE | EPIQ 7C | 1 | 400D74024A | MG CV THORACIC SURG STE 2600 | Unspecified | Life Support / High Risk | IES | ASP_GE | 111 | 5 | 0 | 2015-10-16 | Canyons/Desert
12800-LDS Hospital | 20603 | Vascular Lab | 12800-LDS Hospital | 20603-Vascular Lab | 12800~000000013017 | 748882 | US617B0209 | IHLDHPHLUS16 | 15-976 | Scanning Systems, Ultrasonic, | UltraSound | 2067 | PHILIPS HEALTHCARE | EPIQ 7C | 1 | 128D20603A | LD PERIPHERAL VASCULAR ECHO L7 | Unspecified | Life Support / High Risk | IES | ASP_GE | 91 | 5 | 0 | 2017-06-20 | Canyons/Desert
12800-LDS Hospital | 20603 | Vascular Lab | 12800-LDS Hospital | 70504-Heart Failure - CV Clinic | 12800~000000006600 | 579764 | US114B0511 | IHLDHPHLUS9 | 15-976 | Scanning Systems, Ultrasonic, | UltraSound | 2070 | PHILIPS HEALTHCARE | EPIQ 7C | 1 | 128D70504A | LD CARDIOLOGY BASIC SCIENCE | E7 Echo Location | Life Support / High Risk | IES | ASP_GE | 131 | 5 | 0 | 2014-02-03 | Canyons/Desert
12900-Layton Hospital | 21001 | Imaging Administration | 12900-Layton Hospital | 21001-Imaging Administration | 12900~000000002684 | 839315 | US918B1220 | IHLYHPHLUS | 15-976 | Scanning Systems, Ultrasonic, | UltraSound | 2098 | PHILIPS HEALTHCARE | EPIQ 7C | 1 | 129D21001A | LA IMAGING ADMINISTRATION | Unspecified | Life Support / High Risk | IES | ASP_GE | 76 | 5 | 0 | 2018-09-28 | Canyons/Desert
13000-Logan Regional Hospital | 20602 | Electrocardiology - EKG | 13000-Logan Regional Hospital | 20602-Electrocardiology - EKG | 13000~000000009592 | 855788 | USN19B0219 | IHLRHPHLUS6 | 15-976 | Scanning Systems, Ultrasonic, | UltraSound | 2125 | PHILIPS HEALTHCARE | EPIQ 7C | 1 | 130D20602A | LO CARDIOLOGY | Echocardiology Lab | Life Support / High Risk | IES | ASP_GE | 62 | 5 | 0 | 2019-11-14 | Canyons/Desert
13000-Logan Regional Hospital | 20602 | Electrocardiology - EKG | 13000-Logan Regional Hospital | 20602-Electrocardiology - EKG | 13000~000000010872 | 880485 | US421B0215 | IHLRHPHLUS7 | 15-976 | Scanning Systems, Ultrasonic, | UltraSound | 2126 | PHILIPS HEALTHCARE | EPIQ 7C | 1 | 130D20602A | LO CARDIOLOGY | Echocardiology Lab | Life Support / High Risk | IES | ASP_PHILIP | 45 | 7 | 3 | 2021-04-20 | Canyons/Desert
13000-Logan Regional Hospital | 20602 | Electrocardiology - EKG | 13000-Logan Regional Hospital | 20602-Electrocardiology - EKG | 13000~000000011161 | 888893 | USD21B1559 |  | 15-976 | Scanning Systems, Ultrasonic, | UltraSound | 2127 | PHILIPS HEALTHCARE | EPIQ 7C | 1 | 130D20602A | LO CARDIOLOGY | Echo Rm 3 | Life Support / High Risk | IES | ASP_PHILIP | 37 | 5 | 2 | 2021-12-31 | Canyons/Desert
13200-McKay-Dee Hospital Center | 20501 | Cardiovascular Lab | 13200-McKay-Dee Hospital Center | 20501-Cardiovascular Lab | 13200~000000014506 | 583480 | US114B0550 | IHMKHPHLUS14 | 15-976 | Scanning Systems, Ultrasonic, | UltraSound | 2160 | PHILIPS HEALTHCARE | EPIQ 7C | 1 | 132D20501A | MK CARDIOLOGY 3RD FLR | Unspecified | Life Support / High Risk | IES | ASP_GE | 127 | 5 | 0 | 2014-06-27 | Canyons/Desert
13200-McKay-Dee Hospital Center | 20501 | Cardiovascular Lab | 13200-McKay-Dee Hospital Center | 20603-Vascular Lab | 13200~000000014514 | 583498 | US815B0152 | IHMKHPHLUS12 | 15-976 | Scanning Systems, Ultrasonic, | UltraSound | 2171 | PHILIPS HEALTHCARE | EPIQ 7C | 1 | 132D20603A | MK VASCULAR LAB 3RD FLR | Common Area | Life Support / High Risk | IES | ASP_GE | 127 | 5 | 0 | 2014-06-16 | Canyons/Desert
13200-McKay-Dee Hospital Center | 20501 | Cardiovascular Lab | 13200-McKay-Dee Hospital Center | 20603-Vascular Lab | 13200~000000014936 | 720183 | US714B0216 | IHMKHPHLUS16 | 15-976 | Scanning Systems, Ultrasonic, | UltraSound | 2172 | PHILIPS HEALTHCARE | EPIQ 7C | 1 | 132D20603A | MK VASCULAR LAB 3RD FLR | Common Area | Life Support / High Risk | IES | ASP_GE | 126 | 5 | 0 | 2014-07-21 | Canyons/Desert
13200-McKay-Dee Hospital Center | 20501 | Cardiovascular Lab | 13200-McKay-Dee Hospital Center | 20603-Vascular Lab | 13200~000000015917 | 816678 | US315B0570 | IHMKHPHLUS17 | 15-976 | Scanning Systems, Ultrasonic, | UltraSound | 2173 | PHILIPS HEALTHCARE | EPIQ 7C | 1 | 132D20603A | MK VASCULAR LAB 3RD FLR | Common Area | Life Support / High Risk | IES | ASP_GE | 117 | 5 | 0 | 2015-04-28 | Canyons/Desert
13200-McKay-Dee Hospital Center | 20501 | Cardiovascular Lab | 13200-McKay-Dee Hospital Center | 20603-Vascular Lab | 13200~000000017886 | 814767 | USD16B0152 | IHMKHPHLUS18 | 15-976 | Scanning Systems, Ultrasonic, | UltraSound | 2174 | PHILIPS HEALTHCARE | EPIQ 7C | 1 | 132D20603A | MK VASCULAR LAB 3RD FLR | Common Area | Life Support / High Risk | IES | ASP_GE | 97 | 5 | 0 | 2016-12-17 | Canyons/Desert
13200-McKay-Dee Hospital Center | 20603 | Vascular Lab | 13200-McKay-Dee Hospital Center | 20603-Vascular Lab | 13200~000000019035 | 826094 | USD17B1440 | IHMKHPHLUS19 | 15-976 | Scanning Systems, Ultrasonic, | UltraSound | 2175 | PHILIPS HEALTHCARE | EPIQ 7C | 1 | 132D20603A | MK VASCULAR LAB 3RD FLR | Unspecified | Life Support / High Risk | IES | ASP_GE | 85 | 5 | 0 | 2017-12-29 | Canyons/Desert
13400-Orem Community Hospital | 21101 | Radiology | 13400-Orem Community Hospital | 21101-Radiology | 13400~000000001604 | 806042 | US515C0305 | IHOCHPHLUS | 15-976 | Scanning Systems, Ultrasonic, | UltraSound | 2222 | PHILIPS HEALTHCARE | EPIQ 7C | 1 | 134D21101A | OR RADIOLOGY | Unspecified | Life Support / High Risk | IES | ASP_GE | 116 | 5 | 0 | 2015-05-29 | Canyons/Desert
13800-Primary Childrens Hospital | 20604 | Echo Cardiology | 13800-Primary Childrens Hospital | 20604-Echo Cardiology | 13800~000000021120 | 726152 | US814B0409 | IHPCHPHLUS14 | 15-976 | Scanning Systems, Ultrasonic, | UltraSound | 2241 | PHILIPS HEALTHCARE | EPIQ 7C | 1 | 138D20604A | PC CPC ECHO | Unspecified | Life Support / High Risk | IES | ASP_GE | 124 | 5 | 0 | 2014-09-16 | Canyons/Desert
13800-Primary Childrens Hospital | 20604 | Echo Cardiology | 13800-Primary Childrens Hospital | 20604-Echo Cardiology | 13800~000000021234 | 721692 | US814B0410 | IHPCHPHLUS17 | 15-976 | Scanning Systems, Ultrasonic, | UltraSound | 2242 | PHILIPS HEALTHCARE | EPIQ 7C | 1 | 138D20604A | PC CPC ECHO | Echocardiology | Life Support / High Risk | IES | ASP_GE | 124 | 5 | 0 | 2014-09-17 | Canyons/Desert
13800-Primary Childrens Hospital | 20604 | Echo Cardiology | 13800-Primary Childrens Hospital | 20604-Echo Cardiology | 13800~000000021235 | 721693 | US814B0408 | IHPCHPHLUS16 | 15-976 | Scanning Systems, Ultrasonic, | UltraSound | 2243 | PHILIPS HEALTHCARE | EPIQ 7C | 1 | 138D20604A | PC CPC ECHO | Echocardiology | Life Support / High Risk | IES | ASP_GE | 124 | 5 | 0 | 2014-09-17 | Canyons/Desert
13800-Primary Childrens Hospital | 20604 | Echo Cardiology | 13800-Primary Childrens Hospital | 20604-Echo Cardiology | 13800~000000021236 | 721694 | US814B0557 | IHPCHPHLUS18 | 15-976 | Scanning Systems, Ultrasonic, | UltraSound | 2244 | PHILIPS HEALTHCARE | EPIQ 7C | 1 | 138D20604A | PC CPC ECHO | Echocardiology | Life Support / High Risk | IES | ASP_GE | 124 | 5 | 0 | 2014-09-17 | Canyons/Desert
13800-Primary Childrens Hospital | 20604 | Echo Cardiology | 13800-Primary Childrens Hospital | 20604-Echo Cardiology | 13800~000000026682 | 855810 | US319B0811 | US319B0811 | 15-976 | Scanning Systems, Ultrasonic, | UltraSound | 2245 | PHILIPS HEALTHCARE | EPIQ 7C | 1 | 138D20604B | PC ECCLES ECHO L2 | Echo Rm 5 | Life Support / High Risk | IES | ASP_GE | 70 | 5 | 0 | 2019-03-29 | Canyons/Desert
13800-Primary Childrens Hospital | 20604 | Echo Cardiology | 13800-Primary Childrens Hospital | __NOT_APPLICABLE__-Unspecified | 13800~000000021237 | 721691 | US814B0410 | IHPCHPHLUS15 | 15-976 | Scanning Systems, Ultrasonic, | UltraSound | 2256 | PHILIPS HEALTHCARE | EPIQ 7C | 1 | 138S00000E | PRIMARY CHILDRENS OP OTC | Unspecified | Life Support / High Risk | IES | ASP_GE | 124 | 5 | 0 | 2014-09-17 | Canyons/Desert
13800-Primary Childrens Hospital | 43031 | Cardiology Administration | 13800-Primary Childrens Hospital | 43031-Cardiology Administration | 13800~000000024791 | 823384 | USN17B0725 | IHPCHPHLUS19 | 15-976 | Scanning Systems, Ultrasonic, | UltraSound | 2273 | PHILIPS HEALTHCARE | EPIQ 7C | 1 | 138D43031A | PC CARDIOLOGY ADMIN | Cardiology Administration | Life Support / High Risk | IES | ASP_GE | 86 | 7 | 0 | 2017-11-16 | Canyons/Desert
13900-Riverton Hospital | 20603 | Vascular Lab | 13900-Riverton Hospital | 27202-Respiratory Therapy | 13900~000000006405 | 748884 | US818B1336 | IHRVHPHLUS8 | 15-976 | Scanning Systems, Ultrasonic, | UltraSound | 2288 | PHILIPS HEALTHCARE | EPIQ 7C | 1 | 139D27202A | RV RESPIRATORY THERAPY | Unspecified | Life Support / High Risk | IES | ASP_GE | 77 | 5 | 0 | 2018-08-31 | Canyons/Desert
13900-Riverton Hospital | 20603 | Vascular Lab | 13900-Riverton Hospital | 27202-Respiratory Therapy | 13900~000000006700 | 856093 | US917B1221 | IHRVHPHIUS1 | 15-976 | Scanning Systems, Ultrasonic, | UltraSound | 2289 | PHILIPS HEALTHCARE | EPIQ 7C | 1 | 139D27202A | RV RESPIRATORY THERAPY | Unspecified | Life Support / High Risk | IES | ASP_GE | 61 | 5 | 0 | 2019-12-03 | Canyons/Desert
14200-Sevier Valley Hospital | 27202 | Respiratory Therapy | 14200-Sevier Valley Hospital | 27202-Respiratory Therapy | 14200~000000001608 | 852393 | US719B1131 | IHSVHPHLUS3 | 15-976 | Scanning Systems, Ultrasonic, | UltraSound | 2313 | PHILIPS HEALTHCARE | EPIQ 7C | 1 | 142D27202A | SV RESPIRATORY THERAPY | Unspecified | Life Support / High Risk | IES | ASP_GE | 66 | 5 | 0 | 2019-07-31 | Canyons/Desert
14300-Park City Hospital | 21601 | Ultrasound | 14300-Park City Hospital | 21601-Ultrasound | 14300~000000002547 | 811888 | US816B0907 | IHPCHPHLUS22 | 15-976 | Scanning Systems, Ultrasonic, | UltraSound | 2322 | PHILIPS HEALTHCARE | EPIQ 7C | 1 | 143D21601A | PK ULTRASOUND | Unspecified | Life Support / High Risk | IES | ASP_GE | 100 | 5 | 0 | 2016-09-08 | Canyons/Desert
14400-Utah Valley Hospital | 20602 | Electrocardiology - EKG | 14400-Utah Valley Hospital | 20602-Electrocardiology - EKG | 14400~000000014495 | 816679 | US315B0196 | IHUVHPHLUS15 | 15-976 | Scanning Systems, Ultrasonic, | UltraSound | 2357 | PHILIPS HEALTHCARE | EPIQ 7C | 1 | 144D20602A | UV ELECTRO EKG | Unspecified | Life Support / High Risk | IES | ASP_GE | 116 | 5 | 0 | 2015-05-23 | Canyons/Desert
14400-Utah Valley Hospital | 20602 | Electrocardiology - EKG | 14400-Utah Valley Hospital | 20602-Electrocardiology - EKG | 14400~000000015521 | 816622 | US816B0388 | IHUVHPHLUS17 | 15-976 | Scanning Systems, Ultrasonic, | UltraSound | 2359 | PHILIPS HEALTHCARE | EPIQ 7C | 1 | 144D20602A | UV ELECTRO EKG | Unspecified | Life Support / High Risk | IES | ASP_GE | 101 | 5 | 0 | 2016-08-25 | Canyons/Desert
14400-Utah Valley Hospital | 20602 | Electrocardiology - EKG | 14400-Utah Valley Hospital | 20602-Electrocardiology - EKG | 14400~000000016653 | 823387 | USN17B0964 | IHUVHPHLUS22 | 15-976 | Scanning Systems, Ultrasonic, | UltraSound | 2360 | PHILIPS HEALTHCARE | EPIQ 7C | 1 | 144D20602A | UV ELECTRO EKG | Unspecified | Life Support / High Risk | IES | ASP_GE | 86 | 5 | 0 | 2017-11-30 | Canyons/Desert
14400-Utah Valley Hospital | 21601 | Ultrasound | 14400-Utah Valley Hospital | 21101-Radiology | 14400~000000018306 | 839137 | US818C1152 | IHUVHPHLUS23 | 15-976 | Scanning Systems, Ultrasonic, | UltraSound | 2373 | PHILIPS HEALTHCARE | EPIQ 7C | 1 | 144D21101A | UV RADIOLOGY | Common Area | Life Support / High Risk | IES | ASP_GE | 77 | 5 | 0 | 2018-08-29 | Canyons/Desert
14400-Utah Valley Hospital | 22104 | Operating Rooms | 14400-Utah Valley Hospital | 22104-Operating Rooms | 14400~000000015915 | 819023 | US317B0954 | IHUVHPHLUS19 | 15-976 | Scanning Systems, Ultrasonic, | UltraSound | 2380 | PHILIPS HEALTHCARE | EPIQ 7C | 1 | 144D22104A | UV OPERATING ROOM | Common Area | Life Support / High Risk | IES | ASP_GE | 94 | 5 | 0 | 2017-03-31 | Canyons/Desert
14400-Utah Valley Hospital | 70077 | Cardiology Clinic | 11800-American Fork Hospital | 70077-Cardiology Clinic | 14400~000000021103 | 854668 | US714C0162 | IHUVHPHLUS25 | 15-976 | Scanning Systems, Ultrasonic, | UltraSound | 2399 | PHILIPS HEALTHCARE | EPIQ 7C | 1 | 118D70077A | AF CARDIOLOGY CLINIC | Specialty Room 2 | Life Support / High Risk | IES | ASP_GE | 63 | 5 | 0 | 2019-10-08 | Canyons/Desert
14400-Utah Valley Hospital | 70077 | Cardiology Clinic | 14400-Utah Valley Hospital | 70077-Cardiology Clinic | 14400~000000019746 | 845241 | USN18B2302 | IHUVHPHLUS24 | 15-976 | Scanning Systems, Ultrasonic, | UltraSound | 2400 | PHILIPS HEALTHCARE | EPIQ 7C | 1 | 144D70077A | UV CARDIOLOGY CLINIC | Unspecified | Life Support / High Risk | IES | ASP_GE | 72 | 5 | 0 | 2019-01-27 | Canyons/Desert
14600-Cedar City Hospital | 21101 | Radiology | 14600-Cedar City Hospital | 21101-Radiology | 14600~000000003252 | 854654 | US919B0722 |  | 15-976 | Scanning Systems, Ultrasonic, | UltraSound | 2421 | PHILIPS HEALTHCARE | EPIQ 7C | 1 | 146D21101B | CC RADIOLOGY TE | Unspecified | Life Support / High Risk | IES | ASP_GE | 63 | 7 | 2 | 2019-10-07 | Canyons/Desert
14600-Cedar City Hospital | 21601 | Ultrasound | 14600-Cedar City Hospital | 21601-Ultrasound | 14600~000000002712 | 823301 | US517B1564 | IHCCHPHLUS5 | 15-976 | Scanning Systems, Ultrasonic, | UltraSound | 2425 | PHILIPS HEALTHCARE | EPIQ 7C | 1 | 146D21601A | CC ULTRASOUND | Ultrasound Rm 2 | Life Support / High Risk | IES | ASP_GE | 91 | 5 | 0 | 2017-06-15 | Canyons/Desert
15400-Intermountain Medical Center | 20603 | Vascular Lab | 15400-Intermountain Medical Center | 20603-Vascular Lab | 15400~000000025863 | 800200 | US315B0046 | IHMCHPHLUS38 | 15-976 | Scanning Systems, Ultrasonic, | UltraSound | 2483 | PHILIPS HEALTHCARE | EPIQ 7C | 1 | 154D20603A | IM PERIPHERAL VASCULAR LB SLL1 | Unspecified | Life Support / High Risk | IES | ASP_GE | 117 | 5 | 0 | 2015-04-29 | Canyons/Desert
15400-Intermountain Medical Center | 20603 | Vascular Lab | 15400-Intermountain Medical Center | 20603-Vascular Lab | 15400~000000026603 | 736522 | US315B0046 | 65263101 | 15-976 | Scanning Systems, Ultrasonic, | UltraSound | 2484 | PHILIPS HEALTHCARE | EPIQ 7C | 1 | 154D20603A | IM PERIPHERAL VASCULAR LB SLL1 | Unspecified | Life Support / High Risk | IES | ASP_GE | 118 | 5 | 0 | 2015-03-27 | Canyons/Desert
15400-Intermountain Medical Center | 20603 | Vascular Lab | 15400-Intermountain Medical Center | 20603-Vascular Lab | 15400~000000026605 | 801836 | US815B0748 | IHMCHPHLUS40 | 15-976 | Scanning Systems, Ultrasonic, | UltraSound | 2485 | PHILIPS HEALTHCARE | EPIQ 7C | 1 | 154D20603A | IM PERIPHERAL VASCULAR LB SLL1 | Unspecified | Life Support / High Risk | IES | ASP_GE | 112 | 5 | 0 | 2015-09-18 | Canyons/Desert
15400-Intermountain Medical Center | 20603 | Vascular Lab | 15400-Intermountain Medical Center | 20603-Vascular Lab | 15400~000000026606 | 801835 | US815B0747 | IHMCHPHLUS39 | 15-976 | Scanning Systems, Ultrasonic, | UltraSound | 2486 | PHILIPS HEALTHCARE | EPIQ 7C | 1 | 154D20603A | IM PERIPHERAL VASCULAR LB SLL1 | Unspecified | Life Support / High Risk | IES | ASP_GE | 112 | 5 | 0 | 2015-09-18 | Canyons/Desert
15400-Intermountain Medical Center | 20603 | Vascular Lab | 15400-Intermountain Medical Center | 20603-Vascular Lab | 15400~000000028341 | 810635 | US716B0473 | IHMCHPHLUS43 | 15-976 | Scanning Systems, Ultrasonic, | UltraSound | 2487 | PHILIPS HEALTHCARE | EPIQ 7C | 1 | 154D20603A | IM PERIPHERAL VASCULAR LB SLL1 | Unspecified | Life Support / High Risk | IES | ASP_GE | 102 | 5 | 0 | 2016-07-27 | Canyons/Desert
15400-Intermountain Medical Center | 20603 | Vascular Lab | 15400-Intermountain Medical Center | 20603-Vascular Lab | 15400~000000028342 | 810638 | US716B0474 | IHMCHPHLUS44 | 15-976 | Scanning Systems, Ultrasonic, | UltraSound | 2488 | PHILIPS HEALTHCARE | EPIQ 7C | 1 | 154D20603A | IM PERIPHERAL VASCULAR LB SLL1 | Unspecified | Life Support / High Risk | IES | ASP_GE | 102 | 5 | 0 | 2016-07-27 | Canyons/Desert
15400-Intermountain Medical Center | 20603 | Vascular Lab | 15400-Intermountain Medical Center | 20603-Vascular Lab | 15400~000000028343 | 810639 | US716B0475 | IHMCHPHLUS45 | 15-976 | Scanning Systems, Ultrasonic, | UltraSound | 2489 | PHILIPS HEALTHCARE | EPIQ 7C | 1 | 154D20603A | IM PERIPHERAL VASCULAR LB SLL1 | Unspecified | Life Support / High Risk | IES | ASP_GE | 102 | 5 | 0 | 2016-07-27 | Canyons/Desert
15400-Intermountain Medical Center | 20603 | Vascular Lab | 15400-Intermountain Medical Center | 20603-Vascular Lab | 15400~000000028344 | 810641 | US716B0476 | IHMCHPHLUS46 | 15-976 | Scanning Systems, Ultrasonic, | UltraSound | 2490 | PHILIPS HEALTHCARE | EPIQ 7C | 1 | 154D20603A | IM PERIPHERAL VASCULAR LB SLL1 | Unspecified | Life Support / High Risk | IES | ASP_GE | 102 | 5 | 0 | 2016-07-27 | Canyons/Desert
15400-Intermountain Medical Center | 20603 | Vascular Lab | 15400-Intermountain Medical Center | 20603-Vascular Lab | 15400~000000029113 | 816055 | US117B0801 | IHMCHPHLUS47 | 15-976 | Scanning Systems, Ultrasonic, | UltraSound | 2491 | PHILIPS HEALTHCARE | EPIQ 7C | 1 | 154D20603A | IM PERIPHERAL VASCULAR LB SLL1 | Common Area | Life Support / High Risk | IES | ASP_GE | 96 | 5 | 0 | 2017-01-31 | Canyons/Desert
15400-Intermountain Medical Center | 20603 | Vascular Lab | 15400-Intermountain Medical Center | 20603-Vascular Lab | 15400~000000029115 | 816057 | US117B0625 | IHMCHPHLUS49 | 15-976 | Scanning Systems, Ultrasonic, | UltraSound | 2492 | PHILIPS HEALTHCARE | EPIQ 7C | 1 | 154D20603A | IM PERIPHERAL VASCULAR LB SLL1 | Common Area | Life Support / High Risk | IES | ASP_GE | 96 | 5 | 0 | 2017-01-31 | Canyons/Desert
15400-Intermountain Medical Center | 20603 | Vascular Lab | 15400-Intermountain Medical Center | 20603-Vascular Lab | 15400~000000029649 | 818966 | US617B0296 | IHMCHPHLUS50 | 15-976 | Scanning Systems, Ultrasonic, | UltraSound | 2493 | PHILIPS HEALTHCARE | EPIQ 7C | 1 | 154D20603A | IM PERIPHERAL VASCULAR LB SLL1 | Common Area | Life Support / High Risk | IES | ASP_GE | 91 | 5 | 0 | 2017-06-22 | Canyons/Desert
15400-Intermountain Medical Center | 20603 | Vascular Lab | 15400-Intermountain Medical Center | 20603-Vascular Lab | 15400~000000029650 | 818967 | US617B0297 | IHMCHPHLUS51 | 15-976 | Scanning Systems, Ultrasonic, | UltraSound | 2494 | PHILIPS HEALTHCARE | EPIQ 7C | 1 | 154D20603A | IM PERIPHERAL VASCULAR LB SLL1 | Common Area | Life Support / High Risk | IES | ASP_GE | 91 | 5 | 0 | 2017-06-22 | Canyons/Desert
15400-Intermountain Medical Center | 20603 | Vascular Lab | 15400-Intermountain Medical Center | 20603-Vascular Lab | 15400~000000029651 | 819083 | US617B1144 | IHMCHPHLUS52 | 15-976 | Scanning Systems, Ultrasonic, | UltraSound | 2495 | PHILIPS HEALTHCARE | EPIQ 7C | 1 | 154D20603A | IM PERIPHERAL VASCULAR LB SLL1 | Common Area | Life Support / High Risk | IES | ASP_GE | 91 | 5 | 0 | 2017-06-30 | Canyons/Desert
15400-Intermountain Medical Center | 20603 | Vascular Lab | 15400-Intermountain Medical Center | 20603-Vascular Lab | 15400~000000032035 | 837888 | US918B1062 | IHMCHPHLUS53 | 15-976 | Scanning Systems, Ultrasonic, | UltraSound | 2496 | PHILIPS HEALTHCARE | EPIQ 7C | 1 | 154D20603A | IM PERIPHERAL VASCULAR LB SLL1 | Common Area | Life Support / High Risk | IES | ASP_GE | 76 | 5 | 0 | 2018-09-28 | Canyons/Desert
15400-Intermountain Medical Center | 20603 | Vascular Lab | 15400-Intermountain Medical Center | 20603-Vascular Lab | 15400~000000032036 | 837890 | US918B1063 | IHMCHPHLUS54 | 15-976 | Scanning Systems, Ultrasonic, | UltraSound | 2497 | PHILIPS HEALTHCARE | EPIQ 7C | 1 | 154D20603A | IM PERIPHERAL VASCULAR LB SLL1 | Common Area | Life Support / High Risk | IES | ASP_GE | 76 | 5 | 0 | 2018-09-28 | Canyons/Desert
15400-Intermountain Medical Center | 20603 | Vascular Lab | 15400-Intermountain Medical Center | 20603-Vascular Lab | 15400~000000032037 | 837891 | US918B1064 | IHMCHPHLUS55 | 15-976 | Scanning Systems, Ultrasonic, | UltraSound | 2498 | PHILIPS HEALTHCARE | EPIQ 7C | 1 | 154D20603A | IM PERIPHERAL VASCULAR LB SLL1 | Common Area | Life Support / High Risk | IES | ASP_GE | 76 | 5 | 0 | 2018-09-28 | Canyons/Desert
15400-Intermountain Medical Center | 20603 | Vascular Lab | 15400-Intermountain Medical Center | 20603-Vascular Lab | 15400~000000032038 | 837892 | US918B1065 | IHMCHPHLUS56 | 15-976 | Scanning Systems, Ultrasonic, | UltraSound | 2499 | PHILIPS HEALTHCARE | EPIQ 7C | 1 | 154D20603A | IM PERIPHERAL VASCULAR LB SLL1 | Common Area | Life Support / High Risk | IES | ASP_GE | 76 | 5 | 0 | 2018-09-28 | Canyons/Desert
15400-Intermountain Medical Center | 20603 | Vascular Lab | 15400-Intermountain Medical Center | 20603-Vascular Lab | 15400~000000032039 | 837893 | US918B1066 | IHMCHPHLUS57 | 15-976 | Scanning Systems, Ultrasonic, | UltraSound | 2500 | PHILIPS HEALTHCARE | EPIQ 7C | 1 | 154D20603A | IM PERIPHERAL VASCULAR LB SLL1 | Common Area | Life Support / High Risk | IES | ASP_GE | 76 | 5 | 0 | 2018-09-28 | Canyons/Desert
15400-Intermountain Medical Center | 20603 | Vascular Lab | 15400-Intermountain Medical Center | 20603-Vascular Lab | 15400~000000032040 | 837894 | US918B1067 | IHMCHPHLUS58 | 15-976 | Scanning Systems, Ultrasonic, | UltraSound | 2501 | PHILIPS HEALTHCARE | EPIQ 7C | 1 | 154D20603A | IM PERIPHERAL VASCULAR LB SLL1 | Common Area | Life Support / High Risk | IES | ASP_GE | 76 | 5 | 0 | 2018-09-28 | Canyons/Desert
15400-Intermountain Medical Center | 20603 | Vascular Lab | 15400-Intermountain Medical Center | 70540-Cardiac Care Clinic | 15400~000000026604 | 801837 | US815B0753 | IHMCHPHLUS41 | 15-976 | Scanning Systems, Ultrasonic, | UltraSound | 2504 | PHILIPS HEALTHCARE | EPIQ 7C | 1 | 154D70540A | IM CARDIAC CARE CLINIC SOT 500 | Unspecified | Life Support / High Risk | IES | ASP_GE | 112 | 5 | 0 | 2015-09-18 | Canyons/Desert
15400-Intermountain Medical Center | 20603 | Vascular Lab | 40000-Intermountain Medical Group | 74113-Intrmtn Heart Rhythm Specialst | 15400~000000029114 | 816056 | US117B0799 | IHMCHPHLUS48 | 15-976 | Scanning Systems, Ultrasonic, | UltraSound | 2505 | PHILIPS HEALTHCARE | EPIQ 7C | 1 | 400D74113A | MG HEART INST HEART RHYTHM 510 | Unspecified | Life Support / High Risk | IES | ASP_GE | 96 | 5 | 0 | 2017-01-31 | Canyons/Desert
15400-Intermountain Medical Center | 21601 | Ultrasound | 11000-Central Office | 21002-Imaging Services | 15400~000000035994 | 864740 | US520B1558 |  | 15-976 | Scanning Systems, Ultrasonic, | UltraSound | 2511 | PHILIPS HEALTHCARE | EPIQ 7C | 1 | 110D21002A | CO IMAGING SERVICES | Unspecified | Life Support / High Risk | IES | ASP_GE | 55 | 5 | 0 | 2020-06-02 | Canyons/Desert
15400-Intermountain Medical Center | 21601 | Ultrasound | 15400-Intermountain Medical Center | 70540-Cardiac Care Clinic | 15400~000000035993 | 864739 | US520B1560 |  | 15-976 | Scanning Systems, Ultrasonic, | UltraSound | 2522 | PHILIPS HEALTHCARE | EPIQ 7C | 1 | 154D70540A | IM CARDIAC CARE CLINIC SOT 500 | Unspecified | Life Support / High Risk | IES | ASP_GE | 55 | 5 | 0 | 2020-06-02 | Canyons/Desert
15400-Intermountain Medical Center | 21601 | Ultrasound | 15400-Intermountain Medical Center | 70540-Cardiac Care Clinic | 15400~000000035995 | 864742 | US520B1559 |  | 15-976 | Scanning Systems, Ultrasonic, | UltraSound | 2523 | PHILIPS HEALTHCARE | EPIQ 7C | 1 | 154D70540A | IM CARDIAC CARE CLINIC SOT 500 | Unspecified | Life Support / High Risk | IES | ASP_GE | 55 | 5 | 0 | 2020-06-02 | Canyons/Desert
37700-Primary Childrens - Lehi | 20604 | Echo Cardiology | 37700-Primary Childrens - Lehi | 20604-Echo Cardiology | 37700~000000001378 | 916287 | USD23B0552 |  | 15-976 | Scanning Systems, Ultrasonic, | UltraSound | 2595 | PHILIPS HEALTHCARE | EPIQ 7C | 1 | 377D20604A | PL ECHO CARDIOLOGY | Unspecified | Life Support / High Risk | IES | ASP_GE | 13 | 5 | 4 | 2023-12-22 | Canyons/Desert
37700-Primary Childrens - Lehi | 20604 | Echo Cardiology | 37700-Primary Childrens - Lehi | 20604-Echo Cardiology | 37700~000000001379 | 916288 | USD23B0553 |  | 15-976 | Scanning Systems, Ultrasonic, | UltraSound | 2596 | PHILIPS HEALTHCARE | EPIQ 7C | 1 | 377D20604A | PL ECHO CARDIOLOGY | Unspecified | Life Support / High Risk | IES | ASP_GE | 13 | 5 | 4 | 2023-12-22 | Canyons/Desert
37700-Primary Childrens - Lehi | 20604 | Echo Cardiology | 37700-Primary Childrens - Lehi | 20604-Echo Cardiology | 37700~000000001380 | 916289 | USD23B0554 |  | 15-976 | Scanning Systems, Ultrasonic, | UltraSound | 2597 | PHILIPS HEALTHCARE | EPIQ 7C | 1 | 377D20604A | PL ECHO CARDIOLOGY | Unspecified | Life Support / High Risk | IES | ASP_GE | 13 | 5 | 4 | 2023-12-22 | Canyons/Desert
37700-Primary Childrens - Lehi | 20604 | Echo Cardiology | 37700-Primary Childrens - Lehi | 20604-Echo Cardiology | 37700~000000001381 | 916292 | USD23B0551 |  | 15-976 | Scanning Systems, Ultrasonic, | UltraSound | 2598 | PHILIPS HEALTHCARE | EPIQ 7C | 1 | 377D20604A | PL ECHO CARDIOLOGY | Unspecified | Life Support / High Risk | IES | ASP_GE | 13 | 5 | 4 | 2023-12-22 | Canyons/Desert
40000-Intermountain Medical Group | 74112 | Int Heart Institute-Cardiology | 14300-Park City Hospital | 21601-Ultrasound | 40000~000000030051 | 852113 | USD18B0989 | IHPCHPHLUS23 | 15-976 | Scanning Systems, Ultrasonic, | UltraSound | 2703 | PHILIPS HEALTHCARE | EPIQ 7C | 1 | 143D21601A | PK ULTRASOUND | Unspecified | Life Support / High Risk | IES | ASP_GE | 73 | 5 | 0 | 2018-12-29 | Canyons/Desert
40000-Intermountain Medical Group | 74113 | Intrmtn Heart Rhythm Specialst | 40000-Intermountain Medical Group | 74113-Intrmtn Heart Rhythm Specialst | 40000~000000034271 | 924336 | 618B4114 |  | 15-976 | Scanning Systems, Ultrasonic, | UltraSound | 2705 | PHILIPS HEALTHCARE | EPIQ 7C | 1 | 400D74113A | MG HEART INST HEART RHYTHM 510 | Unspecified | Life Support / High Risk | IES | ASP_GE | 5 | 5 | 5 | 2024-08-05 | Canyons/Desert
40000-Intermountain Medical Group | 74211 | SL Clinic - Cardiology | 40000-Intermountain Medical Group | 74211-SL Clinic - Cardiology | 40000~000000026071 | 850501 | US519B1383 | IHSCCPHLUS4 | 15-976 | Scanning Systems, Ultrasonic, | UltraSound | 2760 | PHILIPS HEALTHCARE | EPIQ 7C | 1 | 400D74211A | MG SL CLINIC CARDIOLOGY | Unspecified | Life Support / High Risk | IES | ASP_GE | 67 | 5 | 0 | 2019-07-01 | Canyons/Desert
40000-Intermountain Medical Group | 74308 | Vascular and Vein - St. George | 40000-Intermountain Medical Group | 74308-Vascular and Vein - St. George | 40000~000000020840 | 817827 | US417B0254 | IHCTCPHLUS3 | 15-976 | Scanning Systems, Ultrasonic, | UltraSound | 2794 | PHILIPS HEALTHCARE | EPIQ 7C | 1 | 400D74308A | MG VASCULAR AND VEIN ST GEO | Unspecified | Life Support / High Risk | IES | ASP_GE | 93 | 5 | 0 | 2017-04-22 | Canyons/Desert
12200-Cassia Regional Hospital | 21001 | Imaging Administration | 12200-Cassia Regional Hospital | 21001-Imaging Administration | 12200~000000003456 | 896362 | US722B1540 | IHCRHPHLUS4 | 11-389 | Scanning Systems, Ultrasonic, | UltraSound | 1951 | PHILIPS HEALTHCARE | EPIQ CVX | 1 | 122D21001A | CA IMAGING ADMINISTRATION | Unspecified | Life Support / High Risk | IES | ASP_PHILIP | 29 | 5 | 3 | 2022-08-17 | Canyons/Desert
12600-St George Regional Hospital | 20603 | Vascular Lab | 12600-St George Regional Hospital | 20603-Vascular Lab | 12600~000000025202 | 895238 | US421B1731 | IHDXHPHLUS20 | 11-389 | Scanning Systems, Ultrasonic, | UltraSound | 2014 | PHILIPS HEALTHCARE | EPIQ CVX | 1 | 126D20603A | SG VASCULAR LAB RR 1ST FLOOR | Unspecified | Life Support / High Risk | IES | ASP_GE | 44 | 5 | 1 | 2021-05-08 | Canyons/Desert
12600-St George Regional Hospital | 20603 | Vascular Lab | 12600-St George Regional Hospital | 20603-Vascular Lab | 12600~000000025865 | 895237 | US420B2192 |  | 11-389 | Scanning Systems, Ultrasonic, | UltraSound | 2015 | PHILIPS HEALTHCARE | EPIQ CVX | 1 | 126D20603A | SG VASCULAR LAB RR 1ST FLOOR | Unspecified | Life Support / High Risk | IES | ASP_GE | 31 | 5 | 2 | 2022-06-29 | Canyons/Desert
12800-LDS Hospital | 70504 | Heart Failure - CV Clinic | 12800-LDS Hospital | 70504-Heart Failure - CV Clinic | 12800~000000016728 | 916302 | USN23B1077 |  | 11-389 | Scanning Systems, Ultrasonic, | UltraSound | 2090 | PHILIPS HEALTHCARE | EPIQ CVX | 1 | 128D70504A | LD CARDIOLOGY BASIC SCIENCE | Unspecified | Life Support / High Risk | LDSH_CE | LDSCE4 | 13 | 5 | 4 | 2023-12-26 | Canyons/Desert
12900-Layton Hospital | 27202 | Respiratory Therapy | 12900-Layton Hospital | 27202-Respiratory Therapy | 12900~000000005383 | 913488 | US623B0370 |  | 11-389 | Scanning Systems, Ultrasonic, | UltraSound | 2108 | PHILIPS HEALTHCARE | EPIQ CVX | 1 | 129D27202A | LA RESPIRATORY THERAPY | STRESS/PFT | Life Support / High Risk | IES | IESCREWSC | 19 | 5 | 3 | 2023-06-29 | Canyons/Desert
13200-McKay-Dee Hospital Center | 20603 | Vascular Lab | 13200-McKay-Dee Hospital Center | 20603-Vascular Lab | 13200~000000027036 | 902944 | USD21B1521 | 208463EPIQCVX | 11-389 | Scanning Systems, Ultrasonic, | UltraSound | 2182 | PHILIPS HEALTHCARE | EPIQ CVX | 1 | 132D20603A | MK VASCULAR LAB 3RD FLR | Common Area | Life Support / High Risk | IES | ASP_GE | 36 | 5 | 2 | 2022-01-21 | Canyons/Desert
13800-Primary Childrens Hospital | 20604 | Echo Cardiology | 13800-Primary Childrens Hospital | 20604-Echo Cardiology | 13800~000000028957 | 891969 | US720B0631 | UHPCHPHLUS53 | 11-389 | Scanning Systems, Ultrasonic, | UltraSound | 2246 | PHILIPS HEALTHCARE | EPIQ CVX | 1 | 138D20604A | PC CPC ECHO | Unspecified | Life Support / High Risk | IES | ASP_GE OEC | 54 | 5 | 1 | 2020-07-28 | Canyons/Desert
13800-Primary Childrens Hospital | 20604 | Echo Cardiology | 13800-Primary Childrens Hospital | 20604-Echo Cardiology | 13800~000000028958 | 891986 | US720B630 |  | 11-389 | Scanning Systems, Ultrasonic, | UltraSound | 2247 | PHILIPS HEALTHCARE | EPIQ CVX | 1 | 138D20604A | PC CPC ECHO | Unspecified | Life Support / High Risk | IES | ASP_GE | 54 | 5 | 1 | 2020-07-28 | Canyons/Desert
13800-Primary Childrens Hospital | 20604 | Echo Cardiology | 13800-Primary Childrens Hospital | 20604-Echo Cardiology | 13800~000000031105 | 891090 | USD21B1560 | IHPCHPHLUS25 | 11-389 | Scanning Systems, Ultrasonic, | UltraSound | 2248 | PHILIPS HEALTHCARE | EPIQ CVX | 1 | 138D20604B | PC ECCLES ECHO L2 | Echo Rm 4 | Life Support / High Risk | IES | ASP_GE | 37 | 5 | 2 | 2021-12-31 | Canyons/Desert
13800-Primary Childrens Hospital | 20604 | Echo Cardiology | 13800-Primary Childrens Hospital | 20604-Echo Cardiology | 13800~000000031259 | 893917 | US322B1027 | IHPCHPHLUS61 | 11-389 | Scanning Systems, Ultrasonic, | UltraSound | 2249 | PHILIPS HEALTHCARE | EPIQ CVX | 1 | 138D20604B | PC ECCLES ECHO L2 | Fetal Echo 2E.002 | Life Support / High Risk | IES | ASP_GE OEC | 34 | 5 | 2 | 2022-03-30 | Canyons/Desert
13800-Primary Childrens Hospital | 20604 | Echo Cardiology | 13800-Primary Childrens Hospital | 20604-Echo Cardiology | 13800~000000033078 | 910881 | US723B1121 | IHPCHPHLUS63 | 11-389 | Scanning Systems, Ultrasonic, | UltraSound | 2250 | PHILIPS HEALTHCARE | EPIQ CVX | 1 | 138D20604B | PC ECCLES ECHO L2 | Unspecified | Life Support / High Risk | IES | ASP_GE | 18 | 5 | 4 | 2023-07-31 | Canyons/Desert
13800-Primary Childrens Hospital | 20604 | Echo Cardiology | 13800-Primary Childrens Hospital | 20604-Echo Cardiology | 13800~000000033079 | 910882 | US723B1122 | IHPCHPHLUS64 | 11-389 | Scanning Systems, Ultrasonic, | UltraSound | 2251 | PHILIPS HEALTHCARE | EPIQ CVX | 1 | 138D20604B | PC ECCLES ECHO L2 | Unspecified | Life Support / High Risk | IES | ASP_GE | 18 | 5 | 4 | 2023-07-31 | Canyons/Desert
13800-Primary Childrens Hospital | 20604 | Echo Cardiology | 13800-Primary Childrens Hospital | 20604-Echo Cardiology | 13800~000000033080 | 910883 | US723B1123 | IHPCHPHLUS65 | 11-389 | Scanning Systems, Ultrasonic, | UltraSound | 2252 | PHILIPS HEALTHCARE | EPIQ CVX | 1 | 138D20604B | PC ECCLES ECHO L2 | Unspecified | Life Support / High Risk | IES | ASP_GE | 18 | 5 | 4 | 2023-07-31 | Canyons/Desert
13800-Primary Childrens Hospital | 20604 | Echo Cardiology | 13800-Primary Childrens Hospital | 20604-Echo Cardiology | 13800~000000033081 | 910884 | US723B1125 | IHPCHPHLUS66 | 11-389 | Scanning Systems, Ultrasonic, | UltraSound | 2253 | PHILIPS HEALTHCARE | EPIQ CVX | 1 | 138D20604B | PC ECCLES ECHO L2 | Unspecified | Life Support / High Risk | IES | ASP_GE | 18 | 5 | 4 | 2023-07-31 | Canyons/Desert
13800-Primary Childrens Hospital | 20604 | Echo Cardiology | 13800-Primary Childrens Hospital | 22204-Child Procedure Center | 13800~000000031106 | 891091 | USD21B1561 | IHPCHPHLUS24 | 11-389 | Scanning Systems, Ultrasonic, | UltraSound | 2254 | PHILIPS HEALTHCARE | EPIQ CVX | 1 | 138D22204A | PC CPC L1 | Unspecified | Life Support / High Risk | IES | ASP_GE | 36 | 5 | 2 | 2022-01-25 | Canyons/Desert
13800-Primary Childrens Hospital | 20604 | Echo Cardiology | 13800-Primary Childrens Hospital | 22204-Child Procedure Center | 13800~000000031260 | 893918 | US322B1026 | IHPCHPHLUS62 | 11-389 | Scanning Systems, Ultrasonic, | UltraSound | 2255 | PHILIPS HEALTHCARE | EPIQ CVX | 1 | 138D22204A | PC CPC L1 | Echo Room 2 | Life Support / High Risk | IES | ASP_GE OEC | 34 | 5 | 2 | 2022-03-30 | Canyons/Desert
14400-Utah Valley Hospital | 20602 | Electrocardiology - EKG | 14400-Utah Valley Hospital | 20602-Electrocardiology - EKG | 14400~000000024017 | 901443 | US122B0112 | IHUVHPHLUS30 | 11-389 | Scanning Systems, Ultrasonic, | UltraSound | 2362 | PHILIPS HEALTHCARE | EPIQ CVX | 1 | 144D20602A | UV ELECTRO EKG | Unspecified | Life Support / High Risk | IES | ASP_GE | 35 | 5 | 2 | 2022-02-10 | Canyons/Desert
14400-Utah Valley Hospital | 20602 | Electrocardiology - EKG | 14400-Utah Valley Hospital | 70077-Cardiology Clinic | 14400~000000024016 | 911135 | US122B0113 | IHUVHPHLUS31 | 11-389 | Scanning Systems, Ultrasonic, | UltraSound | 2365 | PHILIPS HEALTHCARE | EPIQ CVX | 1 | 144D70077A | UV CARDIOLOGY CLINIC | Unspecified | Life Support / High Risk | UVH_CE | UVCREW4_CE | 35 | 5 | 2 | 2022-02-10 | Canyons/Desert
15400-Intermountain Medical Center | 70540 | Cardiac Care Clinic | 15400-Intermountain Medical Center | 70540-Cardiac Care Clinic | 15400~000000043457 | 923410 | US412B1284 |  | 11-389 | Scanning Systems, Ultrasonic, | UltraSound | 2571 | PHILIPS HEALTHCARE | EPIQ CVX | 1 | 154D70540A | IM CARDIAC CARE CLINIC SOT 500 | Unspecified | Life Support / High Risk | IES | ASP_GE | 6 | 5 | 4 | 2024-07-11 | Canyons/Desert
37700-Primary Childrens - Lehi | 20604 | Echo Cardiology | 37700-Primary Childrens - Lehi | 10081-Pediatric Intensive Care | 37700~000000002813 | 918649 | USN22B0785 |  | 11-389 | Scanning Systems, Ultrasonic, | UltraSound | 2594 | PHILIPS HEALTHCARE | EPIQ CVX | 1 | 377D10081A | PL PEDIATRIC INTENSIVE CARE | H3244 Imaging Alcove | Life Support / High Risk | IES | ASP_GE | 11 | 5 | 4 | 2024-02-07 | Canyons/Desert
13400-Orem Community Hospital | 14010 | Mom Baby Unit | 13400-Orem Community Hospital | 14005-Well Newborn Nursery | 13400~000000002620 | 925400 | US723B1908 |  | 15-976 | Scanning Systems, Ultrasonic, | UltraSound | 2220 | PHILIPS HEALTHCARE | EPIQ ELITE G | 1 | 134D14005B | OR WELL BABY NURSERY | Storage (rear) | Non Life Support | AFH_CE | AFCREW2_CE | 5 | 5 | 5 | 2024-08-20 | Canyons/Desert
37700-Primary Childrens - Lehi | 20604 | Echo Cardiology | 37700-Primary Childrens - Lehi | 20604-Echo Cardiology | 37700~000000003039 | 919713 | 105453414 |  | 15-976 | Scanning Systems, Ultrasonic, | UltraSound | 2599 | PHILIPS HEALTHCARE | EPIQ ELITE G | 1 | 377D20604A | PL ECHO CARDIOLOGY | Unspecified | Non Life Support | IES | ASP_GE | 10 | 5 | 4 | 2024-03-05 | Canyons/Desert
40000-Intermountain Medical Group | 74268 | Vascular and Vein - McKay-Dee | 40000-Intermountain Medical Group | 74268-Vascular and Vein - McKay-Dee | 40000~000000031087 | 897860 | US622B0864 | IHMKHPHLUS23 | 15-976 | Scanning Systems, Ultrasonic, | UltraSound | 2784 | PHILIPS HEALTHCARE | EPIQ ELITE G | 1 | 400D74268A | MG VASCULAR AND VEIN MCKAY DEE | Unspecified | Non Life Support | IES | IESCREWSC | 30 | 5 | 2 | 2022-07-13 | Canyons/Desert
14400-Utah Valley Hospital | 28838 | Physical Therapy Complex - OP | 14400-Utah Valley Hospital | 28838-Physical Therapy Complex - OP | 14400~000000005980 | 457957 | CL51100277 | IHUVHPHLUS10 | 17-422 | Scanning Systems, Ultrasonic, | UltraSound | 2398 | PHILIPS HEALTHCARE | HD7XE | 1 | 144D28838A | UV REHAB OP PHYSICAL THERAPY | Unspecified | Life Support / High Risk | IES | ASP_GE | 175 | 5 | 0 | 2010-06-10 | Canyons/Desert
11600-Alta View Hospital | 20603 | Vascular Lab | 11600-Alta View Hospital | 11503-Medical and Surgical Nursing | 11600~000000008106 | 326238 | 02RF3P | IHMCHPHLUS11 | 17-422 | Scanning Systems, Ultrasonic, | UltraSound | 1900 | PHILIPS HEALTHCARE | IE33 | 1 | 116D11503A | AV ACUTE CARE | Room 432 | Life Support / High Risk | IES | ASP_GE | 207 | 5 | 0 | 2007-11-01 | Canyons/Desert
11600-Alta View Hospital | 20603 | Vascular Lab | 40000-Intermountain Medical Group | 74112-Int Heart Institute-Cardiology | 11600~000000009355 | 520073 | B0G4YN | IHSCCPHLUS3 | 17-422 | Scanning Systems, Ultrasonic, | UltraSound | 1902 | PHILIPS HEALTHCARE | IE33 | 1 | 400D74112A | MG IM HEART INST CARDIO STE520 | Unspecified | Life Support / High Risk | IES | ASP_GE | 145 | 5 | 0 | 2012-12-31 | Canyons/Desert
12500-Delta Community Hospital | 21101 | Radiology | 11300-Supply Chain Organization | 32213-Asset Recovery - SLC | 12500~000000000965 | 514084 | B05NQZ | IHMCHPHLUS30 | 17-422 | Scanning Systems, Ultrasonic, | UltraSound | 1962 | PHILIPS HEALTHCARE | IE33 | 1 | 113D32213C | SC ASSET RECOVERY AIRPORT WHS | Received | Life Support / High Risk | IES | ASP_GE | 154 | 5 | 0 | 2012-03-23 | Canyons/Desert
12600-St George Regional Hospital | 20603 | Vascular Lab | 12600-St George Regional Hospital | 20603-Vascular Lab | 12600~000000026814 | 398561 | 039WKZ | IHRVHPHLUS4 | 17-422 | Scanning Systems, Ultrasonic, | UltraSound | 2016 | PHILIPS HEALTHCARE | IE33 | 1 | 126D20603A | SG VASCULAR LAB RR 1ST FLOOR | Unspecified | Life Support / High Risk | IES | ASP_GE | 183 | 7 | 0 | 2009-11-01 | Canyons/Desert
13400-Orem Community Hospital | 27202 | Respiratory Therapy | 11300-Supply Chain Organization | 32213-Asset Recovery - SLC | 13400~000000002212 | 343743 | 02R7P1 | IHOCHPHLUS12 | 17-422 | Scanning Systems, Ultrasonic, | UltraSound | 2224 | PHILIPS HEALTHCARE | IE33 | 1 | 113D32213C | SC ASSET RECOVERY AIRPORT WHS | Received | Life Support / High Risk | IES | ASP_GE | 207 | 5 | 0 | 2007-11-01 | Canyons/Desert
13800-Primary Childrens Hospital | 20604 | Echo Cardiology | 13800-Primary Childrens Hospital | 20604-Echo Cardiology | 13800~000000006354 | 382473 | 034L0J | IHPCHPHLUS3 | 17-422 | Scanning Systems, Ultrasonic, | UltraSound | 2236 | PHILIPS HEALTHCARE | IE33 | 1 | 138D20604A | PC CPC ECHO | Echocardiology | Life Support / High Risk | IES | ASP_GE | 190 | 5 | 0 | 2009-04-01 | Canyons/Desert
13800-Primary Childrens Hospital | 20604 | Echo Cardiology | 13800-Primary Childrens Hospital | 20604-Echo Cardiology | 13800~000000007322 | 423778 | 03B8XP | IHPCHPHLUS7 | 17-422 | Scanning Systems, Ultrasonic, | UltraSound | 2237 | PHILIPS HEALTHCARE | IE33 | 1 | 138D20604A | PC CPC ECHO | Echocardiology | Life Support / High Risk | IES | ASP_GE | 175 | 5 | 0 | 2010-07-01 | Canyons/Desert
13800-Primary Childrens Hospital | 20604 | Echo Cardiology | 13800-Primary Childrens Hospital | 20604-Echo Cardiology | 13800~000000007324 | 423776 | 03B8XQ | IHPCHPHLUS5 | 17-422 | Scanning Systems, Ultrasonic, | UltraSound | 2238 | PHILIPS HEALTHCARE | IE33 | 1 | 138D20604A | PC CPC ECHO | Echocardiology | Life Support / High Risk | IES | ASP_GE | 175 | 5 | 0 | 2010-07-01 | Canyons/Desert
13800-Primary Childrens Hospital | 20604 | Echo Cardiology | 13800-Primary Childrens Hospital | 20604-Echo Cardiology | 13800~000000008964 | 496812 | B05NRH | IHPCHPHLUS10 | 17-422 | Scanning Systems, Ultrasonic, | UltraSound | 2239 | PHILIPS HEALTHCARE | IE33 | 1 | 138D20604A | PC CPC ECHO | Echocardiology | Life Support / High Risk | IES | ASP_GE | 152 | 5 | 0 | 2012-05-31 | Canyons/Desert
13800-Primary Childrens Hospital | 20604 | Echo Cardiology | 13800-Primary Childrens Hospital | 20604-Echo Cardiology | 13800~000000008965 | 496811 | B05NQT | IHPCHPHLUS9 | 17-422 | Scanning Systems, Ultrasonic, | UltraSound | 2240 | PHILIPS HEALTHCARE | IE33 | 1 | 138D20604A | PC CPC ECHO | Echocardiology | Life Support / High Risk | IES | ASP_GE | 152 | 5 | 0 | 2012-05-31 | Canyons/Desert
14300-Park City Hospital | 21601 | Ultrasound | 14300-Park City Hospital | 21601-Ultrasound | 14300~000000003426 | 497132 | B05NRZ | IHMKHPHLUS8 | 17-422 | Scanning Systems, Ultrasonic, | UltraSound | 2324 | PHILIPS HEALTHCARE | IE33 | 1 | 143D21601A | PK ULTRASOUND | Unspecified | Life Support / High Risk | IES | ASP_GE | 155 | 5 | 0 | 2012-03-01 | Canyons/Desert
14400-Utah Valley Hospital | 20602 | Electrocardiology - EKG | 11300-Supply Chain Organization | 32213-Asset Recovery - SLC | 14400~000000014209 | 343255 | 02R7VN | IHMCHPHLUS59 | 17-422 | Scanning Systems, Ultrasonic, | UltraSound | 2356 | PHILIPS HEALTHCARE | IE33 | 1 | 113D32213C | SC ASSET RECOVERY AIRPORT WHS | Received | Life Support / High Risk | IES | ASP_GE | 207 | 5 | 0 | 2007-11-01 | Canyons/Desert
14400-Utah Valley Hospital | 20602 | Electrocardiology - EKG | 14400-Utah Valley Hospital | 20602-Electrocardiology - EKG | 14400~000000016820 | 465172 | B043C2 | IHAFHPHLUS11 | 17-422 | Scanning Systems, Ultrasonic, | UltraSound | 2361 | PHILIPS HEALTHCARE | IE33 | 1 | 144D20602A | UV ELECTRO EKG | Unspecified | Life Support / High Risk | IES | ASP_GE | 161 | 5 | 0 | 2011-09-01 | Canyons/Desert
14400-Utah Valley Hospital | 20602 | Electrocardiology - EKG | 40000-Intermountain Medical Group | 74152-Utah Valley Rock Canyon Peds | 14400~000000005864 | 433951 | 03B54F | IHUVCPHLUS1 | 17-422 | Scanning Systems, Ultrasonic, | UltraSound | 2366 | PHILIPS HEALTHCARE | IE33 | 1 | 400D74152A | MG UTAH VALLEY ROCKCANYON PEDS | Unspecified | Life Support / High Risk | IES | ASP_GE | 175 | 7 | 0 | 2010-06-27 | Canyons/Desert
14600-Cedar City Hospital | 14001 | Labor and Delivery Rooms | 43100-Intermountain MS NV LLC | 79408-CAR Sunset | 14600~000000001014 | 490652 | B0G24D | IHCCHPHLUS4 | 17-422 | Scanning Systems, Ultrasonic, | UltraSound | 2417 | PHILIPS HEALTHCARE | IE33 | 1 | 431P79408B | NV SOUTHERN HILLS CARDIOLOGY | Unspecified | Life Support / High Risk | IES | ASP_GE | 145 | 5 | 0 | 2012-12-31 | Canyons/Desert
14800-Heber Valley Hospital | 21601 | Ultrasound | 11300-Supply Chain Organization | 32213-Asset Recovery - SLC | 14800~000000001797 | 326239 | 02RP1B | IHHVHPHLUS | 17-422 | Scanning Systems, Ultrasonic, | UltraSound | 2435 | PHILIPS HEALTHCARE | IE33 | 1 | 113D32213C | SC ASSET RECOVERY AIRPORT WHS | Received | Life Support / High Risk | IES | ASP_GE | 207 | 5 | 0 | 2007-11-01 | Canyons/Desert
40000-Intermountain Medical Group | 74023 | Southwest Cardiology-St George | 40000-Intermountain Medical Group | 74023-Southwest Cardiology-St George | 40000~000000028147 | 535145 | B0G2K2 | IHMCHPHLUS31 | 17-422 | Scanning Systems, Ultrasonic, | UltraSound | 2655 | PHILIPS HEALTHCARE | IE33 | 1 | 400D74023A | MG SW CARDIO ST GEORGE | Unspecified | Life Support / High Risk | IES | ASP_GE | 142 | 5 | 0 | 2013-03-17 | Canyons/Desert
40000-Intermountain Medical Group | 74023 | Southwest Cardiology-St George | 40000-Intermountain Medical Group | 74023-Southwest Cardiology-St George | 40000~000000028239 | 331499 | 02RP7R | IHDXHPHLUS4 | 17-422 | Scanning Systems, Ultrasonic, | UltraSound | 2656 | PHILIPS HEALTHCARE | IE33 | 1 | 400D74023A | MG SW CARDIO ST GEORGE | Southwest Cardiology | Life Support / High Risk | IES | ASP_GE | 208 | 5 | 0 | 2007-09-17 | Canyons/Desert
40000-Intermountain Medical Group | 74268 | Vascular and Vein - McKay-Dee | 40000-Intermountain Medical Group | 74268-Vascular and Vein - McKay-Dee | 40000~000000021719 | 821712 | B05NRZ |  | 17-422 | Scanning Systems, Ultrasonic, | UltraSound | 2780 | PHILIPS HEALTHCARE | IE33 | 1 | 400D74268A | MG VASCULAR AND VEIN MCKAY DEE | Unspecified | Life Support / High Risk | IES | ASP_GE | 88 | 5 | 0 | 2017-09-30 | Canyons/Desert
40000-Intermountain Medical Group | 74308 | Vascular and Vein - St. George | 40000-Intermountain Medical Group | 74308-Vascular and Vein - St. George | 40000~000000025708 | 372604 | 02X420 | IHCTCPHLUS2 | 17-422 | Scanning Systems, Ultrasonic, | UltraSound | 2795 | PHILIPS HEALTHCARE | IE33 | 1 | 400D74308A | MG VASCULAR AND VEIN ST GEO | Unspecified | Life Support / High Risk | IES | ASP_GE | 193 | 5 | 0 | 2008-12-04 | Canyons/Desert
12600-St George Regional Hospital | 20501 | Cardiovascular Lab | 12600-St George Regional Hospital | 20501-Cardiovascular Lab | 12600~000000026524 | 913191 | 402357 | 102284227 | 11-389 | Scanning Systems, Ultrasonic, | UltraSound - IVUS | 1997 | PHILIPS HEALTHCARE | INTRASIGHT 5 | 1 | 126D20501A | SG CATH LAB RR | Cath 1 | Life Support / High Risk | SGRH_CE | SGRHCREW1 | 22 | 5 | 3 | 2023-03-15 | Canyons/Desert
12600-St George Regional Hospital | 20501 | Cardiovascular Lab | 12600-St George Regional Hospital | 20501-Cardiovascular Lab | 12600~000000026525 | 913192 | 402219 |  | 11-389 | Scanning Systems, Ultrasonic, | UltraSound - IVUS | 1998 | PHILIPS HEALTHCARE | INTRASIGHT 5 | 1 | 126D20501A | SG CATH LAB RR | Cath 2 | Life Support / High Risk | SGRH_CE | SGRHCREW1 | 22 | 5 | 3 | 2023-03-15 | Canyons/Desert
12600-St George Regional Hospital | 20501 | Cardiovascular Lab | 12600-St George Regional Hospital | 20501-Cardiovascular Lab | 12600~000000027228 | 921534 | 4601 | IHDXHPHLVA1 | 11-389 | Scanning Systems, Ultrasonic, | UltraSound - IVUS | 2003 | PHILIPS HEALTHCARE | INTRASIGHT 5 | 1 | 126D20501A | SG CATH LAB RR | Unspecified | Life Support / High Risk | IES | ASP_GE | 17 | 5 | 4 | 2023-08-21 | Canyons/Desert
12600-St George Regional Hospital | 20501 | Cardiovascular Lab | 12600-St George Regional Hospital | 20501-Cardiovascular Lab | 12600~000000027375 | 913156 | 403366 |  | 11-389 | Scanning Systems, Ultrasonic, | UltraSound - IVUS | 2004 | PHILIPS HEALTHCARE | INTRASIGHT 5 | 1 | 126D20501A | SG CATH LAB RR | Cath 3 | Life Support / High Risk | SGRH_CE | SGRHCREW1 | 15 | 5 | 4 | 2023-10-10 | Canyons/Desert
12600-St George Regional Hospital | 20501 | Cardiovascular Lab | 12600-St George Regional Hospital | 20501-Cardiovascular Lab | 12600~000000027376 | 913157 | 402384 | 102284224 | 11-389 | Scanning Systems, Ultrasonic, | UltraSound - IVUS | 2005 | PHILIPS HEALTHCARE | INTRASIGHT 5 | 1 | 126D20501A | SG CATH LAB RR | 8 CATH | Life Support / High Risk | SGRH_CE | SGRHCREW1 | 15 | 5 | 4 | 2023-10-10 | Canyons/Desert
13200-McKay-Dee Hospital Center | 20501 | Cardiovascular Lab | 13200-McKay-Dee Hospital Center | 20501-Cardiovascular Lab | 13200~000000024681 | 894810 | 400704/400786 | 96142733 | 11-389 | Scanning Systems, Ultrasonic, | UltraSound - IVUS | 2165 | PHILIPS HEALTHCARE | INTRASIGHT 5 | 1 | 132D20501A | MK CARDIOLOGY 3RD FLR | Control Rm 2 | Life Support / High Risk | MKDHC_CE | MKDCREW1CE | 35 | 5 | 2 | 2022-02-28 | Canyons/Desert
13200-McKay-Dee Hospital Center | 20501 | Cardiovascular Lab | 13200-McKay-Dee Hospital Center | 20501-Cardiovascular Lab | 13200~000000024682 | 894811 | 4007005/400880 |  | 11-389 | Scanning Systems, Ultrasonic, | UltraSound - IVUS | 2166 | PHILIPS HEALTHCARE | INTRASIGHT 5 | 1 | 132D20501A | MK CARDIOLOGY 3RD FLR | Control Rm 4 | Life Support / High Risk | MKDHC_CE | MKDCREW1CE | 35 | 5 | 2 | 2022-02-28 | Canyons/Desert
13200-McKay-Dee Hospital Center | 20501 | Cardiovascular Lab | 13200-McKay-Dee Hospital Center | 20501-Cardiovascular Lab | 13200~000000025861 | 905256 | 4535/402189 | 102269936 | 11-389 | Scanning Systems, Ultrasonic, | UltraSound - IVUS | 2168 | PHILIPS HEALTHCARE | INTRASIGHT 5 | 1 | 132D20501A | MK CARDIOLOGY 3RD FLR | Control Rm 1 | Life Support / High Risk | MKDHC_CE | MKDCREW1CE | 23 | 5 | 3 | 2023-02-08 | Canyons/Desert
13200-McKay-Dee Hospital Center | 20501 | Cardiovascular Lab | 13200-McKay-Dee Hospital Center | 20501-Cardiovascular Lab | 13200~000000026707 | 913812 | 100968/104323 | 106761445 | 11-389 | Scanning Systems, Ultrasonic, | UltraSound - IVUS | 2169 | PHILIPS HEALTHCARE | INTRASIGHT 5 | 1 | 132D20501A | MK CARDIOLOGY 3RD FLR | Equipment Alcove | Life Support / High Risk | MKDHC_CE | MKDCREW1CE | 14 | 5 | 4 | 2023-11-06 | Canyons/Desert
13200-McKay-Dee Hospital Center | 21102 | Angiography | 13200-McKay-Dee Hospital Center | 21102-Angiography | 13200~000000026708 | 915312 | 001016/1718 | 84189309/IHMKHPHLVA1 | 11-389 | Scanning Systems, Ultrasonic, | UltraSound - IVUS | 2186 | PHILIPS HEALTHCARE | INTRASIGHT 5 | 1 | 132D21102A | MK ANGIO 1ST FLR | Control Rm | Life Support / High Risk | MKDHC_CE | MKDCREW1CE | 13 | 5 | 4 | 2023-12-05 | Canyons/Desert
14400-Utah Valley Hospital | 20501 | Cardiovascular Lab | 14400-Utah Valley Hospital | 20501-Cardiovascular Lab | 14400~000000025778 | 907541 | 401977 |  | 11-389 | Scanning Systems, Ultrasonic, | UltraSound - IVUS | 2355 | PHILIPS HEALTHCARE | INTRASIGHT 5 | 1 | 144D20501A | UV CARDIOVASCULAR LAB | Unspecified | Life Support / High Risk | IES | ASP_VOLCAN | 21 | 5 | 3 | 2023-04-16 | Canyons/Desert
13000-Logan Regional Hospital | 20501 | Cardiovascular Lab | 13000-Logan Regional Hospital | 20501-Cardiovascular Lab | 13000~000000011695 | 895813 | 401550 | IHLRHVLCVA3 | 17-746 | Scanning Systems, Ultrasonic, | UltraSound - IVUS | 2123 | PHILIPS HEALTHCARE | INTRASIGHT 7974-03 | 1 | 130D20501A | LO CARDIO VASCULAR CATH LAB | Control Room | Non Life Support | LRH_CE | LRHCREW3CE | 30 | 5 | 2 | 2022-07-08 | Canyons/Desert
15400-Intermountain Medical Center | 20501 | Cardiovascular Lab | 15400-Intermountain Medical Center | 20501-Cardiovascular Lab | 15400~000000037501 | 881737 | 2637 | IHMCHVLCVA9 | 17-746 | Scanning Systems, Ultrasonic, | UltraSound - IVUS | 2482 | PHILIPS HEALTHCARE | INTRASIGHT 7974-03 | 1 | 154D20501A | IM CARDIO CATH LAB SL1 | Lab 5 | Non Life Support | IES | ASP_GE | 43 | 7 | 3 | 2021-06-30 | Canyons/Desert
15400-Intermountain Medical Center | 21601 | Ultrasound | 15400-Intermountain Medical Center | 21102-Angiography | 15400~000000036812 | 876990 | 06801467001 | IHMCHVLCVA10 | 17-746 | Scanning Systems, Ultrasonic, | UltraSound - IVUS | 2518 | PHILIPS HEALTHCARE | INTRASIGHT 7974-03 | 1 | 154D21102A | IM ANGIO TL1 | Lab 1 | Non Life Support | IES | ASP_GE | 47 | 5 | 1 | 2021-02-24 | Canyons/Desert
11800-American Fork Hospital | 21101 | Radiology | 11800-American Fork Hospital | 21601-Ultrasound | 11800~000000000966 | 370234 | 02XK7Q | IHAFHPHLUS1 | 15-976 | Scanning Systems, Ultrasonic, | UltraSound | 1926 | PHILIPS HEALTHCARE | IU22 | 1 | 118D21601A | AF ULTRASOUND | Us 1 | Life Support / High Risk | IES | ASP_GE | 193 | 5 | 0 | 2008-12-23 | Canyons/Desert
12600-St George Regional Hospital | 21601 | Ultrasound | 12600-St George Regional Hospital | 21601-Ultrasound | 12600~000000003956 | 490456 | B06B6H | IHHUCPHLUS1 | 15-976 | Scanning Systems, Ultrasonic, | UltraSound | 2022 | PHILIPS HEALTHCARE | IU22 | 1 | 126D21601B | SG ULT SOUND RADIO HLTH CTR RR | Common Area | Life Support / High Risk | IES | ASP_GE | 160 | 5 | 0 | 2011-10-01 | Canyons/Desert
12800-LDS Hospital | 21601 | Ultrasound | 12800-LDS Hospital | 21601-Ultrasound | 12800~000000005328 | 468926 | B043R1 | IHLDHPHLUS8 | 15-976 | Scanning Systems, Ultrasonic, | UltraSound | 2078 | PHILIPS HEALTHCARE | IU22 | 1 | 128D21601A | LD ULTRASOUND L1 | Us 1 | Life Support / High Risk | IES | ASP_GE | 161 | 5 | 0 | 2011-08-15 | Canyons/Desert
13900-Riverton Hospital | 21601 | Ultrasound | 13900-Riverton Hospital | 21101-Radiology | 13900~000000001016 | 398557 | 039WKH | IHRVHPHLUS2 | 15-976 | Scanning Systems, Ultrasonic, | UltraSound | 2292 | PHILIPS HEALTHCARE | IU22 | 1 | 139D21101A | RV RADIOLOGY | Ultrasound 1 | Life Support / High Risk | IES | ASP_GE | 183 | 7 | 0 | 2009-10-28 | Canyons/Desert
14400-Utah Valley Hospital | 21101 | Radiology | 14400-Utah Valley Hospital | 21101-Radiology | 14400~000000001480 | 561625 | B0MCRL | IHUVHPHLUS13 | 15-976 | Scanning Systems, Ultrasonic, | UltraSound | 2367 | PHILIPS HEALTHCARE | IU22 | 1 | 144D21101A | UV RADIOLOGY | OP Radiol Ultrasound 2 | Life Support / High Risk | IES | ASP_GE | 136 | 5 | 0 | 2013-09-20 | Canyons/Desert
15400-Intermountain Medical Center | 21101 | Radiology | 11300-Supply Chain Organization | 32213-Asset Recovery - SLC | 15400~000000032978 | 576310 | B0MCV9 | IHMCHPHLUS10 | 15-976 | Scanning Systems, Ultrasonic, | UltraSound | 2506 | PHILIPS HEALTHCARE | IU22 | 1 | 113D32213C | SC ASSET RECOVERY AIRPORT WHS | Received | Life Support / High Risk | IES | ASP_GE | 132 | 5 | 0 | 2014-01-31 | Canyons/Desert
15400-Intermountain Medical Center | 21601 | Ultrasound | 11300-Supply Chain Organization | 32213-Asset Recovery - SLC | 15400~000000016927 | 552154 | B0MHY5 | IHMCHPHLUS34 | 15-976 | Scanning Systems, Ultrasonic, | UltraSound | 2513 | PHILIPS HEALTHCARE | IU22 | 1 | 113D32213C | SC ASSET RECOVERY AIRPORT WHS | Received | Life Support / High Risk | IES | ASP_GE | 140 | 5 | 0 | 2013-06-01 | Canyons/Desert
40000-Intermountain Medical Group | 74144 | Utah Valley Vascular Surgery | 40000-Intermountain Medical Group | 74144-Utah Valley Vascular Surgery | 40000~000000021835 | 822921 | B0MJR2 | IHUVCPHLUS2 | 15-976 | Scanning Systems, Ultrasonic, | UltraSound | 2725 | PHILIPS HEALTHCARE | IU22 | 1 | 400D74144A | MG UVC VASCULAR SURG 5CD A | Utah Valley Vascular Surgery | Life Support / High Risk | IES | ASP_GE | 86 | 5 | 0 | 2017-11-20 | Canyons/Desert
13000-Logan Regional Hospital | 22451 | Endoscopy Lab | 13000-Logan Regional Hospital | 22451-Endoscopy Lab | 13000~000000012555 | 919515 | 00884838085169 |  | 18-143 | Scanning Systems, Ultrasonic, | UltraSound - handheld | 2135 | PHILIPS HEALTHCARE | LUMIFY | 1 | 130D22451A | LO GI LAB OUTPATIENT L4 | Standby Endoscopy | Non Life Support | LRH_CE | LRHCREW7CE | 11 | 5 | 4 | 2024-02-26 | Canyons/Desert
12800-LDS Hospital | 20602 | Electrocardiology - EKG | 12800-LDS Hospital | 20602-Electrocardiology - EKG | 12800~000000007818 | 217462 | US97007803 | IHLDHPHLUS2 | 17-422 | Scanning Systems, Ultrasonic, | UltraSound | 2066 | PHILIPS HEALTHCARE | SONOS 5500 | 1 | 128D20602A | LD EKG L7 | E7 EKG Echo With Stress | Life Support / High Risk | IES | ASP_GE | 266 | 5 | 0 | 2002-11-20 | Canyons/Desert
12800-LDS Hospital | 20602 | Electrocardiology - EKG | 12800-LDS Hospital | 20602-Electrocardiology - EKG | 12800~000000007749 | 132418 | 3728A00641 | IHLDHPHLUS1 | 17-422 | Scanning Systems, Ultrasonic, | UltraSound | 2065 | PHILIPS HEALTHCARE | SONOS 5500 | 1 | 128D20602A | LD EKG L7 | E7 EKG Alpha | Life Support / High Risk | IES | ASP_GE | 421 | 5 | 0 | 1990-01-01 | Canyons/Desert
12600-St George Regional Hospital | 20602 | Electrocardiology - EKG | 12600-St George Regional Hospital | 20602-Electrocardiology - EKG | 12600~000000008680 | 242989 | US97802806 | US97802806 | 17-422 | Scanning Systems, Ultrasonic, | UltraSound | 2007 | PHILIPS HEALTHCARE | SONOS 5500 | 1 | 126D20602A | SG EKG RR 1ST FLOOR | EKG | Life Support / High Risk | IES | ASP_GE | 249 | 5 | 0 | 2004-04-20 | Canyons/Desert
15400-Intermountain Medical Center | 27210 | Pulmonary Division | 15400-Intermountain Medical Center | 27210-Pulmonary Division | 15400~000000027887 | 807668 | US31610363 | IHMCHPHLUS42 | 15-976 | Scanning Systems, Ultrasonic, | UltraSound | 2541 | PHILIPS HEALTHCARE | SPARQ | 1 | 154D27210A | IM PULMONOLOGY SLL1 | Unspecified | Life Support / High Risk | IES | ASP_GE | 105 | 5 | 0 | 2016-04-24 | Canyons/Desert
15400-Intermountain Medical Center | 22104 | Operating Rooms | 15400-Intermountain Medical Center | 22104-Operating Rooms | 15400~000000031708 | 832605 | US71810279 | IHMCHSPARQ1 | 15-976 | Scanning Systems, Ultrasonic, | UltraSound | 2528 | PHILIPS HEALTHCARE | SPARQ | 1 | 154D22104A | IM OPERATING ROOM TL2 | Common Area | Life Support / High Risk | IES | ASP_GE | 78 | 7 | 1 | 2018-07-20 | Canyons/Desert
15400-Intermountain Medical Center | 22104 | Operating Rooms | 15400-Intermountain Medical Center | 22104-Operating Rooms | 15400~000000024155 | 726184 | USD1410985 | IHMCHPHLUS36 | 15-976 | Scanning Systems, Ultrasonic, | UltraSound | 2527 | PHILIPS HEALTHCARE | SPARQ | 1 | 154D22104A | IM OPERATING ROOM TL2 | O.R. 16 | Life Support / High Risk | IES | ASP_GE | 121 | 5 | 0 | 2014-12-26 | Canyons/Desert
15400-Intermountain Medical Center | 10061 | Intensive Care Shock-Trauma | 15400-Intermountain Medical Center | 10061-Intensive Care Shock-Trauma | 15400~000000024136 | 726176 | USD1410749 | IHMCHPHLUS35 | 15-976 | Scanning Systems, Ultrasonic, | UltraSound | 2448 | PHILIPS HEALTHCARE | SPARQ | 1 | 154D10061A | IM SHOCK TRAUMA T5 | Unspecified | Life Support / High Risk | IES | ASP_GE | 121 | 5 | 0 | 2014-12-22 | Canyons/Desert
15400-Intermountain Medical Center | 10051 | Intensive Care Neuro and Med | 15400-Intermountain Medical Center | 10071-Intensive Care Respiratory | 15400~000000023027 | 541070 | USD1310198 | IHMCHPHLUS28 | 15-976 | Scanning Systems, Ultrasonic, | UltraSound | 2445 | PHILIPS HEALTHCARE | SPARQ | 1 | 154D10071A | IM RESPIRATORY ICU T5-S5 | Common Area | Life Support / High Risk | IES | ASP_GE | 156 | 5 | 0 | 2012-01-10 | Canyons/Desert
14400-Utah Valley Hospital | 10061 | Intensive Care Shock-Trauma | 14400-Utah Valley Hospital | 10061-Intensive Care Shock-Trauma | 14400~000000016366 | 821046 | US91710174 | IHUVHPHLUS21 | 15-976 | Scanning Systems, Ultrasonic, | UltraSound | 2328 | PHILIPS HEALTHCARE | SPARQ | 1 | 144D10061A | UV NST ICU | 436-NSTICU | Life Support / High Risk | IES | ASP_GE | 88 | 5 | 0 | 2017-09-21 | Canyons/Desert
13900-Riverton Hospital | 11503 | Medical and Surgical Nursing | 13900-Riverton Hospital | 11503-Medical and Surgical Nursing | 13900~000000004271 | 541075 | US31410252 | IHRVHPHLUS6 | 15-976 | Scanning Systems, Ultrasonic, | UltraSound | 2279 | PHILIPS HEALTHCARE | SPARQ | 1 | 139D11503A | RV MEDICAL SURGICAL | Crash Cart Alcove | Life Support / High Risk | IES | ASP_GE | 130 | 5 | 0 | 2014-03-14 | Canyons/Desert
12800-LDS Hospital | 70002 | Pulmonary Clinic | 12800-LDS Hospital | 70002-Pulmonary Clinic | 12800~000000013583 | 830531 | US51810158 | IHLDHPHLUS14 | 15-976 | Scanning Systems, Ultrasonic, | UltraSound | 2089 | PHILIPS HEALTHCARE | SPARQ | 1 | 128D70002A | LD PULMONARY CL POB SUITE 170 | Unspecified | Life Support / High Risk | IES | ASP_GE | 80 | 5 | 0 | 2018-05-16 | Canyons/Desert
12800-LDS Hospital | 22104 | Operating Rooms | 12800-LDS Hospital | 22104-Operating Rooms | 12800~000000011713 | 808328 | US71410592 | IHLDHPHLUS10 | 15-976 | Scanning Systems, Ultrasonic, | UltraSound | 2082 | PHILIPS HEALTHCARE | SPARQ | 1 | 128D22104A | LD OPERATING ROOM L3 | Unspecified | Life Support / High Risk | IES | ASP_GE | 125 | 5 | 0 | 2014-08-21 | Canyons/Desert
12800-LDS Hospital | 10031 | Intensive Care Med-Surg | 12800-LDS Hospital | 10031-Intensive Care Med-Surg | 12800~000000011497 | 723026 | USN1410125 | IHLDHPHLUS11 | 15-976 | Scanning Systems, Ultrasonic, | UltraSound | 2053 | PHILIPS HEALTHCARE | SPARQ | 1 | 128D10031A | LD INTENSIVE CARE MED SURG L6 | Unspecified | Life Support / High Risk | IES | ASP_GE | 122 | 5 | 0 | 2014-11-12 | Canyons/Desert
40000-Intermountain Medical Group | 74174 | Salt Lake Clinic Admin | 40000-Intermountain Medical Group | 74220-SL Clinic - Ophthalmology | 40000~000000005962 | 502408 | 3377 |  | 11-389 | Scanning Systems, Ultrasonic, | UltraSound | 2753 | QUANTEL MEDICAL | AVISO A/B | 1 | 400D74220A | MG SL CLINIC OPHTHALMOLOGY | Ophthal L4 Eye Lane 6 | Life Support / High Risk | MG_SLV_CE | NORTH | 156 | 5 | 0 | 2012-01-13 | Canyons/Desert
12600-St George Regional Hospital | 28102 | Infusion Therapy - Oncology | 12600-St George Regional Hospital | 28102-Infusion Therapy - Oncology | 12600~000000011537 | 487672 | XG53224 | E311416 | 15-976 | Scanning Systems, Ultrasonic, | UltraSound | 2043 | SIEMENS HEALTHCARE | 7.5L45S LINEAR ARRAY 7.5 MHZ | 1 | 126D28102A | SG INFUSION THERAPY ONC | CancerSrvcs Common Area | Run to Fail | IES | ASP_GE | 156 | 5 | 0 | 2012-01-10 | Canyons/Desert
13200-McKay-Dee Hospital Center | 22104 | Operating Rooms | 13200-McKay-Dee Hospital Center | 22104-Operating Rooms | 13200~000000006143 | 359359 | 306023 | IHMKHSIEUS1/400-288280 | 15-976 | Scanning Systems, Ultrasonic, | UltraSound | 2199 | SIEMENS HEALTHCARE | ACUSON X150 | 1 | 132D22104A | MK OPERATING ROOM L2 | Common Area | Life Support / High Risk | IES | ASP_GE | 199 | 5 | 0 | 2008-07-01 | Canyons/Desert
15400-Intermountain Medical Center | 21601 | Ultrasound | 11300-Supply Chain Organization | 32213-Asset Recovery - SLC | 15400~000000013251 | 340745 | 305287 | IHMCHSIEUS1/400-212147 | 15-976 | Scanning Systems, Ultrasonic, | UltraSound | 2512 | SIEMENS HEALTHCARE | ACUSON X150 | 1 | 113D32213B | SC ASSET RECOVERY FINE DR WHS | Received | Life Support / High Risk | IES | ASP_GE | 207 | 5 | 0 | 2007-10-25 | Canyons/Desert
40000-Intermountain Medical Group | 74104 | Intermountain MFM Specialist | 15400-Intermountain Medical Center | 70501-Midwifery | 40000~000000002897 | 422029 | 308043 | IHMCHSIEUS10/400-356925 | 15-976 | Scanning Systems, Ultrasonic, | UltraSound | 2691 | SIEMENS HEALTHCARE | ACUSON X150 | 1 | 154D70501A | IM MIDWIFERY GL1 | Common Area | Life Support / High Risk | IES | ASP_GE | 175 | 5 | 0 | 2010-06-22 | Canyons/Desert
40000-Intermountain Medical Group | 74105 | Intermountain Nurse Midwives | 11300-Supply Chain Organization | 32213-Asset Recovery - SLC | 40000~000000028146 | 340744 | 305288 | IHMCHSIEUS6/400-212142 | 15-976 | Scanning Systems, Ultrasonic, | UltraSound | 2694 | SIEMENS HEALTHCARE | ACUSON X150 | 1 | 113D32213C | SC ASSET RECOVERY AIRPORT WHS | Received | Life Support / High Risk | IES | ASP_GE | 207 | 5 | 0 | 2007-11-01 | Canyons/Desert
40000-Intermountain Medical Group | 74115 | Park City Specialty Clinic | 11300-Supply Chain Organization | 32213-Asset Recovery - SLC | 40000~000000005187 | 400610 | 307368 | IHPCCSIEUS | 15-976 | Scanning Systems, Ultrasonic, | UltraSound | 2707 | SIEMENS HEALTHCARE | ACUSON X150 | 1 | 113D32213C | SC ASSET RECOVERY AIRPORT WHS | Donated | Life Support / High Risk | IES | ASP_GE | 181 | 5 | 0 | 2009-12-22 | Canyons/Desert
12600-St George Regional Hospital | 20501 | Cardiovascular Lab | 12600-St George Regional Hospital | 20501-Cardiovascular Lab | 12600~000000015363 | 821023 | 349617 | IHDXHSIEUS2 | 15-976 | Scanning Systems, Ultrasonic, | UltraSound | 1994 | SIEMENS HEALTHCARE | ACUSON X300 | 1 | 126D20501A | SG CATH LAB RR | Cath Lab Common | Life Support / High Risk | IES | ASP_GE | 88 | 7 | 0 | 2017-09-08 | Canyons/Desert
12600-St George Regional Hospital | 20501 | Cardiovascular Lab | Unspecified-Unspecified | __NOT_APPLICABLE__-Unspecified | 12600~000000013810 |  |  |  | 15-976 | Scanning Systems, Ultrasonic, | UltraSound | 2006 | SIEMENS HEALTHCARE | ACUSON X300 | 1 | Unspecified | Unspecified | Unspecified | Life Support / High Risk |  |  | 118 | 5 | 0 | 2015-03-05 | Canyons/Desert
15400-Intermountain Medical Center | 21102 | Angiography | 15400-Intermountain Medical Center | 21001-Imaging Administration | 15400~000000030732 | 824729 | 349963 | IHMCHSIEUS9 | 15-976 | Scanning Systems, Ultrasonic, | UltraSound | 2507 | SIEMENS HEALTHCARE | ACUSON X300 | 1 | 154D21001A | IM IMAGING ADMIN TOWER TLL1 | Bldg C Imaging Admin | Life Support / High Risk | IES | ASP_GE | 85 | 7 | 0 | 2017-12-28 | Canyons/Desert
15400-Intermountain Medical Center | 22203 | Surgical Center | 11300-Supply Chain Organization | 32213-Asset Recovery - SLC | 15400~000000013248 | 352141 | 115294 | IHMCHSIEUS5 | 15-976 | Scanning Systems, Ultrasonic, | UltraSound | 2530 | SIEMENS HEALTHCARE | ANTARES P.E. 10040729 | 1 | 113D32213B | SC ASSET RECOVERY FINE DR WHS | Redeploy | Life Support / High Risk | IES | ASP_GE | 207 | 5 | 0 | 2007-11-01 | Canyons/Desert
13000-Logan Regional Hospital | 25501 | Radiation Center | 11300-Supply Chain Organization | 32213-Asset Recovery - SLC | 13000~000000002691 | 474300 | JC00657 | IHLRHSIEUS | 15-976 | Scanning Systems, Ultrasonic, | UltraSound | 2136 | SIEMENS HEALTHCARE | SIEMENS SONOLINE G20 | 1 | 113D32213C | SC ASSET RECOVERY AIRPORT WHS | Received | Life Support / High Risk | IES | ASP_GE | 160 | 5 | 0 | 2011-09-02 | Canyons/Desert
15400-Intermountain Medical Center | 25501 | Radiation Center | 15400-Intermountain Medical Center | 25501-Radiation Center | 15400~000000043784 | 927252 | ECA1354 |  | 15-976 | Scanning Systems, Ultrasonic, | UltraSound | 2540 | SIEMENS HEALTHCARE | SONOLINE ADARA | 1 | 154D25501A | IM RADIATION CENTER HL1 | Unspecified | Life Support / High Risk | IMC_CE | IMCCE4A | 3 | 5 | 5 | 2024-10-10 | Canyons/Desert
13900-Riverton Hospital | 25501 | Radiation Center | 13900-Riverton Hospital | 25501-Radiation Center | 13900~000000005097 | 809424 | 003567 | IHRVHSIEUS/400-176551 | 15-976 | Scanning Systems, Ultrasonic, | UltraSound | 2298 | SIEMENS HEALTHCARE | SONOLINE ADARA | 1 | 139D25501A | RV RADIATION CENTER | Unspecified | Life Support / High Risk | IES | ASP_GE | 106 | 5 | 0 | 2016-04-01 | Canyons/Desert
12800-LDS Hospital | 25501 | Radiation Center | 12800-LDS Hospital | 25501-Radiation Center | 12800~000000014416 | 469665 | ECA1012 | IHLDHSIEUS2 | 15-976 | Scanning Systems, Ultrasonic, | UltraSound | 2087 | SIEMENS HEALTHCARE | SONOLINE ADARA | 1 | 128D25501A | LD RADIATION CENTER L1 | Common Area | Life Support / High Risk | IES | ASP_GE | 267 | 5 | 0 | 2002-10-31 | Canyons/Desert
12800-LDS Hospital | 25501 | Radiation Center | 12800-LDS Hospital | 25501-Radiation Center | 12800~000000008207 | 311415 | ECA 1354 | IHLDHSIEUS1/400-159666 | 15-976 | Scanning Systems, Ultrasonic, | UltraSound | 2086 | SIEMENS HEALTHCARE | SONOLINE ADARA | 1 | 128D25501A | LD RADIATION CENTER L1 | Oncology | Life Support / High Risk | IES | ASP_GE | 242 | 5 | 0 | 2004-11-02 | Canyons/Desert
12600-St George Regional Hospital | 25501 | Radiation Center | 12600-St George Regional Hospital | 25501-Radiation Center | 12600~000000005130 | 311416 | ECA 1255 | IHDXHSIEUS1/400-158478 | 15-976 | Scanning Systems, Ultrasonic, | UltraSound | 2042 | SIEMENS HEALTHCARE | SONOLINE ADARA | 1 | 126D25501A | SG RADIATION CENTER | Common Area | Life Support / High Risk | IES | ASP_GE | 249 | 5 | 0 | 2004-05-01 | Canyons/Desert
40000-Intermountain Medical Group | 73020 | North Ogden Clinic | 40000-Intermountain Medical Group | 74058-Wasatch OB-GYN | 40000~000000003883 | 299057 | 302219 | IHWGCSIEUS | 15-976 | Scanning Systems, Ultrasonic, | UltraSound | 2627 | SIEMENS HEALTHCARE | SONOLINE G40 | 1 | 400D74058A | MG MK WASATCH OBGYN STE 4815 | Wasatch Ob Procedure Rm | Life Support / High Risk | IES | ASP_GE | 221 | 5 | 0 | 2006-08-18 | Canyons/Desert
14300-Park City Hospital | 20101 | Emergency Department | 14300-Park City Hospital | 20101-Emergency Department | 14300~000000003298 | 748921 | R52K51D618W |  | 18-143 | Scanning Systems, Ultrasonic, | UltraSound | 2320 | SIGNOSTICS INC | SIGNOS | 1 | 143D20101A | PK EMERGENCY ROOM | Common Area | Life Support / High Risk | PKMC_CE | PKCREW1_CE | 68 | 3.25 | 0 | 2019-05-20 | Canyons/Desert
12800-LDS Hospital | 11508 | Medical Nursing Unit | 12800-LDS Hospital | 11508-Medical Nursing Unit | 12800~000000014474 | 848279 | R52K51D601E |  | 18-143 | Scanning Systems, Ultrasonic, | UltraSound | 2057 | SIGNOSTICS INC | SIGNOS | 1 | 128D11508A | LD MEDICAL TELEMETRY L8 | W8 Common Areas | Life Support / High Risk | LDSH_CE | LDSCE1 | 69 | 5 | 0 | 2019-04-16 | Canyons/Desert
12800-LDS Hospital | 11508 | Medical Nursing Unit | 12800-LDS Hospital | 11508-Medical Nursing Unit | 12800~000000014473 | 848278 | R52K602WNGP |  | 18-143 | Scanning Systems, Ultrasonic, | UltraSound | 2056 | SIGNOSTICS INC | SIGNOS | 1 | 128D11508A | LD MEDICAL TELEMETRY L8 | W8 Common Areas | Life Support / High Risk | LDSH_CE | LDSCE4 | 69 | 5 | 0 | 2019-04-16 | Canyons/Desert
12800-LDS Hospital | 10031 | Intensive Care Med-Surg | 12800-LDS Hospital | 11511-Surgical Nursing Unit | 12800~000000014481 | 849235 | R52KB1YK9BH |  | 18-143 | Scanning Systems, Ultrasonic, | UltraSound | 2055 | SIGNOSTICS INC | SIGNOS | 1 | 128D11511A | LD SURGICAL NURSING UNIT | W6 N Standby Equipment Closet | Life Support / High Risk | LDSH_CE | LDSCE1 | 68 | 5 | 0 | 2019-05-22 | Canyons/Desert
40000-Intermountain Medical Group | 74038 | Southwest Rheumatology Assoc | 40000-Intermountain Medical Group | 74038-Southwest Rheumatology Assoc | 40000~000000026975 | 267442 | 034F62-10 | 034F62 | 18-143 | Scanning Systems, Ultrasonic, | UltraSound | 2664 | SONOSITE INCORPORATED | 180 PLUS | 1 | 400D74038A | MG RIVER RD RHEUMATOLOGY | Unspecified | Run to Fail | CESS | CESS_CREW3 | 236 | 5 | 0 | 2005-06-01 | Canyons/Desert
40000-Intermountain Medical Group | 77010 | Murray Workmed | 40000-Intermountain Medical Group | 77010-Murray Workmed | 40000~000000034304 | 213667 | 0305H4 | IHDXHSNSUS1 | 18-143 | Scanning Systems, Ultrasonic, | UltraSound | 2808 | SONOSITE INCORPORATED | 180 PLUS | 1 | 400D77010A | MG WORKMED MURRAY | Murray Work Med | Run to Fail | MG_SLV_CE | SOUTH | 270 | 5 | 0 | 2002-08-01 | Canyons/Desert
12600-St George Regional Hospital | 14001 | Labor and Delivery Rooms | 40000-Intermountain Medical Group | 74005-Southern Utah Neurosciences | 12600~000000004488 | 490498 | 03VKKV | IHRKCSNSUS | 18-143 | Scanning Systems, Ultrasonic, | UltraSound | 1981 | SONOSITE INCORPORATED | EDGE | 1 | 400D74005A | MG SO UTAH NEUROSCIENCES INST | Southern UT Neuroscience Inst | Run to Fail | CESS | CESS_CREW3 | 138 | 5 | 0 | 2013-08-01 | Canyons/Desert
13800-Primary Childrens Hospital | 28101 | Intravenous Therapy | 13800-Primary Childrens Hospital | 28101-Intravenous Therapy | 13800~000000027989 | 814264 | 03Q92R | IHCRHSNSUS3 | 18-143 | Scanning Systems, Ultrasonic, | UltraSound | 2270 | SONOSITE INCORPORATED | EDGE | 1 | 138D28101A | PC IV TEAM OFFICE L3 | Unspecified | Run to Fail | CESS | CESS_CREW3 | 100 | 5 | 0 | 2016-09-28 | Canyons/Desert
13200-McKay-Dee Hospital Center | 22104 | Operating Rooms | 13200-McKay-Dee Hospital Center | 22104-Operating Rooms | 13200~000000005084 | 306655 | 037JRK | IHMKHSNSUS1 | 18-143 | Scanning Systems, Ultrasonic, | UltraSound | 2198 | SONOSITE INCORPORATED | MICROMAXX P07099-01 | 1 | 132D22104A | MK OPERATING ROOM L2 | Or 1 | Run to Fail | CESS | CESS_CREW3 | 217 | 5 | 0 | 2007-01-01 | Canyons/Desert
13200-McKay-Dee Hospital Center | 22104 | Operating Rooms | 13200-McKay-Dee Hospital Center | 22104-Operating Rooms | 13200~000000005083 | 306656 | 037KBI | IHMKHSNSUS2 | 18-143 | Scanning Systems, Ultrasonic, | UltraSound | 2197 | SONOSITE INCORPORATED | MICROMAXX P07099-01 | 1 | 132D22104A | MK OPERATING ROOM L2 | Or 7 | Run to Fail | CESS | CESS_CREW3 | 217 | 5 | 0 | 2007-01-01 | Canyons/Desert
15400-Intermountain Medical Center | 20501 | Cardiovascular Lab | 15400-Intermountain Medical Center | 20501-Cardiovascular Lab | 15400~000000027438 | 807990 | WK2761 | IHMCHSNSUS13 | 18-143 | Scanning Systems, Ultrasonic, | UltraSound | 2479 | SONOSITE INCORPORATED | S-CATH P09417-26 | 1 | 154D20501A | IM CARDIO CATH LAB SL1 | Unspecified | Run to Fail | CESS | CESS_CREW3 | 116 | 5 | 0 | 2015-05-05 | Canyons/Desert
12000-Bear River Valley Hospital | 21101 | Radiology | 12000-Bear River Valley Hospital | 35005-Field Logistics-Bear River | 12000~000000001432 | 496888 | 03P571 | IHMKHSNSUS5 | 18-143 | Scanning Systems, Ultrasonic, | UltraSound | 1947 | SONOSITE INCORPORATED | S-ICU P09417-55 | 1 | 120D35005A | SC MATERIALS MGMT BR | Store Rm | Run to Fail | CESS | CESS_CREW3 | 155 | 5 | 0 | 2012-03-01 | Canyons/Desert
37500-Primary Childrens - Riverton | 22104 | Operating Rooms | 11300-Supply Chain Organization | 32213-Asset Recovery - SLC | 37500~000000000622 | 400113 | 03H02K | IHRVHSONOUS1 | 18-143 | Scanning Systems, Ultrasonic, | UltraSound | 2592 | SONOSITE INCORPORATED | SONOSITE S-CATH | 1 | 113D32213B | SC ASSET RECOVERY FINE DR WHS | Received | Run to Fail | CESS | CESS_CREW3 | 182 | 5 | 0 | 2009-12-01 | Canyons/Desert
15400-Intermountain Medical Center | 21311 | Imaging Recovery TOSH | 37000-The Orthopedic Specialty Hosp | 21001-Imaging Administration | 15400~000000042496 | 802318 | WK33JN | IHOSHSNSUS | 18-143 | Scanning Systems, Ultrasonic, | UltraSound | 2510 | SONOSITE INCORPORATED | SONOSITE S-CATH | 1 | 370D21001A | TO IMAGING ADMIN BLDG 4 L1 | Unspecified | Run to Fail | CESS | CESS_CREW3 | 116 | 5 | 0 | 2015-05-04 | Canyons/Desert
15400-Intermountain Medical Center | 21301 | Imaging Recovery | 15400-Intermountain Medical Center | 70518-Mechanical Circulatory Support | 15400~000000015489 | 441451 | 03X4RQ | IHMCHSNSUS8 | 18-143 | Scanning Systems, Ultrasonic, | UltraSound | 2509 | SONOSITE INCORPORATED | SONOSITE S-CATH | 1 | 154D70518A | IM MECHANICAL CIRCULATORY TL1 | Common Area | Run to Fail | CESS | CESS_CREW3 | 169 | 5 | 0 | 2010-12-23 | Canyons/Desert
15400-Intermountain Medical Center | 20501 | Cardiovascular Lab | 15400-Intermountain Medical Center | 20501-Cardiovascular Lab | 15400~000000015264 | 430425 | 03K3BQ | IHMCHSNSUS7 | 18-143 | Scanning Systems, Ultrasonic, | UltraSound | 2476 | SONOSITE INCORPORATED | SONOSITE S-CATH | 1 | 154D20501A | IM CARDIO CATH LAB SL1 | Common Area | Run to Fail | CESS | CESS_CREW3 | 172 | 5 | 0 | 2010-09-16 | Canyons/Desert
15400-Intermountain Medical Center | 12002 | Newborn Intensive Care Unit | 15400-Intermountain Medical Center | 12002-Newborn Intensive Care Unit | 15400~000000037507 | 547904 | 03V1PB | IHPCHSNSUS3 | 18-143 | Scanning Systems, Ultrasonic, | UltraSound | 2461 | SONOSITE INCORPORATED | SONOSITE S-CATH | 1 | 154D12002A | IM NICU CARE GLL1 | Unspecified | Run to Fail | CESS | CESS_CREW3 | 141 | 5 | 0 | 2013-04-30 | Canyons/Desert
15400-Intermountain Medical Center | 12002 | Newborn Intensive Care Unit | 15400-Intermountain Medical Center | 12002-Newborn Intensive Care Unit | 15400~000000037506 | 407752 | 03HJXG | IHPCHSNSUS2 | 18-143 | Scanning Systems, Ultrasonic, | UltraSound | 2460 | SONOSITE INCORPORATED | SONOSITE S-CATH | 1 | 154D12002A | IM NICU CARE GLL1 | Unspecified | Run to Fail | CESS | CESS_CREW3 | 181 | 5 | 0 | 2010-01-01 | Canyons/Desert
13200-McKay-Dee Hospital Center | 21301 | Imaging Recovery | 13200-McKay-Dee Hospital Center | 10011-Intensive Care Unit | 13200~000000007201 | 420372 | 03JIBQ | IHMKHSNSUS3 | 18-143 | Scanning Systems, Ultrasonic, | UltraSound | 2187 | SONOSITE INCORPORATED | SONOSITE S-CATH | 1 | 132D10011A | MK ICU 2ND FLR | Common Area | Run to Fail | CESS | CESS_CREW3 | 177 | 5 | 0 | 2010-05-01 | Canyons/Desert
13200-McKay-Dee Hospital Center | 10011 | Intensive Care Unit | 13200-McKay-Dee Hospital Center | 21101-Radiology | 13200~000000007773 | 431905 | 03JHCD | IHMKHSNSUS4 | 18-143 | Scanning Systems, Ultrasonic, | UltraSound | 2146 | SONOSITE INCORPORATED | SONOSITE S-CATH | 1 | 132D21101A | MK RADIOLOGY 1ST FLR | Nurse Station | Run to Fail | CESS | CESS_CREW3 | 173 | 5 | 0 | 2010-09-01 | Canyons/Desert
12800-LDS Hospital | 21301 | Imaging Recovery | 12800-LDS Hospital | 21101-Radiology | 12800~000000005769 | 515313 | 03RDFM | IHLDHSNSUS3 | 18-143 | Scanning Systems, Ultrasonic, | UltraSound | 2073 | SONOSITE INCORPORATED | SONOSITE S-CATH | 1 | 128D21101A | LD RADIOLOGY L1 | Radiol L1 Common Area | Run to Fail | CESS | CESS_CREW3 | 150 | 5 | 0 | 2012-07-15 | Canyons/Desert
11800-American Fork Hospital | 21001 | Imaging Administration | 11800-American Fork Hospital | 21101-Radiology | 11800~000000006679 | 402084 | 03HJXT | IHAFHSONOUS1 | 18-143 | Scanning Systems, Ultrasonic, | UltraSound | 1925 | SONOSITE INCORPORATED | SONOSITE S-CATH | 1 | 118D21101A | AF RADIOLOGY | Unspecified | Run to Fail | CESS | CESS_CREW3 | 182 | 7 | 0 | 2009-12-01 | Canyons/Desert
11600-Alta View Hospital | 22301 | Anesthesiology | 11600-Alta View Hospital | 22104-Operating Rooms | 11600~000000003578 | 541069 | 03X6YP | IHAVHSNSUS4 | 18-143 | Scanning Systems, Ultrasonic, | UltraSound | 1913 | SONOSITE INCORPORATED | SONOSITE S-CATH | 1 | 116D22104A | AV OPERATING ROOM | Clean Storage, Pacu | Run to Fail | CESS | CESS_CREW3 | 133 | 5 | 0 | 2013-12-26 | Canyons/Desert
11600-Alta View Hospital | 21301 | Imaging Recovery | 11600-Alta View Hospital | 21301-Imaging Recovery | 11600~000000002930 | 490153 | 03NKL5 | IHAVHSNSUS3 | 18-143 | Scanning Systems, Ultrasonic, | UltraSound | 1905 | SONOSITE INCORPORATED | SONOSITE S-CATH | 1 | 116D21301A | AV IMAGING RECOVERY | Imaging Recovery Common Area | Run to Fail | CESS | CESS_CREW3 | 155 | 5 | 0 | 2012-02-02 | Canyons/Desert
15400-Intermountain Medical Center | 31501 | Nutritional Support | 15400-Intermountain Medical Center | 31501-Nutritional Support | 15400~000000013107 | 336782 | 0399CQ | IHMCHSNSUS6 | 18-143 | Scanning Systems, Ultrasonic, | UltraSound | 2545 | SONOSITE INCORPORATED | TITAN | 1 | 154D31501A | IM CLINICAL NUTRITION E3 ST310 | Common Area | Run to Fail | CESS | CESS_CREW3 | 207 | 5 | 0 | 2007-11-01 | Canyons/Desert
15400-Intermountain Medical Center | 20501 | Cardiovascular Lab | 15400-Intermountain Medical Center | 20501-Cardiovascular Lab | 15400~000000016825 | 540607 | 14167946 |  | 17-746 | Scanning Systems, Ultrasonic, | OCT | 2477 | ST JUDE MEDICAL INCORPORATED | ILUMIEN | 1 | 154D20501A | IM CARDIO CATH LAB SL1 | Common Area | Life Support / High Risk | IMC_CE | IMCCE4B | 142 | 5 | 0 | 2013-03-15 | Canyons/Desert
14400-Utah Valley Hospital | 20501 | Cardiovascular Lab | 14400-Utah Valley Hospital | 20501-Cardiovascular Lab | 14400~000000022828 | 875471 | 16047565 |  | 17-746 | Scanning Systems, Ultrasonic, | OCT | 2353 | ST JUDE MEDICAL INCORPORATED | OPTIS | 1 | 144D20501A | UV CARDIOVASCULAR LAB | Lab 2 | Life Support / High Risk | UVH_CE | UVCREW6_CE | 48 | 5 | 1 | 2021-01-06 | Canyons/Desert
14400-Utah Valley Hospital | 20501 | Cardiovascular Lab | 14400-Utah Valley Hospital | 20501-Cardiovascular Lab | 14400~000000015045 |  | 16047565 |  | 17-746 | Scanning Systems, Ultrasonic, | OCT | 2352 | ST JUDE MEDICAL INCORPORATED | OPTIS | 1 | 144D20501A | UV CARDIOVASCULAR LAB | Unspecified | Life Support / High Risk | IES | ASP_GE | 104 | 5 | 0 | 2016-05-26 | Canyons/Desert
14400-Utah Valley Hospital | 20501 | Cardiovascular Lab | 14400-Utah Valley Hospital | 20501-Cardiovascular Lab | 14400~000000014982 | 878914 | 15871594 |  | 17-746 | Scanning Systems, Ultrasonic, | OCT | 2351 | ST JUDE MEDICAL INCORPORATED | OPTIS | 1 | 144D20501A | UV CARDIOVASCULAR LAB | Lab 1 | Life Support / High Risk | UVH_CE | UVCREW6_CE | 105 | 5 | 0 | 2016-04-02 | Canyons/Desert
13200-McKay-Dee Hospital Center | 20501 | Cardiovascular Lab | 13200-McKay-Dee Hospital Center | 20501-Cardiovascular Lab | 13200~000000016996 | 809407 | 15757597 | IHMKHSJMVA2 | 17-746 | Scanning Systems, Ultrasonic, | OCT | 2162 | ST JUDE MEDICAL INCORPORATED | OPTIS | 1 | 132D20501A | MK CARDIOLOGY 3RD FLR | Cath Lab Rm 2 | Life Support / High Risk | MKDHC_CE | MKDCREW1CE | 110 | 5 | 0 | 2015-12-01 | Canyons/Desert
13200-McKay-Dee Hospital Center | 20501 | Cardiovascular Lab | 13200-McKay-Dee Hospital Center | 20501-Cardiovascular Lab | 13200~000000016995 | 809406 | 15761423 | IHMKHSJMVA1 | 17-746 | Scanning Systems, Ultrasonic, | OCT | 2161 | ST JUDE MEDICAL INCORPORATED | OPTIS | 1 | 132D20501A | MK CARDIOLOGY 3RD FLR | Control Rm 1 | Life Support / High Risk | MKDHC_CE | MKDCREW1CE | 110 | 5 | 0 | 2015-12-01 | Canyons/Desert
12600-St George Regional Hospital | 20501 | Cardiovascular Lab | 12600-St George Regional Hospital | 20501-Cardiovascular Lab | 12600~000000014045 | 807814 | 15955130 | IHDXHSJMVA14 | 17-746 | Scanning Systems, Ultrasonic, | OCT | 1993 | ST JUDE MEDICAL INCORPORATED | OPTIS | 1 | 126D20501A | SG CATH LAB RR | Cath Lab Common | Life Support / High Risk | IES | ASP_GE | 105 | 5 | 0 | 2016-04-02 | Canyons/Desert
12600-St George Regional Hospital | 20501 | Cardiovascular Lab | 12600-St George Regional Hospital | 20501-Cardiovascular Lab | 12600~000000014044 | 807813 | 15952893 | IHDXHSJMVA13 | 17-746 | Scanning Systems, Ultrasonic, | OCT | 1992 | ST JUDE MEDICAL INCORPORATED | OPTIS | 1 | 126D20501A | SG CATH LAB RR | Cath Lab Common | Life Support / High Risk | IES | ASP_GE | 105 | 5 | 0 | 2016-04-02 | Canyons/Desert
43100-Intermountain MS NV LLC | 79304 | PCC Tenaya MOB | 43100-Intermountain MS NV LLC | 79250-PCP Tenaya | 43100~000000002748 | 751665 | 405059433 | 14176 | 15-957 | Scanning Systems, Ultrasonic, | UltraSound | 2812 | UNETIXS INCORPORATED | ML2000 SERIES 2 LHS | 1 | 431D79250A | NV TENAYA CLINIC SPC | Unspecified | Life Support / High Risk | SGRH_CE | NEVADA | 27 | 5 | 3 | 2022-10-28 | Canyons/Desert
40000-Intermountain Medical Group | 74159 | American Fork MFM | 40000-Intermountain Medical Group | 74159-American Fork MFM | 40000~000000033133 | 919772 | F161089 |  | 15-976 | Scanning Systems, Ultrasonic, | UltraSound | 2733 | Unspecified | Unspecified | 1 | 400D74159A | MG AF MATERNAL FETAL MED | Exam room 2 | Non Life Support | AFH_CE | AFCREW3_CE | 14 | 5 | 4 | 2023-11-03 | Canyons/Desert
18200-Garfield Memorial Hospital | 11503 | Medical and Surgical Nursing | 18200-Garfield Memorial Hospital | 11503-Medical and Surgical Nursing | 18200~000000000592 |  | BP004295 |  | 15-976 | Scanning Systems, Ultrasonic, | UltraSound | 2572 | Unspecified | Unspecified | 1 | 182D11503A | GF MEDICAL AND SURGICAL | Unspecified |  |  |  | 90 | 5 | 0 | 2017-07-12 | Canyons/Desert
12800-LDS Hospital | 21601 | Ultrasound | 12800-LDS Hospital | 21501-Mammography | 12800~000000015847 | 894916 | 510096US9 | 510096US9 | 15-976 | Scanning Systems, Ultrasonic, | UltraSound | 2077 | Unspecified | Unspecified | 1 | 128D21501A | LD MAMMOGRAPHY L1 | Unspecified | Life Support / High Risk | LDSH_CE | LDSCE2 | 32 | 5 | 2 | 2022-05-13 | Canyons/Desert
12600-St George Regional Hospital | 21601 | Ultrasound | 12600-St George Regional Hospital | 21601-Ultrasound | 12600~000000019184 |  | E70383 |  | 15-657 | Scanning Systems, Ultrasonic, | UltraSound | 2026 | Unspecified | Unspecified | 1 | 126D21601A | SG ULTRASOUND | Unspecified |  |  |  | 73 | 5 | 0 | 2018-12-19 | Canyons/Desert
12200-Cassia Regional Hospital | 70001 | Spring Creek Womens Health | 12200-Cassia Regional Hospital | 70001-Spring Creek Womens Health | 12200~000000003329 | 887371 | VP8809073 |  | 15-976 | Scanning Systems, Ultrasonic, | UltraSound | 1958 | Unspecified | Unspecified | 1 | 122D70001A | CA SPRING CREEK WOMENS CNTR | Common Area | Life Support / High Risk | IES | ASP_GE | 40 | 7 | 4 | 2021-09-03 | Canyons/Desert
11300-Supply Chain Organization | 32211 | Clinical Engineering Supp Serv | 11300-Supply Chain Organization | 32211-Clinical Engineering Supp Serv | 11300~000000008664 | 732445 | B3105336 |  | 34-698 | Scanning Systems, Ultrasonic, | Bladder Scanner | 1886 | VERATHON INCORPORATED | BLADDERSCAN BVI 3000 | 1 | 113D32211A | LP CLINICAL ENGINEER SUPP SERV | CE Workshop | Life Support / High Risk | CESS | CESS_CREW6 | 115 | 5 | 0 | 2015-07-01 | Canyons/Desert
11300-Supply Chain Organization | 32211 | Clinical Engineering Supp Serv | 11300-Supply Chain Organization | 32211-Clinical Engineering Supp Serv | 11300~000000019308 | 269734 | 05240467 |  | 34-698 | Scanning Systems, Ultrasonic, | Bladder Scanner | 1887 | VERATHON INCORPORATED | BLADDERSCAN BVI 3000 | 1 | 113D32211A | LP CLINICAL ENGINEER SUPP SERV | CE Workshop | Life Support / High Risk | CESS | CESS_CREW6 | 234 | 5 | 0 | 2005-07-21 | Canyons/Desert
11600-Alta View Hospital | 22107 | Post Anesthesia Care Unit-PACU | 11300-Supply Chain Organization | 32211-Clinical Engineering Supp Serv | 11600~000000001722 | 293379 | 06223913 |  | 34-698 | Scanning Systems, Ultrasonic, | Bladder Scanner | 1910 | VERATHON INCORPORATED | BLADDERSCAN BVI 3000 | 1 | 113D32211A | LP CLINICAL ENGINEER SUPP SERV | Out To Vendor | Life Support / High Risk | AVH_CE | AVHCREW2CE | 223 | 7 | 0 | 2006-06-29 | Canyons/Desert
12200-Cassia Regional Hospital | 70004 | Internal Medicine Clinic | 12200-Cassia Regional Hospital | 20101-Emergency Department | 12200~000000000412 | 388611 | 02041682 |  | 34-698 | Scanning Systems, Ultrasonic, | Bladder Scanner | 1959 | VERATHON INCORPORATED | BLADDERSCAN BVI 3000 | 1 | 122D20101A | CA EMERGENCY ROOM | Equipment Storage | Life Support / High Risk | CRMC_CE | CASSIACREW | 188 | 5 | 0 | 2009-06-01 | Canyons/Desert
15400-Intermountain Medical Center | 31502 | Clinical Nutrition | 40000-Intermountain Medical Group | 74079-Intrmtn Urological Institute | 15400~000000034878 | 343982 | 06113026 |  | 34-698 | Scanning Systems, Ultrasonic, | Bladder Scanner | 2550 | VERATHON INCORPORATED | BLADDERSCAN BVI 3000 | 1 | 400D74079A | MG UROLOGICAL INST STE 720 | Common Area | Life Support / High Risk | IMC_CE | IMCCECLI | 225 | 5 | 0 | 2006-04-20 | Canyons/Desert
44000-Saltzer Medical Group Inc | 79604 | Nampa-South Family Medicine | 44000-Saltzer Medical Group Inc | 79604-Nampa-South Family Medicine | 44000~000000000257 | 760224 | 518807 |  | 34-698 | Scanning Systems, Ultrasonic, | Bladder Scanner | 2835 | VERATHON INCORPORATED | BLADDERSCAN BVI 3000 | 1 | 440D79604A | SZ S NAMPA FAM MED | Unspecified | Life Support / High Risk | CRMC_CE | CASSIACRW6 | 49 | 5 | 1 | 2020-12-10 | Canyons/Desert
15400-Intermountain Medical Center | 22701 | Kidney Transplant | 15400-Intermountain Medical Center | 22701-Kidney Transplant | 15400~000000034578 | 853012 | ST312469 |  | 34-698 | Scanning Systems, Ultrasonic, | Bladder Scanner | 2539 | VERATHON INCORPORATED | BLADDERSCAN BVI 6100 | 1 | 154D22701A | IM KIDNEY TRANSPLANT SOT FLR 2 | Unspecified | Life Support / High Risk | IMC_CE | IMCCE8 | 65 | 5 | 0 | 2019-08-23 | Canyons/Desert
36400-McKay-Dee Surgical Center LLC | 22203 | Surgical Center | 36400-McKay-Dee Surgical Center LLC | 22203-Surgical Center | 36400~000000001604 | 761875 | ST317655 |  | 34-698 | Scanning Systems, Ultrasonic, | Bladder Scanner | 2585 | VERATHON INCORPORATED | BLADDERSCAN BVI 6100 | 1 | 364D22203A | MS SC SURGICAL CENTER | Common Area | Life Support / High Risk | MKDHC_CE | MKDCREW1CE | 5 | 5 | 5 | 2024-09-01 | Canyons/Desert
40000-Intermountain Medical Group | 74225 | SL Clinic - Urology | 40000-Intermountain Medical Group | 73080-SL Clinic - Family and Int Med | 40000~000000031119 | 761963 | ST306160 |  | 34-698 | Scanning Systems, Ultrasonic, | Bladder Scanner | 2765 | VERATHON INCORPORATED | BLADDERSCAN BVI 6100 | 1 | 400D73080C | MG SL CLINIC INTERNAL MED | Unspecified | Life Support / High Risk | MG_SLV_CE | NORTH | 28 | 5 | 3 | 2022-09-27 | Canyons/Desert
11300-Supply Chain Organization | 32211 | Clinical Engineering Supp Serv | 11300-Supply Chain Organization | 32211-Clinical Engineering Supp Serv | 11300~000000008663 | 732444 | B4022601 |  | 34-698 | Scanning Systems, Ultrasonic, | Bladder Scanner | 1885 | VERATHON INCORPORATED | BLADDERSCAN BVI 9400 | 1 | 113D32211A | LP CLINICAL ENGINEER SUPP SERV | CE Workshop | Life Support / High Risk | CESS | CESS_CREW6 | 115 | 5 | 0 | 2015-06-30 | Canyons/Desert
11300-Supply Chain Organization | 32211 | Clinical Engineering Supp Serv | 12800-LDS Hospital | 11506-Surgical Nursing Oncology | 11300~000000008662 | 732443 | B4022602 |  | 34-698 | Scanning Systems, Ultrasonic, | Bladder Scanner | 1888 | VERATHON INCORPORATED | BLADDERSCAN BVI 9400 | 1 | 128D11506A | LD BMT ONCOLOGY E8 | Unspecified | Life Support / High Risk | LDSH_CE | LDSCE4 | 115 | 5 | 0 | 2015-06-30 | Canyons/Desert
11600-Alta View Hospital | 11503 | Medical and Surgical Nursing | 11600-Alta View Hospital | 14001-Labor and Delivery Rooms | 11600~000000002663 | 426297 | B4007044 |  | 34-698 | Scanning Systems, Ultrasonic, | Bladder Scanner | 1893 | VERATHON INCORPORATED | BLADDERSCAN BVI 9400 | 1 | 116D14001A | AV LABOR DELIVERY | Womens Center | Life Support / High Risk | AVH_CE | AVHCREW3CE | 173 | 7 | 0 | 2010-08-31 | Canyons/Desert
11600-Alta View Hospital | 14010 | Mom Baby Unit | 11600-Alta View Hospital | 14001-Labor and Delivery Rooms | 11600~000000003579 | 570388 | B4018959 |  | 34-698 | Scanning Systems, Ultrasonic, | Bladder Scanner | 1897 | VERATHON INCORPORATED | BLADDERSCAN BVI 9400 | 1 | 116D14001A | AV LABOR DELIVERY | Delivery | Life Support / High Risk | AVH_CE | AVHCREW3CE | 132 | 7 | 0 | 2014-01-09 | Canyons/Desert
11600-Alta View Hospital | 20101 | Emergency Department | 11600-Alta View Hospital | 20101-Emergency Department | 11600~000000005105 | 726562 | B4301245 |  | 34-698 | Scanning Systems, Ultrasonic, | Bladder Scanner | 1899 | VERATHON INCORPORATED | BLADDERSCAN BVI 9400 | 1 | 116D20101A | AV EMERGENCY ROOM | AVH Equipment Storage | Life Support / High Risk | AVH_CE | AVHCREW1CE | 118 | 5 | 0 | 2015-03-16 | Canyons/Desert
11800-American Fork Hospital | 10011 | Intensive Care Unit | 11800-American Fork Hospital | 10011-Intensive Care Unit | 11800~000000005301 | 806176 | B4304996 |  | 34-698 | Scanning Systems, Ultrasonic, | Bladder Scanner | 1914 | VERATHON INCORPORATED | BLADDERSCAN BVI 9400 | 1 | 118D10011A | AF INTENSIVE CARE UNIT | Standby Icu | Life Support / High Risk | AFH_CE | AFCREW3_CE | 107 | 5 | 0 | 2016-02-18 | Canyons/Desert
11800-American Fork Hospital | 11503 | Medical and Surgical Nursing | 11800-American Fork Hospital | 32215-Clinical Engineering | 11800~000000001553 | 477597 | B4011371 |  | 34-698 | Scanning Systems, Ultrasonic, | Bladder Scanner | 1915 | VERATHON INCORPORATED | BLADDERSCAN BVI 9400 | 1 | 118D32215A | AF CLINICAL ENGINEERING | Common Area | Life Support / High Risk | AFH_CE | AFCREW2_CE | 158 | 5 | 0 | 2011-11-17 | Canyons/Desert
11800-American Fork Hospital | 14010 | Mom Baby Unit | 11800-American Fork Hospital | 14010-Mom Baby Unit | 11800~000000004561 | 726115 | B4300856 |  | 34-698 | Scanning Systems, Ultrasonic, | Bladder Scanner | 1917 | VERATHON INCORPORATED | BLADDERSCAN BVI 9400 | 1 | 118D14010A | AF MATERNITY AND OBSTETRICS | Standby M-B | Life Support / High Risk | AFH_CE | AFCREW3_CE | 120 | 6 | 0 | 2015-01-05 | Canyons/Desert
11800-American Fork Hospital | 20101 | Emergency Department | 11300-Supply Chain Organization | 32211-Clinical Engineering Supp Serv | 11800~000000001764 | 539529 | B4016109 |  | 34-698 | Scanning Systems, Ultrasonic, | Bladder Scanner | 1918 | VERATHON INCORPORATED | BLADDERSCAN BVI 9400 | 1 | 113D32211A | LP CLINICAL ENGINEER SUPP SERV | CE Workshop | Life Support / High Risk | AFH_CE | AFCREW2_CE | 142 | 20 | 8 | 2013-04-01 | Canyons/Desert
11800-American Fork Hospital | 22001 | Same Day Surgery | 11800-American Fork Hospital | 22001-Same Day Surgery | 11800~000000005102 | 800501 | B4021397 |  | 34-698 | Scanning Systems, Ultrasonic, | Bladder Scanner | 1935 | VERATHON INCORPORATED | BLADDERSCAN BVI 9400 | 1 | 118D22001A | AF SAME DAY SURGERY | Unspecified | Life Support / High Risk | AFH_CE | AFCREW1_CE | 126 | 5 | 0 | 2014-07-30 | Canyons/Desert
12000-Bear River Valley Hospital | 20101 | Emergency Department | 12000-Bear River Valley Hospital | 35005-Field Logistics-Bear River | 12000~000000001043 | 801281 | B4301313 |  | 34-698 | Scanning Systems, Ultrasonic, | Bladder Scanner | 1944 | VERATHON INCORPORATED | BLADDERSCAN BVI 9400 | 1 | 120D35005A | SC MATERIALS MGMT BR | Store Rm | Life Support / High Risk | BRV_CE | BRVCREW2CE | 118 | 5 | 0 | 2015-03-24 | Canyons/Desert
12600-St George Regional Hospital | 11507 | Medical and Oncology Nursing | 12600-St George Regional Hospital | 11507-Medical and Oncology Nursing | 12600~000000013471 | 802760 | B4303473 |  | 34-698 | Scanning Systems, Ultrasonic, | Bladder Scanner | 1972 | VERATHON INCORPORATED | BLADDERSCAN BVI 9400 | 1 | 126D11507A | SG MED ONC NSG RR 3RD FLR | L5 N Common Area | Life Support / High Risk | SGRH_CE | SCRHCREW3 | 111 | 5 | 0 | 2015-10-05 | Canyons/Desert
12600-St George Regional Hospital | 12002 | Newborn Intensive Care Unit | 12600-St George Regional Hospital | 22203-Surgical Center | 12600~000000011660 | 555625 | B4017273 |  | 34-698 | Scanning Systems, Ultrasonic, | Bladder Scanner | 1975 | VERATHON INCORPORATED | BLADDERSCAN BVI 9400 | 1 | 126D22203A | SG HPC OR DELIVERY | Common Area | Life Support / High Risk | SGRH_CE | SCRHCREW3 | 138 | 5 | 0 | 2013-08-01 | Canyons/Desert
12800-LDS Hospital | 14010 | Mom Baby Unit | 12800-LDS Hospital | 14010-Mom Baby Unit | 12800~000000005351 | 472217 | B4010830 |  | 34-698 | Scanning Systems, Ultrasonic, | Bladder Scanner | 2061 | VERATHON INCORPORATED | BLADDERSCAN BVI 9400 | 1 | 128D14010A | LD MATERNITY NURSING L4 | Dirty Utility North West 4 | Life Support / High Risk | LDSH_CE | LDSCE3 | 159 | 5 | 0 | 2011-10-09 | Canyons/Desert
12800-LDS Hospital | 20101 | Emergency Department | 12800-LDS Hospital | 32215-Clinical Engineering | 12800~000000011573 | 721593 | B4022663 |  | 34-698 | Scanning Systems, Ultrasonic, | Bladder Scanner | 2064 | VERATHON INCORPORATED | BLADDERSCAN BVI 9400 | 1 | 128D32215A | LD CLINICAL ENGINEERING L2 | Common Area | Life Support / High Risk | LDSH_CE | LDSCE1 | 119 | 5 | 0 | 2015-02-24 | Canyons/Desert
13000-Logan Regional Hospital | 10011 | Intensive Care Unit | 13000-Logan Regional Hospital | 11503-Medical and Surgical Nursing | 13000~000000002390 | 412733 | 5927 |  | 34-698 | Scanning Systems, Ultrasonic, | Bladder Scanner | 2113 | VERATHON INCORPORATED | BLADDERSCAN BVI 9400 | 1 | 130D11503A | LO MEDICAL SURGICAL NURSING | Equipment Storage West | Life Support / High Risk | LRH_CE | LRHCREW2CE | 179 | 5 | 0 | 2010-02-26 | Canyons/Desert
13000-Logan Regional Hospital | 11511 | Surgical Nursing Unit | 13000-Logan Regional Hospital | 11503-Medical and Surgical Nursing | 13000~000000002389 | 412747 | 5921 |  | 34-698 | Scanning Systems, Ultrasonic, | Bladder Scanner | 2114 | VERATHON INCORPORATED | BLADDERSCAN BVI 9400 | 1 | 130D11503A | LO MEDICAL SURGICAL NURSING | Equipment Storage West | Life Support / High Risk | LRH_CE | LRHCREW2CE | 179 | 5 | 0 | 2010-02-26 | Canyons/Desert
13000-Logan Regional Hospital | 13501 | Transitional Care Unit | 13000-Logan Regional Hospital | 32215-Clinical Engineering | 13000~000000002607 | 447028 | B4009046 |  | 34-698 | Scanning Systems, Ultrasonic, | Bladder Scanner | 2116 | VERATHON INCORPORATED | BLADDERSCAN BVI 9400 | 1 | 130D32215A | LO BIOMEDICAL ENGINEERING | Clinical Eng | Life Support / High Risk | LRH_CE | LRHCREW2CE | 167 | 5 | 0 | 2011-03-01 | Canyons/Desert
13000-Logan Regional Hospital | 14010 | Mom Baby Unit | 13000-Logan Regional Hospital | 14010-Mom Baby Unit | 13000~000000002464 | 433567 | B4007752 |  | 34-698 | Scanning Systems, Ultrasonic, | Bladder Scanner | 2120 | VERATHON INCORPORATED | BLADDERSCAN BVI 9400 | 1 | 130D14010A | LO MOTHER BABY CENTER | WHC Standby Mother Baby | Life Support / High Risk | LRH_CE | LRHCREW5CE | 171 | 5 | 0 | 2010-10-11 | Canyons/Desert
13000-Logan Regional Hospital | 20101 | Emergency Department | 13000-Logan Regional Hospital | 32215-Clinical Engineering | 13000~000000002864 | 471932 | B4010872 |  | 34-698 | Scanning Systems, Ultrasonic, | Bladder Scanner | 2121 | VERATHON INCORPORATED | BLADDERSCAN BVI 9400 | 1 | 130D32215A | LO BIOMEDICAL ENGINEERING | Clinical Eng | Life Support / High Risk | LRH_CE | LRHCREW5CE | 160 | 5 | 0 | 2011-09-15 | Canyons/Desert
13200-McKay-Dee Hospital Center | 10011 | Intensive Care Unit | 11300-Supply Chain Organization | 32211-Clinical Engineering Supp Serv | 13200~000000015948 | 800033 | B4302055/PX302390 |  | 34-698 | Scanning Systems, Ultrasonic, | Bladder Scanner | 2143 | VERATHON INCORPORATED | BLADDERSCAN BVI 9400 | 1 | 113D32211A | LP CLINICAL ENGINEER SUPP SERV | CE Workshop | Life Support / High Risk | MKDHC_CE | MKDCRW11CE | 116 | 5 | 0 | 2015-05-27 | Canyons/Desert
13200-McKay-Dee Hospital Center | 20101 | Emergency Department | 11300-Supply Chain Organization | 32213-Asset Recovery - SLC | 13200~000000009405 | 532177 | B4015816/PAD19455 |  | 34-698 | Scanning Systems, Ultrasonic, | Bladder Scanner | 2155 | VERATHON INCORPORATED | BLADDERSCAN BVI 9400 | 1 | 113D32213C | SC ASSET RECOVERY AIRPORT WHS | Received | Life Support / High Risk | MKDHC_CE | MKDCRW11CE | 143 | 5 | 0 | 2013-02-04 | Canyons/Desert
13200-McKay-Dee Hospital Center | 22001 | Same Day Surgery | 13200-McKay-Dee Hospital Center | 22001-Same Day Surgery | 13200~000000009037 | 499246 | B4013052/PA015970 |  | 34-698 | Scanning Systems, Ultrasonic, | Bladder Scanner | 2196 | VERATHON INCORPORATED | BLADDERSCAN BVI 9400 | 1 | 132D22001A | MK SAME DAY SRVC 2ND FLR | Common Area | Life Support / High Risk | MKDHC_CE | MKDCRW11CE | 153 | 5 | 0 | 2012-04-12 | Canyons/Desert
13400-Orem Community Hospital | 14001 | Labor and Delivery Rooms | 11800-American Fork Hospital | 32215-Clinical Engineering | 13400~000000000693 | 453366 | B4009106 |  | 34-698 | Scanning Systems, Ultrasonic, | Bladder Scanner | 2217 | VERATHON INCORPORATED | BLADDERSCAN BVI 9400 | 1 | 118D32215A | AF CLINICAL ENGINEERING | Common Area | Life Support / High Risk | AFH_CE | AFCREW2_CE | 166 | 5 | 0 | 2011-03-29 | Canyons/Desert
13800-Primary Childrens Hospital | 10081 | Pediatric Intensive Care | 13800-Primary Childrens Hospital | 10081-Pediatric Intensive Care | 13800~000000008977 | 496777 | B4012780 |  | 34-698 | Scanning Systems, Ultrasonic, | Bladder Scanner | 2225 | VERATHON INCORPORATED | BLADDERSCAN BVI 9400 | 1 | 138D10081A | PC PICU L2 | Soiled Utility | Life Support / High Risk | PCH_CE | PCHCREW09 | 154 | 5 | 0 | 2012-03-31 | Canyons/Desert
13800-Primary Childrens Hospital | 12505 | Pediatrics Childrens Surgical | 13800-Primary Childrens Hospital | 12505-Pediatrics Childrens Surgical | 13800~000000008975 | 496781 | B4012779 |  | 34-698 | Scanning Systems, Ultrasonic, | Bladder Scanner | 2231 | VERATHON INCORPORATED | BLADDERSCAN BVI 9400 | 1 | 138D12505A | PC 3NW | Unspecified | Life Support / High Risk | PCH_CE | PCHCREW07 | 154 | 5 | 0 | 2012-03-31 | Canyons/Desert
13800-Primary Childrens Hospital | 12506 | Pediatrics Neuroscience-Trauma | 13800-Primary Childrens Hospital | 10081-Pediatric Intensive Care | 13800~000000008976 | 496690 | B4012794 |  | 34-698 | Scanning Systems, Ultrasonic, | Bladder Scanner | 2233 | VERATHON INCORPORATED | BLADDERSCAN BVI 9400 | 1 | 138D10081A | PC PICU L2 | Soiled Utility | Life Support / High Risk | PCH_CE | PCHCREW07 | 154 | 5 | 0 | 2012-03-31 | Canyons/Desert
14000-Sanpete Valley Hospital | 11503 | Medical and Surgical Nursing | 14400-Utah Valley Hospital | 32215-Clinical Engineering | 14000~000000000242 | 527441 | B4015531 |  | 34-698 | Scanning Systems, Ultrasonic, | Bladder Scanner | 2299 | VERATHON INCORPORATED | BLADDERSCAN BVI 9400 | 1 | 144D32215A | UV CLINICAL ENGINEERING | Clinical Engineering | Life Support / High Risk | UVH_CE | UVCREW1_CE | 144 | 5 | 0 | 2013-01-22 | Canyons/Desert
14300-Park City Hospital | 10011 | Intensive Care Unit | 14300-Park City Hospital | 10011-Intensive Care Unit | 14300~000000001457 | 547734 | B4016318 |  | 34-698 | Scanning Systems, Ultrasonic, | Bladder Scanner | 2315 | VERATHON INCORPORATED | BLADDERSCAN BVI 9400 | 1 | 143D10011A | PK INTENSIVE CARE UNIT | Equipment Rm | Life Support / High Risk | PKMC_CE | PKCREW1_CE | 141 | 7 | 0 | 2013-04-24 | Canyons/Desert
14400-Utah Valley Hospital | 10061 | Intensive Care Shock-Trauma | 14400-Utah Valley Hospital | 10061-Intensive Care Shock-Trauma | 14400~000000008314 | 572905 | B4019135 |  | 34-698 | Scanning Systems, Ultrasonic, | Bladder Scanner | 2327 | VERATHON INCORPORATED | BLADDERSCAN BVI 9400 | 1 | 144D10061A | UV NST ICU | Unspecified | Life Support / High Risk | UVH_CE | UVCREW4_CE | 132 | 5 | 0 | 2014-01-02 | Canyons/Desert
14400-Utah Valley Hospital | 10061 | Intensive Care Shock-Trauma | 14400-Utah Valley Hospital | 32215-Clinical Engineering | 14400~000000008315 | 572904 | B4019134 |  | 34-698 | Scanning Systems, Ultrasonic, | Bladder Scanner | 2330 | VERATHON INCORPORATED | BLADDERSCAN BVI 9400 | 1 | 144D32215A | UV CLINICAL ENGINEERING | Clinical Engineering | Life Support / High Risk | UVH_CE | UVCREW4_CE | 132 | 5 | 0 | 2014-01-02 | Canyons/Desert
14400-Utah Valley Hospital | 11535 | Nursing 5th Floor | 14400-Utah Valley Hospital | 32215-Clinical Engineering | 14400~000000008316 | 572903 | B4019133 |  | 34-698 | Scanning Systems, Ultrasonic, | Bladder Scanner | 2332 | VERATHON INCORPORATED | BLADDERSCAN BVI 9400 | 1 | 144D32215A | UV CLINICAL ENGINEERING | Clinical Engineering | Life Support / High Risk | UVH_CE | UVCREW4_CE | 132 | 5 | 0 | 2014-01-02 | Canyons/Desert
14400-Utah Valley Hospital | 11536 | Nursing 6th Floor | 14400-Utah Valley Hospital | 32215-Clinical Engineering | 14400~000000005858 | 416109 | B4006170 |  | 34-698 | Scanning Systems, Ultrasonic, | Bladder Scanner | 2333 | VERATHON INCORPORATED | BLADDERSCAN BVI 9400 | 1 | 144D32215A | UV CLINICAL ENGINEERING | Clinical Engineering | Life Support / High Risk | UVH_CE | UVCREW3_CE | 177 | 5 | 0 | 2010-04-25 | Canyons/Desert
14400-Utah Valley Hospital | 11537 | Nursing 7th Floor | 14400-Utah Valley Hospital | 11537-Nursing 7th Floor | 14400~000000005596 | 405244 | B4005134 |  | 34-698 | Scanning Systems, Ultrasonic, | Bladder Scanner | 2334 | VERATHON INCORPORATED | BLADDERSCAN BVI 9400 | 1 | 144D11537A | UV NURSING FLOOR L7 | Point of Care Lab | Life Support / High Risk | UVH_CE | UVCREW7_CE | 183 | 5 | 0 | 2009-10-21 | Canyons/Desert
14400-Utah Valley Hospital | 11538 | Nursing 8th Floor | 14400-Utah Valley Hospital | 11538-Nursing 8th Floor | 14400~000000006631 | 459583 | B4009892 |  | 34-698 | Scanning Systems, Ultrasonic, | Bladder Scanner | 2336 | VERATHON INCORPORATED | BLADDERSCAN BVI 9400 | 1 | 144D11538A | UV NURSING FLOOR L8 | EQ Storage | Life Support / High Risk | UVH_CE | UVCREW1_CE | 163 | 5 | 0 | 2011-06-02 | Canyons/Desert
14400-Utah Valley Hospital | 11539 | Nursing 9th Floor | 14400-Utah Valley Hospital | 32215-Clinical Engineering | 14400~000000007706 | 533099 | B4015808 |  | 34-698 | Scanning Systems, Ultrasonic, | Bladder Scanner | 2337 | VERATHON INCORPORATED | BLADDERSCAN BVI 9400 | 1 | 144D32215A | UV CLINICAL ENGINEERING | Clinical Engineering | Life Support / High Risk | UVH_CE | UVCREW5_CE | 143 | 5 | 0 | 2013-02-04 | Canyons/Desert
14400-Utah Valley Hospital | 14010 | Mom Baby Unit | 14400-Utah Valley Hospital | 14010-Mom Baby Unit | 14400~000000007703 | 530553 | B4015701 |  | 34-698 | Scanning Systems, Ultrasonic, | Bladder Scanner | 2343 | VERATHON INCORPORATED | BLADDERSCAN BVI 9400 | 1 | 144D14010A | UV OBSTETRICS | Common Areas | Life Support / High Risk | UVH_CE | UVCREW8_CE | 144 | 5 | 0 | 2013-01-22 | Canyons/Desert
14400-Utah Valley Hospital | 14010 | Mom Baby Unit | 14400-Utah Valley Hospital | 14010-Mom Baby Unit | 14400~000000008375 | 580101 | B4019732 |  | 34-698 | Scanning Systems, Ultrasonic, | Bladder Scanner | 2344 | VERATHON INCORPORATED | BLADDERSCAN BVI 9400 | 1 | 144D14010A | UV OBSTETRICS | Standby Mother-Baby | Life Support / High Risk | UVH_CE | UVCREW8_CE | 130 | 5 | 0 | 2014-03-06 | Canyons/Desert
14400-Utah Valley Hospital | 22001 | Same Day Surgery | 14400-Utah Valley Hospital | 22001-Same Day Surgery | 14400~000000005330 | 364796 | 00002891 |  | 34-698 | Scanning Systems, Ultrasonic, | Bladder Scanner | 2377 | VERATHON INCORPORATED | BLADDERSCAN BVI 9400 | 1 | 144D22001A | UV SAME DAY SURGERY | Same Day Surgery | Life Support / High Risk | UVH_CE | UVCREW1_CE | 196 | 5 | 0 | 2008-09-25 | Canyons/Desert
14400-Utah Valley Hospital | 22203 | Surgical Center | 14400-Utah Valley Hospital | 32215-Clinical Engineering | 14400~000000007544 | 521546 | B4015025 |  | 34-698 | Scanning Systems, Ultrasonic, | Bladder Scanner | 2383 | VERATHON INCORPORATED | BLADDERSCAN BVI 9400 | 1 | 144D32215A | UV CLINICAL ENGINEERING | Clinical Engineering | Life Support / High Risk | UVH_CE | UVCREW6_CE | 146 | 5 | 0 | 2012-11-16 | Canyons/Desert
14600-Cedar City Hospital | 11503 | Medical and Surgical Nursing | 14600-Cedar City Hospital | 11503-Medical and Surgical Nursing | 14600~000000000834 | 442956 | B4008584 |  | 34-698 | Scanning Systems, Ultrasonic, | Bladder Scanner | 2412 | VERATHON INCORPORATED | BLADDERSCAN BVI 9400 | 1 | 146D11503A | CC MEDICAL SURG NURSING | MedSurg Clean Utility | Life Support / High Risk | CCH_CE | CCHCREW1CE | 168 | 5 | 0 | 2011-01-19 | Canyons/Desert
15400-Intermountain Medical Center | 10021 | Intensive Care Coronary | 15400-Intermountain Medical Center | 32215-Clinical Engineering | 15400~000000026360 | 800795 | B4302381 |  | 34-698 | Scanning Systems, Ultrasonic, | Bladder Scanner | 2439 | VERATHON INCORPORATED | BLADDERSCAN BVI 9400 | 1 | 154D32215A | IM CLINICAL ENGINEERING TLL2 | Common Area | Life Support / High Risk | IMC_CE | IMCCE6 | 114 | 7 | 0 | 2015-07-09 | Canyons/Desert
15400-Intermountain Medical Center | 10041 | Intensive Care Thoracic | 15400-Intermountain Medical Center | 32215-Clinical Engineering | 15400~000000029550 | 814135 | B4306892 |  | 34-698 | Scanning Systems, Ultrasonic, | Bladder Scanner | 2440 | VERATHON INCORPORATED | BLADDERSCAN BVI 9400 | 1 | 154D32215A | IM CLINICAL ENGINEERING TLL2 | Common Area | Life Support / High Risk | IMC_CE | IMCCE7 | 98 | 5 | 0 | 2016-11-17 | Canyons/Desert
15400-Intermountain Medical Center | 10051 | Intensive Care Neuro and Med | 11300-Supply Chain Organization | 32211-Clinical Engineering Supp Serv | 15400~000000015650 | 455926 | B4009560 |  | 34-698 | Scanning Systems, Ultrasonic, | Bladder Scanner | 2441 | VERATHON INCORPORATED | BLADDERSCAN BVI 9400 | 1 | 113D32211A | LP CLINICAL ENGINEER SUPP SERV | CE Workshop | Life Support / High Risk | CESS | CESS_CREW6 | 164 | 5 | 0 | 2011-05-09 | Canyons/Desert
15400-Intermountain Medical Center | 11512 | Surgical Nursing Transplant | 15400-Intermountain Medical Center | 32215-Clinical Engineering | 15400~000000026630 | 736947 | B4300842 |  | 34-698 | Scanning Systems, Ultrasonic, | Bladder Scanner | 2457 | VERATHON INCORPORATED | BLADDERSCAN BVI 9400 | 1 | 154D32215A | IM CLINICAL ENGINEERING TLL2 | Common Area | Life Support / High Risk | IMC_CE | IMCCE4A | 121 | 5 | 0 | 2014-12-31 | Canyons/Desert
15400-Intermountain Medical Center | 20101 | Emergency Department | 15400-Intermountain Medical Center | 32215-Clinical Engineering | 15400~000000016479 | 518397 | B4014501 |  | 34-698 | Scanning Systems, Ultrasonic, | Bladder Scanner | 2473 | VERATHON INCORPORATED | BLADDERSCAN BVI 9400 | 1 | 154D32215A | IM CLINICAL ENGINEERING TLL2 | Common Area | Life Support / High Risk | IMC_CE | IMCCE3A | 147 | 5 | 0 | 2012-10-23 | Canyons/Desert
15400-Intermountain Medical Center | 32215 | Clinical Engineering | 15400-Intermountain Medical Center | 32215-Clinical Engineering | 15400~000000015441 | 441323 | B4008363 |  | 34-698 | Scanning Systems, Ultrasonic, | Bladder Scanner | 2551 | VERATHON INCORPORATED | BLADDERSCAN BVI 9400 | 1 | 154D32215A | IM CLINICAL ENGINEERING TLL2 | Common Area | Life Support / High Risk | IMC_CE | IMCCE8 | 168 | 5 | 0 | 2011-01-15 | Canyons/Desert
15400-Intermountain Medical Center | 70007 | Clinic | 11300-Supply Chain Organization | 32211-Clinical Engineering Supp Serv | 15400~000000014298 | 366757 | 00003091 |  | 34-698 | Scanning Systems, Ultrasonic, | Bladder Scanner | 2552 | VERATHON INCORPORATED | BLADDERSCAN BVI 9400 | 1 | 113D32211A | LP CLINICAL ENGINEER SUPP SERV | CE Workshop | Life Support / High Risk | IMC_CE | IMCCE3A | 194 | 5 | 0 | 2008-11-25 | Canyons/Desert
37000-The Orthopedic Specialty Hosp | 11501 | Orthopedics | 37000-The Orthopedic Specialty Hosp | 11501-Orthopedics | 37000~000000002125 | 550026 | B4016679 |  | 34-698 | Scanning Systems, Ultrasonic, | Bladder Scanner | 2588 | VERATHON INCORPORATED | BLADDERSCAN BVI 9400 | 1 | 370D11501A | TO INPATIENT ORTHO BLDG 1 L3 | L3 Common Area | Life Support / High Risk | TOSH_CE | TSHCREW2CE | 140 | 5 | 0 | 2013-05-29 | Canyons/Desert
37000-The Orthopedic Specialty Hosp | 11501 | Orthopedics | 40000-Intermountain Medical Group | 32215-Clinical Engineering | 37000~000000001708 | 442650 | B4008530 |  | 34-698 | Scanning Systems, Ultrasonic, | Bladder Scanner | 2589 | VERATHON INCORPORATED | BLADDERSCAN BVI 9400 | 1 | 400D32215A | MG SLV CLINICAL ENGINEERING | Unspecified | Life Support / High Risk | TOSH_CE | TSHCREW2CE | 168 | 5 | 0 | 2011-01-25 | Canyons/Desert
40000-Intermountain Medical Group | 73069 | Budge Clinic IM | 13000-Logan Regional Hospital | 32215-Clinical Engineering | 40000~000000006488 | 539756 | B4015422 |  | 34-698 | Scanning Systems, Ultrasonic, | Bladder Scanner | 2635 | VERATHON INCORPORATED | BLADDERSCAN BVI 9400 | 1 | 130D32215A | LO BIOMEDICAL ENGINEERING | Clinical Eng | Life Support / High Risk | LRH_CE | LRHCREW7CE | 145 | 5 | 0 | 2012-12-26 | Canyons/Desert
40000-Intermountain Medical Group | 74028 | Urological Institute-Cedar Cty | 40000-Intermountain Medical Group | 74028-Urological Institute-Cedar Cty | 40000~000000007196 | 558576 | B4015579 |  | 34-698 | Scanning Systems, Ultrasonic, | Bladder Scanner | 2658 | VERATHON INCORPORATED | BLADDERSCAN BVI 9400 | 1 | 400D74028A | MG UROLOGICAL INSTITUTE CEDAR | Southwest Urology, Cedar | Life Support / High Risk | SGRH_CE | SGRHCREW5 | 138 | 5 | 0 | 2013-07-31 | Canyons/Desert
40000-Intermountain Medical Group | 74031 | Urological Institute-St George | 40000-Intermountain Medical Group | 74031-Urological Institute-St George | 40000~000000015525 | 445263 | B4008898 |  | 34-698 | Scanning Systems, Ultrasonic, | Bladder Scanner | 2661 | VERATHON INCORPORATED | BLADDERSCAN BVI 9400 | 1 | 400D74031A | MG UROLOGICAL INSTITUTE ST GEO | Southwest Urology | Life Support / High Risk | SGRH_CE | SGRHCREW1 | 160 | 5 | 0 | 2011-10-01 | Canyons/Desert
40000-Intermountain Medical Group | 74079 | Intrmtn Urological Institute | 40000-Intermountain Medical Group | 74079-Intrmtn Urological Institute | 40000~000000005593 | 442615 | B4008424 |  | 34-698 | Scanning Systems, Ultrasonic, | Bladder Scanner | 2686 | VERATHON INCORPORATED | BLADDERSCAN BVI 9400 | 1 | 400D74079A | MG UROLOGICAL INST STE 720 | Unspecified | Life Support / High Risk | IMC_CE | IMCCECLI | 168 | 5 | 0 | 2011-01-20 | Canyons/Desert
40000-Intermountain Medical Group | 74079 | Intrmtn Urological Institute | 40000-Intermountain Medical Group | 74079-Intrmtn Urological Institute | 40000~000000016233 | 732083 | B4301628 |  | 34-698 | Scanning Systems, Ultrasonic, | Bladder Scanner | 2687 | VERATHON INCORPORATED | BLADDERSCAN BVI 9400 | 1 | 400D74079A | MG UROLOGICAL INST STE 720 | Common Area | Life Support / High Risk | IMC_CE | IMCCECLI | 117 | 5 | 0 | 2015-04-14 | Canyons/Desert
40000-Intermountain Medical Group | 74115 | Park City Specialty Clinic | 40000-Intermountain Medical Group | 74115-Park City Specialty Clinic | 40000~000000014260 | 732326 | B4019840 |  | 34-698 | Scanning Systems, Ultrasonic, | Bladder Scanner | 2709 | VERATHON INCORPORATED | BLADDERSCAN BVI 9400 | 1 | 400D74115A | MG PARK CITY SPECIALTY CLINIC | Unspecified | Life Support / High Risk | PKMC_CE | PKCREW1_CE | 130 | 5 | 0 | 2014-03-31 | Canyons/Desert
40000-Intermountain Medical Group | 74127 | Intrmtn Neurosciences Institut | 40000-Intermountain Medical Group | 74127-Intrmtn Neurosciences Institut | 40000~000000015493 | 728066 | B4301095 |  | 34-698 | Scanning Systems, Ultrasonic, | Bladder Scanner | 2715 | VERATHON INCORPORATED | BLADDERSCAN BVI 9400 | 1 | 400D74127A | MG NEURO CLINIC SOT STE 810 | Unspecified | Life Support / High Risk | IMC_CE | IMCCECLI | 119 | 5 | 0 | 2015-02-27 | Canyons/Desert
40000-Intermountain Medical Group | 74130 | Avenues Specialty Clinic Admin | 12800-LDS Hospital | 46009-Physicians Office Building | 40000~000000004570 | 425542 | 00002207 |  | 34-698 | Scanning Systems, Ultrasonic, | Bladder Scanner | 2716 | VERATHON INCORPORATED | BLADDERSCAN BVI 9400 | 1 | 128D46009A | LD PHYSICIAN OFFICE BUILDING | L1 Common Area | Life Support / High Risk | LDSH_CE | LDSCE4 | 197 | 5 | 0 | 2008-08-07 | Canyons/Desert
40000-Intermountain Medical Group | 74169 | Southridge Surgical Spec | 40000-Intermountain Medical Group | 74169-Southridge Surgical Spec | 40000~000000005284 | 407659 | B4005636 |  | 34-698 | Scanning Systems, Ultrasonic, | Bladder Scanner | 2734 | VERATHON INCORPORATED | BLADDERSCAN BVI 9400 | 1 | 400D74169A | MG SOUTHRIDGE CLINIC SURG SPEC | Ste270 ENT Common Area | Life Support / High Risk | RH_CE | RVHCREW3CE | 179 | 5 | 0 | 2010-02-09 | Canyons/Desert
40000-Intermountain Medical Group | 74240 | Heber Valley Specialty Clinic | 40000-Intermountain Medical Group | 74115-Park City Specialty Clinic | 40000~000000005582 | 445328 | B4007949 |  | 34-698 | Scanning Systems, Ultrasonic, | Bladder Scanner | 2771 | VERATHON INCORPORATED | BLADDERSCAN BVI 9400 | 1 | 400D74115A | MG PARK CITY SPECIALTY CLINIC | Unspecified | Life Support / High Risk | PKMC_CE | PKCREW1_CE | 169 | 5 | 0 | 2010-12-30 | Canyons/Desert
11600-Alta View Hospital | 10011 | Intensive Care Unit | 11600-Alta View Hospital | 10011-Intensive Care Unit | 11600~000000005748 | 822216 | BP005082 |  | 34-698 | Scanning Systems, Ultrasonic, | Bladder Scanner | 1889 | VERATHON INCORPORATED | BLADDERSCAN PRIME | 1 | 116D10011A | AV INTENSIVE CARE UNIT | Equipment Storage | Life Support / High Risk | AVH_CE | AVHCREW1CE | 87 | 5 | 0 | 2017-10-21 | Canyons/Desert
11600-Alta View Hospital | 11503 | Medical and Surgical Nursing | 11600-Alta View Hospital | 11503-Medical and Surgical Nursing | 11600~000000006627 | 845343 | C1505370 |  | 34-698 | Scanning Systems, Ultrasonic, | Bladder Scanner | 1890 | VERATHON INCORPORATED | BLADDERSCAN PRIME | 1 | 116D11503A | AV ACUTE CARE | Equipment Storage | Life Support / High Risk | AVH_CE | AVHCREW1CE | 71 | 5 | 0 | 2019-02-08 | Canyons/Desert
11600-Alta View Hospital | 22107 | Post Anesthesia Care Unit-PACU | 11600-Alta View Hospital | 22001-Same Day Surgery | 11600~000000005949 | 826285 | C1500777 |  | 34-698 | Scanning Systems, Ultrasonic, | Bladder Scanner | 1911 | VERATHON INCORPORATED | BLADDERSCAN PRIME | 1 | 116D22001A | AV SHORT STAY SURGERY | AVH Equipment Storage | Life Support / High Risk | AVH_CE | AVHCREW2CE | 84 | 5 | 0 | 2018-01-25 | Canyons/Desert
12200-Cassia Regional Hospital | 11503 | Medical and Surgical Nursing | 12200-Cassia Regional Hospital | 32215-Clinical Engineering | 12200~000000002713 | 820412 | BP004452 |  | 34-698 | Scanning Systems, Ultrasonic, | Bladder Scanner | 1948 | VERATHON INCORPORATED | BLADDERSCAN PRIME | 1 | 122D32215A | CA CLINICAL ENGINEERING | Clinical Engineering | Life Support / High Risk | CRMC_CE | CASSIACREW | 89 | 5 | 0 | 2017-08-15 | Canyons/Desert
12600-St George Regional Hospital | 10011 | Intensive Care Unit | 12600-St George Regional Hospital | 10011-Intensive Care Unit | 12600~000000016958 | 829515 | C1501742 |  | 34-698 | Scanning Systems, Ultrasonic, | Bladder Scanner | 1967 | VERATHON INCORPORATED | BLADDERSCAN PRIME | 1 | 126D10011A | SG ICU RR TST | Equipment Storage | Life Support / High Risk | SGRH_CE | SGRHCREW7 | 81 | 5 | 0 | 2018-04-30 | Canyons/Desert
12600-St George Regional Hospital | 10506 | Cardiovascular Care Unit | 12600-St George Regional Hospital | 10506-Cardiovascular Care Unit | 12600~000000014871 | 816976 | BP003213 |  | 34-698 | Scanning Systems, Ultrasonic, | Bladder Scanner | 1969 | VERATHON INCORPORATED | BLADDERSCAN PRIME | 1 | 126D10506A | SG CV RR 2ND FLR | CV Med Common Area | Life Support / High Risk | SGRH_CE | SGRHCREW7 | 94 | 5 | 0 | 2017-03-16 | Canyons/Desert
12600-St George Regional Hospital | 10507 | Med Neuro | 12600-St George Regional Hospital | 11518-Medical and Neurology Nursing | 12600~000000017051 | 829916 | C1501896 |  | 34-698 | Scanning Systems, Ultrasonic, | Bladder Scanner | 1971 | VERATHON INCORPORATED | BLADDERSCAN PRIME | 1 | 126D11518A | SG MED NEURO RR L4 | Equipment Storage | Life Support / High Risk | SGRH_CE | SGRHCREW7 | 80 | 7 | 0 | 2018-05-04 | Canyons/Desert
12600-St George Regional Hospital | 11511 | Surgical Nursing Unit | 12600-St George Regional Hospital | 11511-Surgical Nursing Unit | 12600~000000014176 | 809879 | BP001975 |  | 34-698 | Scanning Systems, Ultrasonic, | Bladder Scanner | 1973 | VERATHON INCORPORATED | BLADDERSCAN PRIME | 1 | 126D11511A | SG SURG NURSING RR 1ST FLR | W1 Common Area | Life Support / High Risk | SGRH_CE | SCRHCREW3 | 102 | 5 | 0 | 2016-07-13 | Canyons/Desert
12600-St George Regional Hospital | 11513 | Ortho Spine Nursing | 12600-St George Regional Hospital | 11513-Ortho Spine Nursing | 12600~000000014109 | 809550 | BP001903 |  | 34-698 | Scanning Systems, Ultrasonic, | Bladder Scanner | 1974 | VERATHON INCORPORATED | BLADDERSCAN PRIME | 1 | 126D11513A | SG ORTHO BR NSG RR 4W | W4 Total Joint-Bariatric | Life Support / High Risk | SGRH_CE | SCRHCREW3 | 103 | 5 | 0 | 2016-06-27 | Canyons/Desert
12600-St George Regional Hospital | 13001 | Rehabilitation Ctr Inpatient | 12600-St George Regional Hospital | 13001-Rehabilitation Ctr Inpatient | 12600~000000014098 | 808925 | BP001809 |  | 34-698 | Scanning Systems, Ultrasonic, | Bladder Scanner | 1976 | VERATHON INCORPORATED | BLADDERSCAN PRIME | 1 | 126D13001A | SG NEURO SPECIALTY REHAB RR | Workstations | Life Support / High Risk | SGRH_CE | SGRHCREW2 | 104 | 5 | 0 | 2016-05-27 | Canyons/Desert
12600-St George Regional Hospital | 13001 | Rehabilitation Ctr Inpatient | 12600-St George Regional Hospital | 13001-Rehabilitation Ctr Inpatient | 12600~000000020208 | 850310 | C1507980 |  | 34-698 | Scanning Systems, Ultrasonic, | Bladder Scanner | 1977 | VERATHON INCORPORATED | BLADDERSCAN PRIME | 1 | 126D13001A | SG NEURO SPECIALTY REHAB RR | Equipment Storage | Life Support / High Risk | SGRH_CE | SGRHCREW2 | 69 | 5 | 0 | 2019-05-01 | Canyons/Desert
12600-St George Regional Hospital | 14010 | Mom Baby Unit | 12600-St George Regional Hospital | 14010-Mom Baby Unit | 12600~000000018016 | 833673 | C1502974 |  | 34-698 | Scanning Systems, Ultrasonic, | Bladder Scanner | 1982 | VERATHON INCORPORATED | BLADDERSCAN PRIME | 1 | 126D14010A | SG MATERNITY NURSING | Common Area | Life Support / High Risk | SGRH_CE | SGRHCREW5 | 77 | 5 | 0 | 2018-08-09 | Canyons/Desert
12600-St George Regional Hospital | 20101 | Emergency Department | 12600-St George Regional Hospital | 20101-Emergency Department | 12600~000000018506 | 838082 | C1503664 |  | 34-698 | Scanning Systems, Ultrasonic, | Bladder Scanner | 1985 | VERATHON INCORPORATED | BLADDERSCAN PRIME | 1 | 126D20101A | SG EMERGENCY RM RR | ER | Life Support / High Risk | SGRH_CE | SCRHCREW3 | 76 | 5 | 0 | 2018-09-28 | Canyons/Desert
12600-St George Regional Hospital | 20102 | Emergency Dept - Satellite | 12600-St George Regional Hospital | 20102-Emergency Dept - Satellite | 12600~000000027366 | 912670 | 232386 |  | 34-698 | Scanning Systems, Ultrasonic, | Bladder Scanner | 1991 | VERATHON INCORPORATED | BLADDERSCAN PRIME | 1 | 126D20102A | HU EMERGENCY DEPT SATELLITE | Unspecified | Life Support / High Risk | SGRH_CE | SGRHCREW7 | 17 | 5 | 4 | 2023-08-29 | Canyons/Desert
12800-LDS Hospital | 11511 | Surgical Nursing Unit | 11300-Supply Chain Organization | 32211-Clinical Engineering Supp Serv | 12800~000000012763 | 814229 | BP002144 |  | 34-698 | Scanning Systems, Ultrasonic, | Bladder Scanner | 2058 | VERATHON INCORPORATED | BLADDERSCAN PRIME | 1 | 113D32211A | LP CLINICAL ENGINEER SUPP SERV | CE Workshop | Life Support / High Risk | LDSH_CE | LDSCE4 | 98 | 5 | 0 | 2016-11-02 | Canyons/Desert
12800-LDS Hospital | 22104 | Operating Rooms | 12800-LDS Hospital | 22001-Same Day Surgery | 12800~000000013279 | 826761 | C1500743 |  | 34-698 | Scanning Systems, Ultrasonic, | Bladder Scanner | 2081 | VERATHON INCORPORATED | BLADDERSCAN PRIME | 1 | 128D22001A | LD SAMEDAY SHORT STAY L3 | Unspecified | Life Support / High Risk | LDSH_CE | LDSCE2 | 84 | 5 | 0 | 2018-01-24 | Canyons/Desert
12900-Layton Hospital | 10011 | Intensive Care Unit | 12900-Layton Hospital | 11503-Medical and Surgical Nursing | 12900~000000002352 | 838571 | C1503444 |  | 34-698 | Scanning Systems, Ultrasonic, | Bladder Scanner | 2095 | VERATHON INCORPORATED | BLADDERSCAN PRIME | 1 | 129D11503A | LA MED SURG NURSING | Unspecified | Life Support / High Risk | LA_CE | LACREW1CE | 76 | 5 | 0 | 2018-09-18 | Canyons/Desert
12900-Layton Hospital | 20101 | Emergency Department | 12900-Layton Hospital | 20101-Emergency Department | 12900~000000002351 | 838572 | C1503445 |  | 34-698 | Scanning Systems, Ultrasonic, | Bladder Scanner | 2096 | VERATHON INCORPORATED | BLADDERSCAN PRIME | 1 | 129D20101A | LA EMERGENCY ROOM | CORE | Life Support / High Risk | LA_CE | LACREW1CE | 76 | 5 | 0 | 2018-09-18 | Canyons/Desert
13000-Logan Regional Hospital | 11511 | Surgical Nursing Unit | 13000-Logan Regional Hospital | 11503-Medical and Surgical Nursing | 13000~000000007077 | 829594 | C1501952 |  | 34-698 | Scanning Systems, Ultrasonic, | Bladder Scanner | 2115 | VERATHON INCORPORATED | BLADDERSCAN PRIME | 1 | 130D11503A | LO MEDICAL SURGICAL NURSING | Equipment Storage West | Life Support / High Risk | LRH_CE | LRHCREW2CE | 81 | 5 | 0 | 2018-04-30 | Canyons/Desert
13200-McKay-Dee Hospital Center | 10501 | Intermediate Care Unit | 13200-McKay-Dee Hospital Center | 32215-Clinical Engineering | 13200~000000018995 | 824727 | C1500520 |  | 34-698 | Scanning Systems, Ultrasonic, | Bladder Scanner | 2148 | VERATHON INCORPORATED | BLADDERSCAN PRIME | 1 | 132D32215A | MK CLINICAL ENGINEERING LA | Common Area | Life Support / High Risk | MKDHC_CE | MKDCRW11CE | 85 | 5 | 0 | 2017-12-27 | Canyons/Desert
13200-McKay-Dee Hospital Center | 10505 | Intermediate Surgical Care | 13200-McKay-Dee Hospital Center | 11511-Surgical Nursing Unit | 13200~000000019303 | 829522 | C1501828 |  | 34-698 | Scanning Systems, Ultrasonic, | Bladder Scanner | 2149 | VERATHON INCORPORATED | BLADDERSCAN PRIME | 1 | 132D11511A | MK SURGICAL NURSING 2ND FLROLD | Common Area | Life Support / High Risk | MKDHC_CE | MKDCRW11CE | 81 | 5 | 0 | 2018-04-25 | Canyons/Desert
13200-McKay-Dee Hospital Center | 11508 | Medical Nursing Unit | 13200-McKay-Dee Hospital Center | 11508-Medical Nursing Unit | 13200~000000019325 | 829964 | C1502017 |  | 34-698 | Scanning Systems, Ultrasonic, | Bladder Scanner | 2150 | VERATHON INCORPORATED | BLADDERSCAN PRIME | 1 | 132D11508A | MK MED NURSING 5TH FLR | Medical Nursing | Life Support / High Risk | MKDHC_CE | MKDCRW11CE | 80 | 5 | 0 | 2018-05-18 | Canyons/Desert
13900-Riverton Hospital | 11503 | Medical and Surgical Nursing | 13900-Riverton Hospital | 11503-Medical and Surgical Nursing | 13900~000000005369 | 816513 | BP003141 |  | 34-698 | Scanning Systems, Ultrasonic, | Bladder Scanner | 2280 | VERATHON INCORPORATED | BLADDERSCAN PRIME | 1 | 139D11503A | RV MEDICAL SURGICAL | Equipment Storage | Life Support / High Risk | RH_CE | RVHCREW2CE | 95 | 5 | 0 | 2017-02-24 | Canyons/Desert
13900-Riverton Hospital | 12501 | Pediatric Nursing Unit | 13900-Riverton Hospital | 12501-Pediatric Nursing Unit | 13900~000000006478 | 848329 | C1506402 |  | 34-698 | Scanning Systems, Ultrasonic, | Bladder Scanner | 2281 | VERATHON INCORPORATED | BLADDERSCAN PRIME | 1 | 139D12501A | RV PEDIATRIC CHILDRENS UNIT | Unspecified | Life Support / High Risk | RH_CE | RVHCREW1CE | 69 | 5 | 0 | 2019-04-18 | Canyons/Desert
13900-Riverton Hospital | 14010 | Mom Baby Unit | 13900-Riverton Hospital | 14010-Mom Baby Unit | 13900~000000005368 | 816424 | BP002924 |  | 34-698 | Scanning Systems, Ultrasonic, | Bladder Scanner | 2284 | VERATHON INCORPORATED | BLADDERSCAN PRIME | 1 | 139D14010A | RV MATERNITY | Small Equipment Storage | Life Support / High Risk | RH_CE | RVHCREW1CE | 95 | 5 | 0 | 2017-02-16 | Canyons/Desert
13900-Riverton Hospital | 20101 | Emergency Department | 13900-Riverton Hospital | 20101-Emergency Department | 13900~000000006282 | 837928 | C1503748 |  | 34-698 | Scanning Systems, Ultrasonic, | Bladder Scanner | 2286 | VERATHON INCORPORATED | BLADDERSCAN PRIME | 1 | 139D20101A | RV EMERGENCY ROOM | Equipment Storage | Life Support / High Risk | RH_CE | RVHCREW2CE | 76 | 5 | 0 | 2018-09-28 | Canyons/Desert
14300-Park City Hospital | 22104 | Operating Rooms | 14300-Park City Hospital | 22001-Same Day Surgery | 14300~000000002808 | 822124 | BP005025 |  | 34-698 | Scanning Systems, Ultrasonic, | Bladder Scanner | 2325 | VERATHON INCORPORATED | BLADDERSCAN PRIME | 1 | 143D22001A | PK SAME DAY SURGERY | PACU Nurse Station | Life Support / High Risk | PKMC_CE | PKCREW3_CE | 87 | 5 | 0 | 2017-10-16 | Canyons/Desert
14400-Utah Valley Hospital | 11537 | Nursing 7th Floor | 14400-Utah Valley Hospital | 11537-Nursing 7th Floor | 14400~000000017588 | 836407 | C1503375 |  | 34-698 | Scanning Systems, Ultrasonic, | Bladder Scanner | 2335 | VERATHON INCORPORATED | BLADDERSCAN PRIME | 1 | 144D11537A | UV NURSING FLOOR L7 | Point of Care Lab | Life Support / High Risk | UVH_CE | UVCREW7_CE | 76 | 5 | 0 | 2018-09-14 | Canyons/Desert
14400-Utah Valley Hospital | 13001 | Rehabilitation Ctr Inpatient | 14400-Utah Valley Hospital | 13001-Rehabilitation Ctr Inpatient | 14400~000000017338 | 833922 | C1503110 |  | 34-698 | Scanning Systems, Ultrasonic, | Bladder Scanner | 2339 | VERATHON INCORPORATED | BLADDERSCAN PRIME | 1 | 144D13001A | UV REHAB NURSING | 1133-REHAB | Life Support / High Risk | UVH_CE | UVCREW8_CE | 77 | 5 | 0 | 2018-08-27 | Canyons/Desert
14400-Utah Valley Hospital | 22001 | Same Day Surgery | 14400-Utah Valley Hospital | 22001-Same Day Surgery | 14400~000000016615 | 823320 | C1500089 |  | 34-698 | Scanning Systems, Ultrasonic, | Bladder Scanner | 2378 | VERATHON INCORPORATED | BLADDERSCAN PRIME | 1 | 144D22001A | UV SAME DAY SURGERY | Standby Same Day Sur | Life Support / High Risk | UVH_CE | UVCREW1_CE | 86 | 5 | 0 | 2017-11-17 | Canyons/Desert
14800-Heber Valley Hospital | 11503 | Medical and Surgical Nursing | 11300-Supply Chain Organization | 32211-Clinical Engineering Supp Serv | 14800~000000001521 | 824794 | C1500558 |  | 34-698 | Scanning Systems, Ultrasonic, | Bladder Scanner | 2431 | VERATHON INCORPORATED | BLADDERSCAN PRIME | 1 | 113D32211A | LP CLINICAL ENGINEER SUPP SERV | CE Workshop | Life Support / High Risk | HVH_CE | HVHCREW01 | 85 | 5 | 0 | 2017-12-29 | Canyons/Desert
15400-Intermountain Medical Center | 10051 | Intensive Care Neuro and Med | 11300-Supply Chain Organization | 32211-Clinical Engineering Supp Serv | 15400~000000029263 | 816620 | BP003140 |  | 34-698 | Scanning Systems, Ultrasonic, | Bladder Scanner | 2442 | VERATHON INCORPORATED | BLADDERSCAN PRIME | 1 | 113D32211A | LP CLINICAL ENGINEER SUPP SERV | CE Workshop | Life Support / High Risk | IMC_CE | IMCCE6 | 95 | 5 | 0 | 2017-02-24 | Canyons/Desert
15400-Intermountain Medical Center | 10061 | Intensive Care Shock-Trauma | 15400-Intermountain Medical Center | 32215-Clinical Engineering | 15400~000000031283 | 829969 | C1502111 |  | 34-698 | Scanning Systems, Ultrasonic, | Bladder Scanner | 2452 | VERATHON INCORPORATED | BLADDERSCAN PRIME | 1 | 154D32215A | IM CLINICAL ENGINEERING TLL2 | Common Area | Life Support / High Risk | IMC_CE | IMCCE4A | 80 | 5 | 0 | 2018-05-14 | Canyons/Desert
15400-Intermountain Medical Center | 11504 | Cardiovascular Nursing 3 | 11300-Supply Chain Organization | 32211-Clinical Engineering Supp Serv | 15400~000000030441 | 824004 | C1500120 |  | 34-698 | Scanning Systems, Ultrasonic, | Bladder Scanner | 2454 | VERATHON INCORPORATED | BLADDERSCAN PRIME | 1 | 113D32211A | LP CLINICAL ENGINEER SUPP SERV | CE Workshop | Life Support / High Risk | IMC_CE | IMCCE10 | 86 | 5 | 0 | 2017-11-22 | Canyons/Desert
15400-Intermountain Medical Center | 11508 | Medical Nursing Unit | 15400-Intermountain Medical Center | 11508-Medical Nursing Unit | 15400~000000028321 | 810239 | BP001914 |  | 34-698 | Scanning Systems, Ultrasonic, | Bladder Scanner | 2456 | VERATHON INCORPORATED | BLADDERSCAN PRIME | 1 | 154D11508A | IM MEDICAL TELEMETRY T6 | Unspecified | Life Support / High Risk | IMC_CE | IMCCE8 | 103 | 5 | 0 | 2016-06-24 | Canyons/Desert
15400-Intermountain Medical Center | 14010 | Mom Baby Unit | 15400-Intermountain Medical Center | 14010-Mom Baby Unit | 15400~000000027783 | 807383 | BP001332 |  | 34-698 | Scanning Systems, Ultrasonic, | Bladder Scanner | 2466 | VERATHON INCORPORATED | BLADDERSCAN PRIME | 1 | 154D14010A | IM MATERNITY G2 G3 | BldgD L2 Common Area | Life Support / High Risk | IMC_CE | IMCCE7 | 107 | 5 | 0 | 2016-02-26 | Canyons/Desert
15400-Intermountain Medical Center | 14010 | Mom Baby Unit | 15400-Intermountain Medical Center | 14010-Mom Baby Unit | 15400~000000027784 | 807384 | BP001333 |  | 34-698 | Scanning Systems, Ultrasonic, | Bladder Scanner | 2467 | VERATHON INCORPORATED | BLADDERSCAN PRIME | 1 | 154D14010A | IM MATERNITY G2 G3 | Unspecified | Life Support / High Risk | IMC_CE | IMCCE7 | 107 | 5 | 0 | 2016-02-26 | Canyons/Desert
18200-Garfield Memorial Hospital | 11503 | Medical and Surgical Nursing | 18200-Garfield Memorial Hospital | 11503-Medical and Surgical Nursing | 18200~000000000616 | 820613 | BP004295 |  | 34-698 | Scanning Systems, Ultrasonic, | Bladder Scanner | 2573 | VERATHON INCORPORATED | BLADDERSCAN PRIME | 1 | 182D11503A | GF MEDICAL AND SURGICAL | Unspecified | Life Support / High Risk | SGRH_CE | SGRHCREW6 | 89 | 5 | 0 | 2017-08-29 | Canyons/Desert
40000-Intermountain Medical Group | 40083 | Utah Valley Administration | 40000-Intermountain Medical Group | 74160-Summit Womens Center | 40000~000000023466 | 830166 | C1502066 |  | 34-698 | Scanning Systems, Ultrasonic, | Bladder Scanner | 2606 | VERATHON INCORPORATED | BLADDERSCAN PRIME | 1 | 400D74160B | MG UVC SUMMIT WOMENS CENTER | Unspecified | Life Support / High Risk | UVH_CE | UVCREW3_CE | 80 | 5 | 0 | 2018-05-17 | Canyons/Desert
40000-Intermountain Medical Group | 73080 | SL Clinic - Family and Int Med | 40000-Intermountain Medical Group | 74225-SL Clinic - Urology | 40000~000000021050 | 917841 | BP003868 |  | 34-698 | Scanning Systems, Ultrasonic, | Bladder Scanner | 2643 | VERATHON INCORPORATED | BLADDERSCAN PRIME | 1 | 400D74225A | MG SL CLINIC UROLOGY | Unspecified | Life Support / High Risk | MG_SLV_CE | NORTH | 92 | 5 | 0 | 2017-05-26 | Canyons/Desert
40000-Intermountain Medical Group | 74130 | Avenues Specialty Clinic Admin | 12800-LDS Hospital | 46009-Physicians Office Building | 40000~000000021609 | 821563 | BP004458 |  | 34-698 | Scanning Systems, Ultrasonic, | Bladder Scanner | 2717 | VERATHON INCORPORATED | BLADDERSCAN PRIME | 1 | 128D46009A | LD PHYSICIAN OFFICE BUILDING | L1 Common Area | Life Support / High Risk | LDSH_CE | LDSCE4 | 88 | 5 | 0 | 2017-09-15 | Canyons/Desert
12600-St George Regional Hospital | 10507 | Med Neuro | 12600-St George Regional Hospital | 10507-Med Neuro | 12600~000000025728 | 893103 | C1522710 |  | 15-976 | Scanning Systems, Ultrasonic, | Bladder Scanner | 1970 | VERATHON INCORPORATED | BLADDERSCAN PRIME PLUS | 1 | 126D10507A | SG INTERMEDIATE NEURO UNIT | Unspecified | Non Life Support | SGRH_CE | SGRHCREW7 | 33 | 5 | 2 | 2022-04-15 | Canyons/Desert
12800-LDS Hospital | 11511 | Surgical Nursing Unit | 12800-LDS Hospital | 11511-Surgical Nursing Unit | 12800~000000014693 | 854882 | C1509448 |  | 15-976 | Scanning Systems, Ultrasonic, | Bladder Scanner | 2059 | VERATHON INCORPORATED | BLADDERSCAN PRIME PLUS | 1 | 128D11511A | LD SURGICAL NURSING UNIT | W6 Common Areas | Non Life Support | LDSH_CE | LDSCE4 | 63 | 5 | 0 | 2019-10-10 | Canyons/Desert
12800-LDS Hospital | 46009 | Physicians Office Building | 12800-LDS Hospital | 46009-Physicians Office Building | 12800~000000015883 | 899969 | C1524651 |  | 15-976 | Scanning Systems, Ultrasonic, | Bladder Scanner | 2088 | VERATHON INCORPORATED | BLADDERSCAN PRIME PLUS | 1 | 128D46009A | LD PHYSICIAN OFFICE BUILDING | Unspecified | Non Life Support | LDSH_CE | LDSCE4 | 28 | 5 | 3 | 2022-09-27 | Canyons/Desert
13000-Logan Regional Hospital | 10011 | Intensive Care Unit | 13000-Logan Regional Hospital | 10011-Intensive Care Unit | 13000~000000010941 | 883968 | C1519525 |  | 15-976 | Scanning Systems, Ultrasonic, | Bladder Scanner | 2112 | VERATHON INCORPORATED | BLADDERSCAN PRIME PLUS | 1 | 130D10011A | LO INTENSIVE CARE | Standby Icu-Ccu | Non Life Support | LRH_CE | LRHCREW3CE | 43 | 5 | 1 | 2021-06-30 | Canyons/Desert
13000-Logan Regional Hospital | 22001 | Same Day Surgery | 13000-Logan Regional Hospital | 22001-Same Day Surgery | 13000~000000009975 | 869399 | C1514379 |  | 15-976 | Scanning Systems, Ultrasonic, | Bladder Scanner | 2133 | VERATHON INCORPORATED | BLADDERSCAN PRIME PLUS | 1 | 130D22001A | LO SAME DAY SURGERY | The Surgical Center | Non Life Support | LRH_CE | LRHCREW1CE | 53 | 5 | 1 | 2020-08-27 | Canyons/Desert
13000-Logan Regional Hospital | 25501 | Radiation Center | 13000-Logan Regional Hospital | 25501-Radiation Center | 13000~000000011127 | 870406 | C1514761 |  | 15-976 | Scanning Systems, Ultrasonic, | Bladder Scanner | 2137 | VERATHON INCORPORATED | BLADDERSCAN PRIME PLUS | 1 | 130D25501A | LO CANCER CTR RADIATION THER | Linear Accelerator | Non Life Support | LRH_CE | LRHCREW1CE | 52 | 5 | 1 | 2020-09-29 | Canyons/Desert
13200-McKay-Dee Hospital Center | 25501 | Radiation Center | 13200-McKay-Dee Hospital Center | 25501-Radiation Center | 13200~000000024150 | 884555 | C1519920_ |  | 15-976 | Scanning Systems, Ultrasonic, | Bladder Scanner | 2207 | VERATHON INCORPORATED | BLADDERSCAN PRIME PLUS | 1 | 132D25501A | MK RADIATION THERAPY 1ST FLR | Unspecified | Non Life Support | MKDHC_CE | MKDCRW11CE | 41 | 5 | 2 | 2021-08-04 | Canyons/Desert
13800-Primary Childrens Hospital | 12504 | Pediatrics Childrens Medical-1 | 13800-Primary Childrens Hospital | 12504-Pediatrics Childrens Medical-1 | 13800~000000029505 | 878099 | C1516259 |  | 15-976 | Scanning Systems, Ultrasonic, | Bladder Scanner | 2230 | VERATHON INCORPORATED | BLADDERSCAN PRIME PLUS | 1 | 138D12504A | PC PEDIATRIC MEDICAL1 3SE | Pod A Clean Supply | Non Life Support | PCH_CE | PCHCREW11 | 48 | 5 | 1 | 2021-01-29 | Canyons/Desert
13800-Primary Childrens Hospital | 12505 | Pediatrics Childrens Surgical | 13800-Primary Childrens Hospital | 12505-Pediatrics Childrens Surgical | 13800~000000032113 | 903922 | C1525379 |  | 15-976 | Scanning Systems, Ultrasonic, | Bladder Scanner | 2232 | VERATHON INCORPORATED | BLADDERSCAN PRIME PLUS | 1 | 138D12505A | PC 3NW | Unspecified | Non Life Support | PCH_CE | PCHCREW10 | 25 | 5 | 3 | 2022-12-21 | Canyons/Desert
13800-Primary Childrens Hospital | 12508 | Cardiac Care Unit | 13800-Primary Childrens Hospital | 12503-Pediatrics Immuno Compromised | 13800~000000030186 | 889815 | C1516624 |  | 15-976 | Scanning Systems, Ultrasonic, | Bladder Scanner | 2234 | VERATHON INCORPORATED | BLADDERSCAN PRIME PLUS | 1 | 138D12503A | PC 4NW | Unspecified | Non Life Support | PCH_CE | PCHCREW10 | 47 | 5 | 1 | 2021-02-26 | Canyons/Desert
14100-Spanish Fork Hospital | 11503 | Medical and Surgical Nursing | 14100-Spanish Fork Hospital | 11503-Medical and Surgical Nursing | 14100~000000002182 | 878219 | C1516189 |  | 15-976 | Scanning Systems, Ultrasonic, | Bladder Scanner | 2302 | VERATHON INCORPORATED | BLADDERSCAN PRIME PLUS | 1 | 141D11503A | SF MEDICAL SURGICAL NURSING | Equipment Storage | Non Life Support | SFH_CE | SFCREW1_CE | 46 | 5 | 1 | 2021-03-05 | Canyons/Desert
14100-Spanish Fork Hospital | 14010 | Mom Baby Unit | 14100-Spanish Fork Hospital | 14001-Labor and Delivery Rooms | 14100~000000003372 | 881733 | C1517648 |  | 15-976 | Scanning Systems, Ultrasonic, | Bladder Scanner | 2304 | VERATHON INCORPORATED | BLADDERSCAN PRIME PLUS | 1 | 141D14001A | SF LABOR AND DELIVERY ROOMS | LDR Equipment | Non Life Support | SFH_CE | SFCREW1_CE | 45 | 5 | 1 | 2021-04-30 | Canyons/Desert
14100-Spanish Fork Hospital | 20101 | Emergency Department | 14100-Spanish Fork Hospital | 20101-Emergency Department | 14100~000000002183 | 878236 | C1516179 |  | 15-976 | Scanning Systems, Ultrasonic, | Bladder Scanner | 2305 | VERATHON INCORPORATED | BLADDERSCAN PRIME PLUS | 1 | 141D20101A | SF EMERGENCY DEPARTMENT | Equipment Storage | Non Life Support | SFH_CE | SFCREW1_CE | 46 | 5 | 1 | 2021-03-05 | Canyons/Desert
14400-Utah Valley Hospital | 13001 | Rehabilitation Ctr Inpatient | 14400-Utah Valley Hospital | 13001-Rehabilitation Ctr Inpatient | 14400~000000023326 | 883778 | C1519388 |  | 15-976 | Scanning Systems, Ultrasonic, | Bladder Scanner | 2340 | VERATHON INCORPORATED | BLADDERSCAN PRIME PLUS | 1 | 144D13001A | UV REHAB NURSING | Unspecified | Non Life Support | UVH_CE | UVCREW8_CE | 43 | 5 | 1 | 2021-06-25 | Canyons/Desert
14400-Utah Valley Hospital | 20101 | Emergency Department | 14400-Utah Valley Hospital | 20101-Emergency Department | 14400~000000023130 | 881615 | C1517635 |  | 15-976 | Scanning Systems, Ultrasonic, | Bladder Scanner | 2347 | VERATHON INCORPORATED | BLADDERSCAN PRIME PLUS | 1 | 144D20101A | UV EMERGENCY ROOM | Exam Rm 03 | Non Life Support | UVH_CE | UVCREW8_CE | 45 | 5 | 1 | 2021-04-28 | Canyons/Desert
14600-Cedar City Hospital | 10011 | Intensive Care Unit | 14600-Cedar City Hospital | 20101-Emergency Department | 14600~000000003318 | 857209 | C1510781 |  | 15-976 | Scanning Systems, Ultrasonic, | Bladder Scanner | 2411 | VERATHON INCORPORATED | BLADDERSCAN PRIME PLUS | 1 | 146D20101A | CC EMERGENCY ROOM | Room 14 | Non Life Support | CCH_CE | CCHCREW1CE | 61 | 5 | 0 | 2019-12-28 | Canyons/Desert
14600-Cedar City Hospital | 11503 | Medical and Surgical Nursing | 14600-Cedar City Hospital | 11503-Medical and Surgical Nursing | 14600~000000003586 | 886740 | C1520864 |  | 15-976 | Scanning Systems, Ultrasonic, | Bladder Scanner | 2413 | VERATHON INCORPORATED | BLADDERSCAN PRIME PLUS | 1 | 146D11503A | CC MEDICAL SURG NURSING | MedSurg Clean Utility | Non Life Support | CCH_CE | CCHCREW1CE | 40 | 5 | 2 | 2021-09-30 | Canyons/Desert
15400-Intermountain Medical Center | 11502 | Orthopedics and Plastics | 15400-Intermountain Medical Center | 11502-Orthopedics and Plastics | 15400~000000038469 | 909596 | C1522169 |  | 15-976 | Scanning Systems, Ultrasonic, | Bladder Scanner | 2453 | VERATHON INCORPORATED | BLADDERSCAN PRIME PLUS | 1 | 154D11502A | IM ORTHO PLASTICS T7 | Unspecified | Non Life Support | IMC_CE | IMCCE10 | 37 | 5 | 2 | 2021-12-20 | Canyons/Desert
15400-Intermountain Medical Center | 11507 | Medical and Oncology Nursing | 15400-Intermountain Medical Center | 11507-Medical and Oncology Nursing | 15400~000000038219 | 886816 | C1520956 |  | 15-976 | Scanning Systems, Ultrasonic, | Bladder Scanner | 2455 | VERATHON INCORPORATED | BLADDERSCAN PRIME PLUS | 1 | 154D11507A | IM MEDICAL ONCOLOGY T9 | Unspecified | Non Life Support | IMC_CE | IMCCE1A | 40 | 5 | 2 | 2021-09-30 | Canyons/Desert
15400-Intermountain Medical Center | 11516 | Surgical Trauma | 11300-Supply Chain Organization | 32211-Clinical Engineering Supp Serv | 15400~000000035140 | 856280 | C1510076 |  | 15-976 | Scanning Systems, Ultrasonic, | Bladder Scanner | 2458 | VERATHON INCORPORATED | BLADDERSCAN PRIME PLUS | 1 | 113D32211A | LP CLINICAL ENGINEER SUPP SERV | CE Workshop | Non Life Support | IMC_CE | IMCCE3B | 62 | 5 | 0 | 2019-11-13 | Canyons/Desert
15400-Intermountain Medical Center | 22107 | Post Anesthesia Care Unit-PACU | 15400-Intermountain Medical Center | 22107-Post Anesthesia Care Unit-PACU | 15400~000000037196 | 884920 | C1518142 |  | 15-976 | Scanning Systems, Ultrasonic, | Bladder Scanner | 2529 | VERATHON INCORPORATED | BLADDERSCAN PRIME PLUS | 1 | 154D22107A | IM PACU RECOVERY ROOM TL2 | Bldg C PACU | Non Life Support | IMC_CE | IMCCE2 | 44 | 5 | 1 | 2021-05-13 | Canyons/Desert
15400-Intermountain Medical Center | 70007 | Clinic | 15400-Intermountain Medical Center | 70007-Clinic | 15400~000000035281 | 857262 | C1510896 |  | 15-976 | Scanning Systems, Ultrasonic, | Bladder Scanner | 2553 | VERATHON INCORPORATED | BLADDERSCAN PRIME PLUS | 1 | 154D70007A | IM INTERNAL MED OUTPT CL E3 | BldgB L3OutptClinic CommonArea | Non Life Support | IMC_CE | IMCCE3B | 61 | 5 | 0 | 2019-12-31 | Canyons/Desert
40000-Intermountain Medical Group | 74031 | Urological Institute-St George | 40000-Intermountain Medical Group | 74031-Urological Institute-St George | 40000~000000031058 | 896234 | C1523912 |  | 15-976 | Scanning Systems, Ultrasonic, | Bladder Scanner | 2662 | VERATHON INCORPORATED | BLADDERSCAN PRIME PLUS | 1 | 400D74031A | MG UROLOGICAL INSTITUTE ST GEO | Unspecified | Non Life Support | SGRH_CE | SGRHCREW1 | 30 | 5 | 3 | 2022-07-22 | Canyons/Desert
40000-Intermountain Medical Group | 74115 | Park City Specialty Clinic | 40000-Intermountain Medical Group | 74115-Park City Specialty Clinic | 40000~000000030163 | 884686 | C1519392 |  | 15-976 | Scanning Systems, Ultrasonic, | Bladder Scanner | 2712 | VERATHON INCORPORATED | BLADDERSCAN PRIME PLUS | 1 | 400D74115A | MG PARK CITY SPECIALTY CLINIC | Blue Staff Space | Non Life Support | PKMC_CE | PKCREW1_CE | 43 | 5 | 1 | 2021-06-25 | Canyons/Desert
40000-Intermountain Medical Group | 74152 | Utah Valley Rock Canyon Peds | 40000-Intermountain Medical Group | 74152-Utah Valley Rock Canyon Peds | 40000~000000023335 | 828463 | C1501351 |  | 15-976 | Scanning Systems, Ultrasonic, | Bladder Scanner | 2727 | VERATHON INCORPORATED | BLADDERSCAN PRIME PLUS | 1 | 400D74152B | MG UVC ROCK CANYON PEDS SPC 7C | Unspecified | Non Life Support | UVH_CE | UVCREW3_CE | 82 | 5 | 0 | 2018-03-22 | Canyons/Desert
40000-Intermountain Medical Group | 74172 | Budge Clinic Surg Specialists | 40000-Intermountain Medical Group | 74172-Budge Clinic Surg Specialists | 40000~000000027327 | 860777 | C1512246 |  | 15-976 | Scanning Systems, Ultrasonic, | Bladder Scanner | 2748 | VERATHON INCORPORATED | BLADDERSCAN PRIME PLUS | 1 | 400D74172C | MG BUDGE CL UROLOGY | Unspecified | Non Life Support | LRH_CE | LRHCREW7CE | 58 | 5 | 0 | 2020-03-31 | Canyons/Desert
40000-Intermountain Medical Group | 74172 | Budge Clinic Surg Specialists | 40000-Intermountain Medical Group | 74172-Budge Clinic Surg Specialists | 40000~000000033469 | 919040 | CT237054 |  | 15-976 | Scanning Systems, Ultrasonic, | Bladder Scanner | 2749 | VERATHON INCORPORATED | BLADDERSCAN PRIME PLUS | 1 | 400D74172C | MG BUDGE CL UROLOGY | Unspecified | Non Life Support | LRH_CE | LRHCREW7CE | 12 | 5 | 4 | 2024-01-18 | Canyons/Desert
40000-Intermountain Medical Group | 74237 | Urological Institute-Span Fork | 40000-Intermountain Medical Group | 74269-Utah Valley Urology Clinics | 40000~000000029176 | 878911 | C1516622 |  | 15-976 | Scanning Systems, Ultrasonic, | Bladder Scanner | 2770 | VERATHON INCORPORATED | BLADDERSCAN PRIME PLUS | 1 | 400D74269B | MG UVC UROLOGY CLINIC 7D | Unspecified | Non Life Support | UVH_CE | UVCREW3_CE | 46 | 5 | 1 | 2021-03-09 | Canyons/Desert
40000-Intermountain Medical Group | 74269 | Utah Valley Urology Clinics | 40000-Intermountain Medical Group | 74269-Utah Valley Urology Clinics | 40000~000000030758 | 892777 | C1522832 |  | 15-976 | Scanning Systems, Ultrasonic, | Bladder Scanner | 2785 | VERATHON INCORPORATED | BLADDERSCAN PRIME PLUS | 1 | 400D74269B | MG UVC UROLOGY CLINIC 7D | Standby Urology | Non Life Support | UVH_CE | UVCREW3_CE | 34 | 5 | 2 | 2022-03-31 | Canyons/Desert
40000-Intermountain Medical Group | 74269 | Utah Valley Urology Clinics | 40000-Intermountain Medical Group | 74269-Utah Valley Urology Clinics | 40000~000000030759 | 892778 | C1522851 |  | 15-976 | Scanning Systems, Ultrasonic, | Bladder Scanner | 2786 | VERATHON INCORPORATED | BLADDERSCAN PRIME PLUS | 1 | 400D74269B | MG UVC UROLOGY CLINIC 7D | Standby Urology | Non Life Support | UVH_CE | UVCREW3_CE | 34 | 5 | 2 | 2022-03-31 | Canyons/Desert
36900-Logan Surgery Center LLC | 22203 | Surgical Center | 36900-Logan Surgery Center LLC | 22203-Surgical Center | 36900~000000000299 | 911010 | ST319445 |  | 15-976 | Scanning Systems, Ultrasonic, | Bladder Scanner | 2587 | VERATHON INCORPORATED | BVI 6100 | 1 | 369D22203A | LS LOGAN SURGERY CENTER | Nurse Station | Non Life Support | LRH_CE | LRHCREW1CE | 2 | 5 | 5 | 2024-11-14 | Canyons/Desert
40000-Intermountain Medical Group | 74172 | Budge Clinic Surg Specialists | 40000-Intermountain Medical Group | 74172-Budge Clinic Surg Specialists | 40000~000000005448 | 457761 | B5001347/PB001348 |  | 18-143 | Scanning Systems, Ultrasonic, | Bladder Scanner | 2747 | VERATHON INCORPORATED | BVM | 1 | 400D74172A | MG BUDGE CL ALLERGY | Common Areas | Life Support / High Risk |  |  | 174 | 5 | 0 | 2010-07-29 | Canyons/Desert
14400-Utah Valley Hospital | 20501 | Cardiovascular Lab | 14400-Utah Valley Hospital | 20501-Cardiovascular Lab | 14400~000000006463 | 452089 | 068-04599-001 | IHUVHVLCVA2 | 17-746 | Scanning Systems, Ultrasonic, | UltraSound - IVUS | 2348 | VOLCANO CORPORATION | 807400-001 | 1 | 144D20501A | UV CARDIOVASCULAR LAB | Lab 3 | Life Support / High Risk | IES | ASP_GE | 166 | 5 | 0 | 2011-03-21 | Canyons/Desert
14400-Utah Valley Hospital | 20501 | Cardiovascular Lab | 14400-Utah Valley Hospital | 20501-Cardiovascular Lab | 14400~000000006464 | 452088 | 068-04569-001 | IHUVHVLCVA1 | 17-746 | Scanning Systems, Ultrasonic, | UltraSound - IVUS | 2349 | VOLCANO CORPORATION | 807400-001 | 1 | 144D20501A | UV CARDIOVASCULAR LAB | Lab 2 | Life Support / High Risk | IES | ASP_GE | 166 | 5 | 0 | 2011-03-21 | Canyons/Desert
14400-Utah Valley Hospital | 22104 | Operating Rooms | 14400-Utah Valley Hospital | 22104-Operating Rooms | 14400~000000013814 | 721755 | 121000482001 | IHUVHVLCVA5 | 17-746 | Scanning Systems, Ultrasonic, | UltraSound - IVUS | 2379 | VOLCANO CORPORATION | CORE MOBILE | 1 | 144D22104A | UV OPERATING ROOM | Common Area | Life Support / High Risk | IES | ASP_GE | 118 | 5 | 0 | 2015-03-24 | Canyons/Desert
15400-Intermountain Medical Center | 20501 | Cardiovascular Lab | 15400-Intermountain Medical Center | 20501-Cardiovascular Lab | 15400~000000017171 | 565572 | 1210-00148-001 | IHMCHVLCVA2 | 17-746 | Scanning Systems, Ultrasonic, | UltraSound - IVUS | 2478 | VOLCANO CORPORATION | CORE MOBILE | 1 | 154D20501A | IM CARDIO CATH LAB SL1 | Common Area | Life Support / High Risk | IMC_CE | IMCCE4B | 135 | 5 | 0 | 2013-11-01 | Canyons/Desert
13000-Logan Regional Hospital | 20501 | Cardiovascular Lab | 13000-Logan Regional Hospital | 20501-Cardiovascular Lab | 13000~000000002901 | 477408 | 101950109001 | IHLRHVLCVA1 | 17-746 | Scanning Systems, Ultrasonic, | UltraSound - IVUS | 2122 | VOLCANO CORPORATION | S5 807300-001 | 1 | 130D20501A | LO CARDIO VASCULAR CATH LAB | Allocated To Cath Lab | Life Support / High Risk | IES | ASP_GE | 159 | 5 | 0 | 2011-10-24 | Canyons/Desert
15400-Intermountain Medical Center | 20501 | Cardiovascular Lab | 15400-Intermountain Medical Center | 20501-Cardiovascular Lab | 15400~000000010031 | 358246 | 06801348001 | IHMCHVLCVA1 | 17-746 | Scanning Systems, Ultrasonic, | UltraSound - IVUS | 2475 | VOLCANO CORPORATION | S5I 806301-001 | 1 | 154D20501A | IM CARDIO CATH LAB SL1 | Lab 7 | Life Support / High Risk | IMC_CE | IMCCE4B | 199 | 5 | 0 | 2008-06-26 | Canyons/Desert
14400-Utah Valley Hospital | 21102 | Angiography | 11300-Supply Chain Organization | 32213-Asset Recovery - SLC | 14400~000000007958 | 540993 | 102121005001 | IHUVHVLCVA3 | 17-746 | Scanning Systems, Ultrasonic, | UltraSound - IVUS | 2368 | VOLCANO CORPORATION | S5I IVUS S5IVC02 | 1 | 113D32213C | SC ASSET RECOVERY AIRPORT WHS | Received | Life Support / High Risk | IES | ASP_GE | 139 | 5 | 0 | 2013-06-12 | Canyons/Desert
13200-McKay-Dee Hospital Center | 20501 | Cardiovascular Lab | 13200-McKay-Dee Hospital Center | 20501-Cardiovascular Lab | 13200~000000009024 | 498085 | 103000001001 | IHMKHVLCVA2 | 17-746 | Scanning Systems, Ultrasonic, | UltraSound - IVUS | 2159 | VOLCANO CORPORATION | S5I IVUS S5IVC02 | 1 | 132D20501A | MK CARDIOLOGY 3RD FLR | Cath Lab Rm 1 | Life Support / High Risk | IES | ASP_GE | 155 | 5 | 0 | 2012-03-01 | Canyons/Desert
40000-Intermountain Medical Group | 73112 | USU Student Health Center | 40000-Intermountain Medical Group | 73112-USU Student Health Center | 40000~000000006042 | 537748 | QG402-12D-0402 | IHWDCQUAXR | 16-602 | X-Ray Generators | XR / RF | 3874 | CARESTREAM HEALTH INCORPORATED | QUEST HF SERIES | 1 | 400D73112A | MG USU STUDENT HEALTH CENTER | Unspecified | Life Support / High Risk | IES | ASP_GE | 151 | 7 | 0 | 2012-06-08 | Canyons/Desert
40000-Intermountain Medical Group | 74078 | Ortho Specialty Group - LDSH | 40000-Intermountain Medical Group | 74078-Ortho Specialty Group - LDSH | 40000~000000008732 | 195483 | UNKNOWN | AM1281138 | 16-602 | X-Ray Generators | X-Ray Generators | 3875 | HOLOGIC INC | TM40 | 1 | 400D74078A | MG AVENUES SPECIALTY ORTHO L1 | Fp Main | Non Life Support |  |  | 302 | 5 | 0 | 1999-12-01 | Canyons/Desert
40000-Intermountain Medical Group | 73061 | Highland Clinic | 14600-Cedar City Hospital | 22104-Operating Rooms | 40000~000000008279 | 132321 | 977742 | AM132892 | 16-602 | X-Ray Generators | X-Ray Generators | 3873 | HOLOGIC INC | TM40 | 1 | 146D22104A | CC OPERATING ROOM | Common Area | Non Life Support |  |  | 421 | 5 | 0 | 1990-01-01 | Canyons/Desert

## PVT Imaging
Asset Subtype Name | (Multiple Items)
Row Labels | Count of Tag Number
C-Arms | 109
Cath Labs | 51
Collimators, Gamma Camera | 2
Collimators, Linear Accelerato | 4
CT | 101
Linear Accelerators | 10
Mammography | 49
MRI | 53
Nuc Med | 7
PET | 1
Surgical Navigation Workstation | 53
UltraSound | 1036
XR / RF | 481
X-Ray Generators | 2
X-Ray Other | 23
Grand Total | 1982

## Sheet1
Current Facility Number and Name | Current Department Number | Current Department Name | Current Asset Location Facility Number and Name | Current Asset Location Department Number and Name | Asset Code | Tag Number | Serial Number | Vendor Equipment ID | Asset Subtype Number | Asset Subtype Name | Modality | Ref # | Manufacturer Name | Model ID | # of Assets | Current Location ID | Current Location Name | Current Area ID Description | Asset Criticality Name | Current Work Order Shop | Current Work Order Crew | Age of Asset in Months | Life in Years | Remaining Life in Years | Date Placed in Service | Region
11800-American Fork Hospital | 21801 | Nuclear Medicine | 11800-American Fork Hospital | 21801-Nuclear Medicine | 11800~000000003819 | 570148 | 103027 |  | 17-211 | Radiation Survey Meters, Geige | Radiation Survey Meters, Geige | 807 | LUDLUM MEASUREMENTS | 5 | 1 | 118D21801A | AF NUCLEAR MEDICINE | Nmdc1 | Non Life Support | AFH_CE | AFCREW1_CE | 133 | 5 | 0 | 2013-12-12 | Canyons/Desert
15400-Intermountain Medical Center | 25501 | Radiation Center | 15400-Intermountain Medical Center | 25501-Radiation Center | 15400~000000021455 | 373390 | 248167 |  | 17-211 | Radiation Survey Meters, Geige | Radiation Survey Meters, Geige | 849 | LUDLUM MEASUREMENTS | 5 | 1 | 154D25501A | IM RADIATION CENTER HL1 | Bldg A Rad Ther L1 CommonArea | Non Life Support | IES | ASP_GE | 191 | 5 | 0 | 2009-02-02 | Canyons/Desert
40000-Intermountain Medical Group | 74172 | Budge Clinic Surg Specialists | 40000-Intermountain Medical Group | 74172-Budge Clinic Surg Specialists | 40000~000000002617 | 385670 | 1460080453009 |  | 18-013 | Incubators, Laboratory, Thermo | Incubators, Laboratory, Thermo | 375 | BARNSTEAD THERMOLYNE CORP | 125 | 1 | 400D74172C | MG BUDGE CL UROLOGY | Unspecified | Non Life Support | IES | IESCREWSC | 188 | 5 | 0 | 2009-05-19 | Canyons/Desert
36300-Avenues Surgical Center | 22203 | Surgical Center | 36300-Avenues Surgical Center | 22203-Surgical Center | 36300~000000000230 | 70900 | 291D |  | 14-498 | View Boxes, X-Ray | View Boxes, X-Ray | 3811 | SS X-RAY PRODUCTS | 188 | 1 | 363D22203A | AS ASC SURGICAL CTR AVENUES L1 | Allocated Area | Not Tracked | LDSH_CE | LDSCE1 | 359 | 5 | 0 | 1995-03-01 | Canyons/Desert
11800-American Fork Hospital | 25501 | Radiation Center | 11800-American Fork Hospital | 25501-Radiation Center | 11800~000000002066 | 463957 | 191452 |  | 11-295 | Dosimeters, Radiation | Dosimeters, Radiation | 304 | CAPINTEC INC | 192 | 1 | 118D25501A | AF RADIATION ONCOLOGY | Common Area | Non Life Support | IES | ASP_GE | 162 | 5 | 0 | 2011-07-07 | Canyons/Desert
12600-St George Regional Hospital | 22301 | Anesthesiology | 12600-St George Regional Hospital | 22104-Operating Rooms | 12600~000000005154 | 244004 | GN4047799 |  | 18-049 | Ultrasound Surgical Units | UltraSound | 3787 | JJ ENTERPRISES | 300 | 1 | 126D22104A | SG OPERATING ROOMS RR | Operating Rm | Life Support / High Risk | IES | ASP_GE | 248 | 5 | 0 | 2004-06-01 | Canyons/Desert
12600-St George Regional Hospital | 22301 | Anesthesiology | 12600-St George Regional Hospital | 22104-Operating Rooms | 12600~000000005155 | 244003 | GN4047736 |  | 18-049 | Ultrasound Surgical Units | UltraSound | 3788 | JJ ENTERPRISES | 300 | 1 | 126D22104A | SG OPERATING ROOMS RR | O.R. Common Area | Life Support / High Risk | IES | ASP_GE | 248 | 5 | 0 | 2004-06-01 | Canyons/Desert
12600-St George Regional Hospital | 22301 | Anesthesiology | 12600-St George Regional Hospital | 22203-Surgical Center | 12600~000000011667 | 244002 | GN4047626 |  | 18-049 | Ultrasound Surgical Units | UltraSound | 3789 | JJ ENTERPRISES | 300 | 1 | 126D22203A | SG HPC OR DELIVERY | Common Area | Life Support / High Risk | IES | ASP_GE | 248 | 5 | 0 | 2004-06-01 | Canyons/Desert
11600-Alta View Hospital | 21101 | Radiology | 11600-Alta View Hospital | 21201-Magnetic Res Imaging - MRI | 11600~000000002945 | 492986 | 027471 |  | 16-548 | Densitometers, X-Ray Film | XR / RF | 247 | X-RITE INCORPORATED | 301 | 1 | 116D21201A | AV MRI | MRI Common Area | Life Support / High Risk | AVH_CE | AVHCREW1CE | 155 | 5 | 0 | 2012-02-14 | Canyons/Desert
13200-McKay-Dee Hospital Center | 21501 | Mammography | 13200-McKay-Dee Hospital Center | 21501-Mammography | 13200~000000012794 | 227944 | 21596 |  | 16-548 | Densitometers, X-Ray Film | XR / RF | 248 | X-RITE INCORPORATED | 301 | 1 | 132D21501A | MK MAMMOGRAPHY 4TH FLR | Mammography | Life Support / High Risk | IES | ASP_GE | 258 | 5 | 0 | 2003-07-30 | Canyons/Desert
10600-Continuum of Care | 21003 | Imaging Equipment Services | 11300-Supply Chain Organization | 21003-Imaging Equipment Services | 10600~000000000395 | 852640 | 2603031 |  | 11-399 | Electrical Safety Analyzers | Electrical Safety Analyzers | 305 | DALE TECHNOLOGY CORP | 600 | 1 | 113D21003A | LP IMAGING EQUIPMENT SERVICES | Unspecified | Non Life Support | IES | ASP_GE | 65 | 5 | 0 | 2019-08-27 | Canyons/Desert
10600-Continuum of Care | 21003 | Imaging Equipment Services | 11300-Supply Chain Organization | 21003-Imaging Equipment Services | 10600~000000000403 | 852619 | 60807 |  | 11-399 | Electrical Safety Analyzers | Electrical Safety Analyzers | 306 | DALE TECHNOLOGY CORP | 600 | 1 | 113D21003A | LP IMAGING EQUIPMENT SERVICES | Unspecified | Non Life Support | IES | ASP_GE | 65 | 5 | 0 | 2019-08-27 | Canyons/Desert
12800-LDS Hospital | 32215 | Clinical Engineering | 12800-LDS Hospital | 32215-Clinical Engineering | 12800~000000002391 | 190674 | 63758 |  | 11-399 | Electrical Safety Analyzers | Electrical Safety Analyzers | 307 | DALE TECHNOLOGY CORP | 600 | 1 | 128D32215A | LD CLINICAL ENGINEERING L2 | Max | Non Life Support | LDSH_CE | LDSCE5 | 280 | 5 | 0 | 2001-09-11 | Canyons/Desert
12800-LDS Hospital | 32215 | Clinical Engineering | 12800-LDS Hospital | 32215-Clinical Engineering | 12800~000000002392 | 190688 | 63759 |  | 11-399 | Electrical Safety Analyzers | Electrical Safety Analyzers | 308 | DALE TECHNOLOGY CORP | 600 | 1 | 128D32215A | LD CLINICAL ENGINEERING L2 | Common Area | Non Life Support | LDSH_CE | LDSCE5 | 280 | 5 | 0 | 2001-09-11 | Canyons/Desert
13200-McKay-Dee Hospital Center | 32215 | Clinical Engineering | 13200-McKay-Dee Hospital Center | 32215-Clinical Engineering | 13200~000000016707 | 805410 | 61326 |  | 11-399 | Electrical Safety Analyzers | Electrical Safety Analyzers | 309 | DALE TECHNOLOGY CORP | 600 | 1 | 132D32215A | MK CLINICAL ENGINEERING LA | Test Equipment | Non Life Support | MKDHC_CE | MKDCREW4CE | 107 | 5 | 0 | 2016-02-02 | Canyons/Desert
12600-St George Regional Hospital | 21401 | Computed Tomography - CT | 12600-St George Regional Hospital | 21401-Computed Tomography - CT | 12600~000000009213 | 131657 | 15204 | AM126148 | 17-679 | Laser Imagers | Laser | 568 | 3M HEALTHCARE | 959 | 1 | 126D21401A | SG CT | Lc Ct | Non Life Support | IES | ASP_GE | 421 | 5 | 0 | 1990-01-01 | Canyons/Desert
14200-Sevier Valley Hospital | 21101 | Radiology | 14200-Sevier Valley Hospital | 21101-Radiology | 14200~000000000338 | 361957 | 242071108 |  | 12-097 | Immobilizers, Infant | Immobilizers, Infant | 365 | MAINTENANCE | 1000 | 1 | 142D21101A | SV RADIOLOGY | Radiology | Inventory | SVMC_F | GENMAINT | 198 | 10 | 0 | 2008-07-16 | Canyons/Desert
13800-Primary Childrens Hospital | 22104 | Operating Rooms | 13800-Primary Childrens Hospital | 22104-Operating Rooms | 13800~000000033243 | 762717 | 5U0253 | IHPCHORTCA13 | 18-435 | Radiographic/Fluoroscopic Unit | X-Ray Other | 1512 | ORTHOSCAN INCORPORATED | 1515 | 1 | 138D22104A | PC OR L2 | OR Equipment Store Room | Life Support / High Risk | IES | ASP_GE | 16 | 3.5 | 2.5 | 2023-09-13 | Canyons/Desert
15400-Intermountain Medical Center | 20101 | Emergency Department | 15400-Intermountain Medical Center | 20101-Emergency Department | 15400~000000042930 | 867283 | 5P0193 | IHPCHORTCA9 | 18-435 | Radiographic/Fluoroscopic Unit | X-Ray Other | 1549 | ORTHOSCAN INCORPORATED | 1515 | 1 | 154D20101A | IM EMERGENCY ROOM TLL1 | Unspecified | Life Support / High Risk | IES | ASP_GE | 54 | 7 | 2 | 2020-07-15 | Canyons/Desert
36400-McKay-Dee Surgical Center LLC | 22203 | Surgical Center | 36400-McKay-Dee Surgical Center LLC | 22203-Surgical Center | 36400~000000001601 | 871825 | 5P0235 |  | 18-435 | Radiographic/Fluoroscopic Unit | X-Ray Other | 1574 | ORTHOSCAN INCORPORATED | 1515 | 1 | 364D22203A | MS SC SURGICAL CENTER | Equipment Rm | Life Support / High Risk | IES | ASP_ORTHOS | 5 | 5 | 5 | 2024-09-01 | Canyons/Desert
11600-Alta View Hospital | 11503 | Medical and Surgical Nursing | 11600-Alta View Hospital | 11503-Medical and Surgical Nursing | 11600~000000007403 | 858580 | 2100-000004029 |  | 17-422 | Scanning Systems, Ultrasonic, | UltraSound | 1891 | PARKS MEDICAL ELECTRONICS | 2100 | 1 | 116D11503A | AV ACUTE CARE | Room 432 | Life Support / High Risk | AVH_CE | AVHCREW1CE | 59 | 5 | 0 | 2020-02-11 | Canyons/Desert
12800-LDS Hospital | 20603 | Vascular Lab | 12800-LDS Hospital | 20603-Vascular Lab | 12800~000000015768 | 894933 | 2100-000004806 |  | 17-422 | Scanning Systems, Ultrasonic, | UltraSound | 2068 | PARKS MEDICAL ELECTRONICS | 2100 | 1 | 128D20603A | LD PERIPHERAL VASCULAR ECHO L7 | Unspecified | Life Support / High Risk | LDSH_CE | LDSCE4 | 31 | 5 | 2 | 2022-06-02 | Canyons/Desert
15400-Intermountain Medical Center | 20603 | Vascular Lab | 15400-Intermountain Medical Center | 20603-Vascular Lab | 15400~000000042927 | 828577 | 2100-000003706 |  | 17-422 | Scanning Systems, Ultrasonic, | UltraSound | 2503 | PARKS MEDICAL ELECTRONICS | 2100 | 1 | 154D20603B | IM UTAH HEART CLINIC ECHO E520 | Unspecified | Life Support / High Risk | IMC_CE | IMCCE8 | 82 | 5 | 0 | 2018-03-08 | Canyons/Desert
40000-Intermountain Medical Group | 74308 | Vascular and Vein - St. George | 40000-Intermountain Medical Group | 74308-Vascular and Vein - St. George | 40000~000000027645 | 864727 | 2100-000004308 |  | 17-422 | Scanning Systems, Ultrasonic, | UltraSound | 2796 | PARKS MEDICAL ELECTRONICS | 2100 | 1 | 400D74308A | MG VASCULAR AND VEIN ST GEO | Unspecified | Life Support / High Risk | SGRH_CE | SGRHCREW1 | 56 | 5 | 0 | 2020-05-26 | Canyons/Desert
12800-LDS Hospital | 21102 | Angiography | 12800-LDS Hospital | 21102-Angiography | 12800~000000002814 | 362124 | 432376BU2 | 80140841 | 16-597 | Radiographic/Fluoroscopic Syst | XR / RF | 1319 | GE HEALTHCARE | 4100 | 1 | 128D21102A | LD ANGIOGRAPHY L1 | Allocated To Angio | Life Support / High Risk | IES | ASP_GE | 242 | 5 | 0 | 2004-12-01 | Canyons/Desert
14400-Utah Valley Hospital | 21101 | Radiology | 14400-Utah Valley Hospital | 21101-Radiology | 14400~000000020610 | 851699 | P204J33K85 |  | 99-873 | Generators, Portable | Generators, Portable | 359 | POWERMATE | 5000 | 1 | 144D21101A | UV RADIOLOGY | Unspecified | Low | IES | ASP_GE | 65 | 5 | 0 | 2019-08-06 | Canyons/Desert
15400-Intermountain Medical Center | 32317 | Plant Operation | 15400-Intermountain Medical Center | 32317-Plant Operation | 15400~000000028619 | 813542 | 1410072 |  | 99-873 | Generators, Portable | Generators, Portable | 360 | POWERMATE | 5000 | 1 | 154D32317A | IM PLANT OPERATION | Unspecified | Low | IMC_F | GROUNDS 4 | 99 | 5 | 0 | 2016-10-27 | Canyons/Desert
13900-Riverton Hospital | 21101 | Radiology | 13900-Riverton Hospital | 21101-Radiology | 13900~000000001822 | 416833 | AE:UVRRVCR1 |  | 99-685 | Computers, Personal | Computer | 71 | LENOVO | 6087 | 1 | 139D21101A | RV RADIOLOGY | Tech Area | Run to Fail | RH_CE | RVHCREW3CE | 177 | 5 | 0 | 2010-04-15 | Canyons/Desert
37500-Primary Childrens - Riverton | 21101 | Radiology | 11300-Supply Chain Organization | 32213-Asset Recovery - SLC | 37500~000000000758 | 411564 | MJ01812 |  | 99-685 | Computers, Personal | Computer | 72 | LENOVO | 6087 | 1 | 113D32213C | SC ASSET RECOVERY AIRPORT WHS | Scrapped | Run to Fail | IES | ASP_GE | 179 | 5 | 0 | 2010-02-22 | Canyons/Desert
37500-Primary Childrens - Riverton | 21101 | Radiology | 37500-Primary Childrens - Riverton | 21101-Radiology | 37500~000000000467 | 411743 | MJ00895 |  | 99-685 | Computers, Personal | Computer | 73 | LENOVO | 6087 | 1 | 375D21101A | PR RADIOLOGY | Control Desk | Run to Fail | RH_CE | RVHCREW3CE | 182 | 5 | 0 | 2009-11-26 | Canyons/Desert
11400-Information Systems | 44029 | Imaging Systems | 11400-Information Systems | 44029-Imaging Systems | 11400~000000006220 | 829854 | BG292T0010 |  | 16-936 | Power Systems, Uninterruptible | Power Systems, Uninterruptible | 650 | EATON CORPORATION | 9170 | 1 | 114D44029A | IT CLINICAL SYSTEMS | Unspecified | High | IES | ASP_GE | 80 | 5 | 0 | 2018-05-15 | Canyons/Desert
12600-St George Regional Hospital | 44021 | Information Systems | 12600-St George Regional Hospital | 44021-Information Systems | 12600~000000010830 | 297460 | C651N018KB025967 |  | 16-936 | Power Systems, Uninterruptible | Power Systems, Uninterruptible | 676 | EATON CORPORATION | 9170 | 1 | 126D44021B | SG INFORMATION SYSTEMS | IS Common Area | High | SGR_F |  | 221 | 5 | 0 | 2006-08-18 | Canyons/Desert
12600-St George Regional Hospital | 44021 | Information Systems | 12600-St George Regional Hospital | 44021-Information Systems | 12600~000000010831 | 297478 | C651N018KB025966 |  | 16-936 | Power Systems, Uninterruptible | Power Systems, Uninterruptible | 677 | EATON CORPORATION | 9170 | 1 | 126D44021B | SG INFORMATION SYSTEMS | IS Common Area | High | SGR_F |  | 221 | 5 | 0 | 2006-08-21 | Canyons/Desert
12800-LDS Hospital | 14001 | Labor and Delivery Rooms | 12800-LDS Hospital | 14001-Labor and Delivery Rooms | 12800~000000001655 | 167910 | HN989 |  | 14-121 | Transducers, Ultrasonic | Transducers | 3367 | MEDICAL ACCESSORIES INC | 9340 | 1 | 128D14001A | LD LABOR DELIVERY L4 | E401 East 4 L-D | Run to Fail | LDSH_CE | LDSCE6 | 323 | 5 | 0 | 1998-02-04 | Canyons/Desert
12800-LDS Hospital | 14001 | Labor and Delivery Rooms | 12800-LDS Hospital | 14001-Labor and Delivery Rooms | 12800~000000001918 | 169472 | HN1146 |  | 14-121 | Transducers, Ultrasonic | Transducers | 3375 | MEDICAL ACCESSORIES INC | 9340 | 1 | 128D14001A | LD LABOR DELIVERY L4 | E401 East 4 L-D | Run to Fail |  |  | 311 | 5 | 0 | 1999-02-05 | Canyons/Desert
12800-LDS Hospital | 14001 | Labor and Delivery Rooms | 12800-LDS Hospital | 14001-Labor and Delivery Rooms | 12800~000000001919 | 169473 | HN1154 |  | 14-121 | Transducers, Ultrasonic | Transducers | 3376 | MEDICAL ACCESSORIES INC | 9340 | 1 | 128D14001A | LD LABOR DELIVERY L4 | E401 East 4 L-D | Run to Fail |  |  | 311 | 5 | 0 | 1999-02-05 | Canyons/Desert
12800-LDS Hospital | 14001 | Labor and Delivery Rooms | 12800-LDS Hospital | 14001-Labor and Delivery Rooms | 12800~000000007444 | 169907 | HN 1115 |  | 14-121 | Transducers, Ultrasonic | Transducers | 3377 | MEDICAL ACCESSORIES INC | 9340 | 1 | 128D14001A | LD LABOR DELIVERY L4 | E401 East 4 L-D | Run to Fail |  |  | 312 | 5 | 0 | 1999-01-02 | Canyons/Desert
12800-LDS Hospital | 14001 | Labor and Delivery Rooms | 12800-LDS Hospital | 14001-Labor and Delivery Rooms | 12800~000000007538 | 170370 | HN1123 |  | 14-121 | Transducers, Ultrasonic | Transducers | 3380 | MEDICAL ACCESSORIES INC | 9340 | 1 | 128D14001A | LD LABOR DELIVERY L4 | E401 East 4 L-D | Run to Fail |  |  | 305 | 5 | 0 | 1999-08-26 | Canyons/Desert
12800-LDS Hospital | 21101 | Radiology | 12800-LDS Hospital | 21101-Radiology | 12800~000000008255 | 132271 | 69-0373 | AM128839 | 11-758 | Radiographic/Fluoroscopic Unit | C-Arms | 1466 | OEC MEDICAL SYSTEMS INC | 9600 | 1 | 128D21101A | LD RADIOLOGY L1 | Radiol L1 Or | Life Support / High Risk |  |  | 421 | 5 | 0 | 1990-01-01 | Canyons/Desert
11600-Alta View Hospital | 21101 | Radiology | 11600-Alta View Hospital | 21101-Radiology | 11600~000000005323 | 804044 | 82-3331 | 82-3331 | 11-758 | Radiographic/Fluoroscopic Unit | C-Arms | 1433 | OEC MEDICAL SYSTEMS INC | 9800 | 1 | 116D21101A | AV RADIOLOGY | Unspecified | Life Support / High Risk | IES | ASP_GE | 110 | 5 | 0 | 2015-11-18 | Canyons/Desert
11800-American Fork Hospital | 22104 | Operating Rooms | 11800-American Fork Hospital | 22104-Operating Rooms | 11800~000000006672 | 196915 | 82-0669 | 82-0669 | 11-758 | Radiographic/Fluoroscopic Unit | C-Arms | 1443 | OEC MEDICAL SYSTEMS INC | 9800 | 1 | 118D22104A | AF OPERATING ROOM | Unspecified | Life Support / High Risk | IES | ASP_GE | 292 | 5 | 0 | 2000-10-01 | Canyons/Desert
12000-Bear River Valley Hospital | 21101 | Radiology | 12000-Bear River Valley Hospital | 21101-Radiology | 12000~000000000273 | 308922 | 89-3538 | OEC893538 | 11-758 | Radiographic/Fluoroscopic Unit | C-Arms | 1445 | OEC MEDICAL SYSTEMS INC | 9800 | 1 | 120D21101A | BR RADIOLOGY | Radiology | Life Support / High Risk | IES | ASP_GE | 221 | 10 | 0 | 2006-08-03 | Canyons/Desert
12600-St George Regional Hospital | 21101 | Radiology | 12600-St George Regional Hospital | 22203-Surgical Center | 12600~000000011670 | 226807 | 82-0984 | 82-0984 | 11-758 | Radiographic/Fluoroscopic Unit | C-Arms | 1461 | OEC MEDICAL SYSTEMS INC | 9800 | 1 | 126D22203A | SG HPC OR DELIVERY | Or Corridor | Life Support / High Risk | IES | ASP_GE | 285 | 5 | 0 | 2001-04-15 | Canyons/Desert
12800-LDS Hospital | 21101 | Radiology | 40000-Intermountain Medical Group | 74130-Avenues Specialty Clinic Admin | 12800~000000008020 | 286447 | 82-2925 | OEC822925 | 11-758 | Radiographic/Fluoroscopic Unit | C-Arms | 1468 | OEC MEDICAL SYSTEMS INC | 9800 | 1 | 400D74130E | MG AVENUES SPECIALTY SURGERY L | Unspecified | Life Support / High Risk | IES | ASP_GE | 247 | 5 | 0 | 2004-06-02 | Canyons/Desert
12800-LDS Hospital | 22104 | Operating Rooms | 12800-LDS Hospital | 21101-Radiology | 12800~000000002402 | 216381 | 821430 | OEC821430 | 11-758 | Radiographic/Fluoroscopic Unit | C-Arms | 1469 | OEC MEDICAL SYSTEMS INC | 9800 | 1 | 128D21101A | LD RADIOLOGY L1 | Radiol L1 Common Area | Life Support / High Risk | IES | ASP_GE | 277 | 8 | 0 | 2001-12-10 | Canyons/Desert
15400-Intermountain Medical Center | 21101 | Radiology | 15400-Intermountain Medical Center | 21101-Radiology | 15400~000000004227 | 227442 | 890318 | 89-0318 | 11-758 | Radiographic/Fluoroscopic Unit | C-Arms | 1550 | OEC MEDICAL SYSTEMS INC | 9800 | 1 | 154D21101A | IM RADIOLOGY ADMI OFFICE TLL1 | Bldg C LL1 Radiol Common Area | Life Support / High Risk | IES | ASP_GE | 297 | 5 | 0 | 2000-04-12 | Canyons/Desert
36700-St George Surgery Center LLC | 22203 | Surgical Center | 36700-St George Surgery Center LLC | 22203-Surgical Center | 36700~000000000142 | 203210 | 8S-0334 | 8S-0334 | 11-758 | Radiographic/Fluoroscopic Unit | C-Arms | 1576 | OEC MEDICAL SYSTEMS INC | 9800 | 1 | 367D22203A | ST GEORGE SURGERY CENTER | Unspecified | Life Support / High Risk | IES | ASP_GE | 31 | 5 | 2 | 2022-06-08 | Canyons/Desert
11800-American Fork Hospital | 21201 | Magnetic Res Imaging - MRI | 11800-American Fork Hospital | 21201-Magnetic Res Imaging - MRI | 11800~000000003804 | 466283 | 7937 | 3676COIL | 17-542 | Surface Coils, Magnetic Resona | Surface Coils, Magnetic Resona | 3009 | USA INSTRUMENTS | 100082 | 1 | 118D21201A | AF MRI | Common Area | Run to Fail | IES | ASP_GE | 162 | 5 | 0 | 2011-07-26 | Canyons/Desert
12800-LDS Hospital | 21201 | Magnetic Res Imaging - MRI | 12800-LDS Hospital | 21201-Magnetic Res Imaging - MRI | 12800~000000010266 | 452620 | 3276 | 3808COIL | 17-542 | Surface Coils, Magnetic Resona | Surface Coils, Magnetic Resona | 3046 | USA INSTRUMENTS | 100082 | 1 | 128D21201A | LD MRI L2 | Mri N2 Common Areas | Run to Fail | IES | ASP_GE | 289 | 5 | 0 | 2001-01-01 | Canyons/Desert
13200-McKay-Dee Hospital Center | 21201 | Magnetic Res Imaging - MRI | 13200-McKay-Dee Hospital Center | 21201-Magnetic Res Imaging - MRI | 13200~000000004167 | 244627 | U12036 |  | 17-542 | Surface Coils, Magnetic Resona | Surface Coils, Magnetic Resona | 3062 | MRI DEVICES CORPORATION | 102532 | 1 | 132D21201A | MK MRI 1ST FLR | Mri 3 Control Rm | Run to Fail | IES | ASP_GE | 248 | 5 | 0 | 2004-06-01 | Canyons/Desert
11800-American Fork Hospital | 21201 | Magnetic Res Imaging - MRI | 11800-American Fork Hospital | 21201-Magnetic Res Imaging - MRI | 11800~000000003808 | 466445 | NONE |  | 17-542 | Surface Coils, Magnetic Resona | Surface Coils, Magnetic Resona | 3012 | USA INSTRUMENTS | 110004 | 1 | 118D21201A | AF MRI | Common Area | Run to Fail | IES | ASP_GE | 162 | 5 | 0 | 2011-07-26 | Canyons/Desert
11600-Alta View Hospital | 21201 | Magnetic Res Imaging - MRI | 11600-Alta View Hospital | 21201-Magnetic Res Imaging - MRI | 11600~000000003674 | 444174 | 249694MR1 249691MR7 | 249694MR1COIL | 17-542 | Surface Coils, Magnetic Resona | Surface Coils, Magnetic Resona | 3001 | GE HEALTHCARE | 2127315 | 1 | 116D21201A | AV MRI | MRI Common Area | Run to Fail | IES | ASP_GE | 255 | 5 | 0 | 2003-11-01 | Canyons/Desert
11800-American Fork Hospital | 21201 | Magnetic Res Imaging - MRI | 11800-American Fork Hospital | 21201-Magnetic Res Imaging - MRI | 11800~000000003811 | 466276 | 222833MR6 | 22835MR1COIL | 17-542 | Surface Coils, Magnetic Resona | Surface Coils, Magnetic Resona | 3015 | GE HEALTHCARE | 2127315 | 1 | 118D21201A | AF MRI | Common Area | Run to Fail | IES | ASP_GE | 162 | 5 | 0 | 2011-07-26 | Canyons/Desert
12600-St George Regional Hospital | 21201 | Magnetic Res Imaging - MRI | 12600-St George Regional Hospital | 21201-Magnetic Res Imaging - MRI | 12600~000000009288 | 457071 | 172939MR1 | 172939MR1COIL | 17-542 | Surface Coils, Magnetic Resona | Surface Coils, Magnetic Resona | 3031 | GE HEALTHCARE | 2127315 | 1 | 126D21201A | SG MRI | Mri | Run to Fail | IES | ASP_GE | 164 | 5 | 0 | 2011-05-18 | Canyons/Desert
12600-St George Regional Hospital | 21201 | Magnetic Res Imaging - MRI | 12600-St George Regional Hospital | 21201-Magnetic Res Imaging - MRI | 12600~000000011586 | 457067 | 172933MR4 | 172933MR4COIL | 17-542 | Surface Coils, Magnetic Resona | Surface Coils, Magnetic Resona | 3040 | GE HEALTHCARE | 2127315 | 1 | 126D21201A | SG MRI | Mri | Run to Fail | IES | ASP_GE | 164 | 5 | 0 | 2011-05-18 | Canyons/Desert
12800-LDS Hospital | 21201 | Magnetic Res Imaging - MRI | 12800-LDS Hospital | 21201-Magnetic Res Imaging - MRI | 12800~000000010268 | 452623 | 142305 | 142305MR2COIL | 17-542 | Surface Coils, Magnetic Resona | Surface Coils, Magnetic Resona | 3048 | GE HEALTHCARE | 2127315 | 1 | 128D21201A | LD MRI L2 | Mri N2 Common Areas | Run to Fail | IES | ASP_GE | 289 | 5 | 0 | 2001-01-01 | Canyons/Desert
14600-Cedar City Hospital | 21201 | Magnetic Res Imaging - MRI | 14600-Cedar City Hospital | 21201-Magnetic Res Imaging - MRI | 14600~000000002068 | 487668 | 229150MR8 | E228993 | 17-542 | Surface Coils, Magnetic Resona | Surface Coils, Magnetic Resona | 3103 | GE HEALTHCARE | 2127315 | 1 | 146D21201A | CC MRI | Common Area | Run to Fail | IES | ASP_GE | 156 | 5 | 0 | 2012-01-10 | Canyons/Desert
11800-American Fork Hospital | 21201 | Magnetic Res Imaging - MRI | 11800-American Fork Hospital | 21201-Magnetic Res Imaging - MRI | 11800~000000003817 | 466296 | 375621MRI |  | 17-542 | Surface Coils, Magnetic Resona | Surface Coils, Magnetic Resona | 3021 | GE HEALTHCARE | 2215261 | 1 | 118D21201A | AF MRI | Common Area | Run to Fail | IES | ASP_GE | 162 | 5 | 0 | 2011-07-26 | Canyons/Desert
12600-St George Regional Hospital | 21201 | Magnetic Res Imaging - MRI | 12600-St George Regional Hospital | 21201-Magnetic Res Imaging - MRI | 12600~000000009290 | 457126 | 36826 | 36826COIL | 17-542 | Surface Coils, Magnetic Resona | Surface Coils, Magnetic Resona | 3033 | MEDICAL ADVANCES INC | 2225478 | 1 | 126D21201C | SG MRI RR | Mri Control | Run to Fail | IES | ASP_GE | 164 | 5 | 0 | 2011-05-19 | Canyons/Desert
12600-St George Regional Hospital | 21201 | Magnetic Res Imaging - MRI | 12600-St George Regional Hospital | 21201-Magnetic Res Imaging - MRI | 12600~000000009292 | 457530 | 24946 | 24946COIL | 17-542 | Surface Coils, Magnetic Resona | Surface Coils, Magnetic Resona | 3035 | MEDICAL ADVANCES INC | 2225478 | 1 | 126D21201A | SG MRI | Mri | Run to Fail | IES | ASP_GE | 164 | 5 | 0 | 2011-05-25 | Canyons/Desert
11600-Alta View Hospital | 21201 | Magnetic Res Imaging - MRI | 11600-Alta View Hospital | 21201-Magnetic Res Imaging - MRI | 11600~000000002186 | 444171 | 3548WH5 |  | 17-542 | Surface Coils, Magnetic Resona | Surface Coils, Magnetic Resona | 2994 | GE HEALTHCARE | 2320288 | 1 | 116D21201A | AV MRI | MRI Common Area | Run to Fail | AVH_CE | AVHCREW1CE | 187 | 5 | 0 | 2009-07-01 | Canyons/Desert
11600-Alta View Hospital | 21201 | Magnetic Res Imaging - MRI | 11600-Alta View Hospital | 21201-Magnetic Res Imaging - MRI | 11600~000000003667 | 444170 | 3550WH1 |  | 17-542 | Surface Coils, Magnetic Resona | Surface Coils, Magnetic Resona | 2998 | GE HEALTHCARE | 2320288 | 1 | 116D21201A | AV MRI | MRI Common Area | Run to Fail | AVH_CE | AVHCREW1CE | 255 | 5 | 0 | 2003-11-01 | Canyons/Desert
11800-American Fork Hospital | 21201 | Magnetic Res Imaging - MRI | 11800-American Fork Hospital | 21201-Magnetic Res Imaging - MRI | 11800~000000003815 | 466214 | 1579WH2 | 2128554COIL | 17-542 | Surface Coils, Magnetic Resona | Surface Coils, Magnetic Resona | 3019 | GE HEALTHCARE | 2320288 | 1 | 118D21201A | AF MRI | Common Area | Run to Fail | IES | ASP_GE | 162 | 5 | 0 | 2011-07-26 | Canyons/Desert
14600-Cedar City Hospital | 21201 | Magnetic Res Imaging - MRI | 14600-Cedar City Hospital | 21201-Magnetic Res Imaging - MRI | 14600~000000002069 | 487669 | NA0707WH0 | E228993 | 17-542 | Surface Coils, Magnetic Resona | Surface Coils, Magnetic Resona | 3104 | GE HEALTHCARE | 2320288 | 1 | 146D21201A | CC MRI | Common Area | Run to Fail | IES | ASP_GE | 156 | 5 | 0 | 2012-01-10 | Canyons/Desert
14600-Cedar City Hospital | 21201 | Magnetic Res Imaging - MRI | 14600-Cedar City Hospital | 21201-Magnetic Res Imaging - MRI | 14600~000000002070 | 487670 | 0714WH6 | E228993 | 17-542 | Surface Coils, Magnetic Resona | Surface Coils, Magnetic Resona | 3105 | GE HEALTHCARE | 2320288 | 1 | 146D21201A | CC MRI | Common Area | Run to Fail | IES | ASP_GE | 156 | 5 | 0 | 2012-01-10 | Canyons/Desert
12600-St George Regional Hospital | 21101 | Radiology | 12600-St George Regional Hospital | 21101-Radiology | 12600~000000008900 | 459278 | 47074WHD |  | 17-542 | Surface Coils, Magnetic Resona | Surface Coils, Magnetic Resona | 3028 | GE HEALTHCARE | 2376114 | 1 | 126D21101D | SG RADIOLOGY HPC | Common Area | Run to Fail | SGRH_CE | SGRHCREW1 | 163 | 5 | 0 | 2011-06-06 | Canyons/Desert
11800-American Fork Hospital | 21201 | Magnetic Res Imaging - MRI | 11800-American Fork Hospital | 21201-Magnetic Res Imaging - MRI | 11800~000000003816 | 466295 | 2357 |  | 17-542 | Surface Coils, Magnetic Resona | Surface Coils, Magnetic Resona | 3020 | GE HEALTHCARE | 2401500 | 1 | 118D21201A | AF MRI | Common Area | Run to Fail | IES | ASP_GE | 162 | 5 | 0 | 2011-07-26 | Canyons/Desert
12800-LDS Hospital | 21201 | Magnetic Res Imaging - MRI | 12800-LDS Hospital | 21201-Magnetic Res Imaging - MRI | 12800~000000010332 | 452563 | 601 |  | 17-542 | Surface Coils, Magnetic Resona | Surface Coils, Magnetic Resona | 3056 | USA INSTRUMENTS | 2405289 | 1 | 128D21201A | LD MRI L2 | Mri N2 Common Areas | Run to Fail | IES | ASP_GE | 289 | 5 | 0 | 2001-01-01 | Canyons/Desert
11800-American Fork Hospital | 21201 | Magnetic Res Imaging - MRI | 11800-American Fork Hospital | 21201-Magnetic Res Imaging - MRI | 11800~000000003807 | 466298 | 52084 |  | 17-542 | Surface Coils, Magnetic Resona | Surface Coils, Magnetic Resona | 3011 | GE HEALTHCARE | 2415366 | 1 | 118D21201A | AF MRI | Common Area | Run to Fail | IES | ASP_GE | 162 | 5 | 0 | 2011-07-26 | Canyons/Desert
14600-Cedar City Hospital | 21201 | Magnetic Res Imaging - MRI | 14600-Cedar City Hospital | 21201-Magnetic Res Imaging - MRI | 14600~000000002066 | 487665 | 52668 | E228993 | 17-542 | Surface Coils, Magnetic Resona | Surface Coils, Magnetic Resona | 3101 | GE HEALTHCARE | 2415366 | 1 | 146D21201A | CC MRI | Common Area | Run to Fail | IES | ASP_GE | 156 | 5 | 0 | 2012-01-10 | Canyons/Desert
12800-LDS Hospital | 21201 | Magnetic Res Imaging - MRI | 12800-LDS Hospital | 21201-Magnetic Res Imaging - MRI | 12800~000000010275 | 452631 | 305 |  | 17-542 | Surface Coils, Magnetic Resona | Surface Coils, Magnetic Resona | 3053 | USA INSTRUMENTS | 2415376 | 1 | 128D21201A | LD MRI L2 | Mri N2 Common Areas | Run to Fail | IES | ASP_GE | 169 | 5 | 0 | 2011-01-01 | Canyons/Desert
12600-St George Regional Hospital | 21101 | Radiology | 12600-St George Regional Hospital | 21101-Radiology | 12600~000000008899 | 459277 | 878 |  | 17-542 | Surface Coils, Magnetic Resona | Surface Coils, Magnetic Resona | 3027 | GE HEALTHCARE | 2415410 | 1 | 126D21101D | SG RADIOLOGY HPC | Common Area | Run to Fail | SGRH_CE | SGRHCREW1 | 163 | 5 | 0 | 2011-06-06 | Canyons/Desert
12600-St George Regional Hospital | 21101 | Radiology | 12600-St George Regional Hospital | 21101-Radiology | 12600~000000011252 | 459276 | 687 |  | 17-542 | Surface Coils, Magnetic Resona | Surface Coils, Magnetic Resona | 3029 | GE HEALTHCARE | 2415410 | 1 | 126D21101D | SG RADIOLOGY HPC | Common Area | Run to Fail | SGRH_CE | SGRHCREW1 | 163 | 5 | 0 | 2011-06-06 | Canyons/Desert
12600-St George Regional Hospital | 21101 | Radiology | 12600-St George Regional Hospital | 21101-Radiology | 12600~000000008896 | 459273 | 643 |  | 17-542 | Surface Coils, Magnetic Resona | Surface Coils, Magnetic Resona | 3024 | GE HEALTHCARE | 2415542 | 1 | 126D21101D | SG RADIOLOGY HPC | Common Area | Run to Fail | SGRH_CE | SGRHCREW1 | 163 | 5 | 0 | 2011-06-06 | Canyons/Desert
12600-St George Regional Hospital | 21101 | Radiology | 12600-St George Regional Hospital | 21101-Radiology | 12600~000000008898 | 459275 | 009-4-0053 |  | 17-542 | Surface Coils, Magnetic Resona | Surface Coils, Magnetic Resona | 3026 | GE HEALTHCARE | 2415542 | 1 | 126D21101D | SG RADIOLOGY HPC | Common Area | Run to Fail | SGRH_CE | SGRHCREW1 | 163 | 5 | 0 | 2011-06-06 | Canyons/Desert
14600-Cedar City Hospital | 21201 | Magnetic Res Imaging - MRI | 14600-Cedar City Hospital | 21201-Magnetic Res Imaging - MRI | 14600~000000002061 | 487660 | 63403WH0 | E228993 | 17-542 | Surface Coils, Magnetic Resona | Surface Coils, Magnetic Resona | 3096 | GE HEALTHCARE | 2416758 | 1 | 146D21201A | CC MRI | Common Area | Run to Fail | IES | ASP_GE | 156 | 5 | 0 | 2012-01-10 | Canyons/Desert
12800-LDS Hospital | 21201 | Magnetic Res Imaging - MRI | 12800-LDS Hospital | 21201-Magnetic Res Imaging - MRI | 12800~000000010271 | 452633 | 855 |  | 17-542 | Surface Coils, Magnetic Resona | Surface Coils, Magnetic Resona | 3051 | GE HEALTHCARE | 2423192 | 1 | 128D21201A | LD MRI L2 | Mri N2 Common Areas | Run to Fail | IES | ASP_GE | 289 | 5 | 0 | 2001-01-01 | Canyons/Desert
14600-Cedar City Hospital | 21201 | Magnetic Res Imaging - MRI | 14600-Cedar City Hospital | 21201-Magnetic Res Imaging - MRI | 14600~000000002067 | 487667 | 194151MR7 | E228993 | 17-542 | Surface Coils, Magnetic Resona | Surface Coils, Magnetic Resona | 3102 | GE HEALTHCARE | 2715261 | 1 | 146D21201A | CC MRI | Common Area | Run to Fail | IES | ASP_GE | 156 | 5 | 0 | 2012-01-10 | Canyons/Desert
13900-Riverton Hospital | 21201 | Magnetic Res Imaging - MRI | 13900-Riverton Hospital | 21201-Magnetic Res Imaging - MRI | 13900~000000003938 | 402403 | 73373 |  | 17-115 | Battery Chargers |  | 4 | MEDRAD INCORPORATED | 3009134 | 1 | 139D21201A | RV MRI | Control Rm | Run to Fail | IES | ASP_GE | 182 | 5 | 0 | 2009-11-13 | Canyons/Desert
12600-St George Regional Hospital | 28102 | Infusion Therapy - Oncology | 12600-St George Regional Hospital | 28102-Infusion Therapy - Oncology | 12600~000000011536 | 487666 | 045539 | E311416 | 14-121 | Transducers, Ultrasonic | Transducers | 3365 | SIEMENS HEALTHCARE | 4515156 | 1 | 126D28102A | SG INFUSION THERAPY ONC | CancerSrvcs Common Area | Run to Fail | IES | ASP_GE | 156 | 5 | 0 | 2012-01-10 | Canyons/Desert
11800-American Fork Hospital | 21201 | Magnetic Res Imaging - MRI | 11800-American Fork Hospital | 21201-Magnetic Res Imaging - MRI | 11800~000000003812 | 466287 | 59923WH3 |  | 17-542 | Surface Coils, Magnetic Resona | Surface Coils, Magnetic Resona | 3016 | GE HEALTHCARE | 5269130 | 1 | 118D21201A | AF MRI | Common Area | Run to Fail | IES | ASP_GE | 162 | 5 | 0 | 2011-07-26 | Canyons/Desert
14400-Utah Valley Hospital | 21201 | Magnetic Res Imaging - MRI | 14400-Utah Valley Hospital | 21201-Magnetic Res Imaging - MRI | 14400~000000007077 | 487935 | 142 |  | 17-542 | Surface Coils, Magnetic Resona | Surface Coils, Magnetic Resona | 3086 | GE HEALTHCARE | 5269130 | 1 | 144D21201A | UV MRI | Mr 2 Rm 22 | Run to Fail | IES | ASP_GE | 156 | 5 | 0 | 2012-01-10 | Canyons/Desert
14400-Utah Valley Hospital | 21201 | Magnetic Res Imaging - MRI | 14400-Utah Valley Hospital | 21201-Magnetic Res Imaging - MRI | 14400~000000007214 | 491064 | 107969 |  | 17-542 | Surface Coils, Magnetic Resona | Surface Coils, Magnetic Resona | 3087 | GE HEALTHCARE | 5269130 | 1 | 144D21201B | UV OUTPATIENT CENTER MRI PDA | Mri | Run to Fail | IES | ASP_GE | 152 | 5 | 0 | 2012-05-15 | Canyons/Desert
12600-St George Regional Hospital | 21101 | Radiology | 12600-St George Regional Hospital | 21101-Radiology | 12600~000000008894 | 459238 | 346 |  | 17-542 | Surface Coils, Magnetic Resona | Surface Coils, Magnetic Resona | 3022 | GE HEALTHCARE | 5341333 | 1 | 126D21101D | SG RADIOLOGY HPC | Common Area | Run to Fail | SGRH_CE | SGRHCREW1 | 163 | 5 | 0 | 2011-06-06 | Canyons/Desert
12600-St George Regional Hospital | 21101 | Radiology | 12600-St George Regional Hospital | 21101-Radiology | 12600~000000011254 | 459236 | FRU |  | 17-542 | Surface Coils, Magnetic Resona | Surface Coils, Magnetic Resona | 3030 | GE HEALTHCARE | 5341333 | 1 | 126D21101D | SG RADIOLOGY HPC | Common Area | Run to Fail | SGRH_CE | SGRHCREW1 | 163 | 5 | 0 | 2011-06-06 | Canyons/Desert
14400-Utah Valley Hospital | 12002 | Newborn Intensive Care Unit | 14400-Utah Valley Hospital | 12002-Newborn Intensive Care Unit | 14400~000000012222 | 487741 | 6202907 | EMMA 132463 | 14-121 | Transducers, Ultrasonic | Transducers | 3625 | SIEMENS HEALTHCARE | 7695724 | 1 | 144D12002A | UV NICU INTENSIVE CARE NURSERY | Common Areas | Run to Fail | IES | ASP_GE | 156 | 5 | 0 | 2012-01-10 | Canyons/Desert
14400-Utah Valley Hospital | 12002 | Newborn Intensive Care Unit | 14400-Utah Valley Hospital | 12002-Newborn Intensive Care Unit | 14400~000000012223 | 487742 | 73701160 | EMMA 132463 | 14-121 | Transducers, Ultrasonic | Transducers | 3626 | SIEMENS HEALTHCARE | 7695724 | 1 | 144D12002A | UV NICU INTENSIVE CARE NURSERY | Common Areas | Run to Fail | IES | ASP_GE | 156 | 5 | 0 | 2012-01-10 | Canyons/Desert
13200-McKay-Dee Hospital Center | 21101 | Radiology | 13200-McKay-Dee Hospital Center | 21101-Radiology | 13200~000000012811 | 491068 | B49444-1025 |  | 97-980 | Laser Aiming Device | Laser | 563 | OEC MEDICAL SYSTEMS INC | 00-878150-01 | 1 | 132D21101A | MK RADIOLOGY 1ST FLR | Common Area | Run to Fail | IES | ASP_GE | 359 | 5 | 0 | 1995-03-01 | Canyons/Desert
13200-McKay-Dee Hospital Center | 21101 | Radiology | 13200-McKay-Dee Hospital Center | 25501-Radiation Center | 13200~000000012812 | 491069 | C024023-1046 |  | 97-980 | Laser Aiming Device | Laser | 564 | OEC MEDICAL SYSTEMS INC | 00-878150-01 | 1 | 132D25501A | MK RADIATION THERAPY 1ST FLR | Unspecified | Run to Fail | IES | ASP_GE | 359 | 5 | 0 | 1995-03-01 | Canyons/Desert
15400-Intermountain Medical Center | 21401 | Computed Tomography - CT | 15400-Intermountain Medical Center | 20501-Cardiovascular Lab | 15400~000000009177 | 323512 | 4000246 |  | 98-177 | Computers, Workstation, Pac'S | Computer | 167 | AQUARIUS | 050000-500 | 1 | 154D20501A | IM CARDIO CATH LAB SL1 | Common Area | Not Tracked |  |  | 207 | 5 | 0 | 2007-11-01 | Canyons/Desert
12500-Delta Community Hospital | 21101 | Radiology | 12500-Delta Community Hospital | 32317-Plant Operation | 12500~000000000335 | 559488 | 13070233 |  | 18-380 | Tables, Imaging, Ultrasound | Tables, Imaging, Ultrasound | 3116 | BIODEX MEDICAL SYSTEMS INC | 058-710 | 1 | 125D32317A | DL PLANT OPERATION | Room 101 | Non Life Support | IES | ASP_GE | 138 | 15 | 3 | 2013-07-11 | Canyons/Desert
12700-Fillmore Community Hospital | 21101 | Radiology | 12700-Fillmore Community Hospital | 21101-Radiology | 12700~000000000194 | 868174 | 12050171 |  | 18-380 | Tables, Imaging, Ultrasound | Tables, Imaging, Ultrasound | 3117 | BIODEX MEDICAL SYSTEMS INC | 058-710 | 1 | 127D21101A | FL RADIOLOGY | Unspecified | Non Life Support | UVH_CE | UVCREW5_CE | 152 | 15 | 2 | 2012-06-01 | Canyons/Desert
14100-Spanish Fork Hospital | 21601 | Ultrasound | 14100-Spanish Fork Hospital | 21601-Ultrasound | 14100~000000002290 | 878926 | 20110645 |  | 18-380 | Tables, Imaging, Ultrasound | Tables, Imaging, Ultrasound | 3118 | BIODEX MEDICAL SYSTEMS INC | 058-710 | 1 | 141D21601A | SF ULTRASOUND | Unspecified | Non Life Support | SFH_CE | SFCREW1_CE | 46 | 15 | 11 | 2021-03-08 | Canyons/Desert
13200-McKay-Dee Hospital Center | 21801 | Nuclear Medicine | 13200-McKay-Dee Hospital Center | 25501-Radiation Center | 13200~000000009215 | 549249 | 13020281 |  | 16-381 | Counters, Gamma | Counters, Gamma | 213 | BIODEX MEDICAL SYSTEMS INC | 086-332 ATAMLAB 500 | 1 | 132D25501A | MK RADIATION THERAPY 1ST FLR | Pet Hot Lab | Non Life Support | IES | ASP_GE | 140 | 5 | 0 | 2013-05-10 | Canyons/Desert
14400-Utah Valley Hospital | 21801 | Nuclear Medicine | 14400-Utah Valley Hospital | 21801-Nuclear Medicine | 14400~000000014048 | 829655 | 15050147 | IHUVHBDXNM21 | 16-381 | Counters, Gamma | Counters, Gamma | 215 | BIODEX MEDICAL SYSTEMS INC | 086-332 ATAMLAB 500 | 1 | 144D21801A | UV NUCLEAR MEDICINE | Unspecified | Non Life Support | IES | ASP_GE | 116 | 5 | 0 | 2015-05-29 | Canyons/Desert
13800-Primary Childrens Hospital | 21201 | Magnetic Res Imaging - MRI | 13800-Primary Childrens Hospital | 21201-Magnetic Res Imaging - MRI | 13800~000000018763 | 375687 | 48603VP2 | 48063VP2COIL | 16-260 | Scanning Systems, Magnetic Res | MRI | 1745 | GE HEALTHCARE | 1.5T 8 CHANNEL CTL COIL | 1 | 138D21201A | PC MRI L1 | Data Closet 1E.300 | Run to Fail | IES | ASP_GE | 191 | 5 | 0 | 2009-02-17 | Canyons/Desert
15400-Intermountain Medical Center | 21201 | Magnetic Res Imaging - MRI | 15400-Intermountain Medical Center | 21101-Radiology | 15400~000000005915 | 349743 | 282422MR5 | 801IMCMR1 | 18-108 | Scanning Systems, Magnetic Res | MRI | 1763 | GE HEALTHCARE | 1.5T HDX ECHOSPEED | 1 | 154D21101A | IM RADIOLOGY ADMI OFFICE TLL1 | BldgB L2 OutptRadCommon Area | Life Support / High Risk | IES | ASP_GE | 207 | 5 | 0 | 2007-11-01 | Canyons/Desert
37500-Primary Childrens - Riverton | 21201 | Magnetic Res Imaging - MRI | 37500-Primary Childrens - Riverton | 21201-Magnetic Res Imaging - MRI | 37500~000000000171 | 405243 | 294024MR5 | 801RIVMR2 | 18-108 | Scanning Systems, Magnetic Res | MRI | 1772 | GE HEALTHCARE | 1.5T HDX ECHOSPEED | 1 | 375D21201A | PR MRI | Common Area | Life Support / High Risk | IES | ASP_GE | 183 | 20 | 5 | 2009-11-01 | Canyons/Desert
13200-McKay-Dee Hospital Center | 21201 | Magnetic Res Imaging - MRI | 13200-McKay-Dee Hospital Center | 21201-Magnetic Res Imaging - MRI | 13200~000000006990 | 430152 | 000020 |  | 17-542 | Surface Coils, Magnetic Resona | Surface Coils, Magnetic Resona | 3063 | INVIVO RESEARCH INCORPORATED | 1.5T QUADRATURE EXTREMITY COIL | 1 | 132D21201A | MK MRI 1ST FLR | Common Area | Run to Fail | IES | ASP_GE | 174 | 5 | 0 | 2010-08-01 | Canyons/Desert
11600-Alta View Hospital | 21201 | Magnetic Res Imaging - MRI | 11600-Alta View Hospital | 21201-Magnetic Res Imaging - MRI | 11600~000000007014 | 854187 | 003026 |  | 16-936 | Power Systems, Uninterruptible | UPS | 653 | GE MEDICAL | 100 KVA UPS | 1 | 116D21201A | AV MRI | Unspecified | Non Life Support | IES | ASP_GE | 64 | 5 | 0 | 2019-09-18 | Canyons/Desert
12600-St George Regional Hospital | 21201 | Magnetic Res Imaging - MRI | 12600-St George Regional Hospital | 21201-Magnetic Res Imaging - MRI | 12600~000000004029 | 530110 | P0100-2811-B345P |  | 16-936 | Power Systems, Uninterruptible | UPS | 668 | GE HEALTHCARE | 100 KVA UPS | 1 | 126D21201A | SG MRI | Mri | Non Life Support | IES | ASP_GE | 151 | 5 | 0 | 2012-07-01 | Canyons/Desert
12600-St George Regional Hospital | 21201 | Magnetic Res Imaging - MRI | 12600-St George Regional Hospital | 21201-Magnetic Res Imaging - MRI | 12600~000000019993 | 847964 | 3199 |  | 16-936 | Power Systems, Uninterruptible | UPS | 669 | GE MEDICAL | 100 KVA UPS | 1 | 126D21201A | SG MRI | Unspecified | Non Life Support | IES | ASP_GE | 69 | 5 | 0 | 2019-04-03 | Canyons/Desert
12800-LDS Hospital | 21201 | Magnetic Res Imaging - MRI | 12800-LDS Hospital | 21201-Magnetic Res Imaging - MRI | 12800~000000010269 | 452627 | 796 |  | 17-542 | Surface Coils, Magnetic Resona | Surface Coils, Magnetic Resona | 3049 | USA INSTRUMENTS | 100341/GE2377426-2 | 1 | 128D21201A | LD MRI L2 | Mri N2 Allocated To Mri | Run to Fail | LDSH_CE | LDSCE2 | 289 | 5 | 0 | 2001-01-01 | Canyons/Desert
12600-St George Regional Hospital | 21801 | Nuclear Medicine | 12600-St George Regional Hospital | 21801-Nuclear Medicine | 12600~000000009046 | 375127 | 021034454 |  | 12-636 | Physiologic Monitoring Systems | Physiologic Monitoring Systems | 619 | IVY BIOMEDICAL SYSTEMS INCORPORATED | 101NR | 1 | 126D21801B | SG NUCLEAR MEDICINE RR | Nuc Med | Non Life Support | IES | ASP_GE | 191 | 5 | 0 | 2009-02-12 | Canyons/Desert
12600-St George Regional Hospital | 21801 | Nuclear Medicine | 12600-St George Regional Hospital | 21801-Nuclear Medicine | 12600~000000009048 | 314730 | 010129727 |  | 12-636 | Physiologic Monitoring Systems | Physiologic Monitoring Systems | 620 | IVY BIOMEDICAL SYSTEMS INCORPORATED | 101NR | 1 | 126D21801B | SG NUCLEAR MEDICINE RR | Nuc Med | Non Life Support | IES | ASP_GE | 213 | 5 | 0 | 2007-04-17 | Canyons/Desert
13800-Primary Childrens Hospital | 70016 | Dental Clinic | 13800-Primary Childrens Hospital | 22204-Child Procedure Center | 13800~000000008886 | 491467 | 0112430212 |  | 18-430 | Radiographic Systems, Digital | X-Ray Other | 927 | DEXIS LLC | 114-1943 | 1 | 138D22204A | PC CPC L1 | Storage Room 1E.194 | Life Support / High Risk | PCH_CE | PCHCREW09 | 155 | 5 | 0 | 2012-02-02 | Canyons/Desert
13800-Primary Childrens Hospital | 22204 | Child Procedure Center | 13800-Primary Childrens Hospital | 22204-Child Procedure Center | 13800~000000008885 | 491466 | 0114131701 |  | 18-430 | Radiographic Systems, Digital | X-Ray Other | 926 | DEXIS LLC | 114-2513 | 1 | 138D22204A | PC CPC L1 | Storage Room 1E.194 | Life Support / High Risk | PCH_CE | PCHCREW09 | 157 | 5 | 0 | 2011-12-31 | Canyons/Desert
12800-LDS Hospital | 21201 | Magnetic Res Imaging - MRI | 12800-LDS Hospital | 21201-Magnetic Res Imaging - MRI | 12800~000000010263 | 452612 | 453 |  | 17-542 | Surface Coils, Magnetic Resona | Surface Coils, Magnetic Resona | 3043 | USA INSTRUMENTS | 12 CH BODY ARRAY | 1 | 128D21201A | LD MRI L2 | Mri N2 Common Areas | Run to Fail | LDSH_CE | LDSCE2 | 289 | 5 | 0 | 2001-01-01 | Canyons/Desert
11800-American Fork Hospital | 25501 | Radiation Center | 11800-American Fork Hospital | 25501-Radiation Center | 11800~000000000948 | 358093 | H453208 | H453208 | 98-949 | Collimators, Linear Accelerato | Collimators, Linear Accelerato | 46 | VARIAN MEDICAL SYSTEMS INCORPORATED | 120 MLC | 1 | 118D25501A | AF RADIATION ONCOLOGY | Common Area | Life Support / High Risk | IES | ASP_VARIAN | 199 | 5 | 0 | 2008-06-24 | Canyons/Desert
12800-LDS Hospital | 25501 | Radiation Center | 12800-LDS Hospital | 25501-Radiation Center | 12800~000000008167 | 175115 | 1035 | S/N H541035 | 98-949 | Collimators, Linear Accelerato | Collimators, Linear Accelerato | 47 | VARIAN MEDICAL SYSTEMS INCORPORATED | 120 MLC | 1 | 128D25501A | LD RADIATION CENTER L1 | Rc 1 | Life Support / High Risk | IES | ASP_VARIAN | 421 | 5 | 0 | 1990-01-01 | Canyons/Desert
13000-Logan Regional Hospital | 22104 | Operating Rooms | 13000-Logan Regional Hospital | 22104-Operating Rooms | 13000~000000012422 | 913749 | 3156040 |  | 14-121 | Transducers, Ultrasonic | Transducers | 3411 | BK MEDICAL LLC | 12C4 | 1 | 130D22104A | LO OPERATING ROOM | O.R. Core | Run to Fail | LRH_CE | LRHCREW1CE | 14 | 5 | 4 | 2023-11-02 | Canyons/Desert
13000-Logan Regional Hospital | 22104 | Operating Rooms | 13000-Logan Regional Hospital | 22104-Operating Rooms | 13000~000000012423 | 913750 | 3157118 |  | 14-121 | Transducers, Ultrasonic | Transducers | 3412 | BK MEDICAL LLC | 12C4 | 1 | 130D22104A | LO OPERATING ROOM | O.R. Core | Run to Fail | LRH_CE | LRHCREW1CE | 14 | 5 | 4 | 2023-11-02 | Canyons/Desert
12200-Cassia Regional Hospital | 20101 | Emergency Department | 12200-Cassia Regional Hospital | 20101-Emergency Department | 12200~000000003219 | 887482 | 875117WX4 |  | 14-121 | Transducers, Ultrasonic | Transducers | 3330 | GE HEALTHCARE | 12L RS | 1 | 122D20101A | CA EMERGENCY ROOM | Common Area | Run to Fail | IES | ASP_GE | 55 | 5 | 0 | 2020-06-25 | Canyons/Desert
13200-McKay-Dee Hospital Center | 20101 | Emergency Department | 13200-McKay-Dee Hospital Center | 20101-Emergency Department | 13200~000000026255 | 909947 | 1234299WX4 |  | 14-121 | Transducers, Ultrasonic | Transducers | 3436 | GE HEALTHCARE | 12L RS | 1 | 132D20101A | MK ER 1ST FLR | Common Area | Run to Fail | IES | ASP_GE | 19 | 5 | 3 | 2023-06-29 | Canyons/Desert
13200-McKay-Dee Hospital Center | 22104 | Operating Rooms | 13200-McKay-Dee Hospital Center | 22104-Operating Rooms | 13200~000000006508 | 510479 | 24456YP5 |  | 14-121 | Transducers, Ultrasonic | Transducers | 3542 | GE HEALTHCARE | 12L RS | 1 | 132D22104A | MK OPERATING ROOM L2 | Common Area | Run to Fail | IES | ASP_GE | 188 | 5 | 0 | 2009-05-07 | Canyons/Desert
13200-McKay-Dee Hospital Center | 22104 | Operating Rooms | 13200-McKay-Dee Hospital Center | 22104-Operating Rooms | 13200~000000022407 | 866514 | 885600WX7 |  | 14-121 | Transducers, Ultrasonic | Transducers | 3543 | GE HEALTHCARE | 12L RS | 1 | 132D22104A | MK OPERATING ROOM L2 | Common Area | Run to Fail | IES | ASP_GE | 54 | 5 | 0 | 2020-07-02 | Canyons/Desert
13200-McKay-Dee Hospital Center | 22104 | Operating Rooms | 13200-McKay-Dee Hospital Center | 22104-Operating Rooms | 13200~000000022408 | 866515 | 885556WX1 |  | 14-121 | Transducers, Ultrasonic | Transducers | 3544 | GE HEALTHCARE | 12L RS | 1 | 132D22104A | MK OPERATING ROOM L2 | Common Area | Run to Fail | IES | ASP_GE | 54 | 5 | 0 | 2020-07-02 | Canyons/Desert
13200-McKay-Dee Hospital Center | 22104 | Operating Rooms | 13200-McKay-Dee Hospital Center | 22104-Operating Rooms | 13200~000000022409 | 866516 | 885545WX4 |  | 14-121 | Transducers, Ultrasonic | Transducers | 3545 | GE HEALTHCARE | 12L RS | 1 | 132D22104A | MK OPERATING ROOM L2 | Common Area | Run to Fail | IES | ASP_GE | 54 | 5 | 0 | 2020-07-02 | Canyons/Desert
13200-McKay-Dee Hospital Center | 22104 | Operating Rooms | 13200-McKay-Dee Hospital Center | 22104-Operating Rooms | 13200~000000022428 | 866801 | 437066WX4 |  | 14-121 | Transducers, Ultrasonic | Transducers | 3546 | GE HEALTHCARE | 12L RS | 1 | 132D22104A | MK OPERATING ROOM L2 | Or 7 | Run to Fail | IES | ASP_GE | 54 | 5 | 0 | 2020-07-14 | Canyons/Desert
13200-McKay-Dee Hospital Center | 22104 | Operating Rooms | 13200-McKay-Dee Hospital Center | 22104-Operating Rooms | 13200~000000022429 | 866802 | 440934WX8 |  | 14-121 | Transducers, Ultrasonic | Transducers | 3547 | GE HEALTHCARE | 12L RS | 1 | 132D22104A | MK OPERATING ROOM L2 | Or 7 | Run to Fail | IES | ASP_GE | 54 | 5 | 0 | 2020-07-14 | Canyons/Desert
13200-McKay-Dee Hospital Center | 22104 | Operating Rooms | 13200-McKay-Dee Hospital Center | 22110-Pain Services | 13200~000000025825 | 903181 | 1159847WX1 |  | 14-121 | Transducers, Ultrasonic | Transducers | 3550 | GE HEALTHCARE | 12L RS | 1 | 132D22110A | MK ACUTE PAIN SVCS 2ND FLR | Unspecified | Run to Fail | IES | ASP_GE | 25 | 0 | 0 | 2022-12-30 | Canyons/Desert
14200-Sevier Valley Hospital | 21101 | Radiology | 14200-Sevier Valley Hospital | 21101-Radiology | 14200~000000000307 | 487886 | 6228YP1 | E343612 | 14-121 | Transducers, Ultrasonic | Transducers | 3612 | GE HEALTHCARE | 12L RS | 1 | 142D21101A | SV RADIOLOGY | Us 1 | Run to Fail | IES | ASP_GE | 205 | 5 | 0 | 2007-12-24 | Canyons/Desert
14400-Utah Valley Hospital | 70085 | Merrill Gappmayer Clinic | 14400-Utah Valley Hospital | 32215-Clinical Engineering | 14400~000000007130 | 490098 | 87949YP4 |  | 14-121 | Transducers, Ultrasonic | Transducers | 3643 | GE HEALTHCARE | 12L RS | 1 | 144D32215A | UV CLINICAL ENGINEERING | Outside Areas | Run to Fail | IES | ASP_GE | 155 | 5 | 0 | 2012-02-17 | Canyons/Desert
15400-Intermountain Medical Center | 20101 | Emergency Department | 15400-Intermountain Medical Center | 20101-Emergency Department | 15400~000000013246 | 491875 | 6451YP9 |  | 14-121 | Transducers, Ultrasonic | Transducers | 3659 | GENERAL ELECTRIC COMPANY | 12L RS | 1 | 154D20101A | IM EMERGENCY ROOM TLL1 | Emergency Rm Allocated | Run to Fail |  |  | 207 | 5 | 0 | 2007-10-16 | Canyons/Desert
15400-Intermountain Medical Center | 20101 | Emergency Department | 15400-Intermountain Medical Center | 20101-Emergency Department | 15400~000000014811 | 491881 | 39569YP9 |  | 14-121 | Transducers, Ultrasonic | Transducers | 3661 | GENERAL ELECTRIC COMPANY | 12L RS | 1 | 154D20101A | IM EMERGENCY ROOM TLL1 | Emergency Rm Allocated | Run to Fail |  |  | 184 | 5 | 0 | 2009-09-29 | Canyons/Desert
15400-Intermountain Medical Center | 21101 | Radiology | 15400-Intermountain Medical Center | 20101-Emergency Department | 15400~000000013220 | 491880 | 22449YP3 |  | 14-121 | Transducers, Ultrasonic | Transducers | 3684 | GENERAL ELECTRIC COMPANY | 12L RS | 1 | 154D20101A | IM EMERGENCY ROOM TLL1 | Emergency Rm Allocated | Run to Fail |  |  | 207 | 5 | 0 | 2007-10-05 | Canyons/Desert
36400-McKay-Dee Surgical Center LLC | 22203 | Surgical Center | 36400-McKay-Dee Surgical Center LLC | 22203-Surgical Center | 36400~000000000232 | 511520 | 244014WX7 |  | 14-121 | Transducers, Ultrasonic | Transducers | 3712 | GE HEALTHCARE | 12L RS | 1 | 364D22203A | MS SC SURGICAL CENTER | Entry | Run to Fail | IES | ASP_GE | 149 | 5 | 0 | 2012-08-08 | Canyons/Desert
12600-St George Regional Hospital | 25501 | Radiation Center | 12600-St George Regional Hospital | 25501-Radiation Center | 12600~000000027584 | 916768 | 2005485 |  | 98-171 | Ultrasound Guidance System, Ra | UltraSound | 3770 | BK MEDICAL LLC | 1300-S1 | 1 | 126D25501A | SG RADIATION CENTER | Unspecified | Life Support / High Risk | IES | ASP_GE | 12 | 5 | 4 | 2024-01-08 | Canyons/Desert
12800-LDS Hospital | 46009 | Physicians Office Building | 12800-LDS Hospital | 46009-Physicians Office Building | 12800~000000017041 | 927638 | 2003485 |  | 98-171 | Ultrasound Guidance System, Ra | UltraSound | 3771 | BK MEDICAL LLC | 1300-S1 | 1 | 128D46009A | LD PHYSICIAN OFFICE BUILDING | Unspecified | Life Support / High Risk | IES | ASP_BIOMED | 3 | 5 | 5 | 2024-10-23 | Canyons/Desert
13200-McKay-Dee Hospital Center | 25501 | Radiation Center | 13200-McKay-Dee Hospital Center | 25501-Radiation Center | 13200~000000026497 | 913944 | 2004634 |  | 98-171 | Ultrasound Guidance System, Ra | UltraSound | 3773 | BK MEDICAL LLC | 1300-S1 | 1 | 132D25501A | MK RADIATION THERAPY 1ST FLR | Radiation Therapy | Life Support / High Risk | IES | ASP_ALL | 16 | 5 | 4 | 2023-09-20 | Canyons/Desert
14400-Utah Valley Hospital | 40016 | Oncology Administration | 14400-Utah Valley Hospital | 40016-Oncology Administration | 14400~000000026613 | 922669 | 2006226 |  | 98-171 | Ultrasound Guidance System, Ra | UltraSound | 3776 | BK MEDICAL LLC | 1300-S1 | 1 | 144D40016A | UV ONCOLOGY ADMINISTRATION | Unspecified | Life Support / High Risk | IES | ASP_ALL | 7 | 5 | 4 | 2024-06-12 | Canyons/Desert
40000-Intermountain Medical Group | 74172 | Budge Clinic Surg Specialists | 40000-Intermountain Medical Group | 74172-Budge Clinic Surg Specialists | 40000~000000034109 | 923095 | 2006201 |  | 98-171 | Ultrasound Guidance System, Ra | UltraSound | 3782 | BK MEDICAL LLC | 1300-S1 | 1 | 400D74172C | MG BUDGE CL UROLOGY | Unspecified | Life Support / High Risk | CESS | CESS_ALL | 7 | 5 | 4 | 2024-06-21 | Canyons/Desert
12600-St George Regional Hospital | 21101 | Radiology | 12600-St George Regional Hospital | 21101-Radiology | 12600~000000011582 | 487658 | 74321106 | E352164 | 14-121 | Transducers, Ultrasonic | Transducers | 3355 | ACUSON CORPORATION | 15L8W | 1 | 126D21101D | SG RADIOLOGY HPC | Common Area | Run to Fail | IES | ASP_GE | 156 | 5 | 0 | 2012-01-10 | Canyons/Desert
14600-Cedar City Hospital | 21601 | Ultrasound | 14600-Cedar City Hospital | 21601-Ultrasound | 14600~000000002093 | 487854 | 3088902 | E289911 | 14-121 | Transducers, Ultrasonic | Transducers | 3646 | ACUSON CORPORATION | 15L8W | 1 | 146D21601A | CC ULTRASOUND | Ultrasound Rm 2 | Run to Fail | IES | ASP_GE | 156 | 5 | 0 | 2012-01-10 | Canyons/Desert
13900-Riverton Hospital | 21101 | Radiology | 13900-Riverton Hospital | 21101-Radiology | 13900~000000006048 | 831764 | 90600960 | IHRVHTSHUP2 | 16-936 | Power Systems, Uninterruptible | Power Systems, Uninterruptible | 701 | TOSHIBA | 1600EP | 1 | 139D21101A | RV RADIOLOGY | Unspecified | Non Life Support | IES | ASP_GE | 79 | 5 | 0 | 2018-06-27 | Canyons/Desert
13900-Riverton Hospital | 21101 | Radiology | 13900-Riverton Hospital | 21101-Radiology | 13900~000000006049 | 831765 | 301408NT | IHRVHTSHUP3 | 16-936 | Power Systems, Uninterruptible | Power Systems, Uninterruptible | 702 | TOSHIBA | 1600EP | 1 | 139D21101A | RV RADIOLOGY | Unspecified | Non Life Support | IES | ASP_GE | 79 | 5 | 0 | 2018-06-27 | Canyons/Desert
13900-Riverton Hospital | 21401 | Computed Tomography - CT | 13900-Riverton Hospital | 21101-Radiology | 13900~000000000837 | 412201 | 090603491 | IHRVHTSHUP1 | 16-936 | Power Systems, Uninterruptible | Power Systems, Uninterruptible | 703 | TOSHIBA | 1600EP | 1 | 139D21101A | RV RADIOLOGY | Rad Rm | Non Life Support | IES | ASP_GE | 179 | 5 | 0 | 2010-02-25 | Canyons/Desert
14300-Park City Hospital | 21401 | Computed Tomography - CT | 14300-Park City Hospital | 21401-Computed Tomography - CT | 14300~000000003158 | 833240 | 90402126 | IHPCHTSHUP | 16-936 | Power Systems, Uninterruptible | Power Systems, Uninterruptible | 707 | TOSHIBA | 1600EP | 1 | 143D21401A | PK CT SCAN | Unspecified | Non Life Support | IES | ASP_GE | 77 | 5 | 0 | 2018-08-13 | Canyons/Desert
14800-Heber Valley Hospital | 21101 | Radiology | 14800-Heber Valley Hospital | 21101-Radiology | 14800~000000001564 | 829781 | 70700394 | IHHVHTSHUP | 16-936 | Power Systems, Uninterruptible | Power Systems, Uninterruptible | 738 | TOSHIBA | 1600EP | 1 | 148D21101A | HV RADIOLOGY | Unspecified | Non Life Support | IES | ASP_GE | 80 | 5 | 0 | 2018-05-11 | Canyons/Desert
15300-Intrmtn Central Laboratory | 24511 | Laboratory-Molecular Pathology | 15300-Intrmtn Central Laboratory | 24505-Laboratory - Flow Cytometry | 15300~000000000665 | 334163 | 070402199 |  | 16-936 | Power Systems, Uninterruptible | Power Systems, Uninterruptible | 741 | TOSHIBA | 1600EP | 1 | 153D24505A | CL FLOW CYTOMETRY | Common Area | Non Life Support | LAB_CE | LABCE1 | 208 | 5 | 0 | 2007-10-01 | Canyons/Desert
15400-Intermountain Medical Center | 21101 | Radiology | 15400-Intermountain Medical Center | 21101-Radiology | 15400~000000031229 | 829868 | 080800001 | IHMCHTSHUP1 | 16-936 | Power Systems, Uninterruptible | Power Systems, Uninterruptible | 750 | TOSHIBA | 1600EP | 1 | 154D21101A | IM RADIOLOGY ADMI OFFICE TLL1 | Unspecified | Non Life Support | IES | ASP_GE | 80 | 5 | 0 | 2018-05-15 | Canyons/Desert
15400-Intermountain Medical Center | 21101 | Radiology | 15400-Intermountain Medical Center | 21101-Radiology | 15400~000000031494 | 831723 | 70700402 | IHMCHTSHUP2 | 16-936 | Power Systems, Uninterruptible | Power Systems, Uninterruptible | 754 | TOSHIBA | 1600EP | 1 | 154D21101A | IM RADIOLOGY ADMI OFFICE TLL1 | Unspecified | Non Life Support | IES | ASP_GE | 79 | 5 | 0 | 2018-06-26 | Canyons/Desert
37500-Primary Childrens - Riverton | 21401 | Computed Tomography - CT | 37500-Primary Childrens - Riverton | 21401-Computed Tomography - CT | 37500~000000000475 | 408673 | 090603491 | IHRVHTSHUP4 | 16-936 | Power Systems, Uninterruptible | Power Systems, Uninterruptible | 761 | TOSHIBA | 1600EP | 1 | 375D21401A | PR COMPUTED TOMOGRAPHY | Scan Rm | Non Life Support | IES | ASP_GE | 180 | 5 | 0 | 2010-01-19 | Canyons/Desert
40000-Intermountain Medical Group | 74038 | Southwest Rheumatology Assoc | 40000-Intermountain Medical Group | 74038-Southwest Rheumatology Assoc | 40000~000000026975 | 267442 | 034F62-10 | 034F62 | 18-143 | Scanning Systems, Ultrasonic, | UltraSound | 2664 | SONOSITE INCORPORATED | 180 PLUS | 1 | 400D74038A | MG RIVER RD RHEUMATOLOGY | Unspecified | Run to Fail | CESS | CESS_CREW3 | 236 | 5 | 0 | 2005-06-01 | Canyons/Desert
40000-Intermountain Medical Group | 77010 | Murray Workmed | 40000-Intermountain Medical Group | 77010-Murray Workmed | 40000~000000034304 | 213667 | 0305H4 | IHDXHSNSUS1 | 18-143 | Scanning Systems, Ultrasonic, | UltraSound | 2808 | SONOSITE INCORPORATED | 180 PLUS | 1 | 400D77010A | MG WORKMED MURRAY | Murray Work Med | Run to Fail | MG_SLV_CE | SOUTH | 270 | 5 | 0 | 2002-08-01 | Canyons/Desert
13000-Logan Regional Hospital | 22104 | Operating Rooms | 13000-Logan Regional Hospital | 22104-Operating Rooms | 13000~000000012421 | 913748 | 3155701 |  | 14-121 | Transducers, Ultrasonic | Transducers | 3410 | BK MEDICAL LLC | 18L5 | 1 | 130D22104A | LO OPERATING ROOM | O.R. Core | Run to Fail | LRH_CE | LRHCREW1CE | 14 | 5 | 4 | 2023-11-02 | Canyons/Desert
12800-LDS Hospital | 21201 | Magnetic Res Imaging - MRI | 12800-LDS Hospital | 21201-Magnetic Res Imaging - MRI | 12800~000000010270 | 452628 | SPAA0100/SPAP0611 |  | 17-542 | Surface Coils, Magnetic Resona | Surface Coils, Magnetic Resona | 3050 | MEDRAD INCORPORATED | 2100937-19 / 17 | 1 | 128D21201A | LD MRI L2 | Mri N2 Common Areas | Run to Fail | IES | ASP_GE | 289 | 5 | 0 | 2001-01-01 | Canyons/Desert
40000-Intermountain Medical Group | 40003 | Cache Region Support | 13000-Logan Regional Hospital | 25501-Radiation Center | 40000~000000020345 | 371984 | 293893 | H293893 | 12-364 | Linear Accelerators | Linear Accelerators | 594 | VARIAN MEDICAL SYSTEMS INCORPORATED | 2100X | 1 | 130D25501A | LO CANCER CTR RADIATION THER | Radiation Therapy | Life Support / High Risk | IES | ASP_VARIAN | 192 | 5 | 0 | 2009-01-16 | Canyons/Desert
11800-American Fork Hospital | 25501 | Radiation Center | 11800-American Fork Hospital | 25501-Radiation Center | 11800~000000008578 | 561617 | 5003437 | IHUVHBKMUS | 14-278 | Scanning Systems, Ultrasonic | UltraSound | 1782 | BK MEDICAL LLC | 2102A-HAWK | 1 | 118D25501A | AF RADIATION ONCOLOGY | Unspecified | Life Support / High Risk | IES | ASP_GE | 137 | 7 | 0 | 2013-08-06 | Canyons/Desert
15400-Intermountain Medical Center | 31502 | Clinical Nutrition | 40000-Intermountain Medical Group | 74079-Intrmtn Urological Institute | 15400~000000017613 | 453048 | 1910138 | IHURCBKMUS | 14-278 | Scanning Systems, Ultrasonic | UltraSound | 1854 | BK MEDICAL LLC | 2102A-HAWK | 1 | 400D74079A | MG UROLOGICAL INST STE 720 | Common Area | Life Support / High Risk | IES | ASP_GE | 165 | 5 | 0 | 2011-04-05 | Canyons/Desert
40000-Intermountain Medical Group | 40083 | Utah Valley Administration | 40000-Intermountain Medical Group | 74152-Utah Valley Rock Canyon Peds | 40000~000000022715 | 826832 | 5010248 | IHUVCBKMUS | 14-278 | Scanning Systems, Ultrasonic | UltraSound | 1868 | BK MEDICAL LLC | 2102A-HAWK | 1 | 400D74152A | MG UTAH VALLEY ROCKCANYON PEDS | Unspecified | Life Support / High Risk | IES | ASP_GE | 87 | 5 | 0 | 2017-10-16 | Canyons/Desert
40000-Intermountain Medical Group | 74115 | Park City Specialty Clinic | 40000-Intermountain Medical Group | 74115-Park City Specialty Clinic | 40000~000000005592 | 446175 | 1908068 |  | 14-278 | Scanning Systems, Ultrasonic | UltraSound | 1872 | BK MEDICAL LLC | 2102A-HAWK | 1 | 400D74115A | MG PARK CITY SPECIALTY CLINIC | Common Area | Life Support / High Risk | PKMC_CE | PKCREW1_CE | 167 | 5 | 0 | 2011-02-24 | Canyons/Desert
40000-Intermountain Medical Group | 74117 | Park City East | 40000-Intermountain Medical Group | 74115-Park City Specialty Clinic | 40000~000000011498 | 492737 | 1908068 | IHPCCBKMUS2 | 14-278 | Scanning Systems, Ultrasonic | UltraSound | 1873 | BK MEDICAL LLC | 2102A-HAWK | 1 | 400D74115A | MG PARK CITY SPECIALTY CLINIC | Unspecified | Life Support / High Risk | IES | ASP_GE | 155 | 5 | 0 | 2012-02-13 | Canyons/Desert
40000-Intermountain Medical Group | 74130 | Avenues Specialty Clinic Admin | 12800-LDS Hospital | 46009-Physicians Office Building | 40000~000000006738 | 558283 | 5003095 | IHLDHBKMUS2 | 14-278 | Scanning Systems, Ultrasonic | UltraSound | 1874 | BK MEDICAL LLC | 2102A-HAWK | 1 | 128D46009A | LD PHYSICIAN OFFICE BUILDING | POB STE 280Common Area | Life Support / High Risk | IES | ASP_GE | 139 | 5 | 0 | 2013-06-30 | Canyons/Desert
40000-Intermountain Medical Group | 74174 | Salt Lake Clinic Admin | 40000-Intermountain Medical Group | 74225-SL Clinic - Urology | 40000~000000006457 | 523981 | 5002216 | IHSCCBKMUS1 | 14-278 | Scanning Systems, Ultrasonic | UltraSound | 1876 | BK MEDICAL LLC | 2102A-HAWK | 1 | 400D74225A | MG SL CLINIC UROLOGY | Exam 6 | Life Support / High Risk | MG_SLV_CE | NORTH | 145 | 5 | 0 | 2012-12-31 | Canyons/Desert
15400-Intermountain Medical Center | 20602 | Electrocardiology - EKG | 15400-Intermountain Medical Center | 20602-Electrocardiology - EKG | 15400~000000010176 | 374021 | 02JJHD | IHMCHPHLUS18 | 14-121 | Transducers, Ultrasonic | Transducers | 3674 | PHILIPS HEALTHCARE | 21367A | 1 | 154D20602A | IM ELECTRO CARDIO EKG SLL1 | Common Area | Run to Fail | IES | ASP_GE | 191 | 5 | 0 | 2009-02-06 | Canyons/Desert
13200-McKay-Dee Hospital Center | 20602 | Electrocardiology - EKG | 13200-McKay-Dee Hospital Center | 20602-Electrocardiology - EKG | 13200~000000012542 | 354866 | 02WLBW | IHMKHPHLUS2 | 14-121 | Transducers, Ultrasonic | Transducers | 3442 | PHILIPS HEALTHCARE | 21369A OMNI II TEE | 1 | 132D20602A | MK CARDIO TREADMILL EKG 3RD | Common Area | Run to Fail | IES | ASP_GE | 200 | 5 | 0 | 2008-05-14 | Canyons/Desert
14600-Cedar City Hospital | 21201 | Magnetic Res Imaging - MRI | 14600-Cedar City Hospital | 21201-Magnetic Res Imaging - MRI | 14600~000000001994 | 420366 | 3311 | 3311COIL | 17-542 | Surface Coils, Magnetic Resona | Surface Coils, Magnetic Resona | 3094 | USA INSTRUMENTS | 2225545_6 CTL | 1 | 146D21201A | CC MRI | M.R.I. | Run to Fail | IES | ASP_GE | 176 | 5 | 0 | 2010-05-24 | Canyons/Desert
14400-Utah Valley Hospital | 70085 | Merrill Gappmayer Clinic | 14400-Utah Valley Hospital | 70085-Merrill Gappmayer Clinic | 14400~000000011240 | 310515 | 801357SVR | 801357SVR | 13-267 | Radiographic Units | XR / RF | 1136 | GE HEALTHCARE | 2226519 SILHOUETTE VR | 1 | 144D70085A | UV GAPPMEYER CLINIC | Unspecified | Life Support / High Risk | IES | ASP_GE | 236 | 5 | 0 | 2005-05-23 | Canyons/Desert
12600-St George Regional Hospital | 21201 | Magnetic Res Imaging - MRI | 12600-St George Regional Hospital | 21201-Magnetic Res Imaging - MRI | 12600~000000009291 | 457531 | U11880 | U11880COIL | 17-542 | Surface Coils, Magnetic Resona | Surface Coils, Magnetic Resona | 3034 | GE HEALTHCARE | 2293668-2 NEUROVASCULAR | 1 | 126D21201A | SG MRI | Mri | Run to Fail | IES | ASP_GE | 164 | 5 | 0 | 2011-05-25 | Canyons/Desert
14600-Cedar City Hospital | 21201 | Magnetic Res Imaging - MRI | 14600-Cedar City Hospital | 21201-Magnetic Res Imaging - MRI | 14600~000000002065 | 487664 | U10901 | E228993 | 17-542 | Surface Coils, Magnetic Resona | Surface Coils, Magnetic Resona | 3100 | GE HEALTHCARE | 2293674-2 | 1 | 146D21201A | CC MRI | Common Area | Run to Fail | IES | ASP_GE | 156 | 5 | 0 | 2012-01-10 | Canyons/Desert
12800-LDS Hospital | 21201 | Magnetic Res Imaging - MRI | 12800-LDS Hospital | 21201-Magnetic Res Imaging - MRI | 12800~000000010330 | 452561 | U11729 |  | 17-542 | Surface Coils, Magnetic Resona | Surface Coils, Magnetic Resona | 3054 | GE HEALTHCARE | 2317112-2 | 1 | 128D21201A | LD MRI L2 | Mri N2 Common Areas | Run to Fail | IES | ASP_GE | 289 | 5 | 0 | 2001-01-01 | Canyons/Desert
14400-Utah Valley Hospital | 21201 | Magnetic Res Imaging - MRI | 14400-Utah Valley Hospital | 21201-Magnetic Res Imaging - MRI | 14400~000000004156 | 369807 | 801373MR3 | 801373MR3 | 16-260 | Scanning Systems, Magnetic Res | MRI | 1755 | GE HEALTHCARE | 3.0T HDX W/ 8 CHANNEL | 1 | 144D21201B | UV OUTPATIENT CENTER MRI PDA | Mri | Life Support / High Risk | IES | ASP_GE | 194 | 5 | 0 | 2008-11-30 | Canyons/Desert
15400-Intermountain Medical Center | 21201 | Magnetic Res Imaging - MRI | 15400-Intermountain Medical Center | 21201-Magnetic Res Imaging - MRI | 15400~000000005913 | 352277 | 801IMCMR3 | 801IMCPREM | 16-260 | Scanning Systems, Magnetic Res | MRI | 1764 | GE HEALTHCARE | 3.0T HDX W/ 8 CHANNEL | 1 | 154D21201A | IM MRI IP TLL1 | Bldg C MRI | Life Support / High Risk | IES | ASP_GE | 207 | 5 | 0 | 2007-11-01 | Canyons/Desert
12600-St George Regional Hospital | 21201 | Magnetic Res Imaging - MRI | 12600-St George Regional Hospital | 21201-Magnetic Res Imaging - MRI | 12600~000000004247 | 490633 | UA0089 | 435251MR1 | 18-108 | Scanning Systems, Magnetic Res | MRI | 1730 | GE HEALTHCARE | 3.0T MR750W | 1 | 126D21201C | SG MRI RR | Mri Control | Life Support / High Risk | IES | ASP_GE | 146 | 5 | 0 | 2012-12-01 | Canyons/Desert
13800-Primary Childrens Hospital | 21201 | Magnetic Res Imaging - MRI | 13800-Primary Childrens Hospital | 21201-Magnetic Res Imaging - MRI | 13800~000000024873 | 824091 | 801588MR3 | 801588MR3 | 18-108 | Scanning Systems, Magnetic Res | MRI | 1746 | GE HEALTHCARE | 3.0T MR750W | 1 | 138D21201A | PC MRI L1 | Unspecified | Life Support / High Risk | IES | ASP_GE | 98 | 5 | 0 | 2016-11-16 | Canyons/Desert
13000-Logan Regional Hospital | 21601 | Ultrasound | 13000-Logan Regional Hospital | 21601-Ultrasound | 13000~000000001110 | 487992 | 19982PD8 |  | 14-121 | Transducers, Ultrasonic | Transducers | 3409 | GENERAL ELECTRIC COMPANY | 3.5C | 1 | 130D21601A | LO ULTRASOUND | Us 1 | Run to Fail |  |  | 240 | 5 | 0 | 2005-02-01 | Canyons/Desert
18200-Garfield Memorial Hospital | 21101 | Radiology | 18200-Garfield Memorial Hospital | 21101-Radiology | 18200~000000000459 | 487850 | 22037WP6 | E419438 | 14-121 | Transducers, Ultrasonic | Transducers | 3711 | GE HEALTHCARE | 3.5C | 1 | 182D21101A | GF RADIOLOGY | Radiology Us 1 | Run to Fail | IES | ASP_GE | 156 | 5 | 0 | 2012-01-10 | Canyons/Desert
12800-LDS Hospital | 21201 | Magnetic Res Imaging - MRI | 12800-LDS Hospital | 21201-Magnetic Res Imaging - MRI | 12800~000000010272 | 452634 | 107100MR3 |  | 17-542 | Surface Coils, Magnetic Resona | Surface Coils, Magnetic Resona | 3052 | GE HEALTHCARE | 3194790 COIL | 1 | 128D21201A | LD MRI L2 | Mri N2 Common Areas | Run to Fail | IES | ASP_GE | 289 | 5 | 0 | 2001-01-01 | Canyons/Desert
15400-Intermountain Medical Center | 20101 | Emergency Department | 15400-Intermountain Medical Center | 20101-Emergency Department | 15400~000000004454 | 317800 | 1057820YM1 |  | 14-121 | Transducers, Ultrasonic | Transducers | 3658 | GE HEALTHCARE | 3C-RS TRANSDUCER | 1 | 154D20101A | IM EMERGENCY ROOM TLL1 | Common Area | Run to Fail | IES | ASP_GE | 215 | 5 | 0 | 2007-02-05 | Canyons/Desert
14300-Park City Hospital | 21601 | Ultrasound | 14300-Park City Hospital | 21601-Ultrasound | 14300~000000001316 | 462920 | 453561301481 |  | 14-121 | Transducers, Ultrasonic | Transducers | 3621 | PHILIPS HEALTHCARE | 3D6-2 CURVED TRANSDUCER | 1 | 143D21601A | PK ULTRASOUND | Ultrasound | Run to Fail | IES | ASP_GE | 165 | 5 | 0 | 2011-04-28 | Canyons/Desert
14200-Sevier Valley Hospital | 21101 | Radiology | 14200-Sevier Valley Hospital | 21101-Radiology | 14200~000000000701 | 487885 | 160292WX9 | E343612 | 14-121 | Transducers, Ultrasonic | Transducers | 3618 | GE HEALTHCARE | 3S RS | 1 | 142D21101A | SV RADIOLOGY | Us 1 | Run to Fail | IES | ASP_GE | 156 | 5 | 0 | 2012-01-10 | Canyons/Desert
15400-Intermountain Medical Center | 21101 | Radiology | 15400-Intermountain Medical Center | 20101-Emergency Department | 15400~000000013218 | 491877 | 167324WX3 |  | 14-121 | Transducers, Ultrasonic | Transducers | 3683 | GENERAL ELECTRIC COMPANY | 3S RS | 1 | 154D20101A | IM EMERGENCY ROOM TLL1 | Emergency Rm Allocated | Run to Fail |  |  | 207 | 5 | 0 | 2007-10-05 | Canyons/Desert
12200-Cassia Regional Hospital | 20101 | Emergency Department | 12200-Cassia Regional Hospital | 20101-Emergency Department | 12200~000000003347 | 887527 | 871462WX8 |  | 14-121 | Transducers, Ultrasonic | Transducers | 3332 | GE HEALTHCARE | 3SC-RS | 1 | 122D20101A | CA EMERGENCY ROOM | Common Area | Run to Fail | IES | ASP_GE | 38 | 5 | 2 | 2021-11-09 | Canyons/Desert
13200-McKay-Dee Hospital Center | 10011 | Intensive Care Unit | 13200-McKay-Dee Hospital Center | 10011-Intensive Care Unit | 13200~000000025968 | 907228 | 1205915WX0 |  | 14-121 | Transducers, Ultrasonic | Transducers | 3421 | GE HEALTHCARE | 3SC-RS | 1 | 132D10011A | MK ICU 2ND FLR | Common Area | Run to Fail | IES | ASP_GE | 21 | 5 | 3 | 2023-04-05 | Canyons/Desert
40000-Intermountain Medical Group | 74379 | McKay-Dee Pulmonology | 40000-Intermountain Medical Group | 74379-McKay-Dee Pulmonology | 40000~000000032634 | 762599 | 1251323WXO |  | 14-121 | Transducers, Ultrasonic | Transducers | 3751 | GE HEALTHCARE | 3SC-RS | 1 | 400D74379A | MK MG PULMONARY MED STE 4410 | Unspecified | Run to Fail | IES | ASP_GE | 18 | 5 | 4 | 2023-07-19 | Canyons/Desert
14600-Cedar City Hospital | 21601 | Ultrasound | 14600-Cedar City Hospital | 21601-Ultrasound | 14600~000000002096 | 487857 | 64671102 | E289911 | 14-121 | Transducers, Ultrasonic | Transducers | 3649 | SIEMENS HEALTHCARE | 3V2C | 1 | 146D21601A | CC ULTRASOUND | Ultrasound Rm 2 | Run to Fail | IES | ASP_GE | 156 | 5 | 0 | 2012-01-10 | Canyons/Desert
12800-LDS Hospital | 21201 | Magnetic Res Imaging - MRI | 12800-LDS Hospital | 21201-Magnetic Res Imaging - MRI | 12800~000000010265 | 452614 | NVA0162 |  | 17-542 | Surface Coils, Magnetic Resona | Surface Coils, Magnetic Resona | 3045 | MEDRAD INCORPORATED | 4 CH NV ARRAY | 1 | 128D21201A | LD MRI L2 | Mri N2 Common Areas | Run to Fail | LDSH_CE | LDSCE2 | 289 | 5 | 0 | 2001-01-01 | Canyons/Desert
14800-Heber Valley Hospital | 21201 | Magnetic Res Imaging - MRI | 14300-Park City Hospital | 21101-Radiology | 14800~000000001673 | 470891 | 116 |  | 17-542 | Surface Coils, Magnetic Resona | Surface Coils, Magnetic Resona | 3107 | HOLOGIC INCORPORATED | 4000672-11 | 1 | 143D21101A | PK XRAY RADIOLOGY | Radiol Common Area | Run to Fail | IES | ASP_GE | 165 | 5 | 0 | 2011-04-12 | Canyons/Desert
15400-Intermountain Medical Center | 21201 | Magnetic Res Imaging - MRI | 15400-Intermountain Medical Center | 32317-Plant Operation | 15400~000000016201 | 519833 | 147 |  | 17-542 | Surface Coils, Magnetic Resona | Surface Coils, Magnetic Resona | 3110 | HOLOGIC INCORPORATED | 4000672-11 | 1 | 154D32317B | IM PLANT OPS ECCLES OUTPATIENT | Bldg B L2 Mri Equipment Rm | Run to Fail | IES | ASP_GE | 153 | 5 | 0 | 2012-04-19 | Canyons/Desert
12600-St George Regional Hospital | 21201 | Magnetic Res Imaging - MRI | 12600-St George Regional Hospital | 21201-Magnetic Res Imaging - MRI | 12600~000000009289 | 457124 | 19534 | 19534COIL | 17-542 | Surface Coils, Magnetic Resona | Surface Coils, Magnetic Resona | 3032 | MEDICAL ADVANCES INC | 415GE64A | 1 | 126D21201C | SG MRI RR | Mri Control | Run to Fail | IES | ASP_GE | 164 | 5 | 0 | 2011-05-19 | Canyons/Desert
14400-Utah Valley Hospital | 21101 | Radiology | 14400-Utah Valley Hospital | 70020-Womens Health Center | 14400~000000004122 | 309210 | 1998 | IHUVHNMSBD | 17-747 | Densitometers, Bone, X-Ray, Du | XR / RF | 236 | NORLAND MEDICAL SYSTEMS INC | 433A025 | 1 | 144D70020A | UV WOMENS HEALTH CLINIC | Common Area | Life Support / High Risk | IES | ASP_GE | 216 | 5 | 0 | 2007-01-29 | Canyons/Desert
11800-American Fork Hospital | 21201 | Magnetic Res Imaging - MRI | 11800-American Fork Hospital | 21201-Magnetic Res Imaging - MRI | 11800~000000003809 | 466275 | 223176MR9 | 223176MR9COIL | 17-542 | Surface Coils, Magnetic Resona | Surface Coils, Magnetic Resona | 3013 | GE HEALTHCARE | 46-28211862 | 1 | 118D21201A | AF MRI | Common Area | Run to Fail | IES | ASP_GE | 162 | 5 | 0 | 2011-07-26 | Canyons/Desert
12800-LDS Hospital | 21201 | Magnetic Res Imaging - MRI | 12800-LDS Hospital | 21201-Magnetic Res Imaging - MRI | 12800~000000010331 | 452562 | 30067MR3 | 30067MR3COIL | 17-542 | Surface Coils, Magnetic Resona | Surface Coils, Magnetic Resona | 3055 | GE HEALTHCARE | 46-28211862 | 1 | 128D21201A | LD MRI L2 | Mri N2 Common Areas | Run to Fail | IES | ASP_GE | 289 | 5 | 0 | 2001-01-01 | Canyons/Desert
11300-Supply Chain Organization | 21003 | Imaging Equipment Services | 14600-Cedar City Hospital | 21201-Magnetic Res Imaging - MRI | 11300~000000007647 | 487671 | 234420MR8 | E228993 | 17-542 | Surface Coils, Magnetic Resona | Surface Coils, Magnetic Resona | 2990 | GE HEALTHCARE | 46-282118G2 | 1 | 146D21201A | CC MRI | Common Area | Run to Fail | IES | ASP_GE | 156 | 5 | 0 | 2012-01-10 | Canyons/Desert
11600-Alta View Hospital | 21201 | Magnetic Res Imaging - MRI | 11600-Alta View Hospital | 21201-Magnetic Res Imaging - MRI | 11600~000000003668 | 444172 | 24929MR0 | 24929MR0COIL | 17-542 | Surface Coils, Magnetic Resona | Surface Coils, Magnetic Resona | 2999 | GE HEALTHCARE | 46-282118G2 | 1 | 116D21201A | AV MRI | MRI Common Area | Run to Fail | IES | ASP_GE | 255 | 5 | 0 | 2003-11-01 | Canyons/Desert
12600-St George Regional Hospital | 21201 | Magnetic Res Imaging - MRI | 12600-St George Regional Hospital | 21201-Magnetic Res Imaging - MRI | 12600~000000009315 | 457532 | 172368MR3 | 172368MR3COIL | 17-542 | Surface Coils, Magnetic Resona | Surface Coils, Magnetic Resona | 3036 | GE HEALTHCARE | 46-282118G2 | 1 | 126D21201A | SG MRI | Mri | Run to Fail | IES | ASP_GE | 164 | 5 | 0 | 2011-05-25 | Canyons/Desert
12600-St George Regional Hospital | 21201 | Magnetic Res Imaging - MRI | 12600-St George Regional Hospital | 21201-Magnetic Res Imaging - MRI | 12600~000000011463 | 469727 | 241401MR9 |  | 17-542 | Surface Coils, Magnetic Resona | Surface Coils, Magnetic Resona | 3039 | GE HEALTHCARE | 46-282118G2 | 1 | 126D21201C | SG MRI RR | Mri Control | Run to Fail | SGRH_CE | SGRHCREW1 | 161 | 5 | 0 | 2011-08-25 | Canyons/Desert
12800-LDS Hospital | 21201 | Magnetic Res Imaging - MRI | 12800-LDS Hospital | 21201-Magnetic Res Imaging - MRI | 12800~000000010334 | 452565 | KPA0141 | KPA0141COIL | 17-542 | Surface Coils, Magnetic Resona | Surface Coils, Magnetic Resona | 3058 | GE HEALTHCARE | 46-320406P1 | 1 | 128D21201A | LD MRI L2 | Mri N2 Common Areas | Run to Fail | IES | ASP_GE | 289 | 5 | 0 | 2001-01-01 | Canyons/Desert
10600-Continuum of Care | 21003 | Imaging Equipment Services | 11300-Supply Chain Organization | 21003-Imaging Equipment Services | 10600~000000000607 | 852638 | 800017-4044 |  | 16-596 | Phantoms, Computed Tomography | Phantoms, Computed Tomography | 606 | GAMMEX INC | 464A ACR CT | 1 | 113D21003A | LP IMAGING EQUIPMENT SERVICES | Unspecified | Run to Fail | IES | ASP_GE | 65 | 5 | 0 | 2019-08-27 | Canyons/Desert
13200-McKay-Dee Hospital Center | 21401 | Computed Tomography - CT | 13000-Logan Regional Hospital | 21101-Radiology | 13200~000000006455 | 383468 | 804740-3202 |  | 16-596 | Phantoms, Computed Tomography | Phantoms, Computed Tomography | 607 | GAMMEX INC | 464A ACR CT | 1 | 130D21101A | LO RADIOLOGY | Unspecified | Run to Fail | IES | ASP_GE | 190 | 5 | 0 | 2009-04-01 | Canyons/Desert
11800-American Fork Hospital | 21201 | Magnetic Res Imaging - MRI | 11800-American Fork Hospital | 21201-Magnetic Res Imaging - MRI | 11800~000000003803 | 466279 | 49927 | 31720COIL | 17-542 | Surface Coils, Magnetic Resona | Surface Coils, Magnetic Resona | 3008 | GE HEALTHCARE | 472GE-64 | 1 | 118D21201A | AF MRI | Common Area | Run to Fail | IES | ASP_GE | 162 | 5 | 0 | 2011-07-26 | Canyons/Desert
14400-Utah Valley Hospital | 25501 | Radiation Center | 14400-Utah Valley Hospital | 25501-Radiation Center | 14400~000000010876 | 237719 | 125613 |  | 17-211 | Radiation Survey Meters, Geige | Radiation Survey Meters, Geige | 837 | CARDINAL HEALTH | 489-110D | 1 | 144D25501A | UV RADIATION ONCOLOGY | OPRadOnc Common Area | Non Life Support | IES | ASP_GE | 252 | 5 | 0 | 2004-01-20 | Canyons/Desert
11300-Supply Chain Organization | 21003 | Imaging Equipment Services | 11300-Supply Chain Organization | 21003-Imaging Equipment Services | 11300~000000007259 | 487694 | NA |  | 14-121 | Transducers, Ultrasonic | Transducers | 3127 | GENERAL ELECTRIC COMPANY | 4C | 1 | 113D21003A | LP IMAGING EQUIPMENT SERVICES | ImagingEquip Equipment Staging | Run to Fail |  |  | 156 | 5 | 0 | 2012-01-10 | Canyons/Desert
11300-Supply Chain Organization | 21003 | Imaging Equipment Services | 11300-Supply Chain Organization | 21003-Imaging Equipment Services | 11300~000000007260 | 487697 | NA |  | 14-121 | Transducers, Ultrasonic | Transducers | 3128 | GENERAL ELECTRIC COMPANY | 4C | 1 | 113D21003A | LP IMAGING EQUIPMENT SERVICES | ImagingEquip Equipment Staging | Run to Fail |  |  | 156 | 5 | 0 | 2012-01-10 | Canyons/Desert
11300-Supply Chain Organization | 21003 | Imaging Equipment Services | 11300-Supply Chain Organization | 21003-Imaging Equipment Services | 11300~000000007262 | 487699 | NA |  | 14-121 | Transducers, Ultrasonic | Transducers | 3129 | GENERAL ELECTRIC COMPANY | 4C | 1 | 113D21003A | LP IMAGING EQUIPMENT SERVICES | ImagingEquip Equipment Staging | Run to Fail |  |  | 156 | 5 | 0 | 2012-01-10 | Canyons/Desert
11300-Supply Chain Organization | 21003 | Imaging Equipment Services | 11300-Supply Chain Organization | 21003-Imaging Equipment Services | 11300~000000007263 | 487701 | NA |  | 14-121 | Transducers, Ultrasonic | Transducers | 3130 | GENERAL ELECTRIC COMPANY | 4C | 1 | 113D21003A | LP IMAGING EQUIPMENT SERVICES | ImagingEquip Equipment Staging | Run to Fail |  |  | 156 | 5 | 0 | 2012-01-10 | Canyons/Desert
11300-Supply Chain Organization | 21003 | Imaging Equipment Services | 11300-Supply Chain Organization | 21003-Imaging Equipment Services | 11300~000000007264 | 487702 | NA |  | 14-121 | Transducers, Ultrasonic | Transducers | 3131 | GENERAL ELECTRIC COMPANY | 4C | 1 | 113D21003A | LP IMAGING EQUIPMENT SERVICES | ImagingEquip Equipment Staging | Run to Fail |  |  | 156 | 5 | 0 | 2012-01-10 | Canyons/Desert
11300-Supply Chain Organization | 21003 | Imaging Equipment Services | 11300-Supply Chain Organization | 21003-Imaging Equipment Services | 11300~000000007265 | 487703 | NA |  | 14-121 | Transducers, Ultrasonic | Transducers | 3132 | GENERAL ELECTRIC COMPANY | 4C | 1 | 113D21003A | LP IMAGING EQUIPMENT SERVICES | ImagingEquip Equipment Staging | Run to Fail |  |  | 156 | 5 | 0 | 2012-01-10 | Canyons/Desert
11300-Supply Chain Organization | 21003 | Imaging Equipment Services | 11300-Supply Chain Organization | 21003-Imaging Equipment Services | 11300~000000007266 | 487704 | NA |  | 14-121 | Transducers, Ultrasonic | Transducers | 3133 | GENERAL ELECTRIC COMPANY | 4C | 1 | 113D21003A | LP IMAGING EQUIPMENT SERVICES | ImagingEquip Equipment Staging | Run to Fail |  |  | 156 | 5 | 0 | 2012-01-10 | Canyons/Desert
11300-Supply Chain Organization | 21003 | Imaging Equipment Services | 11300-Supply Chain Organization | 21003-Imaging Equipment Services | 11300~000000007270 | 487711 | NA |  | 14-121 | Transducers, Ultrasonic | Transducers | 3134 | GENERAL ELECTRIC COMPANY | 4C | 1 | 113D21003A | LP IMAGING EQUIPMENT SERVICES | ImagingEquip Equipment Staging | Run to Fail |  |  | 156 | 5 | 0 | 2012-01-10 | Canyons/Desert
11300-Supply Chain Organization | 21003 | Imaging Equipment Services | 11300-Supply Chain Organization | 21003-Imaging Equipment Services | 11300~000000007273 | 487714 | NA |  | 14-121 | Transducers, Ultrasonic | Transducers | 3135 | GENERAL ELECTRIC COMPANY | 4C | 1 | 113D21003A | LP IMAGING EQUIPMENT SERVICES | ImagingEquip Equipment Staging | Run to Fail |  |  | 156 | 5 | 0 | 2012-01-10 | Canyons/Desert
11300-Supply Chain Organization | 21003 | Imaging Equipment Services | 11300-Supply Chain Organization | 21003-Imaging Equipment Services | 11300~000000007274 | 487715 | NA |  | 14-121 | Transducers, Ultrasonic | Transducers | 3136 | GENERAL ELECTRIC COMPANY | 4C | 1 | 113D21003A | LP IMAGING EQUIPMENT SERVICES | ImagingEquip Equipment Staging | Run to Fail |  |  | 156 | 5 | 0 | 2012-01-10 | Canyons/Desert
11300-Supply Chain Organization | 21003 | Imaging Equipment Services | 11300-Supply Chain Organization | 21003-Imaging Equipment Services | 11300~000000007277 | 487719 | NA |  | 14-121 | Transducers, Ultrasonic | Transducers | 3137 | GENERAL ELECTRIC COMPANY | 4C | 1 | 113D21003A | LP IMAGING EQUIPMENT SERVICES | ImagingEquip Equipment Staging | Run to Fail |  |  | 156 | 5 | 0 | 2012-01-10 | Canyons/Desert
11300-Supply Chain Organization | 21003 | Imaging Equipment Services | 11300-Supply Chain Organization | 21003-Imaging Equipment Services | 11300~000000007287 | 487743 | US PROBE |  | 14-121 | Transducers, Ultrasonic | Transducers | 3138 | GENERAL ELECTRIC COMPANY | 4C | 1 | 113D21003A | LP IMAGING EQUIPMENT SERVICES | ImagingEquip Equipment Staging | Run to Fail |  |  | 156 | 5 | 0 | 2012-01-10 | Canyons/Desert
11300-Supply Chain Organization | 21003 | Imaging Equipment Services | 11300-Supply Chain Organization | 21003-Imaging Equipment Services | 11300~000000007291 | 491899 | US PROBE |  | 14-121 | Transducers, Ultrasonic | Transducers | 3139 | GENERAL ELECTRIC COMPANY | 4C | 1 | 113D21003A | LP IMAGING EQUIPMENT SERVICES | ImagingEquip Equipment Staging | Run to Fail |  |  | 155 | 5 | 0 | 2012-02-08 | Canyons/Desert
11300-Supply Chain Organization | 21003 | Imaging Equipment Services | 11300-Supply Chain Organization | 21003-Imaging Equipment Services | 11300~000000007312 | 487744 | US PROBE |  | 14-121 | Transducers, Ultrasonic | Transducers | 3140 | GENERAL ELECTRIC COMPANY | 4C | 1 | 113D21003A | LP IMAGING EQUIPMENT SERVICES | ImagingEquip Equipment Staging | Run to Fail |  |  | 156 | 5 | 0 | 2012-01-10 | Canyons/Desert
11300-Supply Chain Organization | 21003 | Imaging Equipment Services | 11300-Supply Chain Organization | 21003-Imaging Equipment Services | 11300~000000007313 | 487745 | US PROBE |  | 14-121 | Transducers, Ultrasonic | Transducers | 3141 | GENERAL ELECTRIC COMPANY | 4C | 1 | 113D21003A | LP IMAGING EQUIPMENT SERVICES | ImagingEquip Equipment Staging | Run to Fail |  |  | 156 | 5 | 0 | 2012-01-10 | Canyons/Desert
11300-Supply Chain Organization | 21003 | Imaging Equipment Services | 11300-Supply Chain Organization | 21003-Imaging Equipment Services | 11300~000000007314 | 487746 | US PROBE |  | 14-121 | Transducers, Ultrasonic | Transducers | 3142 | GENERAL ELECTRIC COMPANY | 4C | 1 | 113D21003A | LP IMAGING EQUIPMENT SERVICES | ImagingEquip Equipment Staging | Run to Fail |  |  | 156 | 5 | 0 | 2012-01-10 | Canyons/Desert
11300-Supply Chain Organization | 21003 | Imaging Equipment Services | 11300-Supply Chain Organization | 21003-Imaging Equipment Services | 11300~000000007315 | 487748 | US PROBE |  | 14-121 | Transducers, Ultrasonic | Transducers | 3143 | GENERAL ELECTRIC COMPANY | 4C | 1 | 113D21003A | LP IMAGING EQUIPMENT SERVICES | ImagingEquip Equipment Staging | Run to Fail |  |  | 156 | 5 | 0 | 2012-01-10 | Canyons/Desert
11300-Supply Chain Organization | 21003 | Imaging Equipment Services | 11300-Supply Chain Organization | 21003-Imaging Equipment Services | 11300~000000007318 | 487751 | US PROBE |  | 14-121 | Transducers, Ultrasonic | Transducers | 3144 | GENERAL ELECTRIC COMPANY | 4C | 1 | 113D21003A | LP IMAGING EQUIPMENT SERVICES | ImagingEquip Equipment Staging | Run to Fail |  |  | 156 | 5 | 0 | 2012-01-10 | Canyons/Desert
11300-Supply Chain Organization | 21003 | Imaging Equipment Services | 11300-Supply Chain Organization | 21003-Imaging Equipment Services | 11300~000000007321 | 487754 | US PROBE |  | 14-121 | Transducers, Ultrasonic | Transducers | 3145 | GENERAL ELECTRIC COMPANY | 4C | 1 | 113D21003A | LP IMAGING EQUIPMENT SERVICES | ImagingEquip Equipment Staging | Run to Fail |  |  | 156 | 5 | 0 | 2012-01-10 | Canyons/Desert
11300-Supply Chain Organization | 21003 | Imaging Equipment Services | 11300-Supply Chain Organization | 21003-Imaging Equipment Services | 11300~000000007322 | 487755 | US PROBE |  | 14-121 | Transducers, Ultrasonic | Transducers | 3146 | GENERAL ELECTRIC COMPANY | 4C | 1 | 113D21003A | LP IMAGING EQUIPMENT SERVICES | ImagingEquip Equipment Staging | Run to Fail |  |  | 156 | 5 | 0 | 2012-01-10 | Canyons/Desert
11300-Supply Chain Organization | 21003 | Imaging Equipment Services | 11300-Supply Chain Organization | 21003-Imaging Equipment Services | 11300~000000007323 | 487756 | US PROBE |  | 14-121 | Transducers, Ultrasonic | Transducers | 3147 | GENERAL ELECTRIC COMPANY | 4C | 1 | 113D21003A | LP IMAGING EQUIPMENT SERVICES | ImagingEquip Equipment Staging | Run to Fail |  |  | 156 | 5 | 0 | 2012-01-10 | Canyons/Desert
11300-Supply Chain Organization | 21003 | Imaging Equipment Services | 11300-Supply Chain Organization | 21003-Imaging Equipment Services | 11300~000000007324 | 487757 | US PROBE |  | 14-121 | Transducers, Ultrasonic | Transducers | 3148 | GENERAL ELECTRIC COMPANY | 4C | 1 | 113D21003A | LP IMAGING EQUIPMENT SERVICES | ImagingEquip Equipment Staging | Run to Fail |  |  | 156 | 5 | 0 | 2012-01-10 | Canyons/Desert
11300-Supply Chain Organization | 21003 | Imaging Equipment Services | 11300-Supply Chain Organization | 21003-Imaging Equipment Services | 11300~000000007325 | 487758 | US PROBE |  | 14-121 | Transducers, Ultrasonic | Transducers | 3149 | GENERAL ELECTRIC COMPANY | 4C | 1 | 113D21003A | LP IMAGING EQUIPMENT SERVICES | ImagingEquip Equipment Staging | Run to Fail |  |  | 156 | 5 | 0 | 2012-01-10 | Canyons/Desert
11300-Supply Chain Organization | 21003 | Imaging Equipment Services | 11300-Supply Chain Organization | 21003-Imaging Equipment Services | 11300~000000007326 | 487759 | US PROBE |  | 14-121 | Transducers, Ultrasonic | Transducers | 3150 | GENERAL ELECTRIC COMPANY | 4C | 1 | 113D21003A | LP IMAGING EQUIPMENT SERVICES | ImagingEquip Equipment Staging | Run to Fail |  |  | 156 | 5 | 0 | 2012-01-10 | Canyons/Desert
11300-Supply Chain Organization | 21003 | Imaging Equipment Services | 11300-Supply Chain Organization | 21003-Imaging Equipment Services | 11300~000000007340 | 490568 | NA |  | 14-121 | Transducers, Ultrasonic | Transducers | 3151 | GENERAL ELECTRIC COMPANY | 4C | 1 | 113D21003A | LP IMAGING EQUIPMENT SERVICES | ImagingEquip Equipment Staging | Run to Fail |  |  | 156 | 5 | 0 | 2012-01-23 | Canyons/Desert
11300-Supply Chain Organization | 21003 | Imaging Equipment Services | 11300-Supply Chain Organization | 21003-Imaging Equipment Services | 11300~000000007341 | 490569 | NA |  | 14-121 | Transducers, Ultrasonic | Transducers | 3152 | GENERAL ELECTRIC COMPANY | 4C | 1 | 113D21003A | LP IMAGING EQUIPMENT SERVICES | ImagingEquip Equipment Staging | Run to Fail |  |  | 156 | 5 | 0 | 2012-01-23 | Canyons/Desert
11300-Supply Chain Organization | 21003 | Imaging Equipment Services | 11300-Supply Chain Organization | 21003-Imaging Equipment Services | 11300~000000007343 | 487760 | US PROBE |  | 14-121 | Transducers, Ultrasonic | Transducers | 3153 | GENERAL ELECTRIC COMPANY | 4C | 1 | 113D21003A | LP IMAGING EQUIPMENT SERVICES | ImagingEquip Equipment Staging | Run to Fail |  |  | 156 | 5 | 0 | 2012-01-10 | Canyons/Desert
11300-Supply Chain Organization | 21003 | Imaging Equipment Services | 11300-Supply Chain Organization | 21003-Imaging Equipment Services | 11300~000000007344 | 487761 | US PROBE |  | 14-121 | Transducers, Ultrasonic | Transducers | 3154 | GENERAL ELECTRIC COMPANY | 4C | 1 | 113D21003A | LP IMAGING EQUIPMENT SERVICES | ImagingEquip Equipment Staging | Run to Fail |  |  | 156 | 5 | 0 | 2012-01-10 | Canyons/Desert
11300-Supply Chain Organization | 21003 | Imaging Equipment Services | 11300-Supply Chain Organization | 21003-Imaging Equipment Services | 11300~000000007347 | 487764 | US PROBE |  | 14-121 | Transducers, Ultrasonic | Transducers | 3155 | GENERAL ELECTRIC COMPANY | 4C | 1 | 113D21003A | LP IMAGING EQUIPMENT SERVICES | ImagingEquip Equipment Staging | Run to Fail |  |  | 156 | 5 | 0 | 2012-01-10 | Canyons/Desert
11300-Supply Chain Organization | 21003 | Imaging Equipment Services | 11300-Supply Chain Organization | 21003-Imaging Equipment Services | 11300~000000007348 | 487765 | US PROBE |  | 14-121 | Transducers, Ultrasonic | Transducers | 3156 | GENERAL ELECTRIC COMPANY | 4C | 1 | 113D21003A | LP IMAGING EQUIPMENT SERVICES | ImagingEquip Equipment Staging | Run to Fail |  |  | 156 | 5 | 0 | 2012-01-10 | Canyons/Desert
11300-Supply Chain Organization | 21003 | Imaging Equipment Services | 11300-Supply Chain Organization | 21003-Imaging Equipment Services | 11300~000000007350 | 487767 | US PROBE |  | 14-121 | Transducers, Ultrasonic | Transducers | 3157 | GENERAL ELECTRIC COMPANY | 4C | 1 | 113D21003A | LP IMAGING EQUIPMENT SERVICES | ImagingEquip Equipment Staging | Run to Fail |  |  | 156 | 5 | 0 | 2012-01-10 | Canyons/Desert
11300-Supply Chain Organization | 21003 | Imaging Equipment Services | 11300-Supply Chain Organization | 21003-Imaging Equipment Services | 11300~000000007354 | 487771 | NA |  | 14-121 | Transducers, Ultrasonic | Transducers | 3158 | GENERAL ELECTRIC COMPANY | 4C | 1 | 113D21003A | LP IMAGING EQUIPMENT SERVICES | ImagingEquip Equipment Staging | Run to Fail |  |  | 156 | 5 | 0 | 2012-01-10 | Canyons/Desert
11300-Supply Chain Organization | 21003 | Imaging Equipment Services | 11300-Supply Chain Organization | 21003-Imaging Equipment Services | 11300~000000007355 | 487772 | NA |  | 14-121 | Transducers, Ultrasonic | Transducers | 3159 | GENERAL ELECTRIC COMPANY | 4C | 1 | 113D21003A | LP IMAGING EQUIPMENT SERVICES | ImagingEquip Equipment Staging | Run to Fail |  |  | 156 | 5 | 0 | 2012-01-10 | Canyons/Desert
11300-Supply Chain Organization | 21003 | Imaging Equipment Services | 11300-Supply Chain Organization | 21003-Imaging Equipment Services | 11300~000000007356 | 487773 | NA |  | 14-121 | Transducers, Ultrasonic | Transducers | 3160 | GENERAL ELECTRIC COMPANY | 4C | 1 | 113D21003A | LP IMAGING EQUIPMENT SERVICES | ImagingEquip Equipment Staging | Run to Fail |  |  | 156 | 5 | 0 | 2012-01-10 | Canyons/Desert
11300-Supply Chain Organization | 21003 | Imaging Equipment Services | 11300-Supply Chain Organization | 21003-Imaging Equipment Services | 11300~000000007357 | 487774 | NA |  | 14-121 | Transducers, Ultrasonic | Transducers | 3161 | GENERAL ELECTRIC COMPANY | 4C | 1 | 113D21003A | LP IMAGING EQUIPMENT SERVICES | ImagingEquip Equipment Staging | Run to Fail |  |  | 156 | 5 | 0 | 2012-01-10 | Canyons/Desert
11300-Supply Chain Organization | 21003 | Imaging Equipment Services | 11300-Supply Chain Organization | 21003-Imaging Equipment Services | 11300~000000007358 | 490571 | NA |  | 14-121 | Transducers, Ultrasonic | Transducers | 3162 | GENERAL ELECTRIC COMPANY | 4C | 1 | 113D21003A | LP IMAGING EQUIPMENT SERVICES | ImagingEquip Equipment Staging | Run to Fail |  |  | 156 | 5 | 0 | 2012-01-23 | Canyons/Desert
11300-Supply Chain Organization | 21003 | Imaging Equipment Services | 11300-Supply Chain Organization | 21003-Imaging Equipment Services | 11300~000000007374 | 487775 | NA |  | 14-121 | Transducers, Ultrasonic | Transducers | 3163 | GENERAL ELECTRIC COMPANY | 4C | 1 | 113D21003A | LP IMAGING EQUIPMENT SERVICES | ImagingEquip Equipment Staging | Run to Fail |  |  | 156 | 5 | 0 | 2012-01-10 | Canyons/Desert
11300-Supply Chain Organization | 21003 | Imaging Equipment Services | 11300-Supply Chain Organization | 21003-Imaging Equipment Services | 11300~000000007375 | 487776 | NA |  | 14-121 | Transducers, Ultrasonic | Transducers | 3164 | GENERAL ELECTRIC COMPANY | 4C | 1 | 113D21003A | LP IMAGING EQUIPMENT SERVICES | ImagingEquip Equipment Staging | Run to Fail |  |  | 156 | 5 | 0 | 2012-01-10 | Canyons/Desert
11300-Supply Chain Organization | 21003 | Imaging Equipment Services | 11300-Supply Chain Organization | 21003-Imaging Equipment Services | 11300~000000007376 | 487778 | NA |  | 14-121 | Transducers, Ultrasonic | Transducers | 3165 | GENERAL ELECTRIC COMPANY | 4C | 1 | 113D21003A | LP IMAGING EQUIPMENT SERVICES | ImagingEquip Equipment Staging | Run to Fail |  |  | 156 | 5 | 0 | 2012-01-10 | Canyons/Desert
11300-Supply Chain Organization | 21003 | Imaging Equipment Services | 11300-Supply Chain Organization | 21003-Imaging Equipment Services | 11300~000000007377 | 487779 | NA |  | 14-121 | Transducers, Ultrasonic | Transducers | 3166 | GENERAL ELECTRIC COMPANY | 4C | 1 | 113D21003A | LP IMAGING EQUIPMENT SERVICES | ImagingEquip Equipment Staging | Run to Fail |  |  | 156 | 5 | 0 | 2012-01-10 | Canyons/Desert
11300-Supply Chain Organization | 21003 | Imaging Equipment Services | 11300-Supply Chain Organization | 21003-Imaging Equipment Services | 11300~000000007378 | 487784 | NA |  | 14-121 | Transducers, Ultrasonic | Transducers | 3167 | GENERAL ELECTRIC COMPANY | 4C | 1 | 113D21003A | LP IMAGING EQUIPMENT SERVICES | ImagingEquip Equipment Staging | Run to Fail |  |  | 156 | 5 | 0 | 2012-01-10 | Canyons/Desert
11300-Supply Chain Organization | 21003 | Imaging Equipment Services | 11300-Supply Chain Organization | 21003-Imaging Equipment Services | 11300~000000007379 | 487785 | NA |  | 14-121 | Transducers, Ultrasonic | Transducers | 3168 | GENERAL ELECTRIC COMPANY | 4C | 1 | 113D21003A | LP IMAGING EQUIPMENT SERVICES | ImagingEquip Equipment Staging | Run to Fail |  |  | 156 | 5 | 0 | 2012-01-10 | Canyons/Desert
11300-Supply Chain Organization | 21003 | Imaging Equipment Services | 11300-Supply Chain Organization | 21003-Imaging Equipment Services | 11300~000000007380 | 487786 | NA |  | 14-121 | Transducers, Ultrasonic | Transducers | 3169 | GENERAL ELECTRIC COMPANY | 4C | 1 | 113D21003A | LP IMAGING EQUIPMENT SERVICES | ImagingEquip Equipment Staging | Run to Fail |  |  | 156 | 5 | 0 | 2012-01-10 | Canyons/Desert
11300-Supply Chain Organization | 21003 | Imaging Equipment Services | 11300-Supply Chain Organization | 21003-Imaging Equipment Services | 11300~000000007381 | 487787 | NA |  | 14-121 | Transducers, Ultrasonic | Transducers | 3170 | GENERAL ELECTRIC COMPANY | 4C | 1 | 113D21003A | LP IMAGING EQUIPMENT SERVICES | ImagingEquip Equipment Staging | Run to Fail |  |  | 156 | 5 | 0 | 2012-01-10 | Canyons/Desert
11300-Supply Chain Organization | 21003 | Imaging Equipment Services | 11300-Supply Chain Organization | 21003-Imaging Equipment Services | 11300~000000007382 | 487789 | NA |  | 14-121 | Transducers, Ultrasonic | Transducers | 3171 | GENERAL ELECTRIC COMPANY | 4C | 1 | 113D21003A | LP IMAGING EQUIPMENT SERVICES | ImagingEquip Equipment Staging | Run to Fail |  |  | 156 | 5 | 0 | 2012-01-10 | Canyons/Desert
11300-Supply Chain Organization | 21003 | Imaging Equipment Services | 11300-Supply Chain Organization | 21003-Imaging Equipment Services | 11300~000000007383 | 487790 | NA |  | 14-121 | Transducers, Ultrasonic | Transducers | 3172 | GENERAL ELECTRIC COMPANY | 4C | 1 | 113D21003A | LP IMAGING EQUIPMENT SERVICES | ImagingEquip Equipment Staging | Run to Fail |  |  | 156 | 5 | 0 | 2012-01-10 | Canyons/Desert
11300-Supply Chain Organization | 21003 | Imaging Equipment Services | 11300-Supply Chain Organization | 21003-Imaging Equipment Services | 11300~000000007384 | 487791 | NA |  | 14-121 | Transducers, Ultrasonic | Transducers | 3173 | GENERAL ELECTRIC COMPANY | 4C | 1 | 113D21003A | LP IMAGING EQUIPMENT SERVICES | ImagingEquip Equipment Staging | Run to Fail |  |  | 156 | 5 | 0 | 2012-01-10 | Canyons/Desert
11300-Supply Chain Organization | 21003 | Imaging Equipment Services | 11300-Supply Chain Organization | 21003-Imaging Equipment Services | 11300~000000007385 | 487792 | NA |  | 14-121 | Transducers, Ultrasonic | Transducers | 3174 | GENERAL ELECTRIC COMPANY | 4C | 1 | 113D21003A | LP IMAGING EQUIPMENT SERVICES | ImagingEquip Equipment Staging | Run to Fail |  |  | 156 | 5 | 0 | 2012-01-10 | Canyons/Desert
11300-Supply Chain Organization | 21003 | Imaging Equipment Services | 11300-Supply Chain Organization | 21003-Imaging Equipment Services | 11300~000000007386 | 487895 | NA |  | 14-121 | Transducers, Ultrasonic | Transducers | 3175 | GENERAL ELECTRIC COMPANY | 4C | 1 | 113D21003A | LP IMAGING EQUIPMENT SERVICES | ImagingEquip Equipment Staging | Run to Fail |  |  | 156 | 5 | 0 | 2012-01-10 | Canyons/Desert
11300-Supply Chain Organization | 21003 | Imaging Equipment Services | 11300-Supply Chain Organization | 21003-Imaging Equipment Services | 11300~000000007387 | 487896 | NA |  | 14-121 | Transducers, Ultrasonic | Transducers | 3176 | GENERAL ELECTRIC COMPANY | 4C | 1 | 113D21003A | LP IMAGING EQUIPMENT SERVICES | ImagingEquip Equipment Staging | Run to Fail |  |  | 156 | 5 | 0 | 2012-01-10 | Canyons/Desert
11300-Supply Chain Organization | 21003 | Imaging Equipment Services | 11300-Supply Chain Organization | 21003-Imaging Equipment Services | 11300~000000007407 | 487897 | NA |  | 14-121 | Transducers, Ultrasonic | Transducers | 3177 | GENERAL ELECTRIC COMPANY | 4C | 1 | 113D21003A | LP IMAGING EQUIPMENT SERVICES | ImagingEquip Equipment Staging | Run to Fail |  |  | 156 | 5 | 0 | 2012-01-10 | Canyons/Desert
11300-Supply Chain Organization | 21003 | Imaging Equipment Services | 11300-Supply Chain Organization | 21003-Imaging Equipment Services | 11300~000000007411 | 487909 | NA |  | 14-121 | Transducers, Ultrasonic | Transducers | 3178 | GENERAL ELECTRIC COMPANY | 4C | 1 | 113D21003A | LP IMAGING EQUIPMENT SERVICES | ImagingEquip Equipment Staging | Run to Fail |  |  | 156 | 5 | 0 | 2012-01-10 | Canyons/Desert
11300-Supply Chain Organization | 21003 | Imaging Equipment Services | 11300-Supply Chain Organization | 21003-Imaging Equipment Services | 11300~000000007415 | 487939 | NA |  | 14-121 | Transducers, Ultrasonic | Transducers | 3179 | GENERAL ELECTRIC COMPANY | 4C | 1 | 113D21003A | LP IMAGING EQUIPMENT SERVICES | ImagingEquip Equipment Staging | Run to Fail |  |  | 156 | 5 | 0 | 2012-01-10 | Canyons/Desert
11300-Supply Chain Organization | 21003 | Imaging Equipment Services | 11300-Supply Chain Organization | 21003-Imaging Equipment Services | 11300~000000007416 | 487946 | NA |  | 14-121 | Transducers, Ultrasonic | Transducers | 3180 | GENERAL ELECTRIC COMPANY | 4C | 1 | 113D21003A | LP IMAGING EQUIPMENT SERVICES | ImagingEquip Equipment Staging | Run to Fail |  |  | 156 | 5 | 0 | 2012-01-10 | Canyons/Desert
11300-Supply Chain Organization | 21003 | Imaging Equipment Services | 11300-Supply Chain Organization | 21003-Imaging Equipment Services | 11300~000000007417 | 487947 | NA |  | 14-121 | Transducers, Ultrasonic | Transducers | 3181 | GENERAL ELECTRIC COMPANY | 4C | 1 | 113D21003A | LP IMAGING EQUIPMENT SERVICES | ImagingEquip Equipment Staging | Run to Fail |  |  | 156 | 5 | 0 | 2012-01-10 | Canyons/Desert
11300-Supply Chain Organization | 21003 | Imaging Equipment Services | 11300-Supply Chain Organization | 21003-Imaging Equipment Services | 11300~000000007418 | 487948 | NA |  | 14-121 | Transducers, Ultrasonic | Transducers | 3182 | GENERAL ELECTRIC COMPANY | 4C | 1 | 113D21003A | LP IMAGING EQUIPMENT SERVICES | ImagingEquip Equipment Staging | Run to Fail |  |  | 156 | 5 | 0 | 2012-01-10 | Canyons/Desert
11300-Supply Chain Organization | 21003 | Imaging Equipment Services | 11300-Supply Chain Organization | 21003-Imaging Equipment Services | 11300~000000007419 | 487949 | NA |  | 14-121 | Transducers, Ultrasonic | Transducers | 3183 | GENERAL ELECTRIC COMPANY | 4C | 1 | 113D21003A | LP IMAGING EQUIPMENT SERVICES | ImagingEquip Equipment Staging | Run to Fail |  |  | 156 | 5 | 0 | 2012-01-10 | Canyons/Desert
11300-Supply Chain Organization | 21003 | Imaging Equipment Services | 11300-Supply Chain Organization | 21003-Imaging Equipment Services | 11300~000000007420 | 487950 | NA |  | 14-121 | Transducers, Ultrasonic | Transducers | 3184 | GENERAL ELECTRIC COMPANY | 4C | 1 | 113D21003A | LP IMAGING EQUIPMENT SERVICES | ImagingEquip Equipment Staging | Run to Fail |  |  | 156 | 5 | 0 | 2012-01-10 | Canyons/Desert
11300-Supply Chain Organization | 21003 | Imaging Equipment Services | 11300-Supply Chain Organization | 21003-Imaging Equipment Services | 11300~000000007454 | 487953 | NA |  | 14-121 | Transducers, Ultrasonic | Transducers | 3185 | GENERAL ELECTRIC COMPANY | 4C | 1 | 113D21003A | LP IMAGING EQUIPMENT SERVICES | ImagingEquip Equipment Staging | Run to Fail |  |  | 156 | 5 | 0 | 2012-01-10 | Canyons/Desert
11300-Supply Chain Organization | 21003 | Imaging Equipment Services | 11300-Supply Chain Organization | 21003-Imaging Equipment Services | 11300~000000007455 | 487954 | NA |  | 14-121 | Transducers, Ultrasonic | Transducers | 3186 | GENERAL ELECTRIC COMPANY | 4C | 1 | 113D21003A | LP IMAGING EQUIPMENT SERVICES | ImagingEquip Equipment Staging | Run to Fail |  |  | 156 | 5 | 0 | 2012-01-10 | Canyons/Desert
11300-Supply Chain Organization | 21003 | Imaging Equipment Services | 11300-Supply Chain Organization | 21003-Imaging Equipment Services | 11300~000000007456 | 487955 | US PROBE |  | 14-121 | Transducers, Ultrasonic | Transducers | 3187 | GENERAL ELECTRIC COMPANY | 4C | 1 | 113D21003A | LP IMAGING EQUIPMENT SERVICES | ImagingEquip Equipment Staging | Run to Fail |  |  | 156 | 5 | 0 | 2012-01-10 | Canyons/Desert
11300-Supply Chain Organization | 21003 | Imaging Equipment Services | 11300-Supply Chain Organization | 21003-Imaging Equipment Services | 11300~000000007457 | 487962 | US PROBE |  | 14-121 | Transducers, Ultrasonic | Transducers | 3188 | GENERAL ELECTRIC COMPANY | 4C | 1 | 113D21003A | LP IMAGING EQUIPMENT SERVICES | ImagingEquip Equipment Staging | Run to Fail |  |  | 156 | 5 | 0 | 2012-01-10 | Canyons/Desert
11300-Supply Chain Organization | 21003 | Imaging Equipment Services | 11300-Supply Chain Organization | 21003-Imaging Equipment Services | 11300~000000007458 | 487964 | US PROBE |  | 14-121 | Transducers, Ultrasonic | Transducers | 3189 | GENERAL ELECTRIC COMPANY | 4C | 1 | 113D21003A | LP IMAGING EQUIPMENT SERVICES | ImagingEquip Equipment Staging | Run to Fail |  |  | 156 | 5 | 0 | 2012-01-10 | Canyons/Desert
11300-Supply Chain Organization | 21003 | Imaging Equipment Services | 11300-Supply Chain Organization | 21003-Imaging Equipment Services | 11300~000000007464 | 487970 | US PROBE |  | 14-121 | Transducers, Ultrasonic | Transducers | 3190 | GENERAL ELECTRIC COMPANY | 4C | 1 | 113D21003A | LP IMAGING EQUIPMENT SERVICES | ImagingEquip Equipment Staging | Run to Fail |  |  | 156 | 5 | 0 | 2012-01-10 | Canyons/Desert
11300-Supply Chain Organization | 21003 | Imaging Equipment Services | 11300-Supply Chain Organization | 21003-Imaging Equipment Services | 11300~000000007466 | 487972 | US PROBE |  | 14-121 | Transducers, Ultrasonic | Transducers | 3191 | GENERAL ELECTRIC COMPANY | 4C | 1 | 113D21003A | LP IMAGING EQUIPMENT SERVICES | ImagingEquip Equipment Staging | Run to Fail |  |  | 156 | 5 | 0 | 2012-01-10 | Canyons/Desert
11300-Supply Chain Organization | 21003 | Imaging Equipment Services | 11300-Supply Chain Organization | 21003-Imaging Equipment Services | 11300~000000007467 | 487973 | US PROBE |  | 14-121 | Transducers, Ultrasonic | Transducers | 3192 | GENERAL ELECTRIC COMPANY | 4C | 1 | 113D21003A | LP IMAGING EQUIPMENT SERVICES | ImagingEquip Equipment Staging | Run to Fail |  |  | 156 | 5 | 0 | 2012-01-10 | Canyons/Desert
11300-Supply Chain Organization | 21003 | Imaging Equipment Services | 11300-Supply Chain Organization | 21003-Imaging Equipment Services | 11300~000000007504 | 487978 | US PROBE |  | 14-121 | Transducers, Ultrasonic | Transducers | 3193 | GENERAL ELECTRIC COMPANY | 4C | 1 | 113D21003A | LP IMAGING EQUIPMENT SERVICES | ImagingEquip Equipment Staging | Run to Fail |  |  | 156 | 5 | 0 | 2012-01-10 | Canyons/Desert
11300-Supply Chain Organization | 21003 | Imaging Equipment Services | 11300-Supply Chain Organization | 21003-Imaging Equipment Services | 11300~000000007505 | 487979 | US PROBE |  | 14-121 | Transducers, Ultrasonic | Transducers | 3194 | GENERAL ELECTRIC COMPANY | 4C | 1 | 113D21003A | LP IMAGING EQUIPMENT SERVICES | ImagingEquip Equipment Staging | Run to Fail |  |  | 156 | 5 | 0 | 2012-01-10 | Canyons/Desert
11300-Supply Chain Organization | 21003 | Imaging Equipment Services | 11300-Supply Chain Organization | 21003-Imaging Equipment Services | 11300~000000007506 | 487980 | US PROBE |  | 14-121 | Transducers, Ultrasonic | Transducers | 3195 | GENERAL ELECTRIC COMPANY | 4C | 1 | 113D21003A | LP IMAGING EQUIPMENT SERVICES | ImagingEquip Equipment Staging | Run to Fail |  |  | 156 | 5 | 0 | 2012-01-10 | Canyons/Desert
11300-Supply Chain Organization | 21003 | Imaging Equipment Services | 11300-Supply Chain Organization | 21003-Imaging Equipment Services | 11300~000000007507 | 487981 | US PROBE |  | 14-121 | Transducers, Ultrasonic | Transducers | 3196 | GENERAL ELECTRIC COMPANY | 4C | 1 | 113D21003A | LP IMAGING EQUIPMENT SERVICES | ImagingEquip Equipment Staging | Run to Fail |  |  | 156 | 5 | 0 | 2012-01-10 | Canyons/Desert
11300-Supply Chain Organization | 21003 | Imaging Equipment Services | 11300-Supply Chain Organization | 21003-Imaging Equipment Services | 11300~000000007508 | 487982 | US PROBE |  | 14-121 | Transducers, Ultrasonic | Transducers | 3197 | GENERAL ELECTRIC COMPANY | 4C | 1 | 113D21003A | LP IMAGING EQUIPMENT SERVICES | ImagingEquip Equipment Staging | Run to Fail |  |  | 156 | 5 | 0 | 2012-01-10 | Canyons/Desert
11300-Supply Chain Organization | 21003 | Imaging Equipment Services | 11300-Supply Chain Organization | 21003-Imaging Equipment Services | 11300~000000007511 | 487989 | US PROBE |  | 14-121 | Transducers, Ultrasonic | Transducers | 3198 | GENERAL ELECTRIC COMPANY | 4C | 1 | 113D21003A | LP IMAGING EQUIPMENT SERVICES | ImagingEquip Equipment Staging | Run to Fail |  |  | 156 | 5 | 0 | 2012-01-10 | Canyons/Desert
11300-Supply Chain Organization | 21003 | Imaging Equipment Services | 11300-Supply Chain Organization | 21003-Imaging Equipment Services | 11300~000000007512 | 488034 | NA |  | 14-121 | Transducers, Ultrasonic | Transducers | 3199 | GENERAL ELECTRIC COMPANY | 4C | 1 | 113D21003A | LP IMAGING EQUIPMENT SERVICES | ImagingEquip Equipment Staging | Run to Fail |  |  | 156 | 5 | 0 | 2012-01-10 | Canyons/Desert
11300-Supply Chain Organization | 21003 | Imaging Equipment Services | 11300-Supply Chain Organization | 21003-Imaging Equipment Services | 11300~000000007513 | 488035 | NA |  | 14-121 | Transducers, Ultrasonic | Transducers | 3200 | GENERAL ELECTRIC COMPANY | 4C | 1 | 113D21003A | LP IMAGING EQUIPMENT SERVICES | ImagingEquip Equipment Staging | Run to Fail |  |  | 156 | 5 | 0 | 2012-01-10 | Canyons/Desert
11300-Supply Chain Organization | 21003 | Imaging Equipment Services | 11300-Supply Chain Organization | 21003-Imaging Equipment Services | 11300~000000007514 | 488040 | NA |  | 14-121 | Transducers, Ultrasonic | Transducers | 3201 | GENERAL ELECTRIC COMPANY | 4C | 1 | 113D21003A | LP IMAGING EQUIPMENT SERVICES | ImagingEquip Equipment Staging | Run to Fail |  |  | 156 | 5 | 0 | 2012-01-10 | Canyons/Desert
11300-Supply Chain Organization | 21003 | Imaging Equipment Services | 11300-Supply Chain Organization | 21003-Imaging Equipment Services | 11300~000000007555 | 490063 | NA |  | 14-121 | Transducers, Ultrasonic | Transducers | 3202 | GENERAL ELECTRIC COMPANY | 4C | 1 | 113D21003A | LP IMAGING EQUIPMENT SERVICES | ImagingEquip Equipment Staging | Run to Fail |  |  | 156 | 5 | 0 | 2012-01-10 | Canyons/Desert
11300-Supply Chain Organization | 21003 | Imaging Equipment Services | 11300-Supply Chain Organization | 21003-Imaging Equipment Services | 11300~000000007556 | 490064 | NA |  | 14-121 | Transducers, Ultrasonic | Transducers | 3203 | GENERAL ELECTRIC COMPANY | 4C | 1 | 113D21003A | LP IMAGING EQUIPMENT SERVICES | ImagingEquip Equipment Staging | Run to Fail |  |  | 156 | 5 | 0 | 2012-01-10 | Canyons/Desert
11300-Supply Chain Organization | 21003 | Imaging Equipment Services | 11300-Supply Chain Organization | 21003-Imaging Equipment Services | 11300~000000007559 | 490079 | NA |  | 14-121 | Transducers, Ultrasonic | Transducers | 3204 | GENERAL ELECTRIC COMPANY | 4C | 1 | 113D21003A | LP IMAGING EQUIPMENT SERVICES | ImagingEquip Equipment Staging | Run to Fail |  |  | 156 | 5 | 0 | 2012-01-10 | Canyons/Desert
11300-Supply Chain Organization | 21003 | Imaging Equipment Services | 11300-Supply Chain Organization | 21003-Imaging Equipment Services | 11300~000000007579 | 491112 | NA |  | 14-121 | Transducers, Ultrasonic | Transducers | 3205 | GENERAL ELECTRIC COMPANY | 4C | 1 | 113D21003A | LP IMAGING EQUIPMENT SERVICES | ImagingEquip Equipment Staging | Run to Fail |  |  | 156 | 5 | 0 | 2012-01-27 | Canyons/Desert
11300-Supply Chain Organization | 21003 | Imaging Equipment Services | 11300-Supply Chain Organization | 21003-Imaging Equipment Services | 11300~000000007580 | 491113 | NA |  | 14-121 | Transducers, Ultrasonic | Transducers | 3206 | GENERAL ELECTRIC COMPANY | 4C | 1 | 113D21003A | LP IMAGING EQUIPMENT SERVICES | ImagingEquip Equipment Staging | Run to Fail |  |  | 156 | 5 | 0 | 2012-01-27 | Canyons/Desert
11300-Supply Chain Organization | 21003 | Imaging Equipment Services | 11300-Supply Chain Organization | 21003-Imaging Equipment Services | 11300~000000007581 | 491114 | NA |  | 14-121 | Transducers, Ultrasonic | Transducers | 3207 | GENERAL ELECTRIC COMPANY | 4C | 1 | 113D21003A | LP IMAGING EQUIPMENT SERVICES | ImagingEquip Equipment Staging | Run to Fail |  |  | 156 | 5 | 0 | 2012-01-27 | Canyons/Desert
11300-Supply Chain Organization | 21003 | Imaging Equipment Services | 11300-Supply Chain Organization | 21003-Imaging Equipment Services | 11300~000000007582 | 491137 | NA |  | 14-121 | Transducers, Ultrasonic | Transducers | 3208 | GENERAL ELECTRIC COMPANY | 4C | 1 | 113D21003A | LP IMAGING EQUIPMENT SERVICES | ImagingEquip Equipment Staging | Run to Fail |  |  | 156 | 5 | 0 | 2012-01-27 | Canyons/Desert
11300-Supply Chain Organization | 21003 | Imaging Equipment Services | 11300-Supply Chain Organization | 21003-Imaging Equipment Services | 11300~000000007584 | 491139 | NA |  | 14-121 | Transducers, Ultrasonic | Transducers | 3209 | GENERAL ELECTRIC COMPANY | 4C | 1 | 113D21003A | LP IMAGING EQUIPMENT SERVICES | ImagingEquip Equipment Staging | Run to Fail |  |  | 156 | 5 | 0 | 2012-01-27 | Canyons/Desert
11300-Supply Chain Organization | 21003 | Imaging Equipment Services | 11300-Supply Chain Organization | 21003-Imaging Equipment Services | 11300~000000007586 | 491141 | NA |  | 14-121 | Transducers, Ultrasonic | Transducers | 3210 | GENERAL ELECTRIC COMPANY | 4C | 1 | 113D21003A | LP IMAGING EQUIPMENT SERVICES | ImagingEquip Equipment Staging | Run to Fail |  |  | 156 | 5 | 0 | 2012-01-27 | Canyons/Desert
11300-Supply Chain Organization | 21003 | Imaging Equipment Services | 11300-Supply Chain Organization | 21003-Imaging Equipment Services | 11300~000000007588 | 491143 | NA |  | 14-121 | Transducers, Ultrasonic | Transducers | 3211 | GENERAL ELECTRIC COMPANY | 4C | 1 | 113D21003A | LP IMAGING EQUIPMENT SERVICES | ImagingEquip Equipment Staging | Run to Fail |  |  | 156 | 5 | 0 | 2012-01-27 | Canyons/Desert
11300-Supply Chain Organization | 21003 | Imaging Equipment Services | 11300-Supply Chain Organization | 21003-Imaging Equipment Services | 11300~000000007589 | 491144 | NA |  | 14-121 | Transducers, Ultrasonic | Transducers | 3212 | GENERAL ELECTRIC COMPANY | 4C | 1 | 113D21003A | LP IMAGING EQUIPMENT SERVICES | ImagingEquip Equipment Staging | Run to Fail |  |  | 156 | 5 | 0 | 2012-01-27 | Canyons/Desert
11300-Supply Chain Organization | 21003 | Imaging Equipment Services | 11300-Supply Chain Organization | 21003-Imaging Equipment Services | 11300~000000007590 | 491145 | NA |  | 14-121 | Transducers, Ultrasonic | Transducers | 3213 | GENERAL ELECTRIC COMPANY | 4C | 1 | 113D21003A | LP IMAGING EQUIPMENT SERVICES | ImagingEquip Equipment Staging | Run to Fail |  |  | 156 | 5 | 0 | 2012-01-27 | Canyons/Desert
11300-Supply Chain Organization | 21003 | Imaging Equipment Services | 11300-Supply Chain Organization | 21003-Imaging Equipment Services | 11300~000000007595 | 490085 | NA |  | 14-121 | Transducers, Ultrasonic | Transducers | 3214 | GENERAL ELECTRIC COMPANY | 4C | 1 | 113D21003A | LP IMAGING EQUIPMENT SERVICES | ImagingEquip Equipment Staging | Run to Fail |  |  | 156 | 5 | 0 | 2012-01-10 | Canyons/Desert
11300-Supply Chain Organization | 21003 | Imaging Equipment Services | 11300-Supply Chain Organization | 21003-Imaging Equipment Services | 11300~000000007598 | 490088 | NA |  | 14-121 | Transducers, Ultrasonic | Transducers | 3215 | GENERAL ELECTRIC COMPANY | 4C | 1 | 113D21003A | LP IMAGING EQUIPMENT SERVICES | ImagingEquip Equipment Staging | Run to Fail |  |  | 156 | 5 | 0 | 2012-01-10 | Canyons/Desert
11300-Supply Chain Organization | 21003 | Imaging Equipment Services | 11300-Supply Chain Organization | 21003-Imaging Equipment Services | 11300~000000007600 | 490090 | NA |  | 14-121 | Transducers, Ultrasonic | Transducers | 3216 | GENERAL ELECTRIC COMPANY | 4C | 1 | 113D21003A | LP IMAGING EQUIPMENT SERVICES | ImagingEquip Equipment Staging | Run to Fail |  |  | 156 | 5 | 0 | 2012-01-10 | Canyons/Desert
11300-Supply Chain Organization | 21003 | Imaging Equipment Services | 11300-Supply Chain Organization | 21003-Imaging Equipment Services | 11300~000000007602 | 490092 | NA |  | 14-121 | Transducers, Ultrasonic | Transducers | 3217 | GENERAL ELECTRIC COMPANY | 4C | 1 | 113D21003A | LP IMAGING EQUIPMENT SERVICES | ImagingEquip Equipment Staging | Run to Fail |  |  | 156 | 5 | 0 | 2012-01-10 | Canyons/Desert
11300-Supply Chain Organization | 21003 | Imaging Equipment Services | 11300-Supply Chain Organization | 21003-Imaging Equipment Services | 11300~000000007603 | 490095 | NA |  | 14-121 | Transducers, Ultrasonic | Transducers | 3218 | GENERAL ELECTRIC COMPANY | 4C | 1 | 113D21003A | LP IMAGING EQUIPMENT SERVICES | ImagingEquip Equipment Staging | Run to Fail |  |  | 156 | 5 | 0 | 2012-01-10 | Canyons/Desert
11300-Supply Chain Organization | 21003 | Imaging Equipment Services | 11300-Supply Chain Organization | 21003-Imaging Equipment Services | 11300~000000007604 | 490096 | NA |  | 14-121 | Transducers, Ultrasonic | Transducers | 3219 | GENERAL ELECTRIC COMPANY | 4C | 1 | 113D21003A | LP IMAGING EQUIPMENT SERVICES | ImagingEquip Equipment Staging | Run to Fail |  |  | 156 | 5 | 0 | 2012-01-10 | Canyons/Desert
11300-Supply Chain Organization | 21003 | Imaging Equipment Services | 11300-Supply Chain Organization | 21003-Imaging Equipment Services | 11300~000000007605 | 490097 | NA |  | 14-121 | Transducers, Ultrasonic | Transducers | 3220 | GENERAL ELECTRIC COMPANY | 4C | 1 | 113D21003A | LP IMAGING EQUIPMENT SERVICES | ImagingEquip Equipment Staging | Run to Fail |  |  | 156 | 5 | 0 | 2012-01-10 | Canyons/Desert
11300-Supply Chain Organization | 21003 | Imaging Equipment Services | 11300-Supply Chain Organization | 21003-Imaging Equipment Services | 11300~000000007606 | 490099 | NA |  | 14-121 | Transducers, Ultrasonic | Transducers | 3221 | GENERAL ELECTRIC COMPANY | 4C | 1 | 113D21003A | LP IMAGING EQUIPMENT SERVICES | ImagingEquip Equipment Staging | Run to Fail |  |  | 156 | 5 | 0 | 2012-01-10 | Canyons/Desert
11300-Supply Chain Organization | 21003 | Imaging Equipment Services | 11300-Supply Chain Organization | 21003-Imaging Equipment Services | 11300~000000007607 | 490109 | NA |  | 14-121 | Transducers, Ultrasonic | Transducers | 3222 | GENERAL ELECTRIC COMPANY | 4C | 1 | 113D21003A | LP IMAGING EQUIPMENT SERVICES | ImagingEquip Equipment Staging | Run to Fail |  |  | 156 | 5 | 0 | 2012-01-10 | Canyons/Desert
11300-Supply Chain Organization | 21003 | Imaging Equipment Services | 11300-Supply Chain Organization | 21003-Imaging Equipment Services | 11300~000000007628 | 491152 | NA |  | 14-121 | Transducers, Ultrasonic | Transducers | 3223 | GENERAL ELECTRIC COMPANY | 4C | 1 | 113D21003A | LP IMAGING EQUIPMENT SERVICES | ImagingEquip Equipment Staging | Run to Fail |  |  | 156 | 5 | 0 | 2012-01-27 | Canyons/Desert
11300-Supply Chain Organization | 21003 | Imaging Equipment Services | 11300-Supply Chain Organization | 21003-Imaging Equipment Services | 11300~000000007629 | 491153 | NA |  | 14-121 | Transducers, Ultrasonic | Transducers | 3224 | GENERAL ELECTRIC COMPANY | 4C | 1 | 113D21003A | LP IMAGING EQUIPMENT SERVICES | ImagingEquip Equipment Staging | Run to Fail |  |  | 156 | 5 | 0 | 2012-01-27 | Canyons/Desert
11300-Supply Chain Organization | 21003 | Imaging Equipment Services | 11300-Supply Chain Organization | 21003-Imaging Equipment Services | 11300~000000007630 | 491154 | NA |  | 14-121 | Transducers, Ultrasonic | Transducers | 3225 | GENERAL ELECTRIC COMPANY | 4C | 1 | 113D21003A | LP IMAGING EQUIPMENT SERVICES | ImagingEquip Equipment Staging | Run to Fail |  |  | 156 | 5 | 0 | 2012-01-27 | Canyons/Desert
11300-Supply Chain Organization | 21003 | Imaging Equipment Services | 11300-Supply Chain Organization | 21003-Imaging Equipment Services | 11300~000000007632 | 491156 | NA |  | 14-121 | Transducers, Ultrasonic | Transducers | 3226 | GENERAL ELECTRIC COMPANY | 4C | 1 | 113D21003A | LP IMAGING EQUIPMENT SERVICES | ImagingEquip Equipment Staging | Run to Fail |  |  | 156 | 5 | 0 | 2012-01-27 | Canyons/Desert
11300-Supply Chain Organization | 21003 | Imaging Equipment Services | 11300-Supply Chain Organization | 21003-Imaging Equipment Services | 11300~000000007633 | 491157 | NA |  | 14-121 | Transducers, Ultrasonic | Transducers | 3227 | GENERAL ELECTRIC COMPANY | 4C | 1 | 113D21003A | LP IMAGING EQUIPMENT SERVICES | ImagingEquip Equipment Staging | Run to Fail |  |  | 156 | 5 | 0 | 2012-01-27 | Canyons/Desert
11300-Supply Chain Organization | 21003 | Imaging Equipment Services | 11300-Supply Chain Organization | 21003-Imaging Equipment Services | 11300~000000007634 | 491158 | NA |  | 14-121 | Transducers, Ultrasonic | Transducers | 3228 | GENERAL ELECTRIC COMPANY | 4C | 1 | 113D21003A | LP IMAGING EQUIPMENT SERVICES | ImagingEquip Equipment Staging | Run to Fail |  |  | 156 | 5 | 0 | 2012-01-27 | Canyons/Desert
11300-Supply Chain Organization | 21003 | Imaging Equipment Services | 11300-Supply Chain Organization | 21003-Imaging Equipment Services | 11300~000000007637 | 491161 | NA |  | 14-121 | Transducers, Ultrasonic | Transducers | 3229 | GENERAL ELECTRIC COMPANY | 4C | 1 | 113D21003A | LP IMAGING EQUIPMENT SERVICES | ImagingEquip Equipment Staging | Run to Fail |  |  | 156 | 5 | 0 | 2012-01-27 | Canyons/Desert
11300-Supply Chain Organization | 21003 | Imaging Equipment Services | 11300-Supply Chain Organization | 21003-Imaging Equipment Services | 11300~000000007639 | 490110 | NA |  | 14-121 | Transducers, Ultrasonic | Transducers | 3230 | GENERAL ELECTRIC COMPANY | 4C | 1 | 113D21003A | LP IMAGING EQUIPMENT SERVICES | ImagingEquip Equipment Staging | Run to Fail |  |  | 156 | 5 | 0 | 2012-01-10 | Canyons/Desert
11300-Supply Chain Organization | 21003 | Imaging Equipment Services | 11300-Supply Chain Organization | 21003-Imaging Equipment Services | 11300~000000007640 | 490113 | NA |  | 14-121 | Transducers, Ultrasonic | Transducers | 3231 | GENERAL ELECTRIC COMPANY | 4C | 1 | 113D21003A | LP IMAGING EQUIPMENT SERVICES | ImagingEquip Equipment Staging | Run to Fail |  |  | 156 | 5 | 0 | 2012-01-10 | Canyons/Desert
11300-Supply Chain Organization | 21003 | Imaging Equipment Services | 11300-Supply Chain Organization | 21003-Imaging Equipment Services | 11300~000000007642 | 490122 | NA |  | 14-121 | Transducers, Ultrasonic | Transducers | 3232 | GENERAL ELECTRIC COMPANY | 4C | 1 | 113D21003A | LP IMAGING EQUIPMENT SERVICES | ImagingEquip Equipment Staging | Run to Fail |  |  | 156 | 5 | 0 | 2012-01-10 | Canyons/Desert
11300-Supply Chain Organization | 21003 | Imaging Equipment Services | 11300-Supply Chain Organization | 21003-Imaging Equipment Services | 11300~000000007643 | 490124 | NA |  | 14-121 | Transducers, Ultrasonic | Transducers | 3233 | GENERAL ELECTRIC COMPANY | 4C | 1 | 113D21003A | LP IMAGING EQUIPMENT SERVICES | ImagingEquip Equipment Staging | Run to Fail |  |  | 156 | 5 | 0 | 2012-01-10 | Canyons/Desert
11300-Supply Chain Organization | 21003 | Imaging Equipment Services | 11300-Supply Chain Organization | 21003-Imaging Equipment Services | 11300~000000007644 | 490144 | NA |  | 14-121 | Transducers, Ultrasonic | Transducers | 3234 | GENERAL ELECTRIC COMPANY | 4C | 1 | 113D21003A | LP IMAGING EQUIPMENT SERVICES | ImagingEquip Equipment Staging | Run to Fail |  |  | 156 | 5 | 0 | 2012-01-10 | Canyons/Desert
11300-Supply Chain Organization | 21003 | Imaging Equipment Services | 11300-Supply Chain Organization | 21003-Imaging Equipment Services | 11300~000000007645 | 490145 | NA |  | 14-121 | Transducers, Ultrasonic | Transducers | 3235 | GENERAL ELECTRIC COMPANY | 4C | 1 | 113D21003A | LP IMAGING EQUIPMENT SERVICES | ImagingEquip Equipment Staging | Run to Fail |  |  | 156 | 5 | 0 | 2012-01-10 | Canyons/Desert
11300-Supply Chain Organization | 21003 | Imaging Equipment Services | 11300-Supply Chain Organization | 21003-Imaging Equipment Services | 11300~000000007667 | 491163 | NA |  | 14-121 | Transducers, Ultrasonic | Transducers | 3236 | GENERAL ELECTRIC COMPANY | 4C | 1 | 113D21003A | LP IMAGING EQUIPMENT SERVICES | ImagingEquip Equipment Staging | Run to Fail |  |  | 156 | 5 | 0 | 2012-01-27 | Canyons/Desert
11300-Supply Chain Organization | 21003 | Imaging Equipment Services | 11300-Supply Chain Organization | 21003-Imaging Equipment Services | 11300~000000007670 | 491178 | NA |  | 14-121 | Transducers, Ultrasonic | Transducers | 3237 | GENERAL ELECTRIC COMPANY | 4C | 1 | 113D21003A | LP IMAGING EQUIPMENT SERVICES | ImagingEquip Equipment Staging | Run to Fail |  |  | 156 | 5 | 0 | 2012-01-27 | Canyons/Desert
11300-Supply Chain Organization | 21003 | Imaging Equipment Services | 11300-Supply Chain Organization | 21003-Imaging Equipment Services | 11300~000000007673 | 491182 | NA |  | 14-121 | Transducers, Ultrasonic | Transducers | 3238 | GENERAL ELECTRIC COMPANY | 4C | 1 | 113D21003A | LP IMAGING EQUIPMENT SERVICES | ImagingEquip Equipment Staging | Run to Fail |  |  | 156 | 5 | 0 | 2012-01-27 | Canyons/Desert
11300-Supply Chain Organization | 21003 | Imaging Equipment Services | 11300-Supply Chain Organization | 21003-Imaging Equipment Services | 11300~000000007675 | 491184 | NA |  | 14-121 | Transducers, Ultrasonic | Transducers | 3239 | GENERAL ELECTRIC COMPANY | 4C | 1 | 113D21003A | LP IMAGING EQUIPMENT SERVICES | ImagingEquip Equipment Staging | Run to Fail |  |  | 156 | 5 | 0 | 2012-01-27 | Canyons/Desert
11300-Supply Chain Organization | 21003 | Imaging Equipment Services | 11300-Supply Chain Organization | 21003-Imaging Equipment Services | 11300~000000007677 | 491186 | NA |  | 14-121 | Transducers, Ultrasonic | Transducers | 3240 | GENERAL ELECTRIC COMPANY | 4C | 1 | 113D21003A | LP IMAGING EQUIPMENT SERVICES | ImagingEquip Equipment Staging | Run to Fail |  |  | 156 | 5 | 0 | 2012-01-27 | Canyons/Desert
11300-Supply Chain Organization | 21003 | Imaging Equipment Services | 11300-Supply Chain Organization | 21003-Imaging Equipment Services | 11300~000000007678 | 491187 | NA |  | 14-121 | Transducers, Ultrasonic | Transducers | 3241 | GENERAL ELECTRIC COMPANY | 4C | 1 | 113D21003A | LP IMAGING EQUIPMENT SERVICES | ImagingEquip Equipment Staging | Run to Fail |  |  | 156 | 5 | 0 | 2012-01-27 | Canyons/Desert
11300-Supply Chain Organization | 21003 | Imaging Equipment Services | 11300-Supply Chain Organization | 21003-Imaging Equipment Services | 11300~000000007681 | 491190 | NA |  | 14-121 | Transducers, Ultrasonic | Transducers | 3242 | GENERAL ELECTRIC COMPANY | 4C | 1 | 113D21003A | LP IMAGING EQUIPMENT SERVICES | ImagingEquip Equipment Staging | Run to Fail |  |  | 156 | 5 | 0 | 2012-01-27 | Canyons/Desert
11300-Supply Chain Organization | 21003 | Imaging Equipment Services | 11300-Supply Chain Organization | 21003-Imaging Equipment Services | 11300~000000007714 | 491191 | NA |  | 14-121 | Transducers, Ultrasonic | Transducers | 3243 | GENERAL ELECTRIC COMPANY | 4C | 1 | 113D21003A | LP IMAGING EQUIPMENT SERVICES | ImagingEquip Equipment Staging | Run to Fail |  |  | 156 | 5 | 0 | 2012-01-27 | Canyons/Desert
11300-Supply Chain Organization | 21003 | Imaging Equipment Services | 11300-Supply Chain Organization | 21003-Imaging Equipment Services | 11300~000000007715 | 491192 | NA |  | 14-121 | Transducers, Ultrasonic | Transducers | 3244 | GENERAL ELECTRIC COMPANY | 4C | 1 | 113D21003A | LP IMAGING EQUIPMENT SERVICES | ImagingEquip Equipment Staging | Run to Fail |  |  | 156 | 5 | 0 | 2012-01-27 | Canyons/Desert
11300-Supply Chain Organization | 21003 | Imaging Equipment Services | 11300-Supply Chain Organization | 21003-Imaging Equipment Services | 11300~000000007716 | 491193 | NA |  | 14-121 | Transducers, Ultrasonic | Transducers | 3245 | GENERAL ELECTRIC COMPANY | 4C | 1 | 113D21003A | LP IMAGING EQUIPMENT SERVICES | ImagingEquip Equipment Staging | Run to Fail |  |  | 156 | 5 | 0 | 2012-01-27 | Canyons/Desert
11300-Supply Chain Organization | 21003 | Imaging Equipment Services | 11300-Supply Chain Organization | 21003-Imaging Equipment Services | 11300~000000007717 | 491194 | NA |  | 14-121 | Transducers, Ultrasonic | Transducers | 3246 | GENERAL ELECTRIC COMPANY | 4C | 1 | 113D21003A | LP IMAGING EQUIPMENT SERVICES | ImagingEquip Equipment Staging | Run to Fail |  |  | 156 | 5 | 0 | 2012-01-27 | Canyons/Desert
11300-Supply Chain Organization | 21003 | Imaging Equipment Services | 11300-Supply Chain Organization | 21003-Imaging Equipment Services | 11300~000000007718 | 491195 | NA |  | 14-121 | Transducers, Ultrasonic | Transducers | 3247 | GENERAL ELECTRIC COMPANY | 4C | 1 | 113D21003A | LP IMAGING EQUIPMENT SERVICES | ImagingEquip Equipment Staging | Run to Fail |  |  | 156 | 5 | 0 | 2012-01-27 | Canyons/Desert
11300-Supply Chain Organization | 21003 | Imaging Equipment Services | 11300-Supply Chain Organization | 21003-Imaging Equipment Services | 11300~000000007719 | 491196 | NA |  | 14-121 | Transducers, Ultrasonic | Transducers | 3248 | GENERAL ELECTRIC COMPANY | 4C | 1 | 113D21003A | LP IMAGING EQUIPMENT SERVICES | ImagingEquip Equipment Staging | Run to Fail |  |  | 156 | 5 | 0 | 2012-01-27 | Canyons/Desert
11300-Supply Chain Organization | 21003 | Imaging Equipment Services | 11300-Supply Chain Organization | 21003-Imaging Equipment Services | 11300~000000007720 | 491198 | NA |  | 14-121 | Transducers, Ultrasonic | Transducers | 3249 | GENERAL ELECTRIC COMPANY | 4C | 1 | 113D21003A | LP IMAGING EQUIPMENT SERVICES | ImagingEquip Equipment Staging | Run to Fail |  |  | 156 | 5 | 0 | 2012-01-27 | Canyons/Desert
11300-Supply Chain Organization | 21003 | Imaging Equipment Services | 11300-Supply Chain Organization | 21003-Imaging Equipment Services | 11300~000000007721 | 491201 | NA |  | 14-121 | Transducers, Ultrasonic | Transducers | 3250 | GENERAL ELECTRIC COMPANY | 4C | 1 | 113D21003A | LP IMAGING EQUIPMENT SERVICES | ImagingEquip Equipment Staging | Run to Fail |  |  | 156 | 5 | 0 | 2012-01-27 | Canyons/Desert
11300-Supply Chain Organization | 21003 | Imaging Equipment Services | 11300-Supply Chain Organization | 21003-Imaging Equipment Services | 11300~000000007722 | 491210 | NA |  | 14-121 | Transducers, Ultrasonic | Transducers | 3251 | GENERAL ELECTRIC COMPANY | 4C | 1 | 113D21003A | LP IMAGING EQUIPMENT SERVICES | ImagingEquip Equipment Staging | Run to Fail |  |  | 156 | 5 | 0 | 2012-01-27 | Canyons/Desert
11300-Supply Chain Organization | 21003 | Imaging Equipment Services | 11300-Supply Chain Organization | 21003-Imaging Equipment Services | 11300~000000007723 | 491212 | NA |  | 14-121 | Transducers, Ultrasonic | Transducers | 3252 | GENERAL ELECTRIC COMPANY | 4C | 1 | 113D21003A | LP IMAGING EQUIPMENT SERVICES | ImagingEquip Equipment Staging | Run to Fail |  |  | 156 | 5 | 0 | 2012-01-27 | Canyons/Desert
11300-Supply Chain Organization | 21003 | Imaging Equipment Services | 11300-Supply Chain Organization | 21003-Imaging Equipment Services | 11300~000000007761 | 491811 | NA |  | 14-121 | Transducers, Ultrasonic | Transducers | 3253 | GENERAL ELECTRIC COMPANY | 4C | 1 | 113D21003A | LP IMAGING EQUIPMENT SERVICES | ImagingEquip Equipment Staging | Run to Fail |  |  | 155 | 5 | 0 | 2012-02-08 | Canyons/Desert
11300-Supply Chain Organization | 21003 | Imaging Equipment Services | 11300-Supply Chain Organization | 21003-Imaging Equipment Services | 11300~000000007762 | 491812 | NA |  | 14-121 | Transducers, Ultrasonic | Transducers | 3254 | GENERAL ELECTRIC COMPANY | 4C | 1 | 113D21003A | LP IMAGING EQUIPMENT SERVICES | ImagingEquip Equipment Staging | Run to Fail |  |  | 155 | 5 | 0 | 2012-02-08 | Canyons/Desert
11300-Supply Chain Organization | 21003 | Imaging Equipment Services | 11300-Supply Chain Organization | 21003-Imaging Equipment Services | 11300~000000007763 | 491813 | NA |  | 14-121 | Transducers, Ultrasonic | Transducers | 3255 | GENERAL ELECTRIC COMPANY | 4C | 1 | 113D21003A | LP IMAGING EQUIPMENT SERVICES | ImagingEquip Equipment Staging | Run to Fail |  |  | 155 | 5 | 0 | 2012-02-08 | Canyons/Desert
11300-Supply Chain Organization | 21003 | Imaging Equipment Services | 11300-Supply Chain Organization | 21003-Imaging Equipment Services | 11300~000000007765 | 491815 | NA |  | 14-121 | Transducers, Ultrasonic | Transducers | 3256 | GENERAL ELECTRIC COMPANY | 4C | 1 | 113D21003A | LP IMAGING EQUIPMENT SERVICES | ImagingEquip Equipment Staging | Run to Fail |  |  | 155 | 5 | 0 | 2012-02-08 | Canyons/Desert
11300-Supply Chain Organization | 21003 | Imaging Equipment Services | 11300-Supply Chain Organization | 21003-Imaging Equipment Services | 11300~000000007767 | 491817 | NA |  | 14-121 | Transducers, Ultrasonic | Transducers | 3257 | GENERAL ELECTRIC COMPANY | 4C | 1 | 113D21003A | LP IMAGING EQUIPMENT SERVICES | ImagingEquip Equipment Staging | Run to Fail |  |  | 155 | 5 | 0 | 2012-02-08 | Canyons/Desert
11300-Supply Chain Organization | 21003 | Imaging Equipment Services | 11300-Supply Chain Organization | 21003-Imaging Equipment Services | 11300~000000007768 | 491818 | NA |  | 14-121 | Transducers, Ultrasonic | Transducers | 3258 | GENERAL ELECTRIC COMPANY | 4C | 1 | 113D21003A | LP IMAGING EQUIPMENT SERVICES | ImagingEquip Equipment Staging | Run to Fail |  |  | 155 | 5 | 0 | 2012-02-08 | Canyons/Desert
11300-Supply Chain Organization | 21003 | Imaging Equipment Services | 11300-Supply Chain Organization | 21003-Imaging Equipment Services | 11300~000000007769 | 491823 | US PROBE |  | 14-121 | Transducers, Ultrasonic | Transducers | 3259 | GENERAL ELECTRIC COMPANY | 4C | 1 | 113D21003A | LP IMAGING EQUIPMENT SERVICES | ImagingEquip Equipment Staging | Run to Fail |  |  | 155 | 5 | 0 | 2012-02-08 | Canyons/Desert
11300-Supply Chain Organization | 21003 | Imaging Equipment Services | 11300-Supply Chain Organization | 21003-Imaging Equipment Services | 11300~000000007770 | 491824 | US PROBE |  | 14-121 | Transducers, Ultrasonic | Transducers | 3260 | GENERAL ELECTRIC COMPANY | 4C | 1 | 113D21003A | LP IMAGING EQUIPMENT SERVICES | ImagingEquip Equipment Staging | Run to Fail |  |  | 155 | 5 | 0 | 2012-02-08 | Canyons/Desert
11300-Supply Chain Organization | 21003 | Imaging Equipment Services | 11300-Supply Chain Organization | 21003-Imaging Equipment Services | 11300~000000007771 | 491825 | US PROBE |  | 14-121 | Transducers, Ultrasonic | Transducers | 3261 | GENERAL ELECTRIC COMPANY | 4C | 1 | 113D21003A | LP IMAGING EQUIPMENT SERVICES | ImagingEquip Equipment Staging | Run to Fail |  |  | 155 | 5 | 0 | 2012-02-08 | Canyons/Desert
11300-Supply Chain Organization | 21003 | Imaging Equipment Services | 11300-Supply Chain Organization | 21003-Imaging Equipment Services | 11300~000000007805 | 491827 | US PROBE |  | 14-121 | Transducers, Ultrasonic | Transducers | 3262 | GENERAL ELECTRIC COMPANY | 4C | 1 | 113D21003A | LP IMAGING EQUIPMENT SERVICES | ImagingEquip Equipment Staging | Run to Fail |  |  | 155 | 5 | 0 | 2012-02-08 | Canyons/Desert
11300-Supply Chain Organization | 21003 | Imaging Equipment Services | 11300-Supply Chain Organization | 21003-Imaging Equipment Services | 11300~000000007806 | 491828 | US PROBE |  | 14-121 | Transducers, Ultrasonic | Transducers | 3263 | GENERAL ELECTRIC COMPANY | 4C | 1 | 113D21003A | LP IMAGING EQUIPMENT SERVICES | ImagingEquip Equipment Staging | Run to Fail |  |  | 155 | 5 | 0 | 2012-02-08 | Canyons/Desert
11300-Supply Chain Organization | 21003 | Imaging Equipment Services | 11300-Supply Chain Organization | 21003-Imaging Equipment Services | 11300~000000007807 | 491830 | NA |  | 14-121 | Transducers, Ultrasonic | Transducers | 3264 | GENERAL ELECTRIC COMPANY | 4C | 1 | 113D21003A | LP IMAGING EQUIPMENT SERVICES | ImagingEquip Equipment Staging | Run to Fail |  |  | 155 | 5 | 0 | 2012-02-08 | Canyons/Desert
11300-Supply Chain Organization | 21003 | Imaging Equipment Services | 11300-Supply Chain Organization | 21003-Imaging Equipment Services | 11300~000000007808 | 491831 | US PROBE |  | 14-121 | Transducers, Ultrasonic | Transducers | 3265 | GENERAL ELECTRIC COMPANY | 4C | 1 | 113D21003A | LP IMAGING EQUIPMENT SERVICES | ImagingEquip Equipment Staging | Run to Fail |  |  | 155 | 5 | 0 | 2012-02-08 | Canyons/Desert
11300-Supply Chain Organization | 21003 | Imaging Equipment Services | 11300-Supply Chain Organization | 21003-Imaging Equipment Services | 11300~000000007809 | 491836 | NA |  | 14-121 | Transducers, Ultrasonic | Transducers | 3266 | GENERAL ELECTRIC COMPANY | 4C | 1 | 113D21003A | LP IMAGING EQUIPMENT SERVICES | ImagingEquip Equipment Staging | Run to Fail |  |  | 155 | 5 | 0 | 2012-02-08 | Canyons/Desert
11300-Supply Chain Organization | 21003 | Imaging Equipment Services | 11300-Supply Chain Organization | 21003-Imaging Equipment Services | 11300~000000007813 | 491840 | NA |  | 14-121 | Transducers, Ultrasonic | Transducers | 3267 | GENERAL ELECTRIC COMPANY | 4C | 1 | 113D21003A | LP IMAGING EQUIPMENT SERVICES | ImagingEquip Equipment Staging | Run to Fail |  |  | 155 | 5 | 0 | 2012-02-08 | Canyons/Desert
11300-Supply Chain Organization | 21003 | Imaging Equipment Services | 11300-Supply Chain Organization | 21003-Imaging Equipment Services | 11300~000000007814 | 491841 | NA |  | 14-121 | Transducers, Ultrasonic | Transducers | 3268 | GENERAL ELECTRIC COMPANY | 4C | 1 | 113D21003A | LP IMAGING EQUIPMENT SERVICES | ImagingEquip Equipment Staging | Run to Fail |  |  | 155 | 5 | 0 | 2012-02-08 | Canyons/Desert
11300-Supply Chain Organization | 21003 | Imaging Equipment Services | 11300-Supply Chain Organization | 21003-Imaging Equipment Services | 11300~000000007815 | 491842 | NA |  | 14-121 | Transducers, Ultrasonic | Transducers | 3269 | GENERAL ELECTRIC COMPANY | 4C | 1 | 113D21003A | LP IMAGING EQUIPMENT SERVICES | ImagingEquip Equipment Staging | Run to Fail |  |  | 155 | 5 | 0 | 2012-02-08 | Canyons/Desert
11300-Supply Chain Organization | 21003 | Imaging Equipment Services | 11300-Supply Chain Organization | 21003-Imaging Equipment Services | 11300~000000007816 | 491843 | NA |  | 14-121 | Transducers, Ultrasonic | Transducers | 3270 | GENERAL ELECTRIC COMPANY | 4C | 1 | 113D21003A | LP IMAGING EQUIPMENT SERVICES | ImagingEquip Equipment Staging | Run to Fail |  |  | 155 | 5 | 0 | 2012-02-08 | Canyons/Desert
11300-Supply Chain Organization | 21003 | Imaging Equipment Services | 11300-Supply Chain Organization | 21003-Imaging Equipment Services | 11300~000000007817 | 491844 | NA |  | 14-121 | Transducers, Ultrasonic | Transducers | 3271 | GENERAL ELECTRIC COMPANY | 4C | 1 | 113D21003A | LP IMAGING EQUIPMENT SERVICES | ImagingEquip Equipment Staging | Run to Fail |  |  | 155 | 5 | 0 | 2012-02-08 | Canyons/Desert
11300-Supply Chain Organization | 21003 | Imaging Equipment Services | 11300-Supply Chain Organization | 21003-Imaging Equipment Services | 11300~000000007818 | 491845 | NA |  | 14-121 | Transducers, Ultrasonic | Transducers | 3272 | GENERAL ELECTRIC COMPANY | 4C | 1 | 113D21003A | LP IMAGING EQUIPMENT SERVICES | ImagingEquip Equipment Staging | Run to Fail |  |  | 155 | 5 | 0 | 2012-02-08 | Canyons/Desert
11300-Supply Chain Organization | 21003 | Imaging Equipment Services | 11300-Supply Chain Organization | 21003-Imaging Equipment Services | 11300~000000007819 | 491846 | NA |  | 14-121 | Transducers, Ultrasonic | Transducers | 3273 | GENERAL ELECTRIC COMPANY | 4C | 1 | 113D21003A | LP IMAGING EQUIPMENT SERVICES | ImagingEquip Equipment Staging | Run to Fail |  |  | 155 | 5 | 0 | 2012-02-08 | Canyons/Desert
11300-Supply Chain Organization | 21003 | Imaging Equipment Services | 11300-Supply Chain Organization | 21003-Imaging Equipment Services | 11300~000000007853 | 491850 | NA |  | 14-121 | Transducers, Ultrasonic | Transducers | 3274 | GENERAL ELECTRIC COMPANY | 4C | 1 | 113D21003A | LP IMAGING EQUIPMENT SERVICES | ImagingEquip Equipment Staging | Run to Fail |  |  | 155 | 5 | 0 | 2012-02-08 | Canyons/Desert
11300-Supply Chain Organization | 21003 | Imaging Equipment Services | 11300-Supply Chain Organization | 21003-Imaging Equipment Services | 11300~000000007854 | 491851 | NA |  | 14-121 | Transducers, Ultrasonic | Transducers | 3275 | GENERAL ELECTRIC COMPANY | 4C | 1 | 113D21003A | LP IMAGING EQUIPMENT SERVICES | ImagingEquip Equipment Staging | Run to Fail |  |  | 155 | 5 | 0 | 2012-02-08 | Canyons/Desert
11300-Supply Chain Organization | 21003 | Imaging Equipment Services | 11300-Supply Chain Organization | 21003-Imaging Equipment Services | 11300~000000007855 | 491852 | NA |  | 14-121 | Transducers, Ultrasonic | Transducers | 3276 | GENERAL ELECTRIC COMPANY | 4C | 1 | 113D21003A | LP IMAGING EQUIPMENT SERVICES | ImagingEquip Equipment Staging | Run to Fail |  |  | 155 | 5 | 0 | 2012-02-08 | Canyons/Desert
11300-Supply Chain Organization | 21003 | Imaging Equipment Services | 11300-Supply Chain Organization | 21003-Imaging Equipment Services | 11300~000000007856 | 491853 | NA |  | 14-121 | Transducers, Ultrasonic | Transducers | 3277 | GENERAL ELECTRIC COMPANY | 4C | 1 | 113D21003A | LP IMAGING EQUIPMENT SERVICES | ImagingEquip Equipment Staging | Run to Fail |  |  | 155 | 5 | 0 | 2012-02-08 | Canyons/Desert
11300-Supply Chain Organization | 21003 | Imaging Equipment Services | 11300-Supply Chain Organization | 21003-Imaging Equipment Services | 11300~000000007857 | 491854 | NA |  | 14-121 | Transducers, Ultrasonic | Transducers | 3278 | GENERAL ELECTRIC COMPANY | 4C | 1 | 113D21003A | LP IMAGING EQUIPMENT SERVICES | ImagingEquip Equipment Staging | Run to Fail |  |  | 155 | 5 | 0 | 2012-02-08 | Canyons/Desert
11300-Supply Chain Organization | 21003 | Imaging Equipment Services | 11300-Supply Chain Organization | 21003-Imaging Equipment Services | 11300~000000007858 | 491855 | NA |  | 14-121 | Transducers, Ultrasonic | Transducers | 3279 | GENERAL ELECTRIC COMPANY | 4C | 1 | 113D21003A | LP IMAGING EQUIPMENT SERVICES | ImagingEquip Equipment Staging | Run to Fail |  |  | 155 | 5 | 0 | 2012-02-08 | Canyons/Desert
11300-Supply Chain Organization | 21003 | Imaging Equipment Services | 11300-Supply Chain Organization | 21003-Imaging Equipment Services | 11300~000000007859 | 491856 | NA |  | 14-121 | Transducers, Ultrasonic | Transducers | 3280 | GENERAL ELECTRIC COMPANY | 4C | 1 | 113D21003A | LP IMAGING EQUIPMENT SERVICES | ImagingEquip Equipment Staging | Run to Fail |  |  | 155 | 5 | 0 | 2012-02-08 | Canyons/Desert
11300-Supply Chain Organization | 21003 | Imaging Equipment Services | 11300-Supply Chain Organization | 21003-Imaging Equipment Services | 11300~000000007860 | 491857 | NA |  | 14-121 | Transducers, Ultrasonic | Transducers | 3281 | GENERAL ELECTRIC COMPANY | 4C | 1 | 113D21003A | LP IMAGING EQUIPMENT SERVICES | ImagingEquip Equipment Staging | Run to Fail |  |  | 155 | 5 | 0 | 2012-02-08 | Canyons/Desert
11300-Supply Chain Organization | 21003 | Imaging Equipment Services | 11300-Supply Chain Organization | 21003-Imaging Equipment Services | 11300~000000007861 | 491858 | NA |  | 14-121 | Transducers, Ultrasonic | Transducers | 3282 | GENERAL ELECTRIC COMPANY | 4C | 1 | 113D21003A | LP IMAGING EQUIPMENT SERVICES | ImagingEquip Equipment Staging | Run to Fail |  |  | 155 | 5 | 0 | 2012-02-08 | Canyons/Desert
11300-Supply Chain Organization | 21003 | Imaging Equipment Services | 11300-Supply Chain Organization | 21003-Imaging Equipment Services | 11300~000000007862 | 491859 | NA |  | 14-121 | Transducers, Ultrasonic | Transducers | 3283 | GENERAL ELECTRIC COMPANY | 4C | 1 | 113D21003A | LP IMAGING EQUIPMENT SERVICES | ImagingEquip Equipment Staging | Run to Fail |  |  | 155 | 5 | 0 | 2012-02-08 | Canyons/Desert
11300-Supply Chain Organization | 21003 | Imaging Equipment Services | 11300-Supply Chain Organization | 21003-Imaging Equipment Services | 11300~000000007863 | 491860 | NA |  | 14-121 | Transducers, Ultrasonic | Transducers | 3284 | GENERAL ELECTRIC COMPANY | 4C | 1 | 113D21003A | LP IMAGING EQUIPMENT SERVICES | ImagingEquip Equipment Staging | Run to Fail |  |  | 155 | 5 | 0 | 2012-02-08 | Canyons/Desert
11300-Supply Chain Organization | 21003 | Imaging Equipment Services | 11300-Supply Chain Organization | 21003-Imaging Equipment Services | 11300~000000007864 | 491867 | US PROBE |  | 14-121 | Transducers, Ultrasonic | Transducers | 3285 | GENERAL ELECTRIC COMPANY | 4C | 1 | 113D21003A | LP IMAGING EQUIPMENT SERVICES | ImagingEquip Equipment Staging | Run to Fail |  |  | 155 | 5 | 0 | 2012-02-08 | Canyons/Desert
11300-Supply Chain Organization | 21003 | Imaging Equipment Services | 11300-Supply Chain Organization | 21003-Imaging Equipment Services | 11300~000000007865 | 491869 | US PROBE |  | 14-121 | Transducers, Ultrasonic | Transducers | 3286 | GENERAL ELECTRIC COMPANY | 4C | 1 | 113D21003A | LP IMAGING EQUIPMENT SERVICES | ImagingEquip Equipment Staging | Run to Fail |  |  | 155 | 5 | 0 | 2012-02-08 | Canyons/Desert
11300-Supply Chain Organization | 21003 | Imaging Equipment Services | 11300-Supply Chain Organization | 32211-Clinical Engineering Supp Serv | 11300~000000007351 | 487768 | US PROBE |  | 14-121 | Transducers, Ultrasonic | Transducers | 3287 | GENERAL ELECTRIC COMPANY | 4C | 1 | 113D32211A | LP CLINICAL ENGINEER SUPP SERV | CE Workshop | Run to Fail |  |  | 156 | 5 | 0 | 2012-01-10 | Canyons/Desert
11300-Supply Chain Organization | 21003 | Imaging Equipment Services | 11300-Supply Chain Organization | 32211-Clinical Engineering Supp Serv | 11300~000000007413 | 487919 | NA |  | 14-121 | Transducers, Ultrasonic | Transducers | 3288 | GENERAL ELECTRIC COMPANY | 4C | 1 | 113D32211A | LP CLINICAL ENGINEER SUPP SERV | Out To Vendor | Run to Fail |  |  | 156 | 5 | 0 | 2012-01-10 | Canyons/Desert
11300-Supply Chain Organization | 21003 | Imaging Equipment Services | 11300-Supply Chain Organization | 32213-Asset Recovery - SLC | 11300~000000007554 | 490060 | NA |  | 14-121 | Transducers, Ultrasonic | Transducers | 3290 | GENERAL ELECTRIC COMPANY | 4C | 1 | 113D32213B | SC ASSET RECOVERY FINE DR WHS | Redeploy | Run to Fail |  |  | 156 | 5 | 0 | 2012-01-10 | Canyons/Desert
11300-Supply Chain Organization | 21003 | Imaging Equipment Services | 11300-Supply Chain Organization | 32213-Asset Recovery - SLC | 11300~000000007635 | 491159 | NA |  | 14-121 | Transducers, Ultrasonic | Transducers | 3291 | GENERAL ELECTRIC COMPANY | 4C | 1 | 113D32213C | SC ASSET RECOVERY AIRPORT WHS | Received | Run to Fail |  |  | 156 | 5 | 0 | 2012-01-27 | Canyons/Desert
11300-Supply Chain Organization | 21003 | Imaging Equipment Services | 11300-Supply Chain Organization | 32213-Asset Recovery - SLC | 11300~000000007636 | 491160 | NA |  | 14-121 | Transducers, Ultrasonic | Transducers | 3292 | GENERAL ELECTRIC COMPANY | 4C | 1 | 113D32213C | SC ASSET RECOVERY AIRPORT WHS | Received | Run to Fail |  |  | 156 | 5 | 0 | 2012-01-27 | Canyons/Desert
11300-Supply Chain Organization | 21003 | Imaging Equipment Services | 11300-Supply Chain Organization | 32213-Asset Recovery - SLC | 11300~000000007676 | 491185 | NA |  | 14-121 | Transducers, Ultrasonic | Transducers | 3293 | GENERAL ELECTRIC COMPANY | 4C | 1 | 113D32213C | SC ASSET RECOVERY AIRPORT WHS | Sold | Run to Fail |  |  | 156 | 5 | 0 | 2012-01-27 | Canyons/Desert
11300-Supply Chain Organization | 21003 | Imaging Equipment Services | 11300-Supply Chain Organization | 32213-Asset Recovery - SLC | 11300~000000007772 | 491826 | US PROBE |  | 14-121 | Transducers, Ultrasonic | Transducers | 3294 | GENERAL ELECTRIC COMPANY | 4C | 1 | 113D32213C | SC ASSET RECOVERY AIRPORT WHS | Received | Run to Fail |  |  | 155 | 5 | 0 | 2012-02-08 | Canyons/Desert
11300-Supply Chain Organization | 21003 | Imaging Equipment Services | 11300-Supply Chain Organization | 32213-Asset Recovery - SLC | 11300~000000007810 | 491837 | NA |  | 14-121 | Transducers, Ultrasonic | Transducers | 3295 | GENERAL ELECTRIC COMPANY | 4C | 1 | 113D32213B | SC ASSET RECOVERY FINE DR WHS | Received | Run to Fail |  |  | 155 | 5 | 0 | 2012-02-08 | Canyons/Desert
11300-Supply Chain Organization | 21003 | Imaging Equipment Services | 11300-Supply Chain Organization | 32213-Asset Recovery - SLC | 11300~000000007811 | 491838 | NA |  | 14-121 | Transducers, Ultrasonic | Transducers | 3296 | GENERAL ELECTRIC COMPANY | 4C | 1 | 113D32213B | SC ASSET RECOVERY FINE DR WHS | Received | Run to Fail |  |  | 155 | 5 | 0 | 2012-02-08 | Canyons/Desert
11300-Supply Chain Organization | 21003 | Imaging Equipment Services | 11300-Supply Chain Organization | 32213-Asset Recovery - SLC | 11300~000000007812 | 491839 | NA |  | 14-121 | Transducers, Ultrasonic | Transducers | 3297 | GENERAL ELECTRIC COMPANY | 4C | 1 | 113D32213B | SC ASSET RECOVERY FINE DR WHS | Received | Run to Fail |  |  | 155 | 5 | 0 | 2012-02-08 | Canyons/Desert
11300-Supply Chain Organization | 21003 | Imaging Equipment Services | 12600-St George Regional Hospital | 32215-Clinical Engineering | 11300~000000007587 | 491142 | NA |  | 14-121 | Transducers, Ultrasonic | Transducers | 3301 | GENERAL ELECTRIC COMPANY | 4C | 1 | 126D32215A | SG CLINICAL ENGINEERING | Clinical Engineering | Run to Fail |  |  | 156 | 5 | 0 | 2012-01-27 | Canyons/Desert
11300-Supply Chain Organization | 21003 | Imaging Equipment Services | 12700-Fillmore Community Hospital | 20101-Emergency Department | 11300~000000007337 | 490557 | NA |  | 14-121 | Transducers, Ultrasonic | Transducers | 3302 | GE HEALTHCARE | 4C | 1 | 127D20101A | FL EMERGENCY ROOM | Emergency Rm | Run to Fail | IES | ASP_GE | 156 | 5 | 0 | 2012-01-23 | Canyons/Desert
11300-Supply Chain Organization | 21003 | Imaging Equipment Services | 12700-Fillmore Community Hospital | 20101-Emergency Department | 11300~000000007338 | 490558 | NA |  | 14-121 | Transducers, Ultrasonic | Transducers | 3303 | GE HEALTHCARE | 4C | 1 | 127D20101A | FL EMERGENCY ROOM | Emergency Rm | Run to Fail | IES | ASP_GE | 156 | 5 | 0 | 2012-01-23 | Canyons/Desert
11300-Supply Chain Organization | 21003 | Imaging Equipment Services | 12700-Fillmore Community Hospital | 20101-Emergency Department | 11300~000000007339 | 490559 | NA |  | 14-121 | Transducers, Ultrasonic | Transducers | 3304 | GE HEALTHCARE | 4C | 1 | 127D20101A | FL EMERGENCY ROOM | Emergency Rm | Run to Fail | IES | ASP_GE | 156 | 5 | 0 | 2012-01-23 | Canyons/Desert
12200-Cassia Regional Hospital | 70001 | Spring Creek Womens Health | 12200-Cassia Regional Hospital | 70001-Spring Creek Womens Health | 12200~000000002620 | 487817 | 116156WX1 |  | 14-121 | Transducers, Ultrasonic | Transducers | 3339 | GE HEALTHCARE | 4C RS | 1 | 122D70001A | CA SPRING CREEK WOMENS CNTR | Common Area | Run to Fail | IES | ASP_GE | 187 | 5 | 0 | 2009-06-24 | Canyons/Desert
13200-McKay-Dee Hospital Center | 14001 | Labor and Delivery Rooms | 13200-McKay-Dee Hospital Center | 14001-Labor and Delivery Rooms | 13200~000000009968 | 490076 | 315359WX0 |  | 14-121 | Transducers, Ultrasonic | Transducers | 3425 | GE HEALTHCARE | 4C RS | 1 | 132D14001A | MK LABOR AND DELIVERY 4TH FLR | Storage Rm | Run to Fail |  |  | 134 | 5 | 0 | 2013-11-13 | Canyons/Desert
13200-McKay-Dee Hospital Center | 14001 | Labor and Delivery Rooms | 13200-McKay-Dee Hospital Center | 14001-Labor and Delivery Rooms | 13200~000000025124 | 761790 | 1023280WX9 |  | 14-121 | Transducers, Ultrasonic | Transducers | 3426 | GE HEALTHCARE | 4C RS | 1 | 132D14001A | MK LABOR AND DELIVERY 4TH FLR | Common Area | Run to Fail | MKDHC_CE | MKDCREW2CE | 31 | 5 | 2 | 2022-06-16 | Canyons/Desert
13200-McKay-Dee Hospital Center | 70519 | Maternal Fetal Medicine | 13200-McKay-Dee Hospital Center | 70519-Maternal Fetal Medicine | 13200~000000025618 | 903038 | 1141968WX6 |  | 14-121 | Transducers, Ultrasonic | Transducers | 3554 | GE HEALTHCARE | 4C RS | 1 | 132D70519A | MK MATERNAL FETAL MED 4TH FLR | Unspecified | Run to Fail | MKDHC_CE | MKDCREW2CE | 25 | 15.25 | 13.25 | 2022-12-21 | Canyons/Desert
14200-Sevier Valley Hospital | 21101 | Radiology | 14200-Sevier Valley Hospital | 21101-Radiology | 14200~000000000479 | 487884 | 66931WX7 | E343612 | 14-121 | Transducers, Ultrasonic | Transducers | 3613 | GE HEALTHCARE | 4C RS | 1 | 142D21101A | SV RADIOLOGY | Us 1 | Run to Fail | IES | ASP_GE | 156 | 5 | 0 | 2012-01-10 | Canyons/Desert
15400-Intermountain Medical Center | 14001 | Labor and Delivery Rooms | 15400-Intermountain Medical Center | 14001-Labor and Delivery Rooms | 15400~000000015190 | 491902 | 119550WX2 |  | 14-121 | Transducers, Ultrasonic | Transducers | 3657 | GE HEALTHCARE | 4C RS | 1 | 154D14001A | IM LABOR DELIVERY GLL1 | Common Area | Run to Fail |  |  | 174 | 5 | 0 | 2010-07-07 | Canyons/Desert
15400-Intermountain Medical Center | 20101 | Emergency Department | 15400-Intermountain Medical Center | 20101-Emergency Department | 15400~000000014812 | 491882 | 91764WX1 |  | 14-121 | Transducers, Ultrasonic | Transducers | 3662 | GE HEALTHCARE | 4C RS | 1 | 154D20101A | IM EMERGENCY ROOM TLL1 | Emergency Rm Allocated | Run to Fail |  |  | 184 | 5 | 0 | 2009-09-29 | Canyons/Desert
40000-Intermountain Medical Group | 74058 | Wasatch OB-GYN | 40000-Intermountain Medical Group | 74058-Wasatch OB-GYN | 40000~000000010323 | 488041 | NA |  | 14-121 | Transducers, Ultrasonic | Transducers | 3722 | GE HEALTHCARE | 4C RS | 1 | 400D74058A | MG MK WASATCH OBGYN STE 4815 | Ste4815WasatchObExam 07 | Run to Fail |  |  | 168 | 5 | 0 | 2011-02-01 | Canyons/Desert
40000-Intermountain Medical Group | 74058 | Wasatch OB-GYN | 40000-Intermountain Medical Group | 74058-Wasatch OB-GYN | 40000~000000030501 | 888337 | 1028499WXO |  | 14-121 | Transducers, Ultrasonic | Transducers | 3723 | GE HEALTHCARE | 4C RS | 1 | 400D74058A | MG MK WASATCH OBGYN STE 4815 | Ste4815WasatchObUltrasound | Run to Fail | MKDHC_CE | MKDCREW2CE | 37 | 15.25 | 12.25 | 2021-12-08 | Canyons/Desert
40000-Intermountain Medical Group | 74058 | Wasatch OB-GYN | 40000-Intermountain Medical Group | 74058-Wasatch OB-GYN | 40000~000000030502 | 888449 | 1028146WX7 |  | 14-121 | Transducers, Ultrasonic | Transducers | 3724 | GE HEALTHCARE | 4C RS | 1 | 400D74058C | MG LA PW WASATCH OB STE 2C | Common Area | Run to Fail | MKDHC_CE | MKDCREW9CE | 37 | 15.25 | 12.25 | 2021-12-13 | Canyons/Desert
40000-Intermountain Medical Group | 74058 | Wasatch OB-GYN | 40000-Intermountain Medical Group | 74058-Wasatch OB-GYN | 40000~000000032846 | 912333 | 1267364WX6 |  | 14-121 | Transducers, Ultrasonic | Transducers | 3729 | GE HEALTHCARE | 4C RS | 1 | 400D74058A | MG MK WASATCH OBGYN STE 4815 | Ste4815WasatchObCommon Area | Run to Fail | MKDHC_CE | MKDCREW2CE | 16 | 15.25 | 14.25 | 2023-09-20 | Canyons/Desert
40000-Intermountain Medical Group | 74272 | Layton Parkway Womens Health | 40000-Intermountain Medical Group | 74272-Layton Parkway Womens Health | 40000~000000031860 | 905981 | 1195747WX9 |  | 14-121 | Transducers, Ultrasonic | Transducers | 3742 | GE HEALTHCARE | 4C RS | 1 | 400D74272A | MG LA PW WOMENS HEALTH STE 2B | Unspecified | Run to Fail | IES | IESCREWSC | 23 | 15.25 | 13.25 | 2023-03-01 | Canyons/Desert
11800-American Fork Hospital | 25501 | Radiation Center | 11800-American Fork Hospital | 25501-Radiation Center | 11800~000000003871 | 408808 | H511478 | S/N H511478 | 99-083 | Computers, Workstation, Radiot | Computer | 168 | VARIAN MEDICAL SYSTEMS INCORPORATED | 4D INTEGRATED TREATMENT C | 1 | 118D25501A | AF RADIATION ONCOLOGY | Common Area | Life Support / High Risk | IES | ASP_VARIAN | 180 | 5 | 0 | 2010-01-20 | Canyons/Desert
12600-St George Regional Hospital | 21101 | Radiology | 12600-St George Regional Hospital | 21101-Radiology | 12600~000000011581 | 487657 | 72259807 | E352164 | 14-121 | Transducers, Ultrasonic | Transducers | 3354 | ACUSON CORPORATION | 4V1 | 1 | 126D21101D | SG RADIOLOGY HPC | Common Area | Run to Fail | IES | ASP_GE | 156 | 5 | 0 | 2012-01-10 | Canyons/Desert
14600-Cedar City Hospital | 21601 | Ultrasound | 14600-Cedar City Hospital | 21601-Ultrasound | 14600~000000002095 | 487856 | 60391713 | E289911 | 14-121 | Transducers, Ultrasonic | Transducers | 3648 | ACUSON CORPORATION | 4V1 | 1 | 146D21601A | CC ULTRASOUND | Ultrasound Rm 2 | Run to Fail | IES | ASP_GE | 156 | 5 | 0 | 2012-01-10 | Canyons/Desert
14600-Cedar City Hospital | 21201 | Magnetic Res Imaging - MRI | 14600-Cedar City Hospital | 21201-Magnetic Res Imaging - MRI | 14600~000000002063 | 487662 | 037964 | E228993 | 17-542 | Surface Coils, Magnetic Resona | Surface Coils, Magnetic Resona | 3098 | GE HEALTHCARE | 5114356-2 | 1 | 146D21201A | CC MRI | Common Area | Run to Fail | IES | ASP_GE | 156 | 5 | 0 | 2012-01-10 | Canyons/Desert
11800-American Fork Hospital | 21201 | Magnetic Res Imaging - MRI | 11800-American Fork Hospital | 21201-Magnetic Res Imaging - MRI | 11800~000000003814 | 466289 | 106446 |  | 17-542 | Surface Coils, Magnetic Resona | Surface Coils, Magnetic Resona | 3018 | GE HEALTHCARE | 5146634-2 | 1 | 118D21201A | AF MRI | Common Area | Run to Fail | IES | ASP_GE | 162 | 5 | 0 | 2011-07-26 | Canyons/Desert
14600-Cedar City Hospital | 21201 | Magnetic Res Imaging - MRI | 14600-Cedar City Hospital | 21201-Magnetic Res Imaging - MRI | 14600~000000002062 | 487661 | 037200 | E228993 | 17-542 | Surface Coils, Magnetic Resona | Surface Coils, Magnetic Resona | 3097 | GE HEALTHCARE | 5146634-2 | 1 | 146D21201A | CC MRI | Common Area | Run to Fail | IES | ASP_GE | 156 | 5 | 0 | 2012-01-10 | Canyons/Desert
12800-LDS Hospital | 21201 | Magnetic Res Imaging - MRI | 12800-LDS Hospital | 21201-Magnetic Res Imaging - MRI | 12800~000000010333 | 452564 | 036919 |  | 17-542 | Surface Coils, Magnetic Resona | Surface Coils, Magnetic Resona | 3057 | GE HEALTHCARE | 5147135-2 | 1 | 128D21201A | LD MRI L2 | Mri N2 Common Areas | Run to Fail | IES | ASP_GE | 289 | 5 | 0 | 2001-01-01 | Canyons/Desert
12600-St George Regional Hospital | 21101 | Radiology | 12600-St George Regional Hospital | 21101-Radiology | 12600~000000008895 | 459239 | 036613 |  | 17-542 | Surface Coils, Magnetic Resona | Surface Coils, Magnetic Resona | 3023 | GE HEALTHCARE | 5147137-2 | 1 | 126D21101D | SG RADIOLOGY HPC | Common Area | Run to Fail | SGRH_CE | SGRHCREW1 | 163 | 5 | 0 | 2011-06-06 | Canyons/Desert
12600-St George Regional Hospital | 21101 | Radiology | 12600-St George Regional Hospital | 21101-Radiology | 12600~000000008897 | 459274 | 000046 |  | 17-542 | Surface Coils, Magnetic Resona | Surface Coils, Magnetic Resona | 3025 | GE HEALTHCARE | 5268024-2 | 1 | 126D21101D | SG RADIOLOGY HPC | Common Area | Run to Fail | SGRH_CE | SGRHCREW1 | 163 | 5 | 0 | 2011-06-06 | Canyons/Desert
15400-Intermountain Medical Center | 21101 | Radiology | 15400-Intermountain Medical Center | 21201-Magnetic Res Imaging - MRI | 15400~000000000933 | 564059 | 036669 |  | 17-542 | Surface Coils, Magnetic Resona | Surface Coils, Magnetic Resona | 3108 | GE HEALTHCARE | 5268024-2 | 1 | 154D21201A | IM MRI IP TLL1 | Bldg C MRI | Run to Fail | IES | ASP_GE | 135 | 5 | 0 | 2013-10-15 | Canyons/Desert
13200-McKay-Dee Hospital Center | 21101 | Radiology | 13200-McKay-Dee Hospital Center | 21101-Radiology | 13200~000000007767 | 431778 | A192504 |  | 97-980 | Laser Aiming Device | Laser | 562 | GE HEALTHCARE | 5330473-15 | 1 | 132D21101A | MK RADIOLOGY 1ST FLR | Common Area | Run to Fail | IES | ASP_GE | 172 | 5 | 0 | 2010-09-22 | Canyons/Desert
13200-McKay-Dee Hospital Center | 20603 | Vascular Lab | 13200-McKay-Dee Hospital Center | 20603-Vascular Lab | 13200~000000026709 | 915428 | US023P1228 |  | 15-976 | Scanning Systems, Ultrasonic, | UltraSound | 2181 | PHILIPS HEALTHCARE | 5500CV | 1 | 132D20603A | MK VASCULAR LAB 3RD FLR | Common Area | Non Life Support | IES | ASP_PHILIP | 13 | 5 | 4 | 2023-12-11 | Canyons/Desert
14600-Cedar City Hospital | 21601 | Ultrasound | 14600-Cedar City Hospital | 21601-Ultrasound | 14600~000000002097 | 487858 | 10296003 | E289911 | 14-121 | Transducers, Ultrasonic | Transducers | 3650 | ACUSON CORPORATION | 6L3 | 1 | 146D21601A | CC ULTRASOUND | Ultrasound Rm 2 | Run to Fail | IES | ASP_GE | 156 | 5 | 0 | 2012-01-10 | Canyons/Desert
12600-St George Regional Hospital | 28102 | Infusion Therapy - Oncology | 12600-St George Regional Hospital | 28102-Infusion Therapy - Oncology | 12600~000000011537 | 487672 | XG53224 | E311416 | 15-976 | Scanning Systems, Ultrasonic, | UltraSound | 2043 | SIEMENS HEALTHCARE | 7.5L45S LINEAR ARRAY 7.5 MHZ | 1 | 126D28102A | SG INFUSION THERAPY ONC | CancerSrvcs Common Area | Run to Fail | IES | ASP_GE | 156 | 5 | 0 | 2012-01-10 | Canyons/Desert
14600-Cedar City Hospital | 21601 | Ultrasound | 14600-Cedar City Hospital | 21601-Ultrasound | 14600~000000002094 | 487855 | 30558903 | E289911 | 14-121 | Transducers, Ultrasonic | Transducers | 3647 | ACUSON CORPORATION | 7V3C | 1 | 146D21601A | CC ULTRASOUND | Ultrasound Rm 2 | Run to Fail | IES | ASP_GE | 156 | 5 | 0 | 2012-01-10 | Canyons/Desert
12600-St George Regional Hospital | 21101 | Radiology | 12600-St George Regional Hospital | 21101-Radiology | 12600~000000009239 | 132486 | N/A | AM1261062 | 14-498 | View Boxes, X-Ray | View Boxes, X-Ray | 3810 | SS X-RAY PRODUCTS | 8 BANK | 1 | 126D21101A | SG RADIOLOGY | Radiology Viewing Rm 1 | Not Tracked | IES | ASP_GE | 421 | 5 | 0 | 1990-01-01 | Canyons/Desert
12800-LDS Hospital | 21201 | Magnetic Res Imaging - MRI | 12800-LDS Hospital | 21201-Magnetic Res Imaging - MRI | 12800~000000010264 | 452613 | 1102 |  | 17-542 | Surface Coils, Magnetic Resona | Surface Coils, Magnetic Resona | 3044 | GE HEALTHCARE | 8 CH CARDIAC ARRAY COIL | 1 | 128D21201A | LD MRI L2 | Mri N2 Common Areas | Run to Fail | IES | ASP_GE | 289 | 5 | 0 | 2001-01-01 | Canyons/Desert
15400-Intermountain Medical Center | 21201 | Magnetic Res Imaging - MRI | 15400-Intermountain Medical Center | 21201-Magnetic Res Imaging - MRI | 15400~000000017666 | 551613 | 1043 | Need Vendor ID | 17-542 | Surface Coils, Magnetic Resona | Surface Coils, Magnetic Resona | 3109 | GE HEALTHCARE | 8 CH CARDIAC ARRAY COIL | 1 | 154D21201A | IM MRI IP TLL1 | Bldg C MRI | Run to Fail | IES | ASP_GE | 140 | 5 | 0 | 2013-05-17 | Canyons/Desert
15400-Intermountain Medical Center | 21102 | Angiography | 15400-Intermountain Medical Center | 21102-Angiography | 15400~000000034573 | 853331 | 070 02207 001 | IHMCHVLCVA3 | 99-024 | Remote Console | Remote Console | 1612 | VOLCANO CORPORATION | 806302-012 | 1 | 154D21102A | IM ANGIO TL1 | Unspecified | Run to Fail | IES | ASP_GE | 64 | 5 | 0 | 2019-09-04 | Canyons/Desert
14400-Utah Valley Hospital | 20501 | Cardiovascular Lab | 14400-Utah Valley Hospital | 20501-Cardiovascular Lab | 14400~000000006463 | 452089 | 068-04599-001 | IHUVHVLCVA2 | 17-746 | Scanning Systems, Ultrasonic, | UltraSound | 2348 | VOLCANO CORPORATION | 807400-001 | 1 | 144D20501A | UV CARDIOVASCULAR LAB | Lab 3 | Life Support / High Risk | IES | ASP_GE | 166 | 5 | 0 | 2011-03-21 | Canyons/Desert
14400-Utah Valley Hospital | 20501 | Cardiovascular Lab | 14400-Utah Valley Hospital | 20501-Cardiovascular Lab | 14400~000000006464 | 452088 | 068-04569-001 | IHUVHVLCVA1 | 17-746 | Scanning Systems, Ultrasonic, | UltraSound | 2349 | VOLCANO CORPORATION | 807400-001 | 1 | 144D20501A | UV CARDIOVASCULAR LAB | Lab 2 | Life Support / High Risk | IES | ASP_GE | 166 | 5 | 0 | 2011-03-21 | Canyons/Desert
12600-St George Regional Hospital | 21201 | Magnetic Res Imaging - MRI | 12600-St George Regional Hospital | 21201-Magnetic Res Imaging - MRI | 12600~000000011461 | 457077 | NVA0877 | NVA0877COIL | 17-542 | Surface Coils, Magnetic Resona | Surface Coils, Magnetic Resona | 3037 | MEDRAD INCORPORATED | 87305-T-465NV | 1 | 126D21201C | SG MRI RR | Mri Control | Run to Fail | IES | ASP_GE | 164 | 5 | 0 | 2011-05-19 | Canyons/Desert
14600-Cedar City Hospital | 21201 | Magnetic Res Imaging - MRI | 14600-Cedar City Hospital | 21201-Magnetic Res Imaging - MRI | 14600~000000001995 | 420368 | NVA0998 | NVA0998COIL | 17-542 | Surface Coils, Magnetic Resona | Surface Coils, Magnetic Resona | 3095 | MEDRAD INCORPORATED | 87305-T-465NV | 1 | 146D21201A | CC MRI | M.R.I. | Run to Fail | IES | ASP_GE | 176 | 5 | 0 | 2010-05-24 | Canyons/Desert
12600-St George Regional Hospital | 21101 | Radiology | 12600-St George Regional Hospital | 21101-Radiology | 12600~000000017022 | 829954 | EA373AXX01 |  | 16-936 | Power Systems, Uninterruptible | Power Systems, Uninterruptible | 666 | EATON CORPORATION | 9330G | 1 | 126D21101E | SG RADIOLOGY RR CAMPUS | Unspecified | Non Life Support | IES | ASP_GE | 80 | 5 | 0 | 2018-05-17 | Canyons/Desert
12600-St George Regional Hospital | 21401 | Computed Tomography - CT | 12600-St George Regional Hospital | 21401-Computed Tomography - CT | 12600~000000009255 | 472023 | EA373AXX01 | IHDXHEATUP3 | 16-936 | Power Systems, Uninterruptible | Power Systems, Uninterruptible | 670 | EATON CORPORATION | 9330G | 1 | 126D21401A | SG CT | Ct | Non Life Support | IES | ASP_GE | 160 | 5 | 0 | 2011-09-16 | Canyons/Desert
12800-LDS Hospital | 21101 | Radiology | 12800-LDS Hospital | 21101-Radiology | 12800~000000013574 | 829786 | EX413AXX03 | IHLDHEATUP | 16-936 | Power Systems, Uninterruptible | Power Systems, Uninterruptible | 679 | EATON CORPORATION | 9330G | 1 | 128D21101A | LD RADIOLOGY L1 | Unspecified | Non Life Support | IES | ASP_GE | 80 | 5 | 0 | 2018-05-11 | Canyons/Desert
14400-Utah Valley Hospital | 21101 | Radiology | 14400-Utah Valley Hospital | 21101-Radiology | 14400~000000005603 | 469544 | EA385AXX02 | IHUVHEATUP5 | 16-936 | Power Systems, Uninterruptible | Power Systems, Uninterruptible | 715 | EATON CORPORATION | 9330G | 1 | 144D21101A | UV RADIOLOGY | OP Radiol Ct Scanner | Non Life Support | IES | ASP_GE | 180 | 5 | 0 | 2010-01-21 | Canyons/Desert
14400-Utah Valley Hospital | 21101 | Radiology | 14400-Utah Valley Hospital | 21101-Radiology | 14400~000000017090 | 829788 | EA235AXX02 | IHUVHEATUP7 | 16-936 | Power Systems, Uninterruptible | Power Systems, Uninterruptible | 716 | EATON CORPORATION | 9330G | 1 | 144D21101A | UV RADIOLOGY | Unspecified | Non Life Support | IES | ASP_GE | 80 | 5 | 0 | 2018-05-11 | Canyons/Desert
15400-Intermountain Medical Center | 21101 | Radiology | 15400-Intermountain Medical Center | 21101-Radiology | 15400~000000019747 | 338732 | EX202AXX10 | IHMCHEATUP2 | 16-936 | Power Systems, Uninterruptible | Power Systems, Uninterruptible | 748 | EATON CORPORATION | 9330G | 1 | 154D21101A | IM RADIOLOGY ADMI OFFICE TLL1 | BldgB L2 OutptRadPet Scanner | Non Life Support | IES | ASP_GE | 207 | 5 | 0 | 2007-10-18 | Canyons/Desert
40000-Intermountain Medical Group | 72004 | Hurricane Valley Instacare | 40000-Intermountain Medical Group | 72004-Hurricane Valley Instacare | 40000~000000023348 | 829951 | EA245AXX04 |  | 16-936 | Power Systems, Uninterruptible | Power Systems, Uninterruptible | 763 | EATON CORPORATION | 9330G | 1 | 400D72004A | MG HURRICANE INSTACARE | Unspecified | Non Life Support | IES | ASP_GE | 80 | 5 | 0 | 2018-05-17 | Canyons/Desert
15400-Intermountain Medical Center | 21101 | Radiology | 15400-Intermountain Medical Center | 21101-Radiology | 15400~000000004360 | 263077 | 82-3266 | OEC823266 | 11-758 | Radiographic/Fluoroscopic Unit | C-Arms | 1551 | OEC MEDICAL SYSTEMS INC | 9800 PLUS | 1 | 154D21101A | IM RADIOLOGY ADMI OFFICE TLL1 | Unspecified | Life Support / High Risk | IES | ASP_GE | 241 | 5 | 0 | 2004-12-08 | Canyons/Desert
11600-Alta View Hospital | 21101 | Radiology | 11600-Alta View Hospital | 21101-Radiology | 11600~000000001816 | 358753 | ES0399 | OECES0399 | 11-758 | Radiographic/Fluoroscopic Unit | C-Arms | 1430 | OEC MEDICAL SYSTEMS INC | 9900 ELITE | 1 | 116D21101A | AV RADIOLOGY | Common Area | Life Support / High Risk | IES | ASP_GE | 196 | 5 | 0 | 2008-09-29 | Canyons/Desert
11600-Alta View Hospital | 21101 | Radiology | 11600-Alta View Hospital | 21101-Radiology | 11600~000000002724 | 443828 | E2-1913 | E2-1913 | 11-758 | Radiographic/Fluoroscopic Unit | C-Arms | 1431 | OEC MEDICAL SYSTEMS INC | 9900 ELITE | 1 | 116D21101A | AV RADIOLOGY | Common Area | Life Support / High Risk | IES | ASP_GE | 167 | 5 | 0 | 2011-02-15 | Canyons/Desert
11600-Alta View Hospital | 21101 | Radiology | 11600-Alta View Hospital | 21101-Radiology | 11600~000000005106 | 726692 | E9-2615 | E9-2615 | 11-758 | Radiographic/Fluoroscopic Unit | C-Arms | 1432 | OEC MEDICAL SYSTEMS INC | 9900 ELITE | 1 | 116D21101A | AV RADIOLOGY | Common Area | Life Support / High Risk | IES | ASP_GE | 124 | 5 | 0 | 2014-09-17 | Canyons/Desert
11800-American Fork Hospital | 22104 | Operating Rooms | 11800-American Fork Hospital | 21101-Radiology | 11800~000000001147 | 487901 | E9-2467 | E9-2467 | 11-758 | Radiographic/Fluoroscopic Unit | C-Arms | 1439 | OEC MEDICAL SYSTEMS INC | 9900 ELITE | 1 | 118D21101A | AF RADIOLOGY | Unspecified | Life Support / High Risk | IES | ASP_GE | 145 | 5 | 0 | 2013-01-01 | Canyons/Desert
11800-American Fork Hospital | 22104 | Operating Rooms | 11800-American Fork Hospital | 22104-Operating Rooms | 11800~000000001435 | 447004 | E9-1528 | E9-1528 | 11-758 | Radiographic/Fluoroscopic Unit | C-Arms | 1442 | OEC MEDICAL SYSTEMS INC | 9900 ELITE | 1 | 118D22104A | AF OPERATING ROOM | Common Area | Life Support / High Risk | IES | ASP_GE | 166 | 5 | 0 | 2011-03-23 | Canyons/Desert
12000-Bear River Valley Hospital | 21101 | Radiology | 12000-Bear River Valley Hospital | 21101-Radiology | 12000~000000001423 | 843560 | FBXXXE00467 | FBXXXE00467 | 11-758 | Radiographic/Fluoroscopic Unit | C-Arms | 1447 | OEC MEDICAL SYSTEMS INC | 9900 ELITE | 1 | 120D21101A | BR RADIOLOGY | Unspecified | Life Support / High Risk | IES | ASP_GE | 72 | 5 | 0 | 2019-01-11 | Canyons/Desert
12200-Cassia Regional Hospital | 21101 | Radiology | 12200-Cassia Regional Hospital | 21001-Imaging Administration | 12200~000000003051 | 850508 | FBXXXE00711 | FBXXXE00711 | 11-758 | Radiographic/Fluoroscopic Unit | C-Arms | 1449 | OEC MEDICAL SYSTEMS INC | 9900 ELITE | 1 | 122D21001A | CA IMAGING ADMINISTRATION | Unspecified | Life Support / High Risk | IES | ASP_GE | 68 | 7 | 1 | 2019-05-24 | Canyons/Desert
12600-St George Regional Hospital | 21101 | Radiology | 12600-St George Regional Hospital | 21101-Radiology | 12600~000000003453 | 457298 | ES0974 | OECES0974 | 11-758 | Radiographic/Fluoroscopic Unit | C-Arms | 1456 | OEC MEDICAL SYSTEMS INC | 9900 ELITE | 1 | 126D21101E | SG RADIOLOGY RR CAMPUS | Radiol Common Area | Life Support / High Risk | IES | ASP_GE | 185 | 5 | 0 | 2009-09-01 | Canyons/Desert
12600-St George Regional Hospital | 21101 | Radiology | 12600-St George Regional Hospital | 21101-Radiology | 12600~000000003454 | 457299 | ES0981 | OECES0981 | 11-758 | Radiographic/Fluoroscopic Unit | C-Arms | 1457 | OEC MEDICAL SYSTEMS INC | 9900 ELITE | 1 | 126D21101D | SG RADIOLOGY HPC | Unspecified | Life Support / High Risk | IES | ASP_GE | 185 | 5 | 0 | 2009-09-01 | Canyons/Desert
12600-St George Regional Hospital | 21101 | Radiology | 12600-St George Regional Hospital | 21101-Radiology | 12600~000000013952 | 807967 | ES-3719 | ES-3719 | 11-758 | Radiographic/Fluoroscopic Unit | C-Arms | 1458 | OEC MEDICAL SYSTEMS INC | 9900 ELITE | 1 | 126D21101A | SG RADIOLOGY | Radiology | Life Support / High Risk | IES | ASP_GE | 107 | 7 | 0 | 2016-02-04 | Canyons/Desert
12600-St George Regional Hospital | 21101 | Radiology | 12600-St George Regional Hospital | 22104-Operating Rooms | 12600~000000002907 | 397042 | E2-0760 | OECE20760 | 11-758 | Radiographic/Fluoroscopic Unit | C-Arms | 1459 | OEC MEDICAL SYSTEMS INC | 9900 ELITE | 1 | 126D22104A | SG OPERATING ROOMS RR | OR Common Area | Life Support / High Risk | IES | ASP_GE | 186 | 5 | 0 | 2009-07-31 | Canyons/Desert
12600-St George Regional Hospital | 21101 | Radiology | 12600-St George Regional Hospital | 22104-Operating Rooms | 12600~000000004393 | 490642 | ES-2685 | ES-2685 | 11-758 | Radiographic/Fluoroscopic Unit | C-Arms | 1460 | OEC MEDICAL SYSTEMS INC | 9900 ELITE | 1 | 126D22104A | SG OPERATING ROOMS RR | OR Common Area | Life Support / High Risk | IES | ASP_GE | 140 | 5 | 0 | 2013-06-01 | Canyons/Desert
12800-LDS Hospital | 21101 | Radiology | 12800-LDS Hospital | 21101-Radiology | 12800~000000014366 | 845879 | E9XXXX03419 | E9XXXX03419 | 11-758 | Radiographic/Fluoroscopic Unit | C-Arms | 1467 | OEC MEDICAL SYSTEMS INC | 9900 ELITE | 1 | 128D21101A | LD RADIOLOGY L1 | Unspecified | Life Support / High Risk | IES | ASP_GE | 71 | 5 | 0 | 2019-02-15 | Canyons/Desert
12900-Layton Hospital | 21001 | Imaging Administration | 12900-Layton Hospital | 21001-Imaging Administration | 12900~000000002666 | 839210 | FAXXXE00163 | FAXXXE00163 | 11-758 | Radiographic/Fluoroscopic Unit | C-Arms | 1474 | OEC MEDICAL SYSTEMS INC | 9900 ELITE | 1 | 129D21001A | LA IMAGING ADMINISTRATION | Unspecified | Life Support / High Risk | IES | ASP_GE | 76 | 5 | 0 | 2018-09-18 | Canyons/Desert
12900-Layton Hospital | 21001 | Imaging Administration | 12900-Layton Hospital | 21001-Imaging Administration | 12900~000000002667 | 839211 | FAXXXE00326 | FBXXXE00326 | 11-758 | Radiographic/Fluoroscopic Unit | C-Arms | 1475 | OEC MEDICAL SYSTEMS INC | 9900 ELITE | 1 | 129D21001A | LA IMAGING ADMINISTRATION | Unspecified | Life Support / High Risk | IES | ASP_GE | 76 | 5 | 0 | 2018-09-27 | Canyons/Desert
13000-Logan Regional Hospital | 22104 | Operating Rooms | 13000-Logan Regional Hospital | 22104-Operating Rooms | 13000~000000007855 | 843284 | FBXXXE00330 | FBXXXE00330 | 11-758 | Radiographic/Fluoroscopic Unit | C-Arms | 1486 | OEC MEDICAL SYSTEMS INC | 9900 ELITE | 1 | 130D22104A | LO OPERATING ROOM | Unspecified | Life Support / High Risk | IES | ASP_GE | 75 | 5 | 0 | 2018-10-12 | Canyons/Desert
13200-McKay-Dee Hospital Center | 22104 | Operating Rooms | 13200-McKay-Dee Hospital Center | 22104-Operating Rooms | 13200~000000007169 | 418380 | E2-1432 | OECE21432 | 11-758 | Radiographic/Fluoroscopic Unit | C-Arms | 1491 | OEC MEDICAL SYSTEMS INC | 9900 ELITE | 1 | 132D22104A | MK OPERATING ROOM L2 | Common Area | Life Support / High Risk | IES | ASP_GE | 178 | 5 | 0 | 2010-04-01 | Canyons/Desert
13200-McKay-Dee Hospital Center | 22104 | Operating Rooms | 13200-McKay-Dee Hospital Center | 22104-Operating Rooms | 13200~000000020114 | 843573 | FBXXXE00472 | FBXXXE00472 | 11-758 | Radiographic/Fluoroscopic Unit | C-Arms | 1493 | OEC MEDICAL SYSTEMS INC | 9900 ELITE | 1 | 132D22104A | MK OPERATING ROOM L2 | Unspecified | Life Support / High Risk | IES | ASP_GE | 72 | 5 | 0 | 2019-01-02 | Canyons/Desert
13200-McKay-Dee Hospital Center | 22104 | Operating Rooms | 13200-McKay-Dee Hospital Center | 22104-Operating Rooms | 13200~000000021764 | 856532 | FAXXTE00052 | FAXXTE00052 | 11-758 | Radiographic/Fluoroscopic Unit | C-Arms | 1494 | OEC MEDICAL SYSTEMS INC | 9900 ELITE | 1 | 132D22104A | MK OPERATING ROOM L2 | Unspecified | Life Support / High Risk | IES | ASP_GE | 61 | 7 | 2 | 2019-12-13 | Canyons/Desert
13200-McKay-Dee Hospital Center | 22104 | Operating Rooms | 13200-McKay-Dee Hospital Center | 40030-Surgical Services Admin | 13200~000000016675 | 804886 | E2-5186 | E2-5186 | 11-758 | Radiographic/Fluoroscopic Unit | C-Arms | 1497 | OEC MEDICAL SYSTEMS INC | 9900 ELITE | 1 | 132D40030A | MK SURGICAL SERVICES ADMIN L2 | Unspecified | Life Support / High Risk | IES | ASP_GE | 108 | 7 | 0 | 2016-01-12 | Canyons/Desert
13200-McKay-Dee Hospital Center | 22104 | Operating Rooms | 13200-McKay-Dee Hospital Center | 40030-Surgical Services Admin | 13200~000000018190 | 817873 | E9XXXX03175 | E9XXXX03175 | 11-758 | Radiographic/Fluoroscopic Unit | C-Arms | 1498 | OEC MEDICAL SYSTEMS INC | 9900 ELITE | 1 | 132D40030A | MK SURGICAL SERVICES ADMIN L2 | Unspecified | Life Support / High Risk | IES | ASP_GE | 95 | 7 | 0 | 2017-02-22 | Canyons/Desert
13800-Primary Childrens Hospital | 21101 | Radiology | 13800-Primary Childrens Hospital | 21101-Radiology | 13800~000000008816 | 475558 | E9-1753 | E9-1753 | 11-758 | Radiographic/Fluoroscopic Unit | C-Arms | 1504 | OEC MEDICAL SYSTEMS INC | 9900 ELITE | 1 | 138D21101A | PC MEDICAL IMAGING 1ST FLR W | Imaging Vitals Alcove | Life Support / High Risk | IES | ASP_GE | 159 | 5 | 0 | 2011-10-31 | Canyons/Desert
13800-Primary Childrens Hospital | 21101 | Radiology | 13800-Primary Childrens Hospital | 21101-Radiology | 13800~000000021716 | 801183 | E9-2830 | E9-2830 | 11-758 | Radiographic/Fluoroscopic Unit | C-Arms | 1505 | OEC MEDICAL SYSTEMS INC | 9900 ELITE | 1 | 138D21101A | PC MEDICAL IMAGING 1ST FLR W | Unspecified | Life Support / High Risk | IES | ASP_GE | 114 | 7 | 0 | 2015-07-08 | Canyons/Desert
13800-Primary Childrens Hospital | 21101 | Radiology | 13800-Primary Childrens Hospital | 21101-Radiology | 13800~000000022328 |  |  |  | 11-758 | Radiographic/Fluoroscopic Unit | C-Arms | 1506 | OEC MEDICAL SYSTEMS INC | 9900 ELITE | 1 | 138D21101A | PC MEDICAL IMAGING 1ST FLR W | Unspecified | Life Support / High Risk | IES | ASP_GE | 113 | 3 | 0 | 2015-08-14 | Canyons/Desert
13800-Primary Childrens Hospital | 21101 | Radiology | 13800-Primary Childrens Hospital | 21102-Angiography | 13800~000000025233 | 854328 | E9XXXX03281 | E9XXXX03281 | 11-758 | Radiographic/Fluoroscopic Unit | C-Arms | 1507 | OEC MEDICAL SYSTEMS INC | 9900 ELITE | 1 | 138D21102A | PC SPEC PROCEDURE LAB 1 FLR W | Unspecified | Life Support / High Risk | IES | ASP_GE | 85 | 5 | 0 | 2017-12-15 | Canyons/Desert
14200-Sevier Valley Hospital | 21101 | Radiology | 14200-Sevier Valley Hospital | 22104-Operating Rooms | 14200~000000000405 | 490140 | E9-1960 | E9-1960 | 11-758 | Radiographic/Fluoroscopic Unit | C-Arms | 1522 | OEC MEDICAL SYSTEMS INC | 9900 ELITE | 1 | 142D22104A | SV OPERATING ROOM | Common Area | Life Support / High Risk | IES | ASP_GE | 152 | 5 | 0 | 2012-05-03 | Canyons/Desert
14300-Park City Hospital | 21001 | Imaging Administration | 14300-Park City Hospital | 21001-Imaging Administration | 14300~000000002448 | 805285 | E9-2926 | E9-2926 | 11-758 | Radiographic/Fluoroscopic Unit | C-Arms | 1523 | OEC MEDICAL SYSTEMS INC | 9900 ELITE | 1 | 143D21001A | PK IMAGING ADMINISTRATION | Unspecified | Life Support / High Risk | IES | ASP_GE | 109 | 7 | 0 | 2015-12-14 | Canyons/Desert
14400-Utah Valley Hospital | 21101 | Radiology | 14400-Utah Valley Hospital | 21101-Radiology | 14400~000000019861 | 846888 | FBXXXE00504 | FBXXXE00504 | 11-758 | Radiographic/Fluoroscopic Unit | C-Arms | 1530 | OEC MEDICAL SYSTEMS INC | 9900 ELITE | 1 | 144D21101A | UV RADIOLOGY | Unspecified | Life Support / High Risk | IES | ASP_GE | 71 | 5 | 0 | 2019-02-17 | Canyons/Desert
14400-Utah Valley Hospital | 22104 | Operating Rooms | 14400-Utah Valley Hospital | 22104-Operating Rooms | 14400~000000005386 | 369887 | E2-0669 | OECE20669 | 11-758 | Radiographic/Fluoroscopic Unit | C-Arms | 1531 | OEC MEDICAL SYSTEMS INC | 9900 ELITE | 1 | 144D22104A | UV OPERATING ROOM | Back Hallway | Life Support / High Risk | IES | ASP_GE | 192 | 5 | 0 | 2009-01-31 | Canyons/Desert
14400-Utah Valley Hospital | 22104 | Operating Rooms | 14400-Utah Valley Hospital | 22104-Operating Rooms | 14400~000000006579 | 459134 | E2-2135 | E2-2135 | 11-758 | Radiographic/Fluoroscopic Unit | C-Arms | 1532 | OEC MEDICAL SYSTEMS INC | 9900 ELITE | 1 | 144D22104A | UV OPERATING ROOM | Back Hallway | Life Support / High Risk | IES | ASP_GE | 164 | 5 | 0 | 2011-05-10 | Canyons/Desert
14600-Cedar City Hospital | 21101 | Radiology | 14600-Cedar City Hospital | 21101-Radiology | 14600~000000000748 | 408780 | ES1151 | OECES1151 | 11-758 | Radiographic/Fluoroscopic Unit | C-Arms | 1542 | OEC MEDICAL SYSTEMS INC | 9900 ELITE | 1 | 146D21101B | CC RADIOLOGY TE | Proceedure Rm | Life Support / High Risk | IES | ASP_GE | 181 | 5 | 0 | 2009-12-12 | Canyons/Desert
14600-Cedar City Hospital | 21101 | Radiology | 14600-Cedar City Hospital | 21101-Radiology | 14600~000000003247 | 854653 | F2XXXX00082 | F2XXXX00082 | 11-758 | Radiographic/Fluoroscopic Unit | C-Arms | 1543 | OEC MEDICAL SYSTEMS INC | 9900 ELITE | 1 | 146D21101B | CC RADIOLOGY TE | Unspecified | Life Support / High Risk | IES | ASP_GE | 64 | 5 | 0 | 2019-09-16 | Canyons/Desert
14600-Cedar City Hospital | 21101 | Radiology | 14600-Cedar City Hospital | 22104-Operating Rooms | 14600~000000000551 | 376388 | E90140 | OECE90140 | 11-758 | Radiographic/Fluoroscopic Unit | C-Arms | 1544 | OEC MEDICAL SYSTEMS INC | 9900 ELITE | 1 | 146D22104A | CC OPERATING ROOM | Hall | Life Support / High Risk | IES | ASP_GE | 198 | 5 | 0 | 2008-07-23 | Canyons/Desert
14800-Heber Valley Hospital | 21101 | Radiology | 14800-Heber Valley Hospital | 21101-Radiology | 14800~000000000414 | 411150 | E9-1145 | OECE91145 | 11-758 | Radiographic/Fluoroscopic Unit | C-Arms | 1546 | OEC MEDICAL SYSTEMS INC | 9900 ELITE | 1 | 148D21101A | HV RADIOLOGY | C-Arm | Life Support / High Risk | IES | ASP_GE | 179 | 5 | 0 | 2010-02-04 | Canyons/Desert
15400-Intermountain Medical Center | 21101 | Radiology | 15400-Intermountain Medical Center | 21101-Radiology | 15400~000000018465 | 505061 | ES-2273 | ES-2273 | 11-758 | Radiographic/Fluoroscopic Unit | C-Arms | 1555 | OEC MEDICAL SYSTEMS INC | 9900 ELITE | 1 | 154D21101B | IM OUTPT RADIOLOGY EL2 | Unspecified | Life Support / High Risk | IES | ASP_GE | 155 | 5 | 0 | 2012-02-04 | Canyons/Desert
15400-Intermountain Medical Center | 21101 | Radiology | 15400-Intermountain Medical Center | 22104-Operating Rooms | 15400~000000014843 | 417261 | E9-1064 | OECE91064 | 11-758 | Radiographic/Fluoroscopic Unit | C-Arms | 1557 | OEC MEDICAL SYSTEMS INC | 9900 ELITE | 1 | 154D22104B | IM OR FRONT DESK TL2 | Allocated To The Or | Life Support / High Risk | IES | ASP_GE | 180 | 5 | 0 | 2010-01-05 | Canyons/Desert
15400-Intermountain Medical Center | 21111 | Radiology TOSH | 37000-The Orthopedic Specialty Hosp | 21001-Imaging Administration | 15400~000000042451 | 732333 | E9-5314 | E9-5314 | 11-758 | Radiographic/Fluoroscopic Unit | C-Arms | 1559 | OEC MEDICAL SYSTEMS INC | 9900 ELITE | 1 | 370D21001A | TO IMAGING ADMIN BLDG 4 L1 | Radiology Admin | Life Support / High Risk | IES | ASP_GE | 117 | 5 | 0 | 2015-05-01 | Canyons/Desert
15400-Intermountain Medical Center | 21111 | Radiology TOSH | 37000-The Orthopedic Specialty Hosp | 21101-Radiology | 15400~000000042440 | 410351 | E2-1331 | OECE21331 | 11-758 | Radiographic/Fluoroscopic Unit | C-Arms | 1560 | OEC MEDICAL SYSTEMS INC | 9900 ELITE | 1 | 370D21101A | TO RADIOLOGY BLDG 4 L1 | Common Areas | Life Support / High Risk | IES | ASP_GE | 179 | 5 | 0 | 2010-02-04 | Canyons/Desert
15400-Intermountain Medical Center | 21111 | Radiology TOSH | 37000-The Orthopedic Specialty Hosp | 22001-Same Day Surgery | 15400~000000042442 | 487945 | E2-2473 | E2-2473 | 11-758 | Radiographic/Fluoroscopic Unit | C-Arms | 1562 | OEC MEDICAL SYSTEMS INC | 9900 ELITE | 1 | 370D22001A | TO SAME DAY SURGERY BLDG 3 L1 | Unspecified | Life Support / High Risk | IES | ASP_GE | 156 | 5 | 0 | 2012-01-16 | Canyons/Desert
40000-Intermountain Medical Group | 42944 | Alta View Clinic Admin | 40000-Intermountain Medical Group | 73075-Sandy Clinic | 40000~000000024041 | 855217 | E9XXXX03290 | E9XXXX03290 | 11-758 | Radiographic/Fluoroscopic Unit | C-Arms | 1590 | OEC MEDICAL SYSTEMS INC | 9900 ELITE | 1 | 400D73075A | MG ALTA VIEW CLINIC | Unspecified | Life Support / High Risk | IES | ASP_GE | 85 | 5 | 0 | 2017-12-12 | Canyons/Desert
40000-Intermountain Medical Group | 74011 | Budge Clinic Radiology | 40000-Intermountain Medical Group | 74011-Budge Clinic Radiology | 40000~000000016423 | 800157 | ES-3449 | ES-3449 | 11-758 | Radiographic/Fluoroscopic Unit | C-Arms | 1592 | OEC MEDICAL SYSTEMS INC | 9900 ELITE | 1 | 400D74011A | MG BUDGE CL RADIOLOGY 1ST FLR | Unspecified | Life Support / High Risk | IES | ASP_GE | 118 | 5 | 0 | 2015-03-10 | Canyons/Desert
40000-Intermountain Medical Group | 74115 | Park City Specialty Clinic | 14300-Park City Hospital | 21101-Radiology | 40000~000000020813 | 814756 | ESXXXX03980 | ESXXXX03980 | 11-758 | Radiographic/Fluoroscopic Unit | C-Arms | 1596 | OEC MEDICAL SYSTEMS INC | 9900 ELITE | 1 | 143D21101A | PK XRAY RADIOLOGY | Unspecified | Life Support / High Risk | IES | ASP_GE | 96 | 5 | 0 | 2017-01-09 | Canyons/Desert
40000-Intermountain Medical Group | 74135 | Salt Lake Clinic - Radiology | 40000-Intermountain Medical Group | 74135-Salt Lake Clinic - Radiology | 40000~000000005144 | 457637 | OECES1162 | OECES1162 | 11-758 | Radiographic/Fluoroscopic Unit | C-Arms | 1597 | OEC MEDICAL SYSTEMS INC | 9900 ELITE | 1 | 400D74135A | MG SL CLINIC RADIOLOGY 1ST FLR | Common Area | Life Support / High Risk | IES | ASP_GE | 181 | 5 | 0 | 2009-12-23 | Canyons/Desert
40000-Intermountain Medical Group | 74135 | Salt Lake Clinic - Radiology | 40000-Intermountain Medical Group | 74223-SL Clinic - Physical Medicine | 40000~000000005942 | 483173 | ES-2205 | ES-2205 | 11-758 | Radiographic/Fluoroscopic Unit | C-Arms | 1598 | OEC MEDICAL SYSTEMS INC | 9900 ELITE | 1 | 400D74223A | MG SL CLINIC PHYSICAL MEDICINE | Unspecified | Life Support / High Risk | IES | ASP_GE | 145 | 5 | 0 | 2012-12-31 | Canyons/Desert
40000-Intermountain Medical Group | 74268 | Vascular and Vein - McKay-Dee | 40000-Intermountain Medical Group | 74268-Vascular and Vein - McKay-Dee | 40000~000000023204 | 828973 | E9XXXX03321 | E9XXXX03321 | 11-758 | Radiographic/Fluoroscopic Unit | C-Arms | 1600 | OEC MEDICAL SYSTEMS INC | 9900 ELITE | 1 | 400D74268A | MG VASCULAR AND VEIN MCKAY DEE | Unspecified | Life Support / High Risk | IES | ASP_GE | 83 | 5 | 0 | 2018-02-12 | Canyons/Desert
40000-Intermountain Medical Group | 74268 | Vascular and Vein - McKay-Dee | 40000-Intermountain Medical Group | 74268-Vascular and Vein - McKay-Dee | 40000~000000023209 | 828972 | E9XXXX03320 | E9XXXX03320 | 11-758 | Radiographic/Fluoroscopic Unit | C-Arms | 1601 | OEC MEDICAL SYSTEMS INC | 9900 ELITE | 1 | 400D74268A | MG VASCULAR AND VEIN MCKAY DEE | Unspecified | Life Support / High Risk | IES | ASP_GE | 83 | 5 | 0 | 2018-02-12 | Canyons/Desert
40000-Intermountain Medical Group | 74352 | Southridge Eye Care | 40000-Intermountain Medical Group | 74352-Southridge Eye Care | 40000~000000020876 | 818593 | ESXXXX03825 | ESXXXX03825 | 11-758 | Radiographic/Fluoroscopic Unit | C-Arms | 1602 | OEC MEDICAL SYSTEMS INC | 9900 ELITE | 1 | 400D74352A | MG RV SRIDGE EYE CARE | Unspecified | Life Support / High Risk | IES | ASP_GE | 103 | 5 | 0 | 2016-06-28 | Canyons/Desert
12200-Cassia Regional Hospital | 21601 | Ultrasound | 12200-Cassia Regional Hospital | 21101-Radiology | 12200~000000001218 | 487830 | 98080WP5 |  | 14-121 | Transducers, Ultrasonic | Transducers | 3336 | GENERAL ELECTRIC COMPANY | 9L-D | 1 | 122D21101A | CA RADIOLOGY | Common Areas | Run to Fail |  |  | 156 | 5 | 0 | 2012-01-10 | Canyons/Desert
13200-McKay-Dee Hospital Center | 21601 | Ultrasound | 13200-McKay-Dee Hospital Center | 21601-Ultrasound | 13200~000000023143 | 871733 | 176833WP2 |  | 14-121 | Transducers, Ultrasonic | Transducers | 3523 | GE HEALTHCARE | 9L-D | 1 | 132D21601A | MK ULTRASOUND 1ST FLR | Common Area | Run to Fail | MKDHC_CE | MKDCREW9CE | 50 | 5 | 1 | 2020-11-17 | Canyons/Desert
13200-McKay-Dee Hospital Center | 21601 | Ultrasound | 13200-McKay-Dee Hospital Center | 21601-Ultrasound | 13200~000000023144 | 871734 | 182050WP5 |  | 14-121 | Transducers, Ultrasonic | Transducers | 3524 | GE HEALTHCARE | 9L-D | 1 | 132D21601A | MK ULTRASOUND 1ST FLR | Common Area | Run to Fail | MKDHC_CE | MKDCREW9CE | 50 | 5 | 1 | 2020-11-17 | Canyons/Desert
13800-Primary Childrens Hospital | 21601 | Ultrasound | 13800-Primary Childrens Hospital | 21601-Ultrasound | 13800~000000007608 | 487788 | 57394YP9 |  | 14-121 | Transducers, Ultrasonic | Transducers | 3590 | GENERAL ELECTRIC COMPANY | 9L-D | 1 | 138D21601A | PC ULT RADIOLOGY 1ST FLR W | Us 3 | Run to Fail |  |  | 172 | 5 | 0 | 2010-09-28 | Canyons/Desert
14200-Sevier Valley Hospital | 21101 | Radiology | 14200-Sevier Valley Hospital | 21101-Radiology | 14200~000000000698 | 487881 | 56838YP6 | E436890 | 14-121 | Transducers, Ultrasonic | Transducers | 3616 | GE HEALTHCARE | 9L-D | 1 | 142D21101A | SV RADIOLOGY | Us 1 | Run to Fail | IES | ASP_GE | 156 | 5 | 0 | 2012-01-10 | Canyons/Desert
15400-Intermountain Medical Center | 70519 | Maternal Fetal Medicine | 15400-Intermountain Medical Center | 70519-Maternal Fetal Medicine | 15400~000000013233 | 491865 | 135590KR8 |  | 14-121 | Transducers, Ultrasonic | Transducers | 3698 | GE HEALTHCARE | AB2-7 | 1 | 154D70519A | IM MATERNAL FETAL MEDICINE GL1 | BldgD Ste100 Common Area | Run to Fail |  |  | 206 | 5 | 0 | 2007-11-05 | Canyons/Desert
15400-Intermountain Medical Center | 70519 | Maternal Fetal Medicine | 15400-Intermountain Medical Center | 70519-Maternal Fetal Medicine | 15400~000000013239 | 491887 | 107231KR3 |  | 14-121 | Transducers, Ultrasonic | Transducers | 3702 | GE HEALTHCARE | AB2-7 | 1 | 154D70519A | IM MATERNAL FETAL MEDICINE GL1 | BldgD Ste100 Common Area | Run to Fail |  |  | 206 | 5 | 0 | 2007-11-05 | Canyons/Desert
14200-Sevier Valley Hospital | 27202 | Respiratory Therapy | 14200-Sevier Valley Hospital | 27202-Respiratory Therapy | 14200~000000002215 | 922507 | 5411003R-1520092 |  | 16-936 | Power Systems, Uninterruptible | Power Systems, Uninterruptible | 706 | AMETEK INC | ABCE1100-11 | 1 | 142D27202A | SV RESPIRATORY THERAPY | Unspecified | Non Life Support | UVH_CE | UVCREW4_CE | 7 | 5 | 4 | 2024-06-11 | Canyons/Desert
14400-Utah Valley Hospital | 24016 | Laboratory Anatomic Pathology | 15300-Intrmtn Central Laboratory | 24509-Laboratory - Histology | 14400~000000019565 | 846106 | 5411080R-1140023 |  | 16-936 | Power Systems, Uninterruptible | Power Systems, Uninterruptible | 729 | AMETEK INC | ABCE1100-11 | 1 | 153D24509A | CL HISTOLOGY | Unspecified | Non Life Support | LAB_CE | LABCE1 | 71 | 5 | 0 | 2019-02-20 | Canyons/Desert
14400-Utah Valley Hospital | 24016 | Laboratory Anatomic Pathology | 15300-Intrmtn Central Laboratory | 24509-Laboratory - Histology | 14400~000000019813 | 846226 | 5411080R-1140026 |  | 16-936 | Power Systems, Uninterruptible | Power Systems, Uninterruptible | 730 | AMETEK INC | ABCE1100-11 | 1 | 153D24509A | CL HISTOLOGY | Unspecified | Non Life Support | LAB_CE | LABCE1 | 71 | 5 | 0 | 2019-02-25 | Canyons/Desert
14400-Utah Valley Hospital | 24016 | Laboratory Anatomic Pathology | 15300-Intrmtn Central Laboratory | 24509-Laboratory - Histology | 14400~000000020733 | 852594 | 5411080R-114003 |  | 16-936 | Power Systems, Uninterruptible | Power Systems, Uninterruptible | 731 | AMETEK INC | ABCE1100-11 | 1 | 153D24509A | CL HISTOLOGY | Unspecified | Non Life Support | LAB_CE | LABCE1 | 65 | 5 | 0 | 2019-08-26 | Canyons/Desert
15300-Intrmtn Central Laboratory | 24509 | Laboratory - Histology | 15300-Intrmtn Central Laboratory | 24503-Laboratory-Electron Microscope | 15300~000000001893 | 887078 | 5411080R-1040011 |  | 16-936 | Power Systems, Uninterruptible | Power Systems, Uninterruptible | 740 | AMETEK INC | ABCE1100-11 | 1 | 153D24503A | CL ELECTRON MICROSCOPE | Unspecified | Non Life Support | LAB_CE | LABCE1 | 39 | 5 | 2 | 2021-10-28 | Canyons/Desert
40000-Intermountain Medical Group | 74032 | Womens Health Specialists | 12600-St George Regional Hospital | 15541-Women and Children Admin | 40000~000000019296 | 809928 | 50110-03R |  | 16-936 | Power Systems, Uninterruptible | Power Systems, Uninterruptible | 766 | AMETEK INC | ABCE1100-11 | 1 | 126D15541A | SG WOMEN AND CHILDREN ADMIN | Nursing Administrati | Non Life Support | IES | ASP_GE | 102 | 5 | 0 | 2016-07-18 | Canyons/Desert
44000-Saltzer Medical Group Inc | 79661 | Nampa-South Ophthalmology | 44000-Saltzer Medical Group Inc | 79661-Nampa-South Ophthalmology | 44000~000000001886 | 912748 | 23B8038 |  | 11-389 | Scanning Systems, Ultrasonic, | UltraSound | 2837 | KEELER INSTRUMENTS INC | ACCUTOME 4SIGHT | 1 | 440D79661A | SZ S NAMPA OPTHALMOLOGY | Unspecified | Non Life Support | CRMC_CE | CASSIACRW6 | 16 | 5 | 4 | 2023-09-28 | Canyons/Desert
11600-Alta View Hospital | 20602 | Electrocardiology - EKG | 11600-Alta View Hospital | 20602-Electrocardiology - EKG | 11600~000000004676 | 454223 | 400-179720 | 400-179720 | 98-178 | Computers, Workstation | Computer | 89 | SIEMENS HEALTHCARE | ACUSON KINETDX | 1 | 116D20602A | AV ECHO CARDIOLOGY | Echo Cardiology | Not Tracked | IES | ASP_GE | 231 | 5 | 0 | 2005-10-29 | Canyons/Desert
13200-McKay-Dee Hospital Center | 21102 | Angiography | 13200-McKay-Dee Hospital Center | 21102-Angiography | 13200~000000022246 | 864378 | 394261 | IHMKHSIEUS11/400-661302 | 98-171 | Ultrasound Guidance System, Ra | UltraSound | 3772 | SIEMENS HEALTHCARE | ACUSON P500 | 1 | 132D21102A | MK ANGIO 1ST FLR | Common Area | Life Support / High Risk | MKDHC_CE | MKDCREW9CE | 56 | 5 | 0 | 2020-05-07 | Canyons/Desert
14400-Utah Valley Hospital | 20501 | Cardiovascular Lab | 14400-Utah Valley Hospital | 20501-Cardiovascular Lab | 14400~000000023832 | 761662 | 395791 |  | 98-171 | Ultrasound Guidance System, Ra | UltraSound | 3775 | SIEMENS HEALTHCARE | ACUSON P500 | 1 | 144D20501B | UV ELECTRO PHYSIOLOGY CATH LAB | Unspecified | Life Support / High Risk | IES | ASP_GE | 34 | 1.5833 | 0 | 2022-03-07 | Canyons/Desert
15400-Intermountain Medical Center | 20501 | Cardiovascular Lab | 15400-Intermountain Medical Center | 20501-Cardiovascular Lab | 15400~000000036031 | 866125 | 535101 | IHMCHSIEUS11/400-679279 | 98-171 | Ultrasound Guidance System, Ra | UltraSound | 3777 | SIEMENS HEALTHCARE | ACUSON P500 | 1 | 154D20501A | IM CARDIO CATH LAB SL1 | Lab 3 | Life Support / High Risk | IES | ASP_GE | 55 | 5 | 0 | 2020-06-16 | Canyons/Desert
15400-Intermountain Medical Center | 20501 | Cardiovascular Lab | 15400-Intermountain Medical Center | 20501-Cardiovascular Lab | 15400~000000036813 | 875449 | 394979 |  | 98-171 | Ultrasound Guidance System, Ra | UltraSound | 3778 | SIEMENS HEALTHCARE | ACUSON P500 | 1 | 154D20501A | IM CARDIO CATH LAB SL1 | Unspecified | Life Support / High Risk | IES | ASP_GE | 49 | 5 | 1 | 2020-12-26 | Canyons/Desert
15400-Intermountain Medical Center | 20501 | Cardiovascular Lab | 15400-Intermountain Medical Center | 20501-Cardiovascular Lab | 15400~000000037067 | 882293 | 535118 |  | 98-171 | Ultrasound Guidance System, Ra | UltraSound | 3779 | SIEMENS HEALTHCARE | ACUSON P500 | 1 | 154D20501A | IM CARDIO CATH LAB SL1 | Lab 1 | Life Support / High Risk | IES | ASP_GE | 44 | 5 | 1 | 2021-05-24 | Canyons/Desert
15400-Intermountain Medical Center | 20501 | Cardiovascular Lab | 15400-Intermountain Medical Center | 20501-Cardiovascular Lab | 15400~000000041550 | 910081 | 402009 |  | 98-171 | Ultrasound Guidance System, Ra | UltraSound | 3780 | SIEMENS HEALTHCARE | ACUSON P500 | 1 | 154D20501A | IM CARDIO CATH LAB SL1 | Common Area | Life Support / High Risk | IMC_CE | IMCCE4B | 19 | 5 | 3 | 2023-06-23 | Canyons/Desert
40000-Intermountain Medical Group | 77008 | Orem Workmed | 40000-Intermountain Medical Group | 77008-Orem Workmed | 40000~000000031476 | 903957 | 04056869002743 | 400-821978 | 98-171 | Ultrasound Guidance System, Ra | UltraSound | 3783 | SIEMENS HEALTHCARE | ACUSON P500 | 1 | 400D77008A | MG WORKMED OREM | Unspecified | Life Support / High Risk | IES | ASP_GE | 27 | 5 | 3 | 2022-10-24 | Canyons/Desert
13200-McKay-Dee Hospital Center | 22104 | Operating Rooms | 13200-McKay-Dee Hospital Center | 22104-Operating Rooms | 13200~000000006143 | 359359 | 306023 | IHMKHSIEUS1/400-288280 | 15-976 | Scanning Systems, Ultrasonic, | UltraSound | 2199 | SIEMENS HEALTHCARE | ACUSON X150 | 1 | 132D22104A | MK OPERATING ROOM L2 | Common Area | Life Support / High Risk | IES | ASP_GE | 199 | 5 | 0 | 2008-07-01 | Canyons/Desert
15400-Intermountain Medical Center | 21601 | Ultrasound | 11300-Supply Chain Organization | 32213-Asset Recovery - SLC | 15400~000000013251 | 340745 | 305287 | IHMCHSIEUS1/400-212147 | 15-976 | Scanning Systems, Ultrasonic, | UltraSound | 2512 | SIEMENS HEALTHCARE | ACUSON X150 | 1 | 113D32213B | SC ASSET RECOVERY FINE DR WHS | Received | Life Support / High Risk | IES | ASP_GE | 207 | 5 | 0 | 2007-10-25 | Canyons/Desert
40000-Intermountain Medical Group | 74104 | Intermountain MFM Specialist | 15400-Intermountain Medical Center | 70501-Midwifery | 40000~000000002897 | 422029 | 308043 | IHMCHSIEUS10/400-356925 | 15-976 | Scanning Systems, Ultrasonic, | UltraSound | 2691 | SIEMENS HEALTHCARE | ACUSON X150 | 1 | 154D70501A | IM MIDWIFERY GL1 | Common Area | Life Support / High Risk | IES | ASP_GE | 175 | 5 | 0 | 2010-06-22 | Canyons/Desert
40000-Intermountain Medical Group | 74105 | Intermountain Nurse Midwives | 11300-Supply Chain Organization | 32213-Asset Recovery - SLC | 40000~000000028146 | 340744 | 305288 | IHMCHSIEUS6/400-212142 | 15-976 | Scanning Systems, Ultrasonic, | UltraSound | 2694 | SIEMENS HEALTHCARE | ACUSON X150 | 1 | 113D32213C | SC ASSET RECOVERY AIRPORT WHS | Received | Life Support / High Risk | IES | ASP_GE | 207 | 5 | 0 | 2007-11-01 | Canyons/Desert
40000-Intermountain Medical Group | 74115 | Park City Specialty Clinic | 11300-Supply Chain Organization | 32213-Asset Recovery - SLC | 40000~000000005187 | 400610 | 307368 | IHPCCSIEUS | 15-976 | Scanning Systems, Ultrasonic, | UltraSound | 2707 | SIEMENS HEALTHCARE | ACUSON X150 | 1 | 113D32213C | SC ASSET RECOVERY AIRPORT WHS | Donated | Life Support / High Risk | IES | ASP_GE | 181 | 5 | 0 | 2009-12-22 | Canyons/Desert
12600-St George Regional Hospital | 20501 | Cardiovascular Lab | 12600-St George Regional Hospital | 20501-Cardiovascular Lab | 12600~000000015363 | 821023 | 349617 | IHDXHSIEUS2 | 15-976 | Scanning Systems, Ultrasonic, | UltraSound | 1994 | SIEMENS HEALTHCARE | ACUSON X300 | 1 | 126D20501A | SG CATH LAB RR | Cath Lab Common | Life Support / High Risk | IES | ASP_GE | 88 | 7 | 0 | 2017-09-08 | Canyons/Desert
12600-St George Regional Hospital | 20501 | Cardiovascular Lab | Unspecified-Unspecified | __NOT_APPLICABLE__-Unspecified | 12600~000000013810 |  |  |  | 15-976 | Scanning Systems, Ultrasonic, | UltraSound | 2006 | SIEMENS HEALTHCARE | ACUSON X300 | 1 | Unspecified | Unspecified | Unspecified | Life Support / High Risk |  |  | 118 | 5 | 0 | 2015-03-05 | Canyons/Desert
15400-Intermountain Medical Center | 21102 | Angiography | 15400-Intermountain Medical Center | 21001-Imaging Administration | 15400~000000030732 | 824729 | 349963 | IHMCHSIEUS9 | 15-976 | Scanning Systems, Ultrasonic, | UltraSound | 2507 | SIEMENS HEALTHCARE | ACUSON X300 | 1 | 154D21001A | IM IMAGING ADMIN TOWER TLL1 | Bldg C Imaging Admin | Life Support / High Risk | IES | ASP_GE | 85 | 7 | 0 | 2017-12-28 | Canyons/Desert
11800-American Fork Hospital | 21101 | Radiology | 11800-American Fork Hospital | 21101-Radiology | 11800~000000003387 | 238493 | CR70H11 | 10185229 | 16-247 | Picture Archiving And Communic | Picture Archiving And Communic | 621 | AGFA CORPORATION | ADC QS CLIENT | 1 | 118D21101A | AF RADIOLOGY | X-Ray | Non Life Support | IES | ASP_GE | 252 | 5 | 0 | 2004-01-28 | Canyons/Desert
40000-Intermountain Medical Group | 72011 | Bountiful Instacare | 40000-Intermountain Medical Group | 72011-Bountiful Instacare | 40000~000000009569 | 362226 | 9BT7T1J | 10277438 | 98-179 | Computers, Server, Pac'S | Computer | 85 | AGFA CORPORATION | ADC QS SERVER - DELL 670 | 1 | 400D72011A | MG BOUNTIFUL INSTACARE | Instacare Radiology | Run to Fail | IES | ASP_GE | 197 | 5 | 0 | 2008-08-27 | Canyons/Desert
40000-Intermountain Medical Group | 72014 | Alta View Instacare Kidscare | 40000-Intermountain Medical Group | 72014-Alta View Instacare Kidscare | 40000~000000011306 | 372233 | N/A | 10281415 | 98-179 | Computers, Server, Pac'S | Computer | 86 | AGFA CORPORATION | ADC QS SERVER - DELL 670 | 1 | 400D72014A | MG ALTA VIEW INSTACARE KIDSCAR | Radiol 1 | Run to Fail | IES | ASP_GE | 192 | 5 | 0 | 2009-01-19 | Canyons/Desert
11800-American Fork Hospital | 21101 | Radiology | 11800-American Fork Hospital | 21101-Radiology | 11800~000000003911 | 472220 | N/A | 801763AW | 21-972 | Workstations, Multiple Modalit | Workstations, Multiple Modalit | 3847 | GE HEALTHCARE | ADVANTAGE WORKSTATION | 1 | 118D21101A | AF RADIOLOGY | X-Ray | Life Support / High Risk | IES | ASP_GE | 160 | 5 | 0 | 2011-09-20 | Canyons/Desert
12600-St George Regional Hospital | 21401 | Computed Tomography - CT | 12600-St George Regional Hospital | 21401-Computed Tomography - CT | 12600~000000009247 | 457238 | 2UA8080YV4 | 435251AW2 | 21-972 | Workstations, Multiple Modalit | Workstations, Multiple Modalit | 3848 | GE HEALTHCARE | ADVANTAGE WORKSTATION | 1 | 126D21401D | SG CT RRAD | CT Common Area | Life Support / High Risk | IES | ASP_GE | 164 | 5 | 0 | 2011-05-23 | Canyons/Desert
12800-LDS Hospital | 21102 | Angiography | 12800-LDS Hospital | 21102-Angiography | 12800~000000008359 | 275463 | UNK | 801408AW2NE | 21-972 | Workstations, Multiple Modalit | Workstations, Multiple Modalit | 3849 | GE HEALTHCARE | ADVANTAGE WORKSTATION | 1 | 128D21102A | LD ANGIOGRAPHY L1 | Common Area | Life Support / High Risk | IES | ASP_GE | 231 | 5 | 0 | 2005-10-31 | Canyons/Desert
12800-LDS Hospital | 21201 | Magnetic Res Imaging - MRI | 12800-LDS Hospital | 21201-Magnetic Res Imaging - MRI | 12800~000000008058 | 275464 | UNK | 801408AW2NE | 21-972 | Workstations, Multiple Modalit | Workstations, Multiple Modalit | 3850 | GE HEALTHCARE | ADVANTAGE WORKSTATION | 1 | 128D21201A | LD MRI L2 | Mri N2 Common Areas | Life Support / High Risk | IES | ASP_GE | 231 | 5 | 0 | 2005-10-31 | Canyons/Desert
14400-Utah Valley Hospital | 21101 | Radiology | 14400-Utah Valley Hospital | 21101-Radiology | 14400~000000011389 | 311408 | 2UA54412XC | 801357AWCT | 21-972 | Workstations, Multiple Modalit | Workstations, Multiple Modalit | 3851 | GE HEALTHCARE | ADVANTAGE WORKSTATION | 1 | 144D21101A | UV RADIOLOGY | OP Radiol Reading Room | Life Support / High Risk | IES | ASP_GE | 237 | 5 | 0 | 2005-04-08 | Canyons/Desert
14400-Utah Valley Hospital | 21101 | Radiology | 14400-Utah Valley Hospital | 21101-Radiology | 14400~000000012079 | 408855 | 2UA607KJSC | 801357PETAW | 21-972 | Workstations, Multiple Modalit | Workstations, Multiple Modalit | 3852 | GE HEALTHCARE | ADVANTAGE WORKSTATION | 1 | 144D21101A | UV RADIOLOGY | Dr. Viewing | Life Support / High Risk | IES | ASP_GE | 180 | 5 | 0 | 2010-01-21 | Canyons/Desert
14400-Utah Valley Hospital | 21101 | Radiology | 14400-Utah Valley Hospital | 21101-Radiology | 14400~000000012538 | 408856 | 2UA6420FDJ | 801357AW2 | 21-972 | Workstations, Multiple Modalit | Workstations, Multiple Modalit | 3853 | GE HEALTHCARE | ADVANTAGE WORKSTATION | 1 | 144D21101A | UV RADIOLOGY | Dr. Viewing | Life Support / High Risk | IES | ASP_GE | 180 | 5 | 0 | 2010-01-21 | Canyons/Desert
14400-Utah Valley Hospital | 21101 | Radiology | 14400-Utah Valley Hospital | 21101-Radiology | 14400~000000015558 | 408867 | 2UA8281D9K | 801357AWIMGCTR | 21-972 | Workstations, Multiple Modalit | Workstations, Multiple Modalit | 3854 | GE HEALTHCARE | ADVANTAGE WORKSTATION | 1 | 144D21101A | UV RADIOLOGY | Cat Scan | Life Support / High Risk | IES | ASP_GE | 180 | 5 | 0 | 2010-01-21 | Canyons/Desert
14400-Utah Valley Hospital | 21401 | Computed Tomography - CT | 14400-Utah Valley Hospital | 21401-Computed Tomography - CT | 14400~000000017002 | 314235 | N/A | 801357AWS | 21-972 | Workstations, Multiple Modalit | Workstations, Multiple Modalit | 3855 | GE HEALTHCARE | ADVANTAGE WORKSTATION | 1 | 144D21401A | UV CT SCAN | Unspecified | Life Support / High Risk | IES | ASP_GE | 225 | 5 | 0 | 2006-04-19 | Canyons/Desert
15400-Intermountain Medical Center | 21101 | Radiology | 15400-Intermountain Medical Center | 21101-Radiology | 15400~000000019806 | 368770 | CZC5432MX8 | 801408AW6 | 21-972 | Workstations, Multiple Modalit | Workstations, Multiple Modalit | 3856 | GE HEALTHCARE | ADVANTAGE WORKSTATION | 1 | 154D21101A | IM RADIOLOGY ADMI OFFICE TLL1 | BldgB L2 OutptRadCommon Area | Life Support / High Risk | IES | ASP_GE | 193 | 5 | 0 | 2008-12-02 | Canyons/Desert
15400-Intermountain Medical Center | 21101 | Radiology | 15400-Intermountain Medical Center | 21101-Radiology | 15400~000000019856 | 358760 | 2UA7440YR3 | 801507AWWPP1 | 21-972 | Workstations, Multiple Modalit | Workstations, Multiple Modalit | 3857 | GE HEALTHCARE | ADVANTAGE WORKSTATION | 1 | 154D21101A | IM RADIOLOGY ADMI OFFICE TLL1 | BldgB L2 OutptRadCommon Area | Life Support / High Risk | IES | ASP_GE | 205 | 5 | 0 | 2007-12-18 | Canyons/Desert
15400-Intermountain Medical Center | 21201 | Magnetic Res Imaging - MRI | 15400-Intermountain Medical Center | 21201-Magnetic Res Imaging - MRI | 15400~000000019810 | 364954 | 2UA7340YX4 | IMCAWMRIP | 21-972 | Workstations, Multiple Modalit | Workstations, Multiple Modalit | 3858 | GE HEALTHCARE | ADVANTAGE WORKSTATION | 1 | 154D21201A | IM MRI IP TLL1 | Bldg C MRI | Life Support / High Risk | IES | ASP_GE | 195 | 5 | 0 | 2008-10-08 | Canyons/Desert
15400-Intermountain Medical Center | 25501 | Radiation Center | 15400-Intermountain Medical Center | 25501-Radiation Center | 15400~000000021448 | 371228 | 00002UA643109S | 801507RTAW | 21-972 | Workstations, Multiple Modalit | Workstations, Multiple Modalit | 3859 | GE HEALTHCARE | ADVANTAGE WORKSTATION | 1 | 154D25501A | IM RADIATION CENTER HL1 | Bldg A Rad Ther L1 CommonArea | Life Support / High Risk | IES | ASP_GE | 192 | 5 | 0 | 2009-01-07 | Canyons/Desert
15400-Intermountain Medical Center | 21501 | Mammography | 15400-Intermountain Medical Center | 21501-Mammography | 15400~000000029954 | 821588 | 52503120028 | IHMCHHLGWS | 98-178 | Computers, Workstation | Computer | 115 | HOLOGIC INCORPORATED | AEGIS | 1 | 154D21501A | IM MAMMOGRAPHY GLL2 | BreastCare LL2-Exam Room | Non Life Support | IES | ASP_GE | 88 | 5 | 0 | 2017-09-29 | Canyons/Desert
37700-Primary Childrens - Lehi | 21101 | Radiology | 37700-Primary Childrens - Lehi | 21101-Radiology | 37700~000000003049 | 919891 | X-RAY 2 | CONTROLLER | 16-910 | Film Digitizers | Film Digitizers | 355 | KONICA MINOLTA MEDICAL IMAGING USA INC | AeroDR P-52 | 1 | 377D21101A | PL RADIOLOGY | Unspecified | Run to Fail | IES | ASP_GE | 10 | 5 | 4 | 2024-03-12 | Canyons/Desert
37700-Primary Childrens - Lehi | 21101 | Radiology | 37700-Primary Childrens - Lehi | 21101-Radiology | 37700~000000003050 | 919892 | X-RAY 1 | DETECTOR | 16-910 | Film Digitizers | Film Digitizers | 356 | KONICA MINOLTA MEDICAL IMAGING USA INC | AeroDR P-52 | 1 | 377D21101A | PL RADIOLOGY | Unspecified | Run to Fail | IES | ASP_GE | 10 | 5 | 4 | 2024-03-12 | Canyons/Desert
40000-Intermountain Medical Group | 72036 | North Cache Valley InstaCare | 40000-Intermountain Medical Group | 72036-North Cache Valley InstaCare | 40000~000000029556 | 888446 | A6C7-15893 | 801442KMD | 16-910 | Film Digitizers | Film Digitizers | 357 | KONICA MINOLTA MEDICAL IMAGING USA INC | AeroDR P-52 | 1 | 400S72036A | NORTH CACHE VALLEY INSTACARE | Unspecified | Run to Fail | LRH_CE | LRHCREW1CE | 49 | 5 | 1 | 2020-12-09 | Canyons/Desert
14400-Utah Valley Hospital | 21601 | Ultrasound | 14400-Utah Valley Hospital | 21601-Ultrasound | 14400~000000015660 | 816861 | US816F0708 | IHUVHPHLUS18 | 17-422 | Scanning Systems, Ultrasonic, | UltraSound | 2375 | PHILIPS HEALTHCARE | AFFINITI 70 | 1 | 144D21601A | UV ULTRASOUND | Common Area | Non Life Support | IES | ASP_GE | 101 | 5 | 0 | 2016-08-30 | Canyons/Desert
12600-St George Regional Hospital | 21501 | Mammography | 12600-St George Regional Hospital | 21501-Mammography | 12600~000000025197 |  | APB1100926 | IHDXHHLGMA5 | 17-833 | Stereotactic Systems, Biopsy, | Stereotactic Systems, Biopsy, | 2845 | HOLOGIC INC | AFFIRM PRONE BIOPSY SYSTEM | 1 | 126D21501A | SG MAMMOGRAPHY | Unspecified | Non Life Support |  |  | 44 | 5 | 1 | 2021-05-04 | Canyons/Desert
13000-Logan Regional Hospital | 21501 | Mammography | 13000-Logan Regional Hospital | 21501-Mammography | 13000~000000008864 | 853001 | APB1100691 | IHLRHHLGMA5 | 17-833 | Stereotactic Systems, Biopsy, | Stereotactic Systems, Biopsy, | 2846 | HOLOGIC INC | AFFIRM PRONE BIOPSY SYSTEM | 1 | 130D21501A | LO MAMMOGRAPHY | Unspecified | Non Life Support | IES | ASP_GE | 66 | 5 | 0 | 2019-07-17 | Canyons/Desert
13200-McKay-Dee Hospital Center | 21501 | Mammography | 13200-McKay-Dee Hospital Center | 21501-Mammography | 13200~000000020202 | 848668 | APB1100586 | IHMKHHLGMA5 | 17-833 | Stereotactic Systems, Biopsy, | Stereotactic Systems, Biopsy, | 2849 | HOLOGIC INC | AFFIRM PRONE BIOPSY SYSTEM | 1 | 132D21501A | MK MAMMOGRAPHY 4TH FLR | Unspecified | Non Life Support | IES | ASP_GE | 72 | 5 | 0 | 2019-01-07 | Canyons/Desert
14400-Utah Valley Hospital | 21501 | Mammography | 14400-Utah Valley Hospital | 21501-Mammography | 14400~000000020369 | 858089 | APB1100573 | IHUVHBREVERA1 | 17-833 | Stereotactic Systems, Biopsy, | Stereotactic Systems, Biopsy, | 2854 | HOLOGIC INC | AFFIRM PRONE BIOPSY SYSTEM | 1 | 144D21501A | UV MAMMOGRAPHY | Unspecified | Non Life Support | IES | ASP_GE | 71 | 5 | 0 | 2019-02-17 | Canyons/Desert
15400-Intermountain Medical Center | 21501 | Mammography | 15400-Intermountain Medical Center | 21501-Mammography | 15400~000000030058 | 822486 | APB1000271 | IHMCHHLGMA8 | 17-833 | Stereotactic Systems, Biopsy, | Stereotactic Systems, Biopsy, | 2857 | HOLOGIC INC | AFFIRM PRONE BIOPSY SYSTEM | 1 | 154D21501A | IM MAMMOGRAPHY GLL2 | Unspecified | Non Life Support | IES | ASP_GE | 88 | 5 | 0 | 2017-09-07 | Canyons/Desert
12800-LDS Hospital | 21501 | Mammography | 12800-LDS Hospital | 21501-Mammography | 12800~000000012695 | 811761 | SII2313 | IHLDHHLGUS | 15-656 | Scanning Systems, Ultrasonic, | UltraSound | 2074 | HOLOGIC INCORPORATED | AIXPLORER | 1 | 128D21501A | LD MAMMOGRAPHY L1 | MammoS1 Common Area | Life Support / High Risk | IES | ASP_GE | 100 | 5 | 0 | 2016-09-08 | Canyons/Desert
13200-McKay-Dee Hospital Center | 21501 | Mammography | 13200-McKay-Dee Hospital Center | 21501-Mammography | 13200~000000016170 | 801459 | SIG3728 | IHMKHHLGUS2 | 15-656 | Scanning Systems, Ultrasonic, | UltraSound | 2189 | HOLOGIC INCORPORATED | AIXPLORER | 1 | 132D21501A | MK MAMMOGRAPHY 4TH FLR | Unspecified | Life Support / High Risk | IES | ASP_GE | 117 | 7 | 0 | 2015-04-14 | Canyons/Desert
13200-McKay-Dee Hospital Center | 21102 | Angiography | 13200-McKay-Dee Hospital Center | 22104-Operating Rooms | 13200~000000015797 | 731639 | 000128 | IHMKHPHLVA | 16-597 | Radiographic/Fluoroscopic Syst | Cath Labs | 1341 | PHILIPS HEALTHCARE | ALLURA XPER FD20 | 1 | 132D22104A | MK OPERATING ROOM L2 | Angio (Special Pro Rm) | Life Support / High Risk | IES | ASP_GE | 126 | 7 | 0 | 2014-08-01 | Canyons/Desert
15400-Intermountain Medical Center | 21102 | Angiography | 15400-Intermountain Medical Center | 21102-Angiography | 15400~000000009040 | 361533 | 1098 | IHMCHPHLVA2 | 16-597 | Radiographic/Fluoroscopic Syst | Cath Labs | 1401 | PHILIPS HEALTHCARE | ALLURA XPER FD20 | 1 | 154D21102A | IM ANGIO TL1 | Lab 3 | Life Support / High Risk | IES | ASP_GE | 207 | 5 | 0 | 2007-11-01 | Canyons/Desert
15400-Intermountain Medical Center | 21102 | Angiography | 15400-Intermountain Medical Center | 21102-Angiography | 15400~000000029668 | 819392 | 63856215 | IHMCHPHLVA3 | 16-597 | Radiographic/Fluoroscopic Syst | Cath Labs | 1403 | PHILIPS HEALTHCARE | ALLURA XPER FD20 | 1 | 154D21102A | IM ANGIO TL1 | Common Area | Life Support / High Risk | IES | ASP_GE | 90 | 5 | 0 | 2017-07-11 | Canyons/Desert
15400-Intermountain Medical Center | 21102 | Angiography | 15400-Intermountain Medical Center | 21102-Angiography | 15400~000000009247 | 357616 | 212 | IHMCHPHLVA1 | 16-597 | Radiographic/Fluoroscopic Syst | Cath Labs | 1402 | PHILIPS HEALTHCARE | ALLURA XPER FD20/10 | 1 | 154D21102A | IM ANGIO TL1 | Lab 2 | Life Support / High Risk | IES | ASP_GE | 207 | 5 | 0 | 2007-11-01 | Canyons/Desert
13800-Primary Childrens Hospital | 21102 | Angiography | 13800-Primary Childrens Hospital | 21102-Angiography | 13800~000000008029 | 490155 | 174 | IHPCHPHLVA | 17-192 | Radiographic/Fluoroscopic Syst | Cath Labs | 1353 | PHILIPS HEALTHCARE | ALLURA XPER FD20/20 | 1 | 138D21102A | PC SPEC PROCEDURE LAB 1 FLR W | Interventional Radiology Lab | Life Support / High Risk | IES | ASP_GE | 157 | 5 | 0 | 2011-12-31 | Canyons/Desert
13200-McKay-Dee Hospital Center | 21101 | Radiology | 13200-McKay-Dee Hospital Center | 21101-Radiology | 13200~000000009050 | 511211 | 12000143 | IHMKHPHLXR2 | 16-597 | Radiographic/Fluoroscopic Syst | Cath Labs | 1336 | PHILIPS HEALTHCARE | ALLURA XPER X-RAY SYSTEM | 1 | 132D21101A | MK RADIOLOGY 1ST FLR | Rad Rm 7 Er | Life Support / High Risk | IES | ASP_GE | 149 | 7 | 0 | 2012-08-16 | Canyons/Desert
15400-Intermountain Medical Center | 21111 | Radiology TOSH | 37000-The Orthopedic Specialty Hosp | 21101-Radiology | 15400~000000042444 | 523740 | SN 512235/SN 1200028 | IHOSHPHLXR | 16-597 | Radiographic/Fluoroscopic Syst | Cath Labs | 1405 | PHILIPS HEALTHCARE | ALLURA XPER X-RAY SYSTEM | 1 | 370D21101A | TO RADIOLOGY BLDG 4 L1 | X-Ray Rm | Life Support / High Risk | IES | ASP_GE | 144 | 5 | 0 | 2013-01-04 | Canyons/Desert
40000-Intermountain Medical Group | 74174 | Salt Lake Clinic Admin | 40000-Intermountain Medical Group | 74135-Salt Lake Clinic - Radiology | 40000~000000005958 | 524792 | C006445Y22 | IHSCCPHLXR2 | 16-597 | Radiographic/Fluoroscopic Syst | Cath Labs | 1425 | PHILIPS HEALTHCARE | ALLURA XPER X-RAY SYSTEM | 1 | 400D74135A | MG SL CLINIC RADIOLOGY 1ST FLR | L2 | Life Support / High Risk | IES | ASP_GE | 145 | 5 | 0 | 2012-12-31 | Canyons/Desert
40000-Intermountain Medical Group | 74174 | Salt Lake Clinic Admin | 40000-Intermountain Medical Group | 74135-Salt Lake Clinic - Radiology | 40000~000000005959 | 524791 | C006410Y22 | IHSCCPHLXR1 | 16-597 | Radiographic/Fluoroscopic Syst | Cath Labs | 1426 | PHILIPS HEALTHCARE | ALLURA XPER X-RAY SYSTEM | 1 | 400D74135A | MG SL CLINIC RADIOLOGY 1ST FLR | Radiology FL1 | Life Support / High Risk | IES | ASP_GE | 145 | 5 | 0 | 2012-12-31 | Canyons/Desert
13800-Primary Childrens Hospital | 22702 | Liver Transplant | 13800-Primary Childrens Hospital | 22204-Child Procedure Center | 13800~000000030553 | 884704 | G3111747 |  | 11-389 | Scanning Systems, Ultrasonic, | UltraSound | 2268 | HITACHI ALOKA MEDICAL LTD | ALOKA ARIETTA 850 | 1 | 138D22204A | PC CPC L1 | Unspecified | Life Support / High Risk | IES | ASP_MIT | 42 | 5 | 2 | 2021-07-31 | Canyons/Desert
14400-Utah Valley Hospital | 22451 | Endoscopy Lab | 14400-Utah Valley Hospital | 22451-Endoscopy Lab | 14400~000000023723 | 889208 | G3152935 | IHUVHHITUS1 | 11-389 | Scanning Systems, Ultrasonic, | UltraSound | 2394 | HITACHI ALOKA MEDICAL LTD | ALOKA ARIETTA 850 | 1 | 144D22451A | UV ENDOSCOPY LAB | Gastro-Endoscopy Lab | Life Support / High Risk | IES | ASP_GE | 37 | 5 | 2 | 2021-12-20 | Canyons/Desert
13400-Orem Community Hospital | 21201 | Magnetic Res Imaging - MRI | 13400-Orem Community Hospital | 21201-Magnetic Res Imaging - MRI | 13400~000000001847 | 818315 | L241 | IHNRCHITMR | 18-108 | Scanning Systems, Magnetic Res | MRI | 1744 | HITACHI | ALTAIRE | 1 | 134D21201A | OR IMAGING CENTER OREM | Unspecified | Life Support / High Risk | IES | ASP_GE | 210 | 5 | 0 | 2007-08-01 | Canyons/Desert
12800-LDS Hospital | 14010 | Mom Baby Unit | 12800-LDS Hospital | 14010-Mom Baby Unit | 12800~000000001664 | 170740 | LT-695 |  | 14-121 | Transducers, Ultrasonic | Transducers | 3381 | MEDICAL ACCESSORIES INC | AM 66 TRANSDUCER | 1 | 128D14010A | LD MATERNITY NURSING L4 | W401 West 4 | Run to Fail |  |  | 303 | 5 | 0 | 1999-10-13 | Canyons/Desert
13800-Primary Childrens Hospital | 20501 | Cardiovascular Lab | 13800-Primary Childrens Hospital | 20501-Cardiovascular Lab | 13800~000000025671 | 833224 | 15496131 |  | 12-327 | Lesion Generators | Lesion Generators | 580 | ST JUDE MEDICAL INCORPORATED | AMPERE | 1 | 138D20501A | PC CATH LAB L1 | Cath Lab 2 1D166 | Non Life Support | PCH_CE | PCHCREW07 | 77 | 5 | 0 | 2018-08-13 | Canyons/Desert
14400-Utah Valley Hospital | 20501 | Cardiovascular Lab | 14400-Utah Valley Hospital | 20501-Cardiovascular Lab | 14400~000000020252 | 848808 | 15145266 |  | 12-327 | Lesion Generators | Lesion Generators | 581 | ST JUDE MEDICAL INCORPORATED | AMPERE | 1 | 144D20501A | UV CARDIOVASCULAR LAB | Standby Cath Lab | Non Life Support | UVH_CE | UVCREW6_CE | 68 | 5 | 0 | 2019-05-05 | Canyons/Desert
14400-Utah Valley Hospital | 20501 | Cardiovascular Lab | 14400-Utah Valley Hospital | 20501-Cardiovascular Lab | 14400~000000024029 | 895770 | 19391899 |  | 12-327 | Lesion Generators | Lesion Generators | 582 | ST JUDE MEDICAL INCORPORATED | AMPERE | 1 | 144D20501B | UV ELECTRO PHYSIOLOGY CATH LAB | Unspecified | Non Life Support | IES | ASP_ALL | 31 | 5 | 2 | 2022-06-30 | Canyons/Desert
14400-Utah Valley Hospital | 20501 | Cardiovascular Lab | 14400-Utah Valley Hospital | 20501-Cardiovascular Lab | 14400~000000025904 | 911392 | 3166204 |  | 12-327 | Lesion Generators | Lesion Generators | 583 | ST JUDE MEDICAL INCORPORATED | AMPERE | 1 | 144D20501B | UV ELECTRO PHYSIOLOGY CATH LAB | Unspecified | Non Life Support | UVH_CE | UVCREW6_CE | 17 | 12.1667 | 11.1667 | 2023-08-17 | Canyons/Desert
15400-Intermountain Medical Center | 20501 | Cardiovascular Lab | 15400-Intermountain Medical Center | 20501-Cardiovascular Lab | 15400~000000028007 | 808841 | 15519414 |  | 12-327 | Lesion Generators | Lesion Generators | 584 | ST JUDE MEDICAL INCORPORATED | AMPERE | 1 | 154D20501A | IM CARDIO CATH LAB SL1 | Lab 1 | Non Life Support | IMC_CE | IMCCE4B | 103 | 5 | 0 | 2016-06-09 | Canyons/Desert
15400-Intermountain Medical Center | 20501 | Cardiovascular Lab | 15400-Intermountain Medical Center | 20501-Cardiovascular Lab | 15400~000000040432 | 903869 | 15187942 |  | 12-327 | Lesion Generators | Lesion Generators | 585 | ST JUDE MEDICAL INCORPORATED | AMPERE | 1 | 154D20501A | IM CARDIO CATH LAB SL1 | Lab 4 | Non Life Support | IMC_CE | IMCCE4B | 24 | 12.1667 | 10.1667 | 2023-01-04 | Canyons/Desert
11600-Alta View Hospital | 22203 | Surgical Center | 11300-Supply Chain Organization | 32213-Asset Recovery - SLC | 11600~000000002643 | 423155 | 195490085013 | 801501AMX4 | 13-272 | Radiographic Units, Mobile | XR / RF | 1207 | GE HEALTHCARE | AMX 4+ | 1 | 113D32213C | SC ASSET RECOVERY AIRPORT WHS | Received | Life Support / High Risk | IES | ASP_GE | 174 | 5 | 0 | 2010-07-06 | Canyons/Desert
11800-American Fork Hospital | 21101 | Radiology | 11800-American Fork Hospital | 21101-Radiology | 11800~000000001904 | 174514 | 956012WK9 | 801756A42 | 13-272 | Radiographic Units, Mobile | XR / RF | 1208 | GE HEALTHCARE | AMX 4+ | 1 | 118D21101A | AF RADIOLOGY | 2 | Life Support / High Risk | IES | ASP_GE | 294 | 5 | 0 | 2000-08-01 | Canyons/Desert
12000-Bear River Valley Hospital | 21101 | Radiology | 12000-Bear River Valley Hospital | 21101-Radiology | 12000~000000000355 | 387806 | 195490026 | 435257AMX4 | 13-272 | Radiographic Units, Mobile | XR / RF | 1210 | GE HEALTHCARE | AMX 4+ | 1 | 120D21101A | BR RADIOLOGY | Radiology | Life Support / High Risk | IES | ASP_GE | 191 | 5 | 0 | 2009-02-11 | Canyons/Desert
12200-Cassia Regional Hospital | 21101 | Radiology | 12200-Cassia Regional Hospital | 21101-Radiology | 12200~000000000419 | 455762 | 550788WK4 | 208678MX3 | 13-272 | Radiographic Units, Mobile | XR / RF | 1214 | GE HEALTHCARE | AMX 4+ | 1 | 122D21101A | CA RADIOLOGY | Common Areas | Life Support / High Risk | IES | ASP_GE | 187 | 5 | 0 | 2009-07-01 | Canyons/Desert
12600-St George Regional Hospital | 21101 | Radiology | 12600-St George Regional Hospital | 21101-Radiology | 12600~000000007099 | 435839 | 1020483WK2 | 435251AMX5 | 13-272 | Radiographic Units, Mobile | XR / RF | 1218 | GE HEALTHCARE | AMX 4+ | 1 | 126D21101E | SG RADIOLOGY RR CAMPUS | Radiol Common Area | Life Support / High Risk | IES | ASP_GE | 185 | 5 | 0 | 2009-08-02 | Canyons/Desert
13900-Riverton Hospital | 21101 | Radiology | 13900-Riverton Hospital | 11503-Medical and Surgical Nursing | 13900~000000001566 | 404439 | 190450045005 | 801285AMX2 | 13-272 | Radiographic Units, Mobile | XR / RF | 1236 | GE HEALTHCARE | AMX 4+ | 1 | 139D11503A | RV MEDICAL SURGICAL | H206 | Life Support / High Risk | IES | ASP_GE | 183 | 5 | 0 | 2009-11-01 | Canyons/Desert
13900-Riverton Hospital | 21101 | Radiology | 13900-Riverton Hospital | 14010-Mom Baby Unit | 13900~000000001567 | 404440 | 1021381WK7 | 801285AMX3 | 13-272 | Radiographic Units, Mobile | XR / RF | 1237 | GE HEALTHCARE | AMX 4+ | 1 | 139D14010A | RV MATERNITY | Portable X-Ray Alcove | Life Support / High Risk | IES | ASP_GE | 183 | 5 | 0 | 2009-11-01 | Canyons/Desert
13900-Riverton Hospital | 21101 | Radiology | 13900-Riverton Hospital | 21101-Radiology | 13900~000000001565 | 404438 | 1021272WK8 | 801285AMX1 | 13-272 | Radiographic Units, Mobile | XR / RF | 1238 | GE HEALTHCARE | AMX 4+ | 1 | 139D21101A | RV RADIOLOGY | Rad Flouro Rm 2 | Life Support / High Risk | IES | ASP_GE | 183 | 5 | 0 | 2009-11-01 | Canyons/Desert
15400-Intermountain Medical Center | 21101 | Radiology | 15400-Intermountain Medical Center | 10041-Intensive Care Thoracic | 15400~000000013210 | 357890 | 195490002 012 | 801IMCAMX2 | 13-272 | Radiographic Units, Mobile | XR / RF | 1253 | GE HEALTHCARE | AMX 4+ | 1 | 154D10041A | IM THORACIC ICU S2 | Common Area | Life Support / High Risk | IES | ASP_GE | 207 | 5 | 0 | 2007-11-01 | Canyons/Desert
15400-Intermountain Medical Center | 21101 | Radiology | 15400-Intermountain Medical Center | 12002-Newborn Intensive Care Unit | 15400~000000013211 | 348905 | 2185226 | 801IMCAMX1 | 13-272 | Radiographic Units, Mobile | XR / RF | 1254 | GE HEALTHCARE | AMX 4+ | 1 | 154D12002A | IM NICU CARE GLL1 | Common Area | Life Support / High Risk | IES | ASP_GE | 207 | 5 | 0 | 2007-11-01 | Canyons/Desert
15400-Intermountain Medical Center | 21101 | Radiology | 15400-Intermountain Medical Center | 20101-Emergency Department | 15400~000000013213 | 347648 | 195490002032 | 801IMCAMX3 | 13-272 | Radiographic Units, Mobile | XR / RF | 1255 | GE HEALTHCARE | AMX 4+ | 1 | 154D20101A | IM EMERGENCY ROOM TLL1 | Emergency Rm Allocated | Life Support / High Risk | IES | ASP_GE | 207 | 5 | 0 | 2007-11-01 | Canyons/Desert
15400-Intermountain Medical Center | 21101 | Radiology | 15400-Intermountain Medical Center | 21101-Radiology | 15400~000000036534 | 223630 | 979072WK6 | 435716AMX4 | 13-272 | Radiographic Units, Mobile | XR / RF | 1258 | GE HEALTHCARE | AMX 4+ | 1 | 154D21101A | IM RADIOLOGY ADMI OFFICE TLL1 | Unspecified | Life Support / High Risk | IES | ASP_GE | 261 | 5 | 0 | 2003-04-14 | Canyons/Desert
15400-Intermountain Medical Center | 21101 | Radiology | 15400-Intermountain Medical Center | 22104-Operating Rooms | 15400~000000019558 | 350682 | 195490001044 |  | 13-272 | Radiographic Units, Mobile | XR / RF | 1259 | GE HEALTHCARE | AMX 4+ | 1 | 154D22104B | IM OR FRONT DESK TL2 | Common Area | Life Support / High Risk | IES | ASP_GE | 202 | 5 | 0 | 2008-03-18 | Canyons/Desert
18200-Garfield Memorial Hospital | 21101 | Radiology | 18200-Garfield Memorial Hospital | 21101-Radiology | 18200~000000000097 | 396801 | 1017663WK4 | 435676AMX1 | 13-272 | Radiographic Units, Mobile | XR / RF | 1262 | GE HEALTHCARE | AMX 4+ | 1 | 182D21101A | GF RADIOLOGY | Radiology | Life Support / High Risk | IES | ASP_GE | 196 | 5 | 0 | 2008-09-08 | Canyons/Desert
36700-St George Surgery Center LLC | 22203 | Surgical Center | 36700-St George Surgery Center LLC | 22203-Surgical Center | 36700~000000000064 | 243027 | 982231WK3 | 435251AMX2 | 13-272 | Radiographic Units, Mobile | XR / RF | 1263 | GE HEALTHCARE | AMX 4+ | 1 | 367D22203A | ST GEORGE SURGERY CENTER | Unspecified | Life Support / High Risk | IES | ASP_GE | 31 | 5 | 2 | 2022-06-08 | Canyons/Desert
37500-Primary Childrens - Riverton | 21101 | Radiology | 37500-Primary Childrens - Riverton | 21101-Radiology | 37500~000000000169 | 400385 | 1021188WK6 | 801RPMCAMX4 | 13-272 | Radiographic Units, Mobile | XR / RF | 1264 | GE HEALTHCARE | AMX 4+ | 1 | 375D21101A | PR RADIOLOGY | Recovery Nurse Station | Life Support / High Risk | IES | ASP_GE | 183 | 5 | 0 | 2009-11-01 | Canyons/Desert
38500-Provo Surgery Center | 22203 | Surgical Center | 38500-Provo Surgery Center | 22203-Surgical Center | 38500~000000000085 | 196932 | 428A | 801373MX4 | 13-272 | Radiographic Units, Mobile | XR / RF | 1268 | GE HEALTHCARE | AMX 4+ | 1 | 385D22203A | PVASC SURGICAL CENTER | Unspecified | Life Support / High Risk | UVH_CE | UVCREW6_CE | 19 | 5 | 3 | 2023-07-01 | Canyons/Desert
40000-Intermountain Medical Group | 72004 | Hurricane Valley Instacare | 40000-Intermountain Medical Group | 72004-Hurricane Valley Instacare | 40000~000000026379 | 444289 | 72488BC0 | 801IMCAMX7 | 13-272 | Radiographic Units, Mobile | XR / RF | 1270 | GE HEALTHCARE | AMX 4+ | 1 | 400D72004A | MG HURRICANE INSTACARE | Unspecified | Life Support / High Risk | IES | ASP_GE | 168 | 5 | 0 | 2011-01-18 | Canyons/Desert
40000-Intermountain Medical Group | 74026 | Southwest Ortho and Sports Med | 12600-St George Regional Hospital | 21101-Radiology | 40000~000000017388 | 132212 | 498423WK3 | 801634AMX4 | 13-272 | Radiographic Units, Mobile | XR / RF | 1271 | GE HEALTHCARE | AMX 4+ | 1 | 126D21101A | SG RADIOLOGY | P 3 | Life Support / High Risk | IES | ASP_GE | 344 | 5 | 0 | 1996-05-16 | Canyons/Desert
11800-American Fork Hospital | 21101 | Radiology | 11800-American Fork Hospital | 21101-Radiology | 11800~000000008311 | 918653 | 22L0695 |  | 13-272 | Radiographic Units, Mobile | XR / RF | 1209 | GENERAL ELECTRIC COMPANY | AMX Navigate | 1 | 118D21101A | AF RADIOLOGY | Common Areas | Non Life Support | AFH_CE | AFCREW1_CE | 11 | 5 | 4 | 2024-02-07 | Canyons/Desert
12600-St George Regional Hospital | 20102 | Emergency Dept - Satellite | 12600-St George Regional Hospital | 20102-Emergency Dept - Satellite | 12600~000000027543 | 913701 | AMXNV2300164WK | 435635AMX1 | 13-272 | Radiographic Units, Mobile | XR / RF | 1216 | GENERAL ELECTRIC COMPANY | AMX Navigate | 1 | 126D20102A | HU EMERGENCY DEPT SATELLITE | Unspecified | Non Life Support | IES | ASP_GE | 16 | 5 | 4 | 2023-09-27 | Canyons/Desert
37700-Primary Childrens - Lehi | 20101 | Emergency Department | 37700-Primary Childrens - Lehi | 20101-Emergency Department | 37700~000000003394 | 918088 | 23F2116 | 435452AMX1 | 13-272 | Radiographic Units, Mobile | XR / RF | 1265 | GENERAL ELECTRIC COMPANY | AMX Navigate | 1 | 377D20101A | PL LEHI EMERGENCY DEPT | Unspecified | Non Life Support | IES | ASP_GE | 12 | 5 | 4 | 2024-01-30 | Canyons/Desert
37700-Primary Childrens - Lehi | 20101 | Emergency Department | 37700-Primary Childrens - Lehi | 20101-Emergency Department | 37700~000000003772 | 926742 | BB5SE2300331HL |  | 13-272 | Radiographic Units, Mobile | XR / RF | 1266 | GENERAL ELECTRIC COMPANY | AMX Navigate | 1 | 377D20101A | PL LEHI EMERGENCY DEPT | Unspecified | Non Life Support | IES | ASP_GE | 4 | 5 | 5 | 2024-09-27 | Canyons/Desert
37700-Primary Childrens - Lehi | 21001 | Imaging Administration | 37700-Primary Childrens - Lehi | 21001-Imaging Administration | 37700~000000003618 | 923284 | AMXNV2300271WK | 435452AMX2 | 13-272 | Radiographic Units, Mobile | XR / RF | 1267 | GENERAL ELECTRIC COMPANY | AMX Navigate | 1 | 377D21001A | PL IMAGING ADMINISTRATION | Unspecified | Non Life Support | IES | ASP_GE | 6 | 5 | 4 | 2024-07-08 | Canyons/Desert
13200-McKay-Dee Hospital Center | 21101 | Radiology | 13200-McKay-Dee Hospital Center | 20101-Emergency Department | 13200~000000023067 | 871383 | DF2402000779WK | 801510OPT2401 | 18-430 | Radiographic Systems, Digital | XR / RF | 911 | GE HEALTHCARE | AMX-240/5555000-047 Optima | 1 | 132D20101A | MK ER 1ST FLR | Standy Cdu | Life Support / High Risk | IES | ASP_GE OEC | 51 | 7 | 3 | 2020-10-14 | Canyons/Desert
40000-Intermountain Medical Group | 74026 | Southwest Ortho and Sports Med | 40000-Intermountain Medical Group | 74026-Southwest Ortho and Sports Med | 40000~000000031273 | 925014 | 435688OPT1 |  | 18-430 | Radiographic Systems, Digital | XR / RF | 1040 | GE HEALTHCARE | AMX-240/5555000-047 Optima | 1 | 400D74026A | MG SW ORTHO SPORTS MED STE 120 | Unspecified | Life Support / High Risk | IES | ASP_GE | 29 | 5 | 3 | 2022-08-03 | Canyons/Desert
12600-St George Regional Hospital | 20501 | Cardiovascular Lab | 12600-St George Regional Hospital | 20501-Cardiovascular Lab | 12600~000000008450 | 325195 | U2226 | IHDXHPSMIJ | 27-009 | Embolectomy/Thrombectomy Syste | Embolectomy/Thrombectomy Syste | 337 | POSSIS MEDICAL INC | ANGIOJET 5000A | 1 | 126D20501A | SG CATH LAB RR | CV Lab Common Area | Non Life Support | SGRH_CE | SGRHCREW1 | 209 | 5 | 0 | 2007-08-21 | Canyons/Desert
12800-LDS Hospital | 21102 | Angiography | 12800-LDS Hospital | 21102-Angiography | 12800~000000001625 | 324128 | U2261 | IHLDHPSMIJ | 27-009 | Embolectomy/Thrombectomy Syste | Embolectomy/Thrombectomy Syste | 338 | POSSIS MEDICAL INC | ANGIOJET 5000A | 1 | 128D21102A | LD ANGIOGRAPHY L1 | Allocated To Angio | Non Life Support | IES | ASP_GE | 210 | 5 | 0 | 2007-07-31 | Canyons/Desert
13200-McKay-Dee Hospital Center | 21102 | Angiography | 13200-McKay-Dee Hospital Center | 20501-Cardiovascular Lab | 13200~000000005480 | 323945 | U2246 | IHMKHPSMIJ | 27-009 | Embolectomy/Thrombectomy Syste | Embolectomy/Thrombectomy Syste | 339 | POSSIS MEDICAL INC | ANGIOJET 5000A | 1 | 132D20501A | MK CARDIOLOGY 3RD FLR | Interventional Radio - 1st Flr | Non Life Support | MKDHC_CE | MKDCREW1CE | 210 | 5 | 0 | 2007-07-30 | Canyons/Desert
14400-Utah Valley Hospital | 21102 | Angiography | 14400-Utah Valley Hospital | 21102-Angiography | 14400~000000015375 | 744292 | U3092 | IHUVHPSMIJ | 27-009 | Embolectomy/Thrombectomy Syste | Embolectomy/Thrombectomy Syste | 340 | POSSIS MEDICAL INC | ANGIOJET 5000A | 1 | 144D21102A | UV INTERVENTIONAL RADIOLOGY | Unspecified | Non Life Support | UVH_CE | UVCREW1_CE |  | 5 |  |  | Canyons/Desert
15400-Intermountain Medical Center | 20501 | Cardiovascular Lab | 15400-Intermountain Medical Center | 20501-Cardiovascular Lab | 15400~000000019671 | 347479 | U2223 | IHMCHPSMIJ | 27-009 | Embolectomy/Thrombectomy Syste | Embolectomy/Thrombectomy Syste | 341 | POSSIS MEDICAL INC | ANGIOJET 5000A | 1 | 154D20501A | IM CARDIO CATH LAB SL1 | Common Area | Non Life Support | IES | ASP_GE | 204 | 5 | 0 | 2008-01-31 | Canyons/Desert
15400-Intermountain Medical Center | 22203 | Surgical Center | 11300-Supply Chain Organization | 32213-Asset Recovery - SLC | 15400~000000013248 | 352141 | 115294 | IHMCHSIEUS5 | 15-976 | Scanning Systems, Ultrasonic, | UltraSound | 2530 | SIEMENS HEALTHCARE | ANTARES P.E. 10040729 | 1 | 113D32213B | SC ASSET RECOVERY FINE DR WHS | Redeploy | Life Support / High Risk | IES | ASP_GE | 207 | 5 | 0 | 2007-11-01 | Canyons/Desert
11600-Alta View Hospital | 21101 | Radiology | 11600-Alta View Hospital | 21101-Radiology | 11600~000000005594 | 813619 | 5S1502T18741 |  | 17-739 | Electrosurgical Units, Monopol | Electrosurgical Units, Monopol | 310 | ERBE USA | APC 2 | 1 | 116D21101A | AV RADIOLOGY | Unspecified | Non Life Support | IES | ASP_GE | 98 | 5 | 0 | 2016-11-02 | Canyons/Desert
11600-Alta View Hospital | 22451 | Endoscopy Lab | 11600-Alta View Hospital | 22104-Operating Rooms | 11600~000000006820 | 844419 | 11458434 |  | 17-739 | Electrosurgical Units, Monopol | Electrosurgical Units, Monopol | 311 | ERBE USA | APC 2 | 1 | 116D22104A | AV OPERATING ROOM | Or 7 | Non Life Support | AVH_CE | AVHCREW2CE | 72 | 5 | 0 | 2019-01-18 | Canyons/Desert
11600-Alta View Hospital | 22451 | Endoscopy Lab | 11600-Alta View Hospital | 22203-Surgical Center | 11600~000000002503 | 422638 | 11316125 |  | 17-739 | Electrosurgical Units, Monopol | Electrosurgical Units, Monopol | 312 | ERBE USA | APC 2 | 1 | 116D22203A | AV SPECIALTY CTR CP | Surg-Endo Common Area | Non Life Support | AVH_CE | AVHCREW2CE | 175 | 7 | 0 | 2010-06-11 | Canyons/Desert
11600-Alta View Hospital | 22451 | Endoscopy Lab | 11600-Alta View Hospital | 22451-Endoscopy Lab | 11600~000000004905 | 721048 | 11380948 |  | 17-739 | Electrosurgical Units, Monopol | Electrosurgical Units, Monopol | 313 | ERBE USA | APC 2 | 1 | 116D22451A | AV ENDOSCOPY | AV Common Area L1 | Non Life Support | AVH_CE | AVHCREW2CE | 125 | 7 | 0 | 2014-08-28 | Canyons/Desert
11800-American Fork Hospital | 22451 | Endoscopy Lab | 11800-American Fork Hospital | 22451-Endoscopy Lab | 11800~000000004784 | 731981 | 11390967 |  | 17-739 | Electrosurgical Units, Monopol | Electrosurgical Units, Monopol | 314 | ERBE USA | APC 2 | 1 | 118D22451A | AF ENDOSCOPY | Procedure RM 2 | Non Life Support | AFH_CE | AFCREW3_CE | 117 | 5 | 0 | 2015-04-10 | Canyons/Desert
11800-American Fork Hospital | 22451 | Endoscopy Lab | 11800-American Fork Hospital | 22451-Endoscopy Lab | 11800~000000005386 | 808682 | 11409175 |  | 17-739 | Electrosurgical Units, Monopol | Electrosurgical Units, Monopol | 315 | ERBE USA | APC 2 | 1 | 118D22451A | AF ENDOSCOPY | Procedure RM 1 | Non Life Support | AFH_CE | AFCREW3_CE | 104 | 7 | 0 | 2016-05-26 | Canyons/Desert
11800-American Fork Hospital | 22451 | Endoscopy Lab | 11800-American Fork Hospital | 22451-Endoscopy Lab | 11800~000000006357 | 845821 | 11459493 |  | 17-739 | Electrosurgical Units, Monopol | Electrosurgical Units, Monopol | 316 | ERBE USA | APC 2 | 1 | 118D22451A | AF ENDOSCOPY | Procedure RM 3 | Non Life Support | AFH_CE | AFCREW3_CE | 71 | 7 | 1 | 2019-02-05 | Canyons/Desert
12600-St George Regional Hospital | 22451 | Endoscopy Lab | 12600-St George Regional Hospital | 22451-Endoscopy Lab | 12600~000000004611 | 565087 | 11367064 |  | 17-739 | Electrosurgical Units, Monopol | Electrosurgical Units, Monopol | 317 | ERBE USA | APC 2 | 1 | 126D22451A | SG ENDO LAB RR | Endo Clinic | Non Life Support | SGRH_CE | SGRHCREW7 | 135 | 7 | 0 | 2013-10-29 | Canyons/Desert
12600-St George Regional Hospital | 22451 | Endoscopy Lab | 12600-St George Regional Hospital | 22451-Endoscopy Lab | 12600~000000014496 | 812371 | 11415267 |  | 17-739 | Electrosurgical Units, Monopol | Electrosurgical Units, Monopol | 318 | ERBE USA | APC 2 | 1 | 126D22451A | SG ENDO LAB RR | Common Area | Non Life Support | SGRH_CE | SGRHCREW7 | 100 | 7 | 0 | 2016-09-23 | Canyons/Desert
12800-LDS Hospital | 22451 | Endoscopy Lab | 12800-LDS Hospital | 22451-Endoscopy Lab | 12800~000000014751 | 856905 | 11475292 |  | 17-739 | Electrosurgical Units, Monopol | Electrosurgical Units, Monopol | 319 | ERBE USA | APC 2 | 1 | 128D22451A | LD ENDOSCOPY L1 | Unspecified | Non Life Support | LDSH_CE | LDSCE1 | 61 | 5 | 0 | 2019-12-09 | Canyons/Desert
12900-Layton Hospital | 22451 | Endoscopy Lab | 12900-Layton Hospital | 22451-Endoscopy Lab | 12900~000000001194 | 838486 | 11447914 |  | 17-739 | Electrosurgical Units, Monopol | Electrosurgical Units, Monopol | 320 | ERBE USA | APC 2 | 1 | 129D22451A | LA ENDOSCOPY LAB | Unspecified | Non Life Support | LA_CE | LACREW1CE | 78 | 7 | 1 | 2018-08-01 | Canyons/Desert
12900-Layton Hospital | 22451 | Endoscopy Lab | 12900-Layton Hospital | 22451-Endoscopy Lab | 12900~000000001195 | 836963 | 11448480 |  | 17-739 | Electrosurgical Units, Monopol | Electrosurgical Units, Monopol | 321 | ERBE USA | APC 2 | 1 | 129D22451A | LA ENDOSCOPY LAB | Unspecified | Non Life Support | LA_CE | LACREW1CE | 78 | 7 | 1 | 2018-08-01 | Canyons/Desert
12900-Layton Hospital | 22451 | Endoscopy Lab | 12900-Layton Hospital | 22451-Endoscopy Lab | 12900~000000001769 | 836964 | 11452103 |  | 17-739 | Electrosurgical Units, Monopol | Electrosurgical Units, Monopol | 322 | ERBE USA | APC 2 | 1 | 129D22451A | LA ENDOSCOPY LAB | Unspecified | Non Life Support | LA_CE | LACREW1CE | 78 | 7 | 1 | 2018-08-01 | Canyons/Desert
13000-Logan Regional Hospital | 22451 | Endoscopy Lab | 13000-Logan Regional Hospital | 22451-Endoscopy Lab | 13000~000000002184 | 381673 | 11298840 |  | 17-739 | Electrosurgical Units, Monopol | Electrosurgical Units, Monopol | 323 | ERBE USA | APC 2 | 1 | 130D22451A | LO GI LAB OUTPATIENT L4 | Travel Cart | Non Life Support | LRH_CE | LRHCREW7CE | 188 | 5 | 0 | 2009-05-21 | Canyons/Desert
13000-Logan Regional Hospital | 22451 | Endoscopy Lab | 13000-Logan Regional Hospital | 22451-Endoscopy Lab | 13000~000000005706 | 801182 | 11394434 |  | 17-739 | Electrosurgical Units, Monopol | Electrosurgical Units, Monopol | 324 | ERBE USA | APC 2 | 1 | 130D22451B | LO GI LAB FOR HOSP MEDICAL FLR | Inpatient Procedure Room | Non Life Support | LRH_CE | LRHCREW7CE | 113 | 7 | 0 | 2015-08-03 | Canyons/Desert
13200-McKay-Dee Hospital Center | 22451 | Endoscopy Lab | 13200-McKay-Dee Hospital Center | 22451-Endoscopy Lab | 13200~000000009045 | 499719 | 11342924 |  | 17-739 | Electrosurgical Units, Monopol | Electrosurgical Units, Monopol | 325 | ERBE USA | APC 2 | 1 | 132D22451A | MK ENDOSCOPY 2ND FLR | GI Lab Common Area | Non Life Support | MKDHC_CE | MKDCREW7CE | 153 | 7 | 0 | 2012-04-23 | Canyons/Desert
13200-McKay-Dee Hospital Center | 22451 | Endoscopy Lab | 13200-McKay-Dee Hospital Center | 22451-Endoscopy Lab | 13200~000000015732 | 721753 | 11380143 |  | 17-739 | Electrosurgical Units, Monopol | Electrosurgical Units, Monopol | 326 | ERBE USA | APC 2 | 1 | 132D22451A | MK ENDOSCOPY 2ND FLR | GI Lab Common Area | Non Life Support | MKDHC_CE | MKDCREW7CE | 118 | 7 | 0 | 2015-03-24 | Canyons/Desert
13200-McKay-Dee Hospital Center | 22451 | Endoscopy Lab | 13200-McKay-Dee Hospital Center | 22451-Endoscopy Lab | 13200~000000016653 | 804460 | 11402425 |  | 17-739 | Electrosurgical Units, Monopol | Electrosurgical Units, Monopol | 327 | ERBE USA | APC 2 | 1 | 132D22451A | MK ENDOSCOPY 2ND FLR | GI Lab Common Area | Non Life Support | MKDHC_CE | MKDCREW7CE | 109 | 5 | 0 | 2015-12-09 | Canyons/Desert
13200-McKay-Dee Hospital Center | 22451 | Endoscopy Lab | 13200-McKay-Dee Hospital Center | 22451-Endoscopy Lab | 13200~000000017871 | 813551 | 11416055 |  | 17-739 | Electrosurgical Units, Monopol | Electrosurgical Units, Monopol | 328 | ERBE USA | APC 2 | 1 | 132D22451A | MK ENDOSCOPY 2ND FLR | GI Lab Common Area | Non Life Support | MKDHC_CE | MKDCREW7CE | 99 | 5 | 0 | 2016-10-27 | Canyons/Desert
14300-Park City Hospital | 22451 | Endoscopy Lab | 14300-Park City Hospital | 22451-Endoscopy Lab | 14300~000000002707 | 819326 | 11422588 |  | 17-739 | Electrosurgical Units, Monopol | Electrosurgical Units, Monopol | 329 | ERBE USA | APC 2 | 1 | 143D22451A | PK ENDOSCOPY | Procedure 2 | Non Life Support | PKMC_CE | PKCREW3_CE | 94 | 7 | 0 | 2017-03-31 | Canyons/Desert
14600-Cedar City Hospital | 22451 | Endoscopy Lab | 14600-Cedar City Hospital | 22451-Endoscopy Lab | 14600~000000002400 | 806717 | 11405739 |  | 17-739 | Electrosurgical Units, Monopol | Electrosurgical Units, Monopol | 330 | ERBE USA | APC 2 | 1 | 146D22451A | CC ENDOSCOPY LAB | Endoscopy | Non Life Support | CCH_CE | CCHCREW1CE | 107 | 7 | 0 | 2016-02-29 | Canyons/Desert
15400-Intermountain Medical Center | 22451 | Endoscopy Lab | 15400-Intermountain Medical Center | 22451-Endoscopy Lab | 15400~000000009827 | 339326 | 11287882 |  | 17-739 | Electrosurgical Units, Monopol | Electrosurgical Units, Monopol | 331 | ERBE USA | APC 2 | 1 | 154D22451A | IM ENDOSCOPY EL2 | BldgB Endo L2 Common Area | Non Life Support | IMC_CE | IMCCE6 | 207 | 7 | 0 | 2007-11-01 | Canyons/Desert
15400-Intermountain Medical Center | 22451 | Endoscopy Lab | 15400-Intermountain Medical Center | 22451-Endoscopy Lab | 15400~000000009829 | 339323 | 11287697 |  | 17-739 | Electrosurgical Units, Monopol | Electrosurgical Units, Monopol | 332 | ERBE USA | APC 2 | 1 | 154D22451A | IM ENDOSCOPY EL2 | BldgB Endo L2 Common Area | Non Life Support | IMC_CE | IMCCE6 | 207 | 7 | 0 | 2007-11-01 | Canyons/Desert
15400-Intermountain Medical Center | 22451 | Endoscopy Lab | 15400-Intermountain Medical Center | 22451-Endoscopy Lab | 15400~000000009831 | 339321 | 11287706 |  | 17-739 | Electrosurgical Units, Monopol | Electrosurgical Units, Monopol | 333 | ERBE USA | APC 2 | 1 | 154D22451A | IM ENDOSCOPY EL2 | BldgB Endo L2 Common Area | Non Life Support | IMC_CE | IMCCE6 | 207 | 7 | 0 | 2007-11-01 | Canyons/Desert
15400-Intermountain Medical Center | 22451 | Endoscopy Lab | 15400-Intermountain Medical Center | 22451-Endoscopy Lab | 15400~000000013673 | 339331 | 11287881 |  | 17-739 | Electrosurgical Units, Monopol | Electrosurgical Units, Monopol | 334 | ERBE USA | APC 2 | 1 | 154D22451B | IM ENDOSCOPY TLL1 | Common Area | Non Life Support | IMC_CE | IMCCE6 | 207 | 5 | 0 | 2007-11-01 | Canyons/Desert
15400-Intermountain Medical Center | 22451 | Endoscopy Lab | 15400-Intermountain Medical Center | 22451-Endoscopy Lab | 15400~000000013675 | 339328 | 11287884 |  | 17-739 | Electrosurgical Units, Monopol | Electrosurgical Units, Monopol | 335 | ERBE USA | APC 2 | 1 | 154D22451B | IM ENDOSCOPY TLL1 | Common Area | Non Life Support | IMC_CE | IMCCE6 | 207 | 5 | 0 | 2007-11-01 | Canyons/Desert
15400-Intermountain Medical Center | 22451 | Endoscopy Lab | 15400-Intermountain Medical Center | 22451-Endoscopy Lab | 15400~000000032857 | 844909 | 11456124 |  | 17-739 | Electrosurgical Units, Monopol | Electrosurgical Units, Monopol | 336 | ERBE USA | APC 2 | 1 | 154D22451C | IM ENDOSCOPY OR STE TL2 | Unspecified | Non Life Support | IMC_CE | IMCCE6 | 72 | 7 | 1 | 2019-01-24 | Canyons/Desert
12600-St George Regional Hospital | 21401 | Computed Tomography - CT | 12600-St George Regional Hospital | 21401-Computed Tomography - CT | 12600~000000009248 | 459579 | 49-00543 | 49-00543 | 98-177 | Computers, Workstation, Pac'S | Computer | 133 | TERARECON | AQUARIUS AND AQUARIUSNET | 1 | 126D21401D | SG CT RRAD | CT Common Area | Run to Fail | IES | ASP_GE | 163 | 5 | 0 | 2011-06-07 | Canyons/Desert
12600-St George Regional Hospital | 21401 | Computed Tomography - CT | 12600-St George Regional Hospital | 21401-Computed Tomography - CT | 12600~000000009249 | 459580 | 20079 | NEED Vendor ID | 98-177 | Computers, Workstation, Pac'S | Computer | 134 | TERARECON | AQUARIUS AND AQUARIUSNET | 1 | 126D21401D | SG CT RRAD | CT Common Area | Run to Fail | IES | ASP_GE | 163 | 5 | 0 | 2011-06-07 | Canyons/Desert
12600-St George Regional Hospital | 21401 | Computed Tomography - CT | 12600-St George Regional Hospital | 21401-Computed Tomography - CT | 12600~000000009250 | 459581 | TH-OHD437-17971-757- | NEED Vendor ID | 98-177 | Computers, Workstation, Pac'S | Computer | 135 | TERARECON | AQUARIUS AND AQUARIUSNET | 1 | 126D21401D | SG CT RRAD | CT Common Area | Run to Fail | IES | ASP_GE | 163 | 5 | 0 | 2011-06-07 | Canyons/Desert
11600-Alta View Hospital | 21401 | Computed Tomography - CT | 11600-Alta View Hospital | 21401-Computed Tomography - CT | 11600~000000003591 | 390592 | 299016 | IHAVHTSHCT | 13-469 | Scanning Systems, Computed Tom | CT | 1613 | TOSHIBA | AQUILION 64 | 1 | 116D21401A | AV COMPUTED TOMOGRAPHY | Ct 2 | Life Support / High Risk | IES | ASP_GE | 197 | 5 | 0 | 2008-08-19 | Canyons/Desert
12800-LDS Hospital | 21401 | Computed Tomography - CT | 12800-LDS Hospital | 20101-Emergency Department | 12800~000000003927 | 362883 | 280461 | IHLDHTSHCT | 13-469 | Scanning Systems, Computed Tom | CT | 1636 | TOSHIBA | AQUILION 64 | 1 | 128D20101A | LD EMERGENCY ROOM L1 | Ct Scanner Rm - S.E.1 | Life Support / High Risk | IES | ASP_GE | 212 | 5 | 0 | 2007-06-01 | Canyons/Desert
13800-Primary Childrens Hospital | 21401 | Computed Tomography - CT | 13800-Primary Childrens Hospital | 21401-Computed Tomography - CT | 13800~000000005733 | 369941 | TSX-101AHD | IHPCHTSHCT1 | 13-469 | Scanning Systems, Computed Tom | CT | 1662 | TOSHIBA | AQUILION 64 | 1 | 138D21401A | PC CT L1 | Ct-2 | Life Support / High Risk | IES | ASP_GE | 189 | 20 | 4 | 2009-05-01 | Canyons/Desert
13900-Riverton Hospital | 21401 | Computed Tomography - CT | 13900-Riverton Hospital | 21101-Radiology | 13900~000000000836 | 404509 | 299107 | IHRVHTSHCT1 | 13-469 | Scanning Systems, Computed Tom | CT | 1666 | TOSHIBA | AQUILION 64 | 1 | 139D21101A | RV RADIOLOGY | Rad Flouro Rm 1 | Life Support / High Risk | IES | ASP_GE | 182 | 5 | 0 | 2009-11-02 | Canyons/Desert
13900-Riverton Hospital | 21401 | Computed Tomography - CT | 13900-Riverton Hospital | 21101-Radiology | 13900~000000006347 | 405228 | 301408 | IHRVHTSHCT2 | 13-469 | Scanning Systems, Computed Tom | CT | 1667 | TOSHIBA | AQUILION 64 | 1 | 139D21101A | RV RADIOLOGY | Holding | Life Support / High Risk | IES | ASP_GE | 183 | 5 | 0 | 2009-11-01 | Canyons/Desert
14300-Park City Hospital | 21401 | Computed Tomography - CT | 14300-Park City Hospital | 21101-Radiology | 14300~000000000275 | 390906 | JDA0942112 | IHPCHTSHCT2 | 13-469 | Scanning Systems, Computed Tom | CT | 1673 | TOSHIBA | AQUILION 64 | 1 | 143D21101A | PK XRAY RADIOLOGY | Radiol Common Area | Life Support / High Risk | IES | ASP_GE | 184 | 5 | 0 | 2009-09-26 | Canyons/Desert
15400-Intermountain Medical Center | 21401 | Computed Tomography - CT | 15400-Intermountain Medical Center | 21101-Radiology | 15400~000000009115 | 349740 | 424619 | IHMCHTSHCT1 | 13-469 | Scanning Systems, Computed Tom | CT | 1687 | TOSHIBA | AQUILION 64 | 1 | 154D21101A | IM RADIOLOGY ADMI OFFICE TLL1 | BldgB L2 OutptRadCommon Area | Life Support / High Risk | IES | ASP_GE | 207 | 5 | 0 | 2007-11-01 | Canyons/Desert
15400-Intermountain Medical Center | 21401 | Computed Tomography - CT | 15400-Intermountain Medical Center | 21401-Computed Tomography - CT | 15400~000000009113 | 352092 | 276253 | IHMCHTSHCT2 | 13-469 | Scanning Systems, Computed Tom | CT | 1688 | TOSHIBA | AQUILION 64 | 1 | 154D21401A | IM COMPUTED TOMOGRAPHY TLL1 | CT Inpatient | Life Support / High Risk | IES | ASP_GE | 207 | 5 | 0 | 2007-11-01 | Canyons/Desert
15400-Intermountain Medical Center | 21401 | Computed Tomography - CT | 15400-Intermountain Medical Center | 21401-Computed Tomography - CT | 15400~000000009116 | 352139 | 276238 | IHMCHTSHCT3 | 13-469 | Scanning Systems, Computed Tom | CT | 1689 | TOSHIBA | AQUILION 64 | 1 | 154D21401A | IM COMPUTED TOMOGRAPHY TLL1 | CT Inpatient | Life Support / High Risk | IES | ASP_GE | 207 | 5 | 0 | 2007-11-01 | Canyons/Desert
13800-Primary Childrens Hospital | 22104 | Operating Rooms | 11300-Supply Chain Organization | 32213-Asset Recovery - SLC | 13800~000000032059 | 904134 | 400-813386 |  | 16-597 | Radiographic/Fluoroscopic Syst | Cath Labs | 1355 | SIEMENS HEALTHCARE | Artis Pheno VE10 | 1 | 113D32213C | SC ASSET RECOVERY AIRPORT WHS | Received | Life Support / High Risk | IES | ASP_SIEMEN | 27 | 5 | 3 | 2022-10-18 | Canyons/Desert
13000-Logan Regional Hospital | 20501 | Cardiovascular Lab | 13000-Logan Regional Hospital | 20501-Cardiovascular Lab | 13000~000000012080 | 909350 | 230110 | IHLRHSIXV1 | 16-597 | Radiographic/Fluoroscopic Syst | Cath Labs | 1326 | SIEMENS HEALTHCARE | ARTIS Q CEILING | 1 | 130D20501A | LO CARDIO VASCULAR CATH LAB | Procedure Room Combo | Non Life Support | IES | ASP_SIEMEN | 21 | 5 | 3 | 2023-04-10 | Canyons/Desert
13200-McKay-Dee Hospital Center | 21102 | Angiography | 13200-McKay-Dee Hospital Center | 21102-Angiography | 13200~000000022245 | 864379 | 109803 | IHMKHSIEVA6/400-661300 | 16-597 | Radiographic/Fluoroscopic Syst | Cath Labs | 1340 | SIEMENS HEALTHCARE | ARTIS Q CEILING | 1 | 132D21102A | MK ANGIO 1ST FLR | Common Area | Non Life Support | IES | ASP_GE | 56 | 7 | 2 | 2020-05-11 | Canyons/Desert
15400-Intermountain Medical Center | 20501 | Cardiovascular Lab | 15400-Intermountain Medical Center | 20501-Cardiovascular Lab | 15400~000000037144 | 887583 | 111504 | IHIMCSIEVA5(400-713756) | 16-597 | Radiographic/Fluoroscopic Syst | Cath Labs | 1387 | SIEMENS HEALTHCARE | ARTIS Q CEILING | 1 | 154D20501A | IM CARDIO CATH LAB SL1 | Lab 9 | Non Life Support | IES | ASP_SIEMEN | 46 | 5 | 1 | 2021-03-30 | Canyons/Desert
15400-Intermountain Medical Center | 20501 | Cardiovascular Lab | 15400-Intermountain Medical Center | 20501-Cardiovascular Lab | 15400~000000039753 | 897862 | 674062271 | 400-776657 | 16-597 | Radiographic/Fluoroscopic Syst | Cath Labs | 1388 | SIEMENS HEALTHCARE | ARTIS Q CEILING | 1 | 154D20501A | IM CARDIO CATH LAB SL1 | Lab 1 | Non Life Support | IES | ASP_SIEMEN | 31 | 5 | 2 | 2022-06-14 | Canyons/Desert
13200-McKay-Dee Hospital Center | 20501 | Cardiovascular Lab | 13200-McKay-Dee Hospital Center | 20501-Cardiovascular Lab | 13200~000000009953 | 573850 | 10848280_103008 | 400-453297 | 16-597 | Radiographic/Fluoroscopic Syst | Cath Labs | 1332 | SIEMENS HEALTHCARE | ARTIS Q FLOOR | 1 | 132D20501A | MK CARDIOLOGY 3RD FLR | Cath Lab Rm 3 | Life Support / High Risk | IES | ASP_SIEMEN | 133 | 7 | 0 | 2013-12-13 | Canyons/Desert
12600-St George Regional Hospital | 20501 | Cardiovascular Lab | 12600-St George Regional Hospital | 20501-Cardiovascular Lab | 12600~000000007100 | 457156 | 1141 | 400-274412 | 16-597 | Radiographic/Fluoroscopic Syst | Cath Labs | 1300 | SIEMENS HEALTHCARE | ARTIS ZEE | 1 | 126D20501A | SG CATH LAB RR | CV Lab Cath Lab 3 | Life Support / High Risk | IES | ASP_SIEMEN | 201 | 5 | 0 | 2008-04-26 | Canyons/Desert
13200-McKay-Dee Hospital Center | 21101 | Radiology | 13200-McKay-Dee Hospital Center | 21101-Radiology | 13200~000000009638 | 557485 | 157999 | IHMKHSIEVA2/400-443835 | 16-597 | Radiographic/Fluoroscopic Syst | Cath Labs | 1337 | SIEMENS HEALTHCARE | ARTIS ZEE | 1 | 132D21101A | MK RADIOLOGY 1ST FLR | Rad Rm 6 Storage | Life Support / High Risk | IES | ASP_GE | 135 | 7 | 0 | 2013-10-10 | Canyons/Desert
14400-Utah Valley Hospital | 20501 | Cardiovascular Lab | 14400-Utah Valley Hospital | 20501-Cardiovascular Lab | 14400~000000007450 | 487915 | 136609 | 400-434457 ROOM 2 | 16-597 | Radiographic/Fluoroscopic Syst | Cath Labs | 1367 | SIEMENS HEALTHCARE | ARTIS ZEE | 1 | 144D20501A | UV CARDIOVASCULAR LAB | Ep Lab West | Life Support / High Risk | IES | ASP_SIEMEN | 138 | 5 | 0 | 2013-07-22 | Canyons/Desert
14400-Utah Valley Hospital | 21001 | Imaging Administration | 14400-Utah Valley Hospital | 21001-Imaging Administration | 14400~000000025389 | 901448 | 30204 |  | 16-597 | Radiographic/Fluoroscopic Syst | Cath Labs | 1372 | SIEMENS HEALTHCARE | ARTIS ZEE | 1 | 144D21001A | UV IMAGING ADMINISTRATION | Unspecified | Life Support / High Risk | IES | ASP_ALL | 26 | 5 | 3 | 2022-11-03 | Canyons/Desert
11800-American Fork Hospital | 21102 | Angiography | 11800-American Fork Hospital | 21001-Imaging Administration | 11800~000000005619 | 818017 | HXH7005504 | IHAFHSIEVA1/IHAFHSIEVA2 | 17-192 | Radiographic/Fluoroscopic Syst | Cath Labs | 1292 | SIEMENS HEALTHCARE | ARTIS ZEE CEILING-MOUNTED SYS | 1 | 118D21001A | AF IMAGING ADMINISTRATION | Unspecified | Life Support / High Risk | IES | ASP_GE | 95 | 7 | 0 | 2017-02-07 | Canyons/Desert
12600-St George Regional Hospital | 20501 | Cardiovascular Lab | 12600-St George Regional Hospital | 20501-Cardiovascular Lab | 12600~000000002909 | 490635 | 400-412240 | 400-412240 | 17-192 | Radiographic/Fluoroscopic Syst | Cath Labs | 1299 | SIEMENS HEALTHCARE | ARTIS ZEE CEILING-MOUNTED SYS | 1 | 126I20501A | SG CATH LAB RR | Unspecified | Life Support / High Risk | IES | ASP_SIEMEN | 141 | 5 | 0 | 2013-05-01 | Canyons/Desert
14400-Utah Valley Hospital | 21102 | Angiography | 14400-Utah Valley Hospital | 21101-Radiology | 14400~000000007661 | 487914 | 147661 | IHUVHSIEVA3/400-431772 | 17-192 | Radiographic/Fluoroscopic Syst | Cath Labs | 1375 | SIEMENS HEALTHCARE | ARTIS ZEE CEILING-MOUNTED SYS | 1 | 144D21101A | UV RADIOLOGY | Unspecified | Life Support / High Risk | IES | ASP_GE | 138 | 5 | 0 | 2013-08-01 | Canyons/Desert
12600-St George Regional Hospital | 20501 | Cardiovascular Lab | 12600-St George Regional Hospital | 20501-Cardiovascular Lab | 12600~000000020070 | 848410 | 164080 | 400-569308 | 17-192 | Radiographic/Fluoroscopic Syst | Cath Labs | 1304 | SIEMENS HEALTHCARE | ARTIS ZEE MULTI PURPOSE | 1 | 126D20501A | SG CATH LAB RR | Cath Lab Common | Life Support / High Risk | IES | ASP_SIEMEN | 69 | 5 | 0 | 2019-04-19 | Canyons/Desert
12600-St George Regional Hospital | 20501 | Cardiovascular Lab | 12600-St George Regional Hospital | 21102-Angiography | 12600~000000003638 | 434703 | 4080 | 400-353981 | 17-192 | Radiographic/Fluoroscopic Syst | Cath Labs | 1306 | SIEMENS HEALTHCARE | ARTIS ZEE MULTI PURPOSE | 1 | 126D21102A | DX ANGIOGRAPHY EXPENSE RR | Angio Common Area | Life Support / High Risk | IES | ASP_SIEMEN | 171 | 5 | 0 | 2010-11-01 | Canyons/Desert
12600-St George Regional Hospital | 21101 | Radiology | 12600-St George Regional Hospital | 21101-Radiology | 12600~000000004177 | 490483 | 400-413365 | IHDXHSIEVA4/400-413365 | 17-192 | Radiographic/Fluoroscopic Syst | Cath Labs | 1308 | SIEMENS HEALTHCARE | ARTIS ZEE MULTI PURPOSE | 1 | 126D21101E | SG RADIOLOGY RR CAMPUS | Radiol Imaging 3 | Life Support / High Risk | IES | ASP_SIEMEN | 140 | 7 | 0 | 2013-06-01 | Canyons/Desert
13000-Logan Regional Hospital | 20501 | Cardiovascular Lab | 13000-Logan Regional Hospital | 20501-Cardiovascular Lab | 13000~000000002767 | 494119 | 1414932 | 400-396745 | 17-192 | Radiographic/Fluoroscopic Syst | Cath Labs | 1325 | SIEMENS HEALTHCARE | ARTIS ZEE MULTI PURPOSE | 1 | 130D20501A | LO CARDIO VASCULAR CATH LAB | Allocated To Cath Lab | Life Support / High Risk | IES | ASP_SIEMEN | 152 | 7 | 0 | 2012-05-04 | Canyons/Desert
13200-McKay-Dee Hospital Center | 20501 | Cardiovascular Lab | 13200-McKay-Dee Hospital Center | 20501-Cardiovascular Lab | 13200~000000006410 | 398270 | 10892 | 400-309984 CATH LAB 4 | 17-192 | Radiographic/Fluoroscopic Syst | Cath Labs | 1331 | SIEMENS HEALTHCARE | ARTIS ZEE MULTI PURPOSE | 1 | 132D20501A | MK CARDIOLOGY 3RD FLR | Cath Lab Rm 4 | Life Support / High Risk | IES | ASP_SIEMEN | 184 | 20 | 5 | 2009-10-01 | Canyons/Desert
13800-Primary Childrens Hospital | 20501 | Cardiovascular Lab | 13800-Primary Childrens Hospital | 20501-Cardiovascular Lab | 13800~000000008103 | 469714 | UNKNOWN | IHPCHSIEVA2/400-385870 | 17-192 | Radiographic/Fluoroscopic Syst | Cath Labs | 1347 | SIEMENS HEALTHCARE | ARTIS ZEE MULTI PURPOSE | 1 | 138D20501A | PC CATH LAB L1 | Cath Lab 2 1D166 | Life Support / High Risk | IES | ASP_SIEMEN | 161 | 5 | 0 | 2011-08-31 | Canyons/Desert
14400-Utah Valley Hospital | 20501 | Cardiovascular Lab | 14400-Utah Valley Hospital | 21101-Radiology | 14400~000000020176 | 848534 | 131231 | IHUVHSIEVA4/400-606387 | 17-192 | Radiographic/Fluoroscopic Syst | Cath Labs | 1368 | SIEMENS HEALTHCARE | ARTIS ZEE MULTI PURPOSE | 1 | 144D21101A | UV RADIOLOGY | Unspecified | Life Support / High Risk | IES | ASP_SIEMEN | 71 | 5 | 0 | 2019-02-17 | Canyons/Desert
14400-Utah Valley Hospital | 21101 | Radiology | 14400-Utah Valley Hospital | 21101-Radiology | 14400~000000023703 | 893217 | 159049 | IHUVHSIEVA7/400-712174 | 17-192 | Radiographic/Fluoroscopic Syst | Cath Labs | 1374 | SIEMENS HEALTHCARE | ARTIS ZEE MULTI PURPOSE | 1 | 144D21101A | UV RADIOLOGY | 2 | Life Support / High Risk | IES | ASP_ALL | 40 | 5 | 2 | 2021-09-24 | Canyons/Desert
15400-Intermountain Medical Center | 21111 | Radiology TOSH | 37000-The Orthopedic Specialty Hosp | 44021-Information Systems | 15400~000000042459 | 848287 | 400-624280 | IHOSHSIEVA/400-624280 | 17-192 | Radiographic/Fluoroscopic Syst | Cath Labs | 1406 | SIEMENS HEALTHCARE | ARTIS ZEE MULTI PURPOSE | 1 | 370D44021A | TO INFORMATION SYSTEMS | Unspecified | Life Support / High Risk | IES | ASP_GE | 69 | 7 | 1 | 2019-04-08 | Canyons/Desert
11800-American Fork Hospital | 21201 | Magnetic Res Imaging - MRI | 11800-American Fork Hospital | 21201-Magnetic Res Imaging - MRI | 11800~000000006713 | 915568 | 801756MR2 | 801756MR2 | 16-260 | Scanning Systems, Magnetic Res | MRI | 1726 | GE HEALTHCARE | ARTIST | 1 | 118D21201A | AF MRI | Common Area | Non Life Support | IES | ASP_GE | 58 | 5 | 0 | 2020-03-31 | Canyons/Desert
13800-Primary Childrens Hospital | 21201 | Magnetic Res Imaging - MRI | 13800-Primary Childrens Hospital | 22104-Operating Rooms | 13800~000000030528 | 889224 | 560791HP6 |  | 16-260 | Scanning Systems, Magnetic Res | MRI | 1749 | GE HEALTHCARE | ARTIST | 1 | 138D22104A | PC OR L2 | Intraoperative MRI | Non Life Support | IES | ASP_GE | 41 | 5 | 2 | 2021-08-19 | Canyons/Desert
14100-Spanish Fork Hospital | 21201 | Magnetic Res Imaging - MRI | 14100-Spanish Fork Hospital | 21201-Magnetic Res Imaging - MRI | 14100~000000002253 | 889749 | 801SPFRKMR1 | 801SPFRKMR1 | 16-260 | Scanning Systems, Magnetic Res | MRI | 1751 | GE HEALTHCARE | ARTIST | 1 | 141D21201A | SF MAGNETIC RES IMAGING MRI | Unspecified | Non Life Support | IES | ASP_GE | 46 | 5 | 1 | 2021-03-08 | Canyons/Desert
14300-Park City Hospital | 21201 | Magnetic Res Imaging - MRI | 14300-Park City Hospital | 21201-Magnetic Res Imaging - MRI | 14300~000000003186 | 837072 | 435PARKARTISTMR2 | 435PARKARTISTMR2 | 16-260 | Scanning Systems, Magnetic Res | MRI | 1753 | GE HEALTHCARE | ARTIST | 1 | 143D21201A | PK MRI | Unspecified | Non Life Support | IES | ASP_GE | 76 | 5 | 0 | 2018-09-24 | Canyons/Desert
14400-Utah Valley Hospital | 21101 | Radiology | 14400-Utah Valley Hospital | 21101-Radiology | 14400~000000011188 | 238029 | 047H3AAC | 10161178 | 98-179 | Computers, Server, Pac'S | Computer | 82 | AGFA CORPORATION | AS3000 SUN MICROSYS E5500 | 1 | 144D21101A | UV RADIOLOGY | Data Center | Run to Fail | IES | ASP_GE | 252 | 5 | 0 | 2004-01-22 | Canyons/Desert
13200-McKay-Dee Hospital Center | 21201 | Magnetic Res Imaging - MRI | 13200-McKay-Dee Hospital Center | 21201-Magnetic Res Imaging - MRI | 13200~000000009072 | 502606 | 202036 |  | 17-833 | Stereotactic Systems, Biopsy, | Stereotactic Systems, Biopsy, | 2847 | HOLOGIC INCORPORATED | ATEC SAPPHIRE UNIT | 1 | 132D21201A | MK MRI 1ST FLR | Common Area | Life Support / High Risk | IES | ASP_GE | 152 | 5 | 0 | 2012-05-23 | Canyons/Desert
13200-McKay-Dee Hospital Center | 21201 | Magnetic Res Imaging - MRI | 13200-McKay-Dee Hospital Center | 21201-Magnetic Res Imaging - MRI | 13200~000000025738 | 904606 | Q0821J22D0 |  | 17-833 | Stereotactic Systems, Biopsy, | Stereotactic Systems, Biopsy, | 2848 | HOLOGIC INCORPORATED | ATEC SAPPHIRE UNIT | 1 | 132D21201A | MK MRI 1ST FLR | Mri 3 Control Rm | Life Support / High Risk | MKDHC_CE | MKDCREW9CE | 24 | 9.1667 | 7.1667 | 2023-01-26 | Canyons/Desert
14300-Park City Hospital | 21001 | Imaging Administration | 14300-Park City Hospital | 21101-Radiology | 14300~000000004212 | 909904 | 000526 | IHLRHATEC1 | 17-833 | Stereotactic Systems, Biopsy, | Stereotactic Systems, Biopsy, | 2851 | HOLOGIC INCORPORATED | ATEC SAPPHIRE UNIT | 1 | 143D21101A | PK XRAY RADIOLOGY | Unspecified | Life Support / High Risk | IES | ASP_HOLOGI | 19 | 9.1667 | 7.1667 | 2023-06-27 | Canyons/Desert
14400-Utah Valley Hospital | 21201 | Magnetic Res Imaging - MRI | 14400-Utah Valley Hospital | 21201-Magnetic Res Imaging - MRI | 14400~000000022473 | 866646 | 000121 |  | 17-833 | Stereotactic Systems, Biopsy, | Stereotactic Systems, Biopsy, | 2852 | HOLOGIC INCORPORATED | ATEC SAPPHIRE UNIT | 1 | 144D21201A | UV MRI | Unspecified | Life Support / High Risk | UVH_CE | UVCREW1_CE | 54 | 5 | 0 | 2020-07-08 | Canyons/Desert
15400-Intermountain Medical Center | 21101 | Radiology | 15400-Intermountain Medical Center | 21101-Radiology | 15400~000000004462 | 319010 | 200628 |  | 17-833 | Stereotactic Systems, Biopsy, | Stereotactic Systems, Biopsy, | 2855 | HOLOGIC INCORPORATED | ATEC SAPPHIRE UNIT | 1 | 154D21101A | IM RADIOLOGY ADMI OFFICE TLL1 | BldgB L2 OutptRadCommon Area | Life Support / High Risk | IMC_CE | IMCCE9 | 211 | 5 | 0 | 2007-06-12 | Canyons/Desert
15400-Intermountain Medical Center | 21501 | Mammography | 15400-Intermountain Medical Center | 21501-Mammography | 15400~000000009305 | 339793 | 100823 |  | 17-833 | Stereotactic Systems, Biopsy, | Stereotactic Systems, Biopsy, | 2856 | HOLOGIC INCORPORATED | ATEC SAPPHIRE UNIT | 1 | 154D21501A | IM MAMMOGRAPHY GLL2 | BreastCare LL2-Common Area | Life Support / High Risk | IES | ASP_GE | 207 | 5 | 0 | 2007-10-27 | Canyons/Desert
40000-Intermountain Medical Group | 74174 | Salt Lake Clinic Admin | 40000-Intermountain Medical Group | 74220-SL Clinic - Ophthalmology | 40000~000000005962 | 502408 | 3377 |  | 11-389 | Scanning Systems, Ultrasonic, | UltraSound | 2753 | QUANTEL MEDICAL | AVISO A/B | 1 | 400D74220A | MG SL CLINIC OPHTHALMOLOGY | Ophthal L4 Eye Lane 6 | Life Support / High Risk | MG_SLV_CE | NORTH | 156 | 5 | 0 | 2012-01-13 | Canyons/Desert
12600-St George Regional Hospital | 21101 | Radiology | 12600-St George Regional Hospital | 21401-Computed Tomography - CT | 12600~000000011609 | 490504 | 327604GE5 | 435251AWS | 98-180 | Computers, Server | Computer | 75 | GE HEALTHCARE | AW SERVER | 1 | 126D21401D | SG CT RRAD | Data Center | Run to Fail | IES | ASP_GE | 141 | 5 | 0 | 2013-05-01 | Canyons/Desert
14200-Sevier Valley Hospital | 21101 | Radiology | 14200-Sevier Valley Hospital | 21101-Radiology | 14200~000000001166 | 845682 | 435893AW1 | 435893AW1 | 98-180 | Computers, Server | Computer | 76 | GE HEALTHCARE | AW SERVER | 1 | 142D21101A | SV RADIOLOGY | Unspecified | Run to Fail | IES | ASP_GE | 94 | 5 | 0 | 2017-03-06 | Canyons/Desert
14400-Utah Valley Hospital | 21401 | Computed Tomography - CT | 14400-Utah Valley Hospital | 21401-Computed Tomography - CT | 14400~000000020411 |  |  |  | 98-180 | Computers, Server | Computer | 77 | GE HEALTHCARE | AW SERVER | 1 | 144D21401A | UV CT SCAN | Unspecified | Run to Fail |  |  | 71 | 5 | 0 | 2019-02-17 | Canyons/Desert
14400-Utah Valley Hospital | 21701 | Positron Emission Tomography | 14400-Utah Valley Hospital | 21701-Positron Emission Tomography | 14400~000000020837 | 853446 | 801357AWS | 801357AWS | 98-180 | Computers, Server | Computer | 78 | GE HEALTHCARE | AW SERVER | 1 | 144D21701A | UV MOBILE PET CT SCAN | Unspecified | Run to Fail | IES | ASP_GE | 64 | 5 | 0 | 2019-09-09 | Canyons/Desert
13000-Logan Regional Hospital | 20501 | Cardiovascular Lab | 13000-Logan Regional Hospital | 20501-Cardiovascular Lab | 13000~000000001035 | 226175 | 01640 | 400-127396 | 16-597 | Radiographic/Fluoroscopic Syst | Cath Labs | 1324 | SIEMENS HEALTHCARE | AXIOM ARTIS | 1 | 130D20501A | LO CARDIO VASCULAR CATH LAB | Combo Lab | Life Support / High Risk | IES | ASP_SIEMEN | 258 | 10 | 0 | 2003-07-31 | Canyons/Desert
15400-Intermountain Medical Center | 20501 | Cardiovascular Lab | 15400-Intermountain Medical Center | 20501-Cardiovascular Lab | 15400~000000009063 | 356101 | 46216 | 400-204632 | 16-597 | Radiographic/Fluoroscopic Syst | Cath Labs | 1386 | SIEMENS HEALTHCARE | AXIOM ARTIS | 1 | 154D20501A | IM CARDIO CATH LAB SL1 | Lab 3 | Life Support / High Risk | IES | ASP_SIEMEN | 207 | 5 | 0 | 2007-11-01 | Canyons/Desert
15400-Intermountain Medical Center | 20501 | Cardiovascular Lab | 15400-Intermountain Medical Center | 21001-Imaging Administration | 15400~000000031423 | 359732 | UNKNOWN | 400-196605 | 16-597 | Radiographic/Fluoroscopic Syst | Cath Labs | 1389 | SIEMENS HEALTHCARE | AXIOM ARTIS | 1 | 154D21001A | IM IMAGING ADMIN TOWER TLL1 | Bldg C Imaging Admin | Life Support / High Risk | IES | ASP_SIEMEN | 205 | 5 | 0 | 2008-01-01 | Canyons/Desert
12600-St George Regional Hospital | 20501 | Cardiovascular Lab | 12600-St George Regional Hospital | 20501-Cardiovascular Lab | 12600~000000013231 | 800061 | 109096 | 400-485429 | 16-597 | Radiographic/Fluoroscopic Syst | Cath Labs | 1301 | SIEMENS HEALTHCARE | AXIOM ARTIS Q | 1 | 126D20501A | SG CATH LAB RR | Unspecified | Life Support / High Risk | IES | ASP_SIEMEN | 120 | 7 | 0 | 2015-01-05 | Canyons/Desert
12600-St George Regional Hospital | 20501 | Cardiovascular Lab | 12600-St George Regional Hospital | 20501-Cardiovascular Lab | 12600~000000013827 | 811283 | 400-505496 | 400-505496 | 16-597 | Radiographic/Fluoroscopic Syst | Cath Labs | 1302 | SIEMENS HEALTHCARE | AXIOM ARTIS Q | 1 | 126D20501A | SG CATH LAB RR | Unspecified | Life Support / High Risk | IES | ASP_SIEMEN | 112 | 7 | 0 | 2015-09-24 | Canyons/Desert
12600-St George Regional Hospital | 20501 | Cardiovascular Lab | 12600-St George Regional Hospital | 20501-Cardiovascular Lab | 12600~000000018859 | 838680 | 22596 | 400-534589 | 16-597 | Radiographic/Fluoroscopic Syst | Cath Labs | 1303 | SIEMENS HEALTHCARE | AXIOM ARTIS Q | 1 | 126D20501A | SG CATH LAB RR | CV Lab Cath Lab | Life Support / High Risk | IES | ASP_SIEMEN | 73 | 7 | 1 | 2018-12-12 | Canyons/Desert
12600-St George Regional Hospital | 20501 | Cardiovascular Lab | 12600-St George Regional Hospital | 21101-Radiology | 12600~000000004448 | 490499 | 121004 | 400-435564 | 16-597 | Radiographic/Fluoroscopic Syst | Cath Labs | 1305 | SIEMENS HEALTHCARE | AXIOM ARTIS Q | 1 | 126D21101A | SG RADIOLOGY | Radiology | Life Support / High Risk | IES | ASP_SIEMEN | 135 | 5 | 0 | 2013-11-01 | Canyons/Desert
12600-St George Regional Hospital | 21101 | Radiology | 12600-St George Regional Hospital | 20501-Cardiovascular Lab | 12600~000000020532 | 852020 | 109542 | 400-570759 | 16-597 | Radiographic/Fluoroscopic Syst | Cath Labs | 1307 | SIEMENS HEALTHCARE | AXIOM ARTIS Q | 1 | 126D20501A | SG CATH LAB RR | CV Lab Cath Lab | Life Support / High Risk | IES | ASP_SIEMEN | 65 | 5 | 0 | 2019-08-16 | Canyons/Desert
12600-St George Regional Hospital | 21101 | Radiology | 12600-St George Regional Hospital | 21101-Radiology | 12600~000000018257 | 834434 | 400-569308 | 400-569308 | 16-597 | Radiographic/Fluoroscopic Syst | Cath Labs | 1310 | SIEMENS HEALTHCARE | AXIOM ARTIS Q | 1 | 126D21101B | SG RADIOLOGY HEALTH CENTER RR | Unspecified | Life Support / High Risk | IES | ASP_SIEMEN | 83 | 7 | 0 | 2018-02-21 | Canyons/Desert
13200-McKay-Dee Hospital Center | 20501 | Cardiovascular Lab | 13200-McKay-Dee Hospital Center | 20501-Cardiovascular Lab | 13200~000000016385 | 811275 | 109103 | 400-485891 | 16-597 | Radiographic/Fluoroscopic Syst | Cath Labs | 1333 | SIEMENS HEALTHCARE | AXIOM ARTIS Q | 1 | 132D20501A | MK CARDIOLOGY 3RD FLR | Cath Lab Rm 2 | Life Support / High Risk | IES | ASP_SIEMEN | 116 | 50 | 40 | 2015-05-10 | Canyons/Desert
13200-McKay-Dee Hospital Center | 20501 | Cardiovascular Lab | 13200-McKay-Dee Hospital Center | 20501-Cardiovascular Lab | 13200~000000016994 | 811274 | 400-509855 | 400-509855 | 16-597 | Radiographic/Fluoroscopic Syst | Cath Labs | 1334 | SIEMENS HEALTHCARE | AXIOM ARTIS Q | 1 | 132D20501A | MK CARDIOLOGY 3RD FLR | Unspecified | Life Support / High Risk | IES | ASP_SIEMEN | 110 | 7 | 0 | 2015-12-01 | Canyons/Desert
13800-Primary Childrens Hospital | 20501 | Cardiovascular Lab | 13800-Primary Childrens Hospital | 20501-Cardiovascular Lab | 13800~000000023891 | 815194 | 123205 | 400-539789 | 16-597 | Radiographic/Fluoroscopic Syst | Cath Labs | 1348 | SIEMENS HEALTHCARE | AXIOM ARTIS Q | 1 | 138D20501A | PC CATH LAB L1 | Cath Lab 1 | Life Support / High Risk | IES | ASP_SIEMEN | 97 | 7 | 0 | 2016-12-15 | Canyons/Desert
14400-Utah Valley Hospital | 20501 | Cardiovascular Lab | 14400-Utah Valley Hospital | 21101-Radiology | 14400~000000020834 | 852023 | 105123 | 400-599632 | 16-597 | Radiographic/Fluoroscopic Syst | Cath Labs | 1369 | SIEMENS HEALTHCARE | AXIOM ARTIS Q | 1 | 144D21101A | UV RADIOLOGY | Unspecified | Life Support / High Risk | IES | ASP_SIEMEN | 71 | 7 | 1 | 2019-02-09 | Canyons/Desert
14400-Utah Valley Hospital | 20501 | Cardiovascular Lab | 14400-Utah Valley Hospital | 21101-Radiology | 14400~000000020835 | 852021 | 105121 | 400-599633 | 16-597 | Radiographic/Fluoroscopic Syst | Cath Labs | 1370 | SIEMENS HEALTHCARE | AXIOM ARTIS Q | 1 | 144D21101A | UV RADIOLOGY | Unspecified | Life Support / High Risk | IES | ASP_SIEMEN | 71 | 7 | 1 | 2019-02-09 | Canyons/Desert
14400-Utah Valley Hospital | 20501 | Cardiovascular Lab | 14400-Utah Valley Hospital | 21101-Radiology | 14400~000000020836 | 852022 | 105122 | 400-599634 | 16-597 | Radiographic/Fluoroscopic Syst | Cath Labs | 1371 | SIEMENS HEALTHCARE | AXIOM ARTIS Q | 1 | 144D21101A | UV RADIOLOGY | Unspecified | Life Support / High Risk | IES | ASP_SIEMEN | 70 | 7 | 1 | 2019-03-15 | Canyons/Desert
15400-Intermountain Medical Center | 20501 | Cardiovascular Lab | 15400-Intermountain Medical Center | 21102-Angiography | 15400~000000034279 | 852098 | 111143 | 400-612087 | 16-597 | Radiographic/Fluoroscopic Syst | Cath Labs | 1390 | SIEMENS HEALTHCARE | AXIOM ARTIS Q | 1 | 154D21102A | IM ANGIO TL1 | Unspecified | Life Support / High Risk | IES | ASP_SIEMEN | 66 | 7 | 2 | 2019-07-30 | Canyons/Desert
15400-Intermountain Medical Center | 21102 | Angiography | 15400-Intermountain Medical Center | 21102-Angiography | 15400~000000033415 | 849170 | 109627 | IHMCHSIEVA2/400-606564 | 16-597 | Radiographic/Fluoroscopic Syst | Cath Labs | 1404 | SIEMENS HEALTHCARE | AXIOM ARTIS Q | 1 | 154D21102A | IM ANGIO TL1 | Unspecified | Life Support / High Risk | IES | ASP_SIEMEN | 68 | 7 | 1 | 2019-05-08 | Canyons/Desert
15400-Intermountain Medical Center | 21101 | Radiology | 15400-Intermountain Medical Center | 21101-Radiology | 15400~000000019802 | 344867 | 5106 | IHMCHSIERF1 | 18-437 | Radiographic/Fluoroscopic Syst | Cath Labs | 1398 | SIEMENS HEALTHCARE | AXIOM ICONOS R200 | 1 | 154D21101A | IM RADIOLOGY ADMI OFFICE TLL1 | BldgB L2 OutptRadCommon Area | Life Support / High Risk | IES | ASP_GE | 207 | 5 | 0 | 2007-10-29 | Canyons/Desert
13000-Logan Regional Hospital | 21101 | Radiology | 13000-Logan Regional Hospital | 21101-Radiology | 13000~000000003039 | 488007 | 2248 | IHLRHSIERF | 16-885 | Radiographic/Fluoroscopic Syst | XR / RF | 1327 | SIEMENS HEALTHCARE | AXIOM LUMINOS TF | 1 | 130D21101A | LO RADIOLOGY | Exam 5 | Life Support / High Risk | IES | ASP_GE | 147 | 7 | 0 | 2012-10-19 | Canyons/Desert
15400-Intermountain Medical Center | 21101 | Radiology | 15400-Intermountain Medical Center | 21101-Radiology | 15400~000000005917 | 352157 | 1355 | IHMCHSIERF5/400-196597 | 16-885 | Radiographic/Fluoroscopic Syst | XR / RF | 1392 | SIEMENS HEALTHCARE | AXIOM LUMINOS TF | 1 | 154D21101A | IM RADIOLOGY ADMI OFFICE TLL1 | Bldg C LL1 Radiol Xray Room 1 | Life Support / High Risk | IES | ASP_GE | 207 | 8 | 0 | 2007-11-01 | Canyons/Desert
15400-Intermountain Medical Center | 21101 | Radiology | 15400-Intermountain Medical Center | 21101-Radiology | 15400~000000019803 | 352149 | 1332 | IHMCHSIERF2/400-196593 | 16-885 | Radiographic/Fluoroscopic Syst | XR / RF | 1399 | SIEMENS HEALTHCARE | AXIOM LUMINOS TF | 1 | 154D21101A | IM RADIOLOGY ADMI OFFICE TLL1 | Bldg C LL1 Radiol Xray Room 2 | Life Support / High Risk | IES | ASP_GE | 207 | 5 | 0 | 2007-10-30 | Canyons/Desert
15400-Intermountain Medical Center | 22451 | Endoscopy Lab | 15400-Intermountain Medical Center | 22451-Endoscopy Lab | 15400~000000005916 | 349562 | 1060 / 400-196604 | IHMCHSIERF3/400-196604 | 16-885 | Radiographic/Fluoroscopic Syst | XR / RF | 1411 | SIEMENS HEALTHCARE | AXIOM LUMINOS TF | 1 | 154D22451A | IM ENDOSCOPY EL2 | BldgB Endo L2 Common Area | Life Support / High Risk | IES | ASP_GE | 207 | 8 | 0 | 2007-11-01 | Canyons/Desert
13400-Orem Community Hospital | 21101 | Radiology | 13400-Orem Community Hospital | 21101-Radiology | 13400~000000000512 | 238071 | 400-072796 | IHOCHSIEXR2/400-072796 | 17-174 | Radiographic Systems, Film | XR / RF | 1117 | SIEMENS HEALTHCARE | AXIOM MULTIX TOP | 1 | 134D21101A | OR RADIOLOGY | Radiology | Life Support / High Risk | IES | ASP_GE | 288 | 5 | 0 | 2001-01-31 | Canyons/Desert
40000-Intermountain Medical Group | 74096 | Sandy OB-GYN - England | 40000-Intermountain Medical Group | 32312-Facility Support | 40000~000000008475 | 132556 | UNK | AM1272009 | 17-174 | Radiographic Systems, Film | XR / RF | 1126 | SIEMENS HEALTHCARE | AXIOM MULTIX TOP | 1 | 400D32312A | MG MED GROUP SUPPORT OFFICE | Radiology 1 Oc | Life Support / High Risk |  |  | 421 | 5 | 0 | 1990-01-01 | Canyons/Desert
14400-Utah Valley Hospital | 22104 | Operating Rooms | 14400-Utah Valley Hospital | 21102-Angiography | 14400~000000020245 | 851623 | 564 | IHUVHPHLVA | 16-885 | Radiographic/Fluoroscopic Syst | Cath Labs | 1376 | PHILIPS HEALTHCARE | Azurion | 1 | 144D21102A | UV INTERVENTIONAL RADIOLOGY | Hybrid Room | Life Support / High Risk | IES | ASP_GE | 71 | 5 | 0 | 2019-02-17 | Canyons/Desert
37700-Primary Childrens - Lehi | 21102 | Angiography | 37700-Primary Childrens - Lehi | 21102-Angiography | 37700~000000003107 | 919942 | 107794187 | 107794187 | 16-885 | Radiographic/Fluoroscopic Syst | Cath Labs | 1419 | PHILIPS HEALTHCARE | Azurion | 1 | 377D21102A | PL ANGIOGRAPHY | Unspecified | Life Support / High Risk | IES | ASP_GE | 10 | 7 | 6 | 2024-03-13 | Canyons/Desert
12600-St George Regional Hospital | 22104 | Operating Rooms | 12600-St George Regional Hospital | 22104-Operating Rooms | 12600~000000004144 | 490472 | 00523 | IHDXHMDTXR1 | 11-758 | Radiographic/Fluoroscopic Unit | X-Ray Other | 1463 | MEDTRONIC INCORPORATED | BI-700-0027 O-ARM | 1 | 126D22104A | SG OPERATING ROOMS RR | OR 2 | Life Support / High Risk | IES | ASP_GE | 148 | 5 | 0 | 2012-10-01 | Canyons/Desert
13800-Primary Childrens Hospital | 22104 | Operating Rooms | 13800-Primary Childrens Hospital | 22104-Operating Rooms | 13800~000000030534 | 884931 | C2886 | IHPCHMDTXR2 | 11-758 | Radiographic/Fluoroscopic Unit | X-Ray Other | 1510 | MEDTRONIC INCORPORATED | BI-700-0027 O-ARM | 1 | 138D22104A | PC OR L2 | OR Equipment Store Room | Life Support / High Risk | IES | ASP_MIT | 41 | 5 | 2 | 2021-08-19 | Canyons/Desert
15400-Intermountain Medical Center | 22104 | Operating Rooms | 15400-Intermountain Medical Center | 22104-Operating Rooms | 15400~000000031572 | 832159 | C2008 | IHMCHMDTXR3 | 11-758 | Radiographic/Fluoroscopic Unit | X-Ray Other | 1563 | MEDTRONIC INCORPORATED | BI-700-0027 O-ARM | 1 | 154D22104A | IM OPERATING ROOM TL2 | Unspecified | Life Support / High Risk | IES | ASP_GE | 78 | 7 | 0 | 2018-07-11 | Canyons/Desert
13200-McKay-Dee Hospital Center | 21701 | Positron Emission Tomography | 13200-McKay-Dee Hospital Center | 25501-Radiation Center | 13200~000000009093 | 539814 | CT-1029/PET-72483 | IHMKHSIEPT/400-416971 | 20-161 | Scanning Systems, Computed Tom | CT | 1655 | SIEMENS HEALTHCARE | BIOGRAPH 16 TRUEPOINT | 1 | 132D25501A | MK RADIATION THERAPY 1ST FLR | Common Area | Life Support / High Risk | IES | ASP_GE | 142 | 5 | 0 | 2013-03-13 | Canyons/Desert
15400-Intermountain Medical Center | 21802 | Cardiac Molecular Imaging | 15400-Intermountain Medical Center | 21401-Computed Tomography - CT | 15400~000000000914 | 519944 | 10249725 | IHMCHSIEPT1 | 20-161 | Scanning Systems, Computed Tom | CT | 1699 | SIEMENS HEALTHCARE | BIOGRAPH 16 TRUEPOINT | 1 | 154D21401A | IM COMPUTED TOMOGRAPHY TLL1 | CT Common Area | Life Support / High Risk | IES | ASP_SIEMEN | 159 | 5 | 0 | 2011-10-19 | Canyons/Desert
15400-Intermountain Medical Center | 21802 | Cardiac Molecular Imaging | 15400-Intermountain Medical Center | 21802-Cardiac Molecular Imaging | 15400~000000015452 | 488540 | 72450 | 400-385487 | 20-161 | Scanning Systems, Computed Tom | CT | 1700 | SIEMENS HEALTHCARE | BIOGRAPH 16 TRUEPOINT | 1 | 154D21802A | IM CARDIAC MOLECULAR IMAG SLL1 | BldgC Nuclear Cardiology LL1 | Life Support / High Risk | IES | ASP_SIEMEN | 158 | 5 | 0 | 2011-12-01 | Canyons/Desert
12600-St George Regional Hospital | 21701 | Positron Emission Tomography | 12600-St George Regional Hospital | 21701-Positron Emission Tomography | 12600~000000019121 | 843468 | 60023 | IHDXHSIEPT/400-570802 | 20-161 | Scanning Systems, Computed Tom | CT | 1632 | SIEMENS HEALTHCARE | BIOGRAPH MCT 20 FLOW | 1 | 126D21701A | SG PET | Unspecified | Life Support / High Risk | IES | ASP_GE | 73 | 5 | 0 | 2018-12-12 | Canyons/Desert
14400-Utah Valley Hospital | 21701 | Positron Emission Tomography | 14400-Utah Valley Hospital | 21001-Imaging Administration | 14400~000000019978 | 847077 | 60009 | IHUVHSIEPT/400-607166 | 20-161 | Scanning Systems, Computed Tom | CT | 1679 | SIEMENS HEALTHCARE | BIOGRAPH MCT 20 FLOW | 1 | 144D21001A | UV IMAGING ADMINISTRATION | Imaging Administration | Life Support / High Risk | IES | ASP_SIEMEN | 71 | 5 | 0 | 2019-03-01 | Canyons/Desert
15400-Intermountain Medical Center | 21701 | Positron Emission Tomography | 15400-Intermountain Medical Center | 21001-Imaging Administration | 15400~000000027654 | 806289 | 11025 | IHMCHSIEPT3/400-516366 | 20-161 | Scanning Systems, Computed Tom | CT | 1693 | SIEMENS HEALTHCARE | BIOGRAPH MCT 20 FLOW | 1 | 154D21001A | IM IMAGING ADMIN TOWER TLL1 | Unspecified | Life Support / High Risk | IES | ASP_GE | 108 | 5 | 0 | 2016-01-18 | Canyons/Desert
15400-Intermountain Medical Center | 21802 | Cardiac Molecular Imaging | 15400-Intermountain Medical Center | 21802-Cardiac Molecular Imaging | 15400~000000030124 | 822596 | 60007 | 400-554004 | 20-161 | Scanning Systems, Computed Tom | CT | 1702 | SIEMENS HEALTHCARE | BIOGRAPH MCT 20 FLOW | 1 | 154D21802A | IM CARDIAC MOLECULAR IMAG SLL1 | BldgC Nuclear Cardiology LL1 | Life Support / High Risk | IES | ASP_SIEMEN | 86 | 5 | 0 | 2017-12-01 | Canyons/Desert
11800-American Fork Hospital | 24012 | Laboratory General | 11800-American Fork Hospital | 22104-Operating Rooms | 11800~000000004511 | 723223 | 30466 | IHAFHFAXMA | 17-166 | Radiographic Units, Specimen | X-Ray Other | 1275 | FAXITRON BIOPTICS | BIOVISION | 1 | 118D22104A | AF OPERATING ROOM | Standby O.R. | Life Support / High Risk | IES | ASP_GE | 126 | 7 | 0 | 2014-07-30 | Canyons/Desert
12600-St George Regional Hospital | 21101 | Radiology | 11300-Supply Chain Organization | 32213-Asset Recovery - SLC | 12600~000000011610 | 457234 | 30014 | IHDXHFAXMA2 | 17-166 | Radiographic Units, Specimen | X-Ray Other | 1276 | FAXITRON BIOPTICS | BIOVISION | 1 | 113D32213C | SC ASSET RECOVERY AIRPORT WHS | Received | Life Support / High Risk | IES | ASP_GE | 164 | 5 | 0 | 2011-05-23 | Canyons/Desert
12900-Layton Hospital | 22104 | Operating Rooms | 12900-Layton Hospital | 22104-Operating Rooms | 12900~000000003617 | 860175 | 31120 |  | 17-166 | Radiographic Units, Specimen | X-Ray Other | 1280 | FAXITRON BIOPTICS | BIOVISION | 1 | 129D22104A | LA OPERATING ROOMS | STORAGE | Life Support / High Risk | LA_CE | LACREW1CE | 61 | 5 | 0 | 2019-12-11 | Canyons/Desert
13900-Riverton Hospital | 22104 | Operating Rooms | 13900-Riverton Hospital | 22104-Operating Rooms | 13900~000000006035 | 831103 | 9063937118 | IHRVHFAXMA | 17-166 | Radiographic Units, Specimen | X-Ray Other | 1282 | FAXITRON BIOPTICS | BIOVISION | 1 | 139D22104A | RV OPERATING ROOM | OR L2 Crash Cart Alcove | Life Support / High Risk | IES | ASP_GE | 79 | 5 | 0 | 2018-06-07 | Canyons/Desert
14300-Park City Hospital | 22104 | Operating Rooms | 14300-Park City Hospital | 21101-Radiology | 14300~000000002723 | 820216 | 30797 | IHPCHFAXMA | 17-166 | Radiographic Units, Specimen | X-Ray Other | 1283 | FAXITRON BIOPTICS | BIOVISION | 1 | 143D21101A | PK XRAY RADIOLOGY | Radiol Common Area | Life Support / High Risk | IES | ASP_GE | 94 | 5 | 0 | 2017-03-30 | Canyons/Desert
14400-Utah Valley Hospital | 24016 | Laboratory Anatomic Pathology | 14400-Utah Valley Hospital | 22104-Operating Rooms | 14400~000000021618 | 866760 | 30996 | IHUVHFAX1 | 17-166 | Radiographic Units, Specimen | X-Ray Other | 1284 | FAXITRON BIOPTICS | BIOVISION | 1 | 144D22104A | UV OPERATING ROOM | Ancillary | Life Support / High Risk | IES | ASP_GE | 71 | 5 | 0 | 2019-02-22 | Canyons/Desert
14600-Cedar City Hospital | 21101 | Radiology | 14600-Cedar City Hospital | 21101-Radiology | 14600~000000003871 | 490641 | 30271 | IHDXHFAXMA3 | 17-166 | Radiographic Units, Specimen | X-Ray Other | 1285 | FAXITRON BIOPTICS | BIOVISION | 1 | 146D21101A | CC RADIOLOGY RECOVERY | Unspecified | Life Support / High Risk | IES | ASP_GE | 140 | 7 | 0 | 2013-06-01 | Canyons/Desert
15400-Intermountain Medical Center | 22203 | Surgical Center | 15400-Intermountain Medical Center | 22203-Surgical Center | 15400~000000034830 | 854478 | 31106 | IHMCHFAXMA3 | 17-166 | Radiographic Units, Specimen | X-Ray Other | 1287 | FAXITRON BIOPTICS | BIOVISION | 1 | 154D22203A | IM SURG CENTER E1 | Unspecified | Life Support / High Risk | IES | ASP_GE | 64 | 7 | 2 | 2019-09-26 | Canyons/Desert
40000-Intermountain Medical Group | 74079 | Intrmtn Urological Institute | 40000-Intermountain Medical Group | 74079-Intrmtn Urological Institute | 40000~000000035146 | 929473 | 2007640 |  | 14-278 | Scanning Systems, Ultrasonic | UltraSound | 1871 | BK MEDICAL LLC | bk3000 | 1 | 400D74079A | MG UROLOGICAL INST STE 720 | Unspecified | Non Life Support | IMC_CE | IMCCECLI | 1 | 5 | 5 | 2024-12-23 | Canyons/Desert
13000-Logan Regional Hospital | 22104 | Operating Rooms | 13000-Logan Regional Hospital | 22104-Operating Rooms | 13000~000000012278 | 913747 | 2004808 |  | 14-278 | Scanning Systems, Ultrasonic | UltraSound | 1796 | BK MEDICAL LLC | BK5000 | 1 | 130D22104A | LO OPERATING ROOM | O.R. Core | Non Life Support | LRH_CE | LRHCREW1CE | 17 | 5 | 4 | 2023-08-24 | Canyons/Desert
12800-LDS Hospital | 22104 | Operating Rooms | 12800-LDS Hospital | 22104-Operating Rooms | 12800~000000015628 | 884082 | 5016339 |  | 18-049 | Ultrasound Surgical Units | UltraSound | 3791 | ANALOGIC CORPORATION | BK5000 | 1 | 128D22104A | LD OPERATING ROOM L3 | Unspecified | Life Support / High Risk | LDSH_CE | LDSCE2 | 43 | 5 | 1 | 2021-06-17 | Canyons/Desert
15400-Intermountain Medical Center | 22301 | Anesthesiology | 15400-Intermountain Medical Center | 22104-Operating Rooms | 15400~000000028804 | 814258 | 5008885 | IHMCHBKUS1 | 18-049 | Ultrasound Surgical Units | UltraSound | 3801 | ANALOGIC CORPORATION | BK5000 | 1 | 154D22104A | IM OPERATING ROOM TL2 | Common Area | Life Support / High Risk | IES | ASP_GE | 98 | 7 | 0 | 2016-11-15 | Canyons/Desert
15400-Intermountain Medical Center | 22301 | Anesthesiology | 15400-Intermountain Medical Center | 22104-Operating Rooms | 15400~000000028805 | 814505 | 5008887 | IHMCHBKUS2 | 18-049 | Ultrasound Surgical Units | UltraSound | 3802 | ANALOGIC CORPORATION | BK5000 | 1 | 154D22104A | IM OPERATING ROOM TL2 | Common Area | Life Support / High Risk | IES | ASP_GE | 98 | 7 | 0 | 2016-11-21 | Canyons/Desert
12600-St George Regional Hospital | 22104 | Operating Rooms | 12600-St George Regional Hospital | 22104-Operating Rooms | 12600~000000025900 | 895875 | 2002007 |  | 18-049 | Ultrasound Surgical Units | UltraSound | 3786 | BK MEDICAL LLC | BKACTIV | 1 | 126D22104A | SG OPERATING ROOMS RR | Unspecified | Non Life Support | IES | ASP_BIOMED | 30 | 5 | 2 | 2022-07-08 | Canyons/Desert
13800-Primary Childrens Hospital | 22104 | Operating Rooms | 13800-Primary Childrens Hospital | 22104-Operating Rooms | 13800~000000031619 | 895233 | 2002000 |  | 18-049 | Ultrasound Surgical Units | UltraSound | 3794 | BK MEDICAL LLC | BKACTIV | 1 | 138D22104A | PC OR L2 | OR Equipment Store Room | Non Life Support | IES | ASP_GE | 31 | 5 | 2 | 2022-06-08 | Canyons/Desert
13800-Primary Childrens Hospital | 22104 | Operating Rooms | 13800-Primary Childrens Hospital | 22104-Operating Rooms | 13800~000000033502 | 913513 | 2005192 |  | 18-049 | Ultrasound Surgical Units | UltraSound | 3795 | BK MEDICAL LLC | BKACTIV | 1 | 138D22104A | PC OR L2 | Neuro Supply Room 2A.233 | Non Life Support | IES | ASP_GE | 15 | 5 | 4 | 2023-10-23 | Canyons/Desert
37700-Primary Childrens - Lehi | 22104 | Operating Rooms | 37700-Primary Childrens - Lehi | 22104-Operating Rooms | 37700~000000003431 | 921371 | 2005801 |  | 18-049 | Ultrasound Surgical Units | UltraSound | 3804 | BK MEDICAL LLC | BKACTIV | 1 | 377D22104A | PL OPERATING ROOMS | Unspecified | Non Life Support | IES | ASP_GE | 8 | 5 | 4 | 2024-05-03 | Canyons/Desert
11300-Supply Chain Organization | 32211 | Clinical Engineering Supp Serv | 11300-Supply Chain Organization | 32211-Clinical Engineering Supp Serv | 11300~000000008664 | 732445 | B3105336 |  | 34-698 | Scanning Systems, Ultrasonic, | UltraSound | 1886 | VERATHON INCORPORATED | BLADDERSCAN BVI 3000 | 1 | 113D32211A | LP CLINICAL ENGINEER SUPP SERV | CE Workshop | Life Support / High Risk | CESS | CESS_CREW6 | 115 | 5 | 0 | 2015-07-01 | Canyons/Desert
11300-Supply Chain Organization | 32211 | Clinical Engineering Supp Serv | 11300-Supply Chain Organization | 32211-Clinical Engineering Supp Serv | 11300~000000019308 | 269734 | 05240467 |  | 34-698 | Scanning Systems, Ultrasonic, | UltraSound | 1887 | VERATHON INCORPORATED | BLADDERSCAN BVI 3000 | 1 | 113D32211A | LP CLINICAL ENGINEER SUPP SERV | CE Workshop | Life Support / High Risk | CESS | CESS_CREW6 | 234 | 5 | 0 | 2005-07-21 | Canyons/Desert
11600-Alta View Hospital | 22107 | Post Anesthesia Care Unit-PACU | 11300-Supply Chain Organization | 32211-Clinical Engineering Supp Serv | 11600~000000001722 | 293379 | 06223913 |  | 34-698 | Scanning Systems, Ultrasonic, | UltraSound | 1910 | VERATHON INCORPORATED | BLADDERSCAN BVI 3000 | 1 | 113D32211A | LP CLINICAL ENGINEER SUPP SERV | Out To Vendor | Life Support / High Risk | AVH_CE | AVHCREW2CE | 223 | 7 | 0 | 2006-06-29 | Canyons/Desert
12200-Cassia Regional Hospital | 70004 | Internal Medicine Clinic | 12200-Cassia Regional Hospital | 20101-Emergency Department | 12200~000000000412 | 388611 | 02041682 |  | 34-698 | Scanning Systems, Ultrasonic, | UltraSound | 1959 | VERATHON INCORPORATED | BLADDERSCAN BVI 3000 | 1 | 122D20101A | CA EMERGENCY ROOM | Equipment Storage | Life Support / High Risk | CRMC_CE | CASSIACREW | 188 | 5 | 0 | 2009-06-01 | Canyons/Desert
15400-Intermountain Medical Center | 31502 | Clinical Nutrition | 40000-Intermountain Medical Group | 74079-Intrmtn Urological Institute | 15400~000000034878 | 343982 | 06113026 |  | 34-698 | Scanning Systems, Ultrasonic, | UltraSound | 2550 | VERATHON INCORPORATED | BLADDERSCAN BVI 3000 | 1 | 400D74079A | MG UROLOGICAL INST STE 720 | Common Area | Life Support / High Risk | IMC_CE | IMCCECLI | 225 | 5 | 0 | 2006-04-20 | Canyons/Desert
44000-Saltzer Medical Group Inc | 79604 | Nampa-South Family Medicine | 44000-Saltzer Medical Group Inc | 79604-Nampa-South Family Medicine | 44000~000000000257 | 760224 | 518807 |  | 34-698 | Scanning Systems, Ultrasonic, | UltraSound | 2835 | VERATHON INCORPORATED | BLADDERSCAN BVI 3000 | 1 | 440D79604A | SZ S NAMPA FAM MED | Unspecified | Life Support / High Risk | CRMC_CE | CASSIACRW6 | 49 | 5 | 1 | 2020-12-10 | Canyons/Desert
15400-Intermountain Medical Center | 22701 | Kidney Transplant | 15400-Intermountain Medical Center | 22701-Kidney Transplant | 15400~000000034578 | 853012 | ST312469 |  | 34-698 | Scanning Systems, Ultrasonic, | UltraSound | 2539 | VERATHON INCORPORATED | BLADDERSCAN BVI 6100 | 1 | 154D22701A | IM KIDNEY TRANSPLANT SOT FLR 2 | Unspecified | Life Support / High Risk | IMC_CE | IMCCE8 | 65 | 5 | 0 | 2019-08-23 | Canyons/Desert
36400-McKay-Dee Surgical Center LLC | 22203 | Surgical Center | 36400-McKay-Dee Surgical Center LLC | 22203-Surgical Center | 36400~000000001604 | 761875 | ST317655 |  | 34-698 | Scanning Systems, Ultrasonic, | UltraSound | 2585 | VERATHON INCORPORATED | BLADDERSCAN BVI 6100 | 1 | 364D22203A | MS SC SURGICAL CENTER | Common Area | Life Support / High Risk | MKDHC_CE | MKDCREW1CE | 5 | 5 | 5 | 2024-09-01 | Canyons/Desert
40000-Intermountain Medical Group | 74225 | SL Clinic - Urology | 40000-Intermountain Medical Group | 73080-SL Clinic - Family and Int Med | 40000~000000031119 | 761963 | ST306160 |  | 34-698 | Scanning Systems, Ultrasonic, | UltraSound | 2765 | VERATHON INCORPORATED | BLADDERSCAN BVI 6100 | 1 | 400D73080C | MG SL CLINIC INTERNAL MED | Unspecified | Life Support / High Risk | MG_SLV_CE | NORTH | 28 | 5 | 3 | 2022-09-27 | Canyons/Desert
11300-Supply Chain Organization | 32211 | Clinical Engineering Supp Serv | 11300-Supply Chain Organization | 32211-Clinical Engineering Supp Serv | 11300~000000008663 | 732444 | B4022601 |  | 34-698 | Scanning Systems, Ultrasonic, | UltraSound | 1885 | VERATHON INCORPORATED | BLADDERSCAN BVI 9400 | 1 | 113D32211A | LP CLINICAL ENGINEER SUPP SERV | CE Workshop | Life Support / High Risk | CESS | CESS_CREW6 | 115 | 5 | 0 | 2015-06-30 | Canyons/Desert
11300-Supply Chain Organization | 32211 | Clinical Engineering Supp Serv | 12800-LDS Hospital | 11506-Surgical Nursing Oncology | 11300~000000008662 | 732443 | B4022602 |  | 34-698 | Scanning Systems, Ultrasonic, | UltraSound | 1888 | VERATHON INCORPORATED | BLADDERSCAN BVI 9400 | 1 | 128D11506A | LD BMT ONCOLOGY E8 | Unspecified | Life Support / High Risk | LDSH_CE | LDSCE4 | 115 | 5 | 0 | 2015-06-30 | Canyons/Desert
11600-Alta View Hospital | 11503 | Medical and Surgical Nursing | 11600-Alta View Hospital | 14001-Labor and Delivery Rooms | 11600~000000002663 | 426297 | B4007044 |  | 34-698 | Scanning Systems, Ultrasonic, | UltraSound | 1893 | VERATHON INCORPORATED | BLADDERSCAN BVI 9400 | 1 | 116D14001A | AV LABOR DELIVERY | Womens Center | Life Support / High Risk | AVH_CE | AVHCREW3CE | 173 | 7 | 0 | 2010-08-31 | Canyons/Desert
11600-Alta View Hospital | 14010 | Mom Baby Unit | 11600-Alta View Hospital | 14001-Labor and Delivery Rooms | 11600~000000003579 | 570388 | B4018959 |  | 34-698 | Scanning Systems, Ultrasonic, | UltraSound | 1897 | VERATHON INCORPORATED | BLADDERSCAN BVI 9400 | 1 | 116D14001A | AV LABOR DELIVERY | Delivery | Life Support / High Risk | AVH_CE | AVHCREW3CE | 132 | 7 | 0 | 2014-01-09 | Canyons/Desert
11600-Alta View Hospital | 20101 | Emergency Department | 11600-Alta View Hospital | 20101-Emergency Department | 11600~000000005105 | 726562 | B4301245 |  | 34-698 | Scanning Systems, Ultrasonic, | UltraSound | 1899 | VERATHON INCORPORATED | BLADDERSCAN BVI 9400 | 1 | 116D20101A | AV EMERGENCY ROOM | AVH Equipment Storage | Life Support / High Risk | AVH_CE | AVHCREW1CE | 118 | 5 | 0 | 2015-03-16 | Canyons/Desert
11800-American Fork Hospital | 10011 | Intensive Care Unit | 11800-American Fork Hospital | 10011-Intensive Care Unit | 11800~000000005301 | 806176 | B4304996 |  | 34-698 | Scanning Systems, Ultrasonic, | UltraSound | 1914 | VERATHON INCORPORATED | BLADDERSCAN BVI 9400 | 1 | 118D10011A | AF INTENSIVE CARE UNIT | Standby Icu | Life Support / High Risk | AFH_CE | AFCREW3_CE | 107 | 5 | 0 | 2016-02-18 | Canyons/Desert
11800-American Fork Hospital | 11503 | Medical and Surgical Nursing | 11800-American Fork Hospital | 32215-Clinical Engineering | 11800~000000001553 | 477597 | B4011371 |  | 34-698 | Scanning Systems, Ultrasonic, | UltraSound | 1915 | VERATHON INCORPORATED | BLADDERSCAN BVI 9400 | 1 | 118D32215A | AF CLINICAL ENGINEERING | Common Area | Life Support / High Risk | AFH_CE | AFCREW2_CE | 158 | 5 | 0 | 2011-11-17 | Canyons/Desert
11800-American Fork Hospital | 14010 | Mom Baby Unit | 11800-American Fork Hospital | 14010-Mom Baby Unit | 11800~000000004561 | 726115 | B4300856 |  | 34-698 | Scanning Systems, Ultrasonic, | UltraSound | 1917 | VERATHON INCORPORATED | BLADDERSCAN BVI 9400 | 1 | 118D14010A | AF MATERNITY AND OBSTETRICS | Standby M-B | Life Support / High Risk | AFH_CE | AFCREW3_CE | 120 | 6 | 0 | 2015-01-05 | Canyons/Desert
11800-American Fork Hospital | 20101 | Emergency Department | 11300-Supply Chain Organization | 32211-Clinical Engineering Supp Serv | 11800~000000001764 | 539529 | B4016109 |  | 34-698 | Scanning Systems, Ultrasonic, | UltraSound | 1918 | VERATHON INCORPORATED | BLADDERSCAN BVI 9400 | 1 | 113D32211A | LP CLINICAL ENGINEER SUPP SERV | CE Workshop | Life Support / High Risk | AFH_CE | AFCREW2_CE | 142 | 20 | 8 | 2013-04-01 | Canyons/Desert
11800-American Fork Hospital | 22001 | Same Day Surgery | 11800-American Fork Hospital | 22001-Same Day Surgery | 11800~000000005102 | 800501 | B4021397 |  | 34-698 | Scanning Systems, Ultrasonic, | UltraSound | 1935 | VERATHON INCORPORATED | BLADDERSCAN BVI 9400 | 1 | 118D22001A | AF SAME DAY SURGERY | Unspecified | Life Support / High Risk | AFH_CE | AFCREW1_CE | 126 | 5 | 0 | 2014-07-30 | Canyons/Desert
12000-Bear River Valley Hospital | 20101 | Emergency Department | 12000-Bear River Valley Hospital | 35005-Field Logistics-Bear River | 12000~000000001043 | 801281 | B4301313 |  | 34-698 | Scanning Systems, Ultrasonic, | UltraSound | 1944 | VERATHON INCORPORATED | BLADDERSCAN BVI 9400 | 1 | 120D35005A | SC MATERIALS MGMT BR | Store Rm | Life Support / High Risk | BRV_CE | BRVCREW2CE | 118 | 5 | 0 | 2015-03-24 | Canyons/Desert
12600-St George Regional Hospital | 11507 | Medical and Oncology Nursing | 12600-St George Regional Hospital | 11507-Medical and Oncology Nursing | 12600~000000013471 | 802760 | B4303473 |  | 34-698 | Scanning Systems, Ultrasonic, | UltraSound | 1972 | VERATHON INCORPORATED | BLADDERSCAN BVI 9400 | 1 | 126D11507A | SG MED ONC NSG RR 3RD FLR | L5 N Common Area | Life Support / High Risk | SGRH_CE | SCRHCREW3 | 111 | 5 | 0 | 2015-10-05 | Canyons/Desert
12600-St George Regional Hospital | 12002 | Newborn Intensive Care Unit | 12600-St George Regional Hospital | 22203-Surgical Center | 12600~000000011660 | 555625 | B4017273 |  | 34-698 | Scanning Systems, Ultrasonic, | UltraSound | 1975 | VERATHON INCORPORATED | BLADDERSCAN BVI 9400 | 1 | 126D22203A | SG HPC OR DELIVERY | Common Area | Life Support / High Risk | SGRH_CE | SCRHCREW3 | 138 | 5 | 0 | 2013-08-01 | Canyons/Desert
12800-LDS Hospital | 14010 | Mom Baby Unit | 12800-LDS Hospital | 14010-Mom Baby Unit | 12800~000000005351 | 472217 | B4010830 |  | 34-698 | Scanning Systems, Ultrasonic, | UltraSound | 2061 | VERATHON INCORPORATED | BLADDERSCAN BVI 9400 | 1 | 128D14010A | LD MATERNITY NURSING L4 | Dirty Utility North West 4 | Life Support / High Risk | LDSH_CE | LDSCE3 | 159 | 5 | 0 | 2011-10-09 | Canyons/Desert
12800-LDS Hospital | 20101 | Emergency Department | 12800-LDS Hospital | 32215-Clinical Engineering | 12800~000000011573 | 721593 | B4022663 |  | 34-698 | Scanning Systems, Ultrasonic, | UltraSound | 2064 | VERATHON INCORPORATED | BLADDERSCAN BVI 9400 | 1 | 128D32215A | LD CLINICAL ENGINEERING L2 | Common Area | Life Support / High Risk | LDSH_CE | LDSCE1 | 119 | 5 | 0 | 2015-02-24 | Canyons/Desert
13000-Logan Regional Hospital | 10011 | Intensive Care Unit | 13000-Logan Regional Hospital | 11503-Medical and Surgical Nursing | 13000~000000002390 | 412733 | 5927 |  | 34-698 | Scanning Systems, Ultrasonic, | UltraSound | 2113 | VERATHON INCORPORATED | BLADDERSCAN BVI 9400 | 1 | 130D11503A | LO MEDICAL SURGICAL NURSING | Equipment Storage West | Life Support / High Risk | LRH_CE | LRHCREW2CE | 179 | 5 | 0 | 2010-02-26 | Canyons/Desert
13000-Logan Regional Hospital | 11511 | Surgical Nursing Unit | 13000-Logan Regional Hospital | 11503-Medical and Surgical Nursing | 13000~000000002389 | 412747 | 5921 |  | 34-698 | Scanning Systems, Ultrasonic, | UltraSound | 2114 | VERATHON INCORPORATED | BLADDERSCAN BVI 9400 | 1 | 130D11503A | LO MEDICAL SURGICAL NURSING | Equipment Storage West | Life Support / High Risk | LRH_CE | LRHCREW2CE | 179 | 5 | 0 | 2010-02-26 | Canyons/Desert
13000-Logan Regional Hospital | 13501 | Transitional Care Unit | 13000-Logan Regional Hospital | 32215-Clinical Engineering | 13000~000000002607 | 447028 | B4009046 |  | 34-698 | Scanning Systems, Ultrasonic, | UltraSound | 2116 | VERATHON INCORPORATED | BLADDERSCAN BVI 9400 | 1 | 130D32215A | LO BIOMEDICAL ENGINEERING | Clinical Eng | Life Support / High Risk | LRH_CE | LRHCREW2CE | 167 | 5 | 0 | 2011-03-01 | Canyons/Desert
13000-Logan Regional Hospital | 14010 | Mom Baby Unit | 13000-Logan Regional Hospital | 14010-Mom Baby Unit | 13000~000000002464 | 433567 | B4007752 |  | 34-698 | Scanning Systems, Ultrasonic, | UltraSound | 2120 | VERATHON INCORPORATED | BLADDERSCAN BVI 9400 | 1 | 130D14010A | LO MOTHER BABY CENTER | WHC Standby Mother Baby | Life Support / High Risk | LRH_CE | LRHCREW5CE | 171 | 5 | 0 | 2010-10-11 | Canyons/Desert
13000-Logan Regional Hospital | 20101 | Emergency Department | 13000-Logan Regional Hospital | 32215-Clinical Engineering | 13000~000000002864 | 471932 | B4010872 |  | 34-698 | Scanning Systems, Ultrasonic, | UltraSound | 2121 | VERATHON INCORPORATED | BLADDERSCAN BVI 9400 | 1 | 130D32215A | LO BIOMEDICAL ENGINEERING | Clinical Eng | Life Support / High Risk | LRH_CE | LRHCREW5CE | 160 | 5 | 0 | 2011-09-15 | Canyons/Desert
13200-McKay-Dee Hospital Center | 10011 | Intensive Care Unit | 11300-Supply Chain Organization | 32211-Clinical Engineering Supp Serv | 13200~000000015948 | 800033 | B4302055/PX302390 |  | 34-698 | Scanning Systems, Ultrasonic, | UltraSound | 2143 | VERATHON INCORPORATED | BLADDERSCAN BVI 9400 | 1 | 113D32211A | LP CLINICAL ENGINEER SUPP SERV | CE Workshop | Life Support / High Risk | MKDHC_CE | MKDCRW11CE | 116 | 5 | 0 | 2015-05-27 | Canyons/Desert
13200-McKay-Dee Hospital Center | 20101 | Emergency Department | 11300-Supply Chain Organization | 32213-Asset Recovery - SLC | 13200~000000009405 | 532177 | B4015816/PAD19455 |  | 34-698 | Scanning Systems, Ultrasonic, | UltraSound | 2155 | VERATHON INCORPORATED | BLADDERSCAN BVI 9400 | 1 | 113D32213C | SC ASSET RECOVERY AIRPORT WHS | Received | Life Support / High Risk | MKDHC_CE | MKDCRW11CE | 143 | 5 | 0 | 2013-02-04 | Canyons/Desert
13200-McKay-Dee Hospital Center | 22001 | Same Day Surgery | 13200-McKay-Dee Hospital Center | 22001-Same Day Surgery | 13200~000000009037 | 499246 | B4013052/PA015970 |  | 34-698 | Scanning Systems, Ultrasonic, | UltraSound | 2196 | VERATHON INCORPORATED | BLADDERSCAN BVI 9400 | 1 | 132D22001A | MK SAME DAY SRVC 2ND FLR | Common Area | Life Support / High Risk | MKDHC_CE | MKDCRW11CE | 153 | 5 | 0 | 2012-04-12 | Canyons/Desert
13400-Orem Community Hospital | 14001 | Labor and Delivery Rooms | 11800-American Fork Hospital | 32215-Clinical Engineering | 13400~000000000693 | 453366 | B4009106 |  | 34-698 | Scanning Systems, Ultrasonic, | UltraSound | 2217 | VERATHON INCORPORATED | BLADDERSCAN BVI 9400 | 1 | 118D32215A | AF CLINICAL ENGINEERING | Common Area | Life Support / High Risk | AFH_CE | AFCREW2_CE | 166 | 5 | 0 | 2011-03-29 | Canyons/Desert
13800-Primary Childrens Hospital | 10081 | Pediatric Intensive Care | 13800-Primary Childrens Hospital | 10081-Pediatric Intensive Care | 13800~000000008977 | 496777 | B4012780 |  | 34-698 | Scanning Systems, Ultrasonic, | UltraSound | 2225 | VERATHON INCORPORATED | BLADDERSCAN BVI 9400 | 1 | 138D10081A | PC PICU L2 | Soiled Utility | Life Support / High Risk | PCH_CE | PCHCREW09 | 154 | 5 | 0 | 2012-03-31 | Canyons/Desert
13800-Primary Childrens Hospital | 12505 | Pediatrics Childrens Surgical | 13800-Primary Childrens Hospital | 12505-Pediatrics Childrens Surgical | 13800~000000008975 | 496781 | B4012779 |  | 34-698 | Scanning Systems, Ultrasonic, | UltraSound | 2231 | VERATHON INCORPORATED | BLADDERSCAN BVI 9400 | 1 | 138D12505A | PC 3NW | Unspecified | Life Support / High Risk | PCH_CE | PCHCREW07 | 154 | 5 | 0 | 2012-03-31 | Canyons/Desert
13800-Primary Childrens Hospital | 12506 | Pediatrics Neuroscience-Trauma | 13800-Primary Childrens Hospital | 10081-Pediatric Intensive Care | 13800~000000008976 | 496690 | B4012794 |  | 34-698 | Scanning Systems, Ultrasonic, | UltraSound | 2233 | VERATHON INCORPORATED | BLADDERSCAN BVI 9400 | 1 | 138D10081A | PC PICU L2 | Soiled Utility | Life Support / High Risk | PCH_CE | PCHCREW07 | 154 | 5 | 0 | 2012-03-31 | Canyons/Desert
14000-Sanpete Valley Hospital | 11503 | Medical and Surgical Nursing | 14400-Utah Valley Hospital | 32215-Clinical Engineering | 14000~000000000242 | 527441 | B4015531 |  | 34-698 | Scanning Systems, Ultrasonic, | UltraSound | 2299 | VERATHON INCORPORATED | BLADDERSCAN BVI 9400 | 1 | 144D32215A | UV CLINICAL ENGINEERING | Clinical Engineering | Life Support / High Risk | UVH_CE | UVCREW1_CE | 144 | 5 | 0 | 2013-01-22 | Canyons/Desert
14300-Park City Hospital | 10011 | Intensive Care Unit | 14300-Park City Hospital | 10011-Intensive Care Unit | 14300~000000001457 | 547734 | B4016318 |  | 34-698 | Scanning Systems, Ultrasonic, | UltraSound | 2315 | VERATHON INCORPORATED | BLADDERSCAN BVI 9400 | 1 | 143D10011A | PK INTENSIVE CARE UNIT | Equipment Rm | Life Support / High Risk | PKMC_CE | PKCREW1_CE | 141 | 7 | 0 | 2013-04-24 | Canyons/Desert
14400-Utah Valley Hospital | 10061 | Intensive Care Shock-Trauma | 14400-Utah Valley Hospital | 10061-Intensive Care Shock-Trauma | 14400~000000008314 | 572905 | B4019135 |  | 34-698 | Scanning Systems, Ultrasonic, | UltraSound | 2327 | VERATHON INCORPORATED | BLADDERSCAN BVI 9400 | 1 | 144D10061A | UV NST ICU | Unspecified | Life Support / High Risk | UVH_CE | UVCREW4_CE | 132 | 5 | 0 | 2014-01-02 | Canyons/Desert
14400-Utah Valley Hospital | 10061 | Intensive Care Shock-Trauma | 14400-Utah Valley Hospital | 32215-Clinical Engineering | 14400~000000008315 | 572904 | B4019134 |  | 34-698 | Scanning Systems, Ultrasonic, | UltraSound | 2330 | VERATHON INCORPORATED | BLADDERSCAN BVI 9400 | 1 | 144D32215A | UV CLINICAL ENGINEERING | Clinical Engineering | Life Support / High Risk | UVH_CE | UVCREW4_CE | 132 | 5 | 0 | 2014-01-02 | Canyons/Desert
14400-Utah Valley Hospital | 11535 | Nursing 5th Floor | 14400-Utah Valley Hospital | 32215-Clinical Engineering | 14400~000000008316 | 572903 | B4019133 |  | 34-698 | Scanning Systems, Ultrasonic, | UltraSound | 2332 | VERATHON INCORPORATED | BLADDERSCAN BVI 9400 | 1 | 144D32215A | UV CLINICAL ENGINEERING | Clinical Engineering | Life Support / High Risk | UVH_CE | UVCREW4_CE | 132 | 5 | 0 | 2014-01-02 | Canyons/Desert
14400-Utah Valley Hospital | 11536 | Nursing 6th Floor | 14400-Utah Valley Hospital | 32215-Clinical Engineering | 14400~000000005858 | 416109 | B4006170 |  | 34-698 | Scanning Systems, Ultrasonic, | UltraSound | 2333 | VERATHON INCORPORATED | BLADDERSCAN BVI 9400 | 1 | 144D32215A | UV CLINICAL ENGINEERING | Clinical Engineering | Life Support / High Risk | UVH_CE | UVCREW3_CE | 177 | 5 | 0 | 2010-04-25 | Canyons/Desert
14400-Utah Valley Hospital | 11537 | Nursing 7th Floor | 14400-Utah Valley Hospital | 11537-Nursing 7th Floor | 14400~000000005596 | 405244 | B4005134 |  | 34-698 | Scanning Systems, Ultrasonic, | UltraSound | 2334 | VERATHON INCORPORATED | BLADDERSCAN BVI 9400 | 1 | 144D11537A | UV NURSING FLOOR L7 | Point of Care Lab | Life Support / High Risk | UVH_CE | UVCREW7_CE | 183 | 5 | 0 | 2009-10-21 | Canyons/Desert
14400-Utah Valley Hospital | 11538 | Nursing 8th Floor | 14400-Utah Valley Hospital | 11538-Nursing 8th Floor | 14400~000000006631 | 459583 | B4009892 |  | 34-698 | Scanning Systems, Ultrasonic, | UltraSound | 2336 | VERATHON INCORPORATED | BLADDERSCAN BVI 9400 | 1 | 144D11538A | UV NURSING FLOOR L8 | EQ Storage | Life Support / High Risk | UVH_CE | UVCREW1_CE | 163 | 5 | 0 | 2011-06-02 | Canyons/Desert
14400-Utah Valley Hospital | 11539 | Nursing 9th Floor | 14400-Utah Valley Hospital | 32215-Clinical Engineering | 14400~000000007706 | 533099 | B4015808 |  | 34-698 | Scanning Systems, Ultrasonic, | UltraSound | 2337 | VERATHON INCORPORATED | BLADDERSCAN BVI 9400 | 1 | 144D32215A | UV CLINICAL ENGINEERING | Clinical Engineering | Life Support / High Risk | UVH_CE | UVCREW5_CE | 143 | 5 | 0 | 2013-02-04 | Canyons/Desert
14400-Utah Valley Hospital | 14010 | Mom Baby Unit | 14400-Utah Valley Hospital | 14010-Mom Baby Unit | 14400~000000007703 | 530553 | B4015701 |  | 34-698 | Scanning Systems, Ultrasonic, | UltraSound | 2343 | VERATHON INCORPORATED | BLADDERSCAN BVI 9400 | 1 | 144D14010A | UV OBSTETRICS | Common Areas | Life Support / High Risk | UVH_CE | UVCREW8_CE | 144 | 5 | 0 | 2013-01-22 | Canyons/Desert
14400-Utah Valley Hospital | 14010 | Mom Baby Unit | 14400-Utah Valley Hospital | 14010-Mom Baby Unit | 14400~000000008375 | 580101 | B4019732 |  | 34-698 | Scanning Systems, Ultrasonic, | UltraSound | 2344 | VERATHON INCORPORATED | BLADDERSCAN BVI 9400 | 1 | 144D14010A | UV OBSTETRICS | Standby Mother-Baby | Life Support / High Risk | UVH_CE | UVCREW8_CE | 130 | 5 | 0 | 2014-03-06 | Canyons/Desert
14400-Utah Valley Hospital | 22001 | Same Day Surgery | 14400-Utah Valley Hospital | 22001-Same Day Surgery | 14400~000000005330 | 364796 | 00002891 |  | 34-698 | Scanning Systems, Ultrasonic, | UltraSound | 2377 | VERATHON INCORPORATED | BLADDERSCAN BVI 9400 | 1 | 144D22001A | UV SAME DAY SURGERY | Same Day Surgery | Life Support / High Risk | UVH_CE | UVCREW1_CE | 196 | 5 | 0 | 2008-09-25 | Canyons/Desert
14400-Utah Valley Hospital | 22203 | Surgical Center | 14400-Utah Valley Hospital | 32215-Clinical Engineering | 14400~000000007544 | 521546 | B4015025 |  | 34-698 | Scanning Systems, Ultrasonic, | UltraSound | 2383 | VERATHON INCORPORATED | BLADDERSCAN BVI 9400 | 1 | 144D32215A | UV CLINICAL ENGINEERING | Clinical Engineering | Life Support / High Risk | UVH_CE | UVCREW6_CE | 146 | 5 | 0 | 2012-11-16 | Canyons/Desert
14600-Cedar City Hospital | 11503 | Medical and Surgical Nursing | 14600-Cedar City Hospital | 11503-Medical and Surgical Nursing | 14600~000000000834 | 442956 | B4008584 |  | 34-698 | Scanning Systems, Ultrasonic, | UltraSound | 2412 | VERATHON INCORPORATED | BLADDERSCAN BVI 9400 | 1 | 146D11503A | CC MEDICAL SURG NURSING | MedSurg Clean Utility | Life Support / High Risk | CCH_CE | CCHCREW1CE | 168 | 5 | 0 | 2011-01-19 | Canyons/Desert
15400-Intermountain Medical Center | 10021 | Intensive Care Coronary | 15400-Intermountain Medical Center | 32215-Clinical Engineering | 15400~000000026360 | 800795 | B4302381 |  | 34-698 | Scanning Systems, Ultrasonic, | UltraSound | 2439 | VERATHON INCORPORATED | BLADDERSCAN BVI 9400 | 1 | 154D32215A | IM CLINICAL ENGINEERING TLL2 | Common Area | Life Support / High Risk | IMC_CE | IMCCE6 | 114 | 7 | 0 | 2015-07-09 | Canyons/Desert
15400-Intermountain Medical Center | 10041 | Intensive Care Thoracic | 15400-Intermountain Medical Center | 32215-Clinical Engineering | 15400~000000029550 | 814135 | B4306892 |  | 34-698 | Scanning Systems, Ultrasonic, | UltraSound | 2440 | VERATHON INCORPORATED | BLADDERSCAN BVI 9400 | 1 | 154D32215A | IM CLINICAL ENGINEERING TLL2 | Common Area | Life Support / High Risk | IMC_CE | IMCCE7 | 98 | 5 | 0 | 2016-11-17 | Canyons/Desert
15400-Intermountain Medical Center | 10051 | Intensive Care Neuro and Med | 11300-Supply Chain Organization | 32211-Clinical Engineering Supp Serv | 15400~000000015650 | 455926 | B4009560 |  | 34-698 | Scanning Systems, Ultrasonic, | UltraSound | 2441 | VERATHON INCORPORATED | BLADDERSCAN BVI 9400 | 1 | 113D32211A | LP CLINICAL ENGINEER SUPP SERV | CE Workshop | Life Support / High Risk | CESS | CESS_CREW6 | 164 | 5 | 0 | 2011-05-09 | Canyons/Desert
15400-Intermountain Medical Center | 11512 | Surgical Nursing Transplant | 15400-Intermountain Medical Center | 32215-Clinical Engineering | 15400~000000026630 | 736947 | B4300842 |  | 34-698 | Scanning Systems, Ultrasonic, | UltraSound | 2457 | VERATHON INCORPORATED | BLADDERSCAN BVI 9400 | 1 | 154D32215A | IM CLINICAL ENGINEERING TLL2 | Common Area | Life Support / High Risk | IMC_CE | IMCCE4A | 121 | 5 | 0 | 2014-12-31 | Canyons/Desert
15400-Intermountain Medical Center | 20101 | Emergency Department | 15400-Intermountain Medical Center | 32215-Clinical Engineering | 15400~000000016479 | 518397 | B4014501 |  | 34-698 | Scanning Systems, Ultrasonic, | UltraSound | 2473 | VERATHON INCORPORATED | BLADDERSCAN BVI 9400 | 1 | 154D32215A | IM CLINICAL ENGINEERING TLL2 | Common Area | Life Support / High Risk | IMC_CE | IMCCE3A | 147 | 5 | 0 | 2012-10-23 | Canyons/Desert
15400-Intermountain Medical Center | 32215 | Clinical Engineering | 15400-Intermountain Medical Center | 32215-Clinical Engineering | 15400~000000015441 | 441323 | B4008363 |  | 34-698 | Scanning Systems, Ultrasonic, | UltraSound | 2551 | VERATHON INCORPORATED | BLADDERSCAN BVI 9400 | 1 | 154D32215A | IM CLINICAL ENGINEERING TLL2 | Common Area | Life Support / High Risk | IMC_CE | IMCCE8 | 168 | 5 | 0 | 2011-01-15 | Canyons/Desert
15400-Intermountain Medical Center | 70007 | Clinic | 11300-Supply Chain Organization | 32211-Clinical Engineering Supp Serv | 15400~000000014298 | 366757 | 00003091 |  | 34-698 | Scanning Systems, Ultrasonic, | UltraSound | 2552 | VERATHON INCORPORATED | BLADDERSCAN BVI 9400 | 1 | 113D32211A | LP CLINICAL ENGINEER SUPP SERV | CE Workshop | Life Support / High Risk | IMC_CE | IMCCE3A | 194 | 5 | 0 | 2008-11-25 | Canyons/Desert
37000-The Orthopedic Specialty Hosp | 11501 | Orthopedics | 37000-The Orthopedic Specialty Hosp | 11501-Orthopedics | 37000~000000002125 | 550026 | B4016679 |  | 34-698 | Scanning Systems, Ultrasonic, | UltraSound | 2588 | VERATHON INCORPORATED | BLADDERSCAN BVI 9400 | 1 | 370D11501A | TO INPATIENT ORTHO BLDG 1 L3 | L3 Common Area | Life Support / High Risk | TOSH_CE | TSHCREW2CE | 140 | 5 | 0 | 2013-05-29 | Canyons/Desert
37000-The Orthopedic Specialty Hosp | 11501 | Orthopedics | 40000-Intermountain Medical Group | 32215-Clinical Engineering | 37000~000000001708 | 442650 | B4008530 |  | 34-698 | Scanning Systems, Ultrasonic, | UltraSound | 2589 | VERATHON INCORPORATED | BLADDERSCAN BVI 9400 | 1 | 400D32215A | MG SLV CLINICAL ENGINEERING | Unspecified | Life Support / High Risk | TOSH_CE | TSHCREW2CE | 168 | 5 | 0 | 2011-01-25 | Canyons/Desert
40000-Intermountain Medical Group | 73069 | Budge Clinic IM | 13000-Logan Regional Hospital | 32215-Clinical Engineering | 40000~000000006488 | 539756 | B4015422 |  | 34-698 | Scanning Systems, Ultrasonic, | UltraSound | 2635 | VERATHON INCORPORATED | BLADDERSCAN BVI 9400 | 1 | 130D32215A | LO BIOMEDICAL ENGINEERING | Clinical Eng | Life Support / High Risk | LRH_CE | LRHCREW7CE | 145 | 5 | 0 | 2012-12-26 | Canyons/Desert
40000-Intermountain Medical Group | 74028 | Urological Institute-Cedar Cty | 40000-Intermountain Medical Group | 74028-Urological Institute-Cedar Cty | 40000~000000007196 | 558576 | B4015579 |  | 34-698 | Scanning Systems, Ultrasonic, | UltraSound | 2658 | VERATHON INCORPORATED | BLADDERSCAN BVI 9400 | 1 | 400D74028A | MG UROLOGICAL INSTITUTE CEDAR | Southwest Urology, Cedar | Life Support / High Risk | SGRH_CE | SGRHCREW5 | 138 | 5 | 0 | 2013-07-31 | Canyons/Desert
40000-Intermountain Medical Group | 74031 | Urological Institute-St George | 40000-Intermountain Medical Group | 74031-Urological Institute-St George | 40000~000000015525 | 445263 | B4008898 |  | 34-698 | Scanning Systems, Ultrasonic, | UltraSound | 2661 | VERATHON INCORPORATED | BLADDERSCAN BVI 9400 | 1 | 400D74031A | MG UROLOGICAL INSTITUTE ST GEO | Southwest Urology | Life Support / High Risk | SGRH_CE | SGRHCREW1 | 160 | 5 | 0 | 2011-10-01 | Canyons/Desert
40000-Intermountain Medical Group | 74079 | Intrmtn Urological Institute | 40000-Intermountain Medical Group | 74079-Intrmtn Urological Institute | 40000~000000005593 | 442615 | B4008424 |  | 34-698 | Scanning Systems, Ultrasonic, | UltraSound | 2686 | VERATHON INCORPORATED | BLADDERSCAN BVI 9400 | 1 | 400D74079A | MG UROLOGICAL INST STE 720 | Unspecified | Life Support / High Risk | IMC_CE | IMCCECLI | 168 | 5 | 0 | 2011-01-20 | Canyons/Desert
40000-Intermountain Medical Group | 74079 | Intrmtn Urological Institute | 40000-Intermountain Medical Group | 74079-Intrmtn Urological Institute | 40000~000000016233 | 732083 | B4301628 |  | 34-698 | Scanning Systems, Ultrasonic, | UltraSound | 2687 | VERATHON INCORPORATED | BLADDERSCAN BVI 9400 | 1 | 400D74079A | MG UROLOGICAL INST STE 720 | Common Area | Life Support / High Risk | IMC_CE | IMCCECLI | 117 | 5 | 0 | 2015-04-14 | Canyons/Desert
40000-Intermountain Medical Group | 74115 | Park City Specialty Clinic | 40000-Intermountain Medical Group | 74115-Park City Specialty Clinic | 40000~000000014260 | 732326 | B4019840 |  | 34-698 | Scanning Systems, Ultrasonic, | UltraSound | 2709 | VERATHON INCORPORATED | BLADDERSCAN BVI 9400 | 1 | 400D74115A | MG PARK CITY SPECIALTY CLINIC | Unspecified | Life Support / High Risk | PKMC_CE | PKCREW1_CE | 130 | 5 | 0 | 2014-03-31 | Canyons/Desert
40000-Intermountain Medical Group | 74127 | Intrmtn Neurosciences Institut | 40000-Intermountain Medical Group | 74127-Intrmtn Neurosciences Institut | 40000~000000015493 | 728066 | B4301095 |  | 34-698 | Scanning Systems, Ultrasonic, | UltraSound | 2715 | VERATHON INCORPORATED | BLADDERSCAN BVI 9400 | 1 | 400D74127A | MG NEURO CLINIC SOT STE 810 | Unspecified | Life Support / High Risk | IMC_CE | IMCCECLI | 119 | 5 | 0 | 2015-02-27 | Canyons/Desert
40000-Intermountain Medical Group | 74130 | Avenues Specialty Clinic Admin | 12800-LDS Hospital | 46009-Physicians Office Building | 40000~000000004570 | 425542 | 00002207 |  | 34-698 | Scanning Systems, Ultrasonic, | UltraSound | 2716 | VERATHON INCORPORATED | BLADDERSCAN BVI 9400 | 1 | 128D46009A | LD PHYSICIAN OFFICE BUILDING | L1 Common Area | Life Support / High Risk | LDSH_CE | LDSCE4 | 197 | 5 | 0 | 2008-08-07 | Canyons/Desert
40000-Intermountain Medical Group | 74169 | Southridge Surgical Spec | 40000-Intermountain Medical Group | 74169-Southridge Surgical Spec | 40000~000000005284 | 407659 | B4005636 |  | 34-698 | Scanning Systems, Ultrasonic, | UltraSound | 2734 | VERATHON INCORPORATED | BLADDERSCAN BVI 9400 | 1 | 400D74169A | MG SOUTHRIDGE CLINIC SURG SPEC | Ste270 ENT Common Area | Life Support / High Risk | RH_CE | RVHCREW3CE | 179 | 5 | 0 | 2010-02-09 | Canyons/Desert
40000-Intermountain Medical Group | 74240 | Heber Valley Specialty Clinic | 40000-Intermountain Medical Group | 74115-Park City Specialty Clinic | 40000~000000005582 | 445328 | B4007949 |  | 34-698 | Scanning Systems, Ultrasonic, | UltraSound | 2771 | VERATHON INCORPORATED | BLADDERSCAN BVI 9400 | 1 | 400D74115A | MG PARK CITY SPECIALTY CLINIC | Unspecified | Life Support / High Risk | PKMC_CE | PKCREW1_CE | 169 | 5 | 0 | 2010-12-30 | Canyons/Desert
11600-Alta View Hospital | 10011 | Intensive Care Unit | 11600-Alta View Hospital | 10011-Intensive Care Unit | 11600~000000005748 | 822216 | BP005082 |  | 34-698 | Scanning Systems, Ultrasonic, | UltraSound | 1889 | VERATHON INCORPORATED | BLADDERSCAN PRIME | 1 | 116D10011A | AV INTENSIVE CARE UNIT | Equipment Storage | Life Support / High Risk | AVH_CE | AVHCREW1CE | 87 | 5 | 0 | 2017-10-21 | Canyons/Desert
11600-Alta View Hospital | 11503 | Medical and Surgical Nursing | 11600-Alta View Hospital | 11503-Medical and Surgical Nursing | 11600~000000006627 | 845343 | C1505370 |  | 34-698 | Scanning Systems, Ultrasonic, | UltraSound | 1890 | VERATHON INCORPORATED | BLADDERSCAN PRIME | 1 | 116D11503A | AV ACUTE CARE | Equipment Storage | Life Support / High Risk | AVH_CE | AVHCREW1CE | 71 | 5 | 0 | 2019-02-08 | Canyons/Desert
11600-Alta View Hospital | 22107 | Post Anesthesia Care Unit-PACU | 11600-Alta View Hospital | 22001-Same Day Surgery | 11600~000000005949 | 826285 | C1500777 |  | 34-698 | Scanning Systems, Ultrasonic, | UltraSound | 1911 | VERATHON INCORPORATED | BLADDERSCAN PRIME | 1 | 116D22001A | AV SHORT STAY SURGERY | AVH Equipment Storage | Life Support / High Risk | AVH_CE | AVHCREW2CE | 84 | 5 | 0 | 2018-01-25 | Canyons/Desert
12200-Cassia Regional Hospital | 11503 | Medical and Surgical Nursing | 12200-Cassia Regional Hospital | 32215-Clinical Engineering | 12200~000000002713 | 820412 | BP004452 |  | 34-698 | Scanning Systems, Ultrasonic, | UltraSound | 1948 | VERATHON INCORPORATED | BLADDERSCAN PRIME | 1 | 122D32215A | CA CLINICAL ENGINEERING | Clinical Engineering | Life Support / High Risk | CRMC_CE | CASSIACREW | 89 | 5 | 0 | 2017-08-15 | Canyons/Desert
12600-St George Regional Hospital | 10011 | Intensive Care Unit | 12600-St George Regional Hospital | 10011-Intensive Care Unit | 12600~000000016958 | 829515 | C1501742 |  | 34-698 | Scanning Systems, Ultrasonic, | UltraSound | 1967 | VERATHON INCORPORATED | BLADDERSCAN PRIME | 1 | 126D10011A | SG ICU RR TST | Equipment Storage | Life Support / High Risk | SGRH_CE | SGRHCREW7 | 81 | 5 | 0 | 2018-04-30 | Canyons/Desert
12600-St George Regional Hospital | 10506 | Cardiovascular Care Unit | 12600-St George Regional Hospital | 10506-Cardiovascular Care Unit | 12600~000000014871 | 816976 | BP003213 |  | 34-698 | Scanning Systems, Ultrasonic, | UltraSound | 1969 | VERATHON INCORPORATED | BLADDERSCAN PRIME | 1 | 126D10506A | SG CV RR 2ND FLR | CV Med Common Area | Life Support / High Risk | SGRH_CE | SGRHCREW7 | 94 | 5 | 0 | 2017-03-16 | Canyons/Desert
12600-St George Regional Hospital | 10507 | Med Neuro | 12600-St George Regional Hospital | 11518-Medical and Neurology Nursing | 12600~000000017051 | 829916 | C1501896 |  | 34-698 | Scanning Systems, Ultrasonic, | UltraSound | 1971 | VERATHON INCORPORATED | BLADDERSCAN PRIME | 1 | 126D11518A | SG MED NEURO RR L4 | Equipment Storage | Life Support / High Risk | SGRH_CE | SGRHCREW7 | 80 | 7 | 0 | 2018-05-04 | Canyons/Desert
12600-St George Regional Hospital | 11511 | Surgical Nursing Unit | 12600-St George Regional Hospital | 11511-Surgical Nursing Unit | 12600~000000014176 | 809879 | BP001975 |  | 34-698 | Scanning Systems, Ultrasonic, | UltraSound | 1973 | VERATHON INCORPORATED | BLADDERSCAN PRIME | 1 | 126D11511A | SG SURG NURSING RR 1ST FLR | W1 Common Area | Life Support / High Risk | SGRH_CE | SCRHCREW3 | 102 | 5 | 0 | 2016-07-13 | Canyons/Desert
12600-St George Regional Hospital | 11513 | Ortho Spine Nursing | 12600-St George Regional Hospital | 11513-Ortho Spine Nursing | 12600~000000014109 | 809550 | BP001903 |  | 34-698 | Scanning Systems, Ultrasonic, | UltraSound | 1974 | VERATHON INCORPORATED | BLADDERSCAN PRIME | 1 | 126D11513A | SG ORTHO BR NSG RR 4W | W4 Total Joint-Bariatric | Life Support / High Risk | SGRH_CE | SCRHCREW3 | 103 | 5 | 0 | 2016-06-27 | Canyons/Desert
12600-St George Regional Hospital | 13001 | Rehabilitation Ctr Inpatient | 12600-St George Regional Hospital | 13001-Rehabilitation Ctr Inpatient | 12600~000000014098 | 808925 | BP001809 |  | 34-698 | Scanning Systems, Ultrasonic, | UltraSound | 1976 | VERATHON INCORPORATED | BLADDERSCAN PRIME | 1 | 126D13001A | SG NEURO SPECIALTY REHAB RR | Workstations | Life Support / High Risk | SGRH_CE | SGRHCREW2 | 104 | 5 | 0 | 2016-05-27 | Canyons/Desert
12600-St George Regional Hospital | 13001 | Rehabilitation Ctr Inpatient | 12600-St George Regional Hospital | 13001-Rehabilitation Ctr Inpatient | 12600~000000020208 | 850310 | C1507980 |  | 34-698 | Scanning Systems, Ultrasonic, | UltraSound | 1977 | VERATHON INCORPORATED | BLADDERSCAN PRIME | 1 | 126D13001A | SG NEURO SPECIALTY REHAB RR | Equipment Storage | Life Support / High Risk | SGRH_CE | SGRHCREW2 | 69 | 5 | 0 | 2019-05-01 | Canyons/Desert
12600-St George Regional Hospital | 14010 | Mom Baby Unit | 12600-St George Regional Hospital | 14010-Mom Baby Unit | 12600~000000018016 | 833673 | C1502974 |  | 34-698 | Scanning Systems, Ultrasonic, | UltraSound | 1982 | VERATHON INCORPORATED | BLADDERSCAN PRIME | 1 | 126D14010A | SG MATERNITY NURSING | Common Area | Life Support / High Risk | SGRH_CE | SGRHCREW5 | 77 | 5 | 0 | 2018-08-09 | Canyons/Desert
12600-St George Regional Hospital | 20101 | Emergency Department | 12600-St George Regional Hospital | 20101-Emergency Department | 12600~000000018506 | 838082 | C1503664 |  | 34-698 | Scanning Systems, Ultrasonic, | UltraSound | 1985 | VERATHON INCORPORATED | BLADDERSCAN PRIME | 1 | 126D20101A | SG EMERGENCY RM RR | ER | Life Support / High Risk | SGRH_CE | SCRHCREW3 | 76 | 5 | 0 | 2018-09-28 | Canyons/Desert
12600-St George Regional Hospital | 20102 | Emergency Dept - Satellite | 12600-St George Regional Hospital | 20102-Emergency Dept - Satellite | 12600~000000027366 | 912670 | 232386 |  | 34-698 | Scanning Systems, Ultrasonic, | UltraSound | 1991 | VERATHON INCORPORATED | BLADDERSCAN PRIME | 1 | 126D20102A | HU EMERGENCY DEPT SATELLITE | Unspecified | Life Support / High Risk | SGRH_CE | SGRHCREW7 | 17 | 5 | 4 | 2023-08-29 | Canyons/Desert
12800-LDS Hospital | 11511 | Surgical Nursing Unit | 11300-Supply Chain Organization | 32211-Clinical Engineering Supp Serv | 12800~000000012763 | 814229 | BP002144 |  | 34-698 | Scanning Systems, Ultrasonic, | UltraSound | 2058 | VERATHON INCORPORATED | BLADDERSCAN PRIME | 1 | 113D32211A | LP CLINICAL ENGINEER SUPP SERV | CE Workshop | Life Support / High Risk | LDSH_CE | LDSCE4 | 98 | 5 | 0 | 2016-11-02 | Canyons/Desert
12800-LDS Hospital | 22104 | Operating Rooms | 12800-LDS Hospital | 22001-Same Day Surgery | 12800~000000013279 | 826761 | C1500743 |  | 34-698 | Scanning Systems, Ultrasonic, | UltraSound | 2081 | VERATHON INCORPORATED | BLADDERSCAN PRIME | 1 | 128D22001A | LD SAMEDAY SHORT STAY L3 | Unspecified | Life Support / High Risk | LDSH_CE | LDSCE2 | 84 | 5 | 0 | 2018-01-24 | Canyons/Desert
12900-Layton Hospital | 10011 | Intensive Care Unit | 12900-Layton Hospital | 11503-Medical and Surgical Nursing | 12900~000000002352 | 838571 | C1503444 |  | 34-698 | Scanning Systems, Ultrasonic, | UltraSound | 2095 | VERATHON INCORPORATED | BLADDERSCAN PRIME | 1 | 129D11503A | LA MED SURG NURSING | Unspecified | Life Support / High Risk | LA_CE | LACREW1CE | 76 | 5 | 0 | 2018-09-18 | Canyons/Desert
12900-Layton Hospital | 20101 | Emergency Department | 12900-Layton Hospital | 20101-Emergency Department | 12900~000000002351 | 838572 | C1503445 |  | 34-698 | Scanning Systems, Ultrasonic, | UltraSound | 2096 | VERATHON INCORPORATED | BLADDERSCAN PRIME | 1 | 129D20101A | LA EMERGENCY ROOM | CORE | Life Support / High Risk | LA_CE | LACREW1CE | 76 | 5 | 0 | 2018-09-18 | Canyons/Desert
13000-Logan Regional Hospital | 11511 | Surgical Nursing Unit | 13000-Logan Regional Hospital | 11503-Medical and Surgical Nursing | 13000~000000007077 | 829594 | C1501952 |  | 34-698 | Scanning Systems, Ultrasonic, | UltraSound | 2115 | VERATHON INCORPORATED | BLADDERSCAN PRIME | 1 | 130D11503A | LO MEDICAL SURGICAL NURSING | Equipment Storage West | Life Support / High Risk | LRH_CE | LRHCREW2CE | 81 | 5 | 0 | 2018-04-30 | Canyons/Desert
13200-McKay-Dee Hospital Center | 10501 | Intermediate Care Unit | 13200-McKay-Dee Hospital Center | 32215-Clinical Engineering | 13200~000000018995 | 824727 | C1500520 |  | 34-698 | Scanning Systems, Ultrasonic, | UltraSound | 2148 | VERATHON INCORPORATED | BLADDERSCAN PRIME | 1 | 132D32215A | MK CLINICAL ENGINEERING LA | Common Area | Life Support / High Risk | MKDHC_CE | MKDCRW11CE | 85 | 5 | 0 | 2017-12-27 | Canyons/Desert
13200-McKay-Dee Hospital Center | 10505 | Intermediate Surgical Care | 13200-McKay-Dee Hospital Center | 11511-Surgical Nursing Unit | 13200~000000019303 | 829522 | C1501828 |  | 34-698 | Scanning Systems, Ultrasonic, | UltraSound | 2149 | VERATHON INCORPORATED | BLADDERSCAN PRIME | 1 | 132D11511A | MK SURGICAL NURSING 2ND FLROLD | Common Area | Life Support / High Risk | MKDHC_CE | MKDCRW11CE | 81 | 5 | 0 | 2018-04-25 | Canyons/Desert
13200-McKay-Dee Hospital Center | 11508 | Medical Nursing Unit | 13200-McKay-Dee Hospital Center | 11508-Medical Nursing Unit | 13200~000000019325 | 829964 | C1502017 |  | 34-698 | Scanning Systems, Ultrasonic, | UltraSound | 2150 | VERATHON INCORPORATED | BLADDERSCAN PRIME | 1 | 132D11508A | MK MED NURSING 5TH FLR | Medical Nursing | Life Support / High Risk | MKDHC_CE | MKDCRW11CE | 80 | 5 | 0 | 2018-05-18 | Canyons/Desert
13900-Riverton Hospital | 11503 | Medical and Surgical Nursing | 13900-Riverton Hospital | 11503-Medical and Surgical Nursing | 13900~000000005369 | 816513 | BP003141 |  | 34-698 | Scanning Systems, Ultrasonic, | UltraSound | 2280 | VERATHON INCORPORATED | BLADDERSCAN PRIME | 1 | 139D11503A | RV MEDICAL SURGICAL | Equipment Storage | Life Support / High Risk | RH_CE | RVHCREW2CE | 95 | 5 | 0 | 2017-02-24 | Canyons/Desert
13900-Riverton Hospital | 12501 | Pediatric Nursing Unit | 13900-Riverton Hospital | 12501-Pediatric Nursing Unit | 13900~000000006478 | 848329 | C1506402 |  | 34-698 | Scanning Systems, Ultrasonic, | UltraSound | 2281 | VERATHON INCORPORATED | BLADDERSCAN PRIME | 1 | 139D12501A | RV PEDIATRIC CHILDRENS UNIT | Unspecified | Life Support / High Risk | RH_CE | RVHCREW1CE | 69 | 5 | 0 | 2019-04-18 | Canyons/Desert
13900-Riverton Hospital | 14010 | Mom Baby Unit | 13900-Riverton Hospital | 14010-Mom Baby Unit | 13900~000000005368 | 816424 | BP002924 |  | 34-698 | Scanning Systems, Ultrasonic, | UltraSound | 2284 | VERATHON INCORPORATED | BLADDERSCAN PRIME | 1 | 139D14010A | RV MATERNITY | Small Equipment Storage | Life Support / High Risk | RH_CE | RVHCREW1CE | 95 | 5 | 0 | 2017-02-16 | Canyons/Desert
13900-Riverton Hospital | 20101 | Emergency Department | 13900-Riverton Hospital | 20101-Emergency Department | 13900~000000006282 | 837928 | C1503748 |  | 34-698 | Scanning Systems, Ultrasonic, | UltraSound | 2286 | VERATHON INCORPORATED | BLADDERSCAN PRIME | 1 | 139D20101A | RV EMERGENCY ROOM | Equipment Storage | Life Support / High Risk | RH_CE | RVHCREW2CE | 76 | 5 | 0 | 2018-09-28 | Canyons/Desert
14300-Park City Hospital | 22104 | Operating Rooms | 14300-Park City Hospital | 22001-Same Day Surgery | 14300~000000002808 | 822124 | BP005025 |  | 34-698 | Scanning Systems, Ultrasonic, | UltraSound | 2325 | VERATHON INCORPORATED | BLADDERSCAN PRIME | 1 | 143D22001A | PK SAME DAY SURGERY | PACU Nurse Station | Life Support / High Risk | PKMC_CE | PKCREW3_CE | 87 | 5 | 0 | 2017-10-16 | Canyons/Desert
14400-Utah Valley Hospital | 11537 | Nursing 7th Floor | 14400-Utah Valley Hospital | 11537-Nursing 7th Floor | 14400~000000017588 | 836407 | C1503375 |  | 34-698 | Scanning Systems, Ultrasonic, | UltraSound | 2335 | VERATHON INCORPORATED | BLADDERSCAN PRIME | 1 | 144D11537A | UV NURSING FLOOR L7 | Point of Care Lab | Life Support / High Risk | UVH_CE | UVCREW7_CE | 76 | 5 | 0 | 2018-09-14 | Canyons/Desert
14400-Utah Valley Hospital | 13001 | Rehabilitation Ctr Inpatient | 14400-Utah Valley Hospital | 13001-Rehabilitation Ctr Inpatient | 14400~000000017338 | 833922 | C1503110 |  | 34-698 | Scanning Systems, Ultrasonic, | UltraSound | 2339 | VERATHON INCORPORATED | BLADDERSCAN PRIME | 1 | 144D13001A | UV REHAB NURSING | 1133-REHAB | Life Support / High Risk | UVH_CE | UVCREW8_CE | 77 | 5 | 0 | 2018-08-27 | Canyons/Desert
14400-Utah Valley Hospital | 22001 | Same Day Surgery | 14400-Utah Valley Hospital | 22001-Same Day Surgery | 14400~000000016615 | 823320 | C1500089 |  | 34-698 | Scanning Systems, Ultrasonic, | UltraSound | 2378 | VERATHON INCORPORATED | BLADDERSCAN PRIME | 1 | 144D22001A | UV SAME DAY SURGERY | Standby Same Day Sur | Life Support / High Risk | UVH_CE | UVCREW1_CE | 86 | 5 | 0 | 2017-11-17 | Canyons/Desert
14800-Heber Valley Hospital | 11503 | Medical and Surgical Nursing | 11300-Supply Chain Organization | 32211-Clinical Engineering Supp Serv | 14800~000000001521 | 824794 | C1500558 |  | 34-698 | Scanning Systems, Ultrasonic, | UltraSound | 2431 | VERATHON INCORPORATED | BLADDERSCAN PRIME | 1 | 113D32211A | LP CLINICAL ENGINEER SUPP SERV | CE Workshop | Life Support / High Risk | HVH_CE | HVHCREW01 | 85 | 5 | 0 | 2017-12-29 | Canyons/Desert
15400-Intermountain Medical Center | 10051 | Intensive Care Neuro and Med | 11300-Supply Chain Organization | 32211-Clinical Engineering Supp Serv | 15400~000000029263 | 816620 | BP003140 |  | 34-698 | Scanning Systems, Ultrasonic, | UltraSound | 2442 | VERATHON INCORPORATED | BLADDERSCAN PRIME | 1 | 113D32211A | LP CLINICAL ENGINEER SUPP SERV | CE Workshop | Life Support / High Risk | IMC_CE | IMCCE6 | 95 | 5 | 0 | 2017-02-24 | Canyons/Desert
15400-Intermountain Medical Center | 10061 | Intensive Care Shock-Trauma | 15400-Intermountain Medical Center | 32215-Clinical Engineering | 15400~000000031283 | 829969 | C1502111 |  | 34-698 | Scanning Systems, Ultrasonic, | UltraSound | 2452 | VERATHON INCORPORATED | BLADDERSCAN PRIME | 1 | 154D32215A | IM CLINICAL ENGINEERING TLL2 | Common Area | Life Support / High Risk | IMC_CE | IMCCE4A | 80 | 5 | 0 | 2018-05-14 | Canyons/Desert
15400-Intermountain Medical Center | 11504 | Cardiovascular Nursing 3 | 11300-Supply Chain Organization | 32211-Clinical Engineering Supp Serv | 15400~000000030441 | 824004 | C1500120 |  | 34-698 | Scanning Systems, Ultrasonic, | UltraSound | 2454 | VERATHON INCORPORATED | BLADDERSCAN PRIME | 1 | 113D32211A | LP CLINICAL ENGINEER SUPP SERV | CE Workshop | Life Support / High Risk | IMC_CE | IMCCE10 | 86 | 5 | 0 | 2017-11-22 | Canyons/Desert
15400-Intermountain Medical Center | 11508 | Medical Nursing Unit | 15400-Intermountain Medical Center | 11508-Medical Nursing Unit | 15400~000000028321 | 810239 | BP001914 |  | 34-698 | Scanning Systems, Ultrasonic, | UltraSound | 2456 | VERATHON INCORPORATED | BLADDERSCAN PRIME | 1 | 154D11508A | IM MEDICAL TELEMETRY T6 | Unspecified | Life Support / High Risk | IMC_CE | IMCCE8 | 103 | 5 | 0 | 2016-06-24 | Canyons/Desert
15400-Intermountain Medical Center | 14010 | Mom Baby Unit | 15400-Intermountain Medical Center | 14010-Mom Baby Unit | 15400~000000027783 | 807383 | BP001332 |  | 34-698 | Scanning Systems, Ultrasonic, | UltraSound | 2466 | VERATHON INCORPORATED | BLADDERSCAN PRIME | 1 | 154D14010A | IM MATERNITY G2 G3 | BldgD L2 Common Area | Life Support / High Risk | IMC_CE | IMCCE7 | 107 | 5 | 0 | 2016-02-26 | Canyons/Desert
15400-Intermountain Medical Center | 14010 | Mom Baby Unit | 15400-Intermountain Medical Center | 14010-Mom Baby Unit | 15400~000000027784 | 807384 | BP001333 |  | 34-698 | Scanning Systems, Ultrasonic, | UltraSound | 2467 | VERATHON INCORPORATED | BLADDERSCAN PRIME | 1 | 154D14010A | IM MATERNITY G2 G3 | Unspecified | Life Support / High Risk | IMC_CE | IMCCE7 | 107 | 5 | 0 | 2016-02-26 | Canyons/Desert
18200-Garfield Memorial Hospital | 11503 | Medical and Surgical Nursing | 18200-Garfield Memorial Hospital | 11503-Medical and Surgical Nursing | 18200~000000000616 | 820613 | BP004295 |  | 34-698 | Scanning Systems, Ultrasonic, | UltraSound | 2573 | VERATHON INCORPORATED | BLADDERSCAN PRIME | 1 | 182D11503A | GF MEDICAL AND SURGICAL | Unspecified | Life Support / High Risk | SGRH_CE | SGRHCREW6 | 89 | 5 | 0 | 2017-08-29 | Canyons/Desert
40000-Intermountain Medical Group | 40083 | Utah Valley Administration | 40000-Intermountain Medical Group | 74160-Summit Womens Center | 40000~000000023466 | 830166 | C1502066 |  | 34-698 | Scanning Systems, Ultrasonic, | UltraSound | 2606 | VERATHON INCORPORATED | BLADDERSCAN PRIME | 1 | 400D74160B | MG UVC SUMMIT WOMENS CENTER | Unspecified | Life Support / High Risk | UVH_CE | UVCREW3_CE | 80 | 5 | 0 | 2018-05-17 | Canyons/Desert
40000-Intermountain Medical Group | 73080 | SL Clinic - Family and Int Med | 40000-Intermountain Medical Group | 74225-SL Clinic - Urology | 40000~000000021050 | 917841 | BP003868 |  | 34-698 | Scanning Systems, Ultrasonic, | UltraSound | 2643 | VERATHON INCORPORATED | BLADDERSCAN PRIME | 1 | 400D74225A | MG SL CLINIC UROLOGY | Unspecified | Life Support / High Risk | MG_SLV_CE | NORTH | 92 | 5 | 0 | 2017-05-26 | Canyons/Desert
40000-Intermountain Medical Group | 74130 | Avenues Specialty Clinic Admin | 12800-LDS Hospital | 46009-Physicians Office Building | 40000~000000021609 | 821563 | BP004458 |  | 34-698 | Scanning Systems, Ultrasonic, | UltraSound | 2717 | VERATHON INCORPORATED | BLADDERSCAN PRIME | 1 | 128D46009A | LD PHYSICIAN OFFICE BUILDING | L1 Common Area | Life Support / High Risk | LDSH_CE | LDSCE4 | 88 | 5 | 0 | 2017-09-15 | Canyons/Desert
12600-St George Regional Hospital | 10507 | Med Neuro | 12600-St George Regional Hospital | 10507-Med Neuro | 12600~000000025728 | 893103 | C1522710 |  | 15-976 | Scanning Systems, Ultrasonic, | UltraSound | 1970 | VERATHON INCORPORATED | BLADDERSCAN PRIME PLUS | 1 | 126D10507A | SG INTERMEDIATE NEURO UNIT | Unspecified | Non Life Support | SGRH_CE | SGRHCREW7 | 33 | 5 | 2 | 2022-04-15 | Canyons/Desert
12800-LDS Hospital | 11511 | Surgical Nursing Unit | 12800-LDS Hospital | 11511-Surgical Nursing Unit | 12800~000000014693 | 854882 | C1509448 |  | 15-976 | Scanning Systems, Ultrasonic, | UltraSound | 2059 | VERATHON INCORPORATED | BLADDERSCAN PRIME PLUS | 1 | 128D11511A | LD SURGICAL NURSING UNIT | W6 Common Areas | Non Life Support | LDSH_CE | LDSCE4 | 63 | 5 | 0 | 2019-10-10 | Canyons/Desert
12800-LDS Hospital | 46009 | Physicians Office Building | 12800-LDS Hospital | 46009-Physicians Office Building | 12800~000000015883 | 899969 | C1524651 |  | 15-976 | Scanning Systems, Ultrasonic, | UltraSound | 2088 | VERATHON INCORPORATED | BLADDERSCAN PRIME PLUS | 1 | 128D46009A | LD PHYSICIAN OFFICE BUILDING | Unspecified | Non Life Support | LDSH_CE | LDSCE4 | 28 | 5 | 3 | 2022-09-27 | Canyons/Desert
13000-Logan Regional Hospital | 10011 | Intensive Care Unit | 13000-Logan Regional Hospital | 10011-Intensive Care Unit | 13000~000000010941 | 883968 | C1519525 |  | 15-976 | Scanning Systems, Ultrasonic, | UltraSound | 2112 | VERATHON INCORPORATED | BLADDERSCAN PRIME PLUS | 1 | 130D10011A | LO INTENSIVE CARE | Standby Icu-Ccu | Non Life Support | LRH_CE | LRHCREW3CE | 43 | 5 | 1 | 2021-06-30 | Canyons/Desert
13000-Logan Regional Hospital | 22001 | Same Day Surgery | 13000-Logan Regional Hospital | 22001-Same Day Surgery | 13000~000000009975 | 869399 | C1514379 |  | 15-976 | Scanning Systems, Ultrasonic, | UltraSound | 2133 | VERATHON INCORPORATED | BLADDERSCAN PRIME PLUS | 1 | 130D22001A | LO SAME DAY SURGERY | The Surgical Center | Non Life Support | LRH_CE | LRHCREW1CE | 53 | 5 | 1 | 2020-08-27 | Canyons/Desert
13000-Logan Regional Hospital | 25501 | Radiation Center | 13000-Logan Regional Hospital | 25501-Radiation Center | 13000~000000011127 | 870406 | C1514761 |  | 15-976 | Scanning Systems, Ultrasonic, | UltraSound | 2137 | VERATHON INCORPORATED | BLADDERSCAN PRIME PLUS | 1 | 130D25501A | LO CANCER CTR RADIATION THER | Linear Accelerator | Non Life Support | LRH_CE | LRHCREW1CE | 52 | 5 | 1 | 2020-09-29 | Canyons/Desert
13200-McKay-Dee Hospital Center | 25501 | Radiation Center | 13200-McKay-Dee Hospital Center | 25501-Radiation Center | 13200~000000024150 | 884555 | C1519920_ |  | 15-976 | Scanning Systems, Ultrasonic, | UltraSound | 2207 | VERATHON INCORPORATED | BLADDERSCAN PRIME PLUS | 1 | 132D25501A | MK RADIATION THERAPY 1ST FLR | Unspecified | Non Life Support | MKDHC_CE | MKDCRW11CE | 41 | 5 | 2 | 2021-08-04 | Canyons/Desert
13800-Primary Childrens Hospital | 12504 | Pediatrics Childrens Medical-1 | 13800-Primary Childrens Hospital | 12504-Pediatrics Childrens Medical-1 | 13800~000000029505 | 878099 | C1516259 |  | 15-976 | Scanning Systems, Ultrasonic, | UltraSound | 2230 | VERATHON INCORPORATED | BLADDERSCAN PRIME PLUS | 1 | 138D12504A | PC PEDIATRIC MEDICAL1 3SE | Pod A Clean Supply | Non Life Support | PCH_CE | PCHCREW11 | 48 | 5 | 1 | 2021-01-29 | Canyons/Desert
13800-Primary Childrens Hospital | 12505 | Pediatrics Childrens Surgical | 13800-Primary Childrens Hospital | 12505-Pediatrics Childrens Surgical | 13800~000000032113 | 903922 | C1525379 |  | 15-976 | Scanning Systems, Ultrasonic, | UltraSound | 2232 | VERATHON INCORPORATED | BLADDERSCAN PRIME PLUS | 1 | 138D12505A | PC 3NW | Unspecified | Non Life Support | PCH_CE | PCHCREW10 | 25 | 5 | 3 | 2022-12-21 | Canyons/Desert
13800-Primary Childrens Hospital | 12508 | Cardiac Care Unit | 13800-Primary Childrens Hospital | 12503-Pediatrics Immuno Compromised | 13800~000000030186 | 889815 | C1516624 |  | 15-976 | Scanning Systems, Ultrasonic, | UltraSound | 2234 | VERATHON INCORPORATED | BLADDERSCAN PRIME PLUS | 1 | 138D12503A | PC 4NW | Unspecified | Non Life Support | PCH_CE | PCHCREW10 | 47 | 5 | 1 | 2021-02-26 | Canyons/Desert
14100-Spanish Fork Hospital | 11503 | Medical and Surgical Nursing | 14100-Spanish Fork Hospital | 11503-Medical and Surgical Nursing | 14100~000000002182 | 878219 | C1516189 |  | 15-976 | Scanning Systems, Ultrasonic, | UltraSound | 2302 | VERATHON INCORPORATED | BLADDERSCAN PRIME PLUS | 1 | 141D11503A | SF MEDICAL SURGICAL NURSING | Equipment Storage | Non Life Support | SFH_CE | SFCREW1_CE | 46 | 5 | 1 | 2021-03-05 | Canyons/Desert
14100-Spanish Fork Hospital | 14010 | Mom Baby Unit | 14100-Spanish Fork Hospital | 14001-Labor and Delivery Rooms | 14100~000000003372 | 881733 | C1517648 |  | 15-976 | Scanning Systems, Ultrasonic, | UltraSound | 2304 | VERATHON INCORPORATED | BLADDERSCAN PRIME PLUS | 1 | 141D14001A | SF LABOR AND DELIVERY ROOMS | LDR Equipment | Non Life Support | SFH_CE | SFCREW1_CE | 45 | 5 | 1 | 2021-04-30 | Canyons/Desert
14100-Spanish Fork Hospital | 20101 | Emergency Department | 14100-Spanish Fork Hospital | 20101-Emergency Department | 14100~000000002183 | 878236 | C1516179 |  | 15-976 | Scanning Systems, Ultrasonic, | UltraSound | 2305 | VERATHON INCORPORATED | BLADDERSCAN PRIME PLUS | 1 | 141D20101A | SF EMERGENCY DEPARTMENT | Equipment Storage | Non Life Support | SFH_CE | SFCREW1_CE | 46 | 5 | 1 | 2021-03-05 | Canyons/Desert
14400-Utah Valley Hospital | 13001 | Rehabilitation Ctr Inpatient | 14400-Utah Valley Hospital | 13001-Rehabilitation Ctr Inpatient | 14400~000000023326 | 883778 | C1519388 |  | 15-976 | Scanning Systems, Ultrasonic, | UltraSound | 2340 | VERATHON INCORPORATED | BLADDERSCAN PRIME PLUS | 1 | 144D13001A | UV REHAB NURSING | Unspecified | Non Life Support | UVH_CE | UVCREW8_CE | 43 | 5 | 1 | 2021-06-25 | Canyons/Desert
14400-Utah Valley Hospital | 20101 | Emergency Department | 14400-Utah Valley Hospital | 20101-Emergency Department | 14400~000000023130 | 881615 | C1517635 |  | 15-976 | Scanning Systems, Ultrasonic, | UltraSound | 2347 | VERATHON INCORPORATED | BLADDERSCAN PRIME PLUS | 1 | 144D20101A | UV EMERGENCY ROOM | Exam Rm 03 | Non Life Support | UVH_CE | UVCREW8_CE | 45 | 5 | 1 | 2021-04-28 | Canyons/Desert
14600-Cedar City Hospital | 10011 | Intensive Care Unit | 14600-Cedar City Hospital | 20101-Emergency Department | 14600~000000003318 | 857209 | C1510781 |  | 15-976 | Scanning Systems, Ultrasonic, | UltraSound | 2411 | VERATHON INCORPORATED | BLADDERSCAN PRIME PLUS | 1 | 146D20101A | CC EMERGENCY ROOM | Room 14 | Non Life Support | CCH_CE | CCHCREW1CE | 61 | 5 | 0 | 2019-12-28 | Canyons/Desert
14600-Cedar City Hospital | 11503 | Medical and Surgical Nursing | 14600-Cedar City Hospital | 11503-Medical and Surgical Nursing | 14600~000000003586 | 886740 | C1520864 |  | 15-976 | Scanning Systems, Ultrasonic, | UltraSound | 2413 | VERATHON INCORPORATED | BLADDERSCAN PRIME PLUS | 1 | 146D11503A | CC MEDICAL SURG NURSING | MedSurg Clean Utility | Non Life Support | CCH_CE | CCHCREW1CE | 40 | 5 | 2 | 2021-09-30 | Canyons/Desert
15400-Intermountain Medical Center | 11502 | Orthopedics and Plastics | 15400-Intermountain Medical Center | 11502-Orthopedics and Plastics | 15400~000000038469 | 909596 | C1522169 |  | 15-976 | Scanning Systems, Ultrasonic, | UltraSound | 2453 | VERATHON INCORPORATED | BLADDERSCAN PRIME PLUS | 1 | 154D11502A | IM ORTHO PLASTICS T7 | Unspecified | Non Life Support | IMC_CE | IMCCE10 | 37 | 5 | 2 | 2021-12-20 | Canyons/Desert
15400-Intermountain Medical Center | 11507 | Medical and Oncology Nursing | 15400-Intermountain Medical Center | 11507-Medical and Oncology Nursing | 15400~000000038219 | 886816 | C1520956 |  | 15-976 | Scanning Systems, Ultrasonic, | UltraSound | 2455 | VERATHON INCORPORATED | BLADDERSCAN PRIME PLUS | 1 | 154D11507A | IM MEDICAL ONCOLOGY T9 | Unspecified | Non Life Support | IMC_CE | IMCCE1A | 40 | 5 | 2 | 2021-09-30 | Canyons/Desert
15400-Intermountain Medical Center | 11516 | Surgical Trauma | 11300-Supply Chain Organization | 32211-Clinical Engineering Supp Serv | 15400~000000035140 | 856280 | C1510076 |  | 15-976 | Scanning Systems, Ultrasonic, | UltraSound | 2458 | VERATHON INCORPORATED | BLADDERSCAN PRIME PLUS | 1 | 113D32211A | LP CLINICAL ENGINEER SUPP SERV | CE Workshop | Non Life Support | IMC_CE | IMCCE3B | 62 | 5 | 0 | 2019-11-13 | Canyons/Desert
15400-Intermountain Medical Center | 22107 | Post Anesthesia Care Unit-PACU | 15400-Intermountain Medical Center | 22107-Post Anesthesia Care Unit-PACU | 15400~000000037196 | 884920 | C1518142 |  | 15-976 | Scanning Systems, Ultrasonic, | UltraSound | 2529 | VERATHON INCORPORATED | BLADDERSCAN PRIME PLUS | 1 | 154D22107A | IM PACU RECOVERY ROOM TL2 | Bldg C PACU | Non Life Support | IMC_CE | IMCCE2 | 44 | 5 | 1 | 2021-05-13 | Canyons/Desert
15400-Intermountain Medical Center | 70007 | Clinic | 15400-Intermountain Medical Center | 70007-Clinic | 15400~000000035281 | 857262 | C1510896 |  | 15-976 | Scanning Systems, Ultrasonic, | UltraSound | 2553 | VERATHON INCORPORATED | BLADDERSCAN PRIME PLUS | 1 | 154D70007A | IM INTERNAL MED OUTPT CL E3 | BldgB L3OutptClinic CommonArea | Non Life Support | IMC_CE | IMCCE3B | 61 | 5 | 0 | 2019-12-31 | Canyons/Desert
40000-Intermountain Medical Group | 74031 | Urological Institute-St George | 40000-Intermountain Medical Group | 74031-Urological Institute-St George | 40000~000000031058 | 896234 | C1523912 |  | 15-976 | Scanning Systems, Ultrasonic, | UltraSound | 2662 | VERATHON INCORPORATED | BLADDERSCAN PRIME PLUS | 1 | 400D74031A | MG UROLOGICAL INSTITUTE ST GEO | Unspecified | Non Life Support | SGRH_CE | SGRHCREW1 | 30 | 5 | 3 | 2022-07-22 | Canyons/Desert
40000-Intermountain Medical Group | 74115 | Park City Specialty Clinic | 40000-Intermountain Medical Group | 74115-Park City Specialty Clinic | 40000~000000030163 | 884686 | C1519392 |  | 15-976 | Scanning Systems, Ultrasonic, | UltraSound | 2712 | VERATHON INCORPORATED | BLADDERSCAN PRIME PLUS | 1 | 400D74115A | MG PARK CITY SPECIALTY CLINIC | Blue Staff Space | Non Life Support | PKMC_CE | PKCREW1_CE | 43 | 5 | 1 | 2021-06-25 | Canyons/Desert
40000-Intermountain Medical Group | 74152 | Utah Valley Rock Canyon Peds | 40000-Intermountain Medical Group | 74152-Utah Valley Rock Canyon Peds | 40000~000000023335 | 828463 | C1501351 |  | 15-976 | Scanning Systems, Ultrasonic, | UltraSound | 2727 | VERATHON INCORPORATED | BLADDERSCAN PRIME PLUS | 1 | 400D74152B | MG UVC ROCK CANYON PEDS SPC 7C | Unspecified | Non Life Support | UVH_CE | UVCREW3_CE | 82 | 5 | 0 | 2018-03-22 | Canyons/Desert
40000-Intermountain Medical Group | 74172 | Budge Clinic Surg Specialists | 40000-Intermountain Medical Group | 74172-Budge Clinic Surg Specialists | 40000~000000027327 | 860777 | C1512246 |  | 15-976 | Scanning Systems, Ultrasonic, | UltraSound | 2748 | VERATHON INCORPORATED | BLADDERSCAN PRIME PLUS | 1 | 400D74172C | MG BUDGE CL UROLOGY | Unspecified | Non Life Support | LRH_CE | LRHCREW7CE | 58 | 5 | 0 | 2020-03-31 | Canyons/Desert
40000-Intermountain Medical Group | 74172 | Budge Clinic Surg Specialists | 40000-Intermountain Medical Group | 74172-Budge Clinic Surg Specialists | 40000~000000033469 | 919040 | CT237054 |  | 15-976 | Scanning Systems, Ultrasonic, | UltraSound | 2749 | VERATHON INCORPORATED | BLADDERSCAN PRIME PLUS | 1 | 400D74172C | MG BUDGE CL UROLOGY | Unspecified | Non Life Support | LRH_CE | LRHCREW7CE | 12 | 5 | 4 | 2024-01-18 | Canyons/Desert
40000-Intermountain Medical Group | 74237 | Urological Institute-Span Fork | 40000-Intermountain Medical Group | 74269-Utah Valley Urology Clinics | 40000~000000029176 | 878911 | C1516622 |  | 15-976 | Scanning Systems, Ultrasonic, | UltraSound | 2770 | VERATHON INCORPORATED | BLADDERSCAN PRIME PLUS | 1 | 400D74269B | MG UVC UROLOGY CLINIC 7D | Unspecified | Non Life Support | UVH_CE | UVCREW3_CE | 46 | 5 | 1 | 2021-03-09 | Canyons/Desert
40000-Intermountain Medical Group | 74269 | Utah Valley Urology Clinics | 40000-Intermountain Medical Group | 74269-Utah Valley Urology Clinics | 40000~000000030758 | 892777 | C1522832 |  | 15-976 | Scanning Systems, Ultrasonic, | UltraSound | 2785 | VERATHON INCORPORATED | BLADDERSCAN PRIME PLUS | 1 | 400D74269B | MG UVC UROLOGY CLINIC 7D | Standby Urology | Non Life Support | UVH_CE | UVCREW3_CE | 34 | 5 | 2 | 2022-03-31 | Canyons/Desert
40000-Intermountain Medical Group | 74269 | Utah Valley Urology Clinics | 40000-Intermountain Medical Group | 74269-Utah Valley Urology Clinics | 40000~000000030759 | 892778 | C1522851 |  | 15-976 | Scanning Systems, Ultrasonic, | UltraSound | 2786 | VERATHON INCORPORATED | BLADDERSCAN PRIME PLUS | 1 | 400D74269B | MG UVC UROLOGY CLINIC 7D | Standby Urology | Non Life Support | UVH_CE | UVCREW3_CE | 34 | 5 | 2 | 2022-03-31 | Canyons/Desert
13800-Primary Childrens Hospital | 21201 | Magnetic Res Imaging - MRI | 13800-Primary Childrens Hospital | 21201-Magnetic Res Imaging - MRI | 13800~000000018746 | 375678 | 2353 | 1253COIL | 17-542 | Surface Coils, Magnetic Resona | Surface Coils, Magnetic Resona | 3065 | USA INSTRUMENTS | BODY | 1 | 138D21201A | PC MRI L1 | Data Closet 1E.300 | Run to Fail | IES | ASP_GE | 191 | 5 | 0 | 2009-02-17 | Canyons/Desert
11600-Alta View Hospital | 21201 | Magnetic Res Imaging - MRI | 11600-Alta View Hospital | 21201-Magnetic Res Imaging - MRI | 11600~000000002188 | 444167 | 51581 |  | 17-542 | Surface Coils, Magnetic Resona | Surface Coils, Magnetic Resona | 2996 | GE HEALTHCARE | BODY ARRAY U1-1101501 | 1 | 116D21201A | AV MRI | MRI Common Area | Run to Fail | AVH_CE | AVHCREW1CE | 187 | 5 | 0 | 2009-07-01 | Canyons/Desert
13800-Primary Childrens Hospital | 21201 | Magnetic Res Imaging - MRI | 13800-Primary Childrens Hospital | 21201-Magnetic Res Imaging - MRI | 13800~000000018760 | 375683 | U19987 | U19987COIL | 17-542 | Surface Coils, Magnetic Resona | Surface Coils, Magnetic Resona | 3079 | USA INSTRUMENTS | BRAIN 101844 | 1 | 138D21201A | PC MRI L1 | Data Closet 1E.300 | Run to Fail | IES | ASP_GE | 191 | 5 | 0 | 2009-02-17 | Canyons/Desert
14400-Utah Valley Hospital | 21201 | Magnetic Res Imaging - MRI | 14400-Utah Valley Hospital | 21201-Magnetic Res Imaging - MRI | 14400~000000010529 | 310505 | 1746 | 1746COIL | 17-542 | Surface Coils, Magnetic Resona | Surface Coils, Magnetic Resona | 3089 | USA INSTRUMENTS | BREAST | 1 | 144D21201A | UV MRI | Common Area | Run to Fail | IES | ASP_GE | 228 | 5 | 0 | 2006-02-01 | Canyons/Desert
11300-Supply Chain Organization | 21003 | Imaging Equipment Services | 11600-Alta View Hospital | 21201-Magnetic Res Imaging - MRI | 11300~000000007293 | 491906 | U14018 |  | 17-542 | Surface Coils, Magnetic Resona | Surface Coils, Magnetic Resona | 2989 | GE HEALTHCARE | BREAST 2414037 | 1 | 116D21201A | AV MRI | MRI Common Area | Run to Fail | IES | ASP_GE | 155 | 5 | 0 | 2012-02-08 | Canyons/Desert
14400-Utah Valley Hospital | 21201 | Magnetic Res Imaging - MRI | 14400-Utah Valley Hospital | 21201-Magnetic Res Imaging - MRI | 14400~000000010599 | 354950 | 81283GE4 |  | 19-697 | Computer Aided Detection Syste | Computer | 54 | CONFIRMA INC | BREAST CAD | 1 | 144D21201A | UV MRI | Mr 2 Rm 22 | Life Support / High Risk | IES | ASP_GE | 200 | 5 | 0 | 2008-05-14 | Canyons/Desert
12600-St George Regional Hospital | 21501 | Mammography | 12600-St George Regional Hospital | 21001-Imaging Administration | 12600~000000018647 | 852394 | BVA00264 | IHDXHHLGMA3 | 17-833 | Stereotactic Systems, Biopsy, | Stereotactic Systems, Biopsy, | 2844 | HOLOGIC INCORPORATED | BREVARA | 1 | 126D21001A | SG IMAGING ADMIN RR | Unspecified | Non Life Support | IES | ASP_GE | 79 | 5 | 0 | 2018-06-20 | Canyons/Desert
13200-McKay-Dee Hospital Center | 21501 | Mammography | 13200-McKay-Dee Hospital Center | 21501-Mammography | 13200~000000020355 | 846263 | BVA00383 | IHMKHHLGMA6 | 17-833 | Stereotactic Systems, Biopsy, | Stereotactic Systems, Biopsy, | 2850 | HOLOGIC INCORPORATED | BREVARA | 1 | 132D21501A | MK MAMMOGRAPHY 4TH FLR | Unspecified | Non Life Support | IES | ASP_GE | 72 | 8 | 2 | 2019-01-07 | Canyons/Desert
14400-Utah Valley Hospital | 21501 | Mammography | 14400-Utah Valley Hospital | 21001-Imaging Administration | 14400~000000020409 | 849797 | BVA00312 | IHUVHHLGMA5 | 17-833 | Stereotactic Systems, Biopsy, | Stereotactic Systems, Biopsy, | 2853 | HOLOGIC INCORPORATED | BREVARA | 1 | 144D21001A | UV IMAGING ADMINISTRATION | Unspecified | Non Life Support | IES | ASP_GE | 71 | 5 | 0 | 2019-02-17 | Canyons/Desert
15400-Intermountain Medical Center | 21501 | Mammography | 15400-Intermountain Medical Center | 21501-Mammography | 15400~000000030125 | 822657 | BVA00113 | IHMCHHLGMA9 | 17-833 | Stereotactic Systems, Biopsy, | Stereotactic Systems, Biopsy, | 2858 | HOLOGIC INCORPORATED | BREVARA | 1 | 154D21501A | IM MAMMOGRAPHY GLL2 | Unspecified | Non Life Support | IES | ASP_GE | 85 | 5 | 0 | 2017-12-05 | Canyons/Desert
12500-Delta Community Hospital | 21101 | Radiology | 12500-Delta Community Hospital | 21101-Radiology | 12500~000000000267 | 394427 | 435864CT | 435864CT | 13-469 | Scanning Systems, Computed Tom | CT | 1625 | GE HEALTHCARE | BRIGHTSPEED ELITE | 1 | 125D21101A | DL XRAY | Radiol Radiology | Life Support / High Risk | IES | ASP_GE | 185 | 5 | 0 | 2009-08-26 | Canyons/Desert
12700-Fillmore Community Hospital | 21401 | Computed Tomography - CT | 12700-Fillmore Community Hospital | 21101-Radiology | 12700~000000000187 | 490142 | 291316HM8 | 435743CT2 | 13-469 | Scanning Systems, Computed Tom | CT | 1635 | GE HEALTHCARE | BRIGHTSPEED ELITE | 1 | 127D21101A | FL RADIOLOGY | Common Area | Life Support / High Risk | IES | ASP_GE | 153 | 5 | 0 | 2012-04-27 | Canyons/Desert
14400-Utah Valley Hospital | 25501 | Radiation Center | 14400-Utah Valley Hospital | 25501-Radiation Center | 14400~000000007170 | 490127 | 7765 | IHUVHPHLCT | 13-469 | Scanning Systems, Computed Tom | CT | 1683 | PHILIPS HEALTHCARE | BRILLIANCE BIG BORE ONCOLOGY | 1 | 144D25501A | UV RADIATION ONCOLOGY | OPRadOnc Common Area | Life Support / High Risk | IES | ASP_GE | 152 | 5 | 0 | 2012-05-31 | Canyons/Desert
40000-Intermountain Medical Group | 74154 | Utah Valley Phys Med and Rehab | 40000-Intermountain Medical Group | 74154-Utah Valley Phys Med and Rehab | 40000~000000022682 | 826193 | BB2SS1700047HL | BB2SS1700047HL | 13-272 | Radiographic Units, Mobile | XR / RF | 1272 | GE HEALTHCARE | BRIVO XR285AMX | 1 | 400D74154A | MG UV PHYSICAL MED REHAB 8B | Unspecified | Life Support / High Risk | IES | ASP_GE | 84 | 7 | 0 | 2018-01-09 | Canyons/Desert
12800-LDS Hospital | 21101 | Radiology | 12800-LDS Hospital | 21102-Angiography | 12800~000000004942 | 449044 | 29103 A 2300206 | IHLDHPHLRF | 16-885 | Radiographic/Fluoroscopic Syst | XR / RF | 1318 | PHILIPS HEALTHCARE | BUCKY DIAGNOST TH CORE BLOCK | 1 | 128D21102A | LD ANGIOGRAPHY L1 | Allocated To Angio | Life Support / High Risk | IES | ASP_GE | 168 | 5 | 0 | 2011-01-08 | Canyons/Desert
13200-McKay-Dee Hospital Center | 21101 | Radiology | 13200-McKay-Dee Hospital Center | 21101-Radiology | 13200~000000006242 | 372156 | 414930/SN08000055 | IHMKHPHLXR1 | 16-885 | Radiographic/Fluoroscopic Syst | XR / RF | 1335 | PHILIPS HEALTHCARE | BUCKY DIAGNOST TH CORE BLOCK | 1 | 132D21101A | MK RADIOLOGY 1ST FLR | Quick Diagnostics | Life Support / High Risk | IES | ASP_GE | 193 | 5 | 0 | 2009-01-01 | Canyons/Desert
13800-Primary Childrens Hospital | 21101 | Radiology | 13800-Primary Childrens Hospital | 21101-Radiology | 13800~000000012786 | 353918 | SITEID#544055 | IHPCHPHLXR1 | 16-885 | Radiographic/Fluoroscopic Syst | XR / RF | 1351 | PHILIPS HEALTHCARE | BUCKY DIAGNOST TH CORE BLOCK | 1 | 138D21101A | PC MEDICAL IMAGING 1ST FLR W | Radiographic Rm 7 | Life Support / High Risk | IES | ASP_GE | 218 | 5 | 0 | 2006-12-01 | Canyons/Desert
15400-Intermountain Medical Center | 21101 | Radiology | 15400-Intermountain Medical Center | 21101-Radiology | 15400~000000006598 | 344868 | 07 01 0434 | IHMCHPHLRF3 | 16-885 | Radiographic/Fluoroscopic Syst | XR / RF | 1393 | PHILIPS HEALTHCARE | BUCKY DIAGNOST TH CORE BLOCK | 1 | 154D21101A | IM RADIOLOGY ADMI OFFICE TLL1 | BldgB L2 OutptRadCommon Area | Life Support / High Risk | IES | ASP_GE | 207 | 5 | 0 | 2007-11-01 | Canyons/Desert
15400-Intermountain Medical Center | 21101 | Radiology | 15400-Intermountain Medical Center | 21101-Radiology | 15400~000000006600 | 352147 | 07 01 0443 | IHMCHPHLRF5 | 16-885 | Radiographic/Fluoroscopic Syst | XR / RF | 1394 | PHILIPS HEALTHCARE | BUCKY DIAGNOST TH CORE BLOCK | 1 | 154D21101A | IM RADIOLOGY ADMI OFFICE TLL1 | Bldg C LL1 Radiol Common Area | Life Support / High Risk | IES | ASP_GE | 207 | 5 | 0 | 2007-11-01 | Canyons/Desert
15400-Intermountain Medical Center | 21101 | Radiology | 15400-Intermountain Medical Center | 21101-Radiology | 15400~000000006602 | 352148 | 07 01 0419 | IHMCHPHLRF6 | 16-885 | Radiographic/Fluoroscopic Syst | XR / RF | 1396 | PHILIPS HEALTHCARE | BUCKY DIAGNOST TH CORE BLOCK | 1 | 154D21101A | IM RADIOLOGY ADMI OFFICE TLL1 | Bldg C LL1 Radiol Xray Room 3 | Life Support / High Risk | IES | ASP_GE | 207 | 5 | 0 | 2007-11-01 | Canyons/Desert
15400-Intermountain Medical Center | 21101 | Radiology | 15400-Intermountain Medical Center | 21101-Radiology | 15400~000000006603 | 344865 | 359449 | IHMCHPHLRF2 | 16-885 | Radiographic/Fluoroscopic Syst | XR / RF | 1397 | PHILIPS HEALTHCARE | BUCKY DIAGNOST TH CORE BLOCK | 1 | 154D21101A | IM RADIOLOGY ADMI OFFICE TLL1 | BldgB L2 OutptRadCommon Area | Life Support / High Risk | IES | ASP_GE | 207 | 5 | 0 | 2007-11-01 | Canyons/Desert
12800-LDS Hospital | 21101 | Radiology | 12800-LDS Hospital | 21101-Radiology | 12800~000000004940 | 448957 | UNKNOWN | IHLDHPHLXR | 16-885 | Radiographic/Fluoroscopic Syst | XR / RF | 1316 | PHILIPS HEALTHCARE | BUCKY DIAGNOST VE | 1 | 128D21101A | LD RADIOLOGY L1 | Radiol L1 Common Area | Life Support / High Risk | IES | ASP_GE | 167 | 5 | 0 | 2011-02-04 | Canyons/Desert
13800-Primary Childrens Hospital | 21101 | Radiology | 13800-Primary Childrens Hospital | 21601-Ultrasound | 13800~000000007992 | 463976 | 52958133 | IHPCHPHLXR3 | 16-885 | Radiographic/Fluoroscopic Syst | XR / RF | 1352 | PHILIPS HEALTHCARE | BUCKY DIAGNOST VE | 1 | 138D21601A | PC ULT RADIOLOGY 1ST FLR W | Unspecified | Life Support / High Risk | IES | ASP_GE | 161 | 20 | 7 | 2011-08-31 | Canyons/Desert
15400-Intermountain Medical Center | 21101 | Radiology | 15400-Intermountain Medical Center | 21101-Radiology | 15400~000000006601 | 352145 | 550357 | IHMCHPHLXR1 | 16-885 | Radiographic/Fluoroscopic Syst | XR / RF | 1395 | PHILIPS HEALTHCARE | BUCKY DIAGNOST VE | 1 | 154D21101A | IM RADIOLOGY ADMI OFFICE TLL1 | Bldg C LL1 Radiol Common Area | Life Support / High Risk | IES | ASP_GE | 207 | 5 | 0 | 2007-11-01 | Canyons/Desert
11800-American Fork Hospital | 22104 | Operating Rooms | 11800-American Fork Hospital | 22104-Operating Rooms | 11800~000000001099 | 356467 | 559003 | IHAFHPHLCA | 11-758 | Radiographic/Fluoroscopic Unit | XR / RF | 1441 | PHILIPS HEALTHCARE | BV PULSERA | 1 | 118D22104A | AF OPERATING ROOM | Standby O.R. | Life Support / High Risk | IES | ASP_GE | 202 | 5 | 0 | 2008-03-19 | Canyons/Desert
13400-Orem Community Hospital | 21201 | Magnetic Res Imaging - MRI | 13400-Orem Community Hospital | 21201-Magnetic Res Imaging - MRI | 13400~000000001816 | 817689 | FK00551 | IHOCHPHLCA | 11-758 | Radiographic/Fluoroscopic Unit | XR / RF | 1499 | PHILIPS HEALTHCARE | BV PULSERA | 1 | 134D21201A | OR IMAGING CENTER OREM | Unspecified | Life Support / High Risk | IES | ASP_GE | 93 | 5 | 0 | 2017-04-17 | Canyons/Desert
13800-Primary Childrens Hospital | 21101 | Radiology | 13800-Primary Childrens Hospital | 21101-Radiology | 13800~000000005603 | 346915 | 002106 | IHPCHPHLCA1 | 11-758 | Radiographic/Fluoroscopic Unit | XR / RF | 1503 | PHILIPS HEALTHCARE | BV PULSERA | 1 | 138D21101A | PC MEDICAL IMAGING 1ST FLR W | Ultrasound 1D158 | Life Support / High Risk | IES | ASP_GE | 205 | 5 | 0 | 2008-01-01 | Canyons/Desert
14300-Park City Hospital | 21101 | Radiology | 14300-Park City Hospital | 21101-Radiology | 14300~000000000450 | 440401 | 820 | IHPCHPHLCA4 | 11-758 | Radiographic/Fluoroscopic Unit | XR / RF | 1524 | PHILIPS HEALTHCARE | BV PULSERA | 1 | 143D21101A | PK XRAY RADIOLOGY | Radiol Common Area | Life Support / High Risk | IES | ASP_GE | 184 | 5 | 0 | 2009-09-26 | Canyons/Desert
15400-Intermountain Medical Center | 21101 | Radiology | 15400-Intermountain Medical Center | 21101-Radiology | 15400~000000013109 | 348898 | 001690 | IHMCHPHLCA6 | 11-758 | Radiographic/Fluoroscopic Unit | XR / RF | 1552 | PHILIPS HEALTHCARE | BV PULSERA | 1 | 154D21101A | IM RADIOLOGY ADMI OFFICE TLL1 | Orange C-Arm | Life Support / High Risk | IES | ASP_GE | 205 | 5 | 0 | 2007-12-06 | Canyons/Desert
15400-Intermountain Medical Center | 21101 | Radiology | 15400-Intermountain Medical Center | 21101-Radiology | 15400~000000013112 | 347649 | 001659 | IHMCHPHLCA3 | 11-758 | Radiographic/Fluoroscopic Unit | XR / RF | 1553 | PHILIPS HEALTHCARE | BV PULSERA | 1 | 154D21101A | IM RADIOLOGY ADMI OFFICE TLL1 | Bldg C LL1 Radiol Common Area | Life Support / High Risk | IES | ASP_GE | 205 | 5 | 0 | 2007-12-06 | Canyons/Desert
15400-Intermountain Medical Center | 21101 | Radiology | 15400-Intermountain Medical Center | 21101-Radiology | 15400~000000013113 | 345278 | 001689 | IHMCHPHLCA2 | 11-758 | Radiographic/Fluoroscopic Unit | XR / RF | 1554 | PHILIPS HEALTHCARE | BV PULSERA | 1 | 154D21101A | IM RADIOLOGY ADMI OFFICE TLL1 | Green C-Arm | Life Support / High Risk | IES | ASP_GE | 205 | 5 | 0 | 2007-12-06 | Canyons/Desert
38500-Provo Surgery Center | 22203 | Surgical Center | 38500-Provo Surgery Center | 22203-Surgical Center | 38500~000000000001 | 338238 | 001497 | IHUVHPHLCA2 | 11-758 | Radiographic/Fluoroscopic Unit | XR / RF | 1582 | PHILIPS HEALTHCARE | BV PULSERA | 1 | 385D22203A | PVASC SURGICAL CENTER | Unspecified | Life Support / High Risk | IES | ASP_GE | 194 | 5 | 0 | 2008-11-30 | Canyons/Desert
40000-Intermountain Medical Group | 74079 | Intrmtn Urological Institute | 40000-Intermountain Medical Group | 74079-Intrmtn Urological Institute | 40000~000000004634 | 369838 | 000237 | IHMCHPHLCA7 | 11-758 | Radiographic/Fluoroscopic Unit | XR / RF | 1595 | PHILIPS HEALTHCARE | BV PULSERA | 1 | 400D74079A | MG UROLOGICAL INST STE 720 | Unspecified | Life Support / High Risk | IES | ASP_GE | 192 | 5 | 0 | 2009-01-13 | Canyons/Desert
36900-Logan Surgery Center LLC | 22203 | Surgical Center | 36900-Logan Surgery Center LLC | 22203-Surgical Center | 36900~000000000299 | 911010 | ST319445 |  | 15-976 | Scanning Systems, Ultrasonic, | UltraSound | 2587 | VERATHON INCORPORATED | BVI 6100 | 1 | 369D22203A | LS LOGAN SURGERY CENTER | Nurse Station | Non Life Support | LRH_CE | LRHCREW1CE | 2 | 5 | 5 | 2024-11-14 | Canyons/Desert
40000-Intermountain Medical Group | 74172 | Budge Clinic Surg Specialists | 40000-Intermountain Medical Group | 74172-Budge Clinic Surg Specialists | 40000~000000005448 | 457761 | B5001347/PB001348 |  | 18-143 | Scanning Systems, Ultrasonic, | UltraSound | 2747 | VERATHON INCORPORATED | BVM | 1 | 400D74172A | MG BUDGE CL ALLERGY | Common Areas | Life Support / High Risk |  |  | 174 | 5 | 0 | 2010-07-29 | Canyons/Desert
13800-Primary Childrens Hospital | 10081 | Pediatric Intensive Care | 13800-Primary Childrens Hospital | 10081-Pediatric Intensive Care | 13800~000000018233 | 513063 | 03FT3W |  | 14-121 | Transducers, Ultrasonic | Transducers | 3571 | FUJIFILM | C11X | 1 | 138D10081A | PC PICU L2 | Common Area | Run to Fail | IES | ASP_GE | 149 | 5 | 0 | 2012-08-21 | Canyons/Desert
13200-McKay-Dee Hospital Center | 70519 | Maternal Fetal Medicine | 13200-McKay-Dee Hospital Center | 70519-Maternal Fetal Medicine | 13200~000000025715 | 903043 | 116641YP2 |  | 14-121 | Transducers, Ultrasonic | Transducers | 3556 | GENERAL ELECTRIC COMPANY | C1-5 | 1 | 132D70519A | MK MATERNAL FETAL MED 4TH FLR | Unspecified | Run to Fail | MKDHC_CE | MKDCREW2CE | 25 | 5 | 3 | 2022-12-21 | Canyons/Desert
11300-Supply Chain Organization | 21003 | Imaging Equipment Services | 12600-St George Regional Hospital | 21101-Radiology | 11300~000000007870 | 491204 | 99405YP3 |  | 14-121 | Transducers, Ultrasonic | Transducers | 3300 | GE HEALTHCARE | C1-5-D | 1 | 126D21101A | SG RADIOLOGY | Common Area | Run to Fail |  |  | 148 | 5 | 0 | 2012-09-05 | Canyons/Desert
12200-Cassia Regional Hospital | 21601 | Ultrasound | 12200-Cassia Regional Hospital | 21101-Radiology | 12200~000000001217 | 487828 | 53190YP5 |  | 14-121 | Transducers, Ultrasonic | Transducers | 3335 | GE HEALTHCARE | C1-5-D | 1 | 122D21101A | CA RADIOLOGY | Common Areas | Run to Fail |  |  | 156 | 5 | 0 | 2012-01-10 | Canyons/Desert
13200-McKay-Dee Hospital Center | 70519 | Maternal Fetal Medicine | 13200-McKay-Dee Hospital Center | 70519-Maternal Fetal Medicine | 13200~000000009608 | 490070 | 116641YP2 |  | 14-121 | Transducers, Ultrasonic | Transducers | 3553 | GE HEALTHCARE | C1-5-D | 1 | 132D70519A | MK MATERNAL FETAL MED 4TH FLR | Common Area | Run to Fail | IES | ASP_GE | 139 | 5 | 0 | 2013-06-20 | Canyons/Desert
13200-McKay-Dee Hospital Center | 70519 | Maternal Fetal Medicine | 13200-McKay-Dee Hospital Center | 70519-Maternal Fetal Medicine | 13200~000000025732 | 903020 | 1024814WX4 |  | 14-121 | Transducers, Ultrasonic | Transducers | 3560 | GE HEALTHCARE | C1-5-D | 1 | 132D70519A | MK MATERNAL FETAL MED 4TH FLR | Unspecified | Run to Fail | MKDHC_CE | MKDCREW2CE | 25 | 15.25 | 13.25 | 2022-12-21 | Canyons/Desert
13200-McKay-Dee Hospital Center | 70519 | Maternal Fetal Medicine | 13200-McKay-Dee Hospital Center | 70519-Maternal Fetal Medicine | 13200~000000025736 | 903036 | 187531YP9 |  | 14-121 | Transducers, Ultrasonic | Transducers | 3564 | GE HEALTHCARE | C1-5-D | 1 | 132D70519A | MK MATERNAL FETAL MED 4TH FLR | Unspecified | Run to Fail | MKDHC_CE | MKDCREW2CE | 25 | 15.25 | 13.25 | 2022-12-21 | Canyons/Desert
13800-Primary Childrens Hospital | 21601 | Ultrasound | 13800-Primary Childrens Hospital | 21601-Ultrasound | 13800~000000007606 | 487782 | 52970YP1 |  | 14-121 | Transducers, Ultrasonic | Transducers | 3588 | GE HEALTHCARE | C1-5-D | 1 | 138D21601A | PC ULT RADIOLOGY 1ST FLR W | Us 3 | Run to Fail |  |  | 172 | 5 | 0 | 2010-09-28 | Canyons/Desert
14200-Sevier Valley Hospital | 21101 | Radiology | 14200-Sevier Valley Hospital | 21101-Radiology | 14200~000000000697 | 487880 | 54900YP6 | E436890 | 14-121 | Transducers, Ultrasonic | Transducers | 3615 | GE HEALTHCARE | C1-5-D | 1 | 142D21101A | SV RADIOLOGY | Us 1 | Run to Fail | IES | ASP_GE | 156 | 5 | 0 | 2012-01-10 | Canyons/Desert
12200-Cassia Regional Hospital | 20101 | Emergency Department | 12200-Cassia Regional Hospital | 20101-Emergency Department | 12200~000000003346 | 887483 | 856400WX7 |  | 14-121 | Transducers, Ultrasonic | Transducers | 3331 | GE HEALTHCARE | C1-5-RS | 1 | 122D20101A | CA EMERGENCY ROOM | Common Area | Run to Fail | IES | ASP_GE | 38 | 5 | 2 | 2021-11-08 | Canyons/Desert
13200-McKay-Dee Hospital Center | 10011 | Intensive Care Unit | 13200-McKay-Dee Hospital Center | 10011-Intensive Care Unit | 13200~000000025958 | 907229 | 12148WX9 |  | 14-121 | Transducers, Ultrasonic | Transducers | 3419 | GE HEALTHCARE | C1-5-RS | 1 | 132D10011A | MK ICU 2ND FLR | Common Area | Run to Fail | IES | ASP_GE | 22 | 5 | 3 | 2023-03-04 | Canyons/Desert
13200-McKay-Dee Hospital Center | 20101 | Emergency Department | 13200-McKay-Dee Hospital Center | 20101-Emergency Department | 13200~000000026254 | 909946 | 1240994WX2 |  | 14-121 | Transducers, Ultrasonic | Transducers | 3435 | GE HEALTHCARE | C1-5-RS | 1 | 132D20101A | MK ER 1ST FLR | Common Area | Run to Fail | IES | ASP_GE | 19 | 5 | 3 | 2023-06-29 | Canyons/Desert
36900-Logan Surgery Center LLC | 22203 | Surgical Center | 36900-Logan Surgery Center LLC | 22203-Surgical Center | 36900~000000000060 | 887450 | 1016709WX6 |  | 14-121 | Transducers, Ultrasonic | Transducers | 3713 | GE HEALTHCARE | C1-5-RS | 1 | 369D22203A | LS LOGAN SURGERY CENTER | Nurse Station | Run to Fail | LRH_CE | LRHCREW1CE | 38 | 0 | 0 | 2021-11-05 | Canyons/Desert
40000-Intermountain Medical Group | 73072 | Layton Clinic | 40000-Intermountain Medical Group | 73072-Layton Clinic | 40000~000000032863 | 912328 | 1269216WX6 |  | 14-121 | Transducers, Ultrasonic | Transducers | 3720 | GE HEALTHCARE | C1-5-RS | 1 | 400D73072A | MG LAYTON CLINIC | Family Practice 2nd So Ex 4 | Run to Fail | IES | ASP_GE | 16 | 5 | 4 | 2023-09-20 | Canyons/Desert
13200-McKay-Dee Hospital Center | 21601 | Ultrasound | 13200-McKay-Dee Hospital Center | 21601-Ultrasound | 13200~000000023141 | 871731 | 316623YP8 |  | 14-121 | Transducers, Ultrasonic | Transducers | 3521 | GE HEALTHCARE | C1-6 | 1 | 132D21601A | MK ULTRASOUND 1ST FLR | Common Area | Run to Fail | MKDHC_CE | MKDCREW9CE | 50 | 5 | 1 | 2020-11-17 | Canyons/Desert
13200-McKay-Dee Hospital Center | 21601 | Ultrasound | 13200-McKay-Dee Hospital Center | 21601-Ultrasound | 13200~000000023142 | 871732 | 237275YP3 |  | 14-121 | Transducers, Ultrasonic | Transducers | 3522 | GE HEALTHCARE | C1-6 | 1 | 132D21601A | MK ULTRASOUND 1ST FLR | Common Area | Run to Fail | MKDHC_CE | MKDCREW9CE | 50 | 5 | 1 | 2020-11-17 | Canyons/Desert
13200-McKay-Dee Hospital Center | 21601 | Ultrasound | 13200-McKay-Dee Hospital Center | 21601-Ultrasound | 13200~000000023545 | 749855 | 375682YP2 |  | 14-121 | Transducers, Ultrasonic | Transducers | 3530 | GE HEALTHCARE | C1-6 | 1 | 132D21601A | MK ULTRASOUND 1ST FLR | Common Area | Run to Fail | MKDHC_CE | MKDCREW9CE | 47 | 5 | 1 | 2021-02-03 | Canyons/Desert
13200-McKay-Dee Hospital Center | 21601 | Ultrasound | 13200-McKay-Dee Hospital Center | 21601-Ultrasound | 13200~000000023600 | 878261 | 373327YP6 |  | 14-121 | Transducers, Ultrasonic | Transducers | 3531 | GE HEALTHCARE | C1-6 | 1 | 132D21601A | MK ULTRASOUND 1ST FLR | Common Area | Run to Fail | MKDHC_CE | MKDCREW9CE | 47 | 5 | 1 | 2021-02-18 | Canyons/Desert
40000-Intermountain Medical Group | 74268 | Vascular and Vein - McKay-Dee | 40000-Intermountain Medical Group | 74268-Vascular and Vein - McKay-Dee | 40000~000000031467 | 903015 | 351640YP8 |  | 14-121 | Transducers, Ultrasonic | Transducers | 3739 | GE HEALTHCARE | C1-6 | 1 | 400D74268A | MG VASCULAR AND VEIN MCKAY DEE | Unspecified | Run to Fail | IES | ASP_GE | 25 | 5 | 3 | 2022-12-21 | Canyons/Desert
12900-Layton Hospital | 21001 | Imaging Administration | 12900-Layton Hospital | 21001-Imaging Administration | 12900~000000005322 | 902579 | 437900YP4 |  | 14-121 | Transducers, Ultrasonic | Transducers | 3399 | GE HEALTHCARE | C1-6-D | 1 | 129D21001A | LA IMAGING ADMINISTRATION | Unspecified | Run to Fail | IES | IESCREWSC | 25 | 5 | 3 | 2022-12-12 | Canyons/Desert
13000-Logan Regional Hospital | 70519 | Maternal Fetal Medicine | 13000-Logan Regional Hospital | 70519-Maternal Fetal Medicine | 13000~000000011068 | 886711 | 385317YP3 |  | 14-121 | Transducers, Ultrasonic | Transducers | 3416 | GE HEALTHCARE | C1-6-D | 1 | 130D70519A | LO MATERNAL FETAL MEDICINE | Unspecified | Run to Fail | LRH_CE | LRHCREW2CE | 39 | 5 | 2 | 2021-10-11 | Canyons/Desert
13200-McKay-Dee Hospital Center | 21601 | Ultrasound | 13200-McKay-Dee Hospital Center | 21601-Ultrasound | 13200~000000023145 | 871736 | 295277YP8 |  | 14-121 | Transducers, Ultrasonic | Transducers | 3525 | GE HEALTHCARE | C1-6-D | 1 | 132D21601A | MK ULTRASOUND 1ST FLR | Common Area | Run to Fail | MKDHC_CE | MKDCREW9CE | 50 | 5 | 1 | 2020-11-17 | Canyons/Desert
13200-McKay-Dee Hospital Center | 21601 | Ultrasound | 13200-McKay-Dee Hospital Center | 21601-Ultrasound | 13200~000000024109 | 883755 | 393230YP8 |  | 14-121 | Transducers, Ultrasonic | Transducers | 3534 | GE HEALTHCARE | C1-6-D | 1 | 132D21601A | MK ULTRASOUND 1ST FLR | Unspecified | Run to Fail | MKDHC_CE | MKDCREW9CE | 43 | 5 | 1 | 2021-06-29 | Canyons/Desert
13200-McKay-Dee Hospital Center | 70519 | Maternal Fetal Medicine | 13200-McKay-Dee Hospital Center | 70519-Maternal Fetal Medicine | 13200~000000025728 | 903014 | 5418916 |  | 14-121 | Transducers, Ultrasonic | Transducers | 3557 | GE HEALTHCARE | C1-6-D | 1 | 132D70519A | MK MATERNAL FETAL MED 4TH FLR | Common Area | Run to Fail | MKDHC_CE | MKDCREW2CE | 26 | 5 | 3 | 2022-11-28 | Canyons/Desert
13200-McKay-Dee Hospital Center | 70519 | Maternal Fetal Medicine | 13200-McKay-Dee Hospital Center | 70519-Maternal Fetal Medicine | 13200~000000026512 | 912337 | 466799YP4 |  | 14-121 | Transducers, Ultrasonic | Transducers | 3569 | GE HEALTHCARE | C1-6-D | 1 | 132D70519A | MK MATERNAL FETAL MED 4TH FLR | Common Area | Run to Fail | MKDHC_CE | MKDCREW2CE | 16 | 5 | 4 | 2023-09-20 | Canyons/Desert
40000-Intermountain Medical Group | 74267 | Vascular and Vein - IMED | 40000-Intermountain Medical Group | 74267-Vascular and Vein - IMED | 40000~000000035024 | 928044 | 513630YP4 |  | 14-121 | Transducers, Ultrasonic | Transducers | 3735 | GE HEALTHCARE | C1-6-D | 1 | 400D74267A | MG VASCULAR VEIN IMED | Unspecified | Run to Fail | MG_SLV_CE | NORTH | 2 | 5 | 5 | 2024-11-08 | Canyons/Desert
40000-Intermountain Medical Group | 74294 | Layton PW MFM | 40000-Intermountain Medical Group | 74294-Layton PW MFM | 40000~000000031541 | 903814 | 410734YP8 |  | 14-121 | Transducers, Ultrasonic | Transducers | 3747 | GE HEALTHCARE | C1-6-D | 1 | 400D74294A | MG LA PW MATERNAL FETAL MED | Unspecified | Run to Fail | IES | ASP_GE | 24 | 5 | 3 | 2023-01-04 | Canyons/Desert
44000-Saltzer Medical Group Inc | 79715 | Ten Mile Imaging | 44000-Saltzer Medical Group Inc | 79715-Ten Mile Imaging | 44000~000000001849 | 908228 | 456244YP3 |  | 14-121 | Transducers, Ultrasonic | Transducers | 3753 | GE HEALTHCARE | C1-6-D | 1 | 440D79715A | SZ TEN MILE IMAGING | Unspecified | Run to Fail | CRMC_CE | CASSIACRW6 | 20 | 5 | 3 | 2023-05-05 | Canyons/Desert
13000-Logan Regional Hospital | 70519 | Maternal Fetal Medicine | 13000-Logan Regional Hospital | 70519-Maternal Fetal Medicine | 13000~000000011067 | 886710 | 381398YP7 |  | 14-121 | Transducers, Ultrasonic | Transducers | 3415 | GE HEALTHCARE | C2-9-D | 1 | 130D70519A | LO MATERNAL FETAL MEDICINE | Unspecified | Run to Fail | LRH_CE | LRHCREW2CE | 39 | 5 | 2 | 2021-10-11 | Canyons/Desert
13200-McKay-Dee Hospital Center | 21601 | Ultrasound | 13200-McKay-Dee Hospital Center | 21601-Ultrasound | 13200~000000023148 | 871739 | 315901YP9 |  | 14-121 | Transducers, Ultrasonic | Transducers | 3528 | GE HEALTHCARE | C2-9-D | 1 | 132D21601A | MK ULTRASOUND 1ST FLR | Common Area | Run to Fail | MKDHC_CE | MKDCREW9CE | 50 | 5 | 1 | 2020-11-17 | Canyons/Desert
13200-McKay-Dee Hospital Center | 21601 | Ultrasound | 13200-McKay-Dee Hospital Center | 21601-Ultrasound | 13200~000000023149 | 871740 | 236203YP6 |  | 14-121 | Transducers, Ultrasonic | Transducers | 3529 | GE HEALTHCARE | C2-9-D | 1 | 132D21601A | MK ULTRASOUND 1ST FLR | Common Area | Run to Fail | MKDHC_CE | MKDCREW9CE | 50 | 5 | 1 | 2020-11-17 | Canyons/Desert
13200-McKay-Dee Hospital Center | 21601 | Ultrasound | 13200-McKay-Dee Hospital Center | 21601-Ultrasound | 13200~000000024110 | 883754 | 389845YP9 |  | 14-121 | Transducers, Ultrasonic | Transducers | 3535 | GE HEALTHCARE | C2-9-D | 1 | 132D21601A | MK ULTRASOUND 1ST FLR | Unspecified | Run to Fail | MKDHC_CE | MKDCREW9CE | 43 | 5 | 1 | 2021-06-29 | Canyons/Desert
13200-McKay-Dee Hospital Center | 70519 | Maternal Fetal Medicine | 13200-McKay-Dee Hospital Center | 70519-Maternal Fetal Medicine | 13200~000000025729 | 903016 | 431614YP7 |  | 14-121 | Transducers, Ultrasonic | Transducers | 3558 | GE HEALTHCARE | C2-9-D | 1 | 132D70519A | MK MATERNAL FETAL MED 4TH FLR | Unspecified | Run to Fail | MKDHC_CE | MKDCREW2CE | 26 | 5 | 3 | 2022-11-28 | Canyons/Desert
13200-McKay-Dee Hospital Center | 70519 | Maternal Fetal Medicine | 13200-McKay-Dee Hospital Center | 70519-Maternal Fetal Medicine | 13200~000000025733 | 903031 | 278560YP8 |  | 14-121 | Transducers, Ultrasonic | Transducers | 3561 | GE HEALTHCARE | C2-9-D | 1 | 132D70519A | MK MATERNAL FETAL MED 4TH FLR | Unspecified | Run to Fail | MKDHC_CE | MKDCREW2CE | 25 | 5 | 3 | 2022-12-21 | Canyons/Desert
13200-McKay-Dee Hospital Center | 70519 | Maternal Fetal Medicine | 13200-McKay-Dee Hospital Center | 70519-Maternal Fetal Medicine | 13200~000000026511 | 912336 | 465347YP3 |  | 14-121 | Transducers, Ultrasonic | Transducers | 3568 | GE HEALTHCARE | C2-9-D | 1 | 132D70519A | MK MATERNAL FETAL MED 4TH FLR | Common Area | Run to Fail | MKDHC_CE | MKDCREW2CE | 16 | 5 | 4 | 2023-09-20 | Canyons/Desert
40000-Intermountain Medical Group | 74294 | Layton PW MFM | 40000-Intermountain Medical Group | 74294-Layton PW MFM | 40000~000000031542 | 903815 | 411562YP2 |  | 14-121 | Transducers, Ultrasonic | Transducers | 3748 | GE HEALTHCARE | C2-9-D | 1 | 400D74294A | MG LA PW MATERNAL FETAL MED | Unspecified | Run to Fail | IES | ASP_GE | 24 | 5 | 3 | 2023-01-04 | Canyons/Desert
13200-McKay-Dee Hospital Center | 21601 | Ultrasound | 13200-McKay-Dee Hospital Center | 21601-Ultrasound | 13200~000000023147 | 871738 | 238538YP3 |  | 14-121 | Transducers, Ultrasonic | Transducers | 3527 | GE HEALTHCARE | C3-10 | 1 | 132D21601A | MK ULTRASOUND 1ST FLR | Common Area | Run to Fail | MKDHC_CE | MKDCREW9CE | 50 | 5 | 1 | 2020-11-17 | Canyons/Desert
12600-St George Regional Hospital | 21101 | Radiology | 12600-St George Regional Hospital | 21101-Radiology | 12600~000000011550 | 491206 | 129751PD4 |  | 14-121 | Transducers, Ultrasonic | Transducers | 3352 | GE HEALTHCARE | C4-8-D | 1 | 126D21101A | SG RADIOLOGY | Common Area | Run to Fail |  |  | 198 | 5 | 0 | 2008-07-10 | Canyons/Desert
13200-McKay-Dee Hospital Center | 70519 | Maternal Fetal Medicine | 13200-McKay-Dee Hospital Center | 70519-Maternal Fetal Medicine | 13200~000000009607 | 490069 | 137557PD5 |  | 14-121 | Transducers, Ultrasonic | Transducers | 3552 | GE HEALTHCARE | C4-8-D | 1 | 132D70519A | MK MATERNAL FETAL MED 4TH FLR | Common Area | Run to Fail | IES | ASP_GE | 139 | 5 | 0 | 2013-06-20 | Canyons/Desert
13200-McKay-Dee Hospital Center | 70519 | Maternal Fetal Medicine | 13200-McKay-Dee Hospital Center | 70519-Maternal Fetal Medicine | 13200~000000025619 | 903039 | 137557PD5 |  | 14-121 | Transducers, Ultrasonic | Transducers | 3555 | GE HEALTHCARE | C4-8-D | 1 | 132D70519A | MK MATERNAL FETAL MED 4TH FLR | Unspecified | Run to Fail | MKDHC_CE | MKDCREW2CE | 25 | 15.25 | 13.25 | 2022-12-21 | Canyons/Desert
13200-McKay-Dee Hospital Center | 70519 | Maternal Fetal Medicine | 13200-McKay-Dee Hospital Center | 70519-Maternal Fetal Medicine | 13200~000000025737 | 903037 | 172525PD8 |  | 14-121 | Transducers, Ultrasonic | Transducers | 3565 | GE HEALTHCARE | C4-8-D | 1 | 132D70519A | MK MATERNAL FETAL MED 4TH FLR | Unspecified | Run to Fail | MKDHC_CE | MKDCREW2CE | 25 | 15.25 | 13.25 | 2022-12-21 | Canyons/Desert
12000-Bear River Valley Hospital | 21001 | Imaging Administration | 12000-Bear River Valley Hospital | 21101-Radiology | 12000~000000001618 | 875446 | F00QB6 |  | 14-121 | Transducers, Ultrasonic | Transducers | 3327 | PHILIPS HEALTHCARE | C5-1 | 1 | 120D21101A | BR RADIOLOGY | Unspecified | Run to Fail | BRV_CE | BRVCREW2CE | 48 | 5 | 1 | 2021-01-06 | Canyons/Desert
12600-St George Regional Hospital | 21601 | Ultrasound | 12600-St George Regional Hospital | 21601-Ultrasound | 12600~000000011567 | 491199 | B03KXT |  | 14-121 | Transducers, Ultrasonic | Transducers | 3357 | PHILIPS HEALTHCARE | C5-1 | 1 | 126D21601B | SG ULT SOUND RADIO HLTH CTR RR | Common Area | Run to Fail |  |  | 156 | 5 | 0 | 2012-01-23 | Canyons/Desert
13200-McKay-Dee Hospital Center | 20603 | Vascular Lab | 13200-McKay-Dee Hospital Center | 20603-Vascular Lab | 13200~000000023606 | 878267 | B1QWLJ |  | 14-121 | Transducers, Ultrasonic | Transducers | 3485 | PHILIPS HEALTHCARE | C5-1 | 1 | 132D20603A | MK VASCULAR LAB 3RD FLR | Common Area | Run to Fail | MKDHC_CE | MKDCREW1CE | 47 | 5 | 1 | 2021-02-18 | Canyons/Desert
14600-Cedar City Hospital | 21601 | Ultrasound | 14600-Cedar City Hospital | 21601-Ultrasound | 14600~000000002101 | 487868 | 033DYM | E380333 | 14-121 | Transducers, Ultrasonic | Transducers | 3653 | PHILIPS HEALTHCARE | C5-1 | 1 | 146D21601A | CC ULTRASOUND | Common Area | Run to Fail | IES | ASP_GE | 156 | 5 | 0 | 2012-01-10 | Canyons/Desert
12600-St George Regional Hospital | 20602 | Electrocardiology - EKG | 12600-St George Regional Hospital | 20602-Electrocardiology - EKG | 12600~000000008685 | 457233 | 035ZQP | 035ZQP | 14-121 | Transducers, Ultrasonic | Transducers | 3350 | PHILIPS HEALTHCARE | C5-1 PROBE | 1 | 126D20602A | SG EKG RR 1ST FLOOR | EKG | Run to Fail | IES | ASP_GE | 164 | 5 | 0 | 2011-05-23 | Canyons/Desert
12600-St George Regional Hospital | 20602 | Electrocardiology - EKG | 12600-St George Regional Hospital | 20602-Electrocardiology - EKG | 12600~000000011545 | 457232 | 035XGV | 035XGV | 14-121 | Transducers, Ultrasonic | Transducers | 3351 | PHILIPS HEALTHCARE | C5-1 PROBE | 1 | 126D20602A | SG EKG RR 1ST FLOOR | EKG | Run to Fail | IES | ASP_GE | 164 | 5 | 0 | 2011-05-23 | Canyons/Desert
12800-LDS Hospital | 20602 | Electrocardiology - EKG | 12800-LDS Hospital | 20602-Electrocardiology - EKG | 12800~000000010240 | 380524 | US10430160 | US10430160 | 14-121 | Transducers, Ultrasonic | Transducers | 3386 | PHILIPS HEALTHCARE | C5-1 PROBE | 1 | 128D20602A | LD EKG L7 | E7 EKG Cardiology-Ecg | Run to Fail | LDSH_CE | LDSCE4 | 190 | 5 | 0 | 2009-03-20 | Canyons/Desert
12800-LDS Hospital | 20603 | Vascular Lab | 12800-LDS Hospital | 20602-Electrocardiology - EKG | 12800~000000002771 | 380525 | 028NZW | IHLDHPHLUS3 | 14-121 | Transducers, Ultrasonic | Transducers | 3387 | PHILIPS HEALTHCARE | C5-1 PROBE | 1 | 128D20602A | LD EKG L7 | E7 EKG Cardiology-Ecg | Run to Fail | IES | ASP_GE | 249 | 5 | 0 | 2004-04-08 | Canyons/Desert
12800-LDS Hospital | 20603 | Vascular Lab | 12800-LDS Hospital | 20602-Electrocardiology - EKG | 12800~000000003869 | 380527 | 033W2Q | IHLDHPHLUS4 | 14-121 | Transducers, Ultrasonic | Transducers | 3388 | PHILIPS HEALTHCARE | C5-1 PROBE | 1 | 128D20602A | LD EKG L7 | E7 EKG Cardiology-Ecg | Run to Fail | IES | ASP_GE | 213 | 10 | 0 | 2007-04-04 | Canyons/Desert
13200-McKay-Dee Hospital Center | 20603 | Vascular Lab | 13200-McKay-Dee Hospital Center | 20603-Vascular Lab | 13200~000000023419 | 871534 | B10TBF |  | 14-121 | Transducers, Ultrasonic | Transducers | 3471 | PHILIPS HEALTHCARE | C5-1 PROBE | 1 | 132D20603A | MK VASCULAR LAB 3RD FLR | Vascular 1 | Run to Fail | MKDHC_CE | MKDCREW1CE | 50 | 5 | 1 | 2020-11-09 | Canyons/Desert
13200-McKay-Dee Hospital Center | 20603 | Vascular Lab | 13200-McKay-Dee Hospital Center | 20603-Vascular Lab | 13200~000000023420 | 871535 | B1D3GY |  | 14-121 | Transducers, Ultrasonic | Transducers | 3472 | PHILIPS HEALTHCARE | C5-1 PROBE | 1 | 132D20603A | MK VASCULAR LAB 3RD FLR | Vascular 2 | Run to Fail | MKDHC_CE | MKDCREW1CE | 50 | 5 | 1 | 2020-11-09 | Canyons/Desert
14400-Utah Valley Hospital | 20602 | Electrocardiology - EKG | 14400-Utah Valley Hospital | 20602-Electrocardiology - EKG | 14400~000000004563 | 449228 | 031K4M | IHUVHPHLUS9 | 14-121 | Transducers, Ultrasonic | Transducers | 3630 | PHILIPS HEALTHCARE | C5-1 PROBE | 1 | 144D20602A | UV ELECTRO EKG | Unspecified | Run to Fail | IES | ASP_GE | 177 | 5 | 0 | 2010-05-01 | Canyons/Desert
14400-Utah Valley Hospital | 20602 | Electrocardiology - EKG | Unspecified-Unspecified | __NOT_APPLICABLE__-Unspecified | 14400~000000005865 | 449227 | 03GZ25 | IHUVHPHLUS2 | 14-121 | Transducers, Ultrasonic | Transducers | 3632 | PHILIPS HEALTHCARE | C5-1 PROBE | 1 | Unspecified | Unspecified | Unspecified | Run to Fail | IES | ASP_GE | 178 | 5 | 0 | 2010-03-02 | Canyons/Desert
14400-Utah Valley Hospital | 22104 | Operating Rooms | 14400-Utah Valley Hospital | 22104-Operating Rooms | 14400~000000004607 | 449210 | BOH73V | IHUVHPHLUS26 | 14-121 | Transducers, Ultrasonic | Transducers | 3639 | PHILIPS HEALTHCARE | C5-1 PROBE | 1 | 144D22104A | UV OPERATING ROOM | Operating Rm | Run to Fail | IES | ASP_GE | 203 | 5 | 0 | 2008-03-01 | Canyons/Desert
14400-Utah Valley Hospital | 22104 | Operating Rooms | 14400-Utah Valley Hospital | 22104-Operating Rooms | 14400~000000005549 | 449225 | B0469K | IHUVHPHLUS27 | 14-121 | Transducers, Ultrasonic | Transducers | 3640 | PHILIPS HEALTHCARE | C5-1 PROBE | 1 | 144D22104A | UV OPERATING ROOM | Operating Rm | Run to Fail | IES | ASP_GE | 203 | 5 | 0 | 2008-03-01 | Canyons/Desert
14400-Utah Valley Hospital | 22104 | Operating Rooms | Unspecified-Unspecified | __NOT_APPLICABLE__-Unspecified | 14400~000000004610 | 449212 | 039MPN | IHUVHPHLUS3 | 14-121 | Transducers, Ultrasonic | Transducers | 3642 | PHILIPS HEALTHCARE | C5-1 PROBE | 1 | Unspecified | Unspecified | Unspecified | Run to Fail | IES | ASP_GE | 166 | 5 | 0 | 2011-03-30 | Canyons/Desert
40000-Intermountain Medical Group | 74268 | Vascular and Vein - McKay-Dee | 40000-Intermountain Medical Group | 74268-Vascular and Vein - McKay-Dee | 40000~000000031464 | 903001 | F005VMY |  | 14-121 | Transducers, Ultrasonic | Transducers | 3736 | PHILIPS HEALTHCARE | C5-1 PROBE | 1 | 400D74268A | MG VASCULAR AND VEIN MCKAY DEE | Unspecified | Run to Fail | IES | ASP_GE | 25 | 5 | 3 | 2022-12-20 | Canyons/Desert
11300-Supply Chain Organization | 21003 | Imaging Equipment Services | 11300-Supply Chain Organization | 32211-Clinical Engineering Supp Serv | 11300~000000007475 | 487815 | 01GXDM |  | 14-121 | Transducers, Ultrasonic | Transducers | 3289 | SONOSITE INCORPORATED | C60/5-2 | 1 | 113D32211A | LP CLINICAL ENGINEER SUPP SERV | Out To Vendor | Run to Fail | CESS | CESS_CREW3 | 156 | 5 | 0 | 2012-01-10 | Canyons/Desert
11600-Alta View Hospital | 20101 | Emergency Department | 11600-Alta View Hospital | 20101-Emergency Department | 11600~000000005715 | 819974 | 03Y3YQ |  | 14-121 | Transducers, Ultrasonic | Transducers | 3313 | SONOSITE INCORPORATED | C60/5-2 | 1 | 116D20101A | AV EMERGENCY ROOM | Emergency | Run to Fail | CESS | CESS_CREW3 | 126 | 5 | 0 | 2014-08-01 | Canyons/Desert
11600-Alta View Hospital | 22104 | Operating Rooms | 11600-Alta View Hospital | 22104-Operating Rooms | 11600~000000006840 | 846189 | 04GYCW |  | 14-121 | Transducers, Ultrasonic | Transducers | 3324 | SONOSITE INCORPORATED | C60/5-2 | 1 | 116D22104A | AV OPERATING ROOM | Unspecified | Run to Fail | CESS | CESS_CREW3 | 71 | 5 | 0 | 2019-02-25 | Canyons/Desert
12800-LDS Hospital | 20101 | Emergency Department | 12800-LDS Hospital | 20101-Emergency Department | 12800~000000013146 | 823047 | 03Y5FN |  | 14-121 | Transducers, Ultrasonic | Transducers | 3382 | SONOSITE INCORPORATED | C60/5-2 | 1 | 128D20101A | LD EMERGENCY ROOM L1 | Unspecified | Run to Fail | CESS | CESS_CREW3 | 86 | 5 | 0 | 2017-11-24 | Canyons/Desert
12900-Layton Hospital | 21001 | Imaging Administration | 12900-Layton Hospital | 20101-Emergency Department | 12900~000000001220 | 834498 | 04FKYT |  | 14-121 | Transducers, Ultrasonic | Transducers | 3394 | SONOSITE INCORPORATED | C60/5-2 | 1 | 129D20101A | LA EMERGENCY ROOM | Unspecified | Run to Fail | CESS | CESS_CREW3 | 78 | 5 | 0 | 2018-08-01 | Canyons/Desert
13200-McKay-Dee Hospital Center | 20101 | Emergency Department | 13200-McKay-Dee Hospital Center | 20101-Emergency Department | 13200~000000014918 | 587415 | 03Y6MC |  | 14-121 | Transducers, Ultrasonic | Transducers | 3428 | SONOSITE INCORPORATED | C60/5-2 | 1 | 132D20101A | MK ER 1ST FLR | Common Area | Run to Fail | CESS | CESS_CREW3 | 127 | 5 | 0 | 2014-06-03 | Canyons/Desert
13200-McKay-Dee Hospital Center | 21301 | Imaging Recovery | 13200-McKay-Dee Hospital Center | 21101-Radiology | 13200~000000019620 | 832627 | 04FXYK |  | 14-121 | Transducers, Ultrasonic | Transducers | 3508 | SONOSITE INCORPORATED | C60/5-2 | 1 | 132D21101A | MK RADIOLOGY 1ST FLR | Unspecified | Run to Fail | CESS | CESS_CREW3 | 78 | 5 | 0 | 2018-07-26 | Canyons/Desert
14000-Sanpete Valley Hospital | 20101 | Emergency Department | 14000-Sanpete Valley Hospital | 20101-Emergency Department | 14000~000000000930 | 840268 | 04242L |  | 14-121 | Transducers, Ultrasonic | Transducers | 3607 | SONOSITE INCORPORATED | C60/5-2 | 1 | 140D20101A | SP EMERGENCY ROOM | Common Areas | Run to Fail | CESS | CESS_CREW3 | 74 | 5 | 0 | 2018-11-19 | Canyons/Desert
15400-Intermountain Medical Center | 20101 | Emergency Department | 15400-Intermountain Medical Center | 20101-Emergency Department | 15400~000000030455 | 824038 | 045G27 |  | 14-121 | Transducers, Ultrasonic | Transducers | 3664 | SONOSITE INCORPORATED | C60/5-2 | 1 | 154D20101A | IM EMERGENCY ROOM TLL1 | Unspecified | Run to Fail | CESS | CESS_CREW3 | 127 | 5 | 0 | 2014-07-01 | Canyons/Desert
15400-Intermountain Medical Center | 20101 | Emergency Department | 15400-Intermountain Medical Center | 20101-Emergency Department | 15400~000000030456 | 824039 | 03X14P |  | 14-121 | Transducers, Ultrasonic | Transducers | 3665 | SONOSITE INCORPORATED | C60/5-2 | 1 | 154D20101A | IM EMERGENCY ROOM TLL1 | Unspecified | Run to Fail | CESS | CESS_CREW3 | 126 | 5 | 0 | 2014-07-28 | Canyons/Desert
12600-St George Regional Hospital | 21601 | Ultrasound | 12600-St George Regional Hospital | 21601-Ultrasound | 12600~000000011568 | 491200 | B03KK6 |  | 14-121 | Transducers, Ultrasonic | Transducers | 3358 | PHILIPS HEALTHCARE | C8-5 TRANSDUCER | 1 | 126D21601B | SG ULT SOUND RADIO HLTH CTR RR | Common Area | Run to Fail |  |  | 156 | 5 | 0 | 2012-01-23 | Canyons/Desert
14300-Park City Hospital | 21601 | Ultrasound | 14300-Park City Hospital | 21601-Ultrasound | 14300~000000001319 | 462917 | 453561299701 |  | 14-121 | Transducers, Ultrasonic | Transducers | 3624 | PHILIPS HEALTHCARE | C9-3V CURVED ARRAY TRANSDUCER | 1 | 143D21601A | PK ULTRASOUND | Ultrasound | Run to Fail | IES | ASP_GE | 165 | 5 | 0 | 2011-04-28 | Canyons/Desert
14400-Utah Valley Hospital | 20602 | Electrocardiology - EKG | Unspecified-Unspecified | __NOT_APPLICABLE__-Unspecified | 14400~000000007658 | 537784 | 453561212363 / B0J7R |  | 14-121 | Transducers, Ultrasonic | Transducers | 3636 | PHILIPS HEALTHCARE | C9-4 | 1 | Unspecified | Unspecified | Unspecified | Run to Fail | IES | ASP_GE | 144 | 5 | 0 | 2013-01-09 | Canyons/Desert
18200-Garfield Memorial Hospital | 14001 | Labor and Delivery Rooms | 18200-Garfield Memorial Hospital | 14001-Labor and Delivery Rooms | 18200~000000000423 | 487846 | 340634YM5 | E487845 | 14-121 | Transducers, Ultrasonic | Transducers | 3709 | GE HEALTHCARE | CA5MHZ | 1 | 182D14001A | GF LABOR DELIVERY | Standby L-D | Run to Fail | IES | ASP_GE | 156 | 5 | 0 | 2012-01-10 | Canyons/Desert
11600-Alta View Hospital | 21801 | Nuclear Medicine | 11600-Alta View Hospital | 21801-Nuclear Medicine | 11600~000000004269 | 319708 | 300220 | AM1252204 | 16-381 | Counters, Gamma | Counters, Gamma | 211 | CAPINTEC INC | CAPRAC-R | 1 | 116D21801A | AV NUCLEAR MEDICINE | Common Area | Non Life Support | IES | ASP_GE | 211 | 5 | 0 | 2007-06-21 | Canyons/Desert
12600-St George Regional Hospital | 21801 | Nuclear Medicine | 12600-St George Regional Hospital | 21801-Nuclear Medicine | 12600~000000012898 | 725164 | 2323 |  | 16-381 | Counters, Gamma | Counters, Gamma | 212 | CAPINTEC INC | CAPRAC-R | 1 | 126D21801A | SG NUCLEAR MEDICINE | Common Area | Non Life Support | IES | ASP_GE | 121 | 5 | 0 | 2014-12-15 | Canyons/Desert
13800-Primary Childrens Hospital | 21801 | Nuclear Medicine | 13800-Primary Childrens Hospital | 21801-Nuclear Medicine | 13800~000000018738 | 254188 | 001413 |  | 16-381 | Counters, Gamma | Counters, Gamma | 214 | CAPINTEC INC | CAPRAC-R | 1 | 138D21801A | PC NUC MED L1 | Nuclear Medicine | Non Life Support | PCH_CE | PCHCREW07 | 242 | 5 | 0 | 2004-11-23 | Canyons/Desert
14600-Cedar City Hospital | 21801 | Nuclear Medicine | 14600-Cedar City Hospital | 21801-Nuclear Medicine | 14600~000000002051 | 490653 | 002200 |  | 16-381 | Counters, Gamma | Counters, Gamma | 216 | CAPINTEC INC | CAPRAC-R | 1 | 146D21801A | CC NUCLEAR MEDICINE | Nuclear Medicine | Non Life Support | IES | ASP_GE | 204 | 5 | 0 | 2008-01-11 | Canyons/Desert
11600-Alta View Hospital | 21801 | Nuclear Medicine | 11600-Alta View Hospital | 21801-Nuclear Medicine | 11600~000000007015 | 856282 | PRC140301 | IHAVHCAPNM1 | 16-567 | Thyroid Uptake Systems | Thyroid Uptake Systems | 3119 | CAPINTEC INC | CAPTUS 3000 | 1 | 116D21801A | AV NUCLEAR MEDICINE | Unspecified | Non Life Support | IES | ASP_GE | 64 | 5 | 0 | 2019-09-12 | Canyons/Desert
11800-American Fork Hospital | 21801 | Nuclear Medicine | 11800-American Fork Hospital | 21801-Nuclear Medicine | 11800~000000003823 | 406441 | 900885 | IHAFHCAPNM131 | 16-567 | Thyroid Uptake Systems | Thyroid Uptake Systems | 3120 | CAPINTEC INC | CAPTUS 3000 | 1 | 118D21801A | AF NUCLEAR MEDICINE | Nmdc1 | Non Life Support | IES | ASP_GE | 181 | 5 | 0 | 2009-12-22 | Canyons/Desert
12600-St George Regional Hospital | 21801 | Nuclear Medicine | 12600-St George Regional Hospital | 21001-Imaging Administration | 12600~000000017130 | 849912 | 930406 | IHDXHCAPNM | 16-567 | Thyroid Uptake Systems | Thyroid Uptake Systems | 3121 | CAPINTEC INC | CAPTUS 3000 | 1 | 126D21001A | SG IMAGING ADMIN RR | Unspecified | Non Life Support | IES | ASP_GE | 82 | 5 | 0 | 2018-03-20 | Canyons/Desert
12900-Layton Hospital | 40025 | Administrative Office | 12900-Layton Hospital | 21801-Nuclear Medicine | 12900~000000001118 | 839682 | 940410 | IHLYHCAPNM1 | 16-567 | Thyroid Uptake Systems | Thyroid Uptake Systems | 3122 | CAPINTEC INC | CAPTUS 3000 | 1 | 129D21801A | LA NUCLEAR MEDICINE | Common Area | Non Life Support | IES | ASP_GE | 78 | 5 | 0 | 2018-08-01 | Canyons/Desert
13000-Logan Regional Hospital | 21801 | Nuclear Medicine | 13000-Logan Regional Hospital | 21801-Nuclear Medicine | 13000~000000007070 | 829595 | 3590518286 | IHLRHCAPNM1 | 16-567 | Thyroid Uptake Systems | Thyroid Uptake Systems | 3123 | CAPINTEC INC | CAPTUS 3000 | 1 | 130D21801A | LO NUCLEAR MED | Alloc To Nuclear Med | Non Life Support | IES | ASP_GE | 81 | 5 | 0 | 2018-04-19 | Canyons/Desert
13900-Riverton Hospital | 21801 | Nuclear Medicine | 13900-Riverton Hospital | 21801-Nuclear Medicine | 13900~000000006756 | 857683 | 940640 |  | 16-567 | Thyroid Uptake Systems | Thyroid Uptake Systems | 3124 | CAPINTEC INC | CAPTUS 3000 | 1 | 139D21801A | RV NUCLEAR MEDICINE | L1 Control Room | Non Life Support | IES | ASP_GE | 60 | 5 | 0 | 2020-01-02 | Canyons/Desert
14200-Sevier Valley Hospital | 21101 | Radiology | 14200-Sevier Valley Hospital | 21101-Radiology | 14200~000000000404 | 506926 | 36529638877 | IHSVHCAPTHY | 16-567 | Thyroid Uptake Systems | Thyroid Uptake Systems | 3125 | CAPINTEC INC | CAPTUS 3000 | 1 | 142D21101A | SV RADIOLOGY | Nuclear Medicine | Non Life Support | IES | ASP_GE | 156 | 5 | 0 | 2012-01-12 | Canyons/Desert
14300-Park City Hospital | 21801 | Nuclear Medicine | 14300-Park City Hospital | 21101-Radiology | 14300~000000000920 | 390916 | 900836 | AM1302372 | 16-567 | Thyroid Uptake Systems | Thyroid Uptake Systems | 3126 | CAPINTEC INC | CAPTUS 3000 | 1 | 143D21101A | PK XRAY RADIOLOGY | Radiol Common Area | Non Life Support | IES | ASP_GE | 184 | 5 | 0 | 2009-09-26 | Canyons/Desert
13800-Primary Childrens Hospital | 21201 | Magnetic Res Imaging - MRI | 13800-Primary Childrens Hospital | 21201-Magnetic Res Imaging - MRI | 13800~000000018759 | 375681 | 938/904 | 760COIL | 17-542 | Surface Coils, Magnetic Resona | Surface Coils, Magnetic Resona | 3078 | USA INSTRUMENTS | CARDIAC | 1 | 138D21201A | PC MRI L1 | Data Closet 1E.300 | Run to Fail | IES | ASP_GE | 191 | 5 | 0 | 2009-02-17 | Canyons/Desert
11600-Alta View Hospital | 21201 | Magnetic Res Imaging - MRI | 11600-Alta View Hospital | 21201-Magnetic Res Imaging - MRI | 11600~000000002187 | 444168 | 50190 |  | 17-542 | Surface Coils, Magnetic Resona | Surface Coils, Magnetic Resona | 2995 | GE HEALTHCARE | CARDIAC 2416683 | 1 | 116D21201A | AV MRI | MRI Common Area | Run to Fail | AVH_CE | AVHCREW1CE | 187 | 5 | 0 | 2009-07-01 | Canyons/Desert
11600-Alta View Hospital | 21101 | Radiology | 11600-Alta View Hospital | 21101-Radiology | 11600~000000002750 | 554521 | 10020586 |  | 98-273 | Computers, Workstations, Radio | Computer | 177 | ANTHRO CORPORATION | CARLS TABLE CT 03 | 1 | 116D21101A | AV RADIOLOGY | X-Ray | Run to Fail | IES | ASP_GE | 164 | 15 | 1 | 2011-05-17 | Canyons/Desert
12800-LDS Hospital | 21101 | Radiology | 12800-LDS Hospital | 21101-Radiology | 12800~000000001385 | 554513 | 10018936 | 10018936 | 98-273 | Computers, Workstations, Radio | Computer | 178 | ANTHRO CORPORATION | CARLS TABLE CT 03 | 1 | 128D21101A | LD RADIOLOGY L1 | Radiol L1 Common Area | Run to Fail |  |  | 167 | 5 | 0 | 2011-02-19 | Canyons/Desert
12800-LDS Hospital | 21101 | Radiology | 12800-LDS Hospital | 21101-Radiology | 12800~000000001386 | 554515 | 10018941 | 10018941 | 98-273 | Computers, Workstations, Radio | Computer | 179 | ANTHRO CORPORATION | CARLS TABLE CT 03 | 1 | 128D21101A | LD RADIOLOGY L1 | Radiol L1 Common Area | Run to Fail |  |  | 167 | 5 | 0 | 2011-02-19 | Canyons/Desert
12800-LDS Hospital | 21101 | Radiology | 12800-LDS Hospital | 21101-Radiology | 12800~000000001387 | 554516 | 10018942 | 10018942 | 98-273 | Computers, Workstations, Radio | Computer | 180 | ANTHRO CORPORATION | CARLS TABLE CT 03 | 1 | 128D21101A | LD RADIOLOGY L1 | Radiol L1 Common Area | Run to Fail |  |  | 167 | 5 | 0 | 2011-02-19 | Canyons/Desert
12800-LDS Hospital | 21101 | Radiology | 12800-LDS Hospital | 21101-Radiology | 12800~000000001388 | 554517 | 10018937 | 10018937 | 98-273 | Computers, Workstations, Radio | Computer | 181 | ANTHRO CORPORATION | CARLS TABLE CT 03 | 1 | 128D21101A | LD RADIOLOGY L1 | Radiol L1 Common Area | Run to Fail |  |  | 167 | 5 | 0 | 2011-02-19 | Canyons/Desert
13200-McKay-Dee Hospital Center | 21001 | Imaging Administration | 13200-McKay-Dee Hospital Center | 21001-Imaging Administration | 13200~000000018566 | 821590 | CARLS TABLE CT |  | 98-273 | Computers, Workstations, Radio | Computer | 182 | ANTHRO CORPORATION | CARLS TABLE CT 03 | 1 | 132D21001A | MK ADMIN IMAGING L3 | Imaging Administration | Run to Fail | MKDHC_CE | MKDCREW2CE | 89 | 10 | 3 | 2017-08-11 | Canyons/Desert
13200-McKay-Dee Hospital Center | 21101 | Radiology | 13200-McKay-Dee Hospital Center | 21101-Radiology | 13200~000000004472 | 749822 | NA |  | 98-273 | Computers, Workstations, Radio | Computer | 183 | ANTHRO CORPORATION | CARLS TABLE CT 03 | 1 | 132D21101A | MK RADIOLOGY 1ST FLR | Unspecified | Run to Fail | MKDHC_CE | MKDCREW2CE | 235 | 10 | 0 | 2005-07-01 | Canyons/Desert
13200-McKay-Dee Hospital Center | 21101 | Radiology | 13200-McKay-Dee Hospital Center | 21101-Radiology | 13200~000000004473 | 749823 | NA |  | 98-273 | Computers, Workstations, Radio | Computer | 184 | ANTHRO CORPORATION | CARLS TABLE CT 03 | 1 | 132D21101A | MK RADIOLOGY 1ST FLR | Unspecified | Run to Fail | MKDHC_CE | MKDCREW2CE | 235 | 10 | 0 | 2005-07-01 | Canyons/Desert
13200-McKay-Dee Hospital Center | 21101 | Radiology | 13200-McKay-Dee Hospital Center | 21101-Radiology | 13200~000000004474 | 749824 | NA |  | 98-273 | Computers, Workstations, Radio | Computer | 185 | ANTHRO CORPORATION | CARLS TABLE CT 03 | 1 | 132D21101A | MK RADIOLOGY 1ST FLR | Unspecified | Run to Fail | MKDHC_CE | MKDCREW2CE | 235 | 10 | 0 | 2005-07-01 | Canyons/Desert
13200-McKay-Dee Hospital Center | 21101 | Radiology | 13200-McKay-Dee Hospital Center | 21101-Radiology | 13200~000000004475 | 749825 | NA |  | 98-273 | Computers, Workstations, Radio | Computer | 186 | ANTHRO CORPORATION | CARLS TABLE CT 03 | 1 | 132D21101A | MK RADIOLOGY 1ST FLR | Unspecified | Run to Fail | MKDHC_CE | MKDCREW2CE | 235 | 10 | 0 | 2005-07-01 | Canyons/Desert
13200-McKay-Dee Hospital Center | 21101 | Radiology | 13200-McKay-Dee Hospital Center | 21101-Radiology | 13200~000000005834 | 749826 | NA |  | 98-273 | Computers, Workstations, Radio | Computer | 187 | ANTHRO CORPORATION | CARLS TABLE CT 03 | 1 | 132D21101A | MK RADIOLOGY 1ST FLR | Unspecified | Run to Fail | MKDHC_CE | MKDCREW2CE | 202 | 15 | 0 | 2008-04-01 | Canyons/Desert
13200-McKay-Dee Hospital Center | 21501 | Mammography | 13200-McKay-Dee Hospital Center | 21501-Mammography | 13200~000000023703 | 879154 | FG011915 |  | 98-273 | Computers, Workstations, Radio | Computer | 188 | ANTHRO CORPORATION | CARLS TABLE CT 03 | 1 | 132D21501A | MK MAMMOGRAPHY 4TH FLR | Reading Rm | Run to Fail | MKDHC_CE | MKDCREW2CE | 46 | 5 | 1 | 2021-03-11 | Canyons/Desert
13200-McKay-Dee Hospital Center | 21501 | Mammography | 13200-McKay-Dee Hospital Center | 21501-Mammography | 13200~000000023704 | 879155 | 10002342 |  | 98-273 | Computers, Workstations, Radio | Computer | 189 | ANTHRO CORPORATION | CARLS TABLE CT 03 | 1 | 132D21501A | MK MAMMOGRAPHY 4TH FLR | Reading Rm | Run to Fail | MKDHC_CE | MKDCREW2CE | 46 | 5 | 1 | 2021-03-11 | Canyons/Desert
13900-Riverton Hospital | 21101 | Radiology | 13900-Riverton Hospital | 21101-Radiology | 13900~000000000312 | 554518 | 10011400 | 10011400 | 98-273 | Computers, Workstations, Radio | Computer | 190 | ANTHRO CORPORATION | CARLS TABLE CT 03 | 1 | 139D21101A | RV RADIOLOGY | Physician Reading Rm | Run to Fail |  |  | 182 | 5 | 0 | 2009-11-19 | Canyons/Desert
13900-Riverton Hospital | 21101 | Radiology | 13900-Riverton Hospital | 21101-Radiology | 13900~000000000313 | 554519 | 10011403 | 10011403 | 98-273 | Computers, Workstations, Radio | Computer | 191 | ANTHRO CORPORATION | CARLS TABLE CT 03 | 1 | 139D21101A | RV RADIOLOGY | Common Area | Run to Fail | IES | ASP_GE | 182 | 5 | 0 | 2009-11-19 | Canyons/Desert
15400-Intermountain Medical Center | 21101 | Radiology | 11300-Supply Chain Organization | 32213-Asset Recovery - SLC | 15400~000000010451 | 554314 | FG015507 | FG015507 | 98-273 | Computers, Workstations, Radio | Computer | 192 | ANTHRO CORPORATION | CARLS TABLE CT 03 | 1 | 113D32213C | SC ASSET RECOVERY AIRPORT WHS | Sold | Run to Fail |  |  | 207 | 10 | 0 | 2007-11-01 | Canyons/Desert
15400-Intermountain Medical Center | 21101 | Radiology | 15400-Intermountain Medical Center | 21101-Radiology | 15400~000000000915 | 554338 | FG011425 | FG011425 | 98-273 | Computers, Workstations, Radio | Computer | 193 | ANTHRO CORPORATION | CARLS TABLE CT 03 | 1 | 154D21101A | IM RADIOLOGY ADMI OFFICE TLL1 | Bldg C LL1 Radiol Common Area | Run to Fail |  |  | 208 | 5 | 0 | 2007-09-20 | Canyons/Desert
15400-Intermountain Medical Center | 21101 | Radiology | 15400-Intermountain Medical Center | 21101-Radiology | 15400~000000010444 | 554337 | FG011939 | FG011939 | 98-273 | Computers, Workstations, Radio | Computer | 194 | ANTHRO CORPORATION | CARLS TABLE CT 03 | 1 | 154D21101A | IM RADIOLOGY ADMI OFFICE TLL1 | Bldg C LL1 Radiol Common Area | Run to Fail |  |  | 207 | 10 | 0 | 2007-11-01 | Canyons/Desert
15400-Intermountain Medical Center | 21101 | Radiology | 15400-Intermountain Medical Center | 21101-Radiology | 15400~000000010445 | 554336 | FG015505 | FG015505 | 98-273 | Computers, Workstations, Radio | Computer | 195 | ANTHRO CORPORATION | CARLS TABLE CT 03 | 1 | 154D21101A | IM RADIOLOGY ADMI OFFICE TLL1 | Bldg C LL1 Radiol Common Area | Run to Fail |  |  | 207 | 10 | 0 | 2007-11-01 | Canyons/Desert
15400-Intermountain Medical Center | 21101 | Radiology | 15400-Intermountain Medical Center | 21101-Radiology | 15400~000000010446 | 554511 | FG011932 | FG011932 | 98-273 | Computers, Workstations, Radio | Computer | 196 | ANTHRO CORPORATION | CARLS TABLE CT 03 | 1 | 154D21101B | IM OUTPT RADIOLOGY EL2 | Outpatient Cllinic | Run to Fail |  |  | 207 | 10 | 0 | 2007-11-01 | Canyons/Desert
15400-Intermountain Medical Center | 21101 | Radiology | 15400-Intermountain Medical Center | 21101-Radiology | 15400~000000010447 | 554510 | FG015506 | FG015506 | 98-273 | Computers, Workstations, Radio | Computer | 197 | ANTHRO CORPORATION | CARLS TABLE CT 03 | 1 | 154D21101A | IM RADIOLOGY ADMI OFFICE TLL1 | BldgB L2 OutptRadCommon Area | Run to Fail | IES | ASP_GE | 207 | 10 | 0 | 2007-11-01 | Canyons/Desert
15400-Intermountain Medical Center | 21101 | Radiology | 15400-Intermountain Medical Center | 21101-Radiology | 15400~000000010448 | 554315 | FG011927 | FG011927 | 98-273 | Computers, Workstations, Radio | Computer | 198 | ANTHRO CORPORATION | CARLS TABLE CT 03 | 1 | 154D21101A | IM RADIOLOGY ADMI OFFICE TLL1 | Bldg C LL1 Radiol Common Area | Run to Fail |  |  | 207 | 10 | 0 | 2007-11-01 | Canyons/Desert
15400-Intermountain Medical Center | 21101 | Radiology | 15400-Intermountain Medical Center | 21101-Radiology | 15400~000000010454 | 554512 | FG015504 | FG015504 | 98-273 | Computers, Workstations, Radio | Computer | 199 | ANTHRO CORPORATION | CARLS TABLE CT 03 | 1 | 154D21101A | IM RADIOLOGY ADMI OFFICE TLL1 | BldgB L2 OutptRadCommon Area | Run to Fail |  |  | 207 | 10 | 0 | 2007-11-01 | Canyons/Desert
15400-Intermountain Medical Center | 21101 | Radiology | 15400-Intermountain Medical Center | 70518-Mechanical Circulatory Support | 15400~000000010452 | 554509 | FG011938 | FG011938 | 98-273 | Computers, Workstations, Radio | Computer | 200 | ANTHRO CORPORATION | CARLS TABLE CT 03 | 1 | 154D70518A | IM MECHANICAL CIRCULATORY TL1 | Common Area | Run to Fail |  |  | 207 | 10 | 0 | 2007-11-01 | Canyons/Desert
15400-Intermountain Medical Center | 21102 | Angiography | 11300-Supply Chain Organization | 32213-Asset Recovery - SLC | 15400~000000010449 | 554313 | FG011928 | FG011928 | 98-273 | Computers, Workstations, Radio | Computer | 201 | ANTHRO CORPORATION | CARLS TABLE CT 03 | 1 | 113D32213C | SC ASSET RECOVERY AIRPORT WHS | Sold | Run to Fail |  |  | 207 | 10 | 0 | 2007-11-01 | Canyons/Desert
15400-Intermountain Medical Center | 21102 | Angiography | 15400-Intermountain Medical Center | 21102-Angiography | 15400~000000010450 | 554312 | FG011940 | FG011940 | 98-273 | Computers, Workstations, Radio | Computer | 202 | ANTHRO CORPORATION | CARLS TABLE CT 03 | 1 | 154D21102A | IM ANGIO TL1 | Pacs Reading Rm | Run to Fail |  |  | 207 | 10 | 0 | 2007-11-01 | Canyons/Desert
15400-Intermountain Medical Center | 21111 | Radiology TOSH | 37000-The Orthopedic Specialty Hosp | 21101-Radiology | 15400~000000042445 | 554520 | 10030618 | 10030618 | 98-273 | Computers, Workstations, Radio | Computer | 203 | ANTHRO CORPORATION | CARLS TABLE CT 03 | 1 | 370D21101A | TO RADIOLOGY BLDG 4 L1 | Common Areas | Run to Fail | IES | ASP_GE | 145 | 15 | 3 | 2012-12-19 | Canyons/Desert
40000-Intermountain Medical Group | 74135 | Salt Lake Clinic - Radiology | 40000-Intermountain Medical Group | 74135-Salt Lake Clinic - Radiology | 40000~000000025165 | 848985 | 14487 |  | 98-273 | Computers, Workstations, Radio | Computer | 204 | ANTHRO CORPORATION | CARLS TABLE CT 03 | 1 | 400D74135A | MG SL CLINIC RADIOLOGY 1ST FLR | Unspecified | Run to Fail | IES | ASP_GE | 73 | 15 | 9 | 2018-12-27 | Canyons/Desert
40000-Intermountain Medical Group | 74135 | Salt Lake Clinic - Radiology | 40000-Intermountain Medical Group | 74135-Salt Lake Clinic - Radiology | 40000~000000025780 | 848984 | 15701 |  | 98-273 | Computers, Workstations, Radio | Computer | 205 | ANTHRO CORPORATION | CARLS TABLE CT 03 | 1 | 400D74135A | MG SL CLINIC RADIOLOGY 1ST FLR | Unspecified | Run to Fail | IES | ASP_GE | 73 | 15 | 9 | 2018-12-27 | Canyons/Desert
13200-McKay-Dee Hospital Center | 25501 | Radiation Center | 13200-McKay-Dee Hospital Center | 25501-Radiation Center | 13200~000000010570 | 188955 | J012283 |  | 17-212 | Radiation Survey Meters, Ioniz | Radiation Survey Meters, Ioniz | 856 | STANDARD IMAGING | CDX-2000B | 1 | 132D25501A | MK RADIATION THERAPY 1ST FLR | Lin Ctrl Rm | Non Life Support | IES | ASP_GE | 274 | 8 | 0 | 2002-04-01 | Canyons/Desert
12700-Fillmore Community Hospital | 21101 | Radiology | 12700-Fillmore Community Hospital | 21101-Radiology | 12700~000000000211 | 487921 | C4366 | IHFCHHLGMA1 | 19-697 | Computer Aided Detection Syste | Computer | 52 | HOLOGIC INCORPORATED | CENOVA | 1 | 127D21101A | FL RADIOLOGY | Mammo | Life Support / High Risk | IES | ASP_GE | 142 | 5 | 0 | 2013-03-18 | Canyons/Desert
40000-Intermountain Medical Group | 74157 | Utah Valley Ent - North Valley | 40000-Intermountain Medical Group | 74157-Utah Valley Ent - North Valley | 40000~000000034562 | 925543 | FL4859532 |  | 16-544 | Tables, Imaging, Radiographic | X-Ray Other | 3113 | OAKWORKS INC | CFPM401 | 1 | 400D74157C | MG UVC ENT ALLERGY CLINIC 5A | Unspecified | Run to Fail | UVH_CE | UVCREW3_CE | 5 | 5 | 5 | 2024-08-21 | Canyons/Desert
40000-Intermountain Medical Group | 74157 | Utah Valley Ent - North Valley | 40000-Intermountain Medical Group | 74157-Utah Valley Ent - North Valley | 40000~000000034563 | 925545 | FL4859533 |  | 16-544 | Tables, Imaging, Radiographic | X-Ray Other | 3114 | OAKWORKS INC | CFPM401 | 1 | 400D74157C | MG UVC ENT ALLERGY CLINIC 5A | Unspecified | Run to Fail | UVH_CE | UVCREW3_CE | 5 | 5 | 5 | 2024-08-21 | Canyons/Desert
40000-Intermountain Medical Group | 74199 | Chronic Pain Mgmt - Layton | 40000-Intermountain Medical Group | 73072-Layton Clinic | 40000~000000032069 | 906280 | FL4827012 |  | 16-544 | Tables, Imaging, Radiographic | X-Ray Other | 3115 | OAKWORKS INC | CFPM401 | 1 | 400D73072A | MG LAYTON CLINIC | X Ray Rm 1 | Run to Fail | IES | ASP_ALL | 25 | 15 | 13 | 2022-12-28 | Canyons/Desert
13200-McKay-Dee Hospital Center | 21102 | Angiography | 13200-McKay-Dee Hospital Center | 21102-Angiography | 13200~000000023100 | 871743 | (21)20150396 |  | 14-121 | Transducers, Ultrasonic | Transducers | 3506 | SIEMENS HEALTHCARE | CH5-2 | 1 | 132D21102A | MK ANGIO 1ST FLR | Common Area | Run to Fail | MKDHC_CE | MKDCREW9CE | 50 | 5 | 1 | 2020-11-17 | Canyons/Desert
14600-Cedar City Hospital | 14001 | Labor and Delivery Rooms | 14600-Cedar City Hospital | 14001-Labor and Delivery Rooms | 14600~000000002073 | 487685 | 74717826 | E346560 | 14-121 | Transducers, Ultrasonic | Transducers | 3644 | SIEMENS HEALTHCARE | CH5-2 | 1 | 146D14001A | CC LABOR DELIVERY | Common Area | Run to Fail | IES | ASP_GE | 156 | 5 | 0 | 2012-01-10 | Canyons/Desert
15400-Intermountain Medical Center | 21102 | Angiography | 15400-Intermountain Medical Center | 21102-Angiography | 15400~000000031831 |  |  |  | 14-121 | Transducers, Ultrasonic | Transducers | 3688 | SIEMENS HEALTHCARE | CH5-2 | 1 | 154D21102A | IM ANGIO TL1 | Unspecified | Run to Fail |  |  | 77 | 5 | 0 | 2018-08-08 | Canyons/Desert
15400-Intermountain Medical Center | 70519 | Maternal Fetal Medicine | 15400-Intermountain Medical Center | 70519-Maternal Fetal Medicine | 15400~000000013255 | 491884 | 73436011 |  | 14-121 | Transducers, Ultrasonic | Transducers | 3705 | SIEMENS INDUSTRY INCORPORATED | CH5-2 | 1 | 154D70519A | IM MATERNAL FETAL MEDICINE GL1 | BldgD Ste100 Common Area | Run to Fail |  |  | 207 | 5 | 0 | 2007-10-30 | Canyons/Desert
15400-Intermountain Medical Center | 70519 | Maternal Fetal Medicine | 15400-Intermountain Medical Center | 70519-Maternal Fetal Medicine | 15400~000000013256 | 491885 | 73441624 |  | 14-121 | Transducers, Ultrasonic | Transducers | 3706 | SIEMENS INDUSTRY INCORPORATED | CH5-2 | 1 | 154D70519A | IM MATERNAL FETAL MEDICINE GL1 | BldgD Ste100 Common Area | Run to Fail |  |  | 207 | 5 | 0 | 2007-10-30 | Canyons/Desert
15400-Intermountain Medical Center | 70519 | Maternal Fetal Medicine | 15400-Intermountain Medical Center | 70519-Maternal Fetal Medicine | 15400~000000013257 | 491901 | 91665510 |  | 14-121 | Transducers, Ultrasonic | Transducers | 3707 | SIEMENS INDUSTRY INCORPORATED | CH5-2 | 1 | 154D70519A | IM MATERNAL FETAL MEDICINE GL1 | BldgD Ste100 Common Area | Run to Fail |  |  | 207 | 5 | 0 | 2007-10-30 | Canyons/Desert
15400-Intermountain Medical Center | 70519 | Maternal Fetal Medicine | 15400-Intermountain Medical Center | 70519-Maternal Fetal Medicine | 15400~000000013258 | 491910 | 23080082 |  | 14-121 | Transducers, Ultrasonic | Transducers | 3708 | SIEMENS INDUSTRY INCORPORATED | CH5-2 | 1 | 154D70519A | IM MATERNAL FETAL MEDICINE GL1 | BldgD Ste100 Common Area | Run to Fail |  |  | 207 | 5 | 0 | 2007-10-30 | Canyons/Desert
40000-Intermountain Medical Group | 73071 | Cedar City Clinic | 40000-Intermountain Medical Group | 73071-Cedar City Clinic | 40000~000000011814 | 487862 | NA74718406 | E426342 | 14-121 | Transducers, Ultrasonic | Transducers | 3717 | SIEMENS HEALTHCARE | CH5-2 | 1 | 400D73071A | MG CEDAR CITY CLINIC | Clinic 1303 N. Main Suite C | Run to Fail | IES | ASP_GE | 156 | 5 | 0 | 2012-01-10 | Canyons/Desert
12800-LDS Hospital | 25501 | Radiation Center | 12800-LDS Hospital | 25501-Radiation Center | 12800~000000008160 | 131858 | 252 | AM128310 | 12-364 | Linear Accelerators | Linear Accelerators | 589 | VARIAN MEDICAL SYSTEMS INCORPORATED | CLINAC 1800 | 1 | 128D25501A | LD RADIATION CENTER L1 | Rc 5 | Medium |  |  | 421 | 5 | 0 | 1990-01-01 | Canyons/Desert
12800-LDS Hospital | 25501 | Radiation Center | 37000-The Orthopedic Specialty Hosp | 32215-Clinical Engineering | 12800~000000008170 | 132511 | UNK | AM1281087 | 12-364 | Linear Accelerators | Linear Accelerators | 590 | VARIAN MEDICAL SYSTEMS INCORPORATED | CLINAC 21EX | 1 | 370D32215A | TO CLINICAL ENGINEERING | Oncology | Life Support / High Risk | IES | ASP_VARIAN | 421 | 5 | 0 | 1990-01-01 | Canyons/Desert
14600-Cedar City Hospital | 25501 | Radiation Center | 40000-Intermountain Medical Group | 74036-Southwest Regional Cancer Clin | 14600~000000000099 | 306884 | 1189 | S/N 1189 | 12-364 | Linear Accelerators | Linear Accelerators | 591 | VARIAN MEDICAL SYSTEMS INCORPORATED | CLINAC 21EX | 1 | 400D74036B | MG SW REG CANCER CLNC CEDR CTY | SouthwestReg CancerCedarCity | Life Support / High Risk | IES | ASP_VARIAN | 136 | 5 | 0 | 2013-10-01 | Canyons/Desert
11800-American Fork Hospital | 25501 | Radiation Center | 11800-American Fork Hospital | 25501-Radiation Center | 11800~000000002061 | 358094 | H291038 | S/N H291038 | 12-364 | Linear Accelerators | Linear Accelerators | 586 | VARIAN MEDICAL SYSTEMS INCORPORATED | CLINAC 2300 IX | 1 | 118D25501A | AF RADIATION ONCOLOGY | Common Area | Life Support / High Risk | IES | ASP_VARIAN | 233 | 7 | 0 | 2005-08-24 | Canyons/Desert
15400-Intermountain Medical Center | 25501 | Radiation Center | 15400-Intermountain Medical Center | 25501-Radiation Center | 15400~000000005820 | 358240 | 23606-00296 | S/N H293426 | 12-364 | Linear Accelerators | Linear Accelerators | 593 | VARIAN MEDICAL SYSTEMS INCORPORATED | CLINAC 2300 IX | 1 | 154D25501A | IM RADIATION CENTER HL1 | Bldg C Radiation Center | Life Support / High Risk | IES | ASP_VARIAN | 216 | 7 | 0 | 2007-02-01 | Canyons/Desert
40000-Intermountain Medical Group | 77010 | Murray Workmed | 40000-Intermountain Medical Group | 77010-Murray Workmed | 40000~000000008753 | 132189 | 650 | 221506 | 15-949 | X-Ray Film Processors, Automat | X-Ray Film Processors, Automat | 3870 | EASTMAN KODAK COMPANY | CLINIC 1 | 1 | 400D77010A | MG WORKMED MURRAY | MurrayWorkmed Fp 1 Swm | Non Life Support |  |  | 421 | 5 | 0 | 1990-01-01 | Canyons/Desert
13200-McKay-Dee Hospital Center | 20501 | Cardiovascular Lab | 13200-McKay-Dee Hospital Center | 20501-Cardiovascular Lab | 13200~000000027424 | 927144 | SUR23381168TA |  | 12-648 | Phys Monitor Sys, Cardiac Cath | Phys Monitor Sys, Cardiac Cath | 617 | GE HEALTHCARE | COMBOLAB ALTIX BT22 | 1 | 132D20501A | MK CARDIOLOGY 3RD FLR | Unspecified | Life Support / High Risk | IES | ASP_GE | 3 | 5 | 5 | 2024-10-04 | Canyons/Desert
13200-McKay-Dee Hospital Center | 20501 | Cardiovascular Lab | 13200-McKay-Dee Hospital Center | 20501-Cardiovascular Lab | 13200~000000027425 | 927145 | SUR23381177TA |  | 12-648 | Phys Monitor Sys, Cardiac Cath | Phys Monitor Sys, Cardiac Cath | 618 | GE HEALTHCARE | COMBOLAB ALTIX BT22 | 1 | 132D20501A | MK CARDIOLOGY 3RD FLR | Unspecified | Life Support / High Risk | IES | ASP_GE | 3 | 5 | 5 | 2024-10-04 | Canyons/Desert
14400-Utah Valley Hospital | 22104 | Operating Rooms | 14400-Utah Valley Hospital | 22104-Operating Rooms | 14400~000000013814 | 721755 | 121000482001 | IHUVHVLCVA5 | 17-746 | Scanning Systems, Ultrasonic, | UltraSound | 2379 | VOLCANO CORPORATION | CORE MOBILE | 1 | 144D22104A | UV OPERATING ROOM | Common Area | Life Support / High Risk | IES | ASP_GE | 118 | 5 | 0 | 2015-03-24 | Canyons/Desert
15400-Intermountain Medical Center | 20501 | Cardiovascular Lab | 15400-Intermountain Medical Center | 20501-Cardiovascular Lab | 15400~000000017171 | 565572 | 1210-00148-001 | IHMCHVLCVA2 | 17-746 | Scanning Systems, Ultrasonic, | UltraSound | 2478 | VOLCANO CORPORATION | CORE MOBILE | 1 | 154D20501A | IM CARDIO CATH LAB SL1 | Common Area | Life Support / High Risk | IMC_CE | IMCCE4B | 135 | 5 | 0 | 2013-11-01 | Canyons/Desert
14000-Sanpete Valley Hospital | 21101 | Radiology | 11300-Supply Chain Organization | 32213-Asset Recovery - SLC | 14000~000000000465 | 490624 | UNKNOWN | E247786 | 17-508 | Printers, Video | Printers, Video | 791 | MITSUBISHI | CP800UM | 1 | 113D32213C | SC ASSET RECOVERY AIRPORT WHS | Received | Run to Fail | IES | ASP_GE | 156 | 5 | 0 | 2012-01-23 | Canyons/Desert
10600-Continuum of Care | 21003 | Imaging Equipment Services | 11300-Supply Chain Organization | 21003-Imaging Equipment Services | 10600~000000000392 | 852636 | C040116 |  | 99-799 | Power Supplies, General | Power Supplies, General | 643 | TEKTRONIX | CPS250 | 1 | 113D21003A | LP IMAGING EQUIPMENT SERVICES | Unspecified | Non Life Support | IES | ASP_GE | 65 | 5 | 0 | 2019-08-27 | Canyons/Desert
10600-Continuum of Care | 21003 | Imaging Equipment Services | 11300-Supply Chain Organization | 21003-Imaging Equipment Services | 10600~000000000394 | 852639 | C045528 |  | 99-799 | Power Supplies, General | Power Supplies, General | 644 | TEKTRONIX | CPS250 | 1 | 113D21003A | LP IMAGING EQUIPMENT SERVICES | Unspecified | Non Life Support | IES | ASP_GE | 65 | 5 | 0 | 2019-08-27 | Canyons/Desert
10600-Continuum of Care | 21003 | Imaging Equipment Services | 11300-Supply Chain Organization | 21003-Imaging Equipment Services | 10600~000000000397 | 852644 | C010326 |  | 99-799 | Power Supplies, General | Power Supplies, General | 645 | TEKTRONIX | CPS250 | 1 | 113D21003A | LP IMAGING EQUIPMENT SERVICES | Unspecified | Non Life Support | IES | ASP_GE | 65 | 5 | 0 | 2019-08-27 | Canyons/Desert
13200-McKay-Dee Hospital Center | 32317 | Plant Operation | 13200-McKay-Dee Hospital Center | 32317-Plant Operation | 13200~000000023854 | 880519 | L-790A |  | 99-799 | Power Supplies, General | Power Supplies, General | 646 | TEKTRONIX | CPS250 | 1 | 132D32317A | MK PLANT OPERATIONS LA | Unspecified | Non Life Support | MKDHC_F | PM9 | 45 | 5 | 1 | 2021-04-19 | Canyons/Desert
44000-Saltzer Medical Group Inc | 79732 | Nampa-South Urgent Care | 44000-Saltzer Medical Group Inc | 79732-Nampa-South Urgent Care | 44000~000000000979 | 760732 | 50077 |  | 15-938 | X-Ray Film Processors, Automat | X-Ray Film Processors, Automat | 3871 | AGFA CORPORATION | CR30X | 1 | 440D79732A | SZ S NAMPA URGENT CARE | Unspecified | Run to Fail | CRMC_CE | CASSIACRW6 | 49 | 5 | 1 | 2020-12-17 | Canyons/Desert
44000-Saltzer Medical Group Inc | 79732 | Nampa-South Urgent Care | 44000-Saltzer Medical Group Inc | 79732-Nampa-South Urgent Care | 44000~000000001166 | 888373 | 50077 | 3368250CR1 | 15-938 | X-Ray Film Processors, Automat | X-Ray Film Processors, Automat | 3872 | AGFA CORPORATION | CR30X | 1 | 440D79732B | ZDEL D-B LOCATION NOT NEEDED | Unspecified | Run to Fail | IES | ASP_GE | 37 | 5 | 2 | 2021-12-09 | Canyons/Desert
12600-St George Regional Hospital | 21801 | Nuclear Medicine | 12600-St George Regional Hospital | 21801-Nuclear Medicine | 12600~000000009045 | 132488 | 77302 | AM1261064 | 17-211 | Radiation Survey Meters, Geige | Radiation Survey Meters, Geige | 808 | CAPINTEC INC | CRC 127R | 1 | 126D21801B | SG NUCLEAR MEDICINE RR | Nuc Med | Non Life Support | IES | ASP_GE | 421 | 5 | 0 | 1990-01-01 | Canyons/Desert
12800-LDS Hospital | 21801 | Nuclear Medicine | 12800-LDS Hospital | 21801-Nuclear Medicine | 12800~000000007757 | 175009 | 10546 | AM1281182 | 13-275 | Calibrators, Radioisotope |  | 11 | CAPINTEC INC | CRC-10R | 1 | 128D21801A | LD NUCLEAR MEDICINE L7 | Nmgc1 | Non Life Support | IES | ASP_GE | 421 | 5 | 0 | 1990-01-01 | Canyons/Desert
11800-American Fork Hospital | 21801 | Nuclear Medicine | 11800-American Fork Hospital | 21801-Nuclear Medicine | 11800~000000003282 | 132479 | 150911 | AM1301055 | 18-971 | Calibrators, Radiopharmaceutic |  | 13 | CAPINTEC INC | CRC-15R | 1 | 118D21801A | AF NUCLEAR MEDICINE | Nmdc1 | Non Life Support | IES | ASP_GE | 421 | 5 | 0 | 1990-01-01 | Canyons/Desert
12600-St George Regional Hospital | 21801 | Nuclear Medicine | 12600-St George Regional Hospital | 21801-Nuclear Medicine | 12600~000000011253 | 457081 | 156249 | IHCRHCAPNM41 | 18-971 | Calibrators, Radiopharmaceutic |  | 14 | CAPINTEC INC | CRC-15R | 1 | 126D21801B | SG NUCLEAR MEDICINE RR | Nuc Med | Non Life Support | IES | ASP_GE | 164 | 5 | 0 | 2011-05-19 | Canyons/Desert
12800-LDS Hospital | 21801 | Nuclear Medicine | 12800-LDS Hospital | 21801-Nuclear Medicine | 12800~000000006677 | 36922 | 151662 | AM128672 | 18-971 | Calibrators, Radiopharmaceutic |  | 15 | CAPINTEC INC | CRC-15R | 1 | 128D21801A | LD NUCLEAR MEDICINE L7 | Nmdc1 | Non Life Support | IES | ASP_GE | 360 | 10 | 0 | 1995-01-11 | Canyons/Desert
13800-Primary Childrens Hospital | 21801 | Nuclear Medicine | 13800-Primary Childrens Hospital | 21801-Nuclear Medicine | 13800~000000011616 | 132526 | 152774 | AM1291102 | 18-971 | Calibrators, Radiopharmaceutic |  | 18 | CAPINTEC INC | CRC-15R | 1 | 138D21801A | PC NUC MED L1 | Nuclear Medicine | Non Life Support | IES | ASP_GE | 329 | 5 | 0 | 1997-09-01 | Canyons/Desert
14600-Cedar City Hospital | 21801 | Nuclear Medicine | 14600-Cedar City Hospital | 21801-Nuclear Medicine | 14600~000000000204 | 490654 | 156469 |  | 18-971 | Calibrators, Radiopharmaceutic |  | 21 | CAPINTEC INC | CRC-15R | 1 | 146D21801A | CC NUCLEAR MEDICINE | Nuclear Medicine | Non Life Support | IES | ASP_GE | 245 | 5 | 0 | 2004-09-01 | Canyons/Desert
12800-LDS Hospital | 21801 | Nuclear Medicine | 12800-LDS Hospital | 21801-Nuclear Medicine | 12800~000000009963 | 473248 | 171445 |  | 18-971 | Calibrators, Radiopharmaceutic |  | 16 | CAPINTEC INC | CRC-15W | 1 | 128D21801A | LD NUCLEAR MEDICINE L7 | Rm Dose Cad | Non Life Support | IES | ASP_GE | 160 | 5 | 0 | 2011-09-29 | Canyons/Desert
14300-Park City Hospital | 21101 | Radiology | 14300-Park City Hospital | 21101-Radiology | 14300~000000001924 | 391669 | 171809 | AM1302364 | 18-971 | Calibrators, Radiopharmaceutic |  | 20 | CAPINTEC INC | CRC-15W | 1 | 143D21101A | PK XRAY RADIOLOGY | Radiol Common Area | Non Life Support | IES | ASP_GE | 186 | 5 | 0 | 2009-07-30 | Canyons/Desert
15400-Intermountain Medical Center | 21801 | Nuclear Medicine | 15400-Intermountain Medical Center | 21101-Radiology | 15400~000000013418 | 359753 | 172035 | AM5502347 | 18-971 | Calibrators, Radiopharmaceutic |  | 22 | CAPINTEC INC | CRC-15W | 1 | 154D21101A | IM RADIOLOGY ADMI OFFICE TLL1 | BldgB L2 OutptRadCommon Area | Non Life Support | IES | ASP_GE | 207 | 5 | 0 | 2007-11-01 | Canyons/Desert
15400-Intermountain Medical Center | 21802 | Cardiac Molecular Imaging | 15400-Intermountain Medical Center | 21802-Cardiac Molecular Imaging | 15400~000000012511 | 359755 | 172031 | AM5502348 | 18-971 | Calibrators, Radiopharmaceutic |  | 24 | CAPINTEC INC | CRC-15W | 1 | 154D21802A | IM CARDIAC MOLECULAR IMAG SLL1 | BldgC Nuclear Cardiology LL1 | Non Life Support | IES | ASP_GE | 207 | 5 | 0 | 2007-11-01 | Canyons/Desert
11600-Alta View Hospital | 21801 | Nuclear Medicine | 11600-Alta View Hospital | 21801-Nuclear Medicine | 11600~000000007031 | 856281 | 561137 |  | 18-971 | Calibrators, Radiopharmaceutic |  | 12 | CAPINTEC INC | CRC-25W | 1 | 116D21801A | AV NUCLEAR MEDICINE | Unspecified | Non Life Support | IES | ASP_GE | 64 | 5 | 0 | 2019-09-26 | Canyons/Desert
12900-Layton Hospital | 40025 | Administrative Office | 12900-Layton Hospital | 21801-Nuclear Medicine | 12900~000000002733 | 839758 | 551793H | IHLYHCAPNM2 | 18-971 | Calibrators, Radiopharmaceutic |  | 17 | CAPINTEC INC | CRC-25W | 1 | 129D21801A | LA NUCLEAR MEDICINE | Common Area | Non Life Support | IES | ASP_GE | 74 | 5 | 0 | 2018-11-06 | Canyons/Desert
13900-Riverton Hospital | 21801 | Nuclear Medicine | 13900-Riverton Hospital | 21801-Nuclear Medicine | 13900~000000001948 | 428323 | 260304 |  | 18-971 | Calibrators, Radiopharmaceutic |  | 19 | CAPINTEC INC | CRC-25W | 1 | 139D21801A | RV NUCLEAR MEDICINE | L1 Hot Lab | Non Life Support | IES | ASP_GE | 182 | 5 | 0 | 2009-12-01 | Canyons/Desert
15400-Intermountain Medical Center | 21801 | Nuclear Medicine | 15400-Intermountain Medical Center | 21801-Nuclear Medicine | 15400~000000036254 | 868952 | 561102 |  | 18-971 | Calibrators, Radiopharmaceutic |  | 23 | CAPINTEC INC | CRC-25W | 1 | 154D21801B | IM NUCLEAR MED EL2 | Unspecified | Non Life Support | IMC_CE | IMCCE9 | 53 | 5 | 1 | 2020-08-20 | Canyons/Desert
40000-Intermountain Medical Group | 74135 | Salt Lake Clinic - Radiology | 40000-Intermountain Medical Group | 74135-Salt Lake Clinic - Radiology | 40000~000000006546 | 533101 | 25252Q | IHSLCCAPNM01 | 18-971 | Calibrators, Radiopharmaceutic |  | 25 | CAPINTEC INC | CRC-25W | 1 | 400D74135A | MG SL CLINIC RADIOLOGY 1ST FLR | Nuclear Medicine | Non Life Support | IES | ASP_GE | 145 | 5 | 0 | 2012-12-31 | Canyons/Desert
11800-American Fork Hospital | 21101 | Radiology | 11300-Supply Chain Organization | 32213-Asset Recovery - SLC | 11800~000000001874 | 490112 | BKIA037 | IHAFHCSTXR4 | 13-269 | Radiographic Units, Dental | XR / RF | 1138 | CARESTREAM HEALTH INCORPORATED | CS 8100 | 1 | 113D32213C | SC ASSET RECOVERY AIRPORT WHS | Received | Life Support / High Risk | IES | ASP_GE | 156 | 5 | 0 | 2012-01-10 | Canyons/Desert
40000-Intermountain Medical Group | 42945 | Layton PW Administration | 40000-Intermountain Medical Group | 73072-Layton Clinic | 40000~000000022719 | 826916 | FGAZ006 |  | 18-427 | Radiographic Units, Dental, Ex | XR / RF | 1139 | CARESTREAM HEALTH INCORPORATED | CS 9300 EXTRAORAL IMAGING SYS | 1 | 400D73072A | MG LAYTON CLINIC | Unspecified | Non Life Support | CESS | ASP_LOCAL | 88 | 7 | 0 | 2017-09-05 | Canyons/Desert
40000-Intermountain Medical Group | 73057 | Utah Valley ENT | 40000-Intermountain Medical Group | 73057-Utah Valley ENT | 40000~000000032356 | 908480 | CJXM009 |  | 18-427 | Radiographic Units, Dental, Ex | XR / RF | 1140 | CARESTREAM HEALTH INCORPORATED | CS 9300 EXTRAORAL IMAGING SYS | 1 | 400D73057A | MG UTAH VALLEY ENT - PROVO | Common Area | Non Life Support | CESS | ASP_LOCAL | 20 | 5 | 3 | 2023-05-11 | Canyons/Desert
40000-Intermountain Medical Group | 73074 | Memorial Clinic Admin | 40000-Intermountain Medical Group | 73074-Memorial Clinic Admin | 40000~000000021610 | 839509 | FGAZ042 | IHMMCCSCT | 18-427 | Radiographic Units, Dental, Ex | XR / RF | 1141 | CARESTREAM HEALTH INCORPORATED | CS 9300 EXTRAORAL IMAGING SYS | 1 | 400D73074A | MG MEMORIAL CLINIC ADMIN | Common Area | Non Life Support | CESS | ASP_LOCAL | 89 | 5 | 0 | 2017-08-21 | Canyons/Desert
40000-Intermountain Medical Group | 74157 | Utah Valley Ent - North Valley | 40000-Intermountain Medical Group | 74157-Utah Valley Ent - North Valley | 40000~000000032586 | 907585 | CJAZ025 |  | 18-427 | Radiographic Units, Dental, Ex | XR / RF | 1142 | CARESTREAM HEALTH INCORPORATED | CS 9300 EXTRAORAL IMAGING SYS | 1 | 400D74157A | MG AMERICAN FORK SPECIALTY ENT | Unspecified | Non Life Support | CESS | ASP_LOCAL | 21 | 5 | 3 | 2023-04-18 | Canyons/Desert
40000-Intermountain Medical Group | 74172 | Budge Clinic Surg Specialists | 40000-Intermountain Medical Group | 74172-Budge Clinic Surg Specialists | 40000~000000026460 | 854476 | HAUA031 |  | 18-427 | Radiographic Units, Dental, Ex | XR / RF | 1143 | CARESTREAM HEALTH INCORPORATED | CS 9300 EXTRAORAL IMAGING SYS | 1 | 400D74172B | MG BUDGE CL ENT | Unspecified | Non Life Support | CESS | ASP_LOCAL | 64 | 5 | 0 | 2019-10-01 | Canyons/Desert
11800-American Fork Hospital | 10011 | Intensive Care Unit | 11800-American Fork Hospital | 10011-Intensive Care Unit | 11800~000000003786 | 408788 | DL5P1J1 |  | 98-177 | Computers, Workstation, Pac'S | Computer | 123 | AGFA CORPORATION | CS5000 | 1 | 118D10011A | AF INTENSIVE CARE UNIT | Standby Icu | Run to Fail | IES | ASP_GE | 180 | 5 | 0 | 2010-01-20 | Canyons/Desert
11800-American Fork Hospital | 20101 | Emergency Department | 11800-American Fork Hospital | 20101-Emergency Department | 11800~000000003755 | 408787 | N/A |  | 98-177 | Computers, Workstation, Pac'S | Computer | 124 | AGFA CORPORATION | CS5000 | 1 | 118D20101A | AF EMERGENCY ROOM | Standby E.R. | Run to Fail | IES | ASP_GE | 180 | 5 | 0 | 2010-01-20 | Canyons/Desert
12800-LDS Hospital | 21101 | Radiology | 12800-LDS Hospital | 21101-Radiology | 12800~000000008306 | 241503 | 3CKLD01 | 10160798 | 98-177 | Computers, Workstation, Pac'S | Computer | 137 | AGFA CORPORATION | CS5000 | 1 | 128D21101A | LD RADIOLOGY L1 | Radiol L1 Common Area | Run to Fail |  |  | 285 | 5 | 0 | 2001-04-04 | Canyons/Desert
12800-LDS Hospital | 21101 | Radiology | 12800-LDS Hospital | 21101-Radiology | 12800~000000008307 | 241504 | 7CKLD01 | 10159761 | 98-177 | Computers, Workstation, Pac'S | Computer | 138 | AGFA CORPORATION | CS5000 | 1 | 128D21101A | LD RADIOLOGY L1 | Radiol L1 Common Area | Run to Fail |  |  | 285 | 5 | 0 | 2001-04-04 | Canyons/Desert
12800-LDS Hospital | 21101 | Radiology | 12800-LDS Hospital | 21101-Radiology | 12800~000000008308 | 241506 | BJKLD01 | 10159776 | 98-177 | Computers, Workstation, Pac'S | Computer | 139 | AGFA CORPORATION | CS5000 | 1 | 128D21101A | LD RADIOLOGY L1 | Radiol L1 Common Area | Run to Fail |  |  | 285 | 5 | 0 | 2001-04-04 | Canyons/Desert
12800-LDS Hospital | 21101 | Radiology | 12800-LDS Hospital | 21101-Radiology | 12800~000000008309 | 241516 | DCKLD01 | 10159778 | 98-177 | Computers, Workstation, Pac'S | Computer | 140 | AGFA CORPORATION | CS5000 | 1 | 128D21101A | LD RADIOLOGY L1 | Radiol L1 Common Area | Run to Fail |  |  | 285 | 5 | 0 | 2001-04-04 | Canyons/Desert
12800-LDS Hospital | 21101 | Radiology | 12800-LDS Hospital | 21101-Radiology | 12800~000000008310 | 241517 | CKKLD01 | 10159760 | 98-177 | Computers, Workstation, Pac'S | Computer | 141 | AGFA CORPORATION | CS5000 | 1 | 128D21101A | LD RADIOLOGY L1 | Radiol L1 Common Area | Run to Fail |  |  | 285 | 5 | 0 | 2001-04-04 | Canyons/Desert
13000-Logan Regional Hospital | 21101 | Radiology | 13000-Logan Regional Hospital | 21101-Radiology | 13000~000000004163 | 402922 | 10276724 | 10276724 | 98-177 | Computers, Workstation, Pac'S | Computer | 153 | AGFA CORPORATION | CS5000 | 1 | 130D21101A | LO RADIOLOGY | Fp Main | Run to Fail | IES | ASP_GE | 230 | 5 | 0 | 2005-11-23 | Canyons/Desert
14400-Utah Valley Hospital | 21101 | Radiology | 14400-Utah Valley Hospital | 10061-Intensive Care Shock-Trauma | 14400~000000011186 | 408864 | JH5P1J1 |  | 98-177 | Computers, Workstation, Pac'S | Computer | 158 | AGFA CORPORATION | CS5000 DELL T3400 | 1 | 144D10061A | UV NST ICU | Radiology Rm | Run to Fail | IES | ASP_GE | 180 | 5 | 0 | 2010-01-21 | Canyons/Desert
13800-Primary Childrens Hospital | 21201 | Magnetic Res Imaging - MRI | 13800-Primary Childrens Hospital | 21201-Magnetic Res Imaging - MRI | 13800~000000018762 | 375686 | 1181 | 1181COIL | 17-542 | Surface Coils, Magnetic Resona | Surface Coils, Magnetic Resona | 3081 | USA INSTRUMENTS | CTL | 1 | 138D21201A | PC MRI L1 | Data Closet 1E.300 | Run to Fail | IES | ASP_GE | 191 | 5 | 0 | 2009-02-17 | Canyons/Desert
15400-Intermountain Medical Center | 21211 | Magnetic Res Imag- MRI TOSH | 37000-The Orthopedic Specialty Hosp | 21201-Magnetic Res Imaging - MRI | 15400~000000042483 | 452144 | 627 | GON2673772 Need Vendor ID | 17-542 | Surface Coils, Magnetic Resona | Surface Coils, Magnetic Resona | 3112 | USA INSTRUMENTS | CTL | 1 | 370D21201A | TO MRI BLDG 4 L1 | MRI | Run to Fail | IES | ASP_GE | 215 | 5 | 0 | 2007-03-01 | Canyons/Desert
13200-McKay-Dee Hospital Center | 20501 | Cardiovascular Lab | 13200-McKay-Dee Hospital Center | 20501-Cardiovascular Lab | 13200~000000004903 | 297096 | IH-512253-001 | IHMKHBRAIJ1 | 15-284 | Injectors, Contrast Media, Ang | Injectors | 504 | BRACCO DIAGNOSTICS INCORPORATED | CVI | 1 | 132D20501A | MK CARDIOLOGY 3RD FLR | Cath Lab Rm 1 | Non Life Support | IMGOPS | IMGOPS_01 | 222 | 5 | 0 | 2006-08-01 | Canyons/Desert
13200-McKay-Dee Hospital Center | 20501 | Cardiovascular Lab | 13200-McKay-Dee Hospital Center | 20501-Cardiovascular Lab | 13200~000000014397 | 582970 | EP0017987 | IHMKHBRAIJ2 | 15-284 | Injectors, Contrast Media, Ang | Injectors | 507 | BRACCO DIAGNOSTICS INCORPORATED | CVI | 1 | 132D20501A | MK CARDIOLOGY 3RD FLR | Pre-Angio Rm 1 | Non Life Support | IMGOPS | IMGOPS_01 | 127 | 10 | 0 | 2014-06-06 | Canyons/Desert
13200-McKay-Dee Hospital Center | 20501 | Cardiovascular Lab | 13200-McKay-Dee Hospital Center | 20501-Cardiovascular Lab | 13200~000000018380 | 818869 | 30005215 | IHMKHBRAIJ3 | 15-284 | Injectors, Contrast Media, Ang | Injectors | 508 | BRACCO DIAGNOSTICS INCORPORATED | CVI | 1 | 132D20501A | MK CARDIOLOGY 3RD FLR | Pre-Angio Rm 1 | Non Life Support | IMGOPS | IMGOPS_01 | 92 | 10 | 2 | 2017-05-30 | Canyons/Desert
13200-McKay-Dee Hospital Center | 20501 | Cardiovascular Lab | 13200-McKay-Dee Hospital Center | 20501-Cardiovascular Lab | 13200~000000026332 | 911174 | 30034867 |  | 15-284 | Injectors, Contrast Media, Ang | Injectors | 509 | BRACCO DIAGNOSTICS INCORPORATED | CVI | 1 | 132D20501A | MK CARDIOLOGY 3RD FLR | Cath Lab Rm 3 | Non Life Support | IMGOPS | IMGOPS_01 | 17 | 10 | 9 | 2023-08-11 | Canyons/Desert
44000-Saltzer Medical Group Inc | 79736 | Ten Mile Urgent Care | 44000-Saltzer Medical Group Inc | 79736-Ten Mile Urgent Care | 44000~000000001375 | 890412 | 30021317 |  | 15-284 | Injectors, Contrast Media, Ang | Injectors | 533 | BRACCO DIAGNOSTICS INCORPORATED | CVI | 1 | 440D79736A | SZ TEN MILE URGENT CARE | Unspecified | Non Life Support | IES | ASP_GE | 35 | 10 | 7 | 2022-02-04 | Canyons/Desert
11600-Alta View Hospital | 11503 | Medical and Surgical Nursing | 11600-Alta View Hospital | 11503-Medical and Surgical Nursing | 11600~000000009936 | 927827 | US724B0940 |  | 17-422 | Scanning Systems, Ultrasonic, | UltraSound | 1892 | PHILIPS HEALTHCARE | CVX | 1 | 116D11503A | AV ACUTE CARE | Unspecified | Non Life Support | IES | ASP_GE | 2 | 5 | 5 | 2024-11-04 | Canyons/Desert
12000-Bear River Valley Hospital | 21101 | Radiology | 12000-Bear River Valley Hospital | 21101-Radiology | 12000~000000001609 | 875442 | USD20B0476 | IHBRHPHLUS2 | 17-422 | Scanning Systems, Ultrasonic, | UltraSound | 1945 | PHILIPS HEALTHCARE | CVX | 1 | 120D21101A | BR RADIOLOGY | Unspecified | Non Life Support | IES | ASP_GE | 49 | 5 | 1 | 2020-12-22 | Canyons/Desert
13200-McKay-Dee Hospital Center | 20603 | Vascular Lab | 13200-McKay-Dee Hospital Center | 20603-Vascular Lab | 13200~000000020791 | 887068 | US319B0879 |  | 17-422 | Scanning Systems, Ultrasonic, | UltraSound | 2176 | PHILIPS HEALTHCARE | CVX | 1 | 132D20603A | MK VASCULAR LAB 3RD FLR | Common Area | Non Life Support | IES | ASP_PHILIP | 70 | 5 | 0 | 2019-03-29 | Canyons/Desert
13200-McKay-Dee Hospital Center | 20603 | Vascular Lab | 13200-McKay-Dee Hospital Center | 20603-Vascular Lab | 13200~000000022131 | 859749 | US220B0725 | IHMKHPHLUS20 | 17-422 | Scanning Systems, Ultrasonic, | UltraSound | 2177 | PHILIPS HEALTHCARE | CVX | 1 | 132D20603A | MK VASCULAR LAB 3RD FLR | Common Area | Non Life Support | IES | ASP_GE | 58 | 5 | 0 | 2020-03-08 | Canyons/Desert
13200-McKay-Dee Hospital Center | 20603 | Vascular Lab | 13200-McKay-Dee Hospital Center | 20603-Vascular Lab | 13200~000000023999 | 882740 | US521B0887 | IHMKHPHLUS22 | 17-422 | Scanning Systems, Ultrasonic, | UltraSound | 2178 | PHILIPS HEALTHCARE | CVX | 1 | 132D20603A | MK VASCULAR LAB 3RD FLR | Common Area | Non Life Support | IES | ASP_PHILIP | 44 | 7 | 3 | 2021-05-28 | Canyons/Desert
13200-McKay-Dee Hospital Center | 20603 | Vascular Lab | 13200-McKay-Dee Hospital Center | 20603-Vascular Lab | 13200~000000024154 | 884421 | US621B1397 | IHMKHPHLUS25 | 17-422 | Scanning Systems, Ultrasonic, | UltraSound | 2179 | PHILIPS HEALTHCARE | CVX | 1 | 132D20603A | MK VASCULAR LAB 3RD FLR | Common Area | Non Life Support | IES | ASP_PHILIP | 42 | 7 | 3 | 2021-07-09 | Canyons/Desert
13200-McKay-Dee Hospital Center | 20603 | Vascular Lab | 13200-McKay-Dee Hospital Center | 20603-Vascular Lab | 13200~000000024155 | 884422 | US621B1398 |  | 17-422 | Scanning Systems, Ultrasonic, | UltraSound | 2180 | PHILIPS HEALTHCARE | CVX | 1 | 132D20603A | MK VASCULAR LAB 3RD FLR | Common Area | Non Life Support | IES | ASP_PHILIP | 42 | 7 | 3 | 2021-07-09 | Canyons/Desert
14400-Utah Valley Hospital | 20602 | Electrocardiology - EKG | 14400-Utah Valley Hospital | 70077-Cardiology Clinic | 14400~000000022065 | 860419 | US320B0736 | IHUVHPHLUS29 | 17-422 | Scanning Systems, Ultrasonic, | UltraSound | 2364 | PHILIPS HEALTHCARE | CVX | 1 | 144D70077A | UV CARDIOLOGY CLINIC | Unspecified | Non Life Support | IES | ASP_GE | 58 | 5 | 0 | 2020-03-27 | Canyons/Desert
14600-Cedar City Hospital | 21601 | Ultrasound | 14600-Cedar City Hospital | 21601-Ultrasound | 14600~000000003572 | 890254 | US721B1530 | IHCCHPHLUS6 | 17-422 | Scanning Systems, Ultrasonic, | UltraSound | 2426 | PHILIPS HEALTHCARE | CVX | 1 | 146D21601A | CC ULTRASOUND | Ultrasound Rm 1 | Non Life Support | IES | ASP_GE | 41 | 7 | 4 | 2021-08-27 | Canyons/Desert
12200-Cassia Regional Hospital | 22104 | Operating Rooms | 12200-Cassia Regional Hospital | 22104-Operating Rooms | 12200~000000002611 | 813588 | CW4-01204 |  | 99-097 | Radiographic/Fluoroscopic Syst | X-Ray Other | 1297 | CARE WISE MEDICAL PRODUCTS | CW-4000 | 1 | 122D22104A | CA OR CPM EXPENSE | Common Area | Life Support / High Risk | IES | ASP_GE | 98 | 7 | 0 | 2016-11-30 | Canyons/Desert
12600-St George Regional Hospital | 43031 | Cardiology Administration | 12600-St George Regional Hospital | 43031-Cardiology Administration | 12600~000000024070 | 579484 | SGN1305459 | IHUVHPHLUS14 | 15-976 | Scanning Systems, Ultrasonic, | UltraSound | 2048 | PHILIPS HEALTHCARE | CX50 | 1 | 126D43031A | SG CARDIOLOGY ADMIN RR | Unspecified | Life Support / High Risk | IES | ASP_GE | 132 | 5 | 0 | 2014-01-14 | Canyons/Desert
13200-McKay-Dee Hospital Center | 21102 | Angiography | 13200-McKay-Dee Hospital Center | 21102-Angiography | 13200~000000014325 | 582704 | SG31405822 | IHMKHPHLUS11 | 15-976 | Scanning Systems, Ultrasonic, | UltraSound | 2185 | PHILIPS HEALTHCARE | CX50 | 1 | 132D21102A | MK ANGIO 1ST FLR | Common Area | Life Support / High Risk | IES | ASP_GE | 129 | 5 | 0 | 2014-04-17 | Canyons/Desert
13800-Primary Childrens Hospital | 10081 | Pediatric Intensive Care | 13800-Primary Childrens Hospital | 21201-Magnetic Res Imaging - MRI | 13800~000000018635 | 541071 | SG11405599 | IHLYHPHLUS2 | 15-976 | Scanning Systems, Ultrasonic, | UltraSound | 2227 | PHILIPS HEALTHCARE | CX50 | 1 | 138D21201A | PC MRI L1 | Unspecified | Life Support / High Risk | IES | ASP_GE | 131 | 5 | 0 | 2014-02-05 | Canyons/Desert
13800-Primary Childrens Hospital | 12004 | ECMO | 13800-Primary Childrens Hospital | 12002-Newborn Intensive Care Unit | 13800~000000019342 | 582996 | SG41304488 | IHPCHPHLUS13 | 15-976 | Scanning Systems, Ultrasonic, | UltraSound | 2229 | PHILIPS HEALTHCARE | CX50 | 1 | 138D12002A | PC NICU L4 | North Equipment Storage 4A.056 | Life Support / High Risk | IES | ASP_GE | 127 | 5 | 0 | 2014-06-09 | Canyons/Desert
14400-Utah Valley Hospital | 20602 | Electrocardiology - EKG | 14400-Utah Valley Hospital | 20602-Electrocardiology - EKG | 14400~000000014556 | 825774 | SG81500068 | IHUVHPHLUS16 | 15-976 | Scanning Systems, Ultrasonic, | UltraSound | 2358 | PHILIPS HEALTHCARE | CX50 | 1 | 144D20602A | UV ELECTRO EKG | Unspecified | Life Support / High Risk | IES | ASP_GE | 112 | 5 | 0 | 2015-09-29 | Canyons/Desert
15400-Intermountain Medical Center | 10061 | Intensive Care Shock-Trauma | 15400-Intermountain Medical Center | 10061-Intensive Care Shock-Trauma | 15400~000000014375 | 376739 | USD0800784 | IHMCHPHLUS24 | 15-976 | Scanning Systems, Ultrasonic, | UltraSound | 2447 | PHILIPS HEALTHCARE | CX50 | 1 | 154D10061A | IM SHOCK TRAUMA T5 | Common Area | Life Support / High Risk | IES | ASP_GE | 189 | 5 | 0 | 2009-04-02 | Canyons/Desert
40000-Intermountain Medical Group | 77009 | Springville Workmed | 40000-Intermountain Medical Group | 77009-Springville Workmed | 40000~000000033645 | 408264 | SGD0900141 | IHDXHPHLUS7 | 15-976 | Scanning Systems, Ultrasonic, | UltraSound | 2807 | PHILIPS HEALTHCARE | CX50 | 1 | 400D77009A | MG WORKMED SPRINGVILLE | Common Area | Life Support / High Risk | IES | ASP_GE | 170 | 5 | 0 | 2010-12-01 | Canyons/Desert
12600-St George Regional Hospital | 12501 | Pediatric Nursing Unit | 12600-St George Regional Hospital | 12501-Pediatric Nursing Unit | 12600~000000011522 | 487692 | 02MKV0 | E285504 | 14-121 | Transducers, Ultrasonic | Transducers | 3347 | PHILIPS HEALTHCARE | D2CWC | 1 | 126D12501A | SG PEDIATRIC NSG RR | Equipment Storage Rm | Run to Fail | IES | ASP_GE | 156 | 5 | 0 | 2012-01-10 | Canyons/Desert
12800-LDS Hospital | 20603 | Vascular Lab | 12800-LDS Hospital | 20603-Vascular Lab | 12800~000000004815 | 407957 | 03761X |  | 14-121 | Transducers, Ultrasonic | Transducers | 3389 | PHILIPS HEALTHCARE | D2CWC | 1 | 128D20603A | LD PERIPHERAL VASCULAR ECHO L7 | Common Area | Run to Fail |  |  | 180 | 5 | 0 | 2010-01-08 | Canyons/Desert
13200-McKay-Dee Hospital Center | 20501 | Cardiovascular Lab | 13200-McKay-Dee Hospital Center | 20501-Cardiovascular Lab | 13200~000000014513 | 583497 | B0Q9VM |  | 14-121 | Transducers, Ultrasonic | Transducers | 3438 | PHILIPS HEALTHCARE | D2CWC | 1 | 132D20501A | MK CARDIOLOGY 3RD FLR | Common Area | Run to Fail | IES | ASP_GE | 125 | 5 | 0 | 2014-08-07 | Canyons/Desert
13200-McKay-Dee Hospital Center | 20501 | Cardiovascular Lab | 13200-McKay-Dee Hospital Center | 20501-Cardiovascular Lab | 13200~000000014521 | 584195 | B0Q9VQ |  | 14-121 | Transducers, Ultrasonic | Transducers | 3439 | PHILIPS HEALTHCARE | D2CWC | 1 | 132D20501A | MK CARDIOLOGY 3RD FLR | Common Area | Run to Fail | IES | ASP_GE | 127 | 5 | 0 | 2014-06-16 | Canyons/Desert
13200-McKay-Dee Hospital Center | 20603 | Vascular Lab | 13200-McKay-Dee Hospital Center | 20603-Vascular Lab | 13200~000000022137 | 859753 | B3GW6N |  | 14-121 | Transducers, Ultrasonic | Transducers | 3455 | PHILIPS HEALTHCARE | D2CWC | 1 | 132D20603A | MK VASCULAR LAB 3RD FLR | Common Area | Run to Fail | MKDHC_CE | MKDCREW1CE | 58 | 5 | 0 | 2020-03-06 | Canyons/Desert
13200-McKay-Dee Hospital Center | 20603 | Vascular Lab | 13200-McKay-Dee Hospital Center | 20603-Vascular Lab | 13200~000000023530 | 877722 | B2YJ4W |  | 14-121 | Transducers, Ultrasonic | Transducers | 3479 | PHILIPS HEALTHCARE | D2CWC | 1 | 132D20603A | MK VASCULAR LAB 3RD FLR | Common Area | Run to Fail | MKDHC_CE | MKDCREW1CE | 47 | 5 | 1 | 2021-02-09 | Canyons/Desert
13200-McKay-Dee Hospital Center | 20603 | Vascular Lab | 13200-McKay-Dee Hospital Center | 20603-Vascular Lab | 13200~000000023531 | 877723 | 03FJJ8 |  | 14-121 | Transducers, Ultrasonic | Transducers | 3480 | PHILIPS HEALTHCARE | D2CWC | 1 | 132D20603A | MK VASCULAR LAB 3RD FLR | Common Area | Run to Fail | MKDHC_CE | MKDCREW1CE | 47 | 5 | 1 | 2021-02-09 | Canyons/Desert
13200-McKay-Dee Hospital Center | 20603 | Vascular Lab | 13200-McKay-Dee Hospital Center | 20603-Vascular Lab | 13200~000000023532 | 877724 | B15Z0N |  | 14-121 | Transducers, Ultrasonic | Transducers | 3481 | PHILIPS HEALTHCARE | D2CWC | 1 | 132D20603A | MK VASCULAR LAB 3RD FLR | Common Area | Run to Fail | MKDHC_CE | MKDCREW1CE | 47 | 5 | 1 | 2021-02-09 | Canyons/Desert
13200-McKay-Dee Hospital Center | 20603 | Vascular Lab | 13200-McKay-Dee Hospital Center | 20603-Vascular Lab | 13200~000000023540 | 878060 | B13LDX |  | 14-121 | Transducers, Ultrasonic | Transducers | 3482 | PHILIPS HEALTHCARE | D2CWC | 1 | 132D20603A | MK VASCULAR LAB 3RD FLR | Common Area | Run to Fail | MKDHC_CE | MKDCREW1CE | 47 | 5 | 1 | 2021-02-11 | Canyons/Desert
13200-McKay-Dee Hospital Center | 20603 | Vascular Lab | 13200-McKay-Dee Hospital Center | 20603-Vascular Lab | 13200~000000023609 | 749868 | B1XGF1 |  | 14-121 | Transducers, Ultrasonic | Transducers | 3488 | PHILIPS HEALTHCARE | D2CWC | 1 | 132D20603A | MK VASCULAR LAB 3RD FLR | Common Area | Run to Fail | MKDHC_CE | MKDCREW1CE | 47 | 5 | 1 | 2021-02-18 | Canyons/Desert
13200-McKay-Dee Hospital Center | 20603 | Vascular Lab | 13200-McKay-Dee Hospital Center | 20603-Vascular Lab | 13200~000000024052 | 882741 | F024FW |  | 14-121 | Transducers, Ultrasonic | Transducers | 3490 | PHILIPS HEALTHCARE | D2CWC | 1 | 132D20603A | MK VASCULAR LAB 3RD FLR | Common Area | Run to Fail | MKDHC_CE | MKDCREW1CE | 44 | 5 | 1 | 2021-05-28 | Canyons/Desert
13200-McKay-Dee Hospital Center | 20603 | Vascular Lab | 13200-McKay-Dee Hospital Center | 20603-Vascular Lab | 13200~000000024156 | 884423 | F02NKW |  | 14-121 | Transducers, Ultrasonic | Transducers | 3493 | PHILIPS HEALTHCARE | D2CWC | 1 | 132D20603A | MK VASCULAR LAB 3RD FLR | Unspecified | Run to Fail | MKDHC_CE | MKDCREW1CE | 42 | 5 | 2 | 2021-07-30 | Canyons/Desert
13200-McKay-Dee Hospital Center | 20603 | Vascular Lab | 13200-McKay-Dee Hospital Center | 20603-Vascular Lab | 13200~000000024157 | 884424 | F02PXD |  | 14-121 | Transducers, Ultrasonic | Transducers | 3494 | PHILIPS HEALTHCARE | D2CWC | 1 | 132D20603A | MK VASCULAR LAB 3RD FLR | Unspecified | Run to Fail | MKDHC_CE | MKDCREW1CE | 42 | 5 | 2 | 2021-07-30 | Canyons/Desert
13200-McKay-Dee Hospital Center | 20603 | Vascular Lab | 13200-McKay-Dee Hospital Center | 20603-Vascular Lab | 13200~000000023422 | 871538 | B325ML |  | 14-121 | Transducers, Ultrasonic | Transducers | 3474 | PHILIPS HEALTHCARE | D2CWC STATIC | 1 | 132D20603A | MK VASCULAR LAB 3RD FLR | Common Area | Run to Fail | MKDHC_CE | MKDCREW1CE | 50 | 5 | 1 | 2020-11-09 | Canyons/Desert
13200-McKay-Dee Hospital Center | 20603 | Vascular Lab | 13200-McKay-Dee Hospital Center | 20603-Vascular Lab | 13200~000000023423 | 871539 | B014T6 |  | 14-121 | Transducers, Ultrasonic | Transducers | 3475 | PHILIPS HEALTHCARE | D2CWC STATIC | 1 | 132D20603A | MK VASCULAR LAB 3RD FLR | Echo Rm 2 | Run to Fail | MKDHC_CE | MKDCREW1CE | 50 | 5 | 1 | 2020-11-09 | Canyons/Desert
14300-Park City Hospital | 21601 | Ultrasound | 14300-Park City Hospital | 21601-Ultrasound | 14300~000000001318 | 462918 | 03751J |  | 14-121 | Transducers, Ultrasonic | Transducers | 3623 | PHILIPS HEALTHCARE | D2CWC STATIC | 1 | 143D21601A | PK ULTRASOUND | Ultrasound | Run to Fail | IES | ASP_GE | 165 | 5 | 0 | 2011-04-28 | Canyons/Desert
12800-LDS Hospital | 25501 | Radiation Center | 12800-LDS Hospital | 25501-Radiation Center | 12800~000000014422 |  | 241344006 |  | 17-212 | Radiation Survey Meters, Ioniz | Radiation Survey Meters, Ioniz | 852 | SUN NUCLEAR CORPORATION | DAILY QA 3 1093300 | 1 | 128D25501A | LD RADIATION CENTER L1 | Unspecified | Non Life Support |  |  | 69 | 8 | 2 | 2019-04-19 | Canyons/Desert
13000-Logan Regional Hospital | 25501 | Radiation Center | 13000-Logan Regional Hospital | 25501-Radiation Center | 13000~000000006772 |  | 1093300ZDW |  | 17-212 | Radiation Survey Meters, Ioniz | Radiation Survey Meters, Ioniz | 853 | SUN NUCLEAR CORPORATION | DAILY QA 3 1093300 | 1 | 130D25501A | LO CANCER CTR RADIATION THER | Unspecified | Non Life Support |  |  | 87 | 5 | 0 | 2017-10-18 | Canyons/Desert
13200-McKay-Dee Hospital Center | 25501 | Radiation Center | 13200-McKay-Dee Hospital Center | 25501-Radiation Center | 13200~000000008269 | 468925 | 70241011-2001-02 |  | 17-212 | Radiation Survey Meters, Ioniz | Radiation Survey Meters, Ioniz | 855 | SUN NUCLEAR CORPORATION | DAILY QA 3 1093300 | 1 | 132D25501A | MK RADIATION THERAPY 1ST FLR | Common Area | Non Life Support | IES | ASP_GE | 162 | 8 | 0 | 2011-08-01 | Canyons/Desert
13200-McKay-Dee Hospital Center | 25501 | Radiation Center | 13200-McKay-Dee Hospital Center | 25501-Radiation Center | 13200~000000020837 |  | 232072009 |  | 17-212 | Radiation Survey Meters, Ioniz | Radiation Survey Meters, Ioniz | 858 | SUN NUCLEAR CORPORATION | DAILY QA 3 1093300 | 1 | 132D25501A | MK RADIATION THERAPY 1ST FLR | Unspecified | Non Life Support |  |  | 77 | 8 | 2 | 2018-08-31 | Canyons/Desert
15400-Intermountain Medical Center | 25501 | Radiation Center | 15400-Intermountain Medical Center | 25501-Radiation Center | 15400~000000033225 |  | 239477008 |  | 17-212 | Radiation Survey Meters, Ioniz | Radiation Survey Meters, Ioniz | 860 | SUN NUCLEAR CORPORATION | DAILY QA 3 1093300 | 1 | 154D25501A | IM RADIATION CENTER HL1 | Unspecified | Non Life Support |  |  | 70 | 8 | 2 | 2019-03-14 | Canyons/Desert
12600-St George Regional Hospital | 10011 | Intensive Care Unit | 12600-St George Regional Hospital | 10011-Intensive Care Unit | 12600~000000004452 | 490647 | QE-31000861 | QE-31000861 | 15-976 | Scanning Systems, Ultrasonic, | UltraSound | 1966 | MINDRAY NORTH AMERICA | DC-8 | 1 | 126D10011A | SG ICU RR TST | Icu-Ccu | Life Support / High Risk | IES | ASP_GE | 140 | 5 | 0 | 2013-06-01 | Canyons/Desert
12600-St George Regional Hospital | 20101 | Emergency Department | 12600-St George Regional Hospital | 20101-Emergency Department | 12600~000000027464 | 915377 | QH-7B001255 | IHDXHMNDUS7 | 15-976 | Scanning Systems, Ultrasonic, | UltraSound | 1987 | MINDRAY NORTH AMERICA | DC-8 | 1 | 126D20101A | SG EMERGENCY RM RR | Unspecified | Life Support / High Risk | IES | ASP_MINDRA | 13 | 5 | 4 | 2023-12-07 | Canyons/Desert
12600-St George Regional Hospital | 22104 | Operating Rooms | 12600-St George Regional Hospital | 22104-Operating Rooms | 12600~000000004424 | 490646 | QE-31000854 | IHDXHMNDUS2 | 15-976 | Scanning Systems, Ultrasonic, | UltraSound | 2031 | MINDRAY NORTH AMERICA | DC-8 | 1 | 126D22104A | SG OPERATING ROOMS RR | OR Common Area | Life Support / High Risk | IES | ASP_GE | 148 | 5 | 0 | 2012-10-01 | Canyons/Desert
40000-Intermountain Medical Group | 74308 | Vascular and Vein - St. George | 40000-Intermountain Medical Group | 74308-Vascular and Vein - St. George | 40000~000000029364 | 816047 | QH68000708 | IHDXHMNDUS4 | 15-976 | Scanning Systems, Ultrasonic, | UltraSound | 2798 | MINDRAY NORTH AMERICA | DC-8 | 1 | 400D74308A | MG VASCULAR AND VEIN ST GEO | Unspecified | Life Support / High Risk | IES | ASP_GE | 97 | 5 | 0 | 2016-12-21 | Canyons/Desert
44000-Saltzer Medical Group Inc | 79651 | Nampa-North Nephrology | 44000-Saltzer Medical Group Inc | 79651-Nampa-North Nephrology | 44000~000000000658 | 760894 | QH-5A000340 |  | 15-976 | Scanning Systems, Ultrasonic, | UltraSound | 2836 | MINDRAY NORTH AMERICA | DC-8 | 1 | 440D79651B | SZ N NAMPA OBGYN | Unspecified | Life Support / High Risk | CRMC_CE | CASSIACRW6 | 49 | 5 | 1 | 2020-12-15 | Canyons/Desert
13800-Primary Childrens Hospital | 21101 | Radiology | 13800-Primary Childrens Hospital | 21001-Imaging Administration | 13800~000000031681 | 910335 | 801662DISC1 |  | 18-430 | Radiographic Systems, Digital | XR / RF | 922 | GE HEALTHCARE | DEFINIUM 656 HD | 1 | 138D21001A | PC IMAGING L1 | Imaging Administration | Life Support / High Risk | IES | ASP_GE | 32 | 5 | 2 | 2022-05-11 | Canyons/Desert
37700-Primary Childrens - Lehi | 20101 | Emergency Department | 37700-Primary Childrens - Lehi | 20101-Emergency Department | 37700~000000003395 | 918080 | 801669DEF6 |  | 18-430 | Radiographic Systems, Digital | XR / RF | 974 | GE HEALTHCARE | DEFINIUM 656 HD | 1 | 377D20101A | PL LEHI EMERGENCY DEPT | Trauma 1 H1149 | Life Support / High Risk | IES | ASP_GE | 12 | 5 | 4 | 2024-01-30 | Canyons/Desert
37700-Primary Childrens - Lehi | 20101 | Emergency Department | 37700-Primary Childrens - Lehi | 20101-Emergency Department | 37700~000000003396 | 918081 | 801669DEF4 |  | 18-430 | Radiographic Systems, Digital | XR / RF | 975 | GE HEALTHCARE | DEFINIUM 656 HD | 1 | 377D20101A | PL LEHI EMERGENCY DEPT | Trauma 1 H1149 | Life Support / High Risk | IES | ASP_GE | 12 | 5 | 4 | 2024-01-30 | Canyons/Desert
37700-Primary Childrens - Lehi | 21101 | Radiology | 37700-Primary Childrens - Lehi | 21101-Radiology | 37700~000000003041 | 919880 | 801699DEF2 | 801699DEF2 | 18-430 | Radiographic Systems, Digital | XR / RF | 976 | GE HEALTHCARE | DEFINIUM 656 HD | 1 | 377D21101A | PL RADIOLOGY | Unspecified | Life Support / High Risk | IES | ASP_GE | 10 | 5 | 4 | 2024-03-12 | Canyons/Desert
37700-Primary Childrens - Lehi | 21101 | Radiology | 37700-Primary Childrens - Lehi | 21101-Radiology | 37700~000000003042 | 919882 | PLGEDR02 | 801699DEF3 | 18-430 | Radiographic Systems, Digital | XR / RF | 977 | GE HEALTHCARE | DEFINIUM 656 HD | 1 | 377D21101A | PL RADIOLOGY | Unspecified | Life Support / High Risk | IES | ASP_GE | 10 | 5 | 4 | 2024-03-12 | Canyons/Desert
37700-Primary Childrens - Lehi | 70007 | Clinic | 37700-Primary Childrens - Lehi | 70007-Clinic | 37700~000000003771 | 926741 | HL06KK7S | 801699DEF1 | 18-430 | Radiographic Systems, Digital | XR / RF | 981 | GE HEALTHCARE | DEFINIUM 656 HD | 1 | 377D70007A | PL OUTPATIENT CLINIC L1 | Unspecified | Life Support / High Risk | IES | ASP_GE | 4 | 5 | 5 | 2024-09-27 | Canyons/Desert
11800-American Fork Hospital | 20102 | Emergency Dept - Satellite | 11800-American Fork Hospital | 21050-Imaging Dept - Satellite | 11800~000000008102 | 912935 | 801268DEF1 | 801268DEF1 | 20-791 | Detectors, X-Ray, Digital Radi | Detectors, X-Ray, Digital Radi | 255 | GE HEALTHCARE | Definium Tempo | 1 | 118D21050A | SS IMAGING CENTER SATALLITE | Unspecified | Non Life Support | IES | ASP_GE | 15 | 5 | 4 | 2023-10-05 | Canyons/Desert
13200-McKay-Dee Hospital Center | 21101 | Radiology | 13200-McKay-Dee Hospital Center | 21101-Radiology | 13200~000000027000 | 922667 | DX3SS2300297HL | 435770DEF1 | 20-791 | Detectors, X-Ray, Digital Radi | Detctors | 259 | GE HEALTHCARE | Definium Tempo | 1 | 132D21101A | MK RADIOLOGY 1ST FLR | Common Area | Non Life Support | IES | ASP_GE | 10 | 15 | 14 | 2024-03-29 | Canyons/Desert
40000-Intermountain Medical Group | 74369 | Intrmtn Neurosurgery Spine | 40000-Intermountain Medical Group | 74127-Intrmtn Neurosciences Institut | 40000~000000032372 | 908501 | DX3SS2200249HL |  | 20-791 | Detectors, X-Ray, Digital Radi | Detctors | 261 | GE HEALTHCARE | Definium Tempo | 1 | 400D74127B | MG SPINE CLINIC STE 910 | Unspecified | Non Life Support | IES | ASP_GE | 23 | 5 | 3 | 2023-02-16 | Canyons/Desert
14400-Utah Valley Hospital | 21101 | Radiology | 14400-Utah Valley Hospital | 21101-Radiology | 14400~000000011274 | 238569 | N/A | 10285968 | 16-902 | Computer Interfaces | Computer | 61 | DELL COMPUTER INC | DELL GXI | 1 | 144D21101A | UV RADIOLOGY | Radiology | Run to Fail | IES | ASP_GE | 252 | 5 | 0 | 2004-01-29 | Canyons/Desert
40000-Intermountain Medical Group | 74177 | McKay-Dee Ortho and Sports Med | 40000-Intermountain Medical Group | 74177-McKay-Dee Ortho and Sports Med | 40000~000000034287 | 923083 | SW0133 |  | 11-758 | Radiographic/Fluoroscopic Unit | XR / RF | 1599 | ORTHOSCAN INCORPORATED | DI MINI 1000-0005 | 1 | 400D74177A | MG MCKAY DEE ORTHO SPORTS MED | Unspecified | Non Life Support | IES | ASP_ORTHOS | 7 | 5 | 4 | 2024-06-25 | Canyons/Desert
11600-Alta View Hospital | 21101 | Radiology | 11600-Alta View Hospital | 21101-Radiology | 11600~000000004311 | 365208 | 340206 | IHAVHVIDWS | 16-910 | Film Digitizers | Film Digitizers | 346 | VIDAR SYSTEMS CORPORATION | DIAGNOSTIC PRO ADVANTAGE | 1 | 116D21101A | AV RADIOLOGY | L2 Film Reading Rm | Run to Fail | AVH_CE | AVHCREW1CE | 195 | 5 | 0 | 2008-10-14 | Canyons/Desert
13000-Logan Regional Hospital | 21101 | Radiology | 13000-Logan Regional Hospital | 21101-Radiology | 13000~000000004162 | 402920 | 10262973 | 10262973 | 16-910 | Film Digitizers | Film Digitizers | 349 | VIDAR SYSTEMS CORPORATION | DIAGNOSTIC PRO ADVANTAGE | 1 | 130D21101A | LO RADIOLOGY | Common Area | Run to Fail |  |  | 230 | 5 | 0 | 2005-11-23 | Canyons/Desert
13200-McKay-Dee Hospital Center | 21501 | Mammography | 13200-McKay-Dee Hospital Center | 21501-Mammography | 13200~000000012773 | 349725 | 340316 | IHMKHVIDWS | 16-910 | Film Digitizers | Film Digitizers | 351 | VIDAR SYSTEMS CORPORATION | DIAGNOSTIC PRO ADVANTAGE | 1 | 132D21501A | MK MAMMOGRAPHY 4TH FLR | Mammography | Run to Fail | IES | ASP_GE | 202 | 5 | 0 | 2008-03-03 | Canyons/Desert
13800-Primary Childrens Hospital | 21101 | Radiology | 13800-Primary Childrens Hospital | 21101-Radiology | 13800~000000018723 | 379066 | 330549 | IHPCHVIDWS | 16-910 | Film Digitizers | Film Digitizers | 352 | VIDAR SYSTEMS CORPORATION | DIAGNOSTIC PRO ADVANTAGE | 1 | 138D21101A | PC MEDICAL IMAGING 1ST FLR W | Imaging Vitals Alcove | Run to Fail | PCH_CE | PCHCREW07 | 190 | 5 | 0 | 2009-03-10 | Canyons/Desert
14400-Utah Valley Hospital | 21101 | Radiology | 14400-Utah Valley Hospital | 25501-Radiation Center | 14400~000000008507 | 376677 | DOSIPRO | IHUVHVIDWS2 | 16-910 | Film Digitizers | Film Digitizers | 353 | VIDAR SYSTEMS CORPORATION | DIAGNOSTIC PRO ADVANTAGE | 1 | 144D25501A | UV RADIATION ONCOLOGY | OPRadOnc Common Area | Run to Fail | IES | ASP_GE | 191 | 5 | 0 | 2009-02-27 | Canyons/Desert
18200-Garfield Memorial Hospital | 21101 | Radiology | 18200-Garfield Memorial Hospital | 21101-Radiology | 18200~000000000460 | 487853 | 351192 | IHGMHVIDWS | 16-910 | Film Digitizers | Film Digitizers | 354 | VIDAR SYSTEMS CORPORATION | DIAGNOSTIC PRO ADVANTAGE | 1 | 182D21101A | GF RADIOLOGY | Radiology | Run to Fail | IES | ASP_GE | 156 | 5 | 0 | 2012-01-10 | Canyons/Desert
12600-St George Regional Hospital | 21101 | Radiology | 12600-St George Regional Hospital | 21101-Radiology | 12600~000000024701 |  |  |  | 18-430 | Radiographic Systems, Digital | XR / RF | 892 | GE HEALTHCARE | DIFINIUM 646 HD | 1 | 126D21101A | SG RADIOLOGY | Unspecified | Life Support / High Risk |  |  | 51 | 5 | 1 | 2020-10-21 | Canyons/Desert
40000-Intermountain Medical Group | 73020 | North Ogden Clinic | 40000-Intermountain Medical Group | 73020-North Ogden Clinic | 40000~000000031200 | 901885 | 2UA9421T84 | 801786OPT | 18-430 | Radiographic Systems, Digital | XR / RF | 1012 | GE HEALTHCARE | DIFINIUM 646 HD | 1 | 400D73020A | MG N OG FAMILY PRAC CLINIC | X-Ray | Life Support / High Risk | IES | ASP_GE | 31 | 5 | 2 | 2022-06-06 | Canyons/Desert
40000-Intermountain Medical Group | 74135 | Salt Lake Clinic - Radiology | 40000-Intermountain Medical Group | 74135-Salt Lake Clinic - Radiology | 40000~000000030244 | 907754 | 385282XRHHD | 385282XRHHD | 18-430 | Radiographic Systems, Digital | XR / RF | 1056 | GE HEALTHCARE | DIFINIUM 646 HD | 1 | 400D74135F | MG SL CLINIC RADIOLOGY 2ND FLR | DiagImageL2 Exam 2 | Life Support / High Risk | IES | ASP_GE | 45 | 5 | 1 | 2021-04-12 | Canyons/Desert
14600-Cedar City Hospital | 21101 | Radiology | 14600-Cedar City Hospital | 21101-Radiology | 14600~000000000632 | 375122 | 915918 | IHCCHGDEUPS | 16-936 | Power Systems, Uninterruptible | UPS | 734 | GE HEALTHCARE | DIGITAL ENERGY 300 | 1 | 146D21101B | CC RADIOLOGY TE | Basement | Non Life Support | IES | ASP_GE | 194 | 10 | 0 | 2008-11-30 | Canyons/Desert
11800-American Fork Hospital | 21101 | Radiology | 11800-American Fork Hospital | 21101-Radiology | 11800~000000001076 | 357571 | 990119 | IHAFHPHLXR | 18-430 | Radiographic Systems, Digital | XR / RF | 870 | PHILIPS HEALTHCARE | DIGITALDIAGNOST | 1 | 118D21101A | AF RADIOLOGY | X-Ray | Life Support / High Risk | IES | ASP_GE | 203 | 5 | 0 | 2008-02-29 | Canyons/Desert
13800-Primary Childrens Hospital | 21101 | Radiology | 13800-Primary Childrens Hospital | 21101-Radiology | 13800~000000009067 | 520562 | 12000165 | IHPCHPHLXR4 | 18-430 | Radiographic Systems, Digital | XR / RF | 923 | PHILIPS HEALTHCARE | DIGITALDIAGNOST | 1 | 138D21101A | PC MEDICAL IMAGING 1ST FLR W | Radiographic Rm 9 | Life Support / High Risk | IES | ASP_GE | 146 | 7 | 0 | 2012-11-30 | Canyons/Desert
13800-Primary Childrens Hospital | 21101 | Radiology | 13800-Primary Childrens Hospital | 21101-Radiology | 13800~000000019410 | 584504 | 14001555 | IHPCHPHLRF2 | 18-430 | Radiographic Systems, Digital | XR / RF | 924 | PHILIPS HEALTHCARE | DIGITALDIAGNOST | 1 | 138D21101A | PC MEDICAL IMAGING 1ST FLR W | Unspecified | Life Support / High Risk | IES | ASP_GE | 126 | 7 | 0 | 2014-07-29 | Canyons/Desert
13800-Primary Childrens Hospital | 21101 | Radiology | 13800-Primary Childrens Hospital | 21101-Radiology | 13800~000000026245 | 838994 | 14000414 | IHPCHPHLXR5 | 18-430 | Radiographic Systems, Digital | XR / RF | 925 | PHILIPS HEALTHCARE | DIGITALDIAGNOST | 1 | 138D21101B | PC ECCLES IMAGING L2 | XRAY 2C.040 | Life Support / High Risk | IES | ASP_GE | 75 | 5 | 0 | 2018-10-22 | Canyons/Desert
13900-Riverton Hospital | 21101 | Radiology | 13900-Riverton Hospital | 21101-Radiology | 13900~000000000850 | 404445 | 428633/SN09000234 | IHRVHPHLXR | 18-430 | Radiographic Systems, Digital | XR / RF | 931 | PHILIPS HEALTHCARE | DIGITALDIAGNOST | 1 | 139D21101A | RV RADIOLOGY | Rad Rm | Life Support / High Risk | IES | ASP_GE | 182 | 5 | 0 | 2009-11-06 | Canyons/Desert
14400-Utah Valley Hospital | 21101 | Radiology | 14400-Utah Valley Hospital | 21101-Radiology | 14400~000000004000 | 315528 | TE62240649 | IHUVHPHLXR2 | 18-430 | Radiographic Systems, Digital | XR / RF | 945 | PHILIPS HEALTHCARE | DIGITALDIAGNOST | 1 | 144D21101A | UV RADIOLOGY | 1 | Life Support / High Risk | IES | ASP_GE | 213 | 5 | 0 | 2007-04-13 | Canyons/Desert
14400-Utah Valley Hospital | 21101 | Radiology | 14400-Utah Valley Hospital | 21101-Radiology | 14400~000000004160 | 369709 | 398478/SN0802269 | IHUVHPHLXR3 | 18-430 | Radiographic Systems, Digital | XR / RF | 946 | PHILIPS HEALTHCARE | DIGITALDIAGNOST | 1 | 144D21101A | UV RADIOLOGY | OP Radiol X Ray 1 | Life Support / High Risk | IES | ASP_GE | 194 | 5 | 0 | 2008-11-30 | Canyons/Desert
14400-Utah Valley Hospital | 21101 | Radiology | 14400-Utah Valley Hospital | 21101-Radiology | 14400~000000004161 | 369710 | 41445193 | IHUVHPHLXR4 | 18-430 | Radiographic Systems, Digital | XR / RF | 947 | PHILIPS HEALTHCARE | DIGITALDIAGNOST | 1 | 144D21101A | UV RADIOLOGY | OP Radiol X Ray 2 | Life Support / High Risk | IES | ASP_GE | 194 | 5 | 0 | 2008-11-30 | Canyons/Desert
15400-Intermountain Medical Center | 21101 | Radiology | 15400-Intermountain Medical Center | 21101-Radiology | 15400~000000015871 | 501551 | 11009335 | IHMCHPHLXR3 | 18-430 | Radiographic Systems, Digital | XR / RF | 965 | PHILIPS HEALTHCARE | DIGITALDIAGNOST | 1 | 154D21101A | IM RADIOLOGY ADMI OFFICE TLL1 | BldgB L2 OutptRadCommon Area | Life Support / High Risk | IES | ASP_GE | 155 | 5 | 0 | 2012-03-01 | Canyons/Desert
40000-Intermountain Medical Group | 40086 | Budge Clinic Support | 40000-Intermountain Medical Group | 74011-Budge Clinic Radiology | 40000~000000015823 | 726726 | 14000261 | IHBUCPHLXR1 | 18-430 | Radiographic Systems, Digital | XR / RF | 985 | PHILIPS HEALTHCARE | DIGITALDIAGNOST | 1 | 400D74011A | MG BUDGE CL RADIOLOGY 1ST FLR | Fp Main | Life Support / High Risk | IES | ASP_GE | 118 | 5 | 0 | 2015-03-23 | Canyons/Desert
40000-Intermountain Medical Group | 74011 | Budge Clinic Radiology | 40000-Intermountain Medical Group | 74011-Budge Clinic Radiology | 40000~000000015824 | 726727 | 14000262 | IHBUCPHLXR2 | 18-430 | Radiographic Systems, Digital | XR / RF | 1039 | PHILIPS HEALTHCARE | DIGITALDIAGNOST | 1 | 400D74011A | MG BUDGE CL RADIOLOGY 1ST FLR | Fp Main | Life Support / High Risk | IES | ASP_GE | 118 | 7 | 0 | 2015-03-23 | Canyons/Desert
13200-McKay-Dee Hospital Center | 21501 | Mammography | 13200-McKay-Dee Hospital Center | 21501-Mammography | 13200~000000005800 | 349727 | LS0314 | IHMKHR2TMA | 16-910 | Film Digitizers | Film Digitizers | 350 | HOLOGIC INC | DIGITALNOW | 1 | 132D21501A | MK MAMMOGRAPHY 4TH FLR | Mammography | Run to Fail | IES | ASP_GE | 204 | 7 | 0 | 2008-02-01 | Canyons/Desert
40000-Intermountain Medical Group | 74135 | Salt Lake Clinic - Radiology | 40000-Intermountain Medical Group | 74135-Salt Lake Clinic - Radiology | 40000~000000007801 | 363005 | MS4020 | IHSCCR2TMA | 16-910 | Film Digitizers | Film Digitizers | 358 | HOLOGIC INC | DIGITALNOW | 1 | 400D74135A | MG SL CLINIC RADIOLOGY 1ST FLR | Mammography | Run to Fail | IES | ASP_GE | 196 | 5 | 0 | 2008-09-09 | Canyons/Desert
12200-Cassia Regional Hospital | 21801 | Nuclear Medicine | 12200-Cassia Regional Hospital | 21801-Nuclear Medicine | 12200~000000003405 | 896592 | 830A60354 | 208678NM830 | 23-964 | Scanning Systems, Computed Tom | CT | 1624 | GE HEALTHCARE | DISCOVERY 830 | 1 | 122D21801A | CA NUCLEAR MEDICINE | Common Area | Life Support / High Risk | IES | ASP_GE | 35 | 5 | 2 | 2022-03-01 | Canyons/Desert
12600-St George Regional Hospital | 21401 | Computed Tomography - CT | 12600-St George Regional Hospital | 21401-Computed Tomography - CT | 12600~000000004455 | 490651 | 433068CN4 | 435251HDCT | 13-469 | Scanning Systems, Computed Tom | CT | 1628 | GE HEALTHCARE | DISCOVERY CT750 HD | 1 | 126D21401D | SG CT RRAD | Ct Exam 1 | Life Support / High Risk | IES | ASP_GE | 135 | 5 | 0 | 2013-11-01 | Canyons/Desert
13200-McKay-Dee Hospital Center | 21401 | Computed Tomography - CT | 13200-McKay-Dee Hospital Center | 21401-Computed Tomography - CT | 13200~000000009664 | 557486 | 434003CN0 | 801387HDCT | 13-469 | Scanning Systems, Computed Tom | CT | 1649 | GE HEALTHCARE | DISCOVERY CT750 HD | 1 | 132D21401A | MK CT 1ST FLR | Ct Rm 2 | Life Support / High Risk | IES | ASP_GE | 136 | 5 | 0 | 2013-09-26 | Canyons/Desert
13200-McKay-Dee Hospital Center | 21701 | Positron Emission Tomography | 13200-McKay-Dee Hospital Center | 21701-Positron Emission Tomography | 13200~000000025323 | 896076 | CJRPX2200042CN | 801520PTC1 | 20-161 | Scanning Systems, Computed Tom | CT | 1654 | GE HEALTHCARE | DISCOVERY MI | 1 | 132D21701A | MK PET CT L3 | Unspecified | Non Life Support | IES | ASP_ALL | 31 | 5 | 2 | 2022-06-23 | Canyons/Desert
12800-LDS Hospital | 25501 | Radiation Center | 12800-LDS Hospital | 25501-Radiation Center | 12800~000000015647 | 913417 | 801408RT | 801408RT | 13-469 | Scanning Systems, Computed Tom | CT | 1641 | GE HEALTHCARE | DISCOVERY RT | 1 | 128D25501A | LD RADIATION CENTER L1 | Unspecified | Non Life Support | IES | ASP_GE | 40 | 5 | 2 | 2021-09-14 | Canyons/Desert
13200-McKay-Dee Hospital Center | 25501 | Radiation Center | 13200-McKay-Dee Hospital Center | 25501-Radiation Center | 13200~000000026270 | 911996 | RTDCV2300014CN | 801387RT / 80140PC72 | 13-469 | Scanning Systems, Computed Tom | CT | 1660 | GE HEALTHCARE | DISCOVERY RT | 1 | 132D25501A | MK RADIATION THERAPY 1ST FLR | Unspecified | Non Life Support | IES | ASP_GE | 20 | 5 | 3 | 2023-05-08 | Canyons/Desert
15400-Intermountain Medical Center | 25501 | Radiation Center | 15400-Intermountain Medical Center | 25501-Radiation Center | 15400~000000035572 | 762733 | 801507RT1 | 801507RT1 | 13-469 | Scanning Systems, Computed Tom | CT | 1703 | GE HEALTHCARE | DISCOVERY RT | 1 | 154D25501A | IM RADIATION CENTER HL1 | Unspecified | Non Life Support | IES | ASP_GE | 58 | 5 | 0 | 2020-03-18 | Canyons/Desert
12600-St George Regional Hospital | 21401 | Computed Tomography - CT | 12600-St George Regional Hospital | 21401-Computed Tomography - CT | 12600~000000009251 | 359319 | YZB/USA0576-2003 | 435688DST | 20-161 | Scanning Systems, Computed Tom | CT | 1629 | GE HEALTHCARE | DISCOVERY ST | 1 | 126D21401A | SG CT | Ct | Life Support / High Risk | IES | ASP_GE | 198 | 5 | 0 | 2008-07-10 | Canyons/Desert
14400-Utah Valley Hospital | 21701 | Positron Emission Tomography | 14400-Utah Valley Hospital | 21101-Radiology | 14400~000000005601 | 408863 | 2UA9090GSH | 801357DST | 20-161 | Scanning Systems, Computed Tom | CT | 1680 | GE HEALTHCARE | DISCOVERY STE 16 | 1 | 144D21101A | UV RADIOLOGY | OP Radiol Pet Scan | Life Support / High Risk | IES | ASP_GE | 177 | 5 | 0 | 2010-04-06 | Canyons/Desert
13200-McKay-Dee Hospital Center | 21101 | Radiology | 13200-McKay-Dee Hospital Center | 21101-Radiology | 13200~000000006988 | 413656 | 206386-2228 |  | 18-359 | Recorders, Electronic Storage, | Recorders, Electronic Storage, | 1605 | AGFA CORPORATION | DMC-EZ-2000 | 1 | 132D21101A | MK RADIOLOGY 1ST FLR | Library | Run to Fail | IES | ASP_GE | 179 | 5 | 0 | 2010-03-01 | Canyons/Desert
13200-McKay-Dee Hospital Center | 21501 | Mammography | 13200-McKay-Dee Hospital Center | 32215-Clinical Engineering | 13200~000000006987 | 413657 | 206386-2229 |  | 18-359 | Recorders, Electronic Storage, | Recorders, Electronic Storage, | 1606 | AGFA CORPORATION | DMC-EZ-2000 | 1 | 132D32215A | MK CLINICAL ENGINEERING LA | A-Main Comm | Run to Fail | IES | ASP_GE | 179 | 5 | 0 | 2010-03-01 | Canyons/Desert
13200-McKay-Dee Hospital Center | 21101 | Radiology | Unspecified-Unspecified | __NOT_APPLICABLE__-Unspecified | 13200~000000015730 |  | 145010142745 |  | 18-429 | Radiographic Systems | XR / RF | 861 | CARESTREAM HEALTH INCORPORATED | DRX 2530C | 1 | Unspecified | Unspecified | Unspecified | Run to Fail |  |  | 120 | 7 | 0 | 2015-01-05 | Canyons/Desert
44000-Saltzer Medical Group Inc | 79605 | Meridian-North Family Medicine | 44000-Saltzer Medical Group Inc | 79605-Meridian-North Family Medicine | 44000~000000001187 | 888375 | 9600979DRX1-D |  | 15-574 | Detectors, Metallic Foreign Bo | XR / RF | 249 | CARESTREAM HEALTH INCORPORATED | DRX PLUS 3543C | 1 | 440D79605A | SZ N MERIDIAN FAM PRACTICE | Unspecified | Run to Fail | IES | ASP_GE | 37 | 5 | 2 | 2021-12-09 | Canyons/Desert
44000-Saltzer Medical Group Inc | 79715 | Ten Mile Imaging | 44000-Saltzer Medical Group Inc | 79715-Ten Mile Imaging | 44000~000000001168 | 888377 | 9600720DRX1-D |  | 15-574 | Detectors, Metallic Foreign Bo | XR / RF | 250 | CARESTREAM HEALTH INCORPORATED | DRX PLUS 3543C | 1 | 440D79715A | SZ TEN MILE IMAGING | Unspecified | Run to Fail | IES | ASP_GE | 37 | 5 | 2 | 2021-12-09 | Canyons/Desert
44000-Saltzer Medical Group Inc | 79715 | Ten Mile Imaging | 44000-Saltzer Medical Group Inc | 79715-Ten Mile Imaging | 44000~000000001186 | 888374 | 4633006DRX1-D |  | 15-574 | Detectors, Metallic Foreign Bo | XR / RF | 251 | CARESTREAM HEALTH INCORPORATED | DRX PLUS 3543C | 1 | 440D79715B | SZ S NAMPA IMAGING | Unspecified | Run to Fail | IES | ASP_GE | 37 | 5 | 2 | 2021-12-09 | Canyons/Desert
44000-Saltzer Medical Group Inc | 79715 | Ten Mile Imaging | 44000-Saltzer Medical Group Inc | 79715-Ten Mile Imaging | 44000~000000001188 | 888376 | 4633005DRX1-D |  | 15-574 | Detectors, Metallic Foreign Bo | XR / RF | 252 | CARESTREAM HEALTH INCORPORATED | DRX PLUS 3543C | 1 | 440D79715A | SZ TEN MILE IMAGING | Unspecified | Run to Fail | IES | ASP_GE | 37 | 5 | 2 | 2021-12-09 | Canyons/Desert
44000-Saltzer Medical Group Inc | 79731 | Caldwell Urgent Care | 44000-Saltzer Medical Group Inc | 79731-Caldwell Urgent Care | 44000~000000001195 | 888252 | 202130120311 |  | 15-574 | Detectors, Metallic Foreign Bo | XR / RF | 253 | CARESTREAM HEALTH INCORPORATED | DRX PLUS 3543C | 1 | 440D79731A | SZ CALDWELL URGENT CARE | Unspecified | Run to Fail | IES | ASP_GE | 37 | 5 | 2 | 2021-12-06 | Canyons/Desert
44000-Saltzer Medical Group Inc | 79735 | Meridian-South Urgent Care | 44000-Saltzer Medical Group Inc | 79735-Meridian-South Urgent Care | 44000~000000001194 | 888076 | 203030120352 |  | 15-574 | Detectors, Metallic Foreign Bo | XR / RF | 254 | CARESTREAM HEALTH INCORPORATED | DRX PLUS 3543C | 1 | 440D79735A | SZ S MERIDIAN URGENT CARE | Unspecified | Run to Fail | IES | ASP_GE | 38 | 5 | 2 | 2021-11-30 | Canyons/Desert
11800-American Fork Hospital | 21101 | Radiology | 11800-American Fork Hospital | 21101-Radiology | 11800~000000005445 | 812078 | 9307 | IHAFHCSTWS2 | 18-430 | Radiographic Systems, Digital | XR / RF | 872 | CARESTREAM HEALTH INCORPORATED | DRX-1 | 1 | 118D21101A | AF RADIOLOGY | Unspecified | Life Support / High Risk | IES | ASP_GE | 106 | 7 | 0 | 2016-03-15 | Canyons/Desert
11800-American Fork Hospital | 21101 | Radiology | 11800-American Fork Hospital | 21101-Radiology | 11800~000000005751 | 819987 | 002834 | IHAFHCSTWS3 | 18-430 | Radiographic Systems, Digital | XR / RF | 874 | CARESTREAM HEALTH INCORPORATED | DRX-1 | 1 | 118D21101A | AF RADIOLOGY | Common Areas | Life Support / High Risk | IES | ASP_GE | 91 | 7 | 0 | 2017-06-23 | Canyons/Desert
12000-Bear River Valley Hospital | 21101 | Radiology | 12000-Bear River Valley Hospital | 21101-Radiology | 12000~000000001010 | 723209 | 008439 | IHBRHCSTWS | 18-430 | Radiographic Systems, Digital | XR / RF | 877 | CARESTREAM HEALTH INCORPORATED | DRX-1 | 1 | 120D21101A | BR RADIOLOGY | X-Ray | Life Support / High Risk | IES | ASP_GE | 122 | 7 | 0 | 2014-11-24 | Canyons/Desert
12500-Delta Community Hospital | 21101 | Radiology | 12500-Delta Community Hospital | 21101-Radiology | 12500~000000000862 | 835609 | 011387 | IHDCHCSTWS | 18-430 | Radiographic Systems, Digital | XR / RF | 881 | CARESTREAM HEALTH INCORPORATED | DRX-1 | 1 | 125D21101A | DL XRAY | Unspecified | Life Support / High Risk | IES | ASP_GE | 79 | 5 | 0 | 2018-06-25 | Canyons/Desert
12600-St George Regional Hospital | 21101 | Radiology | 12600-St George Regional Hospital | 21101-Radiology | 12600~000000011551 | 490459 | 133200038275 | K46108837 | 18-430 | Radiographic Systems, Digital | XR / RF | 882 | CARESTREAM HEALTH INCORPORATED | DRX-1 | 1 | 126D21101A | SG RADIOLOGY | Unspecified | Life Support / High Risk | IES | ASP_GE | 173 | 5 | 0 | 2010-08-30 | Canyons/Desert
12600-St George Regional Hospital | 21101 | Radiology | 40000-Intermountain Medical Group | 73013-Hurricane Valley Clinic | 12600~000000011598 | 490458 | 2UA0401B9P | IHCCCCSTWS5 | 18-430 | Radiographic Systems, Digital | XR / RF | 894 | CARESTREAM HEALTH INCORPORATED | DRX-1 | 1 | 400D73013A | MG HURRICANE VALLEY CLINIC | Unspecified | Life Support / High Risk | IES | ASP_GE | 156 | 5 | 0 | 2012-01-23 | Canyons/Desert
12600-St George Regional Hospital | 22203 | Surgical Center | 12600-St George Regional Hospital | 32317-Plant Operation | 12600~000000004215 | 490478 | K4612-4832 | IHDXHCSTWS10 | 18-430 | Radiographic Systems, Digital | XR / RF | 896 | CARESTREAM HEALTH INCORPORATED | DRX-1 | 1 | 126D32317B | SG PLANT OPERATIONS RR | 4N So UT Neurosciences In | Life Support / High Risk | IES | ASP_GE | 149 | 5 | 0 | 2012-09-01 | Canyons/Desert
12700-Fillmore Community Hospital | 21101 | Radiology | 12700-Fillmore Community Hospital | 21101-Radiology | 12700~000000000688 | 835556 | 011406 | IHFCHCSTWS | 18-430 | Radiographic Systems, Digital | XR / RF | 898 | CARESTREAM HEALTH INCORPORATED | DRX-1 | 1 | 127D21101A | FL RADIOLOGY | Unspecified | Life Support / High Risk | IES | ASP_GE | 78 | 5 | 0 | 2018-07-16 | Canyons/Desert
13000-Logan Regional Hospital | 21001 | Imaging Administration | 40000-Intermountain Medical Group | 73091-Park City Mtn Medical Clinic | 13000~000000002948 | 487993 | 25052 | IHPCCCSTWS | 18-430 | Radiographic Systems, Digital | XR / RF | 904 | CARESTREAM HEALTH INCORPORATED | DRX-1 | 1 | 400D73091A | MG PARK CITY MOUNTAIN RES CLIN | Unspecified | Life Support / High Risk | IES | ASP_GE | 154 | 5 | 0 | 2012-03-27 | Canyons/Desert
13000-Logan Regional Hospital | 21101 | Radiology | 13000-Logan Regional Hospital | 21101-Radiology | 13000~000000003040 | 488008 | 002759 | IHLRHCSTXP1 | 18-430 | Radiographic Systems, Digital | XR / RF | 906 | CARESTREAM HEALTH INCORPORATED | DRX-1 | 1 | 130D21101A | LO RADIOLOGY | Exam 5 | Life Support / High Risk | IES | ASP_GE | 150 | 5 | 0 | 2012-07-27 | Canyons/Desert
13000-Logan Regional Hospital | 21101 | Radiology | 40000-Intermountain Medical Group | 73050-Canyons Village Medical Clinic | 13000~000000003000 | 487995 | 2039 | IHLRHCSTWS | 18-430 | Radiographic Systems, Digital | XR / RF | 910 | CARESTREAM HEALTH INCORPORATED | DRX-1 | 1 | 400D73050A | MG CANYONS VILLAGE MEDICAL CL | Unspecified | Life Support / High Risk | IES | ASP_GE | 154 | 5 | 0 | 2012-03-26 | Canyons/Desert
14200-Sevier Valley Hospital | 21101 | Radiology | 14200-Sevier Valley Hospital | 21101-Radiology | 14200~000000000702 | 541000 | 70678HL8 | IHSVHCSTWS1 | 18-430 | Radiographic Systems, Digital | XR / RF | 939 | CARESTREAM HEALTH INCORPORATED | DRX-1 | 1 | 142D21101A | SV RADIOLOGY | 1 | Life Support / High Risk | IES | ASP_GE | 156 | 5 | 0 | 2012-01-10 | Canyons/Desert
14200-Sevier Valley Hospital | 21101 | Radiology | 14200-Sevier Valley Hospital | 21101-Radiology | 14200~000000001266 | 827569 | 011191 | IHSVHCSTWS2 | 18-430 | Radiographic Systems, Digital | XR / RF | 940 | CARESTREAM HEALTH INCORPORATED | DRX-1 | 1 | 142D21101A | SV RADIOLOGY | Unspecified | Life Support / High Risk | IES | ASP_GE | 83 | 5 | 0 | 2018-02-22 | Canyons/Desert
14300-Park City Hospital | 21101 | Radiology | 14300-Park City Hospital | 21101-Radiology | 14300~000000002281 | 801320 | 008843 | IHPCHCSTWS2 | 18-430 | Radiographic Systems, Digital | XR / RF | 943 | CARESTREAM HEALTH INCORPORATED | DRX-1 | 1 | 143D21101A | PK XRAY RADIOLOGY | Unspecified | Life Support / High Risk | IES | ASP_GE | 114 | 7 | 0 | 2015-07-22 | Canyons/Desert
14300-Park City Hospital | 21101 | Radiology | 14300-Park City Hospital | 21101-Radiology | 14300~000000002282 | 801319 | 008855 | IHPCHCSTWS1 | 18-430 | Radiographic Systems, Digital | XR / RF | 944 | CARESTREAM HEALTH INCORPORATED | DRX-1 | 1 | 143D21101A | PK XRAY RADIOLOGY | Unspecified | Life Support / High Risk | IES | ASP_GE | 114 | 7 | 0 | 2015-07-22 | Canyons/Desert
14600-Cedar City Hospital | 21101 | Radiology | 14600-Cedar City Hospital | 21101-Radiology | 14600~000000002252 | 805768 | 1593 | IHCCHCSTXP3 | 18-430 | Radiographic Systems, Digital | XR / RF | 956 | CARESTREAM HEALTH INCORPORATED | DRX-1 | 1 | 146D21101B | CC RADIOLOGY TE | Unspecified | Life Support / High Risk | IES | ASP_GE | 118 | 7 | 0 | 2015-03-13 | Canyons/Desert
14600-Cedar City Hospital | 21101 | Radiology | 14600-Cedar City Hospital | 21101-Radiology | 14600~000000002253 | 805769 | 1592 | IHCCHCSTXP2 | 18-430 | Radiographic Systems, Digital | XR / RF | 957 | CARESTREAM HEALTH INCORPORATED | DRX-1 | 1 | 146D21101B | CC RADIOLOGY TE | Unspecified | Life Support / High Risk | IES | ASP_GE | 118 | 7 | 0 | 2015-03-13 | Canyons/Desert
14800-Heber Valley Hospital | 21101 | Radiology | 14800-Heber Valley Hospital | 21101-Radiology | 14800~000000001561 | 828680 | 011195 | IHHVHCSTWS | 18-430 | Radiographic Systems, Digital | XR / RF | 960 | CARESTREAM HEALTH INCORPORATED | DRX-1 | 1 | 148D21101A | HV RADIOLOGY | Unspecified | Life Support / High Risk | IES | ASP_GE | 82 | 5 | 0 | 2018-03-22 | Canyons/Desert
15400-Intermountain Medical Center | 21101 | Radiology | 15400-Intermountain Medical Center | 21001-Imaging Administration | 15400~000000031479 | 829941 | K58030542 | IHMCHCSTWS1 | 18-430 | Radiographic Systems, Digital | XR / RF | 963 | CARESTREAM HEALTH INCORPORATED | DRX-1 | 1 | 154D21001A | IM IMAGING ADMIN TOWER TLL1 | Bldg C Imaging Admin | Life Support / High Risk | IES | ASP_GE | 80 | 5 | 0 | 2018-05-20 | Canyons/Desert
15400-Intermountain Medical Center | 21101 | Radiology | 15400-Intermountain Medical Center | 21001-Imaging Administration | 15400~000000031480 | 829942 | K58030546 | IHMCHCSTWS2 | 18-430 | Radiographic Systems, Digital | XR / RF | 964 | CARESTREAM HEALTH INCORPORATED | DRX-1 | 1 | 154D21001A | IM IMAGING ADMIN TOWER TLL1 | Unspecified | Life Support / High Risk | IES | ASP_GE | 80 | 5 | 0 | 2018-05-20 | Canyons/Desert
18200-Garfield Memorial Hospital | 21101 | Radiology | 18200-Garfield Memorial Hospital | 21101-Radiology | 18200~000000000645 | 842616 | 10734 | IHGMHCSTWS2 | 18-430 | Radiographic Systems, Digital | XR / RF | 971 | CARESTREAM HEALTH INCORPORATED | DRX-1 | 1 | 182D21101A | GF RADIOLOGY | Unspecified | Life Support / High Risk | IES | ASP_GE | 88 | 7 | 0 | 2017-09-22 | Canyons/Desert
40000-Intermountain Medical Group | 40090 | American Fork Specialty Admin | 40000-Intermountain Medical Group | 74138-Utah Valley Ortho-North Valley | 40000~000000024285 | 490480 | K5240-9177 | IHUVCCSTWS1 | 18-430 | Radiographic Systems, Digital | XR / RF | 986 | CARESTREAM HEALTH INCORPORATED | DRX-1 | 1 | 400D74138A | MG UV ORTHOPEDICS NO VALLEY | Unspecified | Life Support / High Risk | IES | ASP_GE | 151 | 5 | 0 | 2012-07-01 | Canyons/Desert
40000-Intermountain Medical Group | 72003 | Cedar City Instacare | 14600-Cedar City Hospital | 21101-Radiology | 40000~000000024295 | 490466 | K4612-0650 | K#46120650 | 18-430 | Radiographic Systems, Digital | XR / RF | 987 | CARESTREAM HEALTH INCORPORATED | DRX-1 | 1 | 146D21101B | CC RADIOLOGY TE | Radiology 1 | Life Support / High Risk | IES | ASP_GE | 151 | 5 | 0 | 2012-06-29 | Canyons/Desert
40000-Intermountain Medical Group | 72005 | Sunset Instacare | 40000-Intermountain Medical Group | 72005-Sunset Instacare | 40000~000000020440 | 818793 | K5800-8534 | IHSTUCSTWS | 18-430 | Radiographic Systems, Digital | XR / RF | 990 | CARESTREAM HEALTH INCORPORATED | DRX-1 | 1 | 400D72005A | MG SUNSET INSTACARE | Common Area | Life Support / High Risk | IES | ASP_GE | 97 | 7 | 0 | 2016-12-20 | Canyons/Desert
40000-Intermountain Medical Group | 72012 | Holladay Instacare | 40000-Intermountain Medical Group | 72012-Holladay Instacare | 40000~000000021684 | 827646 | 10774 | IHHDUCSTWS | 18-430 | Radiographic Systems, Digital | XR / RF | 991 | CARESTREAM HEALTH INCORPORATED | DRX-1 | 1 | 400D72012A | MG HOLLADAY INSTACARE | Unspecified | Life Support / High Risk | IES | ASP_GE | 88 | 5 | 0 | 2017-09-29 | Canyons/Desert
40000-Intermountain Medical Group | 72015 | Taylorsville Instacare | 40000-Intermountain Medical Group | 72015-Taylorsville Instacare | 40000~000000000446 | 577401 | 7865 | IHTYUCSTWS2 | 18-430 | Radiographic Systems, Digital | XR / RF | 993 | CARESTREAM HEALTH INCORPORATED | DRX-1 | 1 | 400D72015A | MG TAYLORSVILLE INSTACARE | Radiol Xray Room 1 | Life Support / High Risk | IES | ASP_GE | 131 | 5 | 0 | 2014-02-12 | Canyons/Desert
40000-Intermountain Medical Group | 72016 | Southridge Instacare | 40000-Intermountain Medical Group | 72016-Southridge Instacare | 40000~000000024806 | 845635 | 011589 | IHSRUCSTWS | 18-430 | Radiographic Systems, Digital | XR / RF | 998 | CARESTREAM HEALTH INCORPORATED | DRX-1 | 1 | 400D72016A | MG SOUTHRIDGE INSTACARE | Unspecified | Life Support / High Risk | IES | ASP_GE | 74 | 5 | 0 | 2018-11-26 | Canyons/Desert
40000-Intermountain Medical Group | 72022 | Saratoga Springs Instacare | 40000-Intermountain Medical Group | 72022-Saratoga Springs Instacare | 40000~000000024793 | 841219 | 011588 | IHSSUCSTWS | 18-430 | Radiographic Systems, Digital | XR / RF | 1000 | CARESTREAM HEALTH INCORPORATED | DRX-1 | 1 | 400D72022A | MG SARATOGA SPRINGS INSTACARE | Unspecified | Life Support / High Risk | IES | ASP_GE | 74 | 5 | 0 | 2018-11-26 | Canyons/Desert
40000-Intermountain Medical Group | 72023 | American Fork InstaCare | 40000-Intermountain Medical Group | 72023-American Fork InstaCare | 40000~000000014343 | 582795 | 7795 | IHAFUCSTWS | 18-430 | Radiographic Systems, Digital | XR / RF | 1002 | CARESTREAM HEALTH INCORPORATED | DRX-1 | 1 | 400D72023B | MG AMERICAN FORK INSTACARE | Radiology 2 | Life Support / High Risk | IES | ASP_GE | 126 | 7 | 0 | 2014-07-21 | Canyons/Desert
40000-Intermountain Medical Group | 72025 | Spanish Fork Instacare | 40000-Intermountain Medical Group | 74334-Spanish Fork Ortho Sports Med | 40000~000000029376 | 880070 | QGDIGDRX-20R-0417 | IHSCCCSTXR3 | 18-430 | Radiographic Systems, Digital | XR / RF | 1003 | CARESTREAM HEALTH INCORPORATED | DRX-1 | 1 | 400D74334A | MG SPANISH FORK ORTHO SPRTS MD | Unspecified | Life Support / High Risk | IES | ASP_GE | 45 | 5 | 1 | 2021-04-05 | Canyons/Desert
40000-Intermountain Medical Group | 72037 | Park City Bonanza Instacare | 40000-Intermountain Medical Group | 72037-Park City Bonanza Instacare | 40000~000000020838 | 817562 | 010367 | IHPCUCSTWS | 18-430 | Radiographic Systems, Digital | XR / RF | 1004 | CARESTREAM HEALTH INCORPORATED | DRX-1 | 1 | 400D72037A | MG PARK CITY BONANZA INSTACARE | Common Area | Life Support / High Risk | IES | ASP_GE | 93 | 5 | 0 | 2017-04-04 | Canyons/Desert
40000-Intermountain Medical Group | 73020 | North Ogden Clinic | 40000-Intermountain Medical Group | 73020-North Ogden Clinic | 40000~000000006621 | 548758 | 007325 | IHNGCCSTWS1 | 18-430 | Radiographic Systems, Digital | XR / RF | 1009 | CARESTREAM HEALTH INCORPORATED | DRX-1 | 1 | 400D73020A | MG N OG FAMILY PRAC CLINIC | Radiology | Life Support / High Risk | IES | ASP_GE | 141 | 7 | 0 | 2013-04-30 | Canyons/Desert
40000-Intermountain Medical Group | 73020 | North Ogden Clinic | 40000-Intermountain Medical Group | 73020-North Ogden Clinic | 40000~000000018169 | 808145 | 9351 | IHNGCCSTWS2 | 18-430 | Radiographic Systems, Digital | XR / RF | 1011 | CARESTREAM HEALTH INCORPORATED | DRX-1 | 1 | 400D73020A | MG N OG FAMILY PRAC CLINIC | Rad | Life Support / High Risk | IES | ASP_GE | 106 | 7 | 0 | 2016-03-31 | Canyons/Desert
40000-Intermountain Medical Group | 73022 | South Ogden Clinic | 40000-Intermountain Medical Group | 73022-South Ogden Clinic | 40000~000000024677 | 846892 | 8037681D | IHSGCCSTWS | 18-430 | Radiographic Systems, Digital | XR / RF | 1014 | CARESTREAM HEALTH INCORPORATED | DRX-1 | 1 | 400D73022A | MG SOUTH OGDEN CLINIC | Unspecified | Life Support / High Risk | IES | ASP_GE | 75 | 5 | 0 | 2018-10-25 | Canyons/Desert
40000-Intermountain Medical Group | 73030 | North Temple Clinic | 40000-Intermountain Medical Group | 73074-Memorial Clinic Admin | 40000~000000016795 | 804070 | 8729 | IHMMCCSTWS | 18-430 | Radiographic Systems, Digital | XR / RF | 1016 | CARESTREAM HEALTH INCORPORATED | DRX-1 | 1 | 400D73074A | MG MEMORIAL CLINIC ADMIN | Unspecified | Life Support / High Risk | IES | ASP_GE | 116 | 7 | 0 | 2015-05-19 | Canyons/Desert
40000-Intermountain Medical Group | 73042 | South Sandy Clinic | 40000-Intermountain Medical Group | 73042-South Sandy Clinic | 40000~000000018390 | 808097 | 9374 | IHSACCSTWS | 18-430 | Radiographic Systems, Digital | XR / RF | 1017 | CARESTREAM HEALTH INCORPORATED | DRX-1 | 1 | 400D73042A | MG SOUTH SANDY CLINIC | Common Areas | Life Support / High Risk | IES | ASP_GE | 105 | 7 | 0 | 2016-04-29 | Canyons/Desert
40000-Intermountain Medical Group | 73050 | Canyons Village Medical Clinic | 40000-Intermountain Medical Group | 73050-Canyons Village Medical Clinic | 40000~000000019703 | 487994 | 1766 | IHCNCCSTWS | 18-430 | Radiographic Systems, Digital | XR / RF | 1018 | CARESTREAM HEALTH INCORPORATED | DRX-1 | 1 | 400D73050A | MG CANYONS VILLAGE MEDICAL CL | Unspecified | Life Support / High Risk | IES | ASP_GE | 157 | 5 | 0 | 2011-12-06 | Canyons/Desert
40000-Intermountain Medical Group | 73062 | Utah Valley Family Medicine | 11300-Supply Chain Organization | 32213-Asset Recovery - SLC | 40000~000000021683 | 827643 | K58001620 | IHCFCCSTWS | 18-430 | Radiographic Systems, Digital | XR / RF | 1024 | CARESTREAM HEALTH INCORPORATED | DRX-1 | 1 | 113D32213B | SC ASSET RECOVERY FINE DR WHS | Sold | Life Support / High Risk | IES | ASP_GE | 88 | 5 | 0 | 2017-09-29 | Canyons/Desert
40000-Intermountain Medical Group | 73068 | Ephraim Clinic | 40000-Intermountain Medical Group | 73068-Ephraim Clinic | 40000~000000016796 | 804072 | 8732 | IHPSCCSTWS3 | 18-430 | Radiographic Systems, Digital | XR / RF | 1025 | CARESTREAM HEALTH INCORPORATED | DRX-1 | 1 | 400D73068A | MG EPHRAIM CLINIC | Unspecified | Life Support / High Risk | IES | ASP_GE | 116 | 7 | 0 | 2015-05-19 | Canyons/Desert
40000-Intermountain Medical Group | 73072 | Layton Clinic | 40000-Intermountain Medical Group | 73072-Layton Clinic | 40000~000000024912 | 845666 | 011599 | IHLYCCSTWS | 18-430 | Radiographic Systems, Digital | XR / RF | 1026 | CARESTREAM HEALTH INCORPORATED | DRX-1 | 1 | 400D73072A | MG LAYTON CLINIC | Unspecified | Life Support / High Risk | IES | ASP_GE | 73 | 5 | 0 | 2018-12-03 | Canyons/Desert
40000-Intermountain Medical Group | 73074 | Memorial Clinic Admin | 12200-Cassia Regional Hospital | 70006-Family Practice Clinic | 40000~000000020438 | 815602 | K5800-8512 | IHCRHCSTWS3 | 18-430 | Radiographic Systems, Digital | XR / RF | 1027 | CARESTREAM HEALTH INCORPORATED | DRX-1 | 1 | 122D70006A | CA FAMILY MED STE A | Common Area | Life Support / High Risk | IES | ASP_GE | 98 | 7 | 0 | 2016-11-21 | Canyons/Desert
40000-Intermountain Medical Group | 73083 | Kaysville Creekside Clinic | 40000-Intermountain Medical Group | 73083-Kaysville Creekside Clinic | 40000~000000015495 | 721746 | 8233 | IHKYCCSTWS | 18-430 | Radiographic Systems, Digital | XR / RF | 1030 | CARESTREAM HEALTH INCORPORATED | DRX-1 | 1 | 400D73083A | MG KAYSVILLE CREEKSIDE CLINIC | X-RAY | Life Support / High Risk | IES | ASP_GE | 118 | 7 | 0 | 2015-03-23 | Canyons/Desert
40000-Intermountain Medical Group | 73084 | Draper Clinic | 40000-Intermountain Medical Group | 73084-Draper Clinic | 40000~000000014742 | 721031 | 8231 | IHDRUCSTWS | 18-430 | Radiographic Systems, Digital | XR / RF | 1032 | CARESTREAM HEALTH INCORPORATED | DRX-1 | 1 | 400D73084A | MG DRAPER CLINIC | Unspecified | Life Support / High Risk | IES | ASP_GE | 125 | 7 | 0 | 2014-08-04 | Canyons/Desert
40000-Intermountain Medical Group | 73112 | USU Student Health Center | 40000-Intermountain Medical Group | 73112-USU Student Health Center | 40000~000000000448 | 578550 | 007863 | IHTYUCSTWS4 | 18-430 | Radiographic Systems, Digital | XR / RF | 1033 | CARESTREAM HEALTH INCORPORATED | DRX-1 | 1 | 400D73112A | MG USU STUDENT HEALTH CENTER | Common Areas | Life Support / High Risk | IES | ASP_GE | 131 | 5 | 0 | 2014-02-20 | Canyons/Desert
40000-Intermountain Medical Group | 74011 | Budge Clinic Radiology | 40000-Intermountain Medical Group | 74011-Budge Clinic Radiology | 40000~000000014848 | 722094 | 8361 | IHBUCCSTWS2 | 18-430 | Radiographic Systems, Digital | XR / RF | 1038 | CARESTREAM HEALTH INCORPORATED | DRX-1 | 1 | 400D74011A | MG BUDGE CL RADIOLOGY 1ST FLR | Fp Main | Life Support / High Risk | IES | ASP_GE | 122 | 7 | 0 | 2014-11-11 | Canyons/Desert
40000-Intermountain Medical Group | 74051 | Calton-Harrison Ortho-South | 40000-Intermountain Medical Group | 74051-Calton-Harrison Ortho-South | 40000~000000024895 | 845371 | 011586 | IHCHCCSTWS2 | 18-430 | Radiographic Systems, Digital | XR / RF | 1043 | CARESTREAM HEALTH INCORPORATED | DRX-1 | 1 | 400D74051A | MG CALTON HARRISON ORTHO SOUTH | Unspecified | Life Support / High Risk | IES | ASP_GE | 74 | 5 | 0 | 2018-11-26 | Canyons/Desert
40000-Intermountain Medical Group | 74078 | Ortho Specialty Group - LDSH | 40000-Intermountain Medical Group | 74078-Ortho Specialty Group - LDSH | 40000~000000016794 | 806409 | 8650 | IHPSCCSTWS1 | 18-430 | Radiographic Systems, Digital | XR / RF | 1048 | CARESTREAM HEALTH INCORPORATED | DRX-1 | 1 | 400D74078A | MG AVENUES SPECIALTY ORTHO L1 | Common Area | Life Support / High Risk | IES | ASP_GE | 118 | 7 | 0 | 2015-03-18 | Canyons/Desert
40000-Intermountain Medical Group | 74107 | Ortho Specialty Group-IMC | 40000-Intermountain Medical Group | 74107-Ortho Specialty Group-IMC | 40000~000000019559 | 810928 | 009462 | IHPSCCSTWS4 | 18-430 | Radiographic Systems, Digital | XR / RF | 1051 | CARESTREAM HEALTH INCORPORATED | DRX-1 | 1 | 400D74107A | MG ORTHO SPEC GROUP IM STE 430 | Unspecified | Life Support / High Risk | IES | ASP_GE | 103 | 7 | 0 | 2016-06-22 | Canyons/Desert
40000-Intermountain Medical Group | 74108 | Ortho Specialty Group-Riverton | 40000-Intermountain Medical Group | 74108-Ortho Specialty Group-Riverton | 40000~000000019629 | 811007 | 09488 | IHPSCCSTWS5 | 18-430 | Radiographic Systems, Digital | XR / RF | 1053 | CARESTREAM HEALTH INCORPORATED | DRX-1 | 1 | 400D74108A | MG ORTHO SPECIALTY GROUP RV | Ortho Specialty Grp - Riverton | Life Support / High Risk | IES | ASP_GE | 103 | 7 | 0 | 2016-06-27 | Canyons/Desert
40000-Intermountain Medical Group | 77010 | Murray Workmed | 40000-Intermountain Medical Group | 77010-Murray Workmed | 40000~000000016792 | 806410 | 8649 | IHPSCCSTWS2 | 18-430 | Radiographic Systems, Digital | XR / RF | 1067 | CARESTREAM HEALTH INCORPORATED | DRX-1 | 1 | 400D77010A | MG WORKMED MURRAY | Unspecified | Life Support / High Risk | IES | ASP_GE | 118 | 7 | 0 | 2015-03-18 | Canyons/Desert
40000-Intermountain Medical Group | 77017 | South Jordan WorkMed | 40000-Intermountain Medical Group | 77017-South Jordan WorkMed | 40000~000000016828 | 806012 | 8654 | IHSJCCSTWS | 18-430 | Radiographic Systems, Digital | XR / RF | 1069 | CARESTREAM HEALTH INCORPORATED | DRX-1 | 1 | 400D77017A | MG SOUTH JORDAN WORKMED | Unspecified | Life Support / High Risk | IES | ASP_GE | 121 | 7 | 0 | 2014-12-23 | Canyons/Desert
11600-Alta View Hospital | 21101 | Radiology | 11600-Alta View Hospital | 21101-Radiology | 11600~000000003037 | 528400 | K5240-9310 | K52409310 | 18-430 | Radiographic Systems, Digital | XR / RF | 864 | CARESTREAM HEALTH INCORPORATED | DRX-1 SYSTEM DETECTOR | 1 | 116D21101A | AV RADIOLOGY | X-Ray | Life Support / High Risk | IES | ASP_GE | 146 | 5 | 0 | 2012-11-13 | Canyons/Desert
11600-Alta View Hospital | 21101 | Radiology | 11600-Alta View Hospital | 21101-Radiology | 11600~000000003498 | 571894 | 134600139094 | IHAVHCARDR10 | 18-430 | Radiographic Systems, Digital | XR / RF | 865 | CARESTREAM HEALTH INCORPORATED | DRX-1 SYSTEM DETECTOR | 1 | 116D21101A | AV RADIOLOGY | Common Area | Life Support / High Risk | IES | ASP_GE | 132 | 5 | 0 | 2014-01-21 | Canyons/Desert
11800-American Fork Hospital | 21101 | Radiology | 11800-American Fork Hospital | 21101-Radiology | 11800~000000005446 | 749262 | 160230100630 |  | 18-430 | Radiographic Systems, Digital | XR / RF | 873 | CARESTREAM HEALTH INCORPORATED | DRX-1 SYSTEM DETECTOR | 1 | 118D21101A | AF RADIOLOGY | Unspecified | Life Support / High Risk | IES | ASP_GE | 106 | 7 | 0 | 2016-03-15 | Canyons/Desert
12600-St George Regional Hospital | 21101 | Radiology | 12600-St George Regional Hospital | 21101-Radiology | 12600~000000011552 | 490461 | 101400031286 | K46108837 | 18-430 | Radiographic Systems, Digital | XR / RF | 883 | CARESTREAM HEALTH INCORPORATED | DRX-1 SYSTEM DETECTOR | 1 | 126D21101E | SG RADIOLOGY RR CAMPUS | Radiol Common Area | Life Support / High Risk | IES | ASP_GE | 173 | 5 | 0 | 2010-08-30 | Canyons/Desert
12600-St George Regional Hospital | 21101 | Radiology | 12600-St George Regional Hospital | 21101-Radiology | 12600~000000011599 | 490460 | 105200032523 | IHDXHCSTDR7 | 18-430 | Radiographic Systems, Digital | XR / RF | 885 | CARESTREAM HEALTH INCORPORATED | DRX-1 SYSTEM DETECTOR | 1 | 126D21101E | SG RADIOLOGY RR CAMPUS | Radiol Common Area | Life Support / High Risk | IES | ASP_GE | 156 | 5 | 0 | 2012-01-23 | Canyons/Desert
12600-St George Regional Hospital | 21101 | Radiology | 12600-St George Regional Hospital | 21101-Radiology | 12600~000000011605 | 490462 | 093700030793 |  | 18-430 | Radiographic Systems, Digital | XR / RF | 886 | CARESTREAM HEALTH INCORPORATED | DRX-1 SYSTEM DETECTOR | 1 | 126D21101E | SG RADIOLOGY RR CAMPUS | Radiol Common Area | Life Support / High Risk | IES | ASP_GE | 156 | 5 | 0 | 2012-01-23 | Canyons/Desert
12600-St George Regional Hospital | 21101 | Radiology | 12600-St George Regional Hospital | 21101-Radiology | 12600~000000011607 | 490464 | 103500031925 |  | 18-430 | Radiographic Systems, Digital | XR / RF | 888 | CARESTREAM HEALTH INCORPORATED | DRX-1 SYSTEM DETECTOR | 1 | 126D21101E | SG RADIOLOGY RR CAMPUS | Radiol Common Area | Life Support / High Risk | IES | ASP_GE | 156 | 5 | 0 | 2012-01-23 | Canyons/Desert
12600-St George Regional Hospital | 21101 | Radiology | 12600-St George Regional Hospital | 21101-Radiology | 12600~000000011608 | 490465 | 105000032428 | K46120884 | 18-430 | Radiographic Systems, Digital | XR / RF | 889 | CARESTREAM HEALTH INCORPORATED | DRX-1 SYSTEM DETECTOR | 1 | 126D21101E | SG RADIOLOGY RR CAMPUS | Radiol Common Area | Life Support / High Risk | IES | ASP_GE | 156 | 5 | 0 | 2012-01-23 | Canyons/Desert
13200-McKay-Dee Hospital Center | 21101 | Radiology | 13200-McKay-Dee Hospital Center | 21101-Radiology | 13200~000000009689 | 557489 | 132900138141 | IHMKHCSTWS | 18-430 | Radiographic Systems, Digital | XR / RF | 912 | CARESTREAM HEALTH INCORPORATED | DRX-1 SYSTEM DETECTOR | 1 | 132D21101A | MK RADIOLOGY 1ST FLR | Common Area | Life Support / High Risk | IES | ASP_GE | 136 | 5 | 0 | 2013-09-03 | Canyons/Desert
14600-Cedar City Hospital | 21101 | Radiology | 14600-Cedar City Hospital | 21101-Radiology | 14600~000000002058 | 490469 | 111300032937 | K46124173 | 18-430 | Radiographic Systems, Digital | XR / RF | 955 | CARESTREAM HEALTH INCORPORATED | DRX-1 SYSTEM DETECTOR | 1 | 146D21101B | CC RADIOLOGY TE | Common Area | Life Support / High Risk | IES | ASP_GE | 156 | 5 | 0 | 2012-01-23 | Canyons/Desert
40000-Intermountain Medical Group | 72015 | Taylorsville Instacare | 40000-Intermountain Medical Group | 72015-Taylorsville Instacare | 40000~000000000445 | 577400 | 140300039576 | IHTYUCSTDR2 | 18-430 | Radiographic Systems, Digital | XR / RF | 992 | CARESTREAM HEALTH INCORPORATED | DRX-1 SYSTEM DETECTOR | 1 | 400D72015A | MG TAYLORSVILLE INSTACARE | Radiol Xray Room 1 | Life Support / High Risk | IES | ASP_GE | 131 | 7 | 0 | 2014-02-10 | Canyons/Desert
40000-Intermountain Medical Group | 72015 | Taylorsville Instacare | 40000-Intermountain Medical Group | 72015-Taylorsville Instacare | 40000~000000000447 | 578549 | 140300039606 | IHTYUCSTWS3 | 18-430 | Radiographic Systems, Digital | XR / RF | 994 | CARESTREAM HEALTH INCORPORATED | DRX-1 SYSTEM DETECTOR | 1 | 400D72015A | MG TAYLORSVILLE INSTACARE | Radiol Xray Room 2 | Life Support / High Risk | IES | ASP_GE | 131 | 7 | 0 | 2014-02-18 | Canyons/Desert
40000-Intermountain Medical Group | 74011 | Budge Clinic Radiology | 40000-Intermountain Medical Group | 74011-Budge Clinic Radiology | 40000~000000006982 | 557480 | 134500039022 | IHBUCCSTWS1 | 18-430 | Radiographic Systems, Digital | XR / RF | 1037 | CARESTREAM HEALTH INCORPORATED | DRX-1 SYSTEM DETECTOR | 1 | 400D74011A | MG BUDGE CL RADIOLOGY 1ST FLR | Xray 2 | Life Support / High Risk | IES | ASP_GE | 133 | 5 | 0 | 2013-12-31 | Canyons/Desert
40000-Intermountain Medical Group | 74051 | Calton-Harrison Ortho-South | 40000-Intermountain Medical Group | 74050-Calton-Harrison Ortho-North | 40000~000000024805 | 841486 | 11587 | IHCHCCSTWS1 | 18-430 | Radiographic Systems, Digital | XR / RF | 1042 | CARESTREAM HEALTH INCORPORATED | DRX-1 SYSTEM DETECTOR | 1 | 400D74050A | MG CALTON HARRISON ORTHO NORTH | Unspecified | Life Support / High Risk | IES | ASP_GE | 74 | 5 | 0 | 2018-11-26 | Canyons/Desert
40000-Intermountain Medical Group | 74057 | McKay-Dee Foot and Ankle Clinc | 40000-Intermountain Medical Group | 74057-McKay-Dee Foot and Ankle Clinc | 40000~000000024792 | 841080 | K58044382 |  | 18-430 | Radiographic Systems, Digital | XR / RF | 1044 | CARESTREAM HEALTH INCORPORATED | DRX-1 SYSTEM DETECTOR | 1 | 400D74057A | MG MK FOOT AND ANKLE STE 2835 | Ste2835MckayDeeFootAnkleCl | Life Support / High Risk | IES | ASP_GE | 74 | 5 | 0 | 2018-11-19 | Canyons/Desert
40000-Intermountain Medical Group | 74174 | Salt Lake Clinic Admin | 40000-Intermountain Medical Group | 74135-Salt Lake Clinic - Radiology | 40000~000000006070 | 514349 | 002683 | IHSCCCSTWS3 | 18-430 | Radiographic Systems, Digital | XR / RF | 1060 | CARESTREAM HEALTH INCORPORATED | DRX-1 SYSTEM DETECTOR | 1 | 400D74135A | MG SL CLINIC RADIOLOGY 1ST FLR | Xray | Life Support / High Risk | IES | ASP_GE | 145 | 5 | 0 | 2012-12-31 | Canyons/Desert
40000-Intermountain Medical Group | 74174 | Salt Lake Clinic Admin | 40000-Intermountain Medical Group | 74135-Salt Lake Clinic - Radiology | 40000~000000006072 | 514345 | 002691 | IHSCCCSTWS1 | 18-430 | Radiographic Systems, Digital | XR / RF | 1061 | CARESTREAM HEALTH INCORPORATED | DRX-1 SYSTEM DETECTOR | 1 | 400D74135A | MG SL CLINIC RADIOLOGY 1ST FLR | Xray | Life Support / High Risk | IES | ASP_GE | 145 | 5 | 0 | 2012-12-31 | Canyons/Desert
12200-Cassia Regional Hospital | 21101 | Radiology | 12200-Cassia Regional Hospital | 21001-Imaging Administration | 12200~000000002510 | 808723 | QRADC-16R-0311 | IHCRHCSTXR | 18-431 | Radiographic Systems, Digital, | XR / RF | 1071 | CARESTREAM HEALTH INCORPORATED | DRX-ASCEND | 1 | 122D21001A | CA IMAGING ADMINISTRATION | Unspecified | Life Support / High Risk | IES | ASP_GE | 105 | 5 | 0 | 2016-04-30 | Canyons/Desert
12600-St George Regional Hospital | 21101 | Radiology | 12600-St George Regional Hospital | 21101-Radiology | 12600~000000021645 | 856939 | K58042125 | IHRRCSTXR2 | 18-431 | Radiographic Systems, Digital, | XR / RF | 1073 | CARESTREAM HEALTH INCORPORATED | DRX-ASCEND | 1 | 126D21101B | SG RADIOLOGY HEALTH CENTER RR | Unspecified | Life Support / High Risk | IES | ASP_GE | 61 | 5 | 0 | 2019-12-26 | Canyons/Desert
12600-St George Regional Hospital | 21101 | Radiology | 12600-St George Regional Hospital | 21101-Radiology | 12600~000000022520 |  |  |  | 18-431 | Radiographic Systems, Digital, | XR / RF | 1074 | CARESTREAM HEALTH INCORPORATED | DRX-ASCEND | 1 | 126D21101A | SG RADIOLOGY | Unspecified | Life Support / High Risk |  |  | 58 | 5 | 0 | 2020-03-11 | Canyons/Desert
40000-Intermountain Medical Group | 40083 | Utah Valley Administration | 40000-Intermountain Medical Group | 72024-Utah Valley Instacare | 40000~000000022709 | 826191 | 30375 | IHUVUCSTXR1 | 18-431 | Radiographic Systems, Digital, | XR / RF | 1080 | CARESTREAM HEALTH INCORPORATED | DRX-ASCEND | 1 | 400D72024A | MG UTAH VALLEY INSTACARE | Unspecified | Life Support / High Risk | IES | ASP_GE | 86 | 5 | 0 | 2017-11-06 | Canyons/Desert
40000-Intermountain Medical Group | 40083 | Utah Valley Administration | 40000-Intermountain Medical Group | 72024-Utah Valley Instacare | 40000~000000022710 | 826192 | 30382 | IHUVUCSTXR2 | 18-431 | Radiographic Systems, Digital, | XR / RF | 1081 | CARESTREAM HEALTH INCORPORATED | DRX-ASCEND | 1 | 400D72024A | MG UTAH VALLEY INSTACARE | Common Area | Life Support / High Risk | IES | ASP_GE | 86 | 5 | 0 | 2017-11-06 | Canyons/Desert
40000-Intermountain Medical Group | 42944 | Alta View Clinic Admin | 40000-Intermountain Medical Group | 74280-Alta View Radiology | 40000~000000022338 | 824095 | K5483-0711 | IHAVCCSTXR1 | 18-431 | Radiographic Systems, Digital, | XR / RF | 1082 | CARESTREAM HEALTH INCORPORATED | DRX-ASCEND | 1 | 400D74280A | MG AV RADIOLOGY | Unspecified | Life Support / High Risk | IES | ASP_GE | 85 | 5 | 0 | 2017-12-12 | Canyons/Desert
40000-Intermountain Medical Group | 42944 | Alta View Clinic Admin | 40000-Intermountain Medical Group | 74280-Alta View Radiology | 40000~000000022339 | 824251 | K5483-0688 | IHAVCCSTXR5 | 18-431 | Radiographic Systems, Digital, | XR / RF | 1083 | CARESTREAM HEALTH INCORPORATED | DRX-ASCEND | 1 | 400D74280A | MG AV RADIOLOGY | Unspecified | Life Support / High Risk | IES | ASP_GE | 85 | 5 | 0 | 2017-12-12 | Canyons/Desert
40000-Intermountain Medical Group | 42944 | Alta View Clinic Admin | 40000-Intermountain Medical Group | 74280-Alta View Radiology | 40000~000000022340 | 824250 | K5483-0702 | IHAVCCSTXR3 | 18-431 | Radiographic Systems, Digital, | XR / RF | 1084 | CARESTREAM HEALTH INCORPORATED | DRX-ASCEND | 1 | 400D74280A | MG AV RADIOLOGY | Unspecified | Life Support / High Risk | IES | ASP_GE | 85 | 5 | 0 | 2017-12-12 | Canyons/Desert
40000-Intermountain Medical Group | 42945 | Layton PW Administration | 12900-Layton Hospital | 21101-Radiology | 40000~000000021282 | 820983 | 30298 | IHLYHCSTXR1 | 18-431 | Radiographic Systems, Digital, | XR / RF | 1085 | CARESTREAM HEALTH INCORPORATED | DRX-ASCEND | 1 | 129D21101A | LA RADIOLOGY | Unspecified | Life Support / High Risk | IES | ASP_GE | 88 | 5 | 0 | 2017-09-05 | Canyons/Desert
40000-Intermountain Medical Group | 42945 | Layton PW Administration | 40000-Intermountain Medical Group | 73072-Layton Clinic | 40000~000000021284 | 820984 | 30304 | IHLYCCSTXR | 18-431 | Radiographic Systems, Digital, | XR / RF | 1086 | CARESTREAM HEALTH INCORPORATED | DRX-ASCEND | 1 | 400D73072A | MG LAYTON CLINIC | Common Areas | Life Support / High Risk | IES | ASP_GE | 88 | 5 | 0 | 2017-09-05 | Canyons/Desert
40000-Intermountain Medical Group | 72001 | Logan Instacare | 40000-Intermountain Medical Group | 72001-Logan Instacare | 40000~000000021421 | 820456 | K5483-0664 | IHLGUCSTXR | 18-431 | Radiographic Systems, Digital, | XR / RF | 1087 | CARESTREAM HEALTH INCORPORATED | DRX-ASCEND | 1 | 400D72001A | MG LOGAN INSTACARE A | Common Area | Life Support / High Risk | IES | ASP_GE | 90 | 5 | 0 | 2017-07-31 | Canyons/Desert
40000-Intermountain Medical Group | 72008 | Roy Instacare | 40000-Intermountain Medical Group | 73021-Roy Clinic | 40000~000000019712 | 811424 | 030019 | IHHRCCSTXR | 18-431 | Radiographic Systems, Digital, | XR / RF | 1088 | CARESTREAM HEALTH INCORPORATED | DRX-ASCEND | 1 | 400D73021A | MG ROY CLINIC | Unspecified | Life Support / High Risk | IES | ASP_GE | 101 | 7 | 0 | 2016-08-25 | Canyons/Desert
40000-Intermountain Medical Group | 72040 | Heber Instacare | 40000-Intermountain Medical Group | 73067-Heber Valley Clinic | 40000~000000022935 | 828793 | 001041 | IHHVCCSTXR | 18-431 | Radiographic Systems, Digital, | XR / RF | 1089 | CARESTREAM HEALTH INCORPORATED | DRX-ASCEND | 1 | 400D73067A | MG HEBER VALLEY CLINIC | Heber Valley Clinic | Life Support / High Risk | IES | ASP_GE | 83 | 5 | 0 | 2018-02-19 | Canyons/Desert
40000-Intermountain Medical Group | 73021 | Roy Clinic | 40000-Intermountain Medical Group | 73021-Roy Clinic | 40000~000000027649 | 890289 | IHHRCCSTXR | IHHRCCSTXR | 18-431 | Radiographic Systems, Digital, | XR / RF | 1090 | CARESTREAM HEALTH INCORPORATED | DRX-ASCEND | 1 | 400D73021A | MG ROY CLINIC | Radiology | Life Support / High Risk | IES | ASP_CAREST | 56 | 5 | 0 | 2020-05-13 | Canyons/Desert
40000-Intermountain Medical Group | 73025 | Bountiful Clinic Admin | 40000-Intermountain Medical Group | 73025-Bountiful Clinic Admin | 40000~000000022721 | 827540 | 012017 | IHBCCCSTXR2 | 18-431 | Radiographic Systems, Digital, | XR / RF | 1091 | CARESTREAM HEALTH INCORPORATED | DRX-ASCEND | 1 | 400D73025A | MG BOUNTIFUL CLINIC L1 | Common Area | Life Support / High Risk | IES | ASP_GE | 84 | 5 | 0 | 2018-01-12 | Canyons/Desert
40000-Intermountain Medical Group | 73025 | Bountiful Clinic Admin | 40000-Intermountain Medical Group | 73025-Bountiful Clinic Admin | 40000~000000022722 | 827538 | 011060 | IHBCCCSTXR1 | 18-431 | Radiographic Systems, Digital, | XR / RF | 1092 | CARESTREAM HEALTH INCORPORATED | DRX-ASCEND | 1 | 400D73025A | MG BOUNTIFUL CLINIC L1 | Common Area | Life Support / High Risk | IES | ASP_GE | 84 | 5 | 0 | 2018-01-08 | Canyons/Desert
40000-Intermountain Medical Group | 73030 | North Temple Clinic | 40000-Intermountain Medical Group | 73030-North Temple Clinic | 40000~000000021688 | 822595 | 006035 | IHNTCCSTXR | 18-431 | Radiographic Systems, Digital, | XR / RF | 1093 | CARESTREAM HEALTH INCORPORATED | DRX-ASCEND | 1 | 400D73030A | MG NORTH TEMPLE CLINIC | Unspecified | Life Support / High Risk | IES | ASP_GE | 89 | 5 | 0 | 2017-08-08 | Canyons/Desert
40000-Intermountain Medical Group | 73038 | Medical Tower FP | 40000-Intermountain Medical Group | 73036-Cottonwood Family Medicine | 40000~000000023237 | 828788 | 9234 | IHCWCCSTXR | 18-431 | Radiographic Systems, Digital, | XR / RF | 1094 | CARESTREAM HEALTH INCORPORATED | DRX-ASCEND | 1 | 400D73036A | MG COTTONWOOD FAMILY PRACTICE | Unspecified | Life Support / High Risk | IES | ASP_GE | 81 | 5 | 0 | 2018-04-04 | Canyons/Desert
40000-Intermountain Medical Group | 73046 | Southridge Clinic Pediatrics | 40000-Intermountain Medical Group | 73046-Southridge Clinic Pediatrics | 40000~000000017955 | 807283 | 9265 | IHSRCCSTXR | 18-431 | Radiographic Systems, Digital, | XR / RF | 1095 | CARESTREAM HEALTH INCORPORATED | DRX-ASCEND | 1 | 400D73046A | MG SOUTHRIDGE PEDIATRICS | Unspecified | Life Support / High Risk | IES | ASP_GE | 107 | 5 | 0 | 2016-03-01 | Canyons/Desert
40000-Intermountain Medical Group | 73047 | West Jordan Clinic | 40000-Intermountain Medical Group | 72017-West Jordan Instacare | 40000~000000024118 | 834380 | 004055 | IHWJUCSTXR | 18-431 | Radiographic Systems, Digital, | XR / RF | 1096 | CARESTREAM HEALTH INCORPORATED | DRX-ASCEND | 1 | 400D72017A | MG WEST JORDAN INSTACARE | Unspecified | Life Support / High Risk | IES | ASP_GE | 78 | 5 | 0 | 2018-07-23 | Canyons/Desert
40000-Intermountain Medical Group | 73049 | Park City Clinic- Round Valley | 40000-Intermountain Medical Group | 74053-Snowbasin Clinic | 40000~000000024976 | 843903 | QRAD-18R-11013 | IHPCCCSTXR | 18-431 | Radiographic Systems, Digital, | XR / RF | 1097 | CARESTREAM HEALTH INCORPORATED | DRX-ASCEND | 1 | 400D74053A | MG SNOWBASIN CLINIC | Unspecified | Life Support / High Risk | IES | ASP_GE | 73 | 5 | 0 | 2018-12-07 | Canyons/Desert
40000-Intermountain Medical Group | 73063 | Springville Clinic | 40000-Intermountain Medical Group | 72025-Spanish Fork Instacare | 40000~000000021276 | 821019 | 30285 | IHSEUCSTXR | 18-431 | Radiographic Systems, Digital, | XR / RF | 1098 | CARESTREAM HEALTH INCORPORATED | DRX-ASCEND | 1 | 400D72025B | MG SPANISH FORK INSTACARE | Unspecified | Life Support / High Risk | IES | ASP_GE | 90 | 5 | 0 | 2017-07-24 | Canyons/Desert
40000-Intermountain Medical Group | 73074 | Memorial Clinic Admin | 40000-Intermountain Medical Group | 73074-Memorial Clinic Admin | 40000~000000020519 | 815502 | 030129 | IHMMCCSTXR | 18-431 | Radiographic Systems, Digital, | XR / RF | 1099 | CARESTREAM HEALTH INCORPORATED | DRX-ASCEND | 1 | 400D73074A | MG MEMORIAL CLINIC ADMIN | Common Area | Life Support / High Risk | IES | ASP_GE | 97 | 5 | 0 | 2016-12-19 | Canyons/Desert
40000-Intermountain Medical Group | 73076 | Central Orem Clinic | 40000-Intermountain Medical Group | 73076-Central Orem Clinic | 40000~000000026397 | 854671 | K58042088 | IHCOCCSTXR | 18-431 | Radiographic Systems, Digital, | XR / RF | 1100 | CARESTREAM HEALTH INCORPORATED | DRX-ASCEND | 1 | 400D73076A | MG CENTRAL OREM CLINIC SUITE A | Unspecified | Life Support / High Risk | IES | ASP_GE | 64 | 5 | 0 | 2019-09-17 | Canyons/Desert
40000-Intermountain Medical Group | 73087 | West Valley Family Medicine | 40000-Intermountain Medical Group | 72039-West Valley InstaCare | 40000~000000019755 | 811901 | QG65-16R-3102 | IHWVUCSTXR | 18-431 | Radiographic Systems, Digital, | XR / RF | 1101 | CARESTREAM HEALTH INCORPORATED | DRX-ASCEND | 1 | 400D72039A | MG WEST VALLEY INSTACARE | Unspecified | Life Support / High Risk | IES | ASP_GE | 101 | 7 | 0 | 2016-08-15 | Canyons/Desert
40000-Intermountain Medical Group | 73103 | Lehi Clinic | 40000-Intermountain Medical Group | 72078-Lehi Instacare | 40000~000000023903 | 846983 | QRAD-18N-04042 | IHLEUCSTXR | 18-431 | Radiographic Systems, Digital, | XR / RF | 1102 | CARESTREAM HEALTH INCORPORATED | DRX-ASCEND | 1 | 400D72078A | MG LEHI INSTACARE | Unspecified | Life Support / High Risk | IES | ASP_GE | 78 | 5 | 0 | 2018-07-19 | Canyons/Desert
40000-Intermountain Medical Group | 74019 | Sports Med Specialists - Bntfl | 40000-Intermountain Medical Group | 74019-Sports Med Specialists - Bntfl | 40000~000000020409 | 817563 | K5481-9632 | IHSMCCSTXR | 18-431 | Radiographic Systems, Digital, | XR / RF | 1103 | CARESTREAM HEALTH INCORPORATED | DRX-ASCEND | 1 | 400D74019A | MG SPORTS MED SPEC BOUNTIFUL | Common Area | Life Support / High Risk | IES | ASP_GE | 99 | 7 | 0 | 2016-10-24 | Canyons/Desert
40000-Intermountain Medical Group | 74030 | Zion Ortho and Sports Medicine | 40000-Intermountain Medical Group | 74030-Zion Ortho and Sports Medicine | 40000~000000022639 | 826806 | 175230100156 | IHSWCCSTXR | 18-431 | Radiographic Systems, Digital, | XR / RF | 1104 | CARESTREAM HEALTH INCORPORATED | DRX-ASCEND | 1 | 400D74030A | MG ZION ORTHOPEDICS | Unspecified | Life Support / High Risk | IES | ASP_GE | 84 | 5 | 0 | 2018-01-22 | Canyons/Desert
40000-Intermountain Medical Group | 74108 | Ortho Specialty Group-Riverton | 40000-Intermountain Medical Group | 74108-Ortho Specialty Group-Riverton | 40000~000000019630 | 811008 | QRAD-16R-0638 | IHPSCCSTXR | 18-431 | Radiographic Systems, Digital, | XR / RF | 1105 | CARESTREAM HEALTH INCORPORATED | DRX-ASCEND | 1 | 400D74108A | MG ORTHO SPECIALTY GROUP RV | Unspecified | Life Support / High Risk | IES | ASP_GE | 103 | 7 | 0 | 2016-06-28 | Canyons/Desert
40000-Intermountain Medical Group | 74139 | Utah Valley Sports Medicine | 40000-Intermountain Medical Group | 74139-Utah Valley Sports Medicine | 40000~000000024115 | 835574 | 006035 | IHUVCCSTXR | 18-431 | Radiographic Systems, Digital, | XR / RF | 1106 | CARESTREAM HEALTH INCORPORATED | DRX-ASCEND | 1 | 400D74139A | MG UV SPORTS MEDICINE | Unspecified | Life Support / High Risk | IES | ASP_GE | 77 | 5 | 0 | 2018-08-06 | Canyons/Desert
40000-Intermountain Medical Group | 74177 | McKay-Dee Ortho and Sports Med | 13200-McKay-Dee Hospital Center | 21101-Radiology | 40000~000000019752 | 811790 | K4579-3116 | IHMKHCSTXR3 | 18-431 | Radiographic Systems, Digital, | XR / RF | 1107 | CARESTREAM HEALTH INCORPORATED | DRX-ASCEND | 1 | 132D21101A | MK RADIOLOGY 1ST FLR | Unspecified | Life Support / High Risk | IES | ASP_GE | 101 | 7 | 0 | 2016-08-31 | Canyons/Desert
40000-Intermountain Medical Group | 74177 | McKay-Dee Ortho and Sports Med | 40000-Intermountain Medical Group | 74049-Summit Orthopedics | 40000~000000019753 | 811794 | K4579-3105 | IHMKCCSTXR | 18-431 | Radiographic Systems, Digital, | XR / RF | 1108 | CARESTREAM HEALTH INCORPORATED | DRX-ASCEND | 1 | 400D74049A | MG MK ORTHOPEDICS STE 2600 | Unspecified | Life Support / High Risk | IES | ASP_GE | 101 | 7 | 0 | 2016-08-31 | Canyons/Desert
40000-Intermountain Medical Group | 74231 | Southern Utah Ortho Sports Med | 40000-Intermountain Medical Group | 74231-Southern Utah Ortho Sports Med | 40000~000000018068 | 808548 | QG50G2-16R-0208 | IHSUCCSTXR | 18-431 | Radiographic Systems, Digital, | XR / RF | 1109 | CARESTREAM HEALTH INCORPORATED | DRX-ASCEND | 1 | 400D74231A | MG SOUTHERN UTAH ORTHOPEDICS | Unspecified | Life Support / High Risk | IES | ASP_GE | 106 | 7 | 0 | 2016-03-18 | Canyons/Desert
40000-Intermountain Medical Group | 74334 | Spanish Fork Ortho Sports Med | 40000-Intermountain Medical Group | 74334-Spanish Fork Ortho Sports Med | 40000~000000029375 | 880071 | QGDIGDRX-20R-0416 | IHSCCCSTXR2 | 18-431 | Radiographic Systems, Digital, | XR / RF | 1110 | CARESTREAM HEALTH INCORPORATED | DRX-ASCEND | 1 | 400D74334A | MG SPANISH FORK ORTHO SPRTS MD | Unspecified | Life Support / High Risk | IES | ASP_GE | 45 | 5 | 1 | 2021-04-05 | Canyons/Desert
40000-Intermountain Medical Group | 77008 | Orem Workmed | 40000-Intermountain Medical Group | 77008-Orem Workmed | 40000~000000025990 | 849907 | K58041840 | IHWRCCSTXR | 18-431 | Radiographic Systems, Digital, | XR / RF | 1111 | CARESTREAM HEALTH INCORPORATED | DRX-ASCEND | 1 | 400D77008A | MG WORKMED OREM | Back Office | Life Support / High Risk | IES | ASP_GE | 67 | 5 | 0 | 2019-06-05 | Canyons/Desert
44000-Saltzer Medical Group Inc | 79731 | Caldwell Urgent Care | 44000-Saltzer Medical Group Inc | 79731-Caldwell Urgent Care | 44000~000000000962 | 760047 | K5806 0312 |  | 18-431 | Radiographic Systems, Digital, | XR / RF | 1112 | CARESTREAM HEALTH INCORPORATED | DRX-ASCEND | 1 | 440D79731A | SZ CALDWELL URGENT CARE | Unspecified | Life Support / High Risk | CRMC_CE | CASSIACRW6 | 49 | 5 | 1 | 2020-12-22 | Canyons/Desert
11600-Alta View Hospital | 21101 | Radiology | 11600-Alta View Hospital | 32317-Plant Operation | 11600~000000005304 | 804002 | 5686 | IHAVHCSTXP4 | 18-430 | Radiographic Systems, Digital | XR / RF | 867 | CARESTREAM HEALTH INCORPORATED | DRX-EVOLUTION PLUS | 1 | 116D32317A | AV PLANT OPERATIONS | L1 Common Area | Life Support / High Risk | IES | ASP_GE | 110 | 5 | 0 | 2015-11-25 | Canyons/Desert
11600-Alta View Hospital | 40025 | Administrative Office | 11600-Alta View Hospital | 21101-Radiology | 11600~000000007065 | 863127 | 010445 | IHAVHCAREXR1 | 18-430 | Radiographic Systems, Digital | XR / RF | 868 | CARESTREAM HEALTH INCORPORATED | DRX-EVOLUTION PLUS | 1 | 116D21101A | AV RADIOLOGY | Unspecified | Life Support / High Risk | IES | ASP_GE | 71 | 5 | 0 | 2019-02-28 | Canyons/Desert
11800-American Fork Hospital | 21101 | Radiology | 11800-American Fork Hospital | 21101-Radiology | 11800~000000006455 | 851741 | 010562 | IHAFHCSTXR5 | 18-430 | Radiographic Systems, Digital | XR / RF | 875 | CARESTREAM HEALTH INCORPORATED | DRX-EVOLUTION PLUS | 1 | 118D21101A | AF RADIOLOGY | Unspecified | Life Support / High Risk | IES | ASP_GE | 69 | 5 | 0 | 2019-04-23 | Canyons/Desert
12600-St George Regional Hospital | 21101 | Radiology | 12600-St George Regional Hospital | 21101-Radiology | 12600~000000015685 | 823752 | 0010259 | IHDXHCSTXR6 | 18-430 | Radiographic Systems, Digital | XR / RF | 890 | CARESTREAM HEALTH INCORPORATED | DRX-EVOLUTION PLUS | 1 | 126D21101A | SG RADIOLOGY | Unspecified | Life Support / High Risk | IES | ASP_GE | 85 | 5 | 0 | 2017-12-12 | Canyons/Desert
12600-St George Regional Hospital | 21101 | Radiology | 12600-St George Regional Hospital | 21101-Radiology | 12600~000000016013 | 825664 | 0010289 | IHDXHCSTXR5 | 18-430 | Radiographic Systems, Digital | XR / RF | 891 | CARESTREAM HEALTH INCORPORATED | DRX-EVOLUTION PLUS | 1 | 126D21101A | SG RADIOLOGY | Unspecified | Life Support / High Risk | IES | ASP_GE | 86 | 5 | 0 | 2017-11-08 | Canyons/Desert
12900-Layton Hospital | 21101 | Radiology | 12900-Layton Hospital | 21101-Radiology | 12900~000000002353 | 838594 | 010359 | IHLYHCSTXR | 18-430 | Radiographic Systems, Digital | XR / RF | 903 | CARESTREAM HEALTH INCORPORATED | DRX-EVOLUTION PLUS | 1 | 129D21101A | LA RADIOLOGY | Common Area | Life Support / High Risk | IES | ASP_GE | 78 | 5 | 0 | 2018-08-01 | Canyons/Desert
13000-Logan Regional Hospital | 21101 | Radiology | 13000-Logan Regional Hospital | 21101-Radiology | 13000~000000005704 | 803448 | DRXER05703 | IHLRHCSTXP2 | 18-430 | Radiographic Systems, Digital | XR / RF | 907 | CARESTREAM HEALTH INCORPORATED | DRX-EVOLUTION PLUS | 1 | 130D21101A | LO RADIOLOGY | Unspecified | Life Support / High Risk | IES | ASP_GE | 111 | 7 | 0 | 2015-10-13 | Canyons/Desert
13000-Logan Regional Hospital | 21101 | Radiology | 13000-Logan Regional Hospital | 21101-Radiology | 13000~000000006474 | 815817 | 010054 | IHLRHCSTXP3 | 18-430 | Radiographic Systems, Digital | XR / RF | 908 | CARESTREAM HEALTH INCORPORATED | DRX-EVOLUTION PLUS | 1 | 130D21101A | LO RADIOLOGY | Common Area | Life Support / High Risk | IES | ASP_GE | 98 | 7 | 0 | 2016-11-07 | Canyons/Desert
13200-McKay-Dee Hospital Center | 21101 | Radiology | 13200-McKay-Dee Hospital Center | 21101-Radiology | 13200~000000019327 | 834437 | 10346 | IHMKHCSTXR1 | 18-430 | Radiographic Systems, Digital | XR / RF | 913 | CARESTREAM HEALTH INCORPORATED | DRX-EVOLUTION PLUS | 1 | 132D21101A | MK RADIOLOGY 1ST FLR | Unspecified | Life Support / High Risk | IES | ASP_GE | 81 | 5 | 0 | 2018-04-27 | Canyons/Desert
13200-McKay-Dee Hospital Center | 21101 | Radiology | 13200-McKay-Dee Hospital Center | 21101-Radiology | 13200~000000020780 | 848409 | 010547 | IHMKHCSTXR2 | 18-430 | Radiographic Systems, Digital | XR / RF | 914 | CARESTREAM HEALTH INCORPORATED | DRX-EVOLUTION PLUS | 1 | 132D21101B | MK LAYTON CLINIC RADIOLOGY | Unspecified | Life Support / High Risk | IES | ASP_GE | 70 | 5 | 0 | 2019-03-19 | Canyons/Desert
13800-Primary Childrens Hospital | 21001 | Imaging Administration | 37600-Primary Childrens - Layton | 21201-Magnetic Res Imaging - MRI | 13800~000000024728 | 822265 | 172060110119 | IHLYHCSTXR2 | 18-430 | Radiographic Systems, Digital | XR / RF | 920 | CARESTREAM HEALTH INCORPORATED | DRX-EVOLUTION PLUS | 1 | 376D21201A | PL MRI | Unspecified | Life Support / High Risk | IES | ASP_GE | 90 | 5 | 0 | 2017-07-10 | Canyons/Desert
13900-Riverton Hospital | 21101 | Radiology | 13900-Riverton Hospital | 21001-Imaging Administration | 13900~000000006454 | 847936 | 11751 | IHRVHCSTXR | 18-430 | Radiographic Systems, Digital | XR / RF | 930 | CARESTREAM HEALTH INCORPORATED | DRX-EVOLUTION PLUS | 1 | 139D21001A | RV IMAGING ADMINISTRATION | Unspecified | Life Support / High Risk | IES | ASP_GE | 70 | 5 | 0 | 2019-03-21 | Canyons/Desert
14100-Spanish Fork Hospital | 21101 | Radiology | 14100-Spanish Fork Hospital | 21101-Radiology | 14100~000000002964 | 880074 | 24940 |  | 18-430 | Radiographic Systems, Digital | XR / RF | 936 | CARESTREAM HEALTH INCORPORATED | DRX-EVOLUTION PLUS | 1 | 141D21101A | SF RADIOLOGY | Unspecified | Life Support / High Risk | IES | ASP_GE | 45 | 5 | 1 | 2021-04-02 | Canyons/Desert
14400-Utah Valley Hospital | 21101 | Radiology | 14400-Utah Valley Hospital | 21101-Radiology | 14400~000000020583 | 851379 | 10438 | IHUVHCSTXR1 | 18-430 | Radiographic Systems, Digital | XR / RF | 948 | CARESTREAM HEALTH INCORPORATED | DRX-EVOLUTION PLUS | 1 | 144D21101A | UV RADIOLOGY | Unspecified | Life Support / High Risk | IES | ASP_GE | 72 | 5 | 0 | 2019-01-27 | Canyons/Desert
14400-Utah Valley Hospital | 21101 | Radiology | 14400-Utah Valley Hospital | 21101-Radiology | 14400~000000020584 | 851380 | 10439 | IHUVHCSTXR2 | 18-430 | Radiographic Systems, Digital | XR / RF | 949 | CARESTREAM HEALTH INCORPORATED | DRX-EVOLUTION PLUS | 1 | 144D21101A | UV RADIOLOGY | Unspecified | Life Support / High Risk | IES | ASP_GE | 72 | 5 | 0 | 2019-01-27 | Canyons/Desert
14600-Cedar City Hospital | 21101 | Radiology | 14600-Cedar City Hospital | 21001-Imaging Administration | 14600~000000002994 | 836799 | 10366 | IHCCHCSTXR2 | 18-430 | Radiographic Systems, Digital | XR / RF | 953 | CARESTREAM HEALTH INCORPORATED | DRX-EVOLUTION PLUS | 1 | 146D21001A | CC IMAGING ADMINISTRATION | Unspecified | Life Support / High Risk | IES | ASP_GE | 79 | 5 | 0 | 2018-06-15 | Canyons/Desert
14600-Cedar City Hospital | 21101 | Radiology | 14600-Cedar City Hospital | 21101-Radiology | 14600~000000002985 | 830604 | 10345 | IHCCHCSTXR1 | 18-430 | Radiographic Systems, Digital | XR / RF | 958 | CARESTREAM HEALTH INCORPORATED | DRX-EVOLUTION PLUS | 1 | 146D21101A | CC RADIOLOGY RECOVERY | Unspecified | Life Support / High Risk | IES | ASP_GE | 81 | 5 | 0 | 2018-04-20 | Canyons/Desert
14800-Heber Valley Hospital | 21101 | Radiology | 14800-Heber Valley Hospital | 21101-Radiology | 14800~000000001603 | 830547 | 010353 | IHHVHCSTXR | 18-430 | Radiographic Systems, Digital | XR / RF | 961 | CARESTREAM HEALTH INCORPORATED | DRX-EVOLUTION PLUS | 1 | 148D21101A | HV RADIOLOGY | Unspecified | Life Support / High Risk | IES | ASP_GE | 80 | 5 | 0 | 2018-05-07 | Canyons/Desert
11800-American Fork Hospital | 21101 | Radiology | 11800-American Fork Hospital | 21001-Imaging Administration | 11800~000000005287 | 805685 | 0919 | IHAFHCSTWS1 | 18-430 | Radiographic Systems, Digital | XR / RF | 869 | CARESTREAM HEALTH INCORPORATED | DRXM51 | 1 | 118D21001A | AF IMAGING ADMINISTRATION | Unspecified | Run to Fail | IES | ASP_GE | 109 | 7 | 0 | 2015-12-29 | Canyons/Desert
12600-St George Regional Hospital | 21101 | Radiology | 12600-St George Regional Hospital | 21101-Radiology | 12600~000000011597 | 490457 | 0200 | IHDXHCSTWS3 | 18-430 | Radiographic Systems, Digital | XR / RF | 884 | CARESTREAM HEALTH INCORPORATED | DRXM51 | 1 | 126D21101E | SG RADIOLOGY RR CAMPUS | Radiol Common Area | Run to Fail | IES | ASP_GE | 156 | 5 | 0 | 2012-01-23 | Canyons/Desert
12600-St George Regional Hospital | 21101 | Radiology | 12600-St George Regional Hospital | 21101-Radiology | 12600~000000011606 | 490463 | 0103 | IHDXHCSTWS7 | 18-430 | Radiographic Systems, Digital | XR / RF | 887 | CARESTREAM HEALTH INCORPORATED | DRXM51 | 1 | 126D21101E | SG RADIOLOGY RR CAMPUS | Radiol Common Area | Run to Fail | IES | ASP_GE | 156 | 5 | 0 | 2012-01-23 | Canyons/Desert
13900-Riverton Hospital | 21101 | Radiology | 13900-Riverton Hospital | 11503-Medical and Surgical Nursing | 13900~000000005384 | 817092 | 20022 | IHRVHCSTWS2 | 18-430 | Radiographic Systems, Digital | XR / RF | 928 | CARESTREAM HEALTH INCORPORATED | DRXM51 | 1 | 139D11503A | RV MEDICAL SURGICAL | Equipment Storage | Run to Fail | IES | ASP_GE | 95 | 7 | 0 | 2017-02-28 | Canyons/Desert
13900-Riverton Hospital | 21101 | Radiology | 13900-Riverton Hospital | 14001-Labor and Delivery Rooms | 13900~000000005129 | 817232 | 0928 | IHRVHCSTWS1 | 18-430 | Radiographic Systems, Digital | XR / RF | 929 | CARESTREAM HEALTH INCORPORATED | DRXM51 | 1 | 139D14001A | RV LABOR DELIVERY ROOMS | C-Section Rm2 | Run to Fail | IES | ASP_GE | 107 | 7 | 0 | 2016-02-29 | Canyons/Desert
13900-Riverton Hospital | 21101 | Radiology | 13900-Riverton Hospital | 21101-Radiology | 13900~000000005631 | 829744 | 20031 | IHRVHCSTWS6 | 18-430 | Radiographic Systems, Digital | XR / RF | 932 | CARESTREAM HEALTH INCORPORATED | DRXM51 | 1 | 139D21101A | RV RADIOLOGY | Rad Rm | Run to Fail | IES | ASP_GE | 91 | 7 | 0 | 2017-06-19 | Canyons/Desert
14600-Cedar City Hospital | 21101 | Radiology | 14600-Cedar City Hospital | 21101-Radiology | 14600~000000002057 | 490468 | K46124173 | K46124173 | 18-430 | Radiographic Systems, Digital | XR / RF | 954 | CARESTREAM HEALTH INCORPORATED | DRXM51 | 1 | 146D21101B | CC RADIOLOGY TE | Common Area | Run to Fail | IES | ASP_GE | 156 | 5 | 0 | 2012-01-23 | Canyons/Desert
15400-Intermountain Medical Center | 22104 | Operating Rooms | 15400-Intermountain Medical Center | 22104-Operating Rooms | 15400~000000031465 | 830606 | 20076 | IHMCHCSTWS3 | 18-430 | Radiographic Systems, Digital | XR / RF | 966 | CARESTREAM HEALTH INCORPORATED | DRXM51 | 1 | 154D22104A | IM OPERATING ROOM TL2 | Unspecified | Run to Fail | IES | ASP_GE | 79 | 5 | 0 | 2018-06-04 | Canyons/Desert
18200-Garfield Memorial Hospital | 21101 | Radiology | 18200-Garfield Memorial Hospital | 21101-Radiology | 18200~000000000644 | 851678 | 20046 | IHGMHCSTWS1 | 18-430 | Radiographic Systems, Digital | XR / RF | 970 | CARESTREAM HEALTH INCORPORATED | DRXM51 | 1 | 182D21101A | GF RADIOLOGY | Unspecified | Run to Fail | IES | ASP_GE | 88 | 7 | 0 | 2017-09-21 | Canyons/Desert
40000-Intermountain Medical Group | 73050 | Canyons Village Medical Clinic | 40000-Intermountain Medical Group | 73050-Canyons Village Medical Clinic | 40000~000000027178 | 487997 | 0499 | IHCNCCSTWS1 | 18-430 | Radiographic Systems, Digital | XR / RF | 1019 | CARESTREAM HEALTH INCORPORATED | DRXM51 | 1 | 400D73050A | MG CANYONS VILLAGE MEDICAL CL | Unspecified | Run to Fail | IES | ASP_GE | 156 | 5 | 0 | 2012-01-10 | Canyons/Desert
11600-Alta View Hospital | 21101 | Radiology | 11600-Alta View Hospital | 21001-Imaging Administration | 11600~000000005466 | 808181 | 2127 | IHAVHCSTXP5 | 13-272 | Radiographic Units, Mobile | XR / RF | 1205 | CARESTREAM HEALTH INCORPORATED | DRX-REVOLUTION | 1 | 116D21001A | AV IMAGING | Imaging Admin Common Area | Life Support / High Risk | IES | ASP_GE | 106 | 7 | 0 | 2016-03-09 | Canyons/Desert
11600-Alta View Hospital | 21101 | Radiology | 11600-Alta View Hospital | 21101-Radiology | 11600~000000006986 | 851758 | K58053259 | IHAVHCSTXP6 | 13-272 | Radiographic Units, Mobile | XR / RF | 1206 | CARESTREAM HEALTH INCORPORATED | DRX-REVOLUTION | 1 | 116D21101A | AV RADIOLOGY | Unspecified | Life Support / High Risk | IES | ASP_GE | 67 | 7 | 1 | 2019-06-28 | Canyons/Desert
12000-Bear River Valley Hospital | 21101 | Radiology | 12000-Bear River Valley Hospital | 21101-Radiology | 12000~000000000553 | 549439 | 000721 | IHBRHCSTXP1 | 13-272 | Radiographic Units, Mobile | XR / RF | 1211 | CARESTREAM HEALTH INCORPORATED | DRX-REVOLUTION | 1 | 120D21101A | BR RADIOLOGY | Radiology | Life Support / High Risk | IES | ASP_GE | 139 | 7 | 0 | 2013-06-07 | Canyons/Desert
12000-Bear River Valley Hospital | 21101 | Radiology | 12000-Bear River Valley Hospital | 21101-Radiology | 12000~000000001478 | 853004 | 4019 | IHBRHCSTXP2 | 13-272 | Radiographic Units, Mobile | XR / RF | 1212 | CARESTREAM HEALTH INCORPORATED | DRX-REVOLUTION | 1 | 120D21101A | BR RADIOLOGY | Unspecified | Life Support / High Risk | IES | ASP_GE | 66 | 7 | 2 | 2019-07-30 | Canyons/Desert
12200-Cassia Regional Hospital | 21101 | Radiology | 12200-Cassia Regional Hospital | 21001-Imaging Administration | 12200~000000002693 | 822170 | MBL03454C17 | IHCRHCSTXP | 13-272 | Radiographic Units, Mobile | XR / RF | 1213 | CARESTREAM HEALTH INCORPORATED | DRX-REVOLUTION | 1 | 122D21001A | CA IMAGING ADMINISTRATION | Unspecified | Life Support / High Risk | IES | ASP_GE | 92 | 7 | 0 | 2017-05-05 | Canyons/Desert
12500-Delta Community Hospital | 21101 | Radiology | 12500-Delta Community Hospital | 21101-Radiology | 12500~000000000859 | 832913 | 3466 | IHDCHCSTXP | 13-272 | Radiographic Units, Mobile | XR / RF | 1215 | CARESTREAM HEALTH INCORPORATED | DRX-REVOLUTION | 1 | 125D21101A | DL XRAY | Radiol Radiology | Life Support / High Risk | IES | ASP_GE | 78 | 5 | 0 | 2018-07-23 | Canyons/Desert
12600-St George Regional Hospital | 21101 | Radiology | 12600-St George Regional Hospital | 21001-Imaging Administration | 12600~000000014382 | 828994 | 2233 | IHDXHCSTXP2 | 13-272 | Radiographic Units, Mobile | XR / RF | 1217 | CARESTREAM HEALTH INCORPORATED | DRX-REVOLUTION | 1 | 126D21001A | SG IMAGING ADMIN RR | Unspecified | Life Support / High Risk | IES | ASP_GE | 104 | 7 | 0 | 2016-05-27 | Canyons/Desert
12600-St George Regional Hospital | 21101 | Radiology | 12600-St George Regional Hospital | 21101-Radiology | 12600~000000013159 | 731983 | 1597 | IHDXHCSTXP1 | 13-272 | Radiographic Units, Mobile | XR / RF | 1219 | CARESTREAM HEALTH INCORPORATED | DRX-REVOLUTION | 1 | 126D21101A | SG RADIOLOGY | Common Area | Life Support / High Risk | IES | ASP_GE | 118 | 7 | 0 | 2015-03-27 | Canyons/Desert
12600-St George Regional Hospital | 21101 | Radiology | 12600-St George Regional Hospital | 21101-Radiology | 12600~000000014892 | 817380 | K5800-8815 | IHDXHCSTXP3 | 13-272 | Radiographic Units, Mobile | XR / RF | 1220 | CARESTREAM HEALTH INCORPORATED | DRX-REVOLUTION | 1 | 126D21101E | SG RADIOLOGY RR CAMPUS | Radiol Common Area | Life Support / High Risk | IES | ASP_GE | 94 | 7 | 0 | 2017-03-24 | Canyons/Desert
12600-St George Regional Hospital | 21101 | Radiology | 12600-St George Regional Hospital | 21101-Radiology | 12600~000000014893 | 817381 | K5800-8792 | IHDXHCSTXP4 | 13-272 | Radiographic Units, Mobile | XR / RF | 1221 | CARESTREAM HEALTH INCORPORATED | DRX-REVOLUTION | 1 | 126D21101E | SG RADIOLOGY RR CAMPUS | Radiol Common Area | Life Support / High Risk | IES | ASP_GE | 94 | 7 | 0 | 2017-03-24 | Canyons/Desert
12700-Fillmore Community Hospital | 21101 | Radiology | 12700-Fillmore Community Hospital | 21101-Radiology | 12700~000000000691 | 835555 | 3478 | IHFCHCSTXP | 13-272 | Radiographic Units, Mobile | XR / RF | 1222 | CARESTREAM HEALTH INCORPORATED | DRX-REVOLUTION | 1 | 127D21101A | FL RADIOLOGY | Unspecified | Life Support / High Risk | IES | ASP_GE | 76 | 4.8333 | 0 | 2018-09-19 | Canyons/Desert
12800-LDS Hospital | 21101 | Radiology | 12800-LDS Hospital | 21001-Imaging Administration | 12800~000000013970 | 833639 | 003432 | IHLDHCSTXP | 13-272 | Radiographic Units, Mobile | XR / RF | 1223 | CARESTREAM HEALTH INCORPORATED | DRX-REVOLUTION | 1 | 128D21001A | LD IMAGING ADMIN L1 | Unspecified | Life Support / High Risk | IES | ASP_GE | 79 | 7 | 0 | 2018-06-22 | Canyons/Desert
12900-Layton Hospital | 35036 | Field Logistics | 12900-Layton Hospital | 21101-Radiology | 12900~000000002354 | 838604 | 003442 | IHLYHCSTXP1 | 13-272 | Radiographic Units, Mobile | XR / RF | 1224 | CARESTREAM HEALTH INCORPORATED | DRX-REVOLUTION | 1 | 129D21101A | LA RADIOLOGY | Unspecified | Life Support / High Risk | IES | ASP_GE | 78 | 5 | 0 | 2018-08-01 | Canyons/Desert
12900-Layton Hospital | 35036 | Field Logistics | 12900-Layton Hospital | 21101-Radiology | 12900~000000002355 | 838605 | 003441 | IHLYHCSTXP2 | 13-272 | Radiographic Units, Mobile | XR / RF | 1225 | CARESTREAM HEALTH INCORPORATED | DRX-REVOLUTION | 1 | 129D21101A | LA RADIOLOGY | Unspecified | Life Support / High Risk | IES | ASP_GE | 78 | 5 | 0 | 2018-08-01 | Canyons/Desert
13000-Logan Regional Hospital | 21101 | Radiology | 13000-Logan Regional Hospital | 21101-Radiology | 13000~000000007927 | 841289 | 3592 | IHLRHCSTXP4 | 13-272 | Radiographic Units, Mobile | XR / RF | 1226 | CARESTREAM HEALTH INCORPORATED | DRX-REVOLUTION | 1 | 130D21101A | LO RADIOLOGY | Unspecified | Life Support / High Risk | IES | ASP_GE | 75 | 5 | 0 | 2018-10-29 | Canyons/Desert
13000-Logan Regional Hospital | 21101 | Radiology | 13000-Logan Regional Hospital | 21101-Radiology | 13000~000000011083 | 528095 | 0326 | IHLRHCSTXP5 | 13-272 | Radiographic Units, Mobile | XR / RF | 1227 | CARESTREAM HEALTH INCORPORATED | DRX-REVOLUTION | 1 | 130D21101A | LO RADIOLOGY | Common Area | Life Support / High Risk | IES | ASP_GE | 145 | 7 | 0 | 2012-12-26 | Canyons/Desert
13200-McKay-Dee Hospital Center | 21101 | Radiology | 13200-McKay-Dee Hospital Center | 21001-Imaging Administration | 13200~000000018167 | 817768 | K5800-8788 | IHMKHCSTXP3 | 13-272 | Radiographic Units, Mobile | XR / RF | 1228 | CARESTREAM HEALTH INCORPORATED | DRX-REVOLUTION | 1 | 132D21001A | MK ADMIN IMAGING L3 | Imaging Administration | Life Support / High Risk | IES | ASP_GE | 94 | 7 | 0 | 2017-03-29 | Canyons/Desert
13200-McKay-Dee Hospital Center | 21101 | Radiology | 13200-McKay-Dee Hospital Center | 21101-Radiology | 13200~000000009688 | 557491 | 0622 | IHMKHCSTXP1 | 13-272 | Radiographic Units, Mobile | XR / RF | 1229 | CARESTREAM HEALTH INCORPORATED | DRX-REVOLUTION | 1 | 132D21101A | MK RADIOLOGY 1ST FLR | Common Area | Life Support / High Risk | IES | ASP_GE | 136 | 7 | 0 | 2013-09-03 | Canyons/Desert
13200-McKay-Dee Hospital Center | 21101 | Radiology | 13200-McKay-Dee Hospital Center | 21101-Radiology | 13200~000000014326 | 582667 | 0988 | IHMKHCSTXP2 | 13-272 | Radiographic Units, Mobile | XR / RF | 1230 | CARESTREAM HEALTH INCORPORATED | DRX-REVOLUTION | 1 | 132D21101A | MK RADIOLOGY 1ST FLR | Common Area | Life Support / High Risk | IES | ASP_GE | 129 | 7 | 0 | 2014-04-22 | Canyons/Desert
13200-McKay-Dee Hospital Center | 22104 | Operating Rooms | 13200-McKay-Dee Hospital Center | 21101-Radiology | 13200~000000019760 | 839220 | 3571 | IHMKHCSTXP4 | 13-272 | Radiographic Units, Mobile | XR / RF | 1231 | CARESTREAM HEALTH INCORPORATED | DRX-REVOLUTION | 1 | 132D21101A | MK RADIOLOGY 1ST FLR | Common Area | Life Support / High Risk | IES | ASP_GE | 76 | 5 | 0 | 2018-09-24 | Canyons/Desert
13800-Primary Childrens Hospital | 21001 | Imaging Administration | 13800-Primary Childrens Hospital | 21601-Ultrasound | 13800~000000020122 | 726141 | K5241-4827 | IHPCHCSTXP3 | 13-272 | Radiographic Units, Mobile | XR / RF | 1232 | CARESTREAM HEALTH INCORPORATED | DRX-REVOLUTION | 1 | 138D21601A | PC ULT RADIOLOGY 1ST FLR W | Unspecified | Life Support / High Risk | IES | ASP_GE | 122 | 7 | 0 | 2014-11-04 | Canyons/Desert
13800-Primary Childrens Hospital | 21101 | Radiology | 13800-Primary Childrens Hospital | 21101-Radiology | 13800~000000009106 | 519536 | 0192 | IHPCHCSTXP1 | 13-272 | Radiographic Units, Mobile | XR / RF | 1233 | CARESTREAM HEALTH INCORPORATED | DRX-REVOLUTION | 1 | 138D21101A | PC MEDICAL IMAGING 1ST FLR W | Imaging Vitals Alcove | Life Support / High Risk | IES | ASP_GE | 147 | 5 | 0 | 2012-10-31 | Canyons/Desert
13800-Primary Childrens Hospital | 21101 | Radiology | 13800-Primary Childrens Hospital | 21101-Radiology | 13800~000000009880 | 552628 | 0563 138628440 | IHPCHCSTXP2 | 13-272 | Radiographic Units, Mobile | XR / RF | 1234 | CARESTREAM HEALTH INCORPORATED | DRX-REVOLUTION | 1 | 138D21101A | PC MEDICAL IMAGING 1ST FLR W | Radiology Common Area | Life Support / High Risk | IES | ASP_GE | 136 | 7 | 0 | 2013-09-13 | Canyons/Desert
14000-Sanpete Valley Hospital | 21101 | Radiology | 14000-Sanpete Valley Hospital | 21101-Radiology | 14000~000000000874 | 829104 | 003286 | IHSPHCSTXP | 13-272 | Radiographic Units, Mobile | XR / RF | 1239 | CARESTREAM HEALTH INCORPORATED | DRX-REVOLUTION | 1 | 140D21101A | SP RADIOLOGY | Unspecified | Life Support / High Risk | IES | ASP_GE | 82 | 5 | 0 | 2018-03-23 | Canyons/Desert
14200-Sevier Valley Hospital | 21101 | Radiology | 14200-Sevier Valley Hospital | 21101-Radiology | 14200~000000001375 | 832235 | 3239 | IHSVHCSTXP | 13-272 | Radiographic Units, Mobile | XR / RF | 1243 | CARESTREAM HEALTH INCORPORATED | DRX-REVOLUTION | 1 | 142D21101A | SV RADIOLOGY | Unspecified | Life Support / High Risk | IES | ASP_GE | 83 | 5 | 0 | 2018-02-22 | Canyons/Desert
14300-Park City Hospital | 21101 | Radiology | 14300-Park City Hospital | 21101-Radiology | 14300~000000003219 | 841400 | 003667 | IHPCHCSTXP4 | 13-272 | Radiographic Units, Mobile | XR / RF | 1244 | CARESTREAM HEALTH INCORPORATED | DRX-REVOLUTION | 1 | 143D21101A | PK XRAY RADIOLOGY | Unspecified | Life Support / High Risk | IES | ASP_GE | 74 | 5 | 0 | 2018-11-26 | Canyons/Desert
14300-Park City Hospital | 21101 | Radiology | 14300-Park City Hospital | 21101-Radiology | 14300~000000003220 | 841411 | 003676 | IHPCHCSTXP5 | 13-272 | Radiographic Units, Mobile | XR / RF | 1245 | CARESTREAM HEALTH INCORPORATED | DRX-REVOLUTION | 1 | 143D21101A | PK XRAY RADIOLOGY | Unspecified | Life Support / High Risk | IES | ASP_GE | 74 | 5 | 0 | 2018-11-26 | Canyons/Desert
14400-Utah Valley Hospital | 21101 | Radiology | 14400-Utah Valley Hospital | 21101-Radiology | 14400~000000013404 | 585141 | 0992 | IHUVHCSTXP1 | 13-272 | Radiographic Units, Mobile | XR / RF | 1246 | CARESTREAM HEALTH INCORPORATED | DRX-REVOLUTION | 1 | 144D21101A | UV RADIOLOGY | Common Area | Life Support / High Risk | IES | ASP_GE | 125 | 5 | 0 | 2014-08-12 | Canyons/Desert
14400-Utah Valley Hospital | 21101 | Radiology | 14400-Utah Valley Hospital | 21101-Radiology | 14400~000000013965 | 731703 | 1437 | IHUVHCAREXR1 | 13-272 | Radiographic Units, Mobile | XR / RF | 1247 | CARESTREAM HEALTH INCORPORATED | DRX-REVOLUTION | 1 | 144D21101A | UV RADIOLOGY | Unspecified | Life Support / High Risk | IES | ASP_GE | 121 | 7 | 0 | 2014-12-16 | Canyons/Desert
14400-Utah Valley Hospital | 21101 | Radiology | 14400-Utah Valley Hospital | 21101-Radiology | 14400~000000014298 | 805760 | 1721 | IHUVHCSTXP2 | 13-272 | Radiographic Units, Mobile | XR / RF | 1248 | CARESTREAM HEALTH INCORPORATED | DRX-REVOLUTION | 1 | 144D21101A | UV RADIOLOGY | Unspecified | Life Support / High Risk | IES | ASP_GE | 114 | 7 | 0 | 2015-07-03 | Canyons/Desert
14400-Utah Valley Hospital | 21101 | Radiology | 14400-Utah Valley Hospital | 21101-Radiology | 14400~000000016601 | 822564 | 3035 | IHUVHCSTXP4 | 13-272 | Radiographic Units, Mobile | XR / RF | 1249 | CARESTREAM HEALTH INCORPORATED | DRX-REVOLUTION | 1 | 144D21101A | UV RADIOLOGY | Unspecified | Life Support / High Risk | IES | ASP_GE | 87 | 7 | 0 | 2017-10-23 | Canyons/Desert
14400-Utah Valley Hospital | 21101 | Radiology | 14400-Utah Valley Hospital | 21101-Radiology | 14400~000000016616 | 822563 | 3036 | IHUVHCSTXP3 | 13-272 | Radiographic Units, Mobile | XR / RF | 1250 | CARESTREAM HEALTH INCORPORATED | DRX-REVOLUTION | 1 | 144D21101A | UV RADIOLOGY | Unspecified | Life Support / High Risk | IES | ASP_GE | 87 | 7 | 0 | 2017-10-23 | Canyons/Desert
14400-Utah Valley Hospital | 22104 | Operating Rooms | 14400-Utah Valley Hospital | 21101-Radiology | 14400~000000014294 | 805770 | 1683 | IHUVHCSTWS2 | 13-272 | Radiographic Units, Mobile | XR / RF | 1251 | CARESTREAM HEALTH INCORPORATED | DRX-REVOLUTION | 1 | 144D21101A | UV RADIOLOGY | Unspecified | Life Support / High Risk | IES | ASP_GE | 116 | 7 | 0 | 2015-05-13 | Canyons/Desert
14800-Heber Valley Hospital | 21101 | Radiology | 14800-Heber Valley Hospital | 21101-Radiology | 14800~000000001562 | 828794 | 3276 | IHHVHCSTXP | 13-272 | Radiographic Units, Mobile | XR / RF | 1252 | CARESTREAM HEALTH INCORPORATED | DRX-REVOLUTION | 1 | 148D21101A | HV RADIOLOGY | Unspecified | Life Support / High Risk | IES | ASP_GE | 82 | 5 | 0 | 2018-03-22 | Canyons/Desert
15400-Intermountain Medical Center | 21101 | Radiology | 15400-Intermountain Medical Center | 21001-Imaging Administration | 15400~000000027085 | 804074 | 1946 | IHMCHCSTXP1 | 13-272 | Radiographic Units, Mobile | XR / RF | 1256 | CARESTREAM HEALTH INCORPORATED | DRX-REVOLUTION | 1 | 154D21001A | IM IMAGING ADMIN TOWER TLL1 | Bldg C Imaging Admin | Life Support / High Risk | IES | ASP_GE | 111 | 7 | 0 | 2015-11-01 | Canyons/Desert
15400-Intermountain Medical Center | 21101 | Radiology | 15400-Intermountain Medical Center | 21001-Imaging Administration | 15400~000000029412 | 817042 | 2693 | IHMCHCSTXP2 | 13-272 | Radiographic Units, Mobile | XR / RF | 1257 | CARESTREAM HEALTH INCORPORATED | DRX-REVOLUTION | 1 | 154D21001A | IM IMAGING ADMIN TOWER TLL1 | Bldg C Imaging Admin | Life Support / High Risk | IES | ASP_GE | 94 | 7 | 0 | 2017-03-17 | Canyons/Desert
15400-Intermountain Medical Center | 21101 | Radiology | 37000-The Orthopedic Specialty Hosp | 21001-Imaging Administration | 15400~000000042455 | 821250 | 2890 | IHOSHCSTXP2 | 13-272 | Radiographic Units, Mobile | XR / RF | 1260 | CARESTREAM HEALTH INCORPORATED | DRX-REVOLUTION | 1 | 370D21001A | TO IMAGING ADMIN BLDG 4 L1 | Radiology Admin | Life Support / High Risk | IES | ASP_GE | 90 | 7 | 0 | 2017-07-28 | Canyons/Desert
15400-Intermountain Medical Center | 21111 | Radiology TOSH | 37000-The Orthopedic Specialty Hosp | 21101-Radiology | 15400~000000042453 | 804038 | 1941 | IHOSHCSTXP1 | 13-272 | Radiographic Units, Mobile | XR / RF | 1261 | CARESTREAM HEALTH INCORPORATED | DRX-REVOLUTION | 1 | 370D21101A | TO RADIOLOGY BLDG 4 L1 | Common Areas | Life Support / High Risk | IES | ASP_GE | 110 | 7 | 0 | 2015-12-01 | Canyons/Desert
39100-ENT Surgery Center of Utah LLC | 22203 | Surgical Center | 39100-ENT Surgery Center of Utah LLC | 22203-Surgical Center | 39100~000000000271 | 571893 | 821 |  | 13-272 | Radiographic Units, Mobile | XR / RF | 1269 | CARESTREAM HEALTH INCORPORATED | DRX-REVOLUTION | 1 | 391D22203A | ENT SURGICAL CNTR | Unspecified | Life Support / High Risk | IES | ASP_GE | 5 | 5 | 5 | 2024-08-23 | Canyons/Desert
40000-Intermountain Medical Group | 74057 | McKay-Dee Foot and Ankle Clinc | 40000-Intermountain Medical Group | 74057-McKay-Dee Foot and Ankle Clinc | 40000~000000032564 | 910202 | 10065 |  | 18-430 | Radiographic Systems, Digital | XR / RF | 1045 | CARESTREAM HEALTH INCORPORATED | DRX-TS | 1 | 400D74057A | MG MK FOOT AND ANKLE STE 2835 | Ste2835FootAnkleClSte3630 | Run to Fail | MKDHC_CE | MKDCRW11CE | 18 | 5 | 3 | 2023-07-07 | Canyons/Desert
13400-Orem Community Hospital | 21201 | Magnetic Res Imaging - MRI | 13400-Orem Community Hospital | 21201-Magnetic Res Imaging - MRI | 13400~000000001817 | 817770 | 76426129 | IHOCHFUJIG | 17-679 | Laser Imagers | Laser | 575 | FUJIFILM | DRYPIX 4000 | 1 | 134D21201A | OR IMAGING CENTER OREM | Unspecified | Non Life Support | IES | ASP_GE | 93 | 5 | 0 | 2017-04-17 | Canyons/Desert
12800-LDS Hospital | 21101 | Radiology | 12800-LDS Hospital | 21101-Radiology | 12800~000000008344 | 241539 | 2123 | 10121471 | 17-508 | Printers, Video | Printers, Video | 781 | AGFA CORPORATION | DRYSTAR 3000 | 1 | 128D21101A | LD RADIOLOGY L1 | Radiol L1 Common Area | Run to Fail |  |  | 261 | 5 | 0 | 2003-04-04 | Canyons/Desert
40000-Intermountain Medical Group | 72064 | Alta View Kidscare | 40000-Intermountain Medical Group | 74034-St George Hospitalists | 40000~000000008522 | 132489 | N/A | AM1261065 | 17-508 | Printers, Video | Printers, Video | 797 | AGFA CORPORATION | DRYSTAR 3000 | 1 | 400D74034A | MG HOSPITALISTS SG | Imaging Las Cam 1 | Run to Fail | IES | ASP_GE | 421 | 5 | 0 | 1990-01-01 | Canyons/Desert
13000-Logan Regional Hospital | 21201 | Magnetic Res Imaging - MRI | 11300-Supply Chain Organization | 32213-Asset Recovery - SLC | 13000~000000005796 | 809483 | 57034709 | IHLRHCSTIG1 | 17-679 | Laser Imagers | Laser | 572 | CARESTREAM HEALTH INCORPORATED | DRYVIEW 5700 | 1 | 113D32213C | SC ASSET RECOVERY AIRPORT WHS | Scrapped | Non Life Support | IES | ASP_GE | 116 | 5 | 0 | 2015-05-22 | Canyons/Desert
11800-American Fork Hospital | 21101 | Radiology | 11800-American Fork Hospital | 21101-Radiology | 11800~000000006452 | 487923 | 58558291 | IHAFHKODIG | 17-679 | Laser Imagers | Laser | 565 | EASTMAN KODAK COMPANY | DRYVIEW 5850 | 1 | 118D21101A | AF RADIOLOGY | Unspecified | Non Life Support | IES | ASP_GE | 142 | 5 | 0 | 2013-03-18 | Canyons/Desert
12500-Delta Community Hospital | 21101 | Radiology | 12500-Delta Community Hospital | 21101-Radiology | 12500~000000000607 | 457950 | K# 5220-4811 | IHDCHKODIG | 17-679 | Laser Imagers | Laser | 567 | EASTMAN KODAK COMPANY | DRYVIEW 5850 | 1 | 125D21101A | DL XRAY | Radiol 1 | Non Life Support | IES | ASP_GE | 164 | 5 | 0 | 2011-06-01 | Canyons/Desert
12200-Cassia Regional Hospital | 21101 | Radiology | 12200-Cassia Regional Hospital | 21101-Radiology | 12200~000000003426 | 817841 | 59538217 | IHMCHCSTIG3 | 17-679 | Laser Imagers | Laser | 566 | CARESTREAM HEALTH INCORPORATED | DRYVIEW 5950 | 1 | 122D21101A | CA RADIOLOGY | Unspecified | Non Life Support | IES | ASP_GE | 93 | 8 | 0 | 2017-04-17 | Canyons/Desert
12800-LDS Hospital | 21501 | Mammography | 12800-LDS Hospital | 21501-Mammography | 12800~000000012995 | 819426 | 59539501 | IHLDHCSTIG2 | 17-679 | Laser Imagers | Laser | 571 | CARESTREAM HEALTH INCORPORATED | DRYVIEW 5950 | 1 | 128D21501A | LD MAMMOGRAPHY L1 | Mammography | Non Life Support | IES | ASP_GE | 91 | 8 | 0 | 2017-06-29 | Canyons/Desert
13000-Logan Regional Hospital | 21501 | Mammography | 13000-Logan Regional Hospital | 21501-Mammography | 13000~000000006536 | 819381 | 59536578 | IHLRHCSTIG2 | 17-679 | Laser Imagers | Laser | 573 | CARESTREAM HEALTH INCORPORATED | DRYVIEW 5950 | 1 | 130D21501A | LO MAMMOGRAPHY | Mammography | Non Life Support | IES | ASP_GE | 105 | 8 | 0 | 2016-04-22 | Canyons/Desert
13200-McKay-Dee Hospital Center | 21501 | Mammography | 13200-McKay-Dee Hospital Center | 21501-Mammography | 13200~000000017170 | 807824 | 59536575 | IHMKHCSTIG2 | 17-679 | Laser Imagers | Laser | 574 | CARESTREAM HEALTH INCORPORATED | DRYVIEW 5950 | 1 | 132D21501A | MK MAMMOGRAPHY 4TH FLR | Mammography | Non Life Support | IES | ASP_GE | 105 | 5 | 0 | 2016-04-29 | Canyons/Desert
14200-Sevier Valley Hospital | 21101 | Radiology | 14200-Sevier Valley Hospital | 21101-Radiology | 14200~000000000869 | 801321 | K53742423 | IHSVHCSTIG | 17-679 | Laser Imagers | Laser | 576 | CARESTREAM HEALTH INCORPORATED | DRYVIEW 5950 | 1 | 142D21101A | SV RADIOLOGY | Radiology | Non Life Support | IES | ASP_GE | 115 | 5 | 0 | 2015-06-15 | Canyons/Desert
12800-LDS Hospital | 21101 | Radiology | 11300-Supply Chain Organization | 32213-Asset Recovery - SLC | 12800~000000000082 | 442669 | K4590-6607 | IHLDHCSTIG1 | 17-679 | Laser Imagers | Laser | 570 | CARESTREAM HEALTH INCORPORATED | DRYVIEW 6800 | 1 | 113D32213B | SC ASSET RECOVERY FINE DR WHS | Received | Non Life Support | IES | ASP_GE | 185 | 2.5833 | 0 | 2009-08-10 | Canyons/Desert
14400-Utah Valley Hospital | 21101 | Radiology | 14400-Utah Valley Hospital | 21101-Radiology | 14400~000000012506 | 408815 | 3GH6YD1 |  | 98-177 | Computers, Workstation, Pac'S | Computer | 166 | AGFA CORPORATION | DS DELL 690 | 1 | 144D21101A | UV RADIOLOGY | Dr. Viewing | Run to Fail | IES | ASP_GE | 180 | 5 | 0 | 2010-01-20 | Canyons/Desert
14400-Utah Valley Hospital | 21101 | Radiology | 14400-Utah Valley Hospital | 21101-Radiology | 14400~000000012501 | 408810 | D801RG1 |  | 98-177 | Computers, Workstation, Pac'S | Computer | 161 | AGFA CORPORATION | DS DELL T5400 | 1 | 144D21101A | UV RADIOLOGY | Dr. Viewing | Run to Fail | IES | ASP_GE | 180 | 5 | 0 | 2010-01-20 | Canyons/Desert
14400-Utah Valley Hospital | 21101 | Radiology | 14400-Utah Valley Hospital | 21101-Radiology | 14400~000000012502 | 408811 | 16X58J1 |  | 98-177 | Computers, Workstation, Pac'S | Computer | 162 | AGFA CORPORATION | DS DELL T5400 | 1 | 144D21101A | UV RADIOLOGY | Dr. Viewing | Run to Fail | IES | ASP_GE | 180 | 5 | 0 | 2010-01-20 | Canyons/Desert
14400-Utah Valley Hospital | 21101 | Radiology | 14400-Utah Valley Hospital | 21101-Radiology | 14400~000000012503 | 408812 | 6LH58J1 |  | 98-177 | Computers, Workstation, Pac'S | Computer | 163 | AGFA CORPORATION | DS DELL T5400 | 1 | 144D21101A | UV RADIOLOGY | Dr. Viewing | Run to Fail | IES | ASP_GE | 180 | 5 | 0 | 2010-01-20 | Canyons/Desert
14400-Utah Valley Hospital | 21101 | Radiology | 14400-Utah Valley Hospital | 21101-Radiology | 14400~000000012504 | 408813 | J8597J1 |  | 98-177 | Computers, Workstation, Pac'S | Computer | 164 | AGFA CORPORATION | DS DELL T5400 | 1 | 144D21101A | UV RADIOLOGY | Dr. Viewing | Run to Fail | IES | ASP_GE | 180 | 5 | 0 | 2010-01-20 | Canyons/Desert
14400-Utah Valley Hospital | 21101 | Radiology | 14400-Utah Valley Hospital | 21101-Radiology | 14400~000000012505 | 408814 | 5LH58J1 |  | 98-177 | Computers, Workstation, Pac'S | Computer | 165 | AGFA CORPORATION | DS DELL T5400 | 1 | 144D21101A | UV RADIOLOGY | Dr. Viewing | Run to Fail | IES | ASP_GE | 180 | 5 | 0 | 2010-01-20 | Canyons/Desert
11600-Alta View Hospital | 21101 | Radiology | 11600-Alta View Hospital | 21101-Radiology | 11600~000000001443 | 262258 | 7HMKP31 | 10233425 | 98-177 | Computers, Workstation, Pac'S | Computer | 121 | AGFA CORPORATION | DS3000 | 1 | 116D21101A | AV RADIOLOGY | X-Ray | Run to Fail |  |  | 289 | 5 | 0 | 2001-01-01 | Canyons/Desert
11600-Alta View Hospital | 21101 | Radiology | 11600-Alta View Hospital | 21101-Radiology | 11600~000000003616 | 262259 | 30MKP31 | 10233427 | 98-177 | Computers, Workstation, Pac'S | Computer | 122 | AGFA CORPORATION | DS3000 | 1 | 116D21101A | AV RADIOLOGY | X-Ray | Run to Fail |  |  | 253 | 7 | 0 | 2003-12-18 | Canyons/Desert
11800-American Fork Hospital | 21101 | Radiology | 11800-American Fork Hospital | 21101-Radiology | 11800~000000003356 | 237978 | 6Q3911 | 15006638 | 98-177 | Computers, Workstation, Pac'S | Computer | 125 | AGFA CORPORATION | DS3000 | 1 | 118D21101A | AF RADIOLOGY | Common Areas | Run to Fail | IES | ASP_GE | 252 | 5 | 0 | 2004-01-22 | Canyons/Desert
11800-American Fork Hospital | 21101 | Radiology | 11800-American Fork Hospital | 21101-Radiology | 11800~000000003357 | 237981 | 1BCBC11 | 10185232 | 98-177 | Computers, Workstation, Pac'S | Computer | 126 | AGFA CORPORATION | DS3000 | 1 | 118D21101A | AF RADIOLOGY | Common Areas | Run to Fail | IES | ASP_GE | 252 | 5 | 0 | 2004-01-22 | Canyons/Desert
11800-American Fork Hospital | 21101 | Radiology | 11800-American Fork Hospital | 21101-Radiology | 11800~000000003383 | 237985 | 59CBC11 | 10185233 | 98-177 | Computers, Workstation, Pac'S | Computer | 127 | AGFA CORPORATION | DS3000 | 1 | 118D21101A | AF RADIOLOGY | Common Areas | Run to Fail | IES | ASP_GE | 252 | 5 | 0 | 2004-01-22 | Canyons/Desert
11800-American Fork Hospital | 21101 | Radiology | 11800-American Fork Hospital | 21101-Radiology | 11800~000000003384 | 237986 | 82RHB11 | 10185234 | 98-177 | Computers, Workstation, Pac'S | Computer | 128 | AGFA CORPORATION | DS3000 | 1 | 118D21101A | AF RADIOLOGY | Common Areas | Run to Fail | IES | ASP_GE | 252 | 5 | 0 | 2004-01-22 | Canyons/Desert
11800-American Fork Hospital | 21101 | Radiology | 11800-American Fork Hospital | 21101-Radiology | 11800~000000003385 | 237987 | GR70H11 | 10185235 | 98-177 | Computers, Workstation, Pac'S | Computer | 129 | AGFA CORPORATION | DS3000 | 1 | 118D21101A | AF RADIOLOGY | Common Areas | Run to Fail | IES | ASP_GE | 252 | 5 | 0 | 2004-01-22 | Canyons/Desert
12800-LDS Hospital | 21101 | Radiology | 12800-LDS Hospital | 21101-Radiology | 12800~000000008283 | 241611 | B42100B | 10159755 | 98-177 | Computers, Workstation, Pac'S | Computer | 136 | AGFA CORPORATION | DS3000 | 1 | 128D21101A | LD RADIOLOGY L1 | Radiol L1 Common Area | Run to Fail |  |  | 250 | 5 | 0 | 2004-03-22 | Canyons/Desert
12800-LDS Hospital | 21101 | Radiology | 12800-LDS Hospital | 21101-Radiology | 12800~000000008312 | 241502 | 2ARCX | 10159765 | 98-177 | Computers, Workstation, Pac'S | Computer | 143 | AGFA CORPORATION | DS3000 | 1 | 128D21101A | LD RADIOLOGY L1 | Radiol L1 Yong | Run to Fail |  |  | 285 | 5 | 0 | 2001-04-04 | Canyons/Desert
12800-LDS Hospital | 21101 | Radiology | 12800-LDS Hospital | 21101-Radiology | 12800~000000008313 | 241505 | 2ARBV | 10159767 | 98-177 | Computers, Workstation, Pac'S | Computer | 144 | AGFA CORPORATION | DS3000 | 1 | 128D21101A | LD RADIOLOGY L1 | Radiol L1 Common Area | Run to Fail |  |  | 285 | 5 | 0 | 2001-04-04 | Canyons/Desert
12800-LDS Hospital | 21101 | Radiology | 12800-LDS Hospital | 21101-Radiology | 12800~000000008314 | 241507 | 9BNWF01 | 10162264 | 98-177 | Computers, Workstation, Pac'S | Computer | 145 | AGFA CORPORATION | DS3000 | 1 | 128D21101A | LD RADIOLOGY L1 | Radiol L1 Common Area | Run to Fail |  |  | 285 | 5 | 0 | 2001-04-04 | Canyons/Desert
12800-LDS Hospital | 21101 | Radiology | 12800-LDS Hospital | 21101-Radiology | 12800~000000008315 | 241513 | GBNWF01 | 10162261 | 98-177 | Computers, Workstation, Pac'S | Computer | 146 | AGFA CORPORATION | DS3000 | 1 | 128D21101A | LD RADIOLOGY L1 | Radiol L1 Common Area | Run to Fail |  |  | 285 | 5 | 0 | 2001-04-04 | Canyons/Desert
12800-LDS Hospital | 21101 | Radiology | 12800-LDS Hospital | 21101-Radiology | 12800~000000008316 | 241514 | H9NWF01 | 10162263 | 98-177 | Computers, Workstation, Pac'S | Computer | 147 | AGFA CORPORATION | DS3000 | 1 | 128D21101A | LD RADIOLOGY L1 | Radiol L1 Common Area | Run to Fail |  |  | 285 | 5 | 0 | 2001-04-04 | Canyons/Desert
12800-LDS Hospital | 21101 | Radiology | 12800-LDS Hospital | 21101-Radiology | 12800~000000008317 | 241515 | 7CNWF01 | 10162262 | 98-177 | Computers, Workstation, Pac'S | Computer | 148 | AGFA CORPORATION | DS3000 | 1 | 128D21101A | LD RADIOLOGY L1 | Radiol L1 Common Area | Run to Fail |  |  | 285 | 5 | 0 | 2001-04-04 | Canyons/Desert
13000-Logan Regional Hospital | 21101 | Radiology | 13000-Logan Regional Hospital | 20101-Emergency Department | 13000~000000004164 | 402924 | 10276699 | 10276699 | 98-177 | Computers, Workstation, Pac'S | Computer | 149 | AGFA CORPORATION | DS3000 | 1 | 130D20101A | LO EMERGENCY ROOM | Common Areas | Run to Fail |  |  | 230 | 5 | 0 | 2005-11-23 | Canyons/Desert
13000-Logan Regional Hospital | 21101 | Radiology | 13000-Logan Regional Hospital | 21101-Radiology | 13000~000000000363 | 401499 | 10278378 | 10278378 | 98-177 | Computers, Workstation, Pac'S | Computer | 150 | AGFA CORPORATION | DS3000 | 1 | 130D21101A | LO RADIOLOGY | Reading Area | Run to Fail | IES | ASP_GE | 182 | 5 | 0 | 2009-11-04 | Canyons/Desert
13000-Logan Regional Hospital | 21101 | Radiology | 13000-Logan Regional Hospital | 21101-Radiology | 13000~000000000364 | 401500 | 10278380 | 10278380 | 98-177 | Computers, Workstation, Pac'S | Computer | 151 | AGFA CORPORATION | DS3000 | 1 | 130D21101A | LO RADIOLOGY | Reading Area | Run to Fail | IES | ASP_GE | 182 | 5 | 0 | 2009-11-04 | Canyons/Desert
13000-Logan Regional Hospital | 21101 | Radiology | 13000-Logan Regional Hospital | 21101-Radiology | 13000~000000000365 | 401501 | 10278364 | 10278364 | 98-177 | Computers, Workstation, Pac'S | Computer | 152 | AGFA CORPORATION | DS3000 | 1 | 130D21101A | LO RADIOLOGY | Reading Area | Run to Fail | IES | ASP_GE | 182 | 5 | 0 | 2009-11-04 | Canyons/Desert
13200-McKay-Dee Hospital Center | 21101 | Radiology | 13200-McKay-Dee Hospital Center | 21101-Radiology | 13200~000000023989 | 188020 | GMKVG81 |  | 98-177 | Computers, Workstation, Pac'S | Computer | 155 | AGFA CORPORATION | DS3000 | 1 | 132D21101A | MK RADIOLOGY 1ST FLR | Read Rm 4 | Run to Fail | MKDHC_CE | MKDCREW2CE | 274 | 15 | 0 | 2002-04-01 | Canyons/Desert
14200-Sevier Valley Hospital | 21101 | Radiology | 14200-Sevier Valley Hospital | 21101-Radiology | 14200~000000000360 | 405140 | XXX |  | 98-177 | Computers, Workstation, Pac'S | Computer | 157 | AGFA CORPORATION | DS3000 | 1 | 142D21101A | SV RADIOLOGY | 1 | Run to Fail |  |  | 180 | 5 | 0 | 2010-01-05 | Canyons/Desert
14400-Utah Valley Hospital | 21101 | Radiology | 14400-Utah Valley Hospital | 21101-Radiology | 14400~000000011276 | 238542 | 10257114 | WS5RDUV | 98-177 | Computers, Workstation, Pac'S | Computer | 159 | AGFA CORPORATION | DS3000 | 1 | 144D21101A | UV RADIOLOGY | Fetal Medicine | Run to Fail | IES | ASP_GE | 252 | 5 | 0 | 2004-01-29 | Canyons/Desert
14400-Utah Valley Hospital | 21101 | Radiology | 14400-Utah Valley Hospital | 21101-Radiology | 14400~000000011277 | 238568 | 15011652 | 10185228 | 98-177 | Computers, Workstation, Pac'S | Computer | 160 | AGFA CORPORATION | DS3000 | 1 | 144D21101A | UV RADIOLOGY | Fetal Medicine | Run to Fail | IES | ASP_GE | 252 | 5 | 0 | 2004-01-29 | Canyons/Desert
13000-Logan Regional Hospital | 21501 | Mammography | 13000-Logan Regional Hospital | 21501-Mammography | 13000~000000004043 | 339884 | 31807073726 |  | 18-432 | Radiographic Systems, Digital, | X-Ray Other | 1077 | HOLOGIC INCORPORATED | DSM | 1 | 130D21501A | LO MAMMOGRAPHY | Mammography | Life Support / High Risk |  |  | 207 | 5 | 0 | 2007-10-29 | Canyons/Desert
13000-Logan Regional Hospital | 21501 | Mammography | 13000-Logan Regional Hospital | 21501-Mammography | 13000~000000002764 | 402896 | 29607070187 | IHLRHHLGMA3 | 98-178 | Computers, Workstation | Computer | 102 | HOLOGIC INCORPORATED | DX MANAGER | 1 | 130D21501A | LO MAMMOGRAPHY | Mammography | Run to Fail | IES | ASP_GE | 159 | 5 | 0 | 2011-10-05 | Canyons/Desert
15400-Intermountain Medical Center | 21501 | Mammography | 15400-Intermountain Medical Center | 21501-Mammography | 15400~000000009300 | 362785 | 09608070190 | S/N 09608070190 | 98-178 | Computers, Workstation | Computer | 110 | HOLOGIC INCORPORATED | DX MANAGER | 1 | 154D21501A | IM MAMMOGRAPHY GLL2 | BreastCare LL2-Common Area | Run to Fail | IES | ASP_GE | 207 | 5 | 0 | 2007-11-01 | Canyons/Desert
13000-Logan Regional Hospital | 21201 | Magnetic Res Imaging - MRI | 13000-Logan Regional Hospital | 21201-Magnetic Res Imaging - MRI | 13000~000000002046 | 451191 | 82KRKF1 | IHLRHINVMR | 20-355 | Computer-Aided Detection Syste | Computer | 66 | INVIVO RESEARCH INCORPORATED | DYNACAD DIGITAL IMAGING WRKS | 1 | 130D21201A | LO MRI | Mr | Life Support / High Risk | IES | ASP_GE | 198 | 10 | 0 | 2008-07-25 | Canyons/Desert
12800-LDS Hospital | 21801 | Nuclear Medicine | 13900-Riverton Hospital | 20101-Emergency Department | 12800~000000007758 | 132330 | 776 | AM128901 | 17-211 | Radiation Survey Meters, Geige | Radiation Survey Meters, Geige | 815 | THERMO SCIENTIFIC | E-140 | 1 | 139D20101A | RV EMERGENCY ROOM | Common Area | Non Life Support | IES | ASP_GE | 421 | 5 | 0 | 1990-01-01 | Canyons/Desert
13200-McKay-Dee Hospital Center | 25501 | Radiation Center | 13200-McKay-Dee Hospital Center | 25501-Radiation Center | 13200~000000026624 | 913945 | 9048-3158097 |  | 15-237 | Probes, Other | Probes, Other | 801 | BK MEDICAL LLC | E14CL4B | 1 | 132D25501A | MK RADIATION THERAPY 1ST FLR | Radiation Therapy | Run to Fail | IES | ASP_ALL | 14 | 5 | 4 | 2023-11-09 | Canyons/Desert
13200-McKay-Dee Hospital Center | 25501 | Radiation Center | 13200-McKay-Dee Hospital Center | 25501-Radiation Center | 13200~000000026625 | 913946 | 9048-3158198 |  | 15-237 | Probes, Other | Probes, Other | 802 | BK MEDICAL LLC | E14CL4B | 1 | 132D25501A | MK RADIATION THERAPY 1ST FLR | Radiation Therapy | Run to Fail | IES | ASP_ALL | 14 | 5 | 4 | 2023-11-09 | Canyons/Desert
40000-Intermountain Medical Group | 74041 | St George Maternal Fetal Medic | 12600-St George Regional Hospital | 14001-Labor and Delivery Rooms | 40000~000000027063 | 491203 | 81693WX4 |  | 14-121 | Transducers, Ultrasonic | Transducers | 3721 | GENERAL ELECTRIC COMPANY | E8C | 1 | 126D14001A | SG LABOR DELIVERY | Common Area | Run to Fail |  |  | 198 | 5 | 0 | 2008-07-10 | Canyons/Desert
13900-Riverton Hospital | 20101 | Emergency Department | 13900-Riverton Hospital | 20101-Emergency Department | 13900~000000008371 | 894963 | 1122154WX6 |  | 14-121 | Transducers, Ultrasonic | Transducers | 3601 | GE HEALTHCARE | E8C-RS | 1 | 139D20101A | RV EMERGENCY ROOM | Common Area | Run to Fail | IES | ASP_GE | 31 | 15.25 | 12.25 | 2022-06-03 | Canyons/Desert
15400-Intermountain Medical Center | 20101 | Emergency Department | 15400-Intermountain Medical Center | 20101-Emergency Department | 15400~000000014810 | 491878 | 58366WX6 |  | 14-121 | Transducers, Ultrasonic | Transducers | 3660 | GE HEALTHCARE | E8C-RS | 1 | 154D20101A | IM EMERGENCY ROOM TLL1 | Emergency Rm Allocated | Run to Fail |  |  | 184 | 5 | 0 | 2009-09-29 | Canyons/Desert
13200-McKay-Dee Hospital Center | 20101 | Emergency Department | 13200-McKay-Dee Hospital Center | 20101-Emergency Department | 13200~000000026250 | 909971 | 12411840WX6 |  | 14-121 | Transducers, Ultrasonic | Transducers | 3434 | GE HEALTHCARE | E8L-RS | 1 | 132D20101A | MK ER 1ST FLR | Common Area | Run to Fail | IES | ASP_GE | 19 | 5 | 3 | 2023-06-29 | Canyons/Desert
11800-American Fork Hospital | 21101 | Radiology | 11800-American Fork Hospital | 21101-Radiology | 11800~000000001434 | 490148 | 153979015 | IHAFHPHLRF | 18-437 | Radiographic/Fluoroscopic Syst | XR / RF | 1291 | PHILIPS HEALTHCARE | EASYDIAGNOST ELEVA | 1 | 118D21101A | AF RADIOLOGY | X-Ray | Life Support / High Risk | IES | ASP_GE | 161 | 5 | 0 | 2011-08-25 | Canyons/Desert
13800-Primary Childrens Hospital | 21001 | Imaging Administration | 13800-Primary Childrens Hospital | 21001-Imaging Administration | 13800~000000023476 | 813720 | 62305530 | IHPCHPHLRF3 | 18-437 | Radiographic/Fluoroscopic Syst | XR / RF | 1349 | PHILIPS HEALTHCARE | EASYDIAGNOST ELEVA | 1 | 138D21001A | PC IMAGING L1 | Unspecified | Life Support / High Risk | IES | ASP_GE | 98 | 5 | 0 | 2016-11-04 | Canyons/Desert
14400-Utah Valley Hospital | 21101 | Radiology | 14400-Utah Valley Hospital | 21101-Radiology | 14400~000000006409 | 449279 | 11000026 | IHUVHPHLRF | 18-437 | Radiographic/Fluoroscopic Syst | XR / RF | 1373 | PHILIPS HEALTHCARE | EASYDIAGNOST ELEVA | 1 | 144D21101A | UV RADIOLOGY | 7 | Life Support / High Risk | IES | ASP_GE | 163 | 5 | 0 | 2011-06-14 | Canyons/Desert
14600-Cedar City Hospital | 21101 | Radiology | 14600-Cedar City Hospital | 21001-Imaging Administration | 14600~000000002290 | 808425 | 14000541 | IHCCHPHLRF | 18-437 | Radiographic/Fluoroscopic Syst | XR / RF | 1384 | PHILIPS HEALTHCARE | EASYDIAGNOST ELEVA | 1 | 146D21001A | CC IMAGING ADMINISTRATION | Imaging Administration | Life Support / High Risk | IES | ASP_GE | 119 | 8 | 0 | 2015-02-10 | Canyons/Desert
12600-St George Regional Hospital | 21101 | Radiology | 12600-St George Regional Hospital | 21101-Radiology | 12600~000000013859 | 807937 | 15000042 | IHDXHPHLRF | 18-437 | Radiographic/Fluoroscopic Syst | XR / RF | 1309 | PHILIPS HEALTHCARE | EASYDIAGNOST ELEVA DRF | 1 | 126D21101A | SG RADIOLOGY | Common Area | Life Support / High Risk | IES | ASP_GE | 109 | 7 | 0 | 2015-12-03 | Canyons/Desert
13900-Riverton Hospital | 21101 | Radiology | 13900-Riverton Hospital | 21101-Radiology | 13900~000000000851 | 412208 | 42550937 | IHRVHPHLRF1 | 18-437 | Radiographic/Fluoroscopic Syst | XR / RF | 1359 | PHILIPS HEALTHCARE | EASYDIAGNOST ELEVA DRF | 1 | 139D21101A | RV RADIOLOGY | Rad Rm | Life Support / High Risk | IES | ASP_GE | 183 | 5 | 0 | 2009-11-01 | Canyons/Desert
37500-Primary Childrens - Riverton | 21101 | Radiology | 37500-Primary Childrens - Riverton | 21101-Radiology | 37500~000000000172 | 404447 | 42473347 | IHRVHPHLRF4 | 18-437 | Radiographic/Fluoroscopic Syst | XR / RF | 1417 | PHILIPS HEALTHCARE | EASYDIAGNOST ELEVA DRF | 1 | 375D21101A | PR RADIOLOGY | Rad-Flouro 2 | Life Support / High Risk | IES | ASP_GE | 183 | 20 | 5 | 2009-11-01 | Canyons/Desert
37500-Primary Childrens - Riverton | 21101 | Radiology | 37500-Primary Childrens - Riverton | 21101-Radiology | 37500~000000000176 | 404446 | 428620 | IHRVHPHLRF3 | 18-437 | Radiographic/Fluoroscopic Syst | XR / RF | 1418 | PHILIPS HEALTHCARE | EASYDIAGNOST ELEVA DRF | 1 | 375D21101A | PR RADIOLOGY | Rad-Flouro 1 | Life Support / High Risk | IES | ASP_GE | 183 | 20 | 5 | 2009-11-01 | Canyons/Desert
11800-American Fork Hospital | 25501 | Radiation Center | 11800-American Fork Hospital | 25501-Radiation Center | 11800~000000003872 | 459790 | N/A |  | 99-083 | Computers, Workstation, Radiot | Computer | 169 | VARIAN MEDICAL SYSTEMS INCORPORATED | ECLIPSE DX | 1 | 118D25501A | AF RADIATION ONCOLOGY | Common Area | Life Support / High Risk | IES | ASP_VARIAN | 163 | 5 | 0 | 2011-06-09 | Canyons/Desert
13200-McKay-Dee Hospital Center | 25501 | Radiation Center | 13200-McKay-Dee Hospital Center | 25501-Radiation Center | 13200~000000004216 | 246974 | H482185 | S/N H482185 | 99-083 | Computers, Workstation, Radiot | Computer | 173 | VARIAN MEDICAL SYSTEMS INCORPORATED | ECLIPSE DX | 1 | 132D25501A | MK RADIATION THERAPY 1ST FLR | Treatment Planning Rm | Life Support / High Risk | IES | ASP_VARIAN | 246 | 10 | 0 | 2004-08-01 | Canyons/Desert
13200-McKay-Dee Hospital Center | 25501 | Radiation Center | 13200-McKay-Dee Hospital Center | 25501-Radiation Center | 13200~000000012731 | 353984 | H480125 | S/N H480125 | 99-083 | Computers, Workstation, Radiot | Computer | 174 | VARIAN MEDICAL SYSTEMS INCORPORATED | ECLIPSE DX | 1 | 132D25501A | MK RADIATION THERAPY 1ST FLR | Treatment Planning Rm | Life Support / High Risk | IES | ASP_VARIAN | 201 | 5 | 0 | 2008-05-01 | Canyons/Desert
13200-McKay-Dee Hospital Center | 25501 | Radiation Center | 13200-McKay-Dee Hospital Center | 25501-Radiation Center | 13200~000000012732 | 353985 | H480124 | S/N H480124 | 99-083 | Computers, Workstation, Radiot | Computer | 175 | VARIAN MEDICAL SYSTEMS INCORPORATED | ECLIPSE DX | 1 | 132D25501A | MK RADIATION THERAPY 1ST FLR | Treatment Planning Rm | Life Support / High Risk | IES | ASP_VARIAN | 201 | 5 | 0 | 2008-05-01 | Canyons/Desert
13200-McKay-Dee Hospital Center | 25501 | Radiation Center | 13200-McKay-Dee Hospital Center | 25501-Radiation Center | 13200~000000012733 | 353986 | H480123 | S/N H480123 | 99-083 | Computers, Workstation, Radiot | Computer | 176 | VARIAN MEDICAL SYSTEMS INCORPORATED | ECLIPSE DX | 1 | 132D25501A | MK RADIATION THERAPY 1ST FLR | Treatment Planning Rm | Life Support / High Risk | IES | ASP_VARIAN | 201 | 5 | 0 | 2008-05-01 | Canyons/Desert
12600-St George Regional Hospital | 25501 | Radiation Center | 12600-St George Regional Hospital | 25501-Radiation Center | 12600~000000009153 | 457335 | EC1837 | S/N H804641 | 99-083 | Computers, Workstation, Radiot | Computer | 170 | VARIAN MEDICAL SYSTEMS INCORPORATED | ECLIPSE SV | 1 | 126D25501A | SG RADIATION CENTER | Common Area | Life Support / High Risk | IES | ASP_VARIAN | 164 | 5 | 0 | 2011-05-24 | Canyons/Desert
12600-St George Regional Hospital | 25501 | Radiation Center | 12600-St George Regional Hospital | 25501-Radiation Center | 12600~000000011558 | 457338 | EC1838 | S/N H481838 | 99-083 | Computers, Workstation, Radiot | Computer | 171 | VARIAN MEDICAL SYSTEMS INCORPORATED | ECLIPSE SV | 1 | 126D25501A | SG RADIATION CENTER | Common Area | Life Support / High Risk | IES | ASP_VARIAN | 164 | 5 | 0 | 2011-05-24 | Canyons/Desert
12600-St George Regional Hospital | 28102 | Infusion Therapy - Oncology | 12600-St George Regional Hospital | 28102-Infusion Therapy - Oncology | 12600~000000011541 | 490616 | EC1839 |  | 99-083 | Computers, Workstation, Radiot | Computer | 172 | VARIAN MEDICAL SYSTEMS INCORPORATED | ECLIPSE SV | 1 | 126D28102A | SG INFUSION THERAPY ONC | CancerSrvcs Common Area | Life Support / High Risk | IES | ASP_VARIAN | 156 | 5 | 0 | 2012-01-23 | Canyons/Desert
12600-St George Regional Hospital | 14001 | Labor and Delivery Rooms | 40000-Intermountain Medical Group | 74005-Southern Utah Neurosciences | 12600~000000004488 | 490498 | 03VKKV | IHRKCSNSUS | 18-143 | Scanning Systems, Ultrasonic, | UltraSound | 1981 | SONOSITE INCORPORATED | EDGE | 1 | 400D74005A | MG SO UTAH NEUROSCIENCES INST | Southern UT Neuroscience Inst | Run to Fail | CESS | CESS_CREW3 | 138 | 5 | 0 | 2013-08-01 | Canyons/Desert
13800-Primary Childrens Hospital | 28101 | Intravenous Therapy | 13800-Primary Childrens Hospital | 28101-Intravenous Therapy | 13800~000000027989 | 814264 | 03Q92R | IHCRHSNSUS3 | 18-143 | Scanning Systems, Ultrasonic, | UltraSound | 2270 | SONOSITE INCORPORATED | EDGE | 1 | 138D28101A | PC IV TEAM OFFICE L3 | Unspecified | Run to Fail | CESS | CESS_CREW3 | 100 | 5 | 0 | 2016-09-28 | Canyons/Desert
13200-McKay-Dee Hospital Center | 20603 | Vascular Lab | 13200-McKay-Dee Hospital Center | 20603-Vascular Lab | 13200~000000024158 | 884425 | F02HD5 |  | 14-121 | Transducers, Ultrasonic | Transducers | 3495 | PHILIPS HEALTHCARE | EL18-4 | 1 | 132D20603A | MK VASCULAR LAB 3RD FLR | Vascular 1 | Run to Fail | MKDHC_CE | MKDCREW1CE | 42 | 5 | 2 | 2021-07-30 | Canyons/Desert
13200-McKay-Dee Hospital Center | 20603 | Vascular Lab | 13200-McKay-Dee Hospital Center | 20603-Vascular Lab | 13200~000000024159 | 884426 | F02HK8 |  | 14-121 | Transducers, Ultrasonic | Transducers | 3496 | PHILIPS HEALTHCARE | EL18-4 | 1 | 132D20603A | MK VASCULAR LAB 3RD FLR | Vascular 1 | Run to Fail | MKDHC_CE | MKDCREW1CE | 42 | 5 | 2 | 2021-07-30 | Canyons/Desert
13800-Primary Childrens Hospital | 22104 | Operating Rooms | 13800-Primary Childrens Hospital | 22104-Operating Rooms | 13800~000000030863 | 893223 | F9XXTX00148 - S7005L | F9XXTX00148 | 11-758 | Radiographic/Fluoroscopic Unit | C-Arms | 1511 | OEC MEDICAL SYSTEMS INC | Elite 1.1.9 | 1 | 138D22104A | PC OR L2 | Unspecified | Life Support / High Risk | IES | ASP_GE OEC | 40 | 5 | 2 | 2021-09-29 | Canyons/Desert
11800-American Fork Hospital | 20102 | Emergency Dept - Satellite | 11800-American Fork Hospital | 20102-Emergency Dept - Satellite | 11800~000000008131 | 913311 | BB5SE23600135HL |  | 18-032 | Digital Imaging Systems, Porta | XR / RF | 288 | OEC MEDICAL SYSTEMS INC | ELITE MINI VIEW | 1 | 118D20102A | SS EMERGENCY DEPT SATELLITE | Nurses Station | Non Life Support | IES | ASP_GE | 15 | 5 | 4 | 2023-10-17 | Canyons/Desert
13800-Primary Childrens Hospital | 22104 | Operating Rooms | 13800-Primary Childrens Hospital | 22104-Operating Rooms | 13800~000000031873 | 900740 | BB5SSU1900161HL | BB5S111900161 | 18-032 | Digital Imaging Systems, Porta | XR / RF | 295 | OEC MEDICAL SYSTEMS INC | ELITE MINI VIEW | 1 | 138D22104A | PC OR L2 | OR Equipment Store Room | Non Life Support | IES | ASP_GE OEC | 27 | 5 | 3 | 2022-10-12 | Canyons/Desert
13800-Primary Childrens Hospital | 22104 | Operating Rooms | 13800-Primary Childrens Hospital | 22104-Operating Rooms | 13800~000000032857 | 907851 | BB5SD2300114HL |  | 18-032 | Digital Imaging Systems, Porta | XR / RF | 296 | OEC MEDICAL SYSTEMS INC | ELITE MINI VIEW | 1 | 138D22104A | PC OR L2 | OR Equipment Store Room | Non Life Support | IES | ASP_GE | 21 | 5 | 3 | 2023-04-27 | Canyons/Desert
44000-Saltzer Medical Group Inc | 79715 | Ten Mile Imaging | 44000-Saltzer Medical Group Inc | 79715-Ten Mile Imaging | 44000~000000001837 | 907526 | BB2001009 |  | 15-284 | Injectors, Contrast Media, Ang | Injectors | 532 | BRACCO DIAGNOSTICS INCORPORATED | EmpowerMR | 1 | 440D79715A | SZ TEN MILE IMAGING | Unspecified | Non Life Support | CRMC_CE | CASSIACRW6 | 21 | 5 | 3 | 2023-04-13 | Canyons/Desert
12800-LDS Hospital | 25501 | Radiation Center | 12800-LDS Hospital | 25501-Radiation Center | 12800~000000002492 | 212356 | 16405 | IHLDHMDRIJ2 | 17-968 | Injectors, Contrast Media | Injectors | 437 | MEDRAD INCORPORATED | ENVISION CT | 1 | 128D25501A | LD RADIATION CENTER L1 | Common Area | Non Life Support | IES | ASP_GE | 271 | 5 | 0 | 2002-06-24 | Canyons/Desert
11600-Alta View Hospital | 20603 | Vascular Lab | 11600-Alta View Hospital | 21101-Radiology | 11600~000000005407 | 848392 | US915B0005 | IHAVHPHLUS4 | 15-976 | Scanning Systems, Ultrasonic, | UltraSound | 1901 | PHILIPS HEALTHCARE | EPIQ 7C | 1 | 116D21101A | AV RADIOLOGY | Unspecified | Life Support / High Risk | IES | ASP_GE | 112 | 5 | 0 | 2015-09-24 | Canyons/Desert
11800-American Fork Hospital | 20602 | Electrocardiology - EKG | 11800-American Fork Hospital | 20602-Electrocardiology - EKG | 11800~000000005559 | 816621 | US816B0383 | IHAFHPHLUS3 | 15-976 | Scanning Systems, Ultrasonic, | UltraSound | 1923 | PHILIPS HEALTHCARE | EPIQ 7C | 1 | 118D20602A | AF ELECTROCARDIOLOGY EKG | Cardiology | Life Support / High Risk | IES | ASP_GE | 101 | 5 | 0 | 2016-08-25 | Canyons/Desert
11800-American Fork Hospital | 20602 | Electrocardiology - EKG | 11800-American Fork Hospital | 20602-Electrocardiology - EKG | 11800~000000006803 | 748883 |  |  | 15-976 | Scanning Systems, Ultrasonic, | UltraSound | 1924 | PHILIPS HEALTHCARE | EPIQ 7C | 1 | 118D20602A | AF ELECTROCARDIOLOGY EKG | Unspecified | Life Support / High Risk | IES | ASP_GE | 88 | 5 | 0 | 2017-09-29 | Canyons/Desert
11800-American Fork Hospital | 21601 | Ultrasound | 11800-American Fork Hospital | 21601-Ultrasound | 11800~000000004553 | 726117 | US514B0626 | IHAFHPHLUS2 | 15-976 | Scanning Systems, Ultrasonic, | UltraSound | 1931 | PHILIPS HEALTHCARE | EPIQ 7C | 1 | 118D21601A | AF ULTRASOUND | Unspecified | Life Support / High Risk | IES | ASP_GE | 127 | 5 | 0 | 2014-06-11 | Canyons/Desert
12600-St George Regional Hospital | 20501 | Cardiovascular Lab | 12600-St George Regional Hospital | 20501-Cardiovascular Lab | 12600~000000020074 | 849796 | US914B0537 | IHDXHPHLUS17 | 15-976 | Scanning Systems, Ultrasonic, | UltraSound | 1996 | PHILIPS HEALTHCARE | EPIQ 7C | 1 | 126D20501A | SG CATH LAB RR | Unspecified | Life Support / High Risk | IES | ASP_GE | 67 | 5 | 0 | 2019-06-12 | Canyons/Desert
12600-St George Regional Hospital | 20603 | Vascular Lab | 12600-St George Regional Hospital | 20603-Vascular Lab | 12600~000000013765 | 748880 | US914B0540 | IHDXHPHLUS13 | 15-976 | Scanning Systems, Ultrasonic, | UltraSound | 2009 | PHILIPS HEALTHCARE | EPIQ 7C | 1 | 126D20603A | SG VASCULAR LAB RR 1ST FLOOR | Echocardiology | Life Support / High Risk | IES | ASP_GE | 124 | 5 | 0 | 2014-09-27 | Canyons/Desert
12600-St George Regional Hospital | 20603 | Vascular Lab | 12600-St George Regional Hospital | 20603-Vascular Lab | 12600~000000013768 | 748881 |  |  | 15-976 | Scanning Systems, Ultrasonic, | UltraSound | 2010 | PHILIPS HEALTHCARE | EPIQ 7C | 1 | 126D20603A | SG VASCULAR LAB RR 1ST FLOOR | Echocardiology | Life Support / High Risk | IES | ASP_GE | 124 | 5 | 0 | 2014-09-27 | Canyons/Desert
12600-St George Regional Hospital | 20603 | Vascular Lab | 12600-St George Regional Hospital | 20603-Vascular Lab | 12600~000000016986 | 828810 | US118B1512 | IHDXHPHLUS14 | 15-976 | Scanning Systems, Ultrasonic, | UltraSound | 2011 | PHILIPS HEALTHCARE | EPIQ 7C | 1 | 126D20603A | SG VASCULAR LAB RR 1ST FLOOR | Unspecified | Life Support / High Risk | IES | ASP_GE | 84 | 7 | 0 | 2018-01-26 | Canyons/Desert
12600-St George Regional Hospital | 20603 | Vascular Lab | 12600-St George Regional Hospital | 20603-Vascular Lab | 12600~000000019562 | 849624 | USO18B1233 | IHDXHPHLUS16 | 15-976 | Scanning Systems, Ultrasonic, | UltraSound | 2012 | PHILIPS HEALTHCARE | EPIQ 7C | 1 | 126D20603A | SG VASCULAR LAB RR 1ST FLOOR | Unspecified | Life Support / High Risk | IES | ASP_GE | 70 | 5 | 0 | 2019-03-21 | Canyons/Desert
12600-St George Regional Hospital | 20603 | Vascular Lab | 12600-St George Regional Hospital | 20603-Vascular Lab | 12600~000000020624 | 853005 | US819B0919 | IHDXHPHLUS18 | 15-976 | Scanning Systems, Ultrasonic, | UltraSound | 2013 | PHILIPS HEALTHCARE | EPIQ 7C | 1 | 126D20603A | SG VASCULAR LAB RR 1ST FLOOR | Unspecified | Life Support / High Risk | IES | ASP_GE | 64 | 5 | 0 | 2019-09-02 | Canyons/Desert
12600-St George Regional Hospital | 20603 | Vascular Lab | 40000-Intermountain Medical Group | 74024-CV-Thoracic Surgery-St. George | 12600~000000013917 | 830252 | US915B1054 | IHDXHPHLUS21 | 15-976 | Scanning Systems, Ultrasonic, | UltraSound | 2017 | PHILIPS HEALTHCARE | EPIQ 7C | 1 | 400D74024A | MG CV THORACIC SURG STE 2600 | Unspecified | Life Support / High Risk | IES | ASP_GE | 111 | 5 | 0 | 2015-10-16 | Canyons/Desert
12800-LDS Hospital | 20603 | Vascular Lab | 12800-LDS Hospital | 20603-Vascular Lab | 12800~000000013017 | 748882 | US617B0209 | IHLDHPHLUS16 | 15-976 | Scanning Systems, Ultrasonic, | UltraSound | 2067 | PHILIPS HEALTHCARE | EPIQ 7C | 1 | 128D20603A | LD PERIPHERAL VASCULAR ECHO L7 | Unspecified | Life Support / High Risk | IES | ASP_GE | 91 | 5 | 0 | 2017-06-20 | Canyons/Desert
12800-LDS Hospital | 20603 | Vascular Lab | 12800-LDS Hospital | 70504-Heart Failure - CV Clinic | 12800~000000006600 | 579764 | US114B0511 | IHLDHPHLUS9 | 15-976 | Scanning Systems, Ultrasonic, | UltraSound | 2070 | PHILIPS HEALTHCARE | EPIQ 7C | 1 | 128D70504A | LD CARDIOLOGY BASIC SCIENCE | E7 Echo Location | Life Support / High Risk | IES | ASP_GE | 131 | 5 | 0 | 2014-02-03 | Canyons/Desert
12900-Layton Hospital | 21001 | Imaging Administration | 12900-Layton Hospital | 21001-Imaging Administration | 12900~000000002684 | 839315 | US918B1220 | IHLYHPHLUS | 15-976 | Scanning Systems, Ultrasonic, | UltraSound | 2098 | PHILIPS HEALTHCARE | EPIQ 7C | 1 | 129D21001A | LA IMAGING ADMINISTRATION | Unspecified | Life Support / High Risk | IES | ASP_GE | 76 | 5 | 0 | 2018-09-28 | Canyons/Desert
13000-Logan Regional Hospital | 20602 | Electrocardiology - EKG | 13000-Logan Regional Hospital | 20602-Electrocardiology - EKG | 13000~000000009592 | 855788 | USN19B0219 | IHLRHPHLUS6 | 15-976 | Scanning Systems, Ultrasonic, | UltraSound | 2125 | PHILIPS HEALTHCARE | EPIQ 7C | 1 | 130D20602A | LO CARDIOLOGY | Echocardiology Lab | Life Support / High Risk | IES | ASP_GE | 62 | 5 | 0 | 2019-11-14 | Canyons/Desert
13000-Logan Regional Hospital | 20602 | Electrocardiology - EKG | 13000-Logan Regional Hospital | 20602-Electrocardiology - EKG | 13000~000000010872 | 880485 | US421B0215 | IHLRHPHLUS7 | 15-976 | Scanning Systems, Ultrasonic, | UltraSound | 2126 | PHILIPS HEALTHCARE | EPIQ 7C | 1 | 130D20602A | LO CARDIOLOGY | Echocardiology Lab | Life Support / High Risk | IES | ASP_PHILIP | 45 | 7 | 3 | 2021-04-20 | Canyons/Desert
13000-Logan Regional Hospital | 20602 | Electrocardiology - EKG | 13000-Logan Regional Hospital | 20602-Electrocardiology - EKG | 13000~000000011161 | 888893 | USD21B1559 |  | 15-976 | Scanning Systems, Ultrasonic, | UltraSound | 2127 | PHILIPS HEALTHCARE | EPIQ 7C | 1 | 130D20602A | LO CARDIOLOGY | Echo Rm 3 | Life Support / High Risk | IES | ASP_PHILIP | 37 | 5 | 2 | 2021-12-31 | Canyons/Desert
13200-McKay-Dee Hospital Center | 20501 | Cardiovascular Lab | 13200-McKay-Dee Hospital Center | 20501-Cardiovascular Lab | 13200~000000014506 | 583480 | US114B0550 | IHMKHPHLUS14 | 15-976 | Scanning Systems, Ultrasonic, | UltraSound | 2160 | PHILIPS HEALTHCARE | EPIQ 7C | 1 | 132D20501A | MK CARDIOLOGY 3RD FLR | Unspecified | Life Support / High Risk | IES | ASP_GE | 127 | 5 | 0 | 2014-06-27 | Canyons/Desert
13200-McKay-Dee Hospital Center | 20501 | Cardiovascular Lab | 13200-McKay-Dee Hospital Center | 20603-Vascular Lab | 13200~000000014514 | 583498 | US815B0152 | IHMKHPHLUS12 | 15-976 | Scanning Systems, Ultrasonic, | UltraSound | 2171 | PHILIPS HEALTHCARE | EPIQ 7C | 1 | 132D20603A | MK VASCULAR LAB 3RD FLR | Common Area | Life Support / High Risk | IES | ASP_GE | 127 | 5 | 0 | 2014-06-16 | Canyons/Desert
13200-McKay-Dee Hospital Center | 20501 | Cardiovascular Lab | 13200-McKay-Dee Hospital Center | 20603-Vascular Lab | 13200~000000014936 | 720183 | US714B0216 | IHMKHPHLUS16 | 15-976 | Scanning Systems, Ultrasonic, | UltraSound | 2172 | PHILIPS HEALTHCARE | EPIQ 7C | 1 | 132D20603A | MK VASCULAR LAB 3RD FLR | Common Area | Life Support / High Risk | IES | ASP_GE | 126 | 5 | 0 | 2014-07-21 | Canyons/Desert
13200-McKay-Dee Hospital Center | 20501 | Cardiovascular Lab | 13200-McKay-Dee Hospital Center | 20603-Vascular Lab | 13200~000000015917 | 816678 | US315B0570 | IHMKHPHLUS17 | 15-976 | Scanning Systems, Ultrasonic, | UltraSound | 2173 | PHILIPS HEALTHCARE | EPIQ 7C | 1 | 132D20603A | MK VASCULAR LAB 3RD FLR | Common Area | Life Support / High Risk | IES | ASP_GE | 117 | 5 | 0 | 2015-04-28 | Canyons/Desert
13200-McKay-Dee Hospital Center | 20501 | Cardiovascular Lab | 13200-McKay-Dee Hospital Center | 20603-Vascular Lab | 13200~000000017886 | 814767 | USD16B0152 | IHMKHPHLUS18 | 15-976 | Scanning Systems, Ultrasonic, | UltraSound | 2174 | PHILIPS HEALTHCARE | EPIQ 7C | 1 | 132D20603A | MK VASCULAR LAB 3RD FLR | Common Area | Life Support / High Risk | IES | ASP_GE | 97 | 5 | 0 | 2016-12-17 | Canyons/Desert
13200-McKay-Dee Hospital Center | 20603 | Vascular Lab | 13200-McKay-Dee Hospital Center | 20603-Vascular Lab | 13200~000000019035 | 826094 | USD17B1440 | IHMKHPHLUS19 | 15-976 | Scanning Systems, Ultrasonic, | UltraSound | 2175 | PHILIPS HEALTHCARE | EPIQ 7C | 1 | 132D20603A | MK VASCULAR LAB 3RD FLR | Unspecified | Life Support / High Risk | IES | ASP_GE | 85 | 5 | 0 | 2017-12-29 | Canyons/Desert
13400-Orem Community Hospital | 21101 | Radiology | 13400-Orem Community Hospital | 21101-Radiology | 13400~000000001604 | 806042 | US515C0305 | IHOCHPHLUS | 15-976 | Scanning Systems, Ultrasonic, | UltraSound | 2222 | PHILIPS HEALTHCARE | EPIQ 7C | 1 | 134D21101A | OR RADIOLOGY | Unspecified | Life Support / High Risk | IES | ASP_GE | 116 | 5 | 0 | 2015-05-29 | Canyons/Desert
13800-Primary Childrens Hospital | 20604 | Echo Cardiology | 13800-Primary Childrens Hospital | 20604-Echo Cardiology | 13800~000000021120 | 726152 | US814B0409 | IHPCHPHLUS14 | 15-976 | Scanning Systems, Ultrasonic, | UltraSound | 2241 | PHILIPS HEALTHCARE | EPIQ 7C | 1 | 138D20604A | PC CPC ECHO | Unspecified | Life Support / High Risk | IES | ASP_GE | 124 | 5 | 0 | 2014-09-16 | Canyons/Desert
13800-Primary Childrens Hospital | 20604 | Echo Cardiology | 13800-Primary Childrens Hospital | 20604-Echo Cardiology | 13800~000000021234 | 721692 | US814B0410 | IHPCHPHLUS17 | 15-976 | Scanning Systems, Ultrasonic, | UltraSound | 2242 | PHILIPS HEALTHCARE | EPIQ 7C | 1 | 138D20604A | PC CPC ECHO | Echocardiology | Life Support / High Risk | IES | ASP_GE | 124 | 5 | 0 | 2014-09-17 | Canyons/Desert
13800-Primary Childrens Hospital | 20604 | Echo Cardiology | 13800-Primary Childrens Hospital | 20604-Echo Cardiology | 13800~000000021235 | 721693 | US814B0408 | IHPCHPHLUS16 | 15-976 | Scanning Systems, Ultrasonic, | UltraSound | 2243 | PHILIPS HEALTHCARE | EPIQ 7C | 1 | 138D20604A | PC CPC ECHO | Echocardiology | Life Support / High Risk | IES | ASP_GE | 124 | 5 | 0 | 2014-09-17 | Canyons/Desert
13800-Primary Childrens Hospital | 20604 | Echo Cardiology | 13800-Primary Childrens Hospital | 20604-Echo Cardiology | 13800~000000021236 | 721694 | US814B0557 | IHPCHPHLUS18 | 15-976 | Scanning Systems, Ultrasonic, | UltraSound | 2244 | PHILIPS HEALTHCARE | EPIQ 7C | 1 | 138D20604A | PC CPC ECHO | Echocardiology | Life Support / High Risk | IES | ASP_GE | 124 | 5 | 0 | 2014-09-17 | Canyons/Desert
13800-Primary Childrens Hospital | 20604 | Echo Cardiology | 13800-Primary Childrens Hospital | 20604-Echo Cardiology | 13800~000000026682 | 855810 | US319B0811 | US319B0811 | 15-976 | Scanning Systems, Ultrasonic, | UltraSound | 2245 | PHILIPS HEALTHCARE | EPIQ 7C | 1 | 138D20604B | PC ECCLES ECHO L2 | Echo Rm 5 | Life Support / High Risk | IES | ASP_GE | 70 | 5 | 0 | 2019-03-29 | Canyons/Desert
13800-Primary Childrens Hospital | 20604 | Echo Cardiology | 13800-Primary Childrens Hospital | __NOT_APPLICABLE__-Unspecified | 13800~000000021237 | 721691 | US814B0410 | IHPCHPHLUS15 | 15-976 | Scanning Systems, Ultrasonic, | UltraSound | 2256 | PHILIPS HEALTHCARE | EPIQ 7C | 1 | 138S00000E | PRIMARY CHILDRENS OP OTC | Unspecified | Life Support / High Risk | IES | ASP_GE | 124 | 5 | 0 | 2014-09-17 | Canyons/Desert
13800-Primary Childrens Hospital | 43031 | Cardiology Administration | 13800-Primary Childrens Hospital | 43031-Cardiology Administration | 13800~000000024791 | 823384 | USN17B0725 | IHPCHPHLUS19 | 15-976 | Scanning Systems, Ultrasonic, | UltraSound | 2273 | PHILIPS HEALTHCARE | EPIQ 7C | 1 | 138D43031A | PC CARDIOLOGY ADMIN | Cardiology Administration | Life Support / High Risk | IES | ASP_GE | 86 | 7 | 0 | 2017-11-16 | Canyons/Desert
13900-Riverton Hospital | 20603 | Vascular Lab | 13900-Riverton Hospital | 27202-Respiratory Therapy | 13900~000000006405 | 748884 | US818B1336 | IHRVHPHLUS8 | 15-976 | Scanning Systems, Ultrasonic, | UltraSound | 2288 | PHILIPS HEALTHCARE | EPIQ 7C | 1 | 139D27202A | RV RESPIRATORY THERAPY | Unspecified | Life Support / High Risk | IES | ASP_GE | 77 | 5 | 0 | 2018-08-31 | Canyons/Desert
13900-Riverton Hospital | 20603 | Vascular Lab | 13900-Riverton Hospital | 27202-Respiratory Therapy | 13900~000000006700 | 856093 | US917B1221 | IHRVHPHIUS1 | 15-976 | Scanning Systems, Ultrasonic, | UltraSound | 2289 | PHILIPS HEALTHCARE | EPIQ 7C | 1 | 139D27202A | RV RESPIRATORY THERAPY | Unspecified | Life Support / High Risk | IES | ASP_GE | 61 | 5 | 0 | 2019-12-03 | Canyons/Desert
14200-Sevier Valley Hospital | 27202 | Respiratory Therapy | 14200-Sevier Valley Hospital | 27202-Respiratory Therapy | 14200~000000001608 | 852393 | US719B1131 | IHSVHPHLUS3 | 15-976 | Scanning Systems, Ultrasonic, | UltraSound | 2313 | PHILIPS HEALTHCARE | EPIQ 7C | 1 | 142D27202A | SV RESPIRATORY THERAPY | Unspecified | Life Support / High Risk | IES | ASP_GE | 66 | 5 | 0 | 2019-07-31 | Canyons/Desert
14300-Park City Hospital | 21601 | Ultrasound | 14300-Park City Hospital | 21601-Ultrasound | 14300~000000002547 | 811888 | US816B0907 | IHPCHPHLUS22 | 15-976 | Scanning Systems, Ultrasonic, | UltraSound | 2322 | PHILIPS HEALTHCARE | EPIQ 7C | 1 | 143D21601A | PK ULTRASOUND | Unspecified | Life Support / High Risk | IES | ASP_GE | 100 | 5 | 0 | 2016-09-08 | Canyons/Desert
14400-Utah Valley Hospital | 20602 | Electrocardiology - EKG | 14400-Utah Valley Hospital | 20602-Electrocardiology - EKG | 14400~000000014495 | 816679 | US315B0196 | IHUVHPHLUS15 | 15-976 | Scanning Systems, Ultrasonic, | UltraSound | 2357 | PHILIPS HEALTHCARE | EPIQ 7C | 1 | 144D20602A | UV ELECTRO EKG | Unspecified | Life Support / High Risk | IES | ASP_GE | 116 | 5 | 0 | 2015-05-23 | Canyons/Desert
14400-Utah Valley Hospital | 20602 | Electrocardiology - EKG | 14400-Utah Valley Hospital | 20602-Electrocardiology - EKG | 14400~000000015521 | 816622 | US816B0388 | IHUVHPHLUS17 | 15-976 | Scanning Systems, Ultrasonic, | UltraSound | 2359 | PHILIPS HEALTHCARE | EPIQ 7C | 1 | 144D20602A | UV ELECTRO EKG | Unspecified | Life Support / High Risk | IES | ASP_GE | 101 | 5 | 0 | 2016-08-25 | Canyons/Desert
14400-Utah Valley Hospital | 20602 | Electrocardiology - EKG | 14400-Utah Valley Hospital | 20602-Electrocardiology - EKG | 14400~000000016653 | 823387 | USN17B0964 | IHUVHPHLUS22 | 15-976 | Scanning Systems, Ultrasonic, | UltraSound | 2360 | PHILIPS HEALTHCARE | EPIQ 7C | 1 | 144D20602A | UV ELECTRO EKG | Unspecified | Life Support / High Risk | IES | ASP_GE | 86 | 5 | 0 | 2017-11-30 | Canyons/Desert
14400-Utah Valley Hospital | 21601 | Ultrasound | 14400-Utah Valley Hospital | 21101-Radiology | 14400~000000018306 | 839137 | US818C1152 | IHUVHPHLUS23 | 15-976 | Scanning Systems, Ultrasonic, | UltraSound | 2373 | PHILIPS HEALTHCARE | EPIQ 7C | 1 | 144D21101A | UV RADIOLOGY | Common Area | Life Support / High Risk | IES | ASP_GE | 77 | 5 | 0 | 2018-08-29 | Canyons/Desert
14400-Utah Valley Hospital | 22104 | Operating Rooms | 14400-Utah Valley Hospital | 22104-Operating Rooms | 14400~000000015915 | 819023 | US317B0954 | IHUVHPHLUS19 | 15-976 | Scanning Systems, Ultrasonic, | UltraSound | 2380 | PHILIPS HEALTHCARE | EPIQ 7C | 1 | 144D22104A | UV OPERATING ROOM | Common Area | Life Support / High Risk | IES | ASP_GE | 94 | 5 | 0 | 2017-03-31 | Canyons/Desert
14400-Utah Valley Hospital | 70077 | Cardiology Clinic | 11800-American Fork Hospital | 70077-Cardiology Clinic | 14400~000000021103 | 854668 | US714C0162 | IHUVHPHLUS25 | 15-976 | Scanning Systems, Ultrasonic, | UltraSound | 2399 | PHILIPS HEALTHCARE | EPIQ 7C | 1 | 118D70077A | AF CARDIOLOGY CLINIC | Specialty Room 2 | Life Support / High Risk | IES | ASP_GE | 63 | 5 | 0 | 2019-10-08 | Canyons/Desert
14400-Utah Valley Hospital | 70077 | Cardiology Clinic | 14400-Utah Valley Hospital | 70077-Cardiology Clinic | 14400~000000019746 | 845241 | USN18B2302 | IHUVHPHLUS24 | 15-976 | Scanning Systems, Ultrasonic, | UltraSound | 2400 | PHILIPS HEALTHCARE | EPIQ 7C | 1 | 144D70077A | UV CARDIOLOGY CLINIC | Unspecified | Life Support / High Risk | IES | ASP_GE | 72 | 5 | 0 | 2019-01-27 | Canyons/Desert
14600-Cedar City Hospital | 21101 | Radiology | 14600-Cedar City Hospital | 21101-Radiology | 14600~000000003252 | 854654 | US919B0722 |  | 15-976 | Scanning Systems, Ultrasonic, | UltraSound | 2421 | PHILIPS HEALTHCARE | EPIQ 7C | 1 | 146D21101B | CC RADIOLOGY TE | Unspecified | Life Support / High Risk | IES | ASP_GE | 63 | 7 | 2 | 2019-10-07 | Canyons/Desert
14600-Cedar City Hospital | 21601 | Ultrasound | 14600-Cedar City Hospital | 21601-Ultrasound | 14600~000000002712 | 823301 | US517B1564 | IHCCHPHLUS5 | 15-976 | Scanning Systems, Ultrasonic, | UltraSound | 2425 | PHILIPS HEALTHCARE | EPIQ 7C | 1 | 146D21601A | CC ULTRASOUND | Ultrasound Rm 2 | Life Support / High Risk | IES | ASP_GE | 91 | 5 | 0 | 2017-06-15 | Canyons/Desert
15400-Intermountain Medical Center | 20603 | Vascular Lab | 15400-Intermountain Medical Center | 20603-Vascular Lab | 15400~000000025863 | 800200 | US315B0046 | IHMCHPHLUS38 | 15-976 | Scanning Systems, Ultrasonic, | UltraSound | 2483 | PHILIPS HEALTHCARE | EPIQ 7C | 1 | 154D20603A | IM PERIPHERAL VASCULAR LB SLL1 | Unspecified | Life Support / High Risk | IES | ASP_GE | 117 | 5 | 0 | 2015-04-29 | Canyons/Desert
15400-Intermountain Medical Center | 20603 | Vascular Lab | 15400-Intermountain Medical Center | 20603-Vascular Lab | 15400~000000026603 | 736522 | US315B0046 | 65263101 | 15-976 | Scanning Systems, Ultrasonic, | UltraSound | 2484 | PHILIPS HEALTHCARE | EPIQ 7C | 1 | 154D20603A | IM PERIPHERAL VASCULAR LB SLL1 | Unspecified | Life Support / High Risk | IES | ASP_GE | 118 | 5 | 0 | 2015-03-27 | Canyons/Desert
15400-Intermountain Medical Center | 20603 | Vascular Lab | 15400-Intermountain Medical Center | 20603-Vascular Lab | 15400~000000026605 | 801836 | US815B0748 | IHMCHPHLUS40 | 15-976 | Scanning Systems, Ultrasonic, | UltraSound | 2485 | PHILIPS HEALTHCARE | EPIQ 7C | 1 | 154D20603A | IM PERIPHERAL VASCULAR LB SLL1 | Unspecified | Life Support / High Risk | IES | ASP_GE | 112 | 5 | 0 | 2015-09-18 | Canyons/Desert
15400-Intermountain Medical Center | 20603 | Vascular Lab | 15400-Intermountain Medical Center | 20603-Vascular Lab | 15400~000000026606 | 801835 | US815B0747 | IHMCHPHLUS39 | 15-976 | Scanning Systems, Ultrasonic, | UltraSound | 2486 | PHILIPS HEALTHCARE | EPIQ 7C | 1 | 154D20603A | IM PERIPHERAL VASCULAR LB SLL1 | Unspecified | Life Support / High Risk | IES | ASP_GE | 112 | 5 | 0 | 2015-09-18 | Canyons/Desert
15400-Intermountain Medical Center | 20603 | Vascular Lab | 15400-Intermountain Medical Center | 20603-Vascular Lab | 15400~000000028341 | 810635 | US716B0473 | IHMCHPHLUS43 | 15-976 | Scanning Systems, Ultrasonic, | UltraSound | 2487 | PHILIPS HEALTHCARE | EPIQ 7C | 1 | 154D20603A | IM PERIPHERAL VASCULAR LB SLL1 | Unspecified | Life Support / High Risk | IES | ASP_GE | 102 | 5 | 0 | 2016-07-27 | Canyons/Desert
15400-Intermountain Medical Center | 20603 | Vascular Lab | 15400-Intermountain Medical Center | 20603-Vascular Lab | 15400~000000028342 | 810638 | US716B0474 | IHMCHPHLUS44 | 15-976 | Scanning Systems, Ultrasonic, | UltraSound | 2488 | PHILIPS HEALTHCARE | EPIQ 7C | 1 | 154D20603A | IM PERIPHERAL VASCULAR LB SLL1 | Unspecified | Life Support / High Risk | IES | ASP_GE | 102 | 5 | 0 | 2016-07-27 | Canyons/Desert
15400-Intermountain Medical Center | 20603 | Vascular Lab | 15400-Intermountain Medical Center | 20603-Vascular Lab | 15400~000000028343 | 810639 | US716B0475 | IHMCHPHLUS45 | 15-976 | Scanning Systems, Ultrasonic, | UltraSound | 2489 | PHILIPS HEALTHCARE | EPIQ 7C | 1 | 154D20603A | IM PERIPHERAL VASCULAR LB SLL1 | Unspecified | Life Support / High Risk | IES | ASP_GE | 102 | 5 | 0 | 2016-07-27 | Canyons/Desert
15400-Intermountain Medical Center | 20603 | Vascular Lab | 15400-Intermountain Medical Center | 20603-Vascular Lab | 15400~000000028344 | 810641 | US716B0476 | IHMCHPHLUS46 | 15-976 | Scanning Systems, Ultrasonic, | UltraSound | 2490 | PHILIPS HEALTHCARE | EPIQ 7C | 1 | 154D20603A | IM PERIPHERAL VASCULAR LB SLL1 | Unspecified | Life Support / High Risk | IES | ASP_GE | 102 | 5 | 0 | 2016-07-27 | Canyons/Desert
15400-Intermountain Medical Center | 20603 | Vascular Lab | 15400-Intermountain Medical Center | 20603-Vascular Lab | 15400~000000029113 | 816055 | US117B0801 | IHMCHPHLUS47 | 15-976 | Scanning Systems, Ultrasonic, | UltraSound | 2491 | PHILIPS HEALTHCARE | EPIQ 7C | 1 | 154D20603A | IM PERIPHERAL VASCULAR LB SLL1 | Common Area | Life Support / High Risk | IES | ASP_GE | 96 | 5 | 0 | 2017-01-31 | Canyons/Desert
15400-Intermountain Medical Center | 20603 | Vascular Lab | 15400-Intermountain Medical Center | 20603-Vascular Lab | 15400~000000029115 | 816057 | US117B0625 | IHMCHPHLUS49 | 15-976 | Scanning Systems, Ultrasonic, | UltraSound | 2492 | PHILIPS HEALTHCARE | EPIQ 7C | 1 | 154D20603A | IM PERIPHERAL VASCULAR LB SLL1 | Common Area | Life Support / High Risk | IES | ASP_GE | 96 | 5 | 0 | 2017-01-31 | Canyons/Desert
15400-Intermountain Medical Center | 20603 | Vascular Lab | 15400-Intermountain Medical Center | 20603-Vascular Lab | 15400~000000029649 | 818966 | US617B0296 | IHMCHPHLUS50 | 15-976 | Scanning Systems, Ultrasonic, | UltraSound | 2493 | PHILIPS HEALTHCARE | EPIQ 7C | 1 | 154D20603A | IM PERIPHERAL VASCULAR LB SLL1 | Common Area | Life Support / High Risk | IES | ASP_GE | 91 | 5 | 0 | 2017-06-22 | Canyons/Desert
15400-Intermountain Medical Center | 20603 | Vascular Lab | 15400-Intermountain Medical Center | 20603-Vascular Lab | 15400~000000029650 | 818967 | US617B0297 | IHMCHPHLUS51 | 15-976 | Scanning Systems, Ultrasonic, | UltraSound | 2494 | PHILIPS HEALTHCARE | EPIQ 7C | 1 | 154D20603A | IM PERIPHERAL VASCULAR LB SLL1 | Common Area | Life Support / High Risk | IES | ASP_GE | 91 | 5 | 0 | 2017-06-22 | Canyons/Desert
15400-Intermountain Medical Center | 20603 | Vascular Lab | 15400-Intermountain Medical Center | 20603-Vascular Lab | 15400~000000029651 | 819083 | US617B1144 | IHMCHPHLUS52 | 15-976 | Scanning Systems, Ultrasonic, | UltraSound | 2495 | PHILIPS HEALTHCARE | EPIQ 7C | 1 | 154D20603A | IM PERIPHERAL VASCULAR LB SLL1 | Common Area | Life Support / High Risk | IES | ASP_GE | 91 | 5 | 0 | 2017-06-30 | Canyons/Desert
15400-Intermountain Medical Center | 20603 | Vascular Lab | 15400-Intermountain Medical Center | 20603-Vascular Lab | 15400~000000032035 | 837888 | US918B1062 | IHMCHPHLUS53 | 15-976 | Scanning Systems, Ultrasonic, | UltraSound | 2496 | PHILIPS HEALTHCARE | EPIQ 7C | 1 | 154D20603A | IM PERIPHERAL VASCULAR LB SLL1 | Common Area | Life Support / High Risk | IES | ASP_GE | 76 | 5 | 0 | 2018-09-28 | Canyons/Desert
15400-Intermountain Medical Center | 20603 | Vascular Lab | 15400-Intermountain Medical Center | 20603-Vascular Lab | 15400~000000032036 | 837890 | US918B1063 | IHMCHPHLUS54 | 15-976 | Scanning Systems, Ultrasonic, | UltraSound | 2497 | PHILIPS HEALTHCARE | EPIQ 7C | 1 | 154D20603A | IM PERIPHERAL VASCULAR LB SLL1 | Common Area | Life Support / High Risk | IES | ASP_GE | 76 | 5 | 0 | 2018-09-28 | Canyons/Desert
15400-Intermountain Medical Center | 20603 | Vascular Lab | 15400-Intermountain Medical Center | 20603-Vascular Lab | 15400~000000032037 | 837891 | US918B1064 | IHMCHPHLUS55 | 15-976 | Scanning Systems, Ultrasonic, | UltraSound | 2498 | PHILIPS HEALTHCARE | EPIQ 7C | 1 | 154D20603A | IM PERIPHERAL VASCULAR LB SLL1 | Common Area | Life Support / High Risk | IES | ASP_GE | 76 | 5 | 0 | 2018-09-28 | Canyons/Desert
15400-Intermountain Medical Center | 20603 | Vascular Lab | 15400-Intermountain Medical Center | 20603-Vascular Lab | 15400~000000032038 | 837892 | US918B1065 | IHMCHPHLUS56 | 15-976 | Scanning Systems, Ultrasonic, | UltraSound | 2499 | PHILIPS HEALTHCARE | EPIQ 7C | 1 | 154D20603A | IM PERIPHERAL VASCULAR LB SLL1 | Common Area | Life Support / High Risk | IES | ASP_GE | 76 | 5 | 0 | 2018-09-28 | Canyons/Desert
15400-Intermountain Medical Center | 20603 | Vascular Lab | 15400-Intermountain Medical Center | 20603-Vascular Lab | 15400~000000032039 | 837893 | US918B1066 | IHMCHPHLUS57 | 15-976 | Scanning Systems, Ultrasonic, | UltraSound | 2500 | PHILIPS HEALTHCARE | EPIQ 7C | 1 | 154D20603A | IM PERIPHERAL VASCULAR LB SLL1 | Common Area | Life Support / High Risk | IES | ASP_GE | 76 | 5 | 0 | 2018-09-28 | Canyons/Desert
15400-Intermountain Medical Center | 20603 | Vascular Lab | 15400-Intermountain Medical Center | 20603-Vascular Lab | 15400~000000032040 | 837894 | US918B1067 | IHMCHPHLUS58 | 15-976 | Scanning Systems, Ultrasonic, | UltraSound | 2501 | PHILIPS HEALTHCARE | EPIQ 7C | 1 | 154D20603A | IM PERIPHERAL VASCULAR LB SLL1 | Common Area | Life Support / High Risk | IES | ASP_GE | 76 | 5 | 0 | 2018-09-28 | Canyons/Desert
15400-Intermountain Medical Center | 20603 | Vascular Lab | 15400-Intermountain Medical Center | 70540-Cardiac Care Clinic | 15400~000000026604 | 801837 | US815B0753 | IHMCHPHLUS41 | 15-976 | Scanning Systems, Ultrasonic, | UltraSound | 2504 | PHILIPS HEALTHCARE | EPIQ 7C | 1 | 154D70540A | IM CARDIAC CARE CLINIC SOT 500 | Unspecified | Life Support / High Risk | IES | ASP_GE | 112 | 5 | 0 | 2015-09-18 | Canyons/Desert
15400-Intermountain Medical Center | 20603 | Vascular Lab | 40000-Intermountain Medical Group | 74113-Intrmtn Heart Rhythm Specialst | 15400~000000029114 | 816056 | US117B0799 | IHMCHPHLUS48 | 15-976 | Scanning Systems, Ultrasonic, | UltraSound | 2505 | PHILIPS HEALTHCARE | EPIQ 7C | 1 | 400D74113A | MG HEART INST HEART RHYTHM 510 | Unspecified | Life Support / High Risk | IES | ASP_GE | 96 | 5 | 0 | 2017-01-31 | Canyons/Desert
15400-Intermountain Medical Center | 21601 | Ultrasound | 11000-Central Office | 21002-Imaging Services | 15400~000000035994 | 864740 | US520B1558 |  | 15-976 | Scanning Systems, Ultrasonic, | UltraSound | 2511 | PHILIPS HEALTHCARE | EPIQ 7C | 1 | 110D21002A | CO IMAGING SERVICES | Unspecified | Life Support / High Risk | IES | ASP_GE | 55 | 5 | 0 | 2020-06-02 | Canyons/Desert
15400-Intermountain Medical Center | 21601 | Ultrasound | 15400-Intermountain Medical Center | 70540-Cardiac Care Clinic | 15400~000000035993 | 864739 | US520B1560 |  | 15-976 | Scanning Systems, Ultrasonic, | UltraSound | 2522 | PHILIPS HEALTHCARE | EPIQ 7C | 1 | 154D70540A | IM CARDIAC CARE CLINIC SOT 500 | Unspecified | Life Support / High Risk | IES | ASP_GE | 55 | 5 | 0 | 2020-06-02 | Canyons/Desert
15400-Intermountain Medical Center | 21601 | Ultrasound | 15400-Intermountain Medical Center | 70540-Cardiac Care Clinic | 15400~000000035995 | 864742 | US520B1559 |  | 15-976 | Scanning Systems, Ultrasonic, | UltraSound | 2523 | PHILIPS HEALTHCARE | EPIQ 7C | 1 | 154D70540A | IM CARDIAC CARE CLINIC SOT 500 | Unspecified | Life Support / High Risk | IES | ASP_GE | 55 | 5 | 0 | 2020-06-02 | Canyons/Desert
37700-Primary Childrens - Lehi | 20604 | Echo Cardiology | 37700-Primary Childrens - Lehi | 20604-Echo Cardiology | 37700~000000001378 | 916287 | USD23B0552 |  | 15-976 | Scanning Systems, Ultrasonic, | UltraSound | 2595 | PHILIPS HEALTHCARE | EPIQ 7C | 1 | 377D20604A | PL ECHO CARDIOLOGY | Unspecified | Life Support / High Risk | IES | ASP_GE | 13 | 5 | 4 | 2023-12-22 | Canyons/Desert
37700-Primary Childrens - Lehi | 20604 | Echo Cardiology | 37700-Primary Childrens - Lehi | 20604-Echo Cardiology | 37700~000000001379 | 916288 | USD23B0553 |  | 15-976 | Scanning Systems, Ultrasonic, | UltraSound | 2596 | PHILIPS HEALTHCARE | EPIQ 7C | 1 | 377D20604A | PL ECHO CARDIOLOGY | Unspecified | Life Support / High Risk | IES | ASP_GE | 13 | 5 | 4 | 2023-12-22 | Canyons/Desert
37700-Primary Childrens - Lehi | 20604 | Echo Cardiology | 37700-Primary Childrens - Lehi | 20604-Echo Cardiology | 37700~000000001380 | 916289 | USD23B0554 |  | 15-976 | Scanning Systems, Ultrasonic, | UltraSound | 2597 | PHILIPS HEALTHCARE | EPIQ 7C | 1 | 377D20604A | PL ECHO CARDIOLOGY | Unspecified | Life Support / High Risk | IES | ASP_GE | 13 | 5 | 4 | 2023-12-22 | Canyons/Desert
37700-Primary Childrens - Lehi | 20604 | Echo Cardiology | 37700-Primary Childrens - Lehi | 20604-Echo Cardiology | 37700~000000001381 | 916292 | USD23B0551 |  | 15-976 | Scanning Systems, Ultrasonic, | UltraSound | 2598 | PHILIPS HEALTHCARE | EPIQ 7C | 1 | 377D20604A | PL ECHO CARDIOLOGY | Unspecified | Life Support / High Risk | IES | ASP_GE | 13 | 5 | 4 | 2023-12-22 | Canyons/Desert
40000-Intermountain Medical Group | 74112 | Int Heart Institute-Cardiology | 14300-Park City Hospital | 21601-Ultrasound | 40000~000000030051 | 852113 | USD18B0989 | IHPCHPHLUS23 | 15-976 | Scanning Systems, Ultrasonic, | UltraSound | 2703 | PHILIPS HEALTHCARE | EPIQ 7C | 1 | 143D21601A | PK ULTRASOUND | Unspecified | Life Support / High Risk | IES | ASP_GE | 73 | 5 | 0 | 2018-12-29 | Canyons/Desert
40000-Intermountain Medical Group | 74113 | Intrmtn Heart Rhythm Specialst | 40000-Intermountain Medical Group | 74113-Intrmtn Heart Rhythm Specialst | 40000~000000034271 | 924336 | 618B4114 |  | 15-976 | Scanning Systems, Ultrasonic, | UltraSound | 2705 | PHILIPS HEALTHCARE | EPIQ 7C | 1 | 400D74113A | MG HEART INST HEART RHYTHM 510 | Unspecified | Life Support / High Risk | IES | ASP_GE | 5 | 5 | 5 | 2024-08-05 | Canyons/Desert
40000-Intermountain Medical Group | 74211 | SL Clinic - Cardiology | 40000-Intermountain Medical Group | 74211-SL Clinic - Cardiology | 40000~000000026071 | 850501 | US519B1383 | IHSCCPHLUS4 | 15-976 | Scanning Systems, Ultrasonic, | UltraSound | 2760 | PHILIPS HEALTHCARE | EPIQ 7C | 1 | 400D74211A | MG SL CLINIC CARDIOLOGY | Unspecified | Life Support / High Risk | IES | ASP_GE | 67 | 5 | 0 | 2019-07-01 | Canyons/Desert
40000-Intermountain Medical Group | 74308 | Vascular and Vein - St. George | 40000-Intermountain Medical Group | 74308-Vascular and Vein - St. George | 40000~000000020840 | 817827 | US417B0254 | IHCTCPHLUS3 | 15-976 | Scanning Systems, Ultrasonic, | UltraSound | 2794 | PHILIPS HEALTHCARE | EPIQ 7C | 1 | 400D74308A | MG VASCULAR AND VEIN ST GEO | Unspecified | Life Support / High Risk | IES | ASP_GE | 93 | 5 | 0 | 2017-04-22 | Canyons/Desert
12200-Cassia Regional Hospital | 21001 | Imaging Administration | 12200-Cassia Regional Hospital | 21001-Imaging Administration | 12200~000000003456 | 896362 | US722B1540 | IHCRHPHLUS4 | 11-389 | Scanning Systems, Ultrasonic, | UltraSound | 1951 | PHILIPS HEALTHCARE | EPIQ CVX | 1 | 122D21001A | CA IMAGING ADMINISTRATION | Unspecified | Life Support / High Risk | IES | ASP_PHILIP | 29 | 5 | 3 | 2022-08-17 | Canyons/Desert
12600-St George Regional Hospital | 20603 | Vascular Lab | 12600-St George Regional Hospital | 20603-Vascular Lab | 12600~000000025202 | 895238 | US421B1731 | IHDXHPHLUS20 | 11-389 | Scanning Systems, Ultrasonic, | UltraSound | 2014 | PHILIPS HEALTHCARE | EPIQ CVX | 1 | 126D20603A | SG VASCULAR LAB RR 1ST FLOOR | Unspecified | Life Support / High Risk | IES | ASP_GE | 44 | 5 | 1 | 2021-05-08 | Canyons/Desert
12600-St George Regional Hospital | 20603 | Vascular Lab | 12600-St George Regional Hospital | 20603-Vascular Lab | 12600~000000025865 | 895237 | US420B2192 |  | 11-389 | Scanning Systems, Ultrasonic, | UltraSound | 2015 | PHILIPS HEALTHCARE | EPIQ CVX | 1 | 126D20603A | SG VASCULAR LAB RR 1ST FLOOR | Unspecified | Life Support / High Risk | IES | ASP_GE | 31 | 5 | 2 | 2022-06-29 | Canyons/Desert
12800-LDS Hospital | 70504 | Heart Failure - CV Clinic | 12800-LDS Hospital | 70504-Heart Failure - CV Clinic | 12800~000000016728 | 916302 | USN23B1077 |  | 11-389 | Scanning Systems, Ultrasonic, | UltraSound | 2090 | PHILIPS HEALTHCARE | EPIQ CVX | 1 | 128D70504A | LD CARDIOLOGY BASIC SCIENCE | Unspecified | Life Support / High Risk | LDSH_CE | LDSCE4 | 13 | 5 | 4 | 2023-12-26 | Canyons/Desert
12900-Layton Hospital | 27202 | Respiratory Therapy | 12900-Layton Hospital | 27202-Respiratory Therapy | 12900~000000005383 | 913488 | US623B0370 |  | 11-389 | Scanning Systems, Ultrasonic, | UltraSound | 2108 | PHILIPS HEALTHCARE | EPIQ CVX | 1 | 129D27202A | LA RESPIRATORY THERAPY | STRESS/PFT | Life Support / High Risk | IES | IESCREWSC | 19 | 5 | 3 | 2023-06-29 | Canyons/Desert
13200-McKay-Dee Hospital Center | 20603 | Vascular Lab | 13200-McKay-Dee Hospital Center | 20603-Vascular Lab | 13200~000000027036 | 902944 | USD21B1521 | 208463EPIQCVX | 11-389 | Scanning Systems, Ultrasonic, | UltraSound | 2182 | PHILIPS HEALTHCARE | EPIQ CVX | 1 | 132D20603A | MK VASCULAR LAB 3RD FLR | Common Area | Life Support / High Risk | IES | ASP_GE | 36 | 5 | 2 | 2022-01-21 | Canyons/Desert
13800-Primary Childrens Hospital | 20604 | Echo Cardiology | 13800-Primary Childrens Hospital | 20604-Echo Cardiology | 13800~000000028957 | 891969 | US720B0631 | UHPCHPHLUS53 | 11-389 | Scanning Systems, Ultrasonic, | UltraSound | 2246 | PHILIPS HEALTHCARE | EPIQ CVX | 1 | 138D20604A | PC CPC ECHO | Unspecified | Life Support / High Risk | IES | ASP_GE OEC | 54 | 5 | 1 | 2020-07-28 | Canyons/Desert
13800-Primary Childrens Hospital | 20604 | Echo Cardiology | 13800-Primary Childrens Hospital | 20604-Echo Cardiology | 13800~000000028958 | 891986 | US720B630 |  | 11-389 | Scanning Systems, Ultrasonic, | UltraSound | 2247 | PHILIPS HEALTHCARE | EPIQ CVX | 1 | 138D20604A | PC CPC ECHO | Unspecified | Life Support / High Risk | IES | ASP_GE | 54 | 5 | 1 | 2020-07-28 | Canyons/Desert
13800-Primary Childrens Hospital | 20604 | Echo Cardiology | 13800-Primary Childrens Hospital | 20604-Echo Cardiology | 13800~000000031105 | 891090 | USD21B1560 | IHPCHPHLUS25 | 11-389 | Scanning Systems, Ultrasonic, | UltraSound | 2248 | PHILIPS HEALTHCARE | EPIQ CVX | 1 | 138D20604B | PC ECCLES ECHO L2 | Echo Rm 4 | Life Support / High Risk | IES | ASP_GE | 37 | 5 | 2 | 2021-12-31 | Canyons/Desert
13800-Primary Childrens Hospital | 20604 | Echo Cardiology | 13800-Primary Childrens Hospital | 20604-Echo Cardiology | 13800~000000031259 | 893917 | US322B1027 | IHPCHPHLUS61 | 11-389 | Scanning Systems, Ultrasonic, | UltraSound | 2249 | PHILIPS HEALTHCARE | EPIQ CVX | 1 | 138D20604B | PC ECCLES ECHO L2 | Fetal Echo 2E.002 | Life Support / High Risk | IES | ASP_GE OEC | 34 | 5 | 2 | 2022-03-30 | Canyons/Desert
13800-Primary Childrens Hospital | 20604 | Echo Cardiology | 13800-Primary Childrens Hospital | 20604-Echo Cardiology | 13800~000000033078 | 910881 | US723B1121 | IHPCHPHLUS63 | 11-389 | Scanning Systems, Ultrasonic, | UltraSound | 2250 | PHILIPS HEALTHCARE | EPIQ CVX | 1 | 138D20604B | PC ECCLES ECHO L2 | Unspecified | Life Support / High Risk | IES | ASP_GE | 18 | 5 | 4 | 2023-07-31 | Canyons/Desert
13800-Primary Childrens Hospital | 20604 | Echo Cardiology | 13800-Primary Childrens Hospital | 20604-Echo Cardiology | 13800~000000033079 | 910882 | US723B1122 | IHPCHPHLUS64 | 11-389 | Scanning Systems, Ultrasonic, | UltraSound | 2251 | PHILIPS HEALTHCARE | EPIQ CVX | 1 | 138D20604B | PC ECCLES ECHO L2 | Unspecified | Life Support / High Risk | IES | ASP_GE | 18 | 5 | 4 | 2023-07-31 | Canyons/Desert
13800-Primary Childrens Hospital | 20604 | Echo Cardiology | 13800-Primary Childrens Hospital | 20604-Echo Cardiology | 13800~000000033080 | 910883 | US723B1123 | IHPCHPHLUS65 | 11-389 | Scanning Systems, Ultrasonic, | UltraSound | 2252 | PHILIPS HEALTHCARE | EPIQ CVX | 1 | 138D20604B | PC ECCLES ECHO L2 | Unspecified | Life Support / High Risk | IES | ASP_GE | 18 | 5 | 4 | 2023-07-31 | Canyons/Desert
13800-Primary Childrens Hospital | 20604 | Echo Cardiology | 13800-Primary Childrens Hospital | 20604-Echo Cardiology | 13800~000000033081 | 910884 | US723B1125 | IHPCHPHLUS66 | 11-389 | Scanning Systems, Ultrasonic, | UltraSound | 2253 | PHILIPS HEALTHCARE | EPIQ CVX | 1 | 138D20604B | PC ECCLES ECHO L2 | Unspecified | Life Support / High Risk | IES | ASP_GE | 18 | 5 | 4 | 2023-07-31 | Canyons/Desert
13800-Primary Childrens Hospital | 20604 | Echo Cardiology | 13800-Primary Childrens Hospital | 22204-Child Procedure Center | 13800~000000031106 | 891091 | USD21B1561 | IHPCHPHLUS24 | 11-389 | Scanning Systems, Ultrasonic, | UltraSound | 2254 | PHILIPS HEALTHCARE | EPIQ CVX | 1 | 138D22204A | PC CPC L1 | Unspecified | Life Support / High Risk | IES | ASP_GE | 36 | 5 | 2 | 2022-01-25 | Canyons/Desert
13800-Primary Childrens Hospital | 20604 | Echo Cardiology | 13800-Primary Childrens Hospital | 22204-Child Procedure Center | 13800~000000031260 | 893918 | US322B1026 | IHPCHPHLUS62 | 11-389 | Scanning Systems, Ultrasonic, | UltraSound | 2255 | PHILIPS HEALTHCARE | EPIQ CVX | 1 | 138D22204A | PC CPC L1 | Echo Room 2 | Life Support / High Risk | IES | ASP_GE OEC | 34 | 5 | 2 | 2022-03-30 | Canyons/Desert
14400-Utah Valley Hospital | 20602 | Electrocardiology - EKG | 14400-Utah Valley Hospital | 20602-Electrocardiology - EKG | 14400~000000024017 | 901443 | US122B0112 | IHUVHPHLUS30 | 11-389 | Scanning Systems, Ultrasonic, | UltraSound | 2362 | PHILIPS HEALTHCARE | EPIQ CVX | 1 | 144D20602A | UV ELECTRO EKG | Unspecified | Life Support / High Risk | IES | ASP_GE | 35 | 5 | 2 | 2022-02-10 | Canyons/Desert
14400-Utah Valley Hospital | 20602 | Electrocardiology - EKG | 14400-Utah Valley Hospital | 70077-Cardiology Clinic | 14400~000000024016 | 911135 | US122B0113 | IHUVHPHLUS31 | 11-389 | Scanning Systems, Ultrasonic, | UltraSound | 2365 | PHILIPS HEALTHCARE | EPIQ CVX | 1 | 144D70077A | UV CARDIOLOGY CLINIC | Unspecified | Life Support / High Risk | UVH_CE | UVCREW4_CE | 35 | 5 | 2 | 2022-02-10 | Canyons/Desert
15400-Intermountain Medical Center | 70540 | Cardiac Care Clinic | 15400-Intermountain Medical Center | 70540-Cardiac Care Clinic | 15400~000000043457 | 923410 | US412B1284 |  | 11-389 | Scanning Systems, Ultrasonic, | UltraSound | 2571 | PHILIPS HEALTHCARE | EPIQ CVX | 1 | 154D70540A | IM CARDIAC CARE CLINIC SOT 500 | Unspecified | Life Support / High Risk | IES | ASP_GE | 6 | 5 | 4 | 2024-07-11 | Canyons/Desert
37700-Primary Childrens - Lehi | 20604 | Echo Cardiology | 37700-Primary Childrens - Lehi | 10081-Pediatric Intensive Care | 37700~000000002813 | 918649 | USN22B0785 |  | 11-389 | Scanning Systems, Ultrasonic, | UltraSound | 2594 | PHILIPS HEALTHCARE | EPIQ CVX | 1 | 377D10081A | PL PEDIATRIC INTENSIVE CARE | H3244 Imaging Alcove | Life Support / High Risk | IES | ASP_GE | 11 | 5 | 4 | 2024-02-07 | Canyons/Desert
13400-Orem Community Hospital | 14010 | Mom Baby Unit | 13400-Orem Community Hospital | 14005-Well Newborn Nursery | 13400~000000002620 | 925400 | US723B1908 |  | 15-976 | Scanning Systems, Ultrasonic, | UltraSound | 2220 | PHILIPS HEALTHCARE | EPIQ ELITE G | 1 | 134D14005B | OR WELL BABY NURSERY | Storage (rear) | Non Life Support | AFH_CE | AFCREW2_CE | 5 | 5 | 5 | 2024-08-20 | Canyons/Desert
37700-Primary Childrens - Lehi | 20604 | Echo Cardiology | 37700-Primary Childrens - Lehi | 20604-Echo Cardiology | 37700~000000003039 | 919713 | 105453414 |  | 15-976 | Scanning Systems, Ultrasonic, | UltraSound | 2599 | PHILIPS HEALTHCARE | EPIQ ELITE G | 1 | 377D20604A | PL ECHO CARDIOLOGY | Unspecified | Non Life Support | IES | ASP_GE | 10 | 5 | 4 | 2024-03-05 | Canyons/Desert
40000-Intermountain Medical Group | 74268 | Vascular and Vein - McKay-Dee | 40000-Intermountain Medical Group | 74268-Vascular and Vein - McKay-Dee | 40000~000000031087 | 897860 | US622B0864 | IHMKHPHLUS23 | 15-976 | Scanning Systems, Ultrasonic, | UltraSound | 2784 | PHILIPS HEALTHCARE | EPIQ ELITE G | 1 | 400D74268A | MG VASCULAR AND VEIN MCKAY DEE | Unspecified | Non Life Support | IES | IESCREWSC | 30 | 5 | 2 | 2022-07-13 | Canyons/Desert
13000-Logan Regional Hospital | 14001 | Labor and Delivery Rooms | 13000-Logan Regional Hospital | 14001-Labor and Delivery Rooms | 13000~000000000270 | 51127 | SE19468514 |  | 15-976 | Scanning Systems, Ultrasonic, | UltraSound | 2117 | HITACHI | EUB-405 | 1 | 130D14001A | LO DELIVERY ROOM | Standby L-D | Life Support / High Risk | LRH_CE | LRHCREW5CE | 349 | 5 | 0 | 1995-12-08 | Canyons/Desert
12600-St George Regional Hospital | 22451 | Endoscopy Lab | 12600-St George Regional Hospital | 22451-Endoscopy Lab | 12600~000000004292 | 513550 | 1232235 |  | 15-976 | Scanning Systems, Ultrasonic, | UltraSound | 2041 | OLYMPUS AMERICA INCORPORATED | EU-ME1 | 1 | 126D22451B | SG ENDO LAB HPC 2ND FLR | Unspecified | Life Support / High Risk | SGRH_CE | SGRHCREW7 | 150 | 5 | 0 | 2012-08-01 | Canyons/Desert
12800-LDS Hospital | 22451 | Endoscopy Lab | 12800-LDS Hospital | 22451-Endoscopy Lab | 12800~000000011699 | 730990 | 7440166 |  | 15-976 | Scanning Systems, Ultrasonic, | UltraSound | 2085 | OLYMPUS AMERICA INCORPORATED | EU-ME1 | 1 | 128D22451A | LD ENDOSCOPY L1 | Common Area | Life Support / High Risk | LDSH_CE | LDSCE1 | 123 | 5 | 0 | 2014-10-16 | Canyons/Desert
13200-McKay-Dee Hospital Center | 22104 | Operating Rooms | 13200-McKay-Dee Hospital Center | 22104-Operating Rooms | 13200~000000014523 | 584500 | 7440102 |  | 15-976 | Scanning Systems, Ultrasonic, | UltraSound | 2200 | OLYMPUS AMERICA INCORPORATED | EU-ME1 | 1 | 132D22104A | MK OPERATING ROOM L2 | Or 7 | Life Support / High Risk | MKDHC_CE | MKDCREW5CE | 127 | 5 | 0 | 2014-06-23 | Canyons/Desert
15400-Intermountain Medical Center | 22104 | Operating Rooms | 15400-Intermountain Medical Center | 22104-Operating Rooms | 15400~000000024134 | 726175 | 7440179 |  | 15-976 | Scanning Systems, Ultrasonic, | UltraSound | 2526 | OLYMPUS AMERICA INCORPORATED | EU-ME1 | 1 | 154D22104A | IM OPERATING ROOM TL2 | Unspecified | Life Support / High Risk | IMC_CE | IMCCE2 | 121 | 7 | 0 | 2014-12-04 | Canyons/Desert
14600-Cedar City Hospital | 21601 | Ultrasound | 14600-Cedar City Hospital | 21601-Ultrasound | 14600~000000002098 | 487861 | 31104401 | E289911 | 14-121 | Transducers, Ultrasonic | Transducers | 3651 | ACUSON CORPORATION | EV-8C4 | 1 | 146D21601A | CC ULTRASOUND | Ultrasound Rm 2 | Run to Fail | IES | ASP_GE | 156 | 5 | 0 | 2012-01-10 | Canyons/Desert
13200-McKay-Dee Hospital Center | 22104 | Operating Rooms | 13200-McKay-Dee Hospital Center | 14001-Labor and Delivery Rooms | 13200~000000007212 | 430153 | 269702 |  | 14-121 | Transducers, Ultrasonic | Transducers | 3540 | SIEMENS HEALTHCARE | EV9-4 ENDOVAGINAL | 1 | 132D14001A | MK LABOR AND DELIVERY 4TH FLR | Common Area | Run to Fail | IES | ASP_GE | 174 | 5 | 0 | 2010-08-01 | Canyons/Desert
11600-Alta View Hospital | 21201 | Magnetic Res Imaging - MRI | 11600-Alta View Hospital | 21201-Magnetic Res Imaging - MRI | 11600~000000004668 | 444169 | 42336MR8 |  | 17-542 | Surface Coils, Magnetic Resona | Surface Coils, Magnetic Resona | 3002 | GE HEALTHCARE | EXTREMITY 46-26544261 | 1 | 116D21201A | AV MRI | MRI Common Area | Run to Fail | AVH_CE | AVHCREW1CE | 423 | 5 | 0 | 1989-11-01 | Canyons/Desert
13800-Primary Childrens Hospital | 21201 | Magnetic Res Imaging - MRI | 13800-Primary Childrens Hospital | 21201-Magnetic Res Imaging - MRI | 13800~000000018749 | 375661 | 31969 | 31969COIL | 17-542 | Surface Coils, Magnetic Resona | Surface Coils, Magnetic Resona | 3068 | MEDICAL ADVANCES INC | EXTREMITY 472-GE64 | 1 | 138D21201A | PC MRI L1 | Data Closet 1E.300 | Run to Fail | IES | ASP_GE | 191 | 5 | 0 | 2009-02-17 | Canyons/Desert
13800-Primary Childrens Hospital | 21201 | Magnetic Res Imaging - MRI | 13800-Primary Childrens Hospital | 21201-Magnetic Res Imaging - MRI | 13800~000000018754 | 375668 | PENDING | 44987COIL | 17-542 | Surface Coils, Magnetic Resona | Surface Coils, Magnetic Resona | 3073 | MEDICAL ADVANCES INC | EXTREMITY 472-GE64 | 1 | 138D21201A | PC MRI L1 | Data Closet 1E.300 | Run to Fail | IES | ASP_GE | 191 | 5 | 0 | 2009-02-17 | Canyons/Desert
12800-LDS Hospital | 21201 | Magnetic Res Imaging - MRI | 12800-LDS Hospital | 21201-Magnetic Res Imaging - MRI | 12800~000000010260 | 452566 | 49951 |  | 17-542 | Surface Coils, Magnetic Resona | Surface Coils, Magnetic Resona | 3041 | GE HEALTHCARE | EXTREMITY COIL | 1 | 128D21201A | LD MRI L2 | Mri N2 Common Areas | Run to Fail | IES | ASP_GE | 289 | 5 | 0 | 2001-01-01 | Canyons/Desert
14000-Sanpete Valley Hospital | 21101 | Radiology | 14000-Sanpete Valley Hospital | 21101-Radiology | 14000~000000001150 |  |  |  | 17-542 | Surface Coils, Magnetic Resona | Surface Coils, Magnetic Resona | 3082 | GE HEALTHCARE | EXTREMITY COIL | 1 | 140D21101A | SP RADIOLOGY | Unspecified | Run to Fail |  |  | 35 | 5 | 2 | 2022-02-11 | Canyons/Desert
12800-LDS Hospital | 21101 | Radiology | 12800-LDS Hospital | 21101-Radiology | 12800~000000008253 | 132231 | 5839003A05 | 5722204 | 18-431 | Radiographic Systems, Digital, | XR / RF | 1076 | FUJI MEDICAL SYSTEMS USA INC | FCR 9501 | 1 | 128D21101A | LD RADIOLOGY L1 | Radiol L1 Rm 26 | Life Support / High Risk |  |  | 421 | 5 | 0 | 1990-01-01 | Canyons/Desert
40000-Intermountain Medical Group | 74242 | McKay-Dee Gastroenterology | 40000-Intermountain Medical Group | 74242-McKay-Dee Gastroenterology | 40000~000000032070 | 906261 | F82144 |  | 14-278 | Scanning Systems, Ultrasonic | UltraSound | 1878 | ECHOSENS | FIBROSCAN COMPACT 530 | 1 | 400D74242A | MG MK GASTROENTEROLOGY CLINIC | Unspecified | Non Life Support | MKDHC_CE | MKDCREW5CE | 23 | 10 | 8 | 2023-02-27 | Canyons/Desert
13800-Primary Childrens Hospital | 22702 | Liver Transplant | 13800-Primary Childrens Hospital | 22702-Liver Transplant | 13800~000000031198 | 892703 | F92878 |  | 14-278 | Scanning Systems, Ultrasonic | UltraSound | 1814 | ECHOSENS | FIBROSCAN MINI PLUS 430 | 1 | 138D22702A | PC LIVER TRANSPLANT ECCLES L4 | Unspecified | Non Life Support | IES | ASP_GE | 34 | 5 | 2 | 2022-03-30 | Canyons/Desert
15400-Intermountain Medical Center | 22702 | Liver Transplant | 15400-Intermountain Medical Center | 22702-Liver Transplant | 15400~000000035280 | 858065 | F92453 |  | 14-278 | Scanning Systems, Ultrasonic | UltraSound | 1847 | ECHOSENS | FIBROSCAN MINI PLUS 430 | 1 | 154D22702A | IM TRANSPLANT SRVCS SOT 210 | Unspecified | Non Life Support | IMC_CE | IMCCE8 | 61 | 7 | 2 | 2019-12-31 | Canyons/Desert
15400-Intermountain Medical Center | 22702 | Liver Transplant | 15400-Intermountain Medical Center | 22702-Liver Transplant | 15400~000000035340 | 858064 | F92026 |  | 14-278 | Scanning Systems, Ultrasonic | UltraSound | 1848 | ECHOSENS | FIBROSCAN MINI PLUS 430 | 1 | 154D22702A | IM TRANSPLANT SRVCS SOT 210 | Unspecified | Non Life Support | IMC_CE | IMCCE8 | 60 | 5 | 0 | 2020-01-30 | Canyons/Desert
15400-Intermountain Medical Center | 22702 | Liver Transplant | 15400-Intermountain Medical Center | 22702-Liver Transplant | 15400~000000040983 | 908667 | F93119 |  | 14-278 | Scanning Systems, Ultrasonic | UltraSound | 1849 | ECHOSENS | FIBROSCAN MINI PLUS 430 | 1 | 154D22702A | IM TRANSPLANT SRVCS SOT 210 | Unspecified | Non Life Support | IMC_CE | IMCCE8 | 25 | 7 | 5 | 2022-12-16 | Canyons/Desert
40000-Intermountain Medical Group | 74014 | Budge Clinic GI | 40000-Intermountain Medical Group | 73069-Budge Clinic IM | 40000~000000025701 | 848303 | F92243 |  | 14-278 | Scanning Systems, Ultrasonic | UltraSound | 1869 | ECHOSENS | FIBROSCAN MINI PLUS 430 | 1 | 400D73069A | MG BUDGE CL INTERNAL MD 3RD FL | Common Area | Non Life Support | LRH_CE | LRHCREW7CE | 70 | 7 | 1 | 2019-03-28 | Canyons/Desert
40000-Intermountain Medical Group | 74051 | Calton-Harrison Ortho-South | 40000-Intermountain Medical Group | 74051-Calton-Harrison Ortho-South | 40000~000000030645 | 890715 | 6214141708295 |  | 20-791 | Detectors, X-Ray, Digital Radi | Detctors | 260 | GE HEALTHCARE | FLASHPAD HD 3543 | 1 | 400D74051A | MG CALTON HARRISON ORTHO SOUTH | Unspecified | Life Support / High Risk | IES | ASP_GE | 35 | 5 | 2 | 2022-02-14 | Canyons/Desert
12000-Bear River Valley Hospital | 21101 | Radiology | 12000-Bear River Valley Hospital | 21101-Radiology | 12000~000000001668 | 889215 | 6205071703855 | 435207OPTXRFP | 20-791 | Detectors, X-Ray, Digital Radi | Detectors, X-Ray, Digital Radi | 256 | GE HEALTHCARE | FLASHPAD HD 4343 | 1 | 120D21101A | BR RADIOLOGY | Unspecified | Life Support / High Risk | IES | ASP_GE | 47 | 5 | 1 | 2021-02-03 | Canyons/Desert
13200-McKay-Dee Hospital Center | 21101 | Radiology | 13200-McKay-Dee Hospital Center | 21001-Imaging Administration | 13200~000000025292 | 896312 | 6221471705149 |  | 20-791 | Detectors, X-Ray, Digital Radi | Detctors | 258 | GE HEALTHCARE | FLASHPAD HD 4343 | 1 | 132D21001A | MK ADMIN IMAGING L3 | Imaging Administration | Life Support / High Risk | IES | ASP_GE | 31 | 10 | 7 | 2022-06-14 | Canyons/Desert
13800-Primary Childrens Hospital | 21201 | Magnetic Res Imaging - MRI | 13800-Primary Childrens Hospital | 21201-Magnetic Res Imaging - MRI | 13800~000000018747 | 375658 | 981806 | 981806COIL | 17-542 | Surface Coils, Magnetic Resona | Surface Coils, Magnetic Resona | 3066 | GE HEALTHCARE | FLEX | 1 | 138D21201A | PC MRI L1 | Data Closet 1E.300 | Run to Fail | IES | ASP_GE | 191 | 5 | 0 | 2009-02-17 | Canyons/Desert
13800-Primary Childrens Hospital | 21201 | Magnetic Res Imaging - MRI | 13800-Primary Childrens Hospital | 21201-Magnetic Res Imaging - MRI | 13800~000000018756 | 375671 | 8786WH6 | 8786WH6COIL | 17-542 | Surface Coils, Magnetic Resona | Surface Coils, Magnetic Resona | 3075 | GE HEALTHCARE | FLEX | 1 | 138D21201A | PC MRI L1 | Data Closet 1E.300 | Run to Fail | IES | ASP_GE | 191 | 5 | 0 | 2009-02-17 | Canyons/Desert
40000-Intermountain Medical Group | 74101 | Intrmtn Surgical Specialists | 40000-Intermountain Medical Group | 74101-Intrmtn Surgical Specialists | 40000~000000033528 | 918237 | 5004008 |  | 18-049 | Ultrasound Surgical Units | UltraSound | 3806 | BK MEDICAL LLC | FLEX FOCUS 1202 ULTRASOUND | 1 | 400D74101A | MG SURG SPECIALISTS STE 410 | Unspecified | Non Life Support | IES | ASP_GE | 11 | 5 | 4 | 2024-02-05 | Canyons/Desert
11800-American Fork Hospital | 25501 | Radiation Center | 11800-American Fork Hospital | 25501-Radiation Center | 11800~000000005527 | 848671 | 4006590 | IHAFHBKMUS | 18-049 | Ultrasound Surgical Units | UltraSound | 3785 | BK MEDICAL LLC | FLEX FOCUS 400 | 1 | 118D25501A | AF RADIATION ONCOLOGY | Unspecified | Life Support / High Risk | IES | ASP_GE | 106 | 5 | 0 | 2016-03-11 | Canyons/Desert
12600-St George Regional Hospital | 25501 | Radiation Center | 12600-St George Regional Hospital | 21101-Radiology | 12600~000000019292 | 845672 | 5010624 | IHDXHBKMUS3 | 18-049 | Ultrasound Surgical Units | UltraSound | 3790 | BK MEDICAL LLC | FLEX FOCUS 400 | 1 | 126D21101A | SG RADIOLOGY | Unspecified | Life Support / High Risk | IES | ASP_GE | 71 | 5 | 0 | 2019-02-07 | Canyons/Desert
12800-LDS Hospital | 22451 | Endoscopy Lab | 13800-Primary Childrens Hospital | 22451-Endoscopy Lab | 12800~000000005076 | 435271 | 1904484 | IHLDHBKMUS | 18-049 | Ultrasound Surgical Units | UltraSound | 3792 | BK MEDICAL LLC | FLEX FOCUS 400 | 1 | 138D22451A | PC CPC ENDOSCOPY L1 | Unspecified | Life Support / High Risk | IES | ASP_GE | 170 | 5 | 0 | 2010-11-23 | Canyons/Desert
14300-Park City Hospital | 22104 | Operating Rooms | 14300-Park City Hospital | 22104-Operating Rooms | 14300~000000002523 | 743918 | 5003503 | IHPCHBKMUS1 | 18-049 | Ultrasound Surgical Units | UltraSound | 3796 | BK MEDICAL LLC | FLEX FOCUS 400 | 1 | 143D22104A | PK OPERATING ROOM | Common Area | Life Support / High Risk | IES | ASP_GE | 103 | 2.1667 | 0 | 2016-06-15 | Canyons/Desert
14300-Park City Hospital | 22104 | Operating Rooms | 14300-Park City Hospital | 22104-Operating Rooms | 14300~000000002640 | 817922 | 5009020 | IHPCHBKMUS2 | 18-049 | Ultrasound Surgical Units | UltraSound | 3797 | BK MEDICAL LLC | FLEX FOCUS 400 | 1 | 143D22104A | PK OPERATING ROOM | Common Area | Life Support / High Risk | IES | ASP_GE | 93 | 5 | 0 | 2017-04-25 | Canyons/Desert
15400-Intermountain Medical Center | 22702 | Liver Transplant | 15400-Intermountain Medical Center | 22702-Liver Transplant | 15400~000000030993 | 827376 | 5010741 | IHMCHBKMUS | 18-049 | Ultrasound Surgical Units | UltraSound | 3803 | BK MEDICAL LLC | FLEX FOCUS 400 | 1 | 154D22702A | IM TRANSPLANT SRVCS SOT 210 | Unspecified | Life Support / High Risk | IES | ASP_GE | 83 | 5 | 0 | 2018-02-15 | Canyons/Desert
40000-Intermountain Medical Group | 74011 | Budge Clinic Radiology | 40000-Intermountain Medical Group | 74011-Budge Clinic Radiology | 40000~000000021487 | 821355 | 5009887 | IHBUCBKMUS | 18-049 | Ultrasound Surgical Units | UltraSound | 3805 | BK MEDICAL LLC | FLEX FOCUS 400 | 1 | 400D74011A | MG BUDGE CL RADIOLOGY 1ST FLR | Unspecified | Life Support / High Risk | IES | ASP_GE | 88 | 5 | 0 | 2017-09-22 | Canyons/Desert
40000-Intermountain Medical Group | 74169 | Southridge Surgical Spec | 40000-Intermountain Medical Group | 74169-Southridge Surgical Spec | 40000~000000016211 | 731995 | 5005890 | IHSRCBKMUS | 18-049 | Ultrasound Surgical Units | UltraSound | 3807 | BK MEDICAL LLC | FLEX FOCUS 400 | 1 | 400D74169A | MG SOUTHRIDGE CLINIC SURG SPEC | Ste270 IM Common Area | Life Support / High Risk | IES | ASP_GE | 117 | 5 | 0 | 2015-04-14 | Canyons/Desert
40000-Intermountain Medical Group | 74238 | Alta View Urology | 40000-Intermountain Medical Group | 74238-Alta View Urology | 40000~000000017250 | 811759 | 5006636 | IHAVCBKMUS | 18-049 | Ultrasound Surgical Units | UltraSound | 3808 | BK MEDICAL LLC | FLEX FOCUS 400 | 1 | 400D74238A | MG AV UROLOGICAL ASSOC E230 | Unspecified | Life Support / High Risk | IES | ASP_GE | 113 | 5 | 0 | 2015-08-26 | Canyons/Desert
11600-Alta View Hospital | 20603 | Vascular Lab | 11600-Alta View Hospital | 20603-Vascular Lab | 11600~000000006956 |  |  |  | 24-227 | Plethysmographs, Lower/Upper L | Plethysmographs, Lower/Upper L | 630 | PARKS MEDICAL ELECTRONICS | FLO-LAB 2100-SX2 | 1 | 116D20603A | AV UT HEART VASCULAR MOB CL200 | Unspecified | Run to Fail |  |  | 68 | 5 | 0 | 2019-05-10 | Canyons/Desert
12000-Bear River Valley Hospital | 21101 | Radiology | 12000-Bear River Valley Hospital | 21101-Radiology | 12000~000000001634 | 889048 | 2100-000004434 |  | 24-227 | Plethysmographs, Lower/Upper L | Plethysmographs, Lower/Upper L | 631 | PARKS MEDICAL ELECTRONICS | FLO-LAB 2100-SX2 | 1 | 120D21101A | BR RADIOLOGY | Unspecified | Run to Fail | BRV_CE | BRVCREW2CE | 48 | 5 | 1 | 2021-01-15 | Canyons/Desert
12200-Cassia Regional Hospital | 21601 | Ultrasound | 12200-Cassia Regional Hospital | 21601-Ultrasound | 12200~000000003693 | 913815 | 2100-000005348 |  | 24-227 | Plethysmographs, Lower/Upper L | Plethysmographs, Lower/Upper L | 632 | PARKS MEDICAL ELECTRONICS | FLO-LAB 2100-SX2 | 1 | 122D21601A | CA ULTRASONOGRAPHY | Unspecified | Run to Fail | CRMC_CE | CASSIACREW | 17 | 5 | 4 | 2023-08-07 | Canyons/Desert
12600-St George Regional Hospital | 20603 | Vascular Lab | 12600-St George Regional Hospital | 20603-Vascular Lab | 12600~000000019565 | 848181 | 843539 |  | 24-227 | Plethysmographs, Lower/Upper L | Plethysmographs, Lower/Upper L | 633 | PARKS MEDICAL ELECTRONICS | FLO-LAB 2100-SX2 | 1 | 126D20603A | SG VASCULAR LAB RR 1ST FLOOR | Echocardiology | Run to Fail | SGRH_CE | SGRHCREW2 | 72 | 5 | 0 | 2019-01-17 | Canyons/Desert
12600-St George Regional Hospital | 20603 | Vascular Lab | 12600-St George Regional Hospital | 20603-Vascular Lab | 12600~000000027653 | 919930 | 850985 |  | 24-227 | Plethysmographs, Lower/Upper L | Plethysmographs, Lower/Upper L | 634 | PARKS MEDICAL ELECTRONICS | FLO-LAB 2100-SX2 | 1 | 126D20603A | SG VASCULAR LAB RR 1ST FLOOR | Echocardiology | Run to Fail | SGRH_CE | SGRHCREW2 | 10 | 5 | 4 | 2024-03-13 | Canyons/Desert
12800-LDS Hospital | 20602 | Electrocardiology - EKG | 12800-LDS Hospital | 20602-Electrocardiology - EKG | 12800~000000015777 | 892331 | 2100-000004806 |  | 24-227 | Plethysmographs, Lower/Upper L | Plethysmographs, Lower/Upper L | 635 | PARKS MEDICAL ELECTRONICS | FLO-LAB 2100-SX2 | 1 | 128D20602A | LD EKG L7 | Unspecified | Run to Fail | LDSH_CE | LDSCE4 | 34 | 5 | 2 | 2022-03-22 | Canyons/Desert
13200-McKay-Dee Hospital Center | 20603 | Vascular Lab | 13200-McKay-Dee Hospital Center | 20603-Vascular Lab | 13200~000000017834 | 814786 | 2100-000003023 |  | 24-227 | Plethysmographs, Lower/Upper L | Plethysmographs, Lower/Upper L | 636 | PARKS MEDICAL ELECTRONICS | FLO-LAB 2100-SX2 | 1 | 132D20603A | MK VASCULAR LAB 3RD FLR | Vascular 1 | Run to Fail | MKDHC_CE | MKDCREW1CE | 98 | 7 | 0 | 2016-11-30 | Canyons/Desert
13200-McKay-Dee Hospital Center | 20603 | Vascular Lab | 13200-McKay-Dee Hospital Center | 20603-Vascular Lab | 13200~000000020783 | 847033 | 2100-3326 |  | 24-227 | Plethysmographs, Lower/Upper L | Plethysmographs, Lower/Upper L | 637 | PARKS MEDICAL ELECTRONICS | FLO-LAB 2100-SX2 | 1 | 132D20603A | MK VASCULAR LAB 3RD FLR | Vascular 2 | Run to Fail | MKDHC_CE | MKDCREW1CE | 70 | 5 | 0 | 2019-03-19 | Canyons/Desert
14600-Cedar City Hospital | 21601 | Ultrasound | 14600-Cedar City Hospital | 21601-Ultrasound | 14600~000000003570 | 903111 | 857773 |  | 24-227 | Plethysmographs, Lower/Upper L | Plethysmographs, Lower/Upper L | 638 | PARKS MEDICAL ELECTRONICS | FLO-LAB 2100-SX2 | 1 | 146D21601A | CC ULTRASOUND | Unspecified | Run to Fail | IES | ASP_GE | 41 | 7 | 4 | 2021-08-28 | Canyons/Desert
15400-Intermountain Medical Center | 20603 | Vascular Lab | 15400-Intermountain Medical Center | 70540-Cardiac Care Clinic | 15400~000000036798 | 878788 | 854490 |  | 24-227 | Plethysmographs, Lower/Upper L | Plethysmographs, Lower/Upper L | 639 | PARKS MEDICAL ELECTRONICS | FLO-LAB 2100-SX2 | 1 | 154D70540A | IM CARDIAC CARE CLINIC SOT 500 | Unspecified | Run to Fail | IMC_CE | IMCCE8 | 46 | 5 | 1 | 2021-03-03 | Canyons/Desert
40000-Intermountain Medical Group | 74023 | Southwest Cardiology-St George | 40000-Intermountain Medical Group | 74023-Southwest Cardiology-St George | 40000~000000035183 | 929056 | 876840 |  | 24-227 | Plethysmographs, Lower/Upper L | Plethysmographs, Lower/Upper L | 640 | PARKS MEDICAL ELECTRONICS | FLO-LAB 2100-SX2 | 1 | 400D74023B | MESQUITE SPECIALTY CLINICS | Unspecified | Run to Fail | SGRH_CE | SGRHCREW5 | 1 | 5 | 5 | 2024-12-05 | Canyons/Desert
40000-Intermountain Medical Group | 74268 | Vascular and Vein - McKay-Dee | 40000-Intermountain Medical Group | 74268-Vascular and Vein - McKay-Dee | 40000~000000021720 | 821901 | 835244 |  | 24-227 | Plethysmographs, Lower/Upper L | Plethysmographs, Lower/Upper L | 641 | PARKS MEDICAL ELECTRONICS | FLO-LAB 2100-SX2 | 1 | 400D74268A | MG VASCULAR AND VEIN MCKAY DEE | Unspecified | Run to Fail | MKDHC_CE | MKDCREW4CE | 89 | 5 | 0 | 2017-08-31 | Canyons/Desert
40000-Intermountain Medical Group | 74268 | Vascular and Vein - McKay-Dee | 40000-Intermountain Medical Group | 74268-Vascular and Vein - McKay-Dee | 40000~000000032973 | 913668 | 871600 |  | 24-227 | Plethysmographs, Lower/Upper L | Plethysmographs, Lower/Upper L | 642 | PARKS MEDICAL ELECTRONICS | FLO-LAB 2100-SX2 | 1 | 400D74268A | MG VASCULAR AND VEIN MCKAY DEE | Unspecified | Run to Fail | MKDHC_CE | MKDCREW4CE | 16 | 5 | 4 | 2023-09-27 | Canyons/Desert
12800-LDS Hospital | 21101 | Radiology | 12800-LDS Hospital | 21101-Radiology | 12800~000000008250 | 131728 | 645409 | 801321LRM27 | 17-174 | Radiographic Systems, Film | XR / RF | 1114 | GENERAL ELECTRIC COMPANY | FSU | 1 | 128D21101A | LD RADIOLOGY L1 | Radiol L1 Rm 27 | Non Life Support |  |  | 421 | 5 | 0 | 1990-01-01 | Canyons/Desert
14300-Park City Hospital | 22104 | Operating Rooms | 14300-Park City Hospital | 22104-Operating Rooms | 14300~000000001257 | 414748 | 4501073234 | 4501073234 | 99-097 | Radiographic/Fluoroscopic Syst | XR / RF | 1366 | MEDTRONIC INCORPORATED | FUSION | 1 | 143D22104A | PK OPERATING ROOM | Common Area | Life Support / High Risk | IES | ASP_GE | 178 | 5 | 0 | 2010-03-23 | Canyons/Desert
11800-American Fork Hospital | 25501 | Radiation Center | 11800-American Fork Hospital | 21101-Radiology | 11800~000000005383 | 864973 | H640972 |  | 17-517 | Brachytherapy Systems, Remote |  | 5 | VARIAN MEDICAL SYSTEMS INCORPORATED | GAMMAMEDPLUS HDR | 1 | 118D21101A | AF RADIOLOGY | Common Areas | Non Life Support | IES | ASP_VARIAN | 106 | 7 | 0 | 2016-03-29 | Canyons/Desert
12600-St George Regional Hospital | 25501 | Radiation Center | 12600-St George Regional Hospital | 25501-Radiation Center | 12600~000000002635 | 330820 | 235 |  | 17-517 | Brachytherapy Systems, Remote |  | 6 | VARIAN MEDICAL SYSTEMS INCORPORATED | GAMMAMEDPLUS HDR | 1 | 126D25501A | SG RADIATION CENTER | Room 1 | Non Life Support | IES | ASP_VARIAN | 218 | 5 | 0 | 2006-12-01 | Canyons/Desert
12800-LDS Hospital | 25501 | Radiation Center | 12800-LDS Hospital | 25501-Radiation Center | 12800~000000002803 | 310827 | E-159 | GME159 | 17-517 | Brachytherapy Systems, Remote |  | 7 | VARIAN MEDICAL SYSTEMS INCORPORATED | GAMMAMEDPLUS HDR | 1 | 128D25501A | LD RADIATION CENTER L1 | Radiation | Non Life Support | IES | ASP_VARIAN | 241 | 5 | 0 | 2004-12-15 | Canyons/Desert
13200-McKay-Dee Hospital Center | 25501 | Radiation Center | 13200-McKay-Dee Hospital Center | 25501-Radiation Center | 13200~000000004560 | 278096 | 64F216 | GMF216 | 17-517 | Brachytherapy Systems, Remote |  | 8 | VARIAN MEDICAL SYSTEMS INCORPORATED | GAMMAMEDPLUS HDR | 1 | 132D25501A | MK RADIATION THERAPY 1ST FLR | Linacc Rm | Non Life Support | IES | ASP_VARIAN | 230 | 10 | 0 | 2005-12-01 | Canyons/Desert
14400-Utah Valley Hospital | 25501 | Radiation Center | 11300-Supply Chain Organization | 32213-Asset Recovery - SLC | 14400~000000008141 | 490108 | 640870 | H640870 | 17-517 | Brachytherapy Systems, Remote |  | 9 | VARIAN MEDICAL SYSTEMS INCORPORATED | GAMMAMEDPLUS HDR | 1 | 113D32213C | SC ASSET RECOVERY AIRPORT WHS | Received | Non Life Support | IES | ASP_VARIAN | 133 | 7 | 0 | 2013-12-27 | Canyons/Desert
12600-St George Regional Hospital | 25501 | Radiation Center | 12600-St George Regional Hospital | 25501-Radiation Center | 12600~000000009154 | 457359 | H500467 | S/N H500467 | 98-978 | Computers, Software | Computer | 87 | VARIAN MEDICAL SYSTEMS INCORPORATED | GATING | 1 | 126D25501A | SG RADIATION CENTER | Common Area | Run to Fail | IES | ASP_VARIAN | 164 | 5 | 0 | 2011-05-24 | Canyons/Desert
12600-St George Regional Hospital | 25501 | Radiation Center | 12600-St George Regional Hospital | 25501-Radiation Center | 12600~000000011457 | 457358 | H500465 | S/N H500465 | 98-978 | Computers, Software | Computer | 88 | VARIAN MEDICAL SYSTEMS INCORPORATED | GATING | 1 | 126D25501A | SG RADIATION CENTER | Common Area | Run to Fail | IES | ASP_VARIAN | 164 | 5 | 0 | 2011-05-24 | Canyons/Desert
11600-Alta View Hospital | 21201 | Magnetic Res Imaging - MRI | 11600-Alta View Hospital | 21201-Magnetic Res Imaging - MRI | 11600~000000002184 | 444235 | 36911 |  | 17-542 | Surface Coils, Magnetic Resona | Surface Coils, Magnetic Resona | 2992 | INVIVO RESEARCH INCORPORATED | GE EXCITE 1.5T 8CH HI-RES HEAD | 1 | 116D21201A | AV MRI | MRI Common Area | Run to Fail | AVH_CE | AVHCREW1CE | 187 | 5 | 0 | 2009-07-01 | Canyons/Desert
11600-Alta View Hospital | 21201 | Magnetic Res Imaging - MRI | 11600-Alta View Hospital | 21201-Magnetic Res Imaging - MRI | 11600~000000002185 | 444240 | 21506 |  | 17-542 | Surface Coils, Magnetic Resona | Surface Coils, Magnetic Resona | 2993 | INVIVO RESEARCH INCORPORATED | GE EXCITE 1.5T 8CH WRIST ARRAY | 1 | 116D21201A | AV MRI | MRI Common Area | Run to Fail | AVH_CE | AVHCREW1CE | 187 | 5 | 0 | 2009-07-01 | Canyons/Desert
11800-American Fork Hospital | 21201 | Magnetic Res Imaging - MRI | 11800-American Fork Hospital | 21201-Magnetic Res Imaging - MRI | 11800~000000003802 | 452156 | 021798 |  | 17-542 | Surface Coils, Magnetic Resona | Surface Coils, Magnetic Resona | 3007 | INVIVO RESEARCH INCORPORATED | GE EXCITE 1.5T 8CH WRIST ARRAY | 1 | 118D21201A | AF MRI | Common Area | Run to Fail | IES | ASP_GE | 165 | 5 | 0 | 2011-04-20 | Canyons/Desert
14400-Utah Valley Hospital | 21201 | Magnetic Res Imaging - MRI | 14800-Heber Valley Hospital | 20101-Emergency Department | 14400~000000003845 | 297587 | U21178 |  | 17-542 | Surface Coils, Magnetic Resona | Surface Coils, Magnetic Resona | 3091 | INVIVO RESEARCH INCORPORATED | GE EXCITE 1.5T 8CH WRIST ARRAY | 1 | 148D20101A | HV EMERGENCY ROOM | Room 1 | Run to Fail | IES | ASP_GE | 222 | 5 | 0 | 2006-07-13 | Canyons/Desert
14600-Cedar City Hospital | 21201 | Magnetic Res Imaging - MRI | 14600-Cedar City Hospital | 21201-Magnetic Res Imaging - MRI | 14600~000000002071 | 487673 | 021860 | E228993 | 17-542 | Surface Coils, Magnetic Resona | Surface Coils, Magnetic Resona | 3106 | INVIVO RESEARCH INCORPORATED | GE EXCITE 1.5T 8CH WRIST ARRAY | 1 | 146D21201A | CC MRI | Common Area | Run to Fail | IES | ASP_GE | 156 | 5 | 0 | 2012-01-10 | Canyons/Desert
11600-Alta View Hospital | 21201 | Magnetic Res Imaging - MRI | 11600-Alta View Hospital | 21201-Magnetic Res Imaging - MRI | 11600~000000002183 | 444233 | U24173 |  | 17-542 | Surface Coils, Magnetic Resona | Surface Coils, Magnetic Resona | 2991 | INVIVO RESEARCH INCORPORATED | GE EXCITE HDX 1.5T COIL | 1 | 116D21201A | AV MRI | MRI Common Area | Run to Fail | AVH_CE | AVHCREW1CE | 187 | 5 | 0 | 2009-07-01 | Canyons/Desert
12600-St George Regional Hospital | 21201 | Magnetic Res Imaging - MRI | 12600-St George Regional Hospital | 21101-Radiology | 12600~000000003555 | 470200 | P0100-3909-B776N | AM1252411 | 16-936 | Power Systems, Uninterruptible | UPS | 667 | GE HEALTHCARE | GEDE SIGNATURE 5000 | 1 | 126D21101D | SG RADIOLOGY HPC | Common Area | Non Life Support | IES | ASP_GE | 182 | 5 | 0 | 2009-12-01 | Canyons/Desert
14400-Utah Valley Hospital | 21201 | Magnetic Res Imaging - MRI | 14400-Utah Valley Hospital | 21201-Magnetic Res Imaging - MRI | 14400~000000021299 |  | IHUVHGEHMR2 |  | 16-936 | Power Systems, Uninterruptible | UPS | 722 | GE HEALTHCARE | GEDE SIGNATURE 5000 | 1 | 144D21201A | UV MRI | Unspecified | Non Life Support |  |  | 72 | 10 | 4 | 2019-01-27 | Canyons/Desert
18200-Garfield Memorial Hospital | 21101 | Radiology | 18200-Garfield Memorial Hospital | 21101-Radiology | 18200~000000000053 | 567301 | BH061FBB11 | IHGMHGEHUP1 | 16-936 | Power Systems, Uninterruptible | UPS | 759 | GE HEALTHCARE | GEDE SIGNATURE 5000 | 1 | 182D21101A | GF RADIOLOGY | Radiology | Non Life Support | IES | ASP_GE | 187 | 10 | 0 | 2009-06-30 | Canyons/Desert
14400-Utah Valley Hospital | 22104 | Operating Rooms | 14400-Utah Valley Hospital | 22104-Operating Rooms | 14400~000000020184 | 854103 | GEM-0169 | IHUVHDORXR1 | 16-758 | Lithotripters, Extracorporeal | Lithotripters, Extracorporeal | 595 | DORNIER MEDTECH INCORPORATED | Gemini | 1 | 144D22104A | UV OPERATING ROOM | Unspecified | Life Support / High Risk | IES | ASP_GE | 71 | 5 | 0 | 2019-02-17 | Canyons/Desert
12600-St George Regional Hospital | 21201 | Magnetic Res Imaging - MRI | 12600-St George Regional Hospital | 21201-Magnetic Res Imaging - MRI | 12600~000000011462 | 469728 | 1910135 |  | 17-542 | Surface Coils, Magnetic Resona | Surface Coils, Magnetic Resona | 3038 | GE HEALTHCARE | GORE CARDIO ARRAY M64CVA | 1 | 126D21201A | SG MRI | Mri | Run to Fail | IES | ASP_GE | 161 | 5 | 0 | 2011-08-25 | Canyons/Desert
12600-St George Regional Hospital | 22104 | Operating Rooms | 12600-St George Regional Hospital | 22104-Operating Rooms | 12600~000000005211 | 254669 | 2004-001 | IHDXHBKMUS1 | 15-976 | Scanning Systems, Ultrasonic, | UltraSound | 2032 | BK MEDICAL LLC | HAWK 2102 EXL | 1 | 126D22104A | SG OPERATING ROOMS RR | OR Common Area | Life Support / High Risk | IES | ASP_GE | 241 | 5 | 0 | 2004-12-15 | Canyons/Desert
40000-Intermountain Medical Group | 74226 | SL Clinic - ENT | 40000-Intermountain Medical Group | 74226-SL Clinic - ENT | 40000~000000014339 | 166919 | 1620506 |  | 15-976 | Scanning Systems, Ultrasonic, | UltraSound | 2766 | BK MEDICAL LLC | HAWK 2102 EXL | 1 | 400D74226A | MG SL CLINIC ENT | Unspecified | Life Support / High Risk | MG_SLV_CE | NORTH | 126 | 5 | 0 | 2014-07-18 | Canyons/Desert
14400-Utah Valley Hospital | 28838 | Physical Therapy Complex - OP | 14400-Utah Valley Hospital | 28838-Physical Therapy Complex - OP | 14400~000000005980 | 457957 | CL51100277 | IHUVHPHLUS10 | 17-422 | Scanning Systems, Ultrasonic, | UltraSound | 2398 | PHILIPS HEALTHCARE | HD7XE | 1 | 144D28838A | UV REHAB OP PHYSICAL THERAPY | Unspecified | Life Support / High Risk | IES | ASP_GE | 175 | 5 | 0 | 2010-06-10 | Canyons/Desert
15400-Intermountain Medical Center | 21101 | Radiology | 15400-Intermountain Medical Center | 21201-Magnetic Res Imaging - MRI | 15400~000000005914 | 349741 | 283142MR8 | 801IMCMR02 | 16-260 | Scanning Systems, Magnetic Res | MRI | 1762 | GE HEALTHCARE | HDX TWINSPEED 1.5T | 1 | 154D21201A | IM MRI IP TLL1 | Unspecified | Life Support / High Risk | IES | ASP_GE | 207 | 5 | 0 | 2007-11-01 | Canyons/Desert
12800-LDS Hospital | 25501 | Radiation Center | 12800-LDS Hospital | 25501-Radiation Center | 12800~000000009987 | 526280 | 9408-1047-CPX |  | 18-430 | Radiographic Systems, Digital | X-Ray Other | 902 | OLDELFT BENELUX | HF-150 | 1 | 128D25501A | LD RADIATION CENTER L1 | Radiation | Life Support / High Risk | LDSH_CE | LDSCE2 | 145 | 5 | 0 | 2012-12-26 | Canyons/Desert
11600-Alta View Hospital | 22104 | Operating Rooms | 11600-Alta View Hospital | 22104-Operating Rooms | 11600~000000006835 | 846192 | 04GQXZ |  | 14-121 | Transducers, Ultrasonic | Transducers | 3321 | SONOSITE INCORPORATED | HFL38X | 1 | 116D22104A | AV OPERATING ROOM | Unspecified | Run to Fail | CESS | CESS_CREW3 | 71 | 5 | 0 | 2019-02-08 | Canyons/Desert
12900-Layton Hospital | 21001 | Imaging Administration | 12900-Layton Hospital | 20101-Emergency Department | 12900~000000001222 | 834499 | 04GC33 |  | 14-121 | Transducers, Ultrasonic | Transducers | 3396 | SONOSITE INCORPORATED | HFL38X | 1 | 129D20101A | LA EMERGENCY ROOM | Unspecified | Run to Fail | CESS | CESS_CREW3 | 78 | 5 | 0 | 2018-08-01 | Canyons/Desert
12900-Layton Hospital | 21301 | Imaging Recovery | 12900-Layton Hospital | 21301-Imaging Recovery | 12900~000000001218 | 834496 | 04FMMC |  | 14-121 | Transducers, Ultrasonic | Transducers | 3405 | SONOSITE INCORPORATED | HFL38X | 1 | 129D21301A | LA IMAGING RECOVERY | Unspecified | Run to Fail | CESS | CESS_CREW3 | 78 | 5 | 0 | 2018-08-01 | Canyons/Desert
14000-Sanpete Valley Hospital | 21601 | Ultrasound | 14000-Sanpete Valley Hospital | 20101-Emergency Department | 14000~000000000695 | 840266 | 0422YJ |  | 14-121 | Transducers, Ultrasonic | Transducers | 3611 | SONOSITE INCORPORATED | HFL38X | 1 | 140D20101A | SP EMERGENCY ROOM | Common Areas | Run to Fail | CESS | CESS_CREW3 | 110 | 5 | 0 | 2015-12-01 | Canyons/Desert
15400-Intermountain Medical Center | 20101 | Emergency Department | 15400-Intermountain Medical Center | 20101-Emergency Department | 15400~000000030299 | 824041 | 03Y6K7 |  | 14-121 | Transducers, Ultrasonic | Transducers | 3663 | SONOSITE INCORPORATED | HFL38X | 1 | 154D20101A | IM EMERGENCY ROOM TLL1 | Unspecified | Run to Fail | CESS | CESS_CREW3 | 85 | 5 | 0 | 2017-12-15 | Canyons/Desert
15400-Intermountain Medical Center | 20101 | Emergency Department | 15400-Intermountain Medical Center | 20101-Emergency Department | 15400~000000032853 | 748775 | 04KB48 |  | 14-121 | Transducers, Ultrasonic | Transducers | 3668 | SONOSITE INCORPORATED | HFL38X | 1 | 154D20101A | IM EMERGENCY ROOM TLL1 | Unspecified | Run to Fail | CESS | CESS_CREW3 | 71 | 5 | 0 | 2019-02-15 | Canyons/Desert
37500-Primary Childrens - Riverton | 22104 | Operating Rooms | 37500-Primary Childrens - Riverton | 22104-Operating Rooms | 37500~000000000931 | 817685 | 03GRJY |  | 14-121 | Transducers, Ultrasonic | Transducers | 3715 | SONOSITE INCORPORATED | HFL38X | 1 | 375D22104A | PR OPERATING ROOM | Equipment Storage | Run to Fail | CESS | CESS_CREW3 | 93 | 5 | 0 | 2017-04-14 | Canyons/Desert
13400-Orem Community Hospital | 21201 | Magnetic Res Imaging - MRI | 13400-Orem Community Hospital | 21201-Magnetic Res Imaging - MRI | 13400~000000001863 | 819349 | 048Q91 |  | 14-121 | Transducers, Ultrasonic | Transducers | 3570 | SONOSITE INCORPORATED | HFL50X | 1 | 134D21201A | OR IMAGING CENTER OREM | Unspecified | Run to Fail | CESS | CESS_CREW3 | 91 | 5 | 0 | 2017-06-12 | Canyons/Desert
11600-Alta View Hospital | 21501 | Mammography | 11600-Alta View Hospital | 21501-Mammography | 11600~000000008883 | 833762 | 300812M | IHAVHHOLBD | 17-540 | Densitometers, Bone, X-Ray | XR / RF | 217 | HOLOGIC INCORPORATED | HORIZON DXA SYSTEM | 1 | 116D21501A | AV MAMMOGRAPHY 245 | Unspecified | Life Support / High Risk | IMGOPS | IMGOPS_01 | 85 | 5 | 0 | 2017-12-12 | Canyons/Desert
12800-LDS Hospital | 21501 | Mammography | 12800-LDS Hospital | 21501-Mammography | 12800~000000014360 | 845659 | 301696M | IHLDHHLGBD | 17-540 | Densitometers, Bone, X-Ray | XR / RF | 218 | HOLOGIC INCORPORATED | HORIZON DXA SYSTEM | 1 | 128D21501A | LD MAMMOGRAPHY L1 | Unspecified | Life Support / High Risk | IMGOPS | IMGOPS_01 | 75 | 5 | 0 | 2018-10-15 | Canyons/Desert
13900-Riverton Hospital | 21501 | Mammography | 13900-Riverton Hospital | 21501-Mammography | 13900~000000006595 | 853008 | 302565M | IHRVHHLGBD2 | 17-540 | Densitometers, Bone, X-Ray | XR / RF | 219 | HOLOGIC INCORPORATED | HORIZON DXA SYSTEM | 1 | 139D21501A | RV MAMMOGRAPHY | Unspecified | Life Support / High Risk | IMGOPS | IMGOPS_01 | 65 | 5 | 0 | 2019-08-19 | Canyons/Desert
14000-Sanpete Valley Hospital | 21101 | Radiology | 14000-Sanpete Valley Hospital | 21101-Radiology | 14000~000000000620 | 722063 | 2UA4042B5C | IHSPHHLGBD | 17-540 | Densitometers, Bone, X-Ray | XR / RF | 220 | HOLOGIC INCORPORATED | HORIZON DXA SYSTEM | 1 | 140D21101A | SP RADIOLOGY | Radiology | Life Support / High Risk | IMGOPS | IMGOPS_02 | 126 | 5 | 0 | 2014-07-22 | Canyons/Desert
14200-Sevier Valley Hospital | 21101 | Radiology | 14200-Sevier Valley Hospital | 21101-Radiology | 14200~000000001393 | 853003 | 301372M | IHSVHHLGBD | 17-540 | Densitometers, Bone, X-Ray | XR / RF | 221 | HOLOGIC INCORPORATED | HORIZON DXA SYSTEM | 1 | 142D21101A | SV RADIOLOGY | Mammo | Life Support / High Risk | IMGOPS | IMGOPS_02 | 79 | 5 | 0 | 2018-06-04 | Canyons/Desert
15400-Intermountain Medical Center | 21501 | Mammography | 15400-Intermountain Medical Center | 21501-Mammography | 15400~000000033960 | 853000 | MKL8301KRS | IHMCHHLGBD | 17-540 | Densitometers, Bone, X-Ray | XR / RF | 222 | HOLOGIC INCORPORATED | HORIZON DXA SYSTEM | 1 | 154D21501A | IM MAMMOGRAPHY GLL2 | Unspecified | Life Support / High Risk | IMGOPS | IMGOPS_01 | 66 | 5 | 0 | 2019-07-15 | Canyons/Desert
40000-Intermountain Medical Group | 73074 | Memorial Clinic Admin | 40000-Intermountain Medical Group | __NOT_APPLICABLE__-Unspecified | 40000~000000025078 | 856254 | 301708M | IHMMCHOLHZ | 17-540 | Densitometers, Bone, X-Ray | XR / RF | 223 | HOLOGIC INCORPORATED | HORIZON DXA SYSTEM | 1 | 400D72831A | MG MEMORIAL CLINIC RADIOLOGY | Unspecified | Life Support / High Risk | IMGOPS | IMGOPS_01 | 76 | 5 | 0 | 2018-09-27 | Canyons/Desert
40000-Intermountain Medical Group | 74011 | Budge Clinic Radiology | 40000-Intermountain Medical Group | 74011-Budge Clinic Radiology | 40000~000000025960 | 854943 | 302125M | IHBUCHLGBD | 17-540 | Densitometers, Bone, X-Ray | XR / RF | 224 | HOLOGIC INCORPORATED | HORIZON DXA SYSTEM | 1 | 400D74011A | MG BUDGE CL RADIOLOGY 1ST FLR | Unspecified | Life Support / High Risk | IMGOPS | IMGOPS_01 | 70 | 5 | 0 | 2019-03-19 | Canyons/Desert
12600-St George Regional Hospital | 21201 | Magnetic Res Imaging - MRI | 12600-St George Regional Hospital | 21101-Radiology | 12600~000000003013 | 397015 | ? | 435688MR3 | 16-260 | Scanning Systems, Magnetic Res | MRI | 1729 | GE HEALTHCARE | HORIZON HDXT 3T | 1 | 126D21101D | SG RADIOLOGY HPC | Common Area | Life Support / High Risk | IES | ASP_GE | 185 | 5 | 0 | 2009-09-01 | Canyons/Desert
14400-Utah Valley Hospital | 12501 | Pediatric Nursing Unit | 14400-Utah Valley Hospital | 12501-Pediatric Nursing Unit | 14400~000000017076 | 829654 | 047F6P |  | 14-121 | Transducers, Ultrasonic | Transducers | 3629 | FUJIFILM | HSL25XP | 1 | 144D12501A | UV PEDIATRICS | Unspecified | Run to Fail | CESS | CESS_CREW3 | 80 | 5 | 0 | 2018-05-08 | Canyons/Desert
13800-Primary Childrens Hospital | 22104 | Operating Rooms | 13800-Primary Childrens Hospital | 22104-Operating Rooms | 13800~000000009958 | 558975 | V400-10274 |  | 11-389 | Scanning Systems, Ultrasonic, | UltraSound | 2263 | INNOVATIVE IMAGING INC | I3 SYSTEM-ABD | 1 | 138D22104A | PC OR L2 | OR Equipment Store Room | Life Support / High Risk | PCH_CE | PCHCREW08 | 136 | 10 | 0 | 2013-09-04 | Canyons/Desert
13200-McKay-Dee Hospital Center | 21601 | Ultrasound | 13200-McKay-Dee Hospital Center | 21601-Ultrasound | 13200~000000023133 | 871723 | 758023WX6 |  | 14-121 | Transducers, Ultrasonic | Transducers | 3514 | GE HEALTHCARE | IC5-9-D | 1 | 132D21601A | MK ULTRASOUND 1ST FLR | Common Area | Run to Fail | MKDHC_CE | MKDCREW9CE | 50 | 5 | 1 | 2020-11-17 | Canyons/Desert
13200-McKay-Dee Hospital Center | 21601 | Ultrasound | 13200-McKay-Dee Hospital Center | 21601-Ultrasound | 13200~000000023134 | 871724 | 864569WX9 |  | 14-121 | Transducers, Ultrasonic | Transducers | 3515 | GE HEALTHCARE | IC5-9-D | 1 | 132D21601A | MK ULTRASOUND 1ST FLR | Common Area | Run to Fail | MKDHC_CE | MKDCREW9CE | 50 | 5 | 1 | 2020-11-17 | Canyons/Desert
13200-McKay-Dee Hospital Center | 21601 | Ultrasound | 13200-McKay-Dee Hospital Center | 21601-Ultrasound | 13200~000000023135 | 871725 | 895184WX0 |  | 14-121 | Transducers, Ultrasonic | Transducers | 3516 | GE HEALTHCARE | IC5-9-D | 1 | 132D21601A | MK ULTRASOUND 1ST FLR | Common Area | Run to Fail | MKDHC_CE | MKDCREW9CE | 50 | 5 | 1 | 2020-11-17 | Canyons/Desert
13200-McKay-Dee Hospital Center | 21601 | Ultrasound | 13200-McKay-Dee Hospital Center | 21601-Ultrasound | 13200~000000024270 | 761517 | 989659WX8 |  | 14-121 | Transducers, Ultrasonic | Transducers | 3537 | GE HEALTHCARE | IC5-9-D | 1 | 132D21601A | MK ULTRASOUND 1ST FLR | Common Area | Run to Fail | MKDHC_CE | MKDCREW9CE | 39 | 5 | 2 | 2021-10-11 | Canyons/Desert
12200-Cassia Regional Hospital | 70001 | Spring Creek Womens Health | 12200-Cassia Regional Hospital | 70001-Spring Creek Womens Health | 12200~000000003334 | 887372 | 1012792WX6 |  | 14-121 | Transducers, Ultrasonic | Transducers | 3340 | GE HEALTHCARE | IC9-RS TRANSDUCER | 1 | 122D70001A | CA SPRING CREEK WOMENS CNTR | Unspecified | Run to Fail | IES | ASP_GE | 38 | 0 | 0 | 2021-11-04 | Canyons/Desert
40000-Intermountain Medical Group | 74272 | Layton Parkway Womens Health | 40000-Intermountain Medical Group | 74272-Layton Parkway Womens Health | 40000~000000032124 | 905980 | 1194027WX7 |  | 14-121 | Transducers, Ultrasonic | Transducers | 3743 | GE HEALTHCARE | IC9-RS TRANSDUCER | 1 | 400D74272A | MG LA PW WOMENS HEALTH STE 2B | Unspecified | Run to Fail | IES | ASP_GE | 23 | 5 | 3 | 2023-03-01 | Canyons/Desert
40000-Intermountain Medical Group | 74272 | Layton Parkway Womens Health | 40000-Intermountain Medical Group | 74272-Layton Parkway Womens Health | 40000~000000032962 | 913491 | 1278428WX6 |  | 14-121 | Transducers, Ultrasonic | Transducers | 3744 | GE HEALTHCARE | IC9-RS TRANSDUCER | 1 | 400D74272A | MG LA PW WOMENS HEALTH STE 2B | Unspecified | Run to Fail | IES | IESCREWSC | 15 | 5 | 4 | 2023-10-20 | Canyons/Desert
40000-Intermountain Medical Group | 74272 | Layton Parkway Womens Health | 40000-Intermountain Medical Group | 74272-Layton Parkway Womens Health | 40000~000000032963 | 913492 | 1278418WX7 |  | 14-121 | Transducers, Ultrasonic | Transducers | 3745 | GE HEALTHCARE | IC9-RS TRANSDUCER | 1 | 400D74272A | MG LA PW WOMENS HEALTH STE 2B | Unspecified | Run to Fail | IES | IESCREWSC | 15 | 5 | 4 | 2023-10-20 | Canyons/Desert
11600-Alta View Hospital | 20101 | Emergency Department | 11600-Alta View Hospital | 20101-Emergency Department | 11600~000000005716 | 819975 | 03WKZJ |  | 14-121 | Transducers, Ultrasonic | Transducers | 3314 | FUJIFILM | ICT | 1 | 116D20101A | AV EMERGENCY ROOM | Emergency | Run to Fail | CESS | CESS_CREW3 | 126 | 5 | 0 | 2014-08-01 | Canyons/Desert
11600-Alta View Hospital | 22104 | Operating Rooms | 11600-Alta View Hospital | 22104-Operating Rooms | 11600~000000006837 |  | 04GYDK |  | 14-121 | Transducers, Ultrasonic | Transducers | 3323 | SONOSITE INCORPORATED | ICT | 1 | 116D22104A | AV OPERATING ROOM | Unspecified | Run to Fail |  |  | 71 | 5 | 0 | 2019-02-08 | Canyons/Desert
12900-Layton Hospital | 21001 | Imaging Administration | 12900-Layton Hospital | 20101-Emergency Department | 12900~000000001221 | 834542 | 04DW8Q |  | 14-121 | Transducers, Ultrasonic | Transducers | 3395 | SONOSITE INCORPORATED | ICT | 1 | 129D20101A | LA EMERGENCY ROOM | Unspecified | Run to Fail | CESS | CESS_CREW3 | 78 | 5 | 0 | 2018-08-01 | Canyons/Desert
13200-McKay-Dee Hospital Center | 20101 | Emergency Department | 13200-McKay-Dee Hospital Center | 20101-Emergency Department | 13200~000000014919 | 587416 | 03Y5XP |  | 14-121 | Transducers, Ultrasonic | Transducers | 3429 | FUJIFILM | ICT | 1 | 132D20101A | MK ER 1ST FLR | Common Area | Run to Fail | CESS | CESS_CREW3 | 127 | 5 | 0 | 2014-06-03 | Canyons/Desert
12800-LDS Hospital | 21101 | Radiology | 12800-LDS Hospital | 21101-Radiology | 12800~000000008273 | 241638 | F53L801 | 10161634 | 17-904 | Digital Imaging Systems, Compu | XR / RF | 267 | AGFA CORPORATION | ID TABLET | 1 | 128D21101A | LD RADIOLOGY L1 | Radiol L1 Common Area | Non Life Support | IES | ASP_GE | 250 | 5 | 0 | 2004-03-22 | Canyons/Desert
12800-LDS Hospital | 21101 | Radiology | 12800-LDS Hospital | 21101-Radiology | 12800~000000008275 | 241640 | DRVC5001 | 10162324 | 17-904 | Digital Imaging Systems, Compu | XR / RF | 268 | AGFA CORPORATION | ID TABLET | 1 | 128D21101A | LD RADIOLOGY L1 | Radiol L1 Common Area | Non Life Support | IES | ASP_GE | 250 | 5 | 0 | 2004-03-22 | Canyons/Desert
11600-Alta View Hospital | 20603 | Vascular Lab | 11600-Alta View Hospital | 11503-Medical and Surgical Nursing | 11600~000000008106 | 326238 | 02RF3P | IHMCHPHLUS11 | 17-422 | Scanning Systems, Ultrasonic, | UltraSound | 1900 | PHILIPS HEALTHCARE | IE33 | 1 | 116D11503A | AV ACUTE CARE | Room 432 | Life Support / High Risk | IES | ASP_GE | 207 | 5 | 0 | 2007-11-01 | Canyons/Desert
11600-Alta View Hospital | 20603 | Vascular Lab | 40000-Intermountain Medical Group | 74112-Int Heart Institute-Cardiology | 11600~000000009355 | 520073 | B0G4YN | IHSCCPHLUS3 | 17-422 | Scanning Systems, Ultrasonic, | UltraSound | 1902 | PHILIPS HEALTHCARE | IE33 | 1 | 400D74112A | MG IM HEART INST CARDIO STE520 | Unspecified | Life Support / High Risk | IES | ASP_GE | 145 | 5 | 0 | 2012-12-31 | Canyons/Desert
12500-Delta Community Hospital | 21101 | Radiology | 11300-Supply Chain Organization | 32213-Asset Recovery - SLC | 12500~000000000965 | 514084 | B05NQZ | IHMCHPHLUS30 | 17-422 | Scanning Systems, Ultrasonic, | UltraSound | 1962 | PHILIPS HEALTHCARE | IE33 | 1 | 113D32213C | SC ASSET RECOVERY AIRPORT WHS | Received | Life Support / High Risk | IES | ASP_GE | 154 | 5 | 0 | 2012-03-23 | Canyons/Desert
12600-St George Regional Hospital | 20603 | Vascular Lab | 12600-St George Regional Hospital | 20603-Vascular Lab | 12600~000000026814 | 398561 | 039WKZ | IHRVHPHLUS4 | 17-422 | Scanning Systems, Ultrasonic, | UltraSound | 2016 | PHILIPS HEALTHCARE | IE33 | 1 | 126D20603A | SG VASCULAR LAB RR 1ST FLOOR | Unspecified | Life Support / High Risk | IES | ASP_GE | 183 | 7 | 0 | 2009-11-01 | Canyons/Desert
13400-Orem Community Hospital | 27202 | Respiratory Therapy | 11300-Supply Chain Organization | 32213-Asset Recovery - SLC | 13400~000000002212 | 343743 | 02R7P1 | IHOCHPHLUS12 | 17-422 | Scanning Systems, Ultrasonic, | UltraSound | 2224 | PHILIPS HEALTHCARE | IE33 | 1 | 113D32213C | SC ASSET RECOVERY AIRPORT WHS | Received | Life Support / High Risk | IES | ASP_GE | 207 | 5 | 0 | 2007-11-01 | Canyons/Desert
13800-Primary Childrens Hospital | 20604 | Echo Cardiology | 13800-Primary Childrens Hospital | 20604-Echo Cardiology | 13800~000000006354 | 382473 | 034L0J | IHPCHPHLUS3 | 17-422 | Scanning Systems, Ultrasonic, | UltraSound | 2236 | PHILIPS HEALTHCARE | IE33 | 1 | 138D20604A | PC CPC ECHO | Echocardiology | Life Support / High Risk | IES | ASP_GE | 190 | 5 | 0 | 2009-04-01 | Canyons/Desert
13800-Primary Childrens Hospital | 20604 | Echo Cardiology | 13800-Primary Childrens Hospital | 20604-Echo Cardiology | 13800~000000007322 | 423778 | 03B8XP | IHPCHPHLUS7 | 17-422 | Scanning Systems, Ultrasonic, | UltraSound | 2237 | PHILIPS HEALTHCARE | IE33 | 1 | 138D20604A | PC CPC ECHO | Echocardiology | Life Support / High Risk | IES | ASP_GE | 175 | 5 | 0 | 2010-07-01 | Canyons/Desert
13800-Primary Childrens Hospital | 20604 | Echo Cardiology | 13800-Primary Childrens Hospital | 20604-Echo Cardiology | 13800~000000007324 | 423776 | 03B8XQ | IHPCHPHLUS5 | 17-422 | Scanning Systems, Ultrasonic, | UltraSound | 2238 | PHILIPS HEALTHCARE | IE33 | 1 | 138D20604A | PC CPC ECHO | Echocardiology | Life Support / High Risk | IES | ASP_GE | 175 | 5 | 0 | 2010-07-01 | Canyons/Desert
13800-Primary Childrens Hospital | 20604 | Echo Cardiology | 13800-Primary Childrens Hospital | 20604-Echo Cardiology | 13800~000000008964 | 496812 | B05NRH | IHPCHPHLUS10 | 17-422 | Scanning Systems, Ultrasonic, | UltraSound | 2239 | PHILIPS HEALTHCARE | IE33 | 1 | 138D20604A | PC CPC ECHO | Echocardiology | Life Support / High Risk | IES | ASP_GE | 152 | 5 | 0 | 2012-05-31 | Canyons/Desert
13800-Primary Childrens Hospital | 20604 | Echo Cardiology | 13800-Primary Childrens Hospital | 20604-Echo Cardiology | 13800~000000008965 | 496811 | B05NQT | IHPCHPHLUS9 | 17-422 | Scanning Systems, Ultrasonic, | UltraSound | 2240 | PHILIPS HEALTHCARE | IE33 | 1 | 138D20604A | PC CPC ECHO | Echocardiology | Life Support / High Risk | IES | ASP_GE | 152 | 5 | 0 | 2012-05-31 | Canyons/Desert
14300-Park City Hospital | 21601 | Ultrasound | 14300-Park City Hospital | 21601-Ultrasound | 14300~000000003426 | 497132 | B05NRZ | IHMKHPHLUS8 | 17-422 | Scanning Systems, Ultrasonic, | UltraSound | 2324 | PHILIPS HEALTHCARE | IE33 | 1 | 143D21601A | PK ULTRASOUND | Unspecified | Life Support / High Risk | IES | ASP_GE | 155 | 5 | 0 | 2012-03-01 | Canyons/Desert
14400-Utah Valley Hospital | 20602 | Electrocardiology - EKG | 11300-Supply Chain Organization | 32213-Asset Recovery - SLC | 14400~000000014209 | 343255 | 02R7VN | IHMCHPHLUS59 | 17-422 | Scanning Systems, Ultrasonic, | UltraSound | 2356 | PHILIPS HEALTHCARE | IE33 | 1 | 113D32213C | SC ASSET RECOVERY AIRPORT WHS | Received | Life Support / High Risk | IES | ASP_GE | 207 | 5 | 0 | 2007-11-01 | Canyons/Desert
14400-Utah Valley Hospital | 20602 | Electrocardiology - EKG | 14400-Utah Valley Hospital | 20602-Electrocardiology - EKG | 14400~000000016820 | 465172 | B043C2 | IHAFHPHLUS11 | 17-422 | Scanning Systems, Ultrasonic, | UltraSound | 2361 | PHILIPS HEALTHCARE | IE33 | 1 | 144D20602A | UV ELECTRO EKG | Unspecified | Life Support / High Risk | IES | ASP_GE | 161 | 5 | 0 | 2011-09-01 | Canyons/Desert
14400-Utah Valley Hospital | 20602 | Electrocardiology - EKG | 40000-Intermountain Medical Group | 74152-Utah Valley Rock Canyon Peds | 14400~000000005864 | 433951 | 03B54F | IHUVCPHLUS1 | 17-422 | Scanning Systems, Ultrasonic, | UltraSound | 2366 | PHILIPS HEALTHCARE | IE33 | 1 | 400D74152A | MG UTAH VALLEY ROCKCANYON PEDS | Unspecified | Life Support / High Risk | IES | ASP_GE | 175 | 7 | 0 | 2010-06-27 | Canyons/Desert
14600-Cedar City Hospital | 14001 | Labor and Delivery Rooms | 43100-Intermountain MS NV LLC | 79408-CAR Sunset | 14600~000000001014 | 490652 | B0G24D | IHCCHPHLUS4 | 17-422 | Scanning Systems, Ultrasonic, | UltraSound | 2417 | PHILIPS HEALTHCARE | IE33 | 1 | 431P79408B | NV SOUTHERN HILLS CARDIOLOGY | Unspecified | Life Support / High Risk | IES | ASP_GE | 145 | 5 | 0 | 2012-12-31 | Canyons/Desert
14800-Heber Valley Hospital | 21601 | Ultrasound | 11300-Supply Chain Organization | 32213-Asset Recovery - SLC | 14800~000000001797 | 326239 | 02RP1B | IHHVHPHLUS | 17-422 | Scanning Systems, Ultrasonic, | UltraSound | 2435 | PHILIPS HEALTHCARE | IE33 | 1 | 113D32213C | SC ASSET RECOVERY AIRPORT WHS | Received | Life Support / High Risk | IES | ASP_GE | 207 | 5 | 0 | 2007-11-01 | Canyons/Desert
40000-Intermountain Medical Group | 74023 | Southwest Cardiology-St George | 40000-Intermountain Medical Group | 74023-Southwest Cardiology-St George | 40000~000000028147 | 535145 | B0G2K2 | IHMCHPHLUS31 | 17-422 | Scanning Systems, Ultrasonic, | UltraSound | 2655 | PHILIPS HEALTHCARE | IE33 | 1 | 400D74023A | MG SW CARDIO ST GEORGE | Unspecified | Life Support / High Risk | IES | ASP_GE | 142 | 5 | 0 | 2013-03-17 | Canyons/Desert
40000-Intermountain Medical Group | 74023 | Southwest Cardiology-St George | 40000-Intermountain Medical Group | 74023-Southwest Cardiology-St George | 40000~000000028239 | 331499 | 02RP7R | IHDXHPHLUS4 | 17-422 | Scanning Systems, Ultrasonic, | UltraSound | 2656 | PHILIPS HEALTHCARE | IE33 | 1 | 400D74023A | MG SW CARDIO ST GEORGE | Southwest Cardiology | Life Support / High Risk | IES | ASP_GE | 208 | 5 | 0 | 2007-09-17 | Canyons/Desert
40000-Intermountain Medical Group | 74268 | Vascular and Vein - McKay-Dee | 40000-Intermountain Medical Group | 74268-Vascular and Vein - McKay-Dee | 40000~000000021719 | 821712 | B05NRZ |  | 17-422 | Scanning Systems, Ultrasonic, | UltraSound | 2780 | PHILIPS HEALTHCARE | IE33 | 1 | 400D74268A | MG VASCULAR AND VEIN MCKAY DEE | Unspecified | Life Support / High Risk | IES | ASP_GE | 88 | 5 | 0 | 2017-09-30 | Canyons/Desert
40000-Intermountain Medical Group | 74308 | Vascular and Vein - St. George | 40000-Intermountain Medical Group | 74308-Vascular and Vein - St. George | 40000~000000025708 | 372604 | 02X420 | IHCTCPHLUS2 | 17-422 | Scanning Systems, Ultrasonic, | UltraSound | 2795 | PHILIPS HEALTHCARE | IE33 | 1 | 400D74308A | MG VASCULAR AND VEIN ST GEO | Unspecified | Life Support / High Risk | IES | ASP_GE | 193 | 5 | 0 | 2008-12-04 | Canyons/Desert
15400-Intermountain Medical Center | 20501 | Cardiovascular Lab | 15400-Intermountain Medical Center | 20501-Cardiovascular Lab | 15400~000000016825 | 540607 | 14167946 |  | 17-746 | Scanning Systems, Ultrasonic, | UltraSound | 2477 | ST JUDE MEDICAL INCORPORATED | ILUMIEN | 1 | 154D20501A | IM CARDIO CATH LAB SL1 | Common Area | Life Support / High Risk | IMC_CE | IMCCE4B | 142 | 5 | 0 | 2013-03-15 | Canyons/Desert
12800-LDS Hospital | 25501 | Radiation Center | 12800-LDS Hospital | 25501-Radiation Center | 12800~000000014525 | 849909 | 2UA351089M | IHLDHKONCR6 | 17-904 | Digital Imaging Systems, Compu | XR / RF | 269 | KONICA MINOLTA MEDICAL IMAGING USA INC | IMAGEPILOT SIGMA 25 | 1 | 128D25501A | LD RADIATION CENTER L1 | Unspecified | Non Life Support | IES | ASP_GE | 67 | 5 | 0 | 2019-06-13 | Canyons/Desert
40000-Intermountain Medical Group | 77003 | St George Workmed | 40000-Intermountain Medical Group | 77003-St George Workmed | 40000~000000011737 | 490649 | 2UA3050MLZ |  | 17-904 | Digital Imaging Systems, Compu | XR / RF | 287 | KONICA MINOLTA MEDICAL IMAGING USA INC | IMAGEPILOT SIGMA 25 | 1 | 400D77003A | MG WORKMED ST GEORGE | WorkMed Common Area | Non Life Support | IES | ASP_GE | 141 | 5 | 0 | 2013-04-15 | Canyons/Desert
11800-American Fork Hospital | 21101 | Radiology | 11800-American Fork Hospital | 21101-Radiology | 11800~000000003388 | 238494 | 40H4D11 | 10185230 | 16-247 | Picture Archiving And Communic | Picture Archiving And Communic | 622 | AGFA CORPORATION | IMPAX | 1 | 118D21101A | AF RADIOLOGY | X-Ray | Non Life Support | IES | ASP_GE | 252 | 5 | 0 | 2004-01-28 | Canyons/Desert
12600-St George Regional Hospital | 21801 | Nuclear Medicine | 12600-St George Regional Hospital | 21801-Nuclear Medicine | 12600~000000004265 | 490632 | 18469 | 435251INF2 | 23-964 | Scanning Systems, Computed Tom | CT | 1633 | GE HEALTHCARE | INFINIA | 1 | 126D21801B | SG NUCLEAR MEDICINE RR | Nuclear Medicine 3 | Life Support / High Risk | IES | ASP_GE | 144 | 5 | 0 | 2013-02-01 | Canyons/Desert
14200-Sevier Valley Hospital | 21101 | Radiology | 14200-Sevier Valley Hospital | 21101-Radiology | 14200~000000000393 | 460040 | 18058 | 435893INF | 23-964 | Scanning Systems, Computed Tom | CT | 1671 | GE HEALTHCARE | INFINIA | 1 | 142D21101A | SV RADIOLOGY | 1 | Life Support / High Risk | IES | ASP_GE | 164 | 10 | 0 | 2011-06-01 | Canyons/Desert
14300-Park City Hospital | 21801 | Nuclear Medicine | 14300-Park City Hospital | 21101-Radiology | 14300~000000000280 | 390907 | 17667 | 435658INF | 23-964 | Scanning Systems, Computed Tom | CT | 1674 | GE HEALTHCARE | INFINIA | 1 | 143D21101A | PK XRAY RADIOLOGY | Radiol Common Area | Life Support / High Risk | IES | ASP_GE | 184 | 5 | 0 | 2009-09-30 | Canyons/Desert
15400-Intermountain Medical Center | 21801 | Nuclear Medicine | 15400-Intermountain Medical Center | 21101-Radiology | 15400~000000009207 | 349032 | 17103 | 801IMCINF | 23-964 | Scanning Systems, Computed Tom | CT | 1694 | GE HEALTHCARE | INFINIA | 1 | 154D21101A | IM RADIOLOGY ADMI OFFICE TLL1 | BldgB L2 OutptRadCommon Area | Life Support / High Risk | IES | ASP_GE | 207 | 5 | 0 | 2007-11-01 | Canyons/Desert
11800-American Fork Hospital | 21801 | Nuclear Medicine | 11800-American Fork Hospital | 21801-Nuclear Medicine | 11800~000000006369 | 364336 | 17178 | 801IMCCARD | 23-964 | Scanning Systems, Computed Tom | CT | 1621 | GE HEALTHCARE | INFINIA HAWKEYE | 1 | 118D21801A | AF NUCLEAR MEDICINE | Nuc Med Control | Life Support / High Risk | IES | ASP_GE | 207 | 5 | 0 | 2007-11-01 | Canyons/Desert
13000-Logan Regional Hospital | 21801 | Nuclear Medicine | 13000-Logan Regional Hospital | 21801-Nuclear Medicine | 13000~000000001460 | 306873 | 16931 | 435750INF2 | 23-964 | Scanning Systems, Computed Tom | CT | 1646 | GE HEALTHCARE | INFINIA HAWKEYE | 1 | 130D21801A | LO NUCLEAR MED | Alloc To Nuclear Med | Life Support / High Risk | IES | ASP_GE | 217 | 5 | 0 | 2006-12-05 | Canyons/Desert
14400-Utah Valley Hospital | 21801 | Nuclear Medicine | 14400-Utah Valley Hospital | 21801-Nuclear Medicine | 14400~000000005987 | 424947 | 17954 | 801357INF2 | 23-964 | Scanning Systems, Computed Tom | CT | 1682 | GE HEALTHCARE | INFINIA HAWKEYE | 1 | 144D21801A | UV NUCLEAR MEDICINE | Room 12 | Life Support / High Risk | IES | ASP_GE | 174 | 5 | 0 | 2010-07-13 | Canyons/Desert
14600-Cedar City Hospital | 21801 | Nuclear Medicine | 14600-Cedar City Hospital | 21801-Nuclear Medicine | 14600~000000000601 | 371285 | 17574 | VVMCINF1 | 23-964 | Scanning Systems, Computed Tom | CT | 1686 | GE HEALTHCARE | INFINIA HAWKEYE | 1 | 146D21801A | CC NUCLEAR MEDICINE | Nuclear Medicine | Life Support / High Risk | IES | ASP_GE | 193 | 5 | 0 | 2009-01-01 | Canyons/Desert
15400-Intermountain Medical Center | 21801 | Nuclear Medicine | 15400-Intermountain Medical Center | 21101-Radiology | 15400~000000009210 | 352158 | 71320 | 801IMCINF1 | 23-964 | Scanning Systems, Computed Tom | CT | 1695 | GE HEALTHCARE | INFINIA HAWKEYE | 1 | 154D21101A | IM RADIOLOGY ADMI OFFICE TLL1 | Bldg C LL1 Radiol Common Area | Life Support / High Risk | IES | ASP_GE | 207 | 5 | 0 | 2007-11-01 | Canyons/Desert
15400-Intermountain Medical Center | 21801 | Nuclear Medicine | 15400-Intermountain Medical Center | 21802-Cardiac Molecular Imaging | 15400~000000005047 | 288568 | 16424 | 801314INF1 | 23-964 | Scanning Systems, Computed Tom | CT | 1698 | GE HEALTHCARE | INFINIA HAWKEYE | 1 | 154D21802A | IM CARDIAC MOLECULAR IMAG SLL1 | BldgC Nuclear Cardiology LL1 | Life Support / High Risk | IES | ASP_GE | 224 | 5 | 0 | 2006-06-01 | Canyons/Desert
40000-Intermountain Medical Group | 74135 | Salt Lake Clinic - Radiology | 40000-Intermountain Medical Group | 74135-Salt Lake Clinic - Radiology | 40000~000000004238 | 356085 | 17260 | 801SLCINF | 23-964 | Scanning Systems, Computed Tom | CT | 1714 | GE HEALTHCARE | INFINIA HAWKEYE | 1 | 400D74135A | MG SL CLINIC RADIOLOGY 1ST FLR | Nuclear Medicine | Life Support / High Risk | IES | ASP_GE | 206 | 10 | 0 | 2007-11-30 | Canyons/Desert
11800-American Fork Hospital | 21801 | Nuclear Medicine | 11800-American Fork Hospital | 21801-Nuclear Medicine | 11800~000000005117 | 464539 | 18170 | 801ALTAINF2 | 24-013 | Scanning Systems, Computed Tom | CT | 1620 | GE HEALTHCARE | INFINIA HAWKEYE 4 | 1 | 118D21801A | AF NUCLEAR MEDICINE | Unspecified | Life Support / High Risk | IES | ASP_GE | 162 | 5 | 0 | 2011-07-19 | Canyons/Desert
12800-LDS Hospital | 21801 | Nuclear Medicine | 12800-LDS Hospital | 21801-Nuclear Medicine | 12800~000000004812 | 469660 | 18169 | 801408INF2 | 24-013 | Scanning Systems, Computed Tom | CT | 1638 | GE HEALTHCARE | INFINIA HAWKEYE 4 | 1 | 128D21801A | LD NUCLEAR MEDICINE L7 | Common Areas | Life Support / High Risk | IES | ASP_GE | 161 | 5 | 0 | 2011-08-24 | Canyons/Desert
13200-McKay-Dee Hospital Center | 21801 | Nuclear Medicine | 13200-McKay-Dee Hospital Center | 21801-Nuclear Medicine | 13200~000000007720 | 475630 | 18208 | 801387INF1 | 24-013 | Scanning Systems, Computed Tom | CT | 1656 | GE HEALTHCARE | INFINIA HAWKEYE 4 | 1 | 132D21801A | MK NUCLEAR MED 3RD FLR | Gamma 4 | Life Support / High Risk | IES | ASP_GE | 160 | 20 | 7 | 2011-10-01 | Canyons/Desert
13900-Riverton Hospital | 21801 | Nuclear Medicine | 13900-Riverton Hospital | 21801-Nuclear Medicine | 13900~000000000843 | 404428 | 17707 | 801RHINF | 24-013 | Scanning Systems, Computed Tom | CT | 1668 | GE HEALTHCARE | INFINIA HAWKEYE 4 | 1 | 139D21801A | RV NUCLEAR MEDICINE | L1 Common Area | Life Support / High Risk | IES | ASP_GE | 182 | 5 | 0 | 2009-11-10 | Canyons/Desert
12800-LDS Hospital | 24012 | Laboratory General | 12800-LDS Hospital | 24012-Laboratory General | 12800~000000007918 | 48761 | USGB507648 |  | 15-956 | Scanning Systems, Computed Tom | CT | 1640 | PHILIPS HEALTHCARE | INKJET PRINTER | 1 | 128D24012A | LD LAB GENERAL BSMT | PathologyBsmt Common Area | Not Tracked |  |  | 421 | 5 | 0 | 1990-01-01 | Canyons/Desert
14000-Sanpete Valley Hospital | 21101 | Radiology | 14000-Sanpete Valley Hospital | 21101-Radiology | 14000~000000000687 | 806115 | 20-0515-08 | IHSPHHLGCA | 11-758 | Radiographic/Fluoroscopic Unit | C-Arms | 1517 | HOLOGIC INCORPORATED | INSIGHT | 1 | 140D21101A | SP RADIOLOGY | Unspecified | Life Support / High Risk | IES | ASP_GE | 115 | 7 | 0 | 2015-06-17 | Canyons/Desert
15400-Intermountain Medical Center | 22203 | Surgical Center | 15400-Intermountain Medical Center | 22203-Surgical Center | 15400~000000013100 | 345208 | 09-1007-28 | IHMCHHLGCA4 | 11-758 | Radiographic/Fluoroscopic Unit | C-Arms | 1568 | HOLOGIC INCORPORATED | INSIGHT | 1 | 154D22203A | IM SURG CENTER E1 | Common Area | Life Support / High Risk | IES | ASP_GE | 207 | 5 | 0 | 2007-11-01 | Canyons/Desert
15400-Intermountain Medical Center | 22203 | Surgical Center | 15400-Intermountain Medical Center | 22203-Surgical Center | 15400~000000013102 | 341179 | 09-1007-15 | IHMCHHLGCA2 | 11-758 | Radiographic/Fluoroscopic Unit | C-Arms | 1569 | HOLOGIC INCORPORATED | INSIGHT | 1 | 154D22203A | IM SURG CENTER E1 | Common Area | Life Support / High Risk | IES | ASP_GE | 207 | 5 | 0 | 2007-11-01 | Canyons/Desert
36300-Avenues Surgical Center | 22203 | Surgical Center | 36300-Avenues Surgical Center | 22203-Surgical Center | 36300~000000000472 | 803568 | 20-0915-23 | IHASHHLGCA2 | 11-758 | Radiographic/Fluoroscopic Unit | C-Arms | 1572 | HOLOGIC INCORPORATED | INSIGHT | 1 | 363D22203A | AS ASC SURGICAL CTR AVENUES L1 | Common Area | Life Support / High Risk | IES | ASP_GE | 3 | 5 | 5 | 2024-11-01 | Canyons/Desert
11600-Alta View Hospital | 22203 | Surgical Center | 11600-Alta View Hospital | 22203-Surgical Center | 11600~000000002467 | 423156 | 09-0410-29 | IHAVHHLGCA1 | 18-435 | Radiographic/Fluoroscopic Unit | C-Arms | 1436 | HOLOGIC INCORPORATED | INSIGHT 2 | 1 | 116D22203A | AV SPECIALTY CTR CP | OR Common Area | Life Support / High Risk | IES | ASP_GE | 175 | 5 | 0 | 2010-06-14 | Canyons/Desert
11800-American Fork Hospital | 22104 | Operating Rooms | 11800-American Fork Hospital | 22104-Operating Rooms | 11800~000000000854 | 408478 | 09-0109-20 | IHAFHHLGCA | 18-435 | Radiographic/Fluoroscopic Unit | C-Arms | 1440 | HOLOGIC INCORPORATED | INSIGHT 2 | 1 | 118D22104A | AF OPERATING ROOM | Standby O.R. | Life Support / High Risk | IES | ASP_GE | 203 | 5 | 0 | 2008-02-29 | Canyons/Desert
12600-St George Regional Hospital | 22104 | Operating Rooms | 12600-St George Regional Hospital | 22104-Operating Rooms | 12600~000000003084 | 362792 | 09-0808-42 | IHDXHHLGCA1 | 18-435 | Radiographic/Fluoroscopic Unit | C-Arms | 1462 | HOLOGIC INCORPORATED | INSIGHT 2 | 1 | 126D22104A | SG OPERATING ROOMS RR | OR Common Area | Life Support / High Risk | IES | ASP_GE | 194 | 5 | 0 | 2008-12-01 | Canyons/Desert
13200-McKay-Dee Hospital Center | 22104 | Operating Rooms | 13200-McKay-Dee Hospital Center | 20101-Emergency Department | 13200~000000005881 | 350394 | 09-0308-02 | IHMKHHLGCA1 | 18-435 | Radiographic/Fluoroscopic Unit | C-Arms | 1489 | HOLOGIC INCORPORATED | INSIGHT 2 | 1 | 132D20101A | MK ER 1ST FLR | Unspecified | Life Support / High Risk | IES | ASP_GE | 203 | 5 | 0 | 2008-03-01 | Canyons/Desert
13200-McKay-Dee Hospital Center | 22104 | Operating Rooms | 13200-McKay-Dee Hospital Center | 22104-Operating Rooms | 13200~000000006231 | 362475 | 09-0808-37 | IHMKHHLGCA2 | 18-435 | Radiographic/Fluoroscopic Unit | C-Arms | 1490 | HOLOGIC INCORPORATED | INSIGHT 2 | 1 | 132D22104A | MK OPERATING ROOM L2 | Common Area | Life Support / High Risk | IES | ASP_GE | 197 | 5 | 0 | 2008-09-01 | Canyons/Desert
14200-Sevier Valley Hospital | 21101 | Radiology | 14200-Sevier Valley Hospital | 22104-Operating Rooms | 14200~000000000379 | 436163 | 09-1009-26 | IHSVHHLGCA | 18-435 | Radiographic/Fluoroscopic Unit | C-Arms | 1521 | HOLOGIC INCORPORATED | INSIGHT 2 | 1 | 142D22104A | SV OPERATING ROOM | Common Area | Life Support / High Risk | IES | ASP_GE | 174 | 5 | 0 | 2010-07-08 | Canyons/Desert
27000-Rehabilitation Services | 28412 | PTR - Ortho - Utah State Univ | 13000-Logan Regional Hospital | 28819-Physical Ther -Utah State Univ | 27000~000000001391 | 369720 | 09-0908-36 | IHUVHHLGCA1 | 18-435 | Radiographic/Fluoroscopic Unit | C-Arms | 1570 | HOLOGIC INCORPORATED | INSIGHT 2 | 1 | 130D28819A | LO PT USU 1ST FLR | USU Physical Therapy | Life Support / High Risk | IES | IESCREWSC | 194 | 5 | 0 | 2008-11-30 | Canyons/Desert
36300-Avenues Surgical Center | 22203 | Surgical Center | 36300-Avenues Surgical Center | 22203-Surgical Center | 36300~000000000458 | 361384 | 09-0708-24 | IHASHHLGCA1 | 18-435 | Radiographic/Fluoroscopic Unit | C-Arms | 1571 | HOLOGIC INCORPORATED | INSIGHT 2 | 1 | 363D22203A | AS ASC SURGICAL CTR AVENUES L1 | Common Areas | Life Support / High Risk | IES | ASP_GE | 5 | 5 | 5 | 2024-08-31 | Canyons/Desert
36700-St George Surgery Center LLC | 22203 | Surgical Center | 36700-St George Surgery Center LLC | 22203-Surgical Center | 36700~000000000117 | 372527 | 09-0109-16 | IHDXHHLGCA3 | 18-435 | Radiographic/Fluoroscopic Unit | C-Arms | 1575 | HOLOGIC INCORPORATED | INSIGHT 2 | 1 | 367D22203A | ST GEORGE SURGERY CENTER | Unspecified | Life Support / High Risk | IES | ASP_GE | 31 | 5 | 2 | 2022-06-08 | Canyons/Desert
36700-St George Surgery Center LLC | 22203 | Surgical Center | 36700-St George Surgery Center LLC | 22203-Surgical Center | 36700~000000000143 | 372528 | 09-0109-17 | IHDXHHLGCA2 | 18-435 | Radiographic/Fluoroscopic Unit | C-Arms | 1577 | HOLOGIC INCORPORATED | INSIGHT 2 | 1 | 367D22203A | ST GEORGE SURGERY CENTER | Unspecified | Life Support / High Risk | IES | ASP_GE | 31 | 5 | 2 | 2022-06-08 | Canyons/Desert
38500-Provo Surgery Center | 22203 | Surgical Center | 38500-Provo Surgery Center | 22203-Surgical Center | 38500~000000000003 | 420679 | 09-0109-04 | IHUVHHLGCA2 | 18-435 | Radiographic/Fluoroscopic Unit | C-Arms | 1584 | HOLOGIC INCORPORATED | INSIGHT 2 | 1 | 385D22203A | PVASC SURGICAL CENTER | Unspecified | Life Support / High Risk | IES | ASP_GE | 174 | 5 | 0 | 2010-07-13 | Canyons/Desert
39100-ENT Surgery Center of Utah LLC | 22203 | Surgical Center | 39100-ENT Surgery Center of Utah LLC | 22203-Surgical Center | 39100~000000000272 | 453059 | 09-0810-34 |  | 18-435 | Radiographic/Fluoroscopic Unit | C-Arms | 1589 | HOLOGIC INCORPORATED | INSIGHT 2 | 1 | 391D22203A | ENT SURGICAL CNTR | Unspecified | Life Support / High Risk | IES | ASP_GE | 5 | 5 | 5 | 2024-08-23 | Canyons/Desert
40000-Intermountain Medical Group | 73112 | USU Student Health Center | 13000-Logan Regional Hospital | 28819-Physical Ther -Utah State Univ | 40000~000000033273 | 401375 | 09-1009-30 | IHRVHHLGCA2 | 18-435 | Radiographic/Fluoroscopic Unit | C-Arms | 1591 | HOLOGIC INCORPORATED | INSIGHT 2 | 1 | 130D28819A | LO PT USU 1ST FLR | USU Physical Therapy | Life Support / High Risk | IES | IESCREWSC | 182 | 5 | 0 | 2009-11-04 | Canyons/Desert
11800-American Fork Hospital | 20101 | Emergency Department | 11800-American Fork Hospital | 35004-Field Logistics-American Fork | 11800~000000004484 | 720873 | 20-0914-09 | IHAFHHLGXR6 | 11-758 | Radiographic/Fluoroscopic Unit | XR / RF | 1437 | HOLOGIC INCORPORATED | INSIGHTFD | 1 | 118D35004A | AF SC MATERIALS MGMT | Unspecified | Life Support / High Risk | IES | ASP_GE | 124 | 7 | 0 | 2014-09-21 | Canyons/Desert
12000-Bear River Valley Hospital | 21101 | Radiology | 12000-Bear River Valley Hospital | 21101-Radiology | 12000~000000000528 | 505504 | 10-0612-07 | IHBRHHLGXR | 11-758 | Radiographic/Fluoroscopic Unit | XR / RF | 1446 | HOLOGIC INCORPORATED | INSIGHTFD | 1 | 120D21101A | BR RADIOLOGY | Radiology | Life Support / High Risk | IES | ASP_GE | 149 | 7 | 0 | 2012-08-15 | Canyons/Desert
12600-St George Regional Hospital | 20101 | Emergency Department | 12600-St George Regional Hospital | 20101-Emergency Department | 12600~000000017139 | 830031 | 30-0318-24M | IHDXHHLGXR1 | 11-758 | Radiographic/Fluoroscopic Unit | XR / RF | 1452 | HOLOGIC INCORPORATED | INSIGHTFD | 1 | 126D20101A | SG EMERGENCY RM RR | Emergency Rm | Life Support / High Risk | IES | ASP_GE | 80 | 6.1667 | 0 | 2018-05-23 | Canyons/Desert
12800-LDS Hospital | 22104 | Operating Rooms | 12800-LDS Hospital | 21101-Radiology | 12800~000000006591 | 557482 | 10-1113-05 | IHLDHHLGXR1 | 11-758 | Radiographic/Fluoroscopic Unit | XR / RF | 1470 | HOLOGIC INCORPORATED | INSIGHTFD | 1 | 128D21101A | LD RADIOLOGY L1 | Unspecified | Life Support / High Risk | IES | ASP_GE | 133 | 5 | 0 | 2013-12-02 | Canyons/Desert
12800-LDS Hospital | 22104 | Operating Rooms | 12800-LDS Hospital | 22104-Operating Rooms | 12800~000000006592 | 557481 | 10-1113-07 | IHLDHHLGXR3 | 11-758 | Radiographic/Fluoroscopic Unit | XR / RF | 1472 | HOLOGIC INCORPORATED | INSIGHTFD | 1 | 128D22104A | LD OPERATING ROOM L3 | Surgery L3 | Life Support / High Risk | IES | ASP_GE | 133 | 5 | 0 | 2013-12-02 | Canyons/Desert
13200-McKay-Dee Hospital Center | 20101 | Emergency Department | 13200-McKay-Dee Hospital Center | 20101-Emergency Department | 13200~000000016634 | 804443 | 20-1115-02 | IHMKHHLGXR4 | 11-758 | Radiographic/Fluoroscopic Unit | XR / RF | 1488 | HOLOGIC INCORPORATED | INSIGHTFD | 1 | 132D20101A | MK ER 1ST FLR | Unspecified | Life Support / High Risk | IES | ASP_GE | 109 | 7 | 0 | 2015-12-11 | Canyons/Desert
13200-McKay-Dee Hospital Center | 22104 | Operating Rooms | 13200-McKay-Dee Hospital Center | 22104-Operating Rooms | 13200~000000009809 | 557487 | 10-0713-17 | IHMKHHLGXR6 | 11-758 | Radiographic/Fluoroscopic Unit | XR / RF | 1492 | HOLOGIC INCORPORATED | INSIGHTFD | 1 | 132D22104A | MK OPERATING ROOM L2 | Common Area | Life Support / High Risk | IES | ASP_GE | 136 | 7 | 0 | 2013-09-20 | Canyons/Desert
13900-Riverton Hospital | 22104 | Operating Rooms | 13900-Riverton Hospital | 22104-Operating Rooms | 13900~000000005464 | 818112 | 20-0117-22M | IHRVHHLGXR | 11-758 | Radiographic/Fluoroscopic Unit | XR / RF | 1514 | HOLOGIC INCORPORATED | INSIGHTFD | 1 | 139D22104A | RV OPERATING ROOM | OR L2 Room 5 | Life Support / High Risk | IES | ASP_GE | 93 | 7 | 0 | 2017-04-25 | Canyons/Desert
37000-The Orthopedic Specialty Hosp | 22104 | Operating Rooms | 37000-The Orthopedic Specialty Hosp | 22104-Operating Rooms | 37000~000000003872 | 805415 | 20-1115-19 | IHOSHHLGXR2 | 11-758 | Radiographic/Fluoroscopic Unit | XR / RF | 1580 | HOLOGIC INCORPORATED | INSIGHTFD | 1 | 370D22104A | TO OPERATING ROOM | Unspecified | Life Support / High Risk | IES | ASP_GE | 109 | 7 | 0 | 2015-12-15 | Canyons/Desert
37000-The Orthopedic Specialty Hosp | 22104 | Operating Rooms | 37000-The Orthopedic Specialty Hosp | 22104-Operating Rooms | 37000~000000003873 | 805414 | 20-1015-22 | IHOSHHLGXR1 | 11-758 | Radiographic/Fluoroscopic Unit | XR / RF | 1581 | HOLOGIC INCORPORATED | INSIGHTFD | 1 | 370D22104A | TO OPERATING ROOM | Operating Rm | Life Support / High Risk | IES | ASP_GE | 109 | 7 | 0 | 2015-12-15 | Canyons/Desert
12600-St George Regional Hospital | 20501 | Cardiovascular Lab | 12600-St George Regional Hospital | 20501-Cardiovascular Lab | 12600~000000026524 | 913191 | 402357 | 102284227 | 11-389 | Scanning Systems, Ultrasonic, | UltraSound | 1997 | PHILIPS HEALTHCARE | INTRASIGHT 5 | 1 | 126D20501A | SG CATH LAB RR | Cath 1 | Life Support / High Risk | SGRH_CE | SGRHCREW1 | 22 | 5 | 3 | 2023-03-15 | Canyons/Desert
12600-St George Regional Hospital | 20501 | Cardiovascular Lab | 12600-St George Regional Hospital | 20501-Cardiovascular Lab | 12600~000000026525 | 913192 | 402219 |  | 11-389 | Scanning Systems, Ultrasonic, | UltraSound | 1998 | PHILIPS HEALTHCARE | INTRASIGHT 5 | 1 | 126D20501A | SG CATH LAB RR | Cath 2 | Life Support / High Risk | SGRH_CE | SGRHCREW1 | 22 | 5 | 3 | 2023-03-15 | Canyons/Desert
12600-St George Regional Hospital | 20501 | Cardiovascular Lab | 12600-St George Regional Hospital | 20501-Cardiovascular Lab | 12600~000000027228 | 921534 | 4601 | IHDXHPHLVA1 | 11-389 | Scanning Systems, Ultrasonic, | UltraSound | 2003 | PHILIPS HEALTHCARE | INTRASIGHT 5 | 1 | 126D20501A | SG CATH LAB RR | Unspecified | Life Support / High Risk | IES | ASP_GE | 17 | 5 | 4 | 2023-08-21 | Canyons/Desert
12600-St George Regional Hospital | 20501 | Cardiovascular Lab | 12600-St George Regional Hospital | 20501-Cardiovascular Lab | 12600~000000027375 | 913156 | 403366 |  | 11-389 | Scanning Systems, Ultrasonic, | UltraSound | 2004 | PHILIPS HEALTHCARE | INTRASIGHT 5 | 1 | 126D20501A | SG CATH LAB RR | Cath 3 | Life Support / High Risk | SGRH_CE | SGRHCREW1 | 15 | 5 | 4 | 2023-10-10 | Canyons/Desert
12600-St George Regional Hospital | 20501 | Cardiovascular Lab | 12600-St George Regional Hospital | 20501-Cardiovascular Lab | 12600~000000027376 | 913157 | 402384 | 102284224 | 11-389 | Scanning Systems, Ultrasonic, | UltraSound | 2005 | PHILIPS HEALTHCARE | INTRASIGHT 5 | 1 | 126D20501A | SG CATH LAB RR | 8 CATH | Life Support / High Risk | SGRH_CE | SGRHCREW1 | 15 | 5 | 4 | 2023-10-10 | Canyons/Desert
13200-McKay-Dee Hospital Center | 20501 | Cardiovascular Lab | 13200-McKay-Dee Hospital Center | 20501-Cardiovascular Lab | 13200~000000024681 | 894810 | 400704/400786 | 96142733 | 11-389 | Scanning Systems, Ultrasonic, | UltraSound | 2165 | PHILIPS HEALTHCARE | INTRASIGHT 5 | 1 | 132D20501A | MK CARDIOLOGY 3RD FLR | Control Rm 2 | Life Support / High Risk | MKDHC_CE | MKDCREW1CE | 35 | 5 | 2 | 2022-02-28 | Canyons/Desert
13200-McKay-Dee Hospital Center | 20501 | Cardiovascular Lab | 13200-McKay-Dee Hospital Center | 20501-Cardiovascular Lab | 13200~000000024682 | 894811 | 4007005/400880 |  | 11-389 | Scanning Systems, Ultrasonic, | UltraSound | 2166 | PHILIPS HEALTHCARE | INTRASIGHT 5 | 1 | 132D20501A | MK CARDIOLOGY 3RD FLR | Control Rm 4 | Life Support / High Risk | MKDHC_CE | MKDCREW1CE | 35 | 5 | 2 | 2022-02-28 | Canyons/Desert
13200-McKay-Dee Hospital Center | 20501 | Cardiovascular Lab | 13200-McKay-Dee Hospital Center | 20501-Cardiovascular Lab | 13200~000000025861 | 905256 | 4535/402189 | 102269936 | 11-389 | Scanning Systems, Ultrasonic, | UltraSound | 2168 | PHILIPS HEALTHCARE | INTRASIGHT 5 | 1 | 132D20501A | MK CARDIOLOGY 3RD FLR | Control Rm 1 | Life Support / High Risk | MKDHC_CE | MKDCREW1CE | 23 | 5 | 3 | 2023-02-08 | Canyons/Desert
13200-McKay-Dee Hospital Center | 20501 | Cardiovascular Lab | 13200-McKay-Dee Hospital Center | 20501-Cardiovascular Lab | 13200~000000026707 | 913812 | 100968/104323 | 106761445 | 11-389 | Scanning Systems, Ultrasonic, | UltraSound | 2169 | PHILIPS HEALTHCARE | INTRASIGHT 5 | 1 | 132D20501A | MK CARDIOLOGY 3RD FLR | Equipment Alcove | Life Support / High Risk | MKDHC_CE | MKDCREW1CE | 14 | 5 | 4 | 2023-11-06 | Canyons/Desert
13200-McKay-Dee Hospital Center | 21102 | Angiography | 13200-McKay-Dee Hospital Center | 21102-Angiography | 13200~000000026708 | 915312 | 001016/1718 | 84189309/IHMKHPHLVA1 | 11-389 | Scanning Systems, Ultrasonic, | UltraSound | 2186 | PHILIPS HEALTHCARE | INTRASIGHT 5 | 1 | 132D21102A | MK ANGIO 1ST FLR | Control Rm | Life Support / High Risk | MKDHC_CE | MKDCREW1CE | 13 | 5 | 4 | 2023-12-05 | Canyons/Desert
14400-Utah Valley Hospital | 20501 | Cardiovascular Lab | 14400-Utah Valley Hospital | 20501-Cardiovascular Lab | 14400~000000025778 | 907541 | 401977 |  | 11-389 | Scanning Systems, Ultrasonic, | UltraSound | 2355 | PHILIPS HEALTHCARE | INTRASIGHT 5 | 1 | 144D20501A | UV CARDIOVASCULAR LAB | Unspecified | Life Support / High Risk | IES | ASP_VOLCAN | 21 | 5 | 3 | 2023-04-16 | Canyons/Desert
13000-Logan Regional Hospital | 20501 | Cardiovascular Lab | 13000-Logan Regional Hospital | 20501-Cardiovascular Lab | 13000~000000011695 | 895813 | 401550 | IHLRHVLCVA3 | 17-746 | Scanning Systems, Ultrasonic, | UltraSound | 2123 | PHILIPS HEALTHCARE | INTRASIGHT 7974-03 | 1 | 130D20501A | LO CARDIO VASCULAR CATH LAB | Control Room | Non Life Support | LRH_CE | LRHCREW3CE | 30 | 5 | 2 | 2022-07-08 | Canyons/Desert
15400-Intermountain Medical Center | 20501 | Cardiovascular Lab | 15400-Intermountain Medical Center | 20501-Cardiovascular Lab | 15400~000000037501 | 881737 | 2637 | IHMCHVLCVA9 | 17-746 | Scanning Systems, Ultrasonic, | UltraSound | 2482 | PHILIPS HEALTHCARE | INTRASIGHT 7974-03 | 1 | 154D20501A | IM CARDIO CATH LAB SL1 | Lab 5 | Non Life Support | IES | ASP_GE | 43 | 7 | 3 | 2021-06-30 | Canyons/Desert
15400-Intermountain Medical Center | 21601 | Ultrasound | 15400-Intermountain Medical Center | 21102-Angiography | 15400~000000036812 | 876990 | 06801467001 | IHMCHVLCVA10 | 17-746 | Scanning Systems, Ultrasonic, | UltraSound | 2518 | PHILIPS HEALTHCARE | INTRASIGHT 7974-03 | 1 | 154D21102A | IM ANGIO TL1 | Lab 1 | Non Life Support | IES | ASP_GE | 47 | 5 | 1 | 2021-02-24 | Canyons/Desert
12600-St George Regional Hospital | 10011 | Intensive Care Unit | 12600-St George Regional Hospital | 28823-IRF Therapies | 12600~000000011517 | 490533 | AG82CA7541 |  | 14-121 | Transducers, Ultrasonic | Transducers | 3341 | MINDRAY NORTH AMERICA | IPX7 | 1 | 126D28823A | SG PT ACUTE REHAB | Dr. Hugunin Office | Run to Fail | IES | ASP_GE | 156 | 5 | 0 | 2012-01-23 | Canyons/Desert
11800-American Fork Hospital | 21101 | Radiology | 11800-American Fork Hospital | 21601-Ultrasound | 11800~000000000966 | 370234 | 02XK7Q | IHAFHPHLUS1 | 15-976 | Scanning Systems, Ultrasonic, | UltraSound | 1926 | PHILIPS HEALTHCARE | IU22 | 1 | 118D21601A | AF ULTRASOUND | Us 1 | Life Support / High Risk | IES | ASP_GE | 193 | 5 | 0 | 2008-12-23 | Canyons/Desert
12600-St George Regional Hospital | 21601 | Ultrasound | 12600-St George Regional Hospital | 21601-Ultrasound | 12600~000000003956 | 490456 | B06B6H | IHHUCPHLUS1 | 15-976 | Scanning Systems, Ultrasonic, | UltraSound | 2022 | PHILIPS HEALTHCARE | IU22 | 1 | 126D21601B | SG ULT SOUND RADIO HLTH CTR RR | Common Area | Life Support / High Risk | IES | ASP_GE | 160 | 5 | 0 | 2011-10-01 | Canyons/Desert
12800-LDS Hospital | 21601 | Ultrasound | 12800-LDS Hospital | 21601-Ultrasound | 12800~000000005328 | 468926 | B043R1 | IHLDHPHLUS8 | 15-976 | Scanning Systems, Ultrasonic, | UltraSound | 2078 | PHILIPS HEALTHCARE | IU22 | 1 | 128D21601A | LD ULTRASOUND L1 | Us 1 | Life Support / High Risk | IES | ASP_GE | 161 | 5 | 0 | 2011-08-15 | Canyons/Desert
13900-Riverton Hospital | 21601 | Ultrasound | 13900-Riverton Hospital | 21101-Radiology | 13900~000000001016 | 398557 | 039WKH | IHRVHPHLUS2 | 15-976 | Scanning Systems, Ultrasonic, | UltraSound | 2292 | PHILIPS HEALTHCARE | IU22 | 1 | 139D21101A | RV RADIOLOGY | Ultrasound 1 | Life Support / High Risk | IES | ASP_GE | 183 | 7 | 0 | 2009-10-28 | Canyons/Desert
14400-Utah Valley Hospital | 21101 | Radiology | 14400-Utah Valley Hospital | 21101-Radiology | 14400~000000001480 | 561625 | B0MCRL | IHUVHPHLUS13 | 15-976 | Scanning Systems, Ultrasonic, | UltraSound | 2367 | PHILIPS HEALTHCARE | IU22 | 1 | 144D21101A | UV RADIOLOGY | OP Radiol Ultrasound 2 | Life Support / High Risk | IES | ASP_GE | 136 | 5 | 0 | 2013-09-20 | Canyons/Desert
15400-Intermountain Medical Center | 21101 | Radiology | 11300-Supply Chain Organization | 32213-Asset Recovery - SLC | 15400~000000032978 | 576310 | B0MCV9 | IHMCHPHLUS10 | 15-976 | Scanning Systems, Ultrasonic, | UltraSound | 2506 | PHILIPS HEALTHCARE | IU22 | 1 | 113D32213C | SC ASSET RECOVERY AIRPORT WHS | Received | Life Support / High Risk | IES | ASP_GE | 132 | 5 | 0 | 2014-01-31 | Canyons/Desert
15400-Intermountain Medical Center | 21601 | Ultrasound | 11300-Supply Chain Organization | 32213-Asset Recovery - SLC | 15400~000000016927 | 552154 | B0MHY5 | IHMCHPHLUS34 | 15-976 | Scanning Systems, Ultrasonic, | UltraSound | 2513 | PHILIPS HEALTHCARE | IU22 | 1 | 113D32213C | SC ASSET RECOVERY AIRPORT WHS | Received | Life Support / High Risk | IES | ASP_GE | 140 | 5 | 0 | 2013-06-01 | Canyons/Desert
40000-Intermountain Medical Group | 74144 | Utah Valley Vascular Surgery | 40000-Intermountain Medical Group | 74144-Utah Valley Vascular Surgery | 40000~000000021835 | 822921 | B0MJR2 | IHUVCPHLUS2 | 15-976 | Scanning Systems, Ultrasonic, | UltraSound | 2725 | PHILIPS HEALTHCARE | IU22 | 1 | 400D74144A | MG UVC VASCULAR SURG 5CD A | Utah Valley Vascular Surgery | Life Support / High Risk | IES | ASP_GE | 86 | 5 | 0 | 2017-11-20 | Canyons/Desert
11600-Alta View Hospital | 21101 | Radiology | 11300-Supply Chain Organization | 32213-Asset Recovery - SLC | 11600~000000002799 | 474855 | 53695522 | IHAVHPHLRF2 | 16-885 | Radiographic/Fluoroscopic Syst | XR / RF | 1288 | PHILIPS HEALTHCARE | JUNO DRF | 1 | 113D32213C | SC ASSET RECOVERY AIRPORT WHS | Sold | Life Support / High Risk | IES | ASP_GE | 159 | 5 | 0 | 2011-10-20 | Canyons/Desert
13200-McKay-Dee Hospital Center | 12002 | Newborn Intensive Care Unit | 13200-McKay-Dee Hospital Center | 12002-Newborn Intensive Care Unit | 13200~000000023984 | 882789 | 950995WX1 |  | 14-121 | Transducers, Ultrasonic | Transducers | 3423 | GE HEALTHCARE | L10-22-RS | 1 | 132D12002A | MK NICU 4TH FLR | Common Area | Run to Fail | IES | ASP_GE | 44 | 5 | 1 | 2021-06-01 | Canyons/Desert
13200-McKay-Dee Hospital Center | 20603 | Vascular Lab | 13200-McKay-Dee Hospital Center | 20603-Vascular Lab | 13200~000000014510 | 583493 | B12P2Q |  | 14-121 | Transducers, Ultrasonic | Transducers | 3444 | PHILIPS HEALTHCARE | L12-3 LINEAR ARRAY | 1 | 132D20603A | MK VASCULAR LAB 3RD FLR | Unspecified | Run to Fail | IES | ASP_GE | 127 | 5 | 0 | 2014-06-27 | Canyons/Desert
13200-McKay-Dee Hospital Center | 20603 | Vascular Lab | 13200-McKay-Dee Hospital Center | 20603-Vascular Lab | 13200~000000014517 | 584191 | B12855 |  | 14-121 | Transducers, Ultrasonic | Transducers | 3449 | PHILIPS HEALTHCARE | L12-3 LINEAR ARRAY | 1 | 132D20603A | MK VASCULAR LAB 3RD FLR | Unspecified | Run to Fail | IES | ASP_GE | 127 | 5 | 0 | 2014-06-16 | Canyons/Desert
13200-McKay-Dee Hospital Center | 20603 | Vascular Lab | 13200-McKay-Dee Hospital Center | 20603-Vascular Lab | 13200~000000022135 | 859751 | B3J9CM |  | 14-121 | Transducers, Ultrasonic | Transducers | 3453 | PHILIPS HEALTHCARE | L12-3 LINEAR ARRAY | 1 | 132D20603A | MK VASCULAR LAB 3RD FLR | Common Area | Run to Fail | MKDHC_CE | MKDCREW1CE | 58 | 5 | 0 | 2020-03-06 | Canyons/Desert
13200-McKay-Dee Hospital Center | 20603 | Vascular Lab | 13200-McKay-Dee Hospital Center | 20603-Vascular Lab | 13200~000000023421 | 871536 | B32SML |  | 14-121 | Transducers, Ultrasonic | Transducers | 3473 | PHILIPS HEALTHCARE | L12-3 LINEAR ARRAY | 1 | 132D20603A | MK VASCULAR LAB 3RD FLR | Vascular 2 | Run to Fail | MKDHC_CE | MKDCREW1CE | 50 | 5 | 1 | 2020-11-09 | Canyons/Desert
13200-McKay-Dee Hospital Center | 20603 | Vascular Lab | 13200-McKay-Dee Hospital Center | 20603-Vascular Lab | 13200~000000023602 | 878266 | B1YCYZ |  | 14-121 | Transducers, Ultrasonic | Transducers | 3483 | PHILIPS HEALTHCARE | L12-3 LINEAR ARRAY | 1 | 132D20603A | MK VASCULAR LAB 3RD FLR | Common Area | Run to Fail | MKDHC_CE | MKDCREW1CE | 47 | 5 | 1 | 2021-02-18 | Canyons/Desert
13200-McKay-Dee Hospital Center | 20603 | Vascular Lab | 13200-McKay-Dee Hospital Center | 20603-Vascular Lab | 13200~000000023610 | 749869 | B1YD34 |  | 14-121 | Transducers, Ultrasonic | Transducers | 3489 | PHILIPS HEALTHCARE | L12-3 LINEAR ARRAY | 1 | 132D20603A | MK VASCULAR LAB 3RD FLR | Common Area | Run to Fail | MKDHC_CE | MKDCREW1CE | 47 | 5 | 1 | 2021-02-18 | Canyons/Desert
14300-Park City Hospital | 21601 | Ultrasound | 14300-Park City Hospital | 21601-Ultrasound | 14300~000000001317 | 462919 | 45356121102 |  | 14-121 | Transducers, Ultrasonic | Transducers | 3622 | PHILIPS HEALTHCARE | L12-3 LINEAR ARRAY | 1 | 143D21601A | PK ULTRASOUND | Ultrasound | Run to Fail | IES | ASP_GE | 165 | 5 | 0 | 2011-04-28 | Canyons/Desert
40000-Intermountain Medical Group | 74268 | Vascular and Vein - McKay-Dee | 40000-Intermountain Medical Group | 74268-Vascular and Vein - McKay-Dee | 40000~000000031465 | 903002 | F068C9 |  | 14-121 | Transducers, Ultrasonic | Transducers | 3737 | PHILIPS HEALTHCARE | L12-3 LINEAR ARRAY | 1 | 400D74268A | MG VASCULAR AND VEIN MCKAY DEE | Unspecified | Run to Fail | IES | ASP_GE | 25 | 5 | 3 | 2022-12-20 | Canyons/Desert
12600-St George Regional Hospital | 21601 | Ultrasound | 12600-St George Regional Hospital | 21601-Ultrasound | 12600~000000011566 | 491197 | B07DLQ |  | 14-121 | Transducers, Ultrasonic | Transducers | 3356 | PHILIPS HEALTHCARE | L12-5 | 1 | 126D21601B | SG ULT SOUND RADIO HLTH CTR RR | Common Area | Run to Fail |  |  | 156 | 5 | 0 | 2012-01-23 | Canyons/Desert
12600-St George Regional Hospital | 21601 | Ultrasound | 12600-St George Regional Hospital | 21601-Ultrasound | 12600~000000011571 | 491202 | 87284WX6 |  | 14-121 | Transducers, Ultrasonic | Transducers | 3361 | PHILIPS HEALTHCARE | L12-5 | 1 | 126D21601B | SG ULT SOUND RADIO HLTH CTR RR | Common Area | Run to Fail |  |  | 198 | 5 | 0 | 2008-07-10 | Canyons/Desert
40000-Intermountain Medical Group | 74268 | Vascular and Vein - McKay-Dee | 40000-Intermountain Medical Group | 74268-Vascular and Vein - McKay-Dee | 40000~000000031543 | 903076 | F062ZR |  | 14-121 | Transducers, Ultrasonic | Transducers | 3741 | PHILIPS HEALTHCARE | L15-7io | 1 | 400D74268A | MG VASCULAR AND VEIN MCKAY DEE | Unspecified | Run to Fail | IES | ASP_GE | 25 | 5 | 3 | 2022-12-22 | Canyons/Desert
11300-Supply Chain Organization | 32211 | Clinical Engineering Supp Serv | 11300-Supply Chain Organization | 32211-Clinical Engineering Supp Serv | 11300~000000022405 | 748888 | 04134R |  | 14-121 | Transducers, Ultrasonic | Transducers | 3307 | FUJIFILM | L25 | 1 | 113D32211A | LP CLINICAL ENGINEER SUPP SERV | Out To Vendor | Run to Fail | CESS | CESS_CREW3 | 69 | 5 | 0 | 2019-04-24 | Canyons/Desert
11600-Alta View Hospital | 20101 | Emergency Department | 11600-Alta View Hospital | 20101-Emergency Department | 11600~000000005713 | 819972 | 03XW41 |  | 14-121 | Transducers, Ultrasonic | Transducers | 3312 | FUJIFILM | L25 | 1 | 116D20101A | AV EMERGENCY ROOM | Emergency | Run to Fail | CESS | CESS_CREW3 | 126 | 5 | 0 | 2014-08-01 | Canyons/Desert
11600-Alta View Hospital | 20101 | Emergency Department | 11600-Alta View Hospital | 20101-Emergency Department | 11600~000000006150 | 841721 | 04J8KW |  | 14-121 | Transducers, Ultrasonic | Transducers | 3316 | FUJIFILM | L25 | 1 | 116D20101A | AV EMERGENCY ROOM | Common Area | Run to Fail | CESS | CESS_CREW3 | 73 | 5 | 0 | 2018-12-20 | Canyons/Desert
11600-Alta View Hospital | 21101 | Radiology | 11600-Alta View Hospital | 21101-Radiology | 11600~000000005712 | 819978 | 03RQH7 |  | 14-121 | Transducers, Ultrasonic | Transducers | 3317 | FUJIFILM | L25 | 1 | 116D21101A | AV RADIOLOGY | X-Ray | Run to Fail | CESS | CESS_CREW3 | 131 | 5 | 0 | 2014-03-01 | Canyons/Desert
12800-LDS Hospital | 20101 | Emergency Department | 12800-LDS Hospital | 20101-Emergency Department | 12800~000000013147 | 823048 | 03XJFM |  | 14-121 | Transducers, Ultrasonic | Transducers | 3383 | FUJIFILM | L25 | 1 | 128D20101A | LD EMERGENCY ROOM L1 | Unspecified | Run to Fail | CESS | CESS_CREW3 | 86 | 5 | 0 | 2017-11-24 | Canyons/Desert
12800-LDS Hospital | 20101 | Emergency Department | 12800-LDS Hospital | 20101-Emergency Department | 12800~000000014158 | 836797 | 04G85N |  | 14-121 | Transducers, Ultrasonic | Transducers | 3385 | FUJIFILM | L25 | 1 | 128D20101A | LD EMERGENCY ROOM L1 | Unspecified | Run to Fail | CESS | CESS_CREW3 | 76 | 5 | 0 | 2018-09-27 | Canyons/Desert
12900-Layton Hospital | 21301 | Imaging Recovery | 12900-Layton Hospital | 21301-Imaging Recovery | 12900~000000001217 | 834495 | 04FMFN |  | 14-121 | Transducers, Ultrasonic | Transducers | 3404 | FUJIFILM | L25 | 1 | 129D21301A | LA IMAGING RECOVERY | Unspecified | Run to Fail | CESS | CESS_CREW3 | 78 | 5 | 0 | 2018-08-01 | Canyons/Desert
13000-Logan Regional Hospital | 20501 | Cardiovascular Lab | 13000-Logan Regional Hospital | 21801-Nuclear Medicine | 13000~000000007004 | 828636 | 03MXV5 |  | 14-121 | Transducers, Ultrasonic | Transducers | 3406 | FUJIFILM | L25 | 1 | 130D21801A | LO NUCLEAR MED | Cath Lab Area | Run to Fail | CESS | CESS_CREW3 | 82 | 5 | 0 | 2018-03-29 | Canyons/Desert
13200-McKay-Dee Hospital Center | 10011 | Intensive Care Unit | 13200-McKay-Dee Hospital Center | 10011-Intensive Care Unit | 13200~000000018152 | 817684 | 03JG6H |  | 14-121 | Transducers, Ultrasonic | Transducers | 3417 | FUJIFILM | L25 | 1 | 132D10011A | MK ICU 2ND FLR | Common Area | Run to Fail | CESS | CESS_CREW3 | 93 | 5 | 0 | 2017-04-14 | Canyons/Desert
13200-McKay-Dee Hospital Center | 10501 | Intermediate Care Unit | 13200-McKay-Dee Hospital Center | 10501-Intermediate Care Unit | 13200~000000018762 | 747055 | 04C5PJ |  | 14-121 | Transducers, Ultrasonic | Transducers | 3422 | FUJIFILM | L25 | 1 | 132D10501A | MK IMC 3RD FLR | Unspecified | Run to Fail | CESS | CESS_CREW3 | 85 | 5 | 0 | 2017-12-12 | Canyons/Desert
13200-McKay-Dee Hospital Center | 15011 | Central Staffing Resource | 13200-McKay-Dee Hospital Center | 15511-Administrative Nurses | 13200~000000019261 | 828860 | 04DLHT |  | 14-121 | Transducers, Ultrasonic | Transducers | 3427 | FUJIFILM | L25 | 1 | 132D15511A | MK NURSING ADMINISTRATION L2 | Nursing Administration | Run to Fail | CESS | CESS_CREW3 | 81 | 5 | 0 | 2018-04-06 | Canyons/Desert
13200-McKay-Dee Hospital Center | 20101 | Emergency Department | 13200-McKay-Dee Hospital Center | 20101-Emergency Department | 13200~000000014921 | 587418 | 03WZ6Y |  | 14-121 | Transducers, Ultrasonic | Transducers | 3431 | FUJIFILM | L25 | 1 | 132D20101A | MK ER 1ST FLR | Common Area | Run to Fail | CESS | CESS_CREW3 | 127 | 5 | 0 | 2014-06-03 | Canyons/Desert
13200-McKay-Dee Hospital Center | 20101 | Emergency Department | 13200-McKay-Dee Hospital Center | 20101-Emergency Department | 13200~000000019021 | 825698 | 04CF9Y |  | 14-121 | Transducers, Ultrasonic | Transducers | 3432 | FUJIFILM | L25 | 1 | 132D20101A | MK ER 1ST FLR | Unspecified | Run to Fail | MKDHC_CE | MKDCREW8CE | 84 | 5 | 0 | 2018-01-17 | Canyons/Desert
13200-McKay-Dee Hospital Center | 21101 | Radiology | 12000-Bear River Valley Hospital | 35005-Field Logistics-Bear River | 13200~000000017889 | 813722 | 03PWHV |  | 14-121 | Transducers, Ultrasonic | Transducers | 3504 | FUJIFILM | L25 | 1 | 120D35005A | SC MATERIALS MGMT BR | Store Rm | Run to Fail | CESS | CESS_CREW3 | 98 | 5 | 0 | 2016-11-04 | Canyons/Desert
13200-McKay-Dee Hospital Center | 21101 | Radiology | 13200-McKay-Dee Hospital Center | 21101-Radiology | 13200~000000017890 | 813723 | 03K5YH |  | 14-121 | Transducers, Ultrasonic | Transducers | 3505 | FUJIFILM | L25 | 1 | 132D21101A | MK RADIOLOGY 1ST FLR | Unspecified | Run to Fail | MKDHC_CE | MKDCREW9CE | 98 | 5 | 0 | 2016-11-04 | Canyons/Desert
13200-McKay-Dee Hospital Center | 21301 | Imaging Recovery | 13200-McKay-Dee Hospital Center | 20101-Emergency Department | 13200~000000019621 | 832626 | 04FMFR |  | 14-121 | Transducers, Ultrasonic | Transducers | 3507 | FUJIFILM | L25 | 1 | 132D20101A | MK ER 1ST FLR | Standy Cdu | Run to Fail | MKDHC_CE | MKDCREW8CE | 78 | 5 | 0 | 2018-07-26 | Canyons/Desert
13200-McKay-Dee Hospital Center | 22001 | Same Day Surgery | 13200-McKay-Dee Hospital Center | 22104-Operating Rooms | 13200~000000018328 | 818595 | 03YYHH |  | 14-121 | Transducers, Ultrasonic | Transducers | 3539 | FUJIFILM | L25 | 1 | 132D22104A | MK OPERATING ROOM L2 | Unspecified | Run to Fail | CESS | CESS_CREW3 | 91 | 5 | 0 | 2017-06-02 | Canyons/Desert
13200-McKay-Dee Hospital Center | 22104 | Operating Rooms | 13200-McKay-Dee Hospital Center | 22104-Operating Rooms | 13200~000000005085 | 511376 | 036GTY |  | 14-121 | Transducers, Ultrasonic | Transducers | 3541 | FUJIFILM | L25 | 1 | 132D22104A | MK OPERATING ROOM L2 | Or 7 | Run to Fail | CESS | CESS_CREW3 | 216 | 5 | 0 | 2007-01-03 | Canyons/Desert
13800-Primary Childrens Hospital | 28101 | Intravenous Therapy | 13800-Primary Childrens Hospital | 28101-Intravenous Therapy | 13800~000000024471 | 819955 | 03TX16 |  | 14-121 | Transducers, Ultrasonic | Transducers | 3597 | FUJIFILM | L25 | 1 | 138D28101A | PC IV TEAM OFFICE L3 | Infusion Therapy | Run to Fail | CESS | CESS_CREW3 | 141 | 5 | 0 | 2013-04-25 | Canyons/Desert
13800-Primary Childrens Hospital | 28101 | Intravenous Therapy | 13800-Primary Childrens Hospital | 28101-Intravenous Therapy | 13800~000000024696 | 821917 | 04133V |  | 14-121 | Transducers, Ultrasonic | Transducers | 3598 | FUJIFILM | L25 | 1 | 138D28101A | PC IV TEAM OFFICE L3 | Infusion Therapy | Run to Fail | CESS | CESS_CREW3 | 87 | 5 | 0 | 2017-10-12 | Canyons/Desert
13800-Primary Childrens Hospital | 28101 | Intravenous Therapy | 13800-Primary Childrens Hospital | 28101-Intravenous Therapy | 13800~000000024697 | 821918 | 040L3C |  | 14-121 | Transducers, Ultrasonic | Transducers | 3599 | FUJIFILM | L25 | 1 | 138D28101A | PC IV TEAM OFFICE L3 | Infusion Therapy | Run to Fail | CESS | CESS_CREW3 | 87 | 5 | 0 | 2017-10-12 | Canyons/Desert
13900-Riverton Hospital | 21301 | Imaging Recovery | 13900-Riverton Hospital | 21101-Radiology | 13900~000000006212 | 747559 | 04GDXK |  | 14-121 | Transducers, Ultrasonic | Transducers | 3604 | FUJIFILM | L25 | 1 | 139D21101A | RV RADIOLOGY | Holding | Run to Fail | CESS | CESS_CREW3 | 77 | 3.25 | 0 | 2018-08-20 | Canyons/Desert
14400-Utah Valley Hospital | 12002 | Newborn Intensive Care Unit | 14400-Utah Valley Hospital | 12002-Newborn Intensive Care Unit | 14400~000000016563 | 822652 | 03YLMP |  | 14-121 | Transducers, Ultrasonic | Transducers | 3627 | FUJIFILM | L25 | 1 | 144D12002A | UV NICU INTENSIVE CARE NURSERY | Unspecified | Run to Fail | CESS | CESS_CREW3 | 86 | 5 | 0 | 2017-11-10 | Canyons/Desert
15400-Intermountain Medical Center | 20501 | Cardiovascular Lab | 15400-Intermountain Medical Center | 20501-Cardiovascular Lab | 15400~000000030462 | 824258 | 04C61D |  | 14-121 | Transducers, Ultrasonic | Transducers | 3670 | FUJIFILM | L25 | 1 | 154D20501A | IM CARDIO CATH LAB SL1 | Unspecified | Run to Fail | CESS | CESS_CREW3 | 85 | 5 | 0 | 2017-12-12 | Canyons/Desert
15400-Intermountain Medical Center | 20501 | Cardiovascular Lab | 15400-Intermountain Medical Center | 20501-Cardiovascular Lab | 15400~000000031193 | 829557 | 04DQ8H |  | 14-121 | Transducers, Ultrasonic | Transducers | 3671 | FUJIFILM | L25 | 1 | 154D20501A | IM CARDIO CATH LAB SL1 | Unspecified | Run to Fail | CESS | CESS_CREW3 | 81 | 5 | 0 | 2018-04-24 | Canyons/Desert
15400-Intermountain Medical Center | 21301 | Imaging Recovery | 15400-Intermountain Medical Center | 20501-Cardiovascular Lab | 15400~000000035315 | 749329 | 04PMJZ |  | 14-121 | Transducers, Ultrasonic | Transducers | 3689 | FUJIFILM | L25 | 1 | 154D20501A | IM CARDIO CATH LAB SL1 | Unspecified | Run to Fail | CESS | CESS_CREW3 | 60 | 5 | 0 | 2020-01-27 | Canyons/Desert
15400-Intermountain Medical Center | 21301 | Imaging Recovery | 15400-Intermountain Medical Center | 70518-Mechanical Circulatory Support | 15400~000000029482 | 817769 | 03KVH3 |  | 14-121 | Transducers, Ultrasonic | Transducers | 3690 | FUJIFILM | L25 | 1 | 154D70518A | IM MECHANICAL CIRCULATORY TL1 | Common Area | Run to Fail | CESS | CESS_CREW3 | 93 | 5 | 0 | 2017-04-24 | Canyons/Desert
12600-St George Regional Hospital | 28103 | Infusion Center | 12600-St George Regional Hospital | 28103-Infusion Center | 12600~000000011538 | 490534 | 03472Q |  | 14-121 | Transducers, Ultrasonic | Transducers | 3366 | SONOSITE INCORPORATED | L25/10-5 | 1 | 126D28103A | SG IV THERAPY | Common Area | Run to Fail |  |  | 236 | 5 | 0 | 2005-05-20 | Canyons/Desert
13900-Riverton Hospital | 21301 | Imaging Recovery | 13900-Riverton Hospital | 21101-Radiology | 13900~000000006212 | 747559 | 04GDXK |  | 14-121 | Transducers, Ultrasonic | Transducers | 3605 | SONOSITE INCORPORATED | L25/13-6 | 1 | 139D21101A | RV RADIOLOGY | Holding | Run to Fail | CESS | CESS_CREW3 | 77 | 3.25 | 0 | 2018-08-20 | Canyons/Desert
13800-Primary Childrens Hospital | 10081 | Pediatric Intensive Care | 13800-Primary Childrens Hospital | 10081-Pediatric Intensive Care | 13800~000000018234 | 513064 | 03FXRZ |  | 14-121 | Transducers, Ultrasonic | Transducers | 3572 | FUJIFILM | L25X | 1 | 138D10081A | PC PICU L2 | Common Area | Run to Fail | IES | ASP_GE | 149 | 5 | 0 | 2012-08-21 | Canyons/Desert
12600-St George Regional Hospital | 12002 | Newborn Intensive Care Unit | 12600-St George Regional Hospital | 12002-Newborn Intensive Care Unit | 12600~000000025468 |  | 052H08 |  | 14-121 | Transducers, Ultrasonic | Transducers | 3342 | SONOSITE INCORPORATED | L25X/13-6 | 1 | 126D12002A | SG NICU | Unspecified | Run to Fail |  |  | 37 | 5 | 2 | 2021-12-14 | Canyons/Desert
13000-Logan Regional Hospital | 28103 | Infusion Center | 13000-Logan Regional Hospital | 28103-Infusion Center | 13000~000000011972 | 906382 | 05C6KF |  | 14-121 | Transducers, Ultrasonic | Transducers | 3413 | SONOSITE INCORPORATED | L25X/13-6 | 1 | 130D28103A | LO I.V. THERAPY | Alloc Infusion Therapy | Run to Fail | LRH_CE | LRHCREW3CE | 22 | 5 | 3 | 2023-03-07 | Canyons/Desert
13200-McKay-Dee Hospital Center | 21301 | Imaging Recovery | 13200-McKay-Dee Hospital Center | 21101-Radiology | 13200~000000022951 | 869870 | 04VY8P |  | 14-121 | Transducers, Ultrasonic | Transducers | 3509 | SONOSITE INCORPORATED | L25X/13-6 | 1 | 132D21101A | MK RADIOLOGY 1ST FLR | Nurse Station | Run to Fail | CESS | CESS_CREW3 | 52 | 5 | 1 | 2020-09-10 | Canyons/Desert
13200-McKay-Dee Hospital Center | 21301 | Imaging Recovery | 13200-McKay-Dee Hospital Center | 21101-Radiology | 13200~000000022954 | 869871 | 04VY8M |  | 14-121 | Transducers, Ultrasonic | Transducers | 3510 | SONOSITE INCORPORATED | L25X/13-6 | 1 | 132D21101A | MK RADIOLOGY 1ST FLR | Nurse Station | Run to Fail | CESS | CESS_CREW3 | 52 | 5 | 1 | 2020-09-10 | Canyons/Desert
13800-Primary Childrens Hospital | 28101 | Intravenous Therapy | 13800-Primary Childrens Hospital | 28101-Intravenous Therapy | 13800~000000024755 | 487952 | 03TH4B |  | 14-121 | Transducers, Ultrasonic | Transducers | 3600 | SONOSITE INCORPORATED | L25X/13-6 | 1 | 138D28101A | PC IV TEAM OFFICE L3 | Infusion Therapy | Run to Fail | CESS | CESS_CREW3 | 156 | 5 | 0 | 2012-01-10 | Canyons/Desert
12900-Layton Hospital | 21001 | Imaging Administration | 12900-Layton Hospital | 21001-Imaging Administration | 12900~000000005321 | 902578 | 213011PD0 |  | 14-121 | Transducers, Ultrasonic | Transducers | 3398 | GE HEALTHCARE | L2-9-D | 1 | 129D21001A | LA IMAGING ADMINISTRATION | Unspecified | Run to Fail | IES | IESCREWSC | 25 | 5 | 3 | 2022-12-12 | Canyons/Desert
13200-McKay-Dee Hospital Center | 21601 | Ultrasound | 13200-McKay-Dee Hospital Center | 21601-Ultrasound | 13200~000000023146 | 871737 | 182276PD6 |  | 14-121 | Transducers, Ultrasonic | Transducers | 3526 | GE HEALTHCARE | L2-9-D | 1 | 132D21601A | MK ULTRASOUND 1ST FLR | Common Area | Run to Fail | MKDHC_CE | MKDCREW9CE | 50 | 5 | 1 | 2020-11-17 | Canyons/Desert
13200-McKay-Dee Hospital Center | 21601 | Ultrasound | 13200-McKay-Dee Hospital Center | 21601-Ultrasound | 13200~000000024108 | 883756 | 199698PD2 |  | 14-121 | Transducers, Ultrasonic | Transducers | 3533 | GE HEALTHCARE | L2-9-D | 1 | 132D21601A | MK ULTRASOUND 1ST FLR | Unspecified | Run to Fail | MKDHC_CE | MKDCREW9CE | 43 | 5 | 1 | 2021-06-29 | Canyons/Desert
40000-Intermountain Medical Group | 74268 | Vascular and Vein - McKay-Dee | 40000-Intermountain Medical Group | 74268-Vascular and Vein - McKay-Dee | 40000~000000031466 | 903013 | 190691PDS |  | 14-121 | Transducers, Ultrasonic | Transducers | 3738 | GE HEALTHCARE | L2-9-D | 1 | 400D74268A | MG VASCULAR AND VEIN MCKAY DEE | Unspecified | Run to Fail | IES | ASP_GE | 25 | 5 | 3 | 2022-12-21 | Canyons/Desert
44000-Saltzer Medical Group Inc | 79715 | Ten Mile Imaging | 44000-Saltzer Medical Group Inc | 79715-Ten Mile Imaging | 44000~000000001850 | 908230 | 194425PD5 |  | 14-121 | Transducers, Ultrasonic | Transducers | 3754 | GE HEALTHCARE | L2-9-D | 1 | 440D79715A | SZ TEN MILE IMAGING | Unspecified | Run to Fail | CRMC_CE | CASSIACRW6 | 20 | 5 | 3 | 2023-05-05 | Canyons/Desert
12600-St George Regional Hospital | 22301 | Anesthesiology | 12600-St George Regional Hospital | 28823-IRF Therapies | 12600~000000011506 | 491208 | 034YY3 |  | 14-121 | Transducers, Ultrasonic | Transducers | 3364 | SONOSITE INCORPORATED | L38/10-5 LINEAR ARRAY | 1 | 126D28823A | SG PT ACUTE REHAB | Dr. Hugunin Office | Run to Fail |  |  | 156 | 5 | 0 | 2012-01-27 | Canyons/Desert
15400-Intermountain Medical Center | 28103 | Infusion Center | 11300-Supply Chain Organization | 32213-Asset Recovery - SLC | 15400~000000004720 | 491829 | 0389VG |  | 14-121 | Transducers, Ultrasonic | Transducers | 3692 | SONOSITE INCORPORATED | L38/10-5 LINEAR ARRAY | 1 | 113D32213C | SC ASSET RECOVERY AIRPORT WHS | Received | Run to Fail |  |  | 272 | 5 | 0 | 2002-05-13 | Canyons/Desert
15400-Intermountain Medical Center | 31501 | Nutritional Support | 15400-Intermountain Medical Center | 31501-Nutritional Support | 15400~000000029100 | 815870 | 0415Z4 |  | 14-121 | Transducers, Ultrasonic | Transducers | 3693 | SONOSITE INCORPORATED | L38/10-5 LINEAR ARRAY | 1 | 154D31501A | IM CLINICAL NUTRITION E3 ST310 | Office | Run to Fail | CESS | CESS_CREW3 | 116 | 5 | 0 | 2015-05-18 | Canyons/Desert
15400-Intermountain Medical Center | 31501 | Nutritional Support | 15400-Intermountain Medical Center | 31501-Nutritional Support | 15400~000000029101 | 815871 | 0413QR |  | 14-121 | Transducers, Ultrasonic | Transducers | 3694 | SONOSITE INCORPORATED | L38/10-5 LINEAR ARRAY | 1 | 154D31501A | IM CLINICAL NUTRITION E3 ST310 | Office | Run to Fail | IES | ASP_GE | 116 | 5 | 0 | 2015-05-18 | Canyons/Desert
12200-Cassia Regional Hospital | 22301 | Anesthesiology | 12200-Cassia Regional Hospital | 22301-Anesthesiology | 12200~000000003202 | 887479 | 829491WX0 |  | 14-121 | Transducers, Ultrasonic | Transducers | 3338 | GE HEALTHCARE | L4-12T-RS | 1 | 122D22301A | CA ANESTHESIOLOGY | Anesthesia | Run to Fail | IES | ASP_GE | 59 | 7 | 2 | 2020-02-25 | Canyons/Desert
13200-McKay-Dee Hospital Center | 10011 | Intensive Care Unit | 13200-McKay-Dee Hospital Center | 10011-Intensive Care Unit | 13200~000000025401 | 898770 | 1120197WX7 |  | 14-121 | Transducers, Ultrasonic | Transducers | 3418 | GE HEALTHCARE | L4-12T-RS | 1 | 132D10011A | MK ICU 2ND FLR | Common Area | Run to Fail | MKDHC_CE | MKDCREW8CE | 28 | 5 | 3 | 2022-09-02 | Canyons/Desert
13200-McKay-Dee Hospital Center | 10011 | Intensive Care Unit | 13200-McKay-Dee Hospital Center | 10011-Intensive Care Unit | 13200~000000025959 | 907230 | 1211610WX9 |  | 14-121 | Transducers, Ultrasonic | Transducers | 3420 | GE HEALTHCARE | L4-12T-RS | 1 | 132D10011A | MK ICU 2ND FLR | Common Area | Run to Fail | IES | ASP_GE | 22 | 5 | 3 | 2023-03-04 | Canyons/Desert
13200-McKay-Dee Hospital Center | 21301 | Imaging Recovery | 13200-McKay-Dee Hospital Center | 21301-Imaging Recovery | 13200~000000023948 | 881602 | 570232WX9 |  | 14-121 | Transducers, Ultrasonic | Transducers | 3511 | GE HEALTHCARE | L4-12T-RS | 1 | 132D21301A | MK IMAGING RECOVERY 1ST FLR | Unspecified | Run to Fail | MKDHC_CE | MKDCREW9CE | 44 | 5 | 1 | 2021-05-05 | Canyons/Desert
13200-McKay-Dee Hospital Center | 21301 | Imaging Recovery | 13200-McKay-Dee Hospital Center | 21301-Imaging Recovery | 13200~000000023949 | 881603 | 751002WX7 |  | 14-121 | Transducers, Ultrasonic | Transducers | 3512 | GE HEALTHCARE | L4-12T-RS | 1 | 132D21301A | MK IMAGING RECOVERY 1ST FLR | Unspecified | Run to Fail | MKDHC_CE | MKDCREW9CE | 44 | 5 | 1 | 2021-05-05 | Canyons/Desert
13200-McKay-Dee Hospital Center | 22104 | Operating Rooms | 13200-McKay-Dee Hospital Center | 22104-Operating Rooms | 13200~000000026248 | 909967 | 1228248WX9 |  | 14-121 | Transducers, Ultrasonic | Transducers | 3549 | GE HEALTHCARE | L4-12T-RS | 1 | 132D22104A | MK OPERATING ROOM L2 | Unspecified | Run to Fail | IES | ASP_GE | 19 | 5 | 3 | 2023-06-29 | Canyons/Desert
36900-Logan Surgery Center LLC | 22203 | Surgical Center | 36900-Logan Surgery Center LLC | 22203-Surgical Center | 36900~000000000066 | 887456 | 1023911WX9 |  | 14-121 | Transducers, Ultrasonic | Transducers | 3714 | GE HEALTHCARE | L4-12T-RS | 1 | 369D22203A | LS LOGAN SURGERY CENTER | Nurse Station | Run to Fail | LRH_CE | LRHCREW1CE | 38 | 0 | 0 | 2021-11-05 | Canyons/Desert
40000-Intermountain Medical Group | 74379 | McKay-Dee Pulmonology | 40000-Intermountain Medical Group | 74379-McKay-Dee Pulmonology | 40000~000000031461 | 901986 | 1176882WX7 |  | 14-121 | Transducers, Ultrasonic | Transducers | 3750 | GE HEALTHCARE | L4-12T-RS | 1 | 400D74379A | MK MG PULMONARY MED STE 4410 | Unspecified | Run to Fail | IES | ASP_GE | 26 | 5 | 3 | 2022-11-29 | Canyons/Desert
13200-McKay-Dee Hospital Center | 12002 | Newborn Intensive Care Unit | 13200-McKay-Dee Hospital Center | 12002-Newborn Intensive Care Unit | 13200~000000023985 | 882790 | 993431WX6 |  | 14-121 | Transducers, Ultrasonic | Transducers | 3424 | GE HEALTHCARE | L4-20T-RS | 1 | 132D12002A | MK NICU 4TH FLR | Common Area | Run to Fail | IES | ASP_GE | 44 | 5 | 1 | 2021-06-01 | Canyons/Desert
13800-Primary Childrens Hospital | 21601 | Ultrasound | 13800-Primary Childrens Hospital | 21601-Ultrasound | 13800~000000032004 | 902569 | BT-226036 |  | 14-121 | Transducers, Ultrasonic | Transducers | 3593 | GE HEALTHCARE | L6-24-D | 1 | 138D21601A | PC ULT RADIOLOGY 1ST FLR W | Unspecified | Run to Fail | IES | ASP_GE | 27 | 5 | 3 | 2022-10-11 | Canyons/Desert
13200-McKay-Dee Hospital Center | 22104 | Operating Rooms | 13200-McKay-Dee Hospital Center | 22104-Operating Rooms | 13200~000000026247 | 909966 | 314503WP4 |  | 14-121 | Transducers, Ultrasonic | Transducers | 3548 | GENERAL ELECTRIC COMPANY | L8-18I | 1 | 132D22104A | MK OPERATING ROOM L2 | Unspecified | Run to Fail | IES | ASP_GE | 19 | 5 | 3 | 2023-06-29 | Canyons/Desert
14400-Utah Valley Hospital | 22104 | Operating Rooms | 14400-Utah Valley Hospital | 22104-Operating Rooms | 14400~000000007473 | 517765 | 97846YP0 |  | 14-121 | Transducers, Ultrasonic | Transducers | 3641 | GE HEALTHCARE | L8-18I-D | 1 | 144D22104A | UV OPERATING ROOM | Operating Rm | Run to Fail | IES | ASP_GE | 148 | 5 | 0 | 2012-09-12 | Canyons/Desert
12800-LDS Hospital | 20603 | Vascular Lab | 12800-LDS Hospital | 20603-Vascular Lab | 12800~000000004822 | 407956 | 0371FX |  | 14-121 | Transducers, Ultrasonic | Transducers | 3390 | PHILIPS HEALTHCARE | L8-4 TRANSDUCER | 1 | 128D20603A | LD PERIPHERAL VASCULAR ECHO L7 | Common Area | Run to Fail | LDSH_CE | LDSCE2 | 182 | 7 | 0 | 2009-11-30 | Canyons/Desert
12600-St George Regional Hospital | 12501 | Pediatric Nursing Unit | 12600-St George Regional Hospital | 12501-Pediatric Nursing Unit | 12600~000000011521 | 487691 | 02ZFRJ | E285504 | 14-121 | Transducers, Ultrasonic | Transducers | 3346 | PHILIPS HEALTHCARE | L9-3 | 1 | 126D12501A | SG PEDIATRIC NSG RR | Equipment Storage Rm | Run to Fail | IES | ASP_GE | 156 | 5 | 0 | 2012-01-10 | Canyons/Desert
12600-St George Regional Hospital | 20501 | Cardiovascular Lab | 12600-St George Regional Hospital | 20501-Cardiovascular Lab | 12600~000000011548 | 487645 | 02ZJQR | E331499 | 14-121 | Transducers, Ultrasonic | Transducers | 3349 | PHILIPS HEALTHCARE | L9-3 | 1 | 126D20501A | SG CATH LAB RR | CV Lab Vascular Lab | Run to Fail | IES | ASP_GE | 156 | 5 | 0 | 2012-01-10 | Canyons/Desert
14600-Cedar City Hospital | 21601 | Ultrasound | 14600-Cedar City Hospital | 21601-Ultrasound | 14600~000000002103 | 487871 | 03DYGR | E423759 | 14-121 | Transducers, Ultrasonic | Transducers | 3654 | PHILIPS HEALTHCARE | L9-3 | 1 | 146D21601A | CC ULTRASOUND | Common Area | Run to Fail | IES | ASP_GE | 156 | 5 | 0 | 2012-01-10 | Canyons/Desert
13200-McKay-Dee Hospital Center | 21201 | Magnetic Res Imaging - MRI | 40000-Intermountain Medical Group | 74054-McKay-Dee Cardiology Clinic | 13200~000000008049 | 463977 | YL7H005331 | IHHACSIEVA | 21-968 | Workstations, Picture Archivin | Workstations, Picture Archivin | 3860 | SIEMENS HEALTHCARE | LEONARDO WORKSTATION | 1 | 400D74054A | MG MK CARDIOLOGY STE 3490 | Ste3490MckayDeeCardiology | Life Support / High Risk | IES | ASP_GE | 163 | 5 | 0 | 2011-07-01 | Canyons/Desert
13800-Primary Childrens Hospital | 20501 | Cardiovascular Lab | 13800-Primary Childrens Hospital | 20501-Cardiovascular Lab | 13800~000000004943 | 359747 | UNKNOWN | 400-196606 | 21-968 | Workstations, Picture Archivin | Workstations, Picture Archivin | 3861 | SIEMENS HEALTHCARE | LEONARDO WORKSTATION | 1 | 138D20501A | PC CATH LAB L1 | Cath Lab | Life Support / High Risk | IES | ASP_SIEMEN | 206 | 5 | 0 | 2007-11-16 | Canyons/Desert
14400-Utah Valley Hospital | 21102 | Angiography | 14400-Utah Valley Hospital | 21102-Angiography | 14400~000000007662 | 487910 | 11417 | IHUVHSIEVA2 | 21-968 | Workstations, Picture Archivin | Workstations, Picture Archivin | 3862 | SIEMENS HEALTHCARE | LEONARDO WORKSTATION | 1 | 144D21102A | UV INTERVENTIONAL RADIOLOGY | Angio Room 13 | Life Support / High Risk | IES | ASP_GE | 138 | 5 | 0 | 2013-08-01 | Canyons/Desert
12800-LDS Hospital | 25501 | Radiation Center | 12800-LDS Hospital | 25501-Radiation Center | 12800~000000002491 | 216391 | 290658CN4 | 801321CT4 | 20-548 | Radiotherapy Simulation System | CT | 1603 | GE HEALTHCARE | LIGHTSPEED ULTRA CT SIMULATOR | 1 | 128D25501A | LD RADIATION CENTER L1 | Common Area | Life Support / High Risk | IES | ASP_GE | 270 | 5 | 0 | 2002-07-10 | Canyons/Desert
11800-American Fork Hospital | 21401 | Computed Tomography - CT | 11800-American Fork Hospital | 21401-Computed Tomography - CT | 11800~000000001314 | 416368 | 801855VCT | 801855VCT | 13-469 | Scanning Systems, Computed Tom | CT | 1618 | GE HEALTHCARE | LIGHTSPEED VCT 64 SLICE | 1 | 118D21401A | AF CT SCAN | Ct-1 | Life Support / High Risk | IES | ASP_GE | 177 | 5 | 0 | 2010-04-14 | Canyons/Desert
12600-St George Regional Hospital | 21401 | Computed Tomography - CT | 12600-St George Regional Hospital | 21101-Radiology | 12600~000000009283 | 366686 | 1284499 | 435251VCT | 13-469 | Scanning Systems, Computed Tom | CT | 1627 | GE HEALTHCARE | LIGHTSPEED VCT 64 SLICE | 1 | 126D21101F | SG RADIOLOGY XRAY HURRICANE | Unspecified | Life Support / High Risk | IES | ASP_GE | 205 | 5 | 0 | 2007-12-06 | Canyons/Desert
13200-McKay-Dee Hospital Center | 25501 | Radiation Center | 13200-McKay-Dee Hospital Center | 25501-Radiation Center | 13200~000000025339 | 282292 | UNKNOWN | 801408CT2 | 13-469 | Scanning Systems, Computed Tom | CT | 1659 | GE HEALTHCARE | LIGHTSPEED VCT 64 SLICE | 1 | 132D25501A | MK RADIATION THERAPY 1ST FLR | Sim Rm | Life Support / High Risk | IES | ASP_GE | 229 | 5 | 0 | 2006-01-01 | Canyons/Desert
13400-Orem Community Hospital | 21101 | Radiology | 13400-Orem Community Hospital | 21101-Radiology | 13400~000000001598 | 303060 | 7763YC6 | 435868VCT | 13-469 | Scanning Systems, Computed Tom | CT | 1661 | GE HEALTHCARE | LIGHTSPEED VCT 64 SLICE | 1 | 134D21101A | OR RADIOLOGY | Radiology | Life Support / High Risk | IES | ASP_GE | 219 | 5 | 0 | 2006-11-01 | Canyons/Desert
14400-Utah Valley Hospital | 21401 | Computed Tomography - CT | 14400-Utah Valley Hospital | 21401-Computed Tomography - CT | 14400~000000004158 | 369718 | 5124069-5 | 801357VCT2 | 13-469 | Scanning Systems, Computed Tom | CT | 1676 | GE HEALTHCARE | LIGHTSPEED VCT 64 SLICE | 1 | 144D21401B | UV OUTPATIENT CTR CT SCAN PDA | Unspecified | Life Support / High Risk | IES | ASP_GE | 194 | 5 | 0 | 2008-11-30 | Canyons/Desert
40000-Intermountain Medical Group | 74135 | Salt Lake Clinic - Radiology | 40000-Intermountain Medical Group | 40006-Lake Park Accounts Receivable | 40000~000000005231 | 457631 | 801535VCT | 801535VCT | 13-469 | Scanning Systems, Computed Tom | CT | 1713 | GE HEALTHCARE | LIGHTSPEED VCT 64 SLICE | 1 | 400D40006A | MG SL CLINIC GENERAL ADMIN | Unspecified | Life Support / High Risk | IES | ASP_GE | 179 | 5 | 0 | 2010-02-11 | Canyons/Desert
12800-LDS Hospital | 22103 | Central Processing | 12800-LDS Hospital | 22103-Central Processing | 12800~000000007404 | 216701 | 13055801 |  | 17-166 | Radiographic Units, Specimen | X-Ray Other | 1279 | PERKINELMER | LINESCAN | 1 | 128D22103A | LD CENTRAL PROCESSING BSMT | CP.SE.Bsmt Decontam | Life Support / High Risk |  |  | 267 | 5 | 0 | 2002-10-25 | Canyons/Desert
40000-Intermountain Medical Group | 73068 | Ephraim Clinic | 40000-Intermountain Medical Group | 73068-Ephraim Clinic | 40000~000000007375 | 195623 | 26756SM7 | L226756 | 15-976 | Scanning Systems, Ultrasonic, | UltraSound | 2634 | GE HEALTHCARE | LOGIQ 200 PRO | 1 | 400D73068A | MG EPHRAIM CLINIC | Ephraim Clinic | Life Support / High Risk | IES | ASP_GE | 279 | 5 | 0 | 2001-10-05 | Canyons/Desert
40000-Intermountain Medical Group | 74105 | Intermountain Nurse Midwives | 11300-Supply Chain Organization | 32213-Asset Recovery - SLC | 40000~000000016663 | 236886 | 68957SM0 | L268957 | 15-976 | Scanning Systems, Ultrasonic, | UltraSound | 2693 | GE HEALTHCARE | LOGIQ 200 PRO | 1 | 113D32213C | SC ASSET RECOVERY AIRPORT WHS | Received | Life Support / High Risk | IES | ASP_GE | 252 | 5 | 0 | 2004-01-29 | Canyons/Desert
12600-St George Regional Hospital | 22110 | Pain Services | 12600-St George Regional Hospital | 22001-Same Day Surgery | 12600~000000020102 | 852125 | LE301155 | LE301155 | 15-976 | Scanning Systems, Ultrasonic, | UltraSound | 2034 | GE HEALTHCARE | LOGIQ 7 | 1 | 126D22001A | SG SAME DAY SURGERY RR | Unspecified | Life Support / High Risk | IES | ASP_GE | 68 | 5 | 0 | 2019-05-29 | Canyons/Desert
12600-St George Regional Hospital | 22110 | Pain Services | 12600-St George Regional Hospital | 22001-Same Day Surgery | 12600~000000020103 | 852126 | 301156US7 | LE301156 | 15-976 | Scanning Systems, Ultrasonic, | UltraSound | 2035 | GE HEALTHCARE | LOGIQ 7 | 1 | 126D22001A | SG SAME DAY SURGERY RR | Unspecified | Life Support / High Risk | IES | ASP_GE | 68 | 5 | 0 | 2019-05-29 | Canyons/Desert
14400-Utah Valley Hospital | 22301 | Anesthesiology | 14400-Utah Valley Hospital | 22001-Same Day Surgery | 14400~000000021266 | 855644 | LE6047534 | LE6047534 | 15-976 | Scanning Systems, Ultrasonic, | UltraSound | 2384 | GE HEALTHCARE | LOGIQ 7 | 1 | 144D22001A | UV SAME DAY SURGERY | Unspecified | Life Support / High Risk | IES | ASP_GE | 62 | 5 | 0 | 2019-11-08 | Canyons/Desert
14400-Utah Valley Hospital | 22301 | Anesthesiology | 14400-Utah Valley Hospital | 22301-Anesthesiology | 14400~000000022276 |  |  |  | 15-976 | Scanning Systems, Ultrasonic, | UltraSound | 2391 | GE HEALTHCARE | LOGIQ 7 | 1 | 144D22301A | UV ANESTHESIOLOGY | Unspecified | Life Support / High Risk |  |  | 67 | 5 | 0 | 2019-06-24 | Canyons/Desert
14800-Heber Valley Hospital | 22301 | Anesthesiology | 14800-Heber Valley Hospital | 22104-Operating Rooms | 14800~000000001440 | 818409 | 610599WX0 | LE610599 | 15-976 | Scanning Systems, Ultrasonic, | UltraSound | 2437 | GE HEALTHCARE | LOGIQ 7 | 1 | 148D22104A | HV OPERATING ROOM | Common Area | Life Support / High Risk | IES | ASP_GE | 92 | 5 | 0 | 2017-05-16 | Canyons/Desert
15400-Intermountain Medical Center | 22203 | Surgical Center | 15400-Intermountain Medical Center | 22203-Surgical Center | 15400~000000035152 | 856663 | 6048119WXO |  | 15-976 | Scanning Systems, Ultrasonic, | UltraSound | 2531 | GE HEALTHCARE | LOGIQ 7 | 1 | 154D22203A | IM SURG CENTER E1 | Unspecified | Life Support / High Risk | IES | ASP_GE | 62 | 5 | 0 | 2019-11-25 | Canyons/Desert
40000-Intermountain Medical Group | 32215 | Clinical Engineering | 40000-Intermountain Medical Group | 74251-Cottonwood Rheumatology Clinic | 40000~000000031578 | 901900 | LS7004635 |  | 15-976 | Scanning Systems, Ultrasonic, | UltraSound | 2605 | GE HEALTHCARE | LOGIQ 7 | 1 | 400D74251A | MG COTTONWOOD RHEUMATOLOGY CL | Common Area | Life Support / High Risk | MG_SLV_CE | SOUTH | 26 | 5 | 3 | 2022-11-22 | Canyons/Desert
40000-Intermountain Medical Group | 73025 | Bountiful Clinic Admin | 40000-Intermountain Medical Group | 73025-Bountiful Clinic Admin | 40000~000000023709 | 856756 | LE6010977 | LE6010977 | 15-976 | Scanning Systems, Ultrasonic, | UltraSound | 2630 | GE HEALTHCARE | LOGIQ 7 | 1 | 400D73025A | MG BOUNTIFUL CLINIC L1 | Unspecified | Life Support / High Risk | IES | ASP_GE | 81 | 5 | 0 | 2018-04-13 | Canyons/Desert
40000-Intermountain Medical Group | 74099 | Ortho Specialty Group-TOSH | 40000-Intermountain Medical Group | 74099-Ortho Specialty Group-TOSH | 40000~000000017257 | 803482 | 426845WX4 | LE426845 | 15-976 | Scanning Systems, Ultrasonic, | UltraSound | 2690 | GE HEALTHCARE | LOGIQ 7 | 1 | 400D74099A | MG ORTHO SPCLTY GROUP TOSH A | Common Area | Life Support / High Risk | IES | ASP_GE | 110 | 5 | 0 | 2015-11-17 | Canyons/Desert
40000-Intermountain Medical Group | 74157 | Utah Valley Ent - North Valley | 40000-Intermountain Medical Group | 74157-Utah Valley Ent - North Valley | 40000~000000020401 | 822313 | LS7E000511 | LS7E000511 | 15-976 | Scanning Systems, Ultrasonic, | UltraSound | 2730 | GE HEALTHCARE | LOGIQ 7 | 1 | 400D74157A | MG AMERICAN FORK SPECIALTY ENT | Unspecified | Life Support / High Risk | IES | ASP_GE | 98 | 5 | 0 | 2016-11-15 | Canyons/Desert
40000-Intermountain Medical Group | 74174 | Salt Lake Clinic Admin | 40000-Intermountain Medical Group | 74174-Salt Lake Clinic Admin | 40000~000000025540 | 846992 | LS7003566 | LS7003566 | 15-976 | Scanning Systems, Ultrasonic, | UltraSound | 2750 | GE HEALTHCARE | LOGIQ 7 | 1 | 400D74174A | MG SALT LAKE CLINIC | Unspecified | Life Support / High Risk | IES | ASP_GE | 71 | 5 | 0 | 2019-02-20 | Canyons/Desert
40000-Intermountain Medical Group | 74223 | SL Clinic - Physical Medicine | 40000-Intermountain Medical Group | 74223-SL Clinic - Physical Medicine | 40000~000000025655 | 856751 | LS7003520 | LS7003520 | 15-976 | Scanning Systems, Ultrasonic, | UltraSound | 2764 | GE HEALTHCARE | LOGIQ 7 | 1 | 400D74223A | MG SL CLINIC PHYSICAL MEDICINE | Unspecified | Life Support / High Risk | IES | ASP_GE | 70 | 5 | 0 | 2019-03-29 | Canyons/Desert
40000-Intermountain Medical Group | 74336 | Spanish Fork Womens Center | 40000-Intermountain Medical Group | 74269-Utah Valley Urology Clinics | 40000~000000029970 | 912076 | LS7004636 |  | 15-976 | Scanning Systems, Ultrasonic, | UltraSound | 2801 | GE HEALTHCARE | LOGIQ 7 | 1 | 400D74269B | MG UVC UROLOGY CLINIC 7D | Unspecified | Life Support / High Risk | UVH_CE | UVCREW3_CE | 46 | 5 | 1 | 2021-04-01 | Canyons/Desert
13000-Logan Regional Hospital | 21601 | Ultrasound | 13000-Logan Regional Hospital | 21601-Ultrasound | 13000~000000012582 | 920388 | 125790US6 |  | 15-976 | Scanning Systems, Ultrasonic, | UltraSound | 2132 | GE HEALTHCARE | LOGIQ 9 | 1 | 130D21601A | LO ULTRASOUND | Ultrasound 12 | Life Support / High Risk | IES | ASP_GE | 10 | 5 | 4 | 2024-03-27 | Canyons/Desert
13200-McKay-Dee Hospital Center | 70006 | Family Practice Clinic | 13200-McKay-Dee Hospital Center | 70006-Family Practice Clinic | 13200~000000019312 | 829646 | LP9002809 | LP9002809 | 15-976 | Scanning Systems, Ultrasonic, | UltraSound | 2209 | GE HEALTHCARE | LOGIQ 9 | 1 | 132D70006A | MK PORTER FAMILY MED LA | Porter Family Practice | Life Support / High Risk | IES | ASP_GE | 81 | 5 | 0 | 2018-04-25 | Canyons/Desert
40000-Intermountain Medical Group | 42943 | Cottonwood Administration | 40000-Intermountain Medical Group | 74320-Kidney Services-IMC | 40000~000000027355 | 855935 | LP9350221 | LP9350221 | 15-976 | Scanning Systems, Ultrasonic, | UltraSound | 2609 | GE HEALTHCARE | LOGIQ 9 | 1 | 400D74320A | MG KIDNEY SERVICES | Unspecified | Life Support / High Risk | IES | ASP_GE | 65 | 5 | 0 | 2019-08-23 | Canyons/Desert
40000-Intermountain Medical Group | 42944 | Alta View Clinic Admin | 40000-Intermountain Medical Group | 74266-Alta View Podiatry | 40000~000000022383 | 823775 | LP9001781 | LP9001781 | 15-976 | Scanning Systems, Ultrasonic, | UltraSound | 2611 | GE HEALTHCARE | LOGIQ 9 | 1 | 400D74266A | MG AV PODIATRY CLINIC | Unspecified | Life Support / High Risk | IES | ASP_GE | 85 | 5 | 0 | 2017-12-12 | Canyons/Desert
40000-Intermountain Medical Group | 73103 | Lehi Clinic | 40000-Intermountain Medical Group | 72078-Lehi Instacare | 40000~000000025033 | 843622 | LP9060135 | LP9060135 | 15-976 | Scanning Systems, Ultrasonic, | UltraSound | 2645 | GE HEALTHCARE | LOGIQ 9 | 1 | 400D72078A | MG LEHI INSTACARE | Unspecified | Life Support / High Risk | IES | ASP_GE | 73 | 5 | 0 | 2018-12-21 | Canyons/Desert
40000-Intermountain Medical Group | 74019 | Sports Med Specialists - Bntfl | 40000-Intermountain Medical Group | 74019-Sports Med Specialists - Bntfl | 40000~000000021613 | 822173 | LP9001443 | LP9001443 | 15-976 | Scanning Systems, Ultrasonic, | UltraSound | 2653 | GE HEALTHCARE | LOGIQ 9 | 1 | 400D74019A | MG SPORTS MED SPEC BOUNTIFUL | Unspecified | Life Support / High Risk | IES | ASP_GE | 88 | 5 | 0 | 2017-09-27 | Canyons/Desert
40000-Intermountain Medical Group | 74019 | Sports Med Specialists - Bntfl | 40000-Intermountain Medical Group | 74019-Sports Med Specialists - Bntfl | 40000~000000021765 | 822171 | LP9001446 | LP9001446 | 15-976 | Scanning Systems, Ultrasonic, | UltraSound | 2654 | GE HEALTHCARE | LOGIQ 9 | 1 | 400D74019A | MG SPORTS MED SPEC BOUNTIFUL | RM 2 | Life Support / High Risk | IES | ASP_GE | 88 | 5 | 0 | 2017-09-22 | Canyons/Desert
40000-Intermountain Medical Group | 74267 | Vascular and Vein - IMED | 40000-Intermountain Medical Group | 74267-Vascular and Vein - IMED | 40000~000000022364 | 834732 | LP9002268 | LP9002268 | 15-976 | Scanning Systems, Ultrasonic, | UltraSound | 2776 | GE HEALTHCARE | LOGIQ 9 | 1 | 400D74267A | MG VASCULAR VEIN IMED | Unspecified | Life Support / High Risk | IES | ASP_GE | 84 | 5 | 0 | 2018-01-08 | Canyons/Desert
40000-Intermountain Medical Group | 74267 | Vascular and Vein - IMED | 40000-Intermountain Medical Group | 74267-Vascular and Vein - IMED | 40000~000000024298 | 834733 | LP9002269 | LP9002269 | 15-976 | Scanning Systems, Ultrasonic, | UltraSound | 2777 | GE HEALTHCARE | LOGIQ 9 | 1 | 400D74267A | MG VASCULAR VEIN IMED | Unspecified | Life Support / High Risk | IES | ASP_GE | 84 | 5 | 0 | 2018-01-08 | Canyons/Desert
12800-LDS Hospital | 21102 | Angiography | 12800-LDS Hospital | 21102-Angiography | 12800~000000008358 | 251884 | 18376WX4 | LB18376 | 18-143 | Scanning Systems, Ultrasonic, | UltraSound | 2072 | GE HEALTHCARE | LOGIQ BOOK | 1 | 128D21102A | LD ANGIOGRAPHY L1 | Allocated To Angio | Life Support / High Risk | IES | ASP_GE | 244 | 5 | 0 | 2004-09-20 | Canyons/Desert
14600-Cedar City Hospital | 22001 | Same Day Surgery | 14600-Cedar City Hospital | 22001-Same Day Surgery | 14600~000000000805 | 435078 | 168736WX7 | LE168736 | 18-143 | Scanning Systems, Ultrasonic, | UltraSound | 2428 | GE HEALTHCARE | LOGIQ BOOK | 1 | 146D22001A | CC SAME DAY SURG | SDS Common Area | Life Support / High Risk | IES | ASP_GE | 170 | 5 | 0 | 2010-11-18 | Canyons/Desert
11800-American Fork Hospital | 21102 | Angiography | 11800-American Fork Hospital | 21102-Angiography | 11800~000000006040 | 829952 | 54281WX1 | LE54281 | 18-143 | Scanning Systems, Ultrasonic, | UltraSound | 1927 | GE HEALTHCARE | LOGIQ E | 1 | 118D21102A | AF ANGIOGRAPHY | Common Area | Life Support / High Risk | IES | ASP_GE | 80 | 5 | 0 | 2018-05-17 | Canyons/Desert
11800-American Fork Hospital | 21102 | Angiography | 11800-American Fork Hospital | 21102-Angiography | 11800~000000007672 | 907758 | 6196400WX0 | 6196400WX0 | 18-143 | Scanning Systems, Ultrasonic, | UltraSound | 1928 | GE HEALTHCARE | LOGIQ E | 1 | 118D21102A | AF ANGIOGRAPHY | Unspecified | Life Support / High Risk | IES | ASP_GE | 33 | 5 | 2 | 2022-04-15 | Canyons/Desert
11800-American Fork Hospital | 21102 | Angiography | 11800-American Fork Hospital | 21102-Angiography | 11800~000000008310 | 918652 | 619400WX0 |  | 18-143 | Scanning Systems, Ultrasonic, | UltraSound | 1929 | GE HEALTHCARE | LOGIQ E | 1 | 118D21102A | AF ANGIOGRAPHY | Common Area | Life Support / High Risk | AFH_CE | AFCREW1_CE | 11 | 5 | 4 | 2024-02-07 | Canyons/Desert
11800-American Fork Hospital | 22301 | Anesthesiology | 11800-American Fork Hospital | 22104-Operating Rooms | 11800~000000001188 | 359322 | 80835WX2 | LE80835 | 18-143 | Scanning Systems, Ultrasonic, | UltraSound | 1936 | GE HEALTHCARE | LOGIQ E | 1 | 118D22104A | AF OPERATING ROOM | Standby O.R. | Life Support / High Risk | IES | ASP_GE | 198 | 7 | 0 | 2008-07-02 | Canyons/Desert
11800-American Fork Hospital | 22301 | Anesthesiology | 11800-American Fork Hospital | 22104-Operating Rooms | 11800~000000001628 | 492976 | 223071WX2 | LE223071 | 18-143 | Scanning Systems, Ultrasonic, | UltraSound | 1937 | GE HEALTHCARE | LOGIQ E | 1 | 118D22104A | AF OPERATING ROOM | Common Area | Life Support / High Risk | IES | ASP_GE | 155 | 5 | 0 | 2012-02-15 | Canyons/Desert
11800-American Fork Hospital | 22301 | Anesthesiology | 11800-American Fork Hospital | 22104-Operating Rooms | 11800~000000005231 | 804176 | 438451WX7 | LE438451 | 18-143 | Scanning Systems, Ultrasonic, | UltraSound | 1938 | GE HEALTHCARE | LOGIQ E | 1 | 118D22104A | AF OPERATING ROOM | Unspecified | Life Support / High Risk | IES | ASP_GE | 110 | 5 | 0 | 2015-11-17 | Canyons/Desert
11800-American Fork Hospital | 22301 | Anesthesiology | 11800-American Fork Hospital | 22301-Anesthesiology | 11800~000000005830 | 822734 | 611706WXO | LE611706 | 18-143 | Scanning Systems, Ultrasonic, | UltraSound | 1939 | GE HEALTHCARE | LOGIQ E | 1 | 118D22301A | AF ANESTHESIOLOGY | Unspecified | Life Support / High Risk | IES | ASP_GE | 88 | 5 | 0 | 2017-09-18 | Canyons/Desert
12000-Bear River Valley Hospital | 20101 | Emergency Department | 12000-Bear River Valley Hospital | 20101-Emergency Department | 12000~000000000517 | 463836 | 162160WX6 | LE162160 | 18-143 | Scanning Systems, Ultrasonic, | UltraSound | 1942 | GE HEALTHCARE | LOGIQ E | 1 | 120D20101A | BR EMERGENCY ROOM | Waiting Room RR | Life Support / High Risk | IES | ASP_GE | 162 | 5 | 0 | 2011-07-13 | Canyons/Desert
12200-Cassia Regional Hospital | 21101 | Radiology | 12200-Cassia Regional Hospital | 22104-Operating Rooms | 12200~000000001216 | 455770 | 147243WXO | LE147243 | 18-143 | Scanning Systems, Ultrasonic, | UltraSound | 1952 | GE HEALTHCARE | LOGIQ E | 1 | 122D22104A | CA OR CPM EXPENSE | Common Area | Life Support / High Risk | IES | ASP_GE | 163 | 5 | 0 | 2011-06-04 | Canyons/Desert
12600-St George Regional Hospital | 22110 | Pain Services | 12600-St George Regional Hospital | 22110-Pain Services | 12600~000000014549 | 812675 | 455271WX7 | LE455271 | 18-143 | Scanning Systems, Ultrasonic, | UltraSound | 2036 | GE HEALTHCARE | LOGIQ E | 1 | 126D22110B | SG PAIN CLINIC HPC 2ND FLR | Unspecified | Life Support / High Risk | IES | ASP_GE | 99 | 5 | 0 | 2016-10-06 | Canyons/Desert
12600-St George Regional Hospital | 22301 | Anesthesiology | 12600-St George Regional Hospital | 22104-Operating Rooms | 12600~000000003372 | 393999 | 118790WX5 | LE118790 | 18-143 | Scanning Systems, Ultrasonic, | UltraSound | 2037 | GE HEALTHCARE | LOGIQ E | 1 | 126D22104A | SG OPERATING ROOMS RR | Unspecified | Life Support / High Risk | IES | ASP_GE | 185 | 5 | 0 | 2009-09-01 | Canyons/Desert
12600-St George Regional Hospital | 22301 | Anesthesiology | 12600-St George Regional Hospital | 22104-Operating Rooms | 12600~000000003806 | 449961 | 18331WX6 | LE6010782 | 18-143 | Scanning Systems, Ultrasonic, | UltraSound | 2038 | GE HEALTHCARE | LOGIQ E | 1 | 126D22104A | SG OPERATING ROOMS RR | OR Pre Op 3 | Life Support / High Risk | IES | ASP_GE | 165 | 5 | 0 | 2011-05-01 | Canyons/Desert
12600-St George Regional Hospital | 22301 | Anesthesiology | 12600-St George Regional Hospital | 22203-Surgical Center | 12600~000000011657 | 490639 | 270495WX5 | LE270495 | 18-143 | Scanning Systems, Ultrasonic, | UltraSound | 2039 | GE HEALTHCARE | LOGIQ E | 1 | 126D22203A | SG HPC OR DELIVERY | Common Area | Life Support / High Risk | IES | ASP_GE | 148 | 5 | 0 | 2012-10-01 | Canyons/Desert
12600-St George Regional Hospital | 22301 | Anesthesiology | 12600-St George Regional Hospital | 22301-Anesthesiology | 12600~000000012896 | 726118 | 386379WX2 |  | 18-143 | Scanning Systems, Ultrasonic, | UltraSound | 2040 | GE HEALTHCARE | LOGIQ E | 1 | 126D22301B | SG ANESTHESIA CART RR | Unspecified | Life Support / High Risk | IES | ASP_GE | 121 | 5 | 0 | 2014-12-16 | Canyons/Desert
12700-Fillmore Community Hospital | 20101 | Emergency Department | 12700-Fillmore Community Hospital | 20101-Emergency Department | 12700~000000000184 | 490147 | 222686WX8 | LE222686 | 18-143 | Scanning Systems, Ultrasonic, | UltraSound | 2050 | GE HEALTHCARE | LOGIQ E | 1 | 127D20101A | FL EMERGENCY ROOM | Emergency Rm | Life Support / High Risk | IES | ASP_GE | 155 | 5 | 0 | 2012-03-01 | Canyons/Desert
12800-LDS Hospital | 21102 | Angiography | 12800-LDS Hospital | 21102-Angiography | 12800~000000006424 | 558059 | 284900WX8 | LE284900 | 18-143 | Scanning Systems, Ultrasonic, | UltraSound | 2071 | GE HEALTHCARE | LOGIQ E | 1 | 128D21102A | LD ANGIOGRAPHY L1 | Allocated To Angio | Life Support / High Risk | IES | ASP_GE | 138 | 7 | 0 | 2013-07-08 | Canyons/Desert
12800-LDS Hospital | 22301 | Anesthesiology | 12800-LDS Hospital | 22301-Anesthesiology | 12800~000000004713 | 393690 | 122419WX5 | LE175891 | 18-143 | Scanning Systems, Ultrasonic, | UltraSound | 2084 | GE HEALTHCARE | LOGIQ E | 1 | 128D22301A | LD ANESTHESIA OR L3 | AnesthOB-E3 Anesthesia Or | Life Support / High Risk | IES | ASP_GE | 185 | 7 | 0 | 2009-08-27 | Canyons/Desert
12900-Layton Hospital | 21001 | Imaging Administration | 12900-Layton Hospital | 21001-Imaging Administration | 12900~000000002758 | 839181 | 6012385WXO | LE6012385 | 18-143 | Scanning Systems, Ultrasonic, | UltraSound | 2100 | GE HEALTHCARE | LOGIQ E | 1 | 129D21001A | LA IMAGING ADMINISTRATION | Unspecified | Life Support / High Risk | IES | ASP_GE | 76 | 5 | 0 | 2018-09-11 | Canyons/Desert
12900-Layton Hospital | 21001 | Imaging Administration | 12900-Layton Hospital | 21001-Imaging Administration | 12900~000000002759 | 839180 | 6012073WXZO | LE6012073 | 18-143 | Scanning Systems, Ultrasonic, | UltraSound | 2101 | GE HEALTHCARE | LOGIQ E | 1 | 129D21001A | LA IMAGING ADMINISTRATION | Unspecified | Life Support / High Risk | IES | ASP_GE | 76 | 5 | 0 | 2018-09-11 | Canyons/Desert
13000-Logan Regional Hospital | 10011 | Intensive Care Unit | 11300-Supply Chain Organization | 32213-Asset Recovery - SLC | 13000~000000002211 | 388270 | LE11756WX1 | LE9133244 | 18-143 | Scanning Systems, Ultrasonic, | UltraSound | 2110 | GE HEALTHCARE | LOGIQ E | 1 | 113D32213C | SC ASSET RECOVERY AIRPORT WHS | Received | Life Support / High Risk | IES | ASP_GE | 186 | 5 | 0 | 2009-07-08 | Canyons/Desert
13000-Logan Regional Hospital | 22301 | Anesthesiology | 13000-Logan Regional Hospital | 22301-Anesthesiology | 13000~000000007928 | 840004 | 638533WXO/LER638533 | LER638533 | 18-143 | Scanning Systems, Ultrasonic, | UltraSound | 2134 | GE HEALTHCARE | LOGIQ E | 1 | 130D22301A | LO ANESTHESIOLOGY | Anesthesiology | Life Support / High Risk | IES | ASP_GE | 75 | 5 | 0 | 2018-11-01 | Canyons/Desert
13200-McKay-Dee Hospital Center | 22301 | Anesthesiology | 13200-McKay-Dee Hospital Center | 22104-Operating Rooms | 13200~000000019090 | 826845 | 6010658WXO | LE6010642 | 18-143 | Scanning Systems, Ultrasonic, | UltraSound | 2201 | GE HEALTHCARE | LOGIQ E | 1 | 132D22104A | MK OPERATING ROOM L2 | Common Area | Life Support / High Risk | IES | ASP_GE | 83 | 5 | 0 | 2018-02-06 | Canyons/Desert
13200-McKay-Dee Hospital Center | 22301 | Anesthesiology | 13200-McKay-Dee Hospital Center | 22104-Operating Rooms | 13200~000000019091 | 826846 | 6010642WXO | LE6010657 | 18-143 | Scanning Systems, Ultrasonic, | UltraSound | 2202 | GE HEALTHCARE | LOGIQ E | 1 | 132D22104A | MK OPERATING ROOM L2 | Common Area | Life Support / High Risk | IES | ASP_GE | 83 | 5 | 0 | 2018-02-06 | Canyons/Desert
13200-McKay-Dee Hospital Center | 22301 | Anesthesiology | 13200-McKay-Dee Hospital Center | 22104-Operating Rooms | 13200~000000019092 | 826847 | 6010657WXO | LE6010658 | 18-143 | Scanning Systems, Ultrasonic, | UltraSound | 2203 | GE HEALTHCARE | LOGIQ E | 1 | 132D22104A | MK OPERATING ROOM L2 | Common Area | Life Support / High Risk | IES | ASP_GE | 83 | 5 | 0 | 2018-02-06 | Canyons/Desert
13200-McKay-Dee Hospital Center | 22301 | Anesthesiology | 13200-McKay-Dee Hospital Center | 22104-Operating Rooms | 13200~000000022403 | 866511 | 6067190WX0 | 6067190WX0 | 18-143 | Scanning Systems, Ultrasonic, | UltraSound | 2204 | GE HEALTHCARE | LOGIQ E | 1 | 132D22104A | MK OPERATING ROOM L2 | Common Area | Life Support / High Risk | IES | ASP_GE | 55 | 5 | 0 | 2020-06-26 | Canyons/Desert
13200-McKay-Dee Hospital Center | 22301 | Anesthesiology | 13200-McKay-Dee Hospital Center | 22104-Operating Rooms | 13200~000000022404 | 866512 | 6067064WX0 | 6067064WX0 | 18-143 | Scanning Systems, Ultrasonic, | UltraSound | 2205 | GE HEALTHCARE | LOGIQ E | 1 | 132D22104A | MK OPERATING ROOM L2 | Common Area | Life Support / High Risk | IES | ASP_GE | 55 | 5 | 0 | 2020-06-26 | Canyons/Desert
13200-McKay-Dee Hospital Center | 22301 | Anesthesiology | 13200-McKay-Dee Hospital Center | 22104-Operating Rooms | 13200~000000022405 | 866513 | 6067062WX0 | 6067062WX0 | 18-143 | Scanning Systems, Ultrasonic, | UltraSound | 2206 | GE HEALTHCARE | LOGIQ E | 1 | 132D22104A | MK OPERATING ROOM L2 | Common Area | Life Support / High Risk | IES | ASP_GE | 55 | 5 | 0 | 2020-06-26 | Canyons/Desert
13200-McKay-Dee Hospital Center | 70006 | Family Practice Clinic | 13200-McKay-Dee Hospital Center | 70006-Family Practice Clinic | 13200~000000005464 | 320694 | 60812WX5 | LE60812 | 18-143 | Scanning Systems, Ultrasonic, | UltraSound | 2208 | GE HEALTHCARE | LOGIQ E | 1 | 132D70006A | MK PORTER FAMILY MED LA | FP Clinic Common Area | Life Support / High Risk | IES | ASP_GE | 211 | 5 | 0 | 2007-07-01 | Canyons/Desert
13200-McKay-Dee Hospital Center | 70006 | Family Practice Clinic | 13200-McKay-Dee Hospital Center | 70006-Family Practice Clinic | 13200~000000023725 | 885045 | 5499361-3 S21030014 | 6068938WX0 | 18-143 | Scanning Systems, Ultrasonic, | UltraSound | 2210 | GE HEALTHCARE | LOGIQ E | 1 | 132D70006A | MK PORTER FAMILY MED LA | Pro 1 | Life Support / High Risk | IES | ASP_GE | 46 | 5 | 1 | 2021-03-04 | Canyons/Desert
13400-Orem Community Hospital | 20101 | Emergency Department | 13400-Orem Community Hospital | 20101-Emergency Department | 13400~000000002108 |  | 301150US7 |  | 18-143 | Scanning Systems, Ultrasonic, | UltraSound | 2221 | GE HEALTHCARE | LOGIQ E | 1 | 134D20101A | OR EMERGENCY ROOM | Unspecified | Life Support / High Risk |  |  | 68 | 5 | 0 | 2019-05-03 | Canyons/Desert
13900-Riverton Hospital | 22301 | Anesthesiology | 13900-Riverton Hospital | 22104-Operating Rooms | 13900~000000002722 | 402359 | 128829WX9 | LE128829 | 18-143 | Scanning Systems, Ultrasonic, | UltraSound | 2297 | GE HEALTHCARE | LOGIQ E | 1 | 139D22104A | RV OPERATING ROOM | OR L2 Room 6 | Life Support / High Risk | IES | ASP_GE | 182 | 5 | 0 | 2009-12-01 | Canyons/Desert
14200-Sevier Valley Hospital | 21101 | Radiology | 14200-Sevier Valley Hospital | 21101-Radiology | 14200~000000000308 | 343612 | 65518WX3 | LE65518 | 18-143 | Scanning Systems, Ultrasonic, | UltraSound | 2310 | GE HEALTHCARE | LOGIQ E | 1 | 142D21101A | SV RADIOLOGY | Radiology | Life Support / High Risk | IES | ASP_GE | 205 | 5 | 0 | 2007-12-14 | Canyons/Desert
14400-Utah Valley Hospital | 11535 | Nursing 5th Floor | 14400-Utah Valley Hospital | 10021-Intensive Care Coronary | 14400~000000006810 | 482312 | 208806WXO | LE208806 | 18-143 | Scanning Systems, Ultrasonic, | UltraSound | 2331 | GE HEALTHCARE | LOGIQ E | 1 | 144D10021A | UV CVICU | EQ Storage | Life Support / High Risk | IES | ASP_GE | 161 | 5 | 0 | 2011-08-22 | Canyons/Desert
14400-Utah Valley Hospital | 21102 | Angiography | 14400-Utah Valley Hospital | 21102-Angiography | 14400~000000016968 | 828449 | 6010893WX0 | LE6010893 | 18-143 | Scanning Systems, Ultrasonic, | UltraSound | 2369 | GE HEALTHCARE | LOGIQ E | 1 | 144D21102A | UV INTERVENTIONAL RADIOLOGY | Unspecified | Life Support / High Risk | IES | ASP_GE | 82 | 5 | 0 | 2018-03-26 | Canyons/Desert
14400-Utah Valley Hospital | 21401 | Computed Tomography - CT | 14400-Utah Valley Hospital | 21401-Computed Tomography - CT | 14400~000000007961 | 564504 | 295993WX0 | LE295993 | 18-143 | Scanning Systems, Ultrasonic, | UltraSound | 2370 | GE HEALTHCARE | LOGIQ E | 1 | 144D21401B | UV OUTPATIENT CTR CT SCAN PDA | Unspecified | Life Support / High Risk | IES | ASP_GE | 139 | 7 | 0 | 2013-06-14 | Canyons/Desert
14400-Utah Valley Hospital | 22110 | Pain Services | 14400-Utah Valley Hospital | 22110-Pain Services | 14400~000000006561 | 464514 | 196778WX5 | LE196778 | 18-143 | Scanning Systems, Ultrasonic, | UltraSound | 2382 | GE HEALTHCARE | LOGIQ E | 1 | 144D22110 | ZBAD UV PAIN SERVICES | Unspecified | Life Support / High Risk | IES | ASP_GE | 164 | 5 | 0 | 2011-05-02 | Canyons/Desert
14400-Utah Valley Hospital | 22301 | Anesthesiology | 14400-Utah Valley Hospital | 22104-Operating Rooms | 14400~000000007349 | 511259 | 242506WX4 | LE242506 | 18-143 | Scanning Systems, Ultrasonic, | UltraSound | 2385 | GE HEALTHCARE | LOGIQ E | 1 | 144D22104A | UV OPERATING ROOM | Or 11 | Life Support / High Risk | IES | ASP_GE | 145 | 5 | 0 | 2012-12-26 | Canyons/Desert
14400-Utah Valley Hospital | 22301 | Anesthesiology | 14400-Utah Valley Hospital | 22104-Operating Rooms | 14400~000000020480 | 850091 | 6046687WXO | LE6046687 | 18-143 | Scanning Systems, Ultrasonic, | UltraSound | 2386 | GE HEALTHCARE | LOGIQ E | 1 | 144D22104A | UV OPERATING ROOM | Unspecified | Life Support / High Risk | IES | ASP_GE | 67 | 5 | 0 | 2019-06-19 | Canyons/Desert
14400-Utah Valley Hospital | 22301 | Anesthesiology | 14400-Utah Valley Hospital | 22104-Operating Rooms | 14400~000000020481 | 850092 | 6046690WXO |  | 18-143 | Scanning Systems, Ultrasonic, | UltraSound | 2387 | GE HEALTHCARE | LOGIQ E | 1 | 144D22104A | UV OPERATING ROOM | Unspecified | Life Support / High Risk | IES | ASP_GE | 67 | 5 | 0 | 2019-06-19 | Canyons/Desert
14400-Utah Valley Hospital | 22301 | Anesthesiology | 14400-Utah Valley Hospital | 22104-Operating Rooms | 14400~000000023229 |  |  |  | 18-143 | Scanning Systems, Ultrasonic, | UltraSound | 2388 | GE HEALTHCARE | LOGIQ E | 1 | 144D22104A | UV OPERATING ROOM | Unspecified | Life Support / High Risk |  |  | 46 | 5 | 1 | 2021-03-09 | Canyons/Desert
14400-Utah Valley Hospital | 22301 | Anesthesiology | 14400-Utah Valley Hospital | 22301-Anesthesiology | 14400~000000004939 | 360888 | 86779WX6 | LE86779 | 18-143 | Scanning Systems, Ultrasonic, | UltraSound | 2389 | GE HEALTHCARE | LOGIQ E | 1 | 144D22301A | UV ANESTHESIOLOGY | Anesthesiology | Life Support / High Risk | IES | ASP_GE | 199 | 5 | 0 | 2008-06-26 | Canyons/Desert
14400-Utah Valley Hospital | 22301 | Anesthesiology | 14400-Utah Valley Hospital | 22301-Anesthesiology | 14400~000000007523 | 491176 | 269800WX9 | LE269800 | 18-143 | Scanning Systems, Ultrasonic, | UltraSound | 2390 | GE HEALTHCARE | LOGIQ E | 1 | 144D22301A | UV ANESTHESIOLOGY | Anesthesiology | Life Support / High Risk | IES | ASP_GE | 143 | 5 | 0 | 2013-02-25 | Canyons/Desert
14400-Utah Valley Hospital | 70085 | Merrill Gappmayer Clinic | 14400-Utah Valley Hospital | 70085-Merrill Gappmayer Clinic | 14400~000000015085 | 809917 | LE608054 | LE608054 | 18-143 | Scanning Systems, Ultrasonic, | UltraSound | 2401 | GE HEALTHCARE | LOGIQ E | 1 | 144D70085A | UV GAPPMEYER CLINIC | Unspecified | Life Support / High Risk | IES | ASP_GE | 103 | 5 | 0 | 2016-06-20 | Canyons/Desert
15400-Intermountain Medical Center | 20101 | Emergency Department | 40000-Intermountain Medical Group | 74167-Medical Center IM Hospitalists | 15400~000000014809 | 397550 | 126471WX2 | LE126471 | 18-143 | Scanning Systems, Ultrasonic, | UltraSound | 2474 | GE HEALTHCARE | LOGIQ E | 1 | 400D74167A | MG MED CENTER IM HOSPITALISTS | Common Area | Life Support / High Risk | IES | ASP_GE | 184 | 5 | 0 | 2009-09-25 | Canyons/Desert
15400-Intermountain Medical Center | 21601 | Ultrasound | 15400-Intermountain Medical Center | 21001-Imaging Administration | 15400~000000028709 | 819770 | LE608795 |  | 18-143 | Scanning Systems, Ultrasonic, | UltraSound | 2515 | GE HEALTHCARE | LOGIQ E | 1 | 154D21001A | IM IMAGING ADMIN TOWER TLL1 | Bldg C Imaging Admin | Life Support / High Risk | IES | ASP_GE | 100 | 5 | 0 | 2016-09-13 | Canyons/Desert
15400-Intermountain Medical Center | 21611 | Ultrasound TOSH | 37000-The Orthopedic Specialty Hosp | 21001-Imaging Administration | 15400~000000042514 | 728062 | LE394827 | LE394827 | 18-143 | Scanning Systems, Ultrasonic, | UltraSound | 2524 | GE HEALTHCARE | LOGIQ E | 1 | 370D21001A | TO IMAGING ADMIN BLDG 4 L1 | Radiology Admin | Life Support / High Risk | IES | ASP_GE | 120 | 5 | 0 | 2015-01-08 | Canyons/Desert
15400-Intermountain Medical Center | 22301 | Anesthesiology | 15400-Intermountain Medical Center | 22104-Operating Rooms | 15400~000000025860 | 800452 | 418049WX3 | LE418049 | 18-143 | Scanning Systems, Ultrasonic, | UltraSound | 2532 | GE HEALTHCARE | LOGIQ E | 1 | 154D22104A | IM OPERATING ROOM TL2 | Unspecified | Life Support / High Risk | IES | ASP_GE | 115 | 5 | 0 | 2015-06-03 | Canyons/Desert
15400-Intermountain Medical Center | 22301 | Anesthesiology | 15400-Intermountain Medical Center | 22104-Operating Rooms | 15400~000000028393 | 810987 | 608429WX0 | LE608429 | 18-143 | Scanning Systems, Ultrasonic, | UltraSound | 2533 | GE HEALTHCARE | LOGIQ E | 1 | 154D22104A | IM OPERATING ROOM TL2 | Unspecified | Life Support / High Risk | IES | ASP_GE | 101 | 5 | 0 | 2016-08-11 | Canyons/Desert
15400-Intermountain Medical Center | 22301 | Anesthesiology | 15400-Intermountain Medical Center | 22301-Anesthesiology | 15400~000000033352 | 848176 | 301091US7 | LE301091 | 18-143 | Scanning Systems, Ultrasonic, | UltraSound | 2537 | GE HEALTHCARE | LOGIQ E | 1 | 154D22301A | IM ANESTHESIA TL2 | Unspecified | Life Support / High Risk | IES | ASP_GE | 69 | 5 | 0 | 2019-04-04 | Canyons/Desert
15400-Intermountain Medical Center | 70007 | Clinic | 15400-Intermountain Medical Center | 70007-Clinic | 15400~000000043875 | 927705 | 6067058WXO |  | 18-143 | Scanning Systems, Ultrasonic, | UltraSound | 2554 | GE HEALTHCARE | LOGIQ E | 1 | 154D70007A | IM INTERNAL MED OUTPT CL E3 | Unspecified | Life Support / High Risk | IES | ASP_GE | 3 | 5 | 5 | 2024-10-28 | Canyons/Desert
18200-Garfield Memorial Hospital | 20101 | Emergency Department | 18200-Garfield Memorial Hospital | 20101-Emergency Department | 18200~000000000091 | 490496 | 283720WX1 | LE283720 | 18-143 | Scanning Systems, Ultrasonic, | UltraSound | 2575 | GE HEALTHCARE | LOGIQ E | 1 | 182D20101A | GF EMERGENCY ROOM | Standby E.R. | Life Support / High Risk | IES | ASP_GE | 140 | 5 | 0 | 2013-05-03 | Canyons/Desert
27000-Rehabilitation Services | 28418 | PTR - Ortho - Alta View | 11600-Alta View Hospital | 28837-Physical Therapy Ortho - OP | 27000~000000001468 | 928071 | 611540WX0 |  | 18-143 | Scanning Systems, Ultrasonic, | UltraSound | 2579 | GE HEALTHCARE | LOGIQ E | 1 | 116D28837A | AV PHYSICAL THERAPY ORTHO OP | Unspecified | Life Support / High Risk | AVH_CE | AVHCREW1CE | 2 | 5 | 5 | 2024-11-12 | Canyons/Desert
27000-Rehabilitation Services | 28432 | PTR - Ortho - Orthopedic | 37000-The Orthopedic Specialty Hosp | 28837-Physical Therapy Ortho - OP | 27000~000000000320 | 726188 | 325076WX8 | LER325076 | 18-143 | Scanning Systems, Ultrasonic, | UltraSound | 2581 | GE HEALTHCARE | LOGIQ E | 1 | 370D28837A | TO PHYSCIAL THERAPY ORTHO OP | P.T. | Life Support / High Risk | IES | ASP_GE | 127 | 5 | 0 | 2014-06-18 | Canyons/Desert
27000-Rehabilitation Services | 28454 | PTR - AT - Canyons Wasatch | 14300-Park City Hospital | 28824-Fitness Center | 27000~000000001154 | 862961 | 6066467WX0 | 6066467WX0 | 18-143 | Scanning Systems, Ultrasonic, | UltraSound | 2582 | GE HEALTHCARE | LOGIQ E | 1 | 143D28824A | PK LIVE WELL CENTER | Unspecified | Life Support / High Risk | IES | ASP_GE | 57 | 7 | 2 | 2020-04-13 | Canyons/Desert
27900-Rehab Services - Desert | 28458 | PTR - Ortho - St. George | 12600-St George Regional Hospital | 28837-Physical Therapy Ortho - OP | 27900~000000000076 |  |  |  | 18-143 | Scanning Systems, Ultrasonic, | UltraSound | 2584 | GE HEALTHCARE | LOGIQ E | 1 | 126D28837A | SG PHYSICAL THERAPY ORTHO HPC | Unspecified | Life Support / High Risk |  |  | 84 | 5 | 0 | 2018-01-19 | Canyons/Desert
36700-St George Surgery Center LLC | 22203 | Surgical Center | 36700-St George Surgery Center LLC | 22203-Surgical Center | 36700~000000000126 | 397507 | 126461WX3 | LE126461 | 18-143 | Scanning Systems, Ultrasonic, | UltraSound | 2586 | GE HEALTHCARE | LOGIQ E | 1 | 367D22203A | ST GEORGE SURGERY CENTER | Unspecified | Life Support / High Risk | IES | ASP_GE | 31 | 5 | 2 | 2022-06-08 | Canyons/Desert
37000-The Orthopedic Specialty Hosp | 22301 | Anesthesiology | 37000-The Orthopedic Specialty Hosp | 22104-Operating Rooms | 37000~000000003725 | 803621 | 42575WX2 | LE298046 | 18-143 | Scanning Systems, Ultrasonic, | UltraSound | 2590 | GE HEALTHCARE | LOGIQ E | 1 | 370D22104A | TO OPERATING ROOM | Operating Rm | Life Support / High Risk | IES | ASP_GE | 114 | 5 | 0 | 2015-07-15 | Canyons/Desert
40000-Intermountain Medical Group | 42945 | Layton PW Administration | 40000-Intermountain Medical Group | 73021-Roy Clinic | 40000~000000021287 | 821308 | LE610805 | LE610805 | 18-143 | Scanning Systems, Ultrasonic, | UltraSound | 2612 | GE HEALTHCARE | LOGIQ E | 1 | 400D73021A | MG ROY CLINIC | Unspecified | Life Support / High Risk | IES | ASP_GE | 88 | 5 | 0 | 2017-09-05 | Canyons/Desert
40000-Intermountain Medical Group | 72002 | River Road Instacare | 40000-Intermountain Medical Group | 72002-River Road Instacare | 40000~000000026894 | 856279 | LE610452 | LE610452 | 18-143 | Scanning Systems, Ultrasonic, | UltraSound | 2615 | GE HEALTHCARE | LOGIQ E | 1 | 400D72002A | MG RIVER ROAD INSTACARE | Unspecified | Life Support / High Risk | IES | ASP_GE | 61 | 5 | 0 | 2019-12-10 | Canyons/Desert
40000-Intermountain Medical Group | 72002 | River Road Instacare | 40000-Intermountain Medical Group | 72002-River Road Instacare | 40000~000000030908 | 576270 | 325205WX3 | LE325205 | 18-143 | Scanning Systems, Ultrasonic, | UltraSound | 2616 | GE HEALTHCARE | LOGIQ E | 1 | 400D72002A | MG RIVER ROAD INSTACARE | Unspecified | Life Support / High Risk | IES | ASP_GE | 132 | 5 | 0 | 2014-01-16 | Canyons/Desert
40000-Intermountain Medical Group | 72022 | Saratoga Springs Instacare | 40000-Intermountain Medical Group | 74142-Utah Valley Sports Med-NValley | 40000~000000034985 | 927737 | LP9490096 |  | 18-143 | Scanning Systems, Ultrasonic, | UltraSound | 2617 | GE HEALTHCARE | LOGIQ E | 1 | 400D74142B | MG UV SPORTMED NO VLY SARATOGA | Unspecified | Life Support / High Risk | AFH_CE | AFCREW3_CE | 3 | 5 | 5 | 2024-10-31 | Canyons/Desert
40000-Intermountain Medical Group | 73071 | Cedar City Clinic | 14600-Cedar City Hospital | 21001-Imaging Administration | 40000~000000021392 | 736436 | 433126WXO | LE433126 | 18-143 | Scanning Systems, Ultrasonic, | UltraSound | 2636 | GE HEALTHCARE | LOGIQ E | 1 | 146D21001A | CC IMAGING ADMINISTRATION | Unspecified | Life Support / High Risk | IES | ASP_GE | 113 | 5 | 0 | 2015-09-01 | Canyons/Desert
40000-Intermountain Medical Group | 73076 | Central Orem Clinic | 40000-Intermountain Medical Group | 73076-Central Orem Clinic | 40000~000000034290 | 923566 | LE6012378 |  | 18-143 | Scanning Systems, Ultrasonic, | UltraSound | 2639 | GE HEALTHCARE | LOGIQ E | 1 | 400D73076B | MG CENTRAL OREM CLINIC SUITE B | Family Medicine, Suite A | Life Support / High Risk | AFH_CE | AFCREW2_CE | 6 | 5 | 4 | 2024-07-16 | Canyons/Desert
40000-Intermountain Medical Group | 73076 | Central Orem Clinic | 40000-Intermountain Medical Group | 74139-Utah Valley Sports Medicine | 40000~000000024908 | 849949 | LE300985 | LE300985 | 18-143 | Scanning Systems, Ultrasonic, | UltraSound | 2640 | GE HEALTHCARE | LOGIQ E | 1 | 400D74139A | MG UV SPORTS MEDICINE | Utah Valley SportMedProvo | Life Support / High Risk | IES | ASP_GE | 77 | 5 | 0 | 2018-08-21 | Canyons/Desert
40000-Intermountain Medical Group | 74013 | Logan Regional Orthopedics | 40000-Intermountain Medical Group | 40086-Budge Clinic Support | 40000~000000017433 | 805587 | 465200WX4 | LE465200 | 18-143 | Scanning Systems, Ultrasonic, | UltraSound | 2647 | GE HEALTHCARE | LOGIQ E | 1 | 400D40086A | MG BUDGE CL SUPPORT 3RD FLR | Unspecified | Life Support / High Risk | IES | ASP_GE | 109 | 5 | 0 | 2015-12-21 | Canyons/Desert
40000-Intermountain Medical Group | 74013 | Logan Regional Orthopedics | 40000-Intermountain Medical Group | 73010-South Cache Valley Clinic | 40000~000000005606 | 451980 | LE176864 | LE176864 | 18-143 | Scanning Systems, Ultrasonic, | UltraSound | 2648 | GE HEALTHCARE | LOGIQ E | 1 | 400D73010A | MG SOUTH CACHE VALLEY CLINIC | Common Area | Life Support / High Risk | IES | ASP_GE | 165 | 5 | 0 | 2011-04-18 | Canyons/Desert
40000-Intermountain Medical Group | 74013 | Logan Regional Orthopedics | 40000-Intermountain Medical Group | 74011-Budge Clinic Radiology | 40000~000000005605 | 451981 | LE176859 | LE176859 | 18-143 | Scanning Systems, Ultrasonic, | UltraSound | 2649 | GE HEALTHCARE | LOGIQ E | 1 | 400D74011A | MG BUDGE CL RADIOLOGY 1ST FLR | Xray 1 | Life Support / High Risk | IES | ASP_GE | 165 | 5 | 0 | 2011-04-18 | Canyons/Desert
40000-Intermountain Medical Group | 74019 | Sports Med Specialists - Bntfl | 40000-Intermountain Medical Group | 74019-Sports Med Specialists - Bntfl | 40000~000000009084 | 343608 | LE51106 | LE51106 | 18-143 | Scanning Systems, Ultrasonic, | UltraSound | 2652 | GE HEALTHCARE | LOGIQ E | 1 | 400D74019A | MG SPORTS MED SPEC BOUNTIFUL | Common Area | Life Support / High Risk | IES | ASP_GE | 205 | 5 | 0 | 2007-12-14 | Canyons/Desert
40000-Intermountain Medical Group | 74026 | Southwest Ortho and Sports Med | 12600-St George Regional Hospital | 21601-Ultrasound | 40000~000000022812 | 824306 | LE637859 | LE637859 | 18-143 | Scanning Systems, Ultrasonic, | UltraSound | 2657 | GE HEALTHCARE | LOGIQ E | 1 | 126D21601A | SG ULTRASOUND | Unspecified | Life Support / High Risk | IES | ASP_GE | 86 | 5 | 0 | 2017-11-13 | Canyons/Desert
40000-Intermountain Medical Group | 74030 | Zion Ortho and Sports Medicine | 40000-Intermountain Medical Group | 74030-Zion Ortho and Sports Medicine | 40000~000000019159 | 809332 | LE608010 | LE608010 | 18-143 | Scanning Systems, Ultrasonic, | UltraSound | 2660 | GE HEALTHCARE | LOGIQ E | 1 | 400D74030A | MG ZION ORTHOPEDICS | Unspecified | Life Support / High Risk | IES | ASP_GE | 101 | 5 | 0 | 2016-08-29 | Canyons/Desert
40000-Intermountain Medical Group | 74078 | Ortho Specialty Group - LDSH | 40000-Intermountain Medical Group | 74078-Ortho Specialty Group - LDSH | 40000~000000020856 | 817851 | LE340943 | LE340943 | 18-143 | Scanning Systems, Ultrasonic, | UltraSound | 2685 | GE HEALTHCARE | LOGIQ E | 1 | 400D74078A | MG AVENUES SPECIALTY ORTHO L1 | Unspecified | Life Support / High Risk | IES | ASP_GE | 92 | 5 | 0 | 2017-05-03 | Canyons/Desert
40000-Intermountain Medical Group | 74088 | Intrmtn Surgical Oncology | 40000-Intermountain Medical Group | 74088-Intrmtn Surgical Oncology | 40000~000000026086 | 901902 | 6046689WXO | LE6046689 | 18-143 | Scanning Systems, Ultrasonic, | UltraSound | 2688 | GE HEALTHCARE | LOGIQ E | 1 | 400D74088A | MG SURG ONCOLOGY IM STE 440 | Unspecified | Life Support / High Risk | IES | ASP_GE | 67 | 5 | 0 | 2019-06-26 | Canyons/Desert
40000-Intermountain Medical Group | 74115 | Park City Specialty Clinic | 11300-Supply Chain Organization | 32213-Asset Recovery - SLC | 40000~000000020822 | 816071 | S1633003 | LE608855 | 18-143 | Scanning Systems, Ultrasonic, | UltraSound | 2708 | GE HEALTHCARE | LOGIQ E | 1 | 113D32213C | SC ASSET RECOVERY AIRPORT WHS | Redeploy | Life Support / High Risk | IES | ASP_GE | 96 | 5 | 0 | 2017-01-09 | Canyons/Desert
40000-Intermountain Medical Group | 74127 | Intrmtn Neurosciences Institut | 40000-Intermountain Medical Group | 74127-Intrmtn Neurosciences Institut | 40000~000000014219 | 582805 | 340941WX4 | LE340941 | 18-143 | Scanning Systems, Ultrasonic, | UltraSound | 2714 | GE HEALTHCARE | LOGIQ E | 1 | 400D74127A | MG NEURO CLINIC SOT STE 810 | Unspecified | Life Support / High Risk | IES | ASP_GE | 128 | 5 | 0 | 2014-05-05 | Canyons/Desert
40000-Intermountain Medical Group | 74139 | Utah Valley Sports Medicine | 40000-Intermountain Medical Group | 74230-Payson Clinic | 40000~000000024978 | 843568 | LE300817 | LE300817 | 18-143 | Scanning Systems, Ultrasonic, | UltraSound | 2720 | GE HEALTHCARE | LOGIQ E | 1 | 400D74230A | MG PAYSON SPORTS MEDICINE | Unspecified | Life Support / High Risk | IES | ASP_GE | 73 | 5 | 0 | 2018-12-29 | Canyons/Desert
40000-Intermountain Medical Group | 74153 | Utah Valley Heart Lung Vein | 40000-Intermountain Medical Group | 74153-Utah Valley Heart Lung Vein | 40000~000000005772 | 490574 | 196823WX9 | LE196823 | 18-143 | Scanning Systems, Ultrasonic, | UltraSound | 2728 | GE HEALTHCARE | LOGIQ E | 1 | 400D74153A | MG UTAH VALLEY HEART LUNG VEIN | Common Area | Life Support / High Risk | IES | ASP_GE | 160 | 5 | 0 | 2011-09-20 | Canyons/Desert
40000-Intermountain Medical Group | 74214 | SL Clinic - Rheumatology | 40000-Intermountain Medical Group | 74214-SL Clinic - Rheumatology | 40000~000000012180 | 563842 | 306626WX3 | LE306626 | 18-143 | Scanning Systems, Ultrasonic, | UltraSound | 2762 | GE HEALTHCARE | LOGIQ E | 1 | 400D74214A | MG SL CLINIC RHEUMATOLOGY | Exam 1 | Life Support / High Risk | IES | ASP_GE | 135 | 5 | 0 | 2013-10-15 | Canyons/Desert
40000-Intermountain Medical Group | 74222 | SL Clinic - Podiatry | 40000-Intermountain Medical Group | 74222-SL Clinic - Podiatry | 40000~000000016223 | 731994 | 401940WX2 | LE401940 | 18-143 | Scanning Systems, Ultrasonic, | UltraSound | 2763 | GE HEALTHCARE | LOGIQ E | 1 | 400D74222A | MG SL CLINIC PODIATRY | Common Area | Life Support / High Risk | IES | ASP_GE | 117 | 5 | 0 | 2015-04-23 | Canyons/Desert
40000-Intermountain Medical Group | 74264 | Utah Valley Pain Management | 40000-Intermountain Medical Group | 74264-Utah Valley Pain Management | 40000~000000022827 | 857255 | 637757WXO | LE637757 | 18-143 | Scanning Systems, Ultrasonic, | UltraSound | 2773 | GE HEALTHCARE | LOGIQ E | 1 | 400D74264A | MG UV PAIN MGMT 8D STE803 | Unspecified | Life Support / High Risk | IES | ASP_GE OEC | 86 | 5 | 0 | 2017-11-13 | Canyons/Desert
40000-Intermountain Medical Group | 74264 | Utah Valley Pain Management | 40000-Intermountain Medical Group | 74264-Utah Valley Pain Management | 40000~000000034983 | 927485 | LE323362 |  | 18-143 | Scanning Systems, Ultrasonic, | UltraSound | 2775 | GE HEALTHCARE | LOGIQ E | 1 | 400D74264A | MG UV PAIN MGMT 8D STE803 | Standby Equipment | Life Support / High Risk | AFH_CE | AFCREW3_CE | 3 | 5 | 5 | 2024-10-16 | Canyons/Desert
40000-Intermountain Medical Group | 74268 | Vascular and Vein - McKay-Dee | 40000-Intermountain Medical Group | 74268-Vascular and Vein - McKay-Dee | 40000~000000022220 | 821553 | 54278WX7 |  | 18-143 | Scanning Systems, Ultrasonic, | UltraSound | 2781 | GE HEALTHCARE | LOGIQ E | 1 | 400D74268A | MG VASCULAR AND VEIN MCKAY DEE | Unspecified | Life Support / High Risk | IES | ASP_GE | 87 | 5 | 0 | 2017-10-02 | Canyons/Desert
40000-Intermountain Medical Group | 74286 | Alta View General Surgery | 40000-Intermountain Medical Group | 74286-Alta View General Surgery | 40000~000000005825 | 474297 | 205787WX5 | LE205787 | 18-143 | Scanning Systems, Ultrasonic, | UltraSound | 2789 | GE HEALTHCARE | LOGIQ E | 1 | 400D74286A | MG AV GENERAL SURGERY | Unspecified | Life Support / High Risk | IES | ASP_GE | 156 | 5 | 0 | 2012-01-05 | Canyons/Desert
40000-Intermountain Medical Group | 74308 | Vascular and Vein - St. George | 40000-Intermountain Medical Group | 74308-Vascular and Vein - St. George | 40000~000000029363 | 470221 | LE83859 | LE83859 | 18-143 | Scanning Systems, Ultrasonic, | UltraSound | 2797 | GE HEALTHCARE | LOGIQ E | 1 | 400D74308A | MG VASCULAR AND VEIN ST GEO | Unspecified | Life Support / High Risk | IES | ASP_GE | 161 | 5 | 0 | 2011-08-26 | Canyons/Desert
40000-Intermountain Medical Group | 74352 | Southridge Eye Care | 40000-Intermountain Medical Group | 74352-Southridge Eye Care | 40000~000000020877 | 883292 | 608009WX0 | LE608009 | 18-143 | Scanning Systems, Ultrasonic, | UltraSound | 2806 | GE HEALTHCARE | LOGIQ E | 1 | 400D74352A | MG RV SRIDGE EYE CARE | Unspecified | Life Support / High Risk | IES | ASP_GE | 102 | 5 | 0 | 2016-07-16 | Canyons/Desert
43100-Intermountain MS NV LLC | 79453 | END Sunset | 43100-Intermountain MS NV LLC | 79453-END Sunset | 43100~000000001839 | 753105 | LP9370745 | 25822 | 18-143 | Scanning Systems, Ultrasonic, | UltraSound | 2821 | GE HEALTHCARE | LOGIQ E | 1 | 431D79453A | NV SUNSET ENDOCRINOLOGY | Unspecified | Life Support / High Risk | SGRH_CE | NEVADA | 29 | 5 | 3 | 2022-08-31 | Canyons/Desert
11600-Alta View Hospital | 21601 | Ultrasound | 11600-Alta View Hospital | 21601-Ultrasound | 11600~000000006629 | 843480 | 500926US7 | LE10500926US7 | 15-976 | Scanning Systems, Ultrasonic, | UltraSound | 1908 | GE HEALTHCARE | LOGIQ E10 | 1 | 116D21601A | AV ULTRASOUND | Unspecified | Life Support / High Risk | IES | ASP_GE | 72 | 5 | 0 | 2019-01-11 | Canyons/Desert
11600-Alta View Hospital | 21601 | Ultrasound | 11600-Alta View Hospital | 21601-Ultrasound | 11600~000000006984 | 849658 | 500588US7 | LE10500588US7 | 15-976 | Scanning Systems, Ultrasonic, | UltraSound | 1909 | GE HEALTHCARE | LOGIQ E10 | 1 | 116D21601A | AV ULTRASOUND | Unspecified | Life Support / High Risk | IES | ASP_GE | 67 | 5 | 0 | 2019-06-07 | Canyons/Desert
11800-American Fork Hospital | 20102 | Emergency Dept - Satellite | 11800-American Fork Hospital | 21050-Imaging Dept - Satellite | 11800~000000008176 | 912933 | 511140US6 |  | 15-976 | Scanning Systems, Ultrasonic, | UltraSound | 1922 | GE HEALTHCARE | LOGIQ E10 | 1 | 118D21050A | SS IMAGING CENTER SATALLITE | Unspecified | Life Support / High Risk | AFH_CE | AFCREW3_CE | 15 | 5 | 4 | 2023-10-05 | Canyons/Desert
11800-American Fork Hospital | 21601 | Ultrasound | 11800-American Fork Hospital | 21601-Ultrasound | 11800~000000006908 | 880528 | 530710US8 | 530710US8 | 15-976 | Scanning Systems, Ultrasonic, | UltraSound | 1932 | GE HEALTHCARE | LOGIQ E10 | 1 | 118D21601A | AF ULTRASOUND | Common Area | Life Support / High Risk |  |  | 45 | 5 | 1 | 2021-04-20 | Canyons/Desert
11800-American Fork Hospital | 21601 | Ultrasound | 11800-American Fork Hospital | 21601-Ultrasound | 11800~000000008322 | 918660 | 511252US9 | 511252US9 | 15-976 | Scanning Systems, Ultrasonic, | UltraSound | 1934 | GE HEALTHCARE | LOGIQ E10 | 1 | 118D21601A | AF ULTRASOUND | Common Area | Life Support / High Risk | IES | ASP_GE | 11 | 5 | 4 | 2024-02-07 | Canyons/Desert
12200-Cassia Regional Hospital | 21601 | Ultrasound | 12200-Cassia Regional Hospital | 21001-Imaging Administration | 12200~000000003013 | 848948 | LE10501093 | LE10501093US7 | 15-976 | Scanning Systems, Ultrasonic, | UltraSound | 1954 | GE HEALTHCARE | LOGIQ E10 | 1 | 122D21001A | CA IMAGING ADMINISTRATION | Unspecified | Life Support / High Risk | IES | ASP_GE | 70 | 5 | 0 | 2019-03-26 | Canyons/Desert
12200-Cassia Regional Hospital | 21601 | Ultrasound | 12200-Cassia Regional Hospital | 21601-Ultrasound | 12200~000000003365 | 896361 | 531372US8 | 531372US8 | 15-976 | Scanning Systems, Ultrasonic, | UltraSound | 1956 | GE HEALTHCARE | LOGIQ E10 | 1 | 122D21601A | CA ULTRASONOGRAPHY | Unspecified | Life Support / High Risk | IES | ASP_GE | 39 | 7 | 4 | 2021-10-06 | Canyons/Desert
12600-St George Regional Hospital | 20102 | Emergency Dept - Satellite | 12600-St George Regional Hospital | 20102-Emergency Dept - Satellite | 12600~000000027364 | 912667 | 511211US5 | 511211US5 | 15-976 | Scanning Systems, Ultrasonic, | UltraSound | 1990 | GE HEALTHCARE | LOGIQ E10 | 1 | 126D20102A | HU EMERGENCY DEPT SATELLITE | Unspecified | Life Support / High Risk | IES | ASP_GE | 16 | 5 | 4 | 2023-09-25 | Canyons/Desert
12600-St George Regional Hospital | 21601 | Ultrasound | 12600-St George Regional Hospital | 21101-Radiology | 12600~000000026531 | 906595 | 590537-019 |  | 15-976 | Scanning Systems, Ultrasonic, | UltraSound | 2021 | GE HEALTHCARE | LOGIQ E10 | 1 | 126D21101A | SG RADIOLOGY | Common Area | Life Support / High Risk | IES | ASP_GE | 22 | 5 | 3 | 2023-03-17 | Canyons/Desert
12600-St George Regional Hospital | 21601 | Ultrasound | 12600-St George Regional Hospital | 21601-Ultrasound | 12600~000000019185 | 843566 | LE10500951US7 | LE10500951US7 | 15-976 | Scanning Systems, Ultrasonic, | UltraSound | 2027 | GE HEALTHCARE | LOGIQ E10 | 1 | 126D21601A | SG ULTRASOUND | Unspecified | Life Support / High Risk | IES | ASP_GE | 73 | 5 | 0 | 2018-12-29 | Canyons/Desert
12600-St George Regional Hospital | 21601 | Ultrasound | 12600-St George Regional Hospital | 21601-Ultrasound | 12600~000000020691 | 854428 | LE10502044US7 | LE10502044US7 | 15-976 | Scanning Systems, Ultrasonic, | UltraSound | 2028 | GE HEALTHCARE | LOGIQ E10 | 1 | 126D21601A | SG ULTRASOUND | Unspecified | Life Support / High Risk | IES | ASP_GE | 64 | 5 | 0 | 2019-09-28 | Canyons/Desert
12600-St George Regional Hospital | 42799 | Depreciation and Amortization | 40000-Intermountain Medical Group | 74036-Southwest Regional Cancer Clin | 12600~000000019690 | 852015 | LE6010782 |  | 15-976 | Scanning Systems, Ultrasonic, | UltraSound | 2047 | GE HEALTHCARE | LOGIQ E10 | 1 | 400D74036A | MG SOUTHWEST REG CANCER CLINIC | Unspecified | Life Support / High Risk | IES | ASP_GE | 72 | 5 | 0 | 2019-01-06 | Canyons/Desert
12800-LDS Hospital | 20603 | Vascular Lab | 12800-LDS Hospital | 21001-Imaging Administration | 12800~000000015719 | 899834 | LE10502476US7 | LE10502476US7 | 15-976 | Scanning Systems, Ultrasonic, | UltraSound | 2069 | GE HEALTHCARE | LOGIQ E10 | 1 | 128D21001A | LD IMAGING ADMIN L1 | Unspecified | Life Support / High Risk | LDSH_CE | LDSCE2 | 36 | 5 | 2 | 2022-01-10 | Canyons/Desert
12800-LDS Hospital | 21501 | Mammography | 12800-LDS Hospital | 21501-Mammography | 12800~000000015898 | 899832 | 510318US9 |  | 15-976 | Scanning Systems, Ultrasonic, | UltraSound | 2075 | GE HEALTHCARE | LOGIQ E10 | 1 | 128D21501A | LD MAMMOGRAPHY L1 | Unspecified | Life Support / High Risk | LDSH_CE | LDSCE2 | 28 | 5 | 3 | 2022-09-26 | Canyons/Desert
12800-LDS Hospital | 21601 | Ultrasound | 12800-LDS Hospital | 21501-Mammography | 12800~000000015847 | 894916 | 510096US9 | 510096US9 | 15-976 | Scanning Systems, Ultrasonic, | UltraSound | 2076 | GE HEALTHCARE | LOGIQ E10 | 1 | 128D21501A | LD MAMMOGRAPHY L1 | Unspecified | Life Support / High Risk | LDSH_CE | LDSCE2 | 32 | 5 | 2 | 2022-05-13 | Canyons/Desert
12800-LDS Hospital | 21601 | Ultrasound | 12800-LDS Hospital | 21601-Ultrasound | 12800~000000015039 | 888830 | 530066US8 | 530066US8 | 15-976 | Scanning Systems, Ultrasonic, | UltraSound | 2079 | GE HEALTHCARE | LOGIQ E10 | 1 | 128D21601A | LD ULTRASOUND L1 | Unspecified | Life Support / High Risk | IES | ASP_GE | 51 | 5 | 1 | 2020-10-29 | Canyons/Desert
12900-Layton Hospital | 21101 | Radiology | 12900-Layton Hospital | 21101-Radiology | 12900~000000003210 | 846853 | E70252 | K1070252 | 15-976 | Scanning Systems, Ultrasonic, | UltraSound | 2103 | GE HEALTHCARE | LOGIQ E10 | 1 | 129D21101A | LA RADIOLOGY | Unspecified | Life Support / High Risk | IES | ASP_GE | 77 | 5 | 0 | 2018-08-17 | Canyons/Desert
12900-Layton Hospital | 21601 | Ultrasound | 12900-Layton Hospital | 21001-Imaging Administration | 12900~000000005315 | 902097 | 510615US9 | 510615US9 | 15-976 | Scanning Systems, Ultrasonic, | UltraSound | 2105 | GE HEALTHCARE | LOGIQ E10 | 1 | 129D21001A | LA IMAGING ADMINISTRATION | Unspecified | Life Support / High Risk | IES | IESCREWSC | 26 | 5 | 3 | 2022-11-22 | Canyons/Desert
12900-Layton Hospital | 21601 | Ultrasound | 12900-Layton Hospital | 21601-Ultrasound | 12900~000000002600 | 837946 | LE10500534US7 | LE10500534US7 | 15-976 | Scanning Systems, Ultrasonic, | UltraSound | 2106 | GE HEALTHCARE | LOGIQ E10 | 1 | 129D21601A | LA ULTRASOUND | Unspecified | Life Support / High Risk | IES | ASP_GE | 75 | 5 | 0 | 2018-10-04 | Canyons/Desert
13000-Logan Regional Hospital | 21601 | Ultrasound | 13000-Logan Regional Hospital | 21601-Ultrasound | 13000~000000010433 | 872314 | LE10530029US8 |  | 15-976 | Scanning Systems, Ultrasonic, | UltraSound | 2131 | GE HEALTHCARE | LOGIQ E10 | 1 | 130D21601A | LO ULTRASOUND | Ultrasound 11 | Life Support / High Risk | IES | ASP_GE | 50 | 5 | 1 | 2020-11-23 | Canyons/Desert
13200-McKay-Dee Hospital Center | 21501 | Mammography | 13200-McKay-Dee Hospital Center | 21501-Mammography | 13200~000000025041 | 893057 | 500147US9 |  | 15-976 | Scanning Systems, Ultrasonic, | UltraSound | 2190 | GE HEALTHCARE | LOGIQ E10 | 1 | 132D21501A | MK MAMMOGRAPHY 4TH FLR | Mammography | Life Support / High Risk | IES | ASP_GE | 34 | 5 | 2 | 2022-03-29 | Canyons/Desert
13200-McKay-Dee Hospital Center | 21501 | Mammography | 13200-McKay-Dee Hospital Center | 21501-Mammography | 13200~000000026227 | 912265 | 511090US3 | 511090US3 | 15-976 | Scanning Systems, Ultrasonic, | UltraSound | 2191 | GE HEALTHCARE | LOGIQ E10 | 1 | 132D21501A | MK MAMMOGRAPHY 4TH FLR | Mammography | Life Support / High Risk | IES | ASP_GE | 19 | 5 | 3 | 2023-06-19 | Canyons/Desert
13200-McKay-Dee Hospital Center | 21601 | Ultrasound | 13200-McKay-Dee Hospital Center | 21601-Ultrasound | 13200~000000021006 | 852124 | LE10501556US7 | LE10501556US7 | 15-976 | Scanning Systems, Ultrasonic, | UltraSound | 2194 | GE HEALTHCARE | LOGIQ E10 | 1 | 132D21601A | MK ULTRASOUND 1ST FLR | Unspecified | Life Support / High Risk | IES | ASP_GE | 68 | 5 | 0 | 2019-05-30 | Canyons/Desert
13200-McKay-Dee Hospital Center | 21601 | Ultrasound | 13200-McKay-Dee Hospital Center | 21601-Ultrasound | 13200~000000024111 | 883753 | 531042US8 | 531042US8 | 15-976 | Scanning Systems, Ultrasonic, | UltraSound | 2195 | GE HEALTHCARE | LOGIQ E10 | 1 | 132D21601A | MK ULTRASOUND 1ST FLR | Unspecified | Life Support / High Risk | IES | ASP_GE | 43 | 7 | 3 | 2021-06-29 | Canyons/Desert
13800-Primary Childrens Hospital | 21102 | Angiography | 13800-Primary Childrens Hospital | 21101-Radiology | 13800~000000026577 | 844995 | LE10R50049US7 | LE10R500049US7 | 15-976 | Scanning Systems, Ultrasonic, | UltraSound | 2257 | GE HEALTHCARE | LOGIQ E10 | 1 | 138D21101A | PC MEDICAL IMAGING 1ST FLR W | Ultrasound Rm 1 | Life Support / High Risk | IES | ASP_GE | 72 | 5 | 0 | 2019-01-16 | Canyons/Desert
13800-Primary Childrens Hospital | 21601 | Ultrasound | 13800-Primary Childrens Hospital | 21101-Radiology | 13800~000000033561 | 914221 | 51134US6 | 511343US6 | 15-976 | Scanning Systems, Ultrasonic, | UltraSound | 2261 | GE HEALTHCARE | LOGIQ E10 | 1 | 138D21101A | PC MEDICAL IMAGING 1ST FLR W | Ultrasound Rm 1 | Life Support / High Risk | IES | ASP_GE | 14 | 5 | 4 | 2023-11-27 | Canyons/Desert
13900-Riverton Hospital | 21601 | Ultrasound | 13900-Riverton Hospital | 21601-Ultrasound | 13900~000000008729 | 911013 | 510916US9 | 510916US9 | 15-976 | Scanning Systems, Ultrasonic, | UltraSound | 2295 | GE HEALTHCARE | LOGIQ E10 | 1 | 139D21601A | RV ULTRASOUND | Unspecified | Life Support / High Risk | IES | ASP_GE | 21 | 5 | 3 | 2023-04-03 | Canyons/Desert
14000-Sanpete Valley Hospital | 21101 | Radiology | 14000-Sanpete Valley Hospital | 21101-Radiology | 14000~000000001014 |  |  |  | 15-976 | Scanning Systems, Ultrasonic, | UltraSound | 2300 | GE HEALTHCARE | LOGIQ E10 | 1 | 140D21101A | SP RADIOLOGY | Unspecified | Life Support / High Risk |  |  | 58 | 5 | 0 | 2020-03-10 | Canyons/Desert
14200-Sevier Valley Hospital | 21101 | Radiology | 14200-Sevier Valley Hospital | 21101-Radiology | 14200~000000001486 | 839978 | LE10500636US7 | LE10500636US7 | 15-976 | Scanning Systems, Ultrasonic, | UltraSound | 2311 | GE HEALTHCARE | LOGIQ E10 | 1 | 142D21101A | SV RADIOLOGY | Unspecified | Life Support / High Risk | IES | ASP_GE | 74 | 5 | 0 | 2018-11-13 | Canyons/Desert
14200-Sevier Valley Hospital | 21101 | Radiology | 14200-Sevier Valley Hospital | 21101-Radiology | 14200~000000001487 | 839979 | LE10500662US7 | LE10500662US7 | 15-976 | Scanning Systems, Ultrasonic, | UltraSound | 2312 | GE HEALTHCARE | LOGIQ E10 | 1 | 142D21101A | SV RADIOLOGY | Unspecified | Life Support / High Risk | IES | ASP_GE | 74 | 5 | 0 | 2018-11-13 | Canyons/Desert
14300-Park City Hospital | 21601 | Ultrasound | 14300-Park City Hospital | 21601-Ultrasound | 14300~000000003413 | 860727 | LE10502958US7 | LE10502958US7 | 15-976 | Scanning Systems, Ultrasonic, | UltraSound | 2323 | GE HEALTHCARE | LOGIQ E10 | 1 | 143D21601A | PK ULTRASOUND | Unspecified | Life Support / High Risk | PKMC_CE | PKCREW1_CE | 58 | 7 | 2 | 2020-03-06 | Canyons/Desert
14400-Utah Valley Hospital | 21501 | Mammography | 14400-Utah Valley Hospital | 21001-Imaging Administration | 14400~000000021615 | 857020 | LE10502728US7 | LE10502728US7 | 15-976 | Scanning Systems, Ultrasonic, | UltraSound | 2371 | GE HEALTHCARE | LOGIQ E10 | 1 | 144D21001A | UV IMAGING ADMINISTRATION | Unspecified | Life Support / High Risk | IES | ASP_GE | 61 | 5 | 0 | 2019-12-30 | Canyons/Desert
14400-Utah Valley Hospital | 21601 | Ultrasound | 14400-Utah Valley Hospital | 21001-Imaging Administration | 14400~000000020107 | 848411 | 501137US7 | LE10501137US7 | 15-976 | Scanning Systems, Ultrasonic, | UltraSound | 2372 | GE HEALTHCARE | LOGIQ E10 | 1 | 144D21001A | UV IMAGING ADMINISTRATION | Unspecified | Life Support / High Risk | IES | ASP_GE | 69 | 5 | 0 | 2019-04-02 | Canyons/Desert
14600-Cedar City Hospital | 21601 | Ultrasound | 14600-Cedar City Hospital | 21001-Imaging Administration | 14600~000000003317 | 857022 | LE10502727UDS7 |  | 15-976 | Scanning Systems, Ultrasonic, | UltraSound | 2424 | GE HEALTHCARE | LOGIQ E10 | 1 | 146D21001A | CC IMAGING ADMINISTRATION | Unspecified | Life Support / High Risk | IES | ASP_GE | 61 | 5 | 0 | 2019-12-28 | Canyons/Desert
14600-Cedar City Hospital | 21601 | Ultrasound | 14600-Cedar City Hospital | 21601-Ultrasound | 14600~000000003637 | 903102 | 532011US8 | 532011US8 | 15-976 | Scanning Systems, Ultrasonic, | UltraSound | 2427 | GE HEALTHCARE | LOGIQ E10 | 1 | 146D21601A | CC ULTRASOUND | Ultrasound Rm 1 | Life Support / High Risk | IES | ASP_GE | 34 | 5 | 2 | 2022-03-09 | Canyons/Desert
14800-Heber Valley Hospital | 21601 | Ultrasound | 14800-Heber Valley Hospital | 21601-Ultrasound | 14800~000000001775 | 846130 | 501114US7 | LE10501114US7 | 15-976 | Scanning Systems, Ultrasonic, | UltraSound | 2436 | GE HEALTHCARE | LOGIQ E10 | 1 | 148D21601A | HV ULTRASOUND | Unspecified | Life Support / High Risk | IES | ASP_GE | 71 | 5 | 0 | 2019-02-21 | Canyons/Desert
15400-Intermountain Medical Center | 20603 | Vascular Lab | 15400-Intermountain Medical Center | 20603-Vascular Lab | 15400~000000037612 | 907755 | 530647US8 | 530647US8 | 15-976 | Scanning Systems, Ultrasonic, | UltraSound | 2502 | GE HEALTHCARE | LOGIQ E10 | 1 | 154D20603A | IM PERIPHERAL VASCULAR LB SLL1 | Unspecified | Life Support / High Risk | IES | ASP_GE | 46 | 5 | 1 | 2021-03-24 | Canyons/Desert
15400-Intermountain Medical Center | 21601 | Ultrasound | 15400-Intermountain Medical Center | 21001-Imaging Administration | 15400~000000031786 | 837873 | LE10500474US7 | LE10500474US7 | 15-976 | Scanning Systems, Ultrasonic, | UltraSound | 2516 | GE HEALTHCARE | LOGIQ E10 | 1 | 154D21001A | IM IMAGING ADMIN TOWER TLL1 | Unspecified | Life Support / High Risk | IES | ASP_GE | 75 | 5 | 0 | 2018-10-03 | Canyons/Desert
15400-Intermountain Medical Center | 21601 | Ultrasound | 15400-Intermountain Medical Center | 21001-Imaging Administration | 15400~000000035244 | 856935 | LE10502548US7 | LE10502548US7 | 15-976 | Scanning Systems, Ultrasonic, | UltraSound | 2517 | GE HEALTHCARE | LOGIQ E10 | 1 | 154D21001A | IM IMAGING ADMIN TOWER TLL1 | Unspecified | Life Support / High Risk | IES | ASP_GE | 62 | 5 | 0 | 2019-11-20 | Canyons/Desert
15400-Intermountain Medical Center | 21601 | Ultrasound | 15400-Intermountain Medical Center | 21601-Ultrasound | 15400~000000031845 |  | 500474US7 | LE10500002US7 | 15-976 | Scanning Systems, Ultrasonic, | UltraSound | 2520 | GE HEALTHCARE | LOGIQ E10 | 1 | 154D21601A | IM ULTRASOUND TLL1 | Unspecified | Life Support / High Risk |  |  | 76 | 7 | 1 | 2018-09-18 | Canyons/Desert
15400-Intermountain Medical Center | 21601 | Ultrasound | 15400-Intermountain Medical Center | 21601-Ultrasound | 15400~000000041206 | 911014 | 510917US9 | 510917US9 | 15-976 | Scanning Systems, Ultrasonic, | UltraSound | 2521 | GE HEALTHCARE | LOGIQ E10 | 1 | 154D21601A | IM ULTRASOUND TLL1 | Unspecified | Life Support / High Risk | IES | ASP_GE | 22 | 5 | 3 | 2023-03-31 | Canyons/Desert
15400-Intermountain Medical Center | 22301 | Anesthesiology | 15400-Intermountain Medical Center | 22104-Operating Rooms | 15400~000000034679 | 853915 | 6046967WXO | LE6046967 | 15-976 | Scanning Systems, Ultrasonic, | UltraSound | 2535 | GE HEALTHCARE | LOGIQ E10 | 1 | 154D22104A | IM OPERATING ROOM TL2 | Unspecified | Life Support / High Risk | IES | ASP_GE | 65 | 5 | 0 | 2019-08-26 | Canyons/Desert
15400-Intermountain Medical Center | 22301 | Anesthesiology | 15400-Intermountain Medical Center | 22301-Anesthesiology | 15400~000000031978 | 837922 | 300483US7 | LE300483 | 15-976 | Scanning Systems, Ultrasonic, | UltraSound | 2536 | GE HEALTHCARE | LOGIQ E10 | 1 | 154D22301A | IM ANESTHESIA TL2 | Common Area | Life Support / High Risk | IES | ASP_GE | 75 | 5 | 0 | 2018-10-11 | Canyons/Desert
37700-Primary Childrens - Lehi | 21102 | Angiography | 37700-Primary Childrens - Lehi | 21102-Angiography | 37700~000000003051 | 919943 | 511451US7 | 511451US7 | 15-976 | Scanning Systems, Ultrasonic, | UltraSound | 2600 | GE HEALTHCARE | LOGIQ E10 | 1 | 377D21102A | PL ANGIOGRAPHY | Unspecified | Life Support / High Risk | IES | ASP_GE | 10 | 5 | 4 | 2024-03-13 | Canyons/Desert
37700-Primary Childrens - Lehi | 21601 | Ultrasound | 37700-Primary Childrens - Lehi | 21601-Ultrasound | 37700~000000002218 | 918079 | 511450US9 |  | 15-976 | Scanning Systems, Ultrasonic, | UltraSound | 2601 | GE HEALTHCARE | LOGIQ E10 | 1 | 377D21601A | PL ULTRASOUND | Unspecified | Life Support / High Risk | IES | ASP_GE | 12 | 5 | 4 | 2024-01-30 | Canyons/Desert
37700-Primary Childrens - Lehi | 21601 | Ultrasound | 37700-Primary Childrens - Lehi | 21601-Ultrasound | 37700~000000003053 | 919955 | 511449US1 | 511449US1 | 15-976 | Scanning Systems, Ultrasonic, | UltraSound | 2602 | GE HEALTHCARE | LOGIQ E10 | 1 | 377D21601A | PL ULTRASOUND | Unspecified | Life Support / High Risk | IES | ASP_GE | 10 | 5 | 4 | 2024-03-13 | Canyons/Desert
40000-Intermountain Medical Group | 74011 | Budge Clinic Radiology | 40000-Intermountain Medical Group | 74011-Budge Clinic Radiology | 40000~000000027321 | 860802 | LE10503246US7 | LE10503246US7 | 15-976 | Scanning Systems, Ultrasonic, | UltraSound | 2646 | GE HEALTHCARE | LOGIQ E10 | 1 | 400D74011A | MG BUDGE CL RADIOLOGY 1ST FLR | Unspecified | Life Support / High Risk | IES | ASP_GE | 57 | 5 | 0 | 2020-04-07 | Canyons/Desert
40000-Intermountain Medical Group | 74113 | Intrmtn Heart Rhythm Specialst | 40000-Intermountain Medical Group | 74113-Intrmtn Heart Rhythm Specialst | 40000~000000034531 | 925917 | 530144US8 |  | 15-976 | Scanning Systems, Ultrasonic, | UltraSound | 2706 | GE HEALTHCARE | LOGIQ E10 | 1 | 400D74113A | MG HEART INST HEART RHYTHM 510 | Unspecified | Life Support / High Risk | IES | ASP_GE | 5 | 5 | 5 | 2024-08-28 | Canyons/Desert
40000-Intermountain Medical Group | 74135 | Salt Lake Clinic - Radiology | 40000-Intermountain Medical Group | 74135-Salt Lake Clinic - Radiology | 40000~000000032614 | 911012 | 510827US9 | 510827US9 | 15-976 | Scanning Systems, Ultrasonic, | UltraSound | 2718 | GE HEALTHCARE | LOGIQ E10 | 1 | 400D74135E | MG SL CLINIC ULTRASOUND | Unspecified | Life Support / High Risk | IES | ASP_GE | 22 | 5 | 3 | 2023-03-02 | Canyons/Desert
40000-Intermountain Medical Group | 74144 | Utah Valley Vascular Surgery | 40000-Intermountain Medical Group | 74153-Utah Valley Heart Lung Vein | 40000~000000031093 | 902571 | 532033USB | 532033USB | 15-976 | Scanning Systems, Ultrasonic, | UltraSound | 2726 | GE HEALTHCARE | LOGIQ E10 | 1 | 400D74153B | MG UVC HEART AND LUNG VEIN 5CD | Unspecified | Life Support / High Risk | IES | ASP_GE | 33 | 5 | 2 | 2022-04-21 | Canyons/Desert
40000-Intermountain Medical Group | 74267 | Vascular and Vein - IMED | 40000-Intermountain Medical Group | 74267-Vascular and Vein - IMED | 40000~000000028506 | 883685 | LE10500172US8 |  | 15-976 | Scanning Systems, Ultrasonic, | UltraSound | 2778 | GE HEALTHCARE | LOGIQ E10 | 1 | 400D74267A | MG VASCULAR VEIN IMED | Unspecified | Life Support / High Risk | IES | ASP_GE | 55 | 5 | 0 | 2020-06-29 | Canyons/Desert
40000-Intermountain Medical Group | 74267 | Vascular and Vein - IMED | 40000-Intermountain Medical Group | 74267-Vascular and Vein - IMED | 40000~000000028507 | 883686 | LE10500166US8 |  | 15-976 | Scanning Systems, Ultrasonic, | UltraSound | 2779 | GE HEALTHCARE | LOGIQ E10 | 1 | 400D74267A | MG VASCULAR VEIN IMED | Unspecified | Life Support / High Risk | IES | ASP_GE | 55 | 5 | 0 | 2020-06-29 | Canyons/Desert
40000-Intermountain Medical Group | 74268 | Vascular and Vein - McKay-Dee | 40000-Intermountain Medical Group | 74268-Vascular and Vein - McKay-Dee | 40000~000000028511 | 886696 | LE1050010103USB | LE1050010103USB | 15-976 | Scanning Systems, Ultrasonic, | UltraSound | 2783 | GE HEALTHCARE | LOGIQ E10 | 1 | 400D74268A | MG VASCULAR AND VEIN MCKAY DEE | Unspecified | Life Support / High Risk | IES | ASP_GE | 55 | 5 | 0 | 2020-06-29 | Canyons/Desert
40000-Intermountain Medical Group | 74303 | Bountiful Imaging | 40000-Intermountain Medical Group | 74303-Bountiful Imaging | 40000~000000032615 | 911011 | 510826US9 | 510826US9 | 15-976 | Scanning Systems, Ultrasonic, | UltraSound | 2793 | GE HEALTHCARE | LOGIQ E10 | 1 | 400D74303A | MG BOUNTIFUL IMAGING L1 | Unspecified | Life Support / High Risk | IES | ASP_GE | 22 | 5 | 3 | 2023-03-03 | Canyons/Desert
43100-Intermountain MS NV LLC | 79308 | PCC Pahrump MOB | 43100-Intermountain MS NV LLC | 79180-ICC Pahrump Calvada | 43100~000000001416 | 752473 | 126780WX6 | 16481 | 15-976 | Scanning Systems, Ultrasonic, | UltraSound | 2815 | GE HEALTHCARE | LOGIQ E10 | 1 | 431D79180A | NV PAHRUMP CLINIC IC | Unspecified | Life Support / High Risk | SGRH_CE | NEVADA | 29 | 5 | 3 | 2022-08-29 | Canyons/Desert
44000-Saltzer Medical Group Inc | 79715 | Ten Mile Imaging | 44000-Saltzer Medical Group Inc | 79715-Ten Mile Imaging | 44000~000000001185 | 888372 | TBD003 |  | 15-976 | Scanning Systems, Ultrasonic, | UltraSound | 2838 | GE HEALTHCARE | LOGIQ E10 | 1 | 440D79715A | SZ TEN MILE IMAGING | Unspecified | Life Support / High Risk | IES | ASP_GE | 37 | 5 | 2 | 2021-12-09 | Canyons/Desert
11600-Alta View Hospital | 21401 | Computed Tomography - CT | 11600-Alta View Hospital | 21401-Computed Tomography - CT | 11600~000000006114 |  |  |  | 15-976 | Scanning Systems, Ultrasonic, | UltraSound | 1906 | GE HEALTHCARE | LOGIQ E9 | 1 | 116D21401A | AV COMPUTED TOMOGRAPHY | Unspecified | Life Support / High Risk |  |  | 74 | 5 | 0 | 2018-11-07 | Canyons/Desert
11600-Alta View Hospital | 21601 | Ultrasound | 11600-Alta View Hospital | 21601-Ultrasound | 11600~000000002676 | 436401 | 102152US6 | LE9102152 | 15-976 | Scanning Systems, Ultrasonic, | UltraSound | 1907 | GE HEALTHCARE | LOGIQ E9 | 1 | 116D21601A | AV ULTRASOUND | Common Area | Life Support / High Risk | IES | ASP_GE | 170 | 5 | 0 | 2010-11-09 | Canyons/Desert
11800-American Fork Hospital | 21601 | Ultrasound | 11800-American Fork Hospital | 21601-Ultrasound | 11800~000000001439 | 449223 | LE9104598 | LE9104598 | 15-976 | Scanning Systems, Ultrasonic, | UltraSound | 1930 | GE HEALTHCARE | LOGIQ E9 | 1 | 118D21601A | AF ULTRASOUND | Common Area | Life Support / High Risk | IES | ASP_GE | 166 | 5 | 0 | 2011-03-31 | Canyons/Desert
11800-American Fork Hospital | 21601 | Ultrasound | 11800-American Fork Hospital | 21601-Ultrasound | 11800~000000008317 | 918658 | 236146US6 |  | 15-976 | Scanning Systems, Ultrasonic, | UltraSound | 1933 | GE HEALTHCARE | LOGIQ E9 | 1 | 118D21601A | AF ULTRASOUND | Common Area | Life Support / High Risk | IES | ASP_GE | 11 | 5 | 4 | 2024-02-07 | Canyons/Desert
12000-Bear River Valley Hospital | 21101 | Radiology | 12000-Bear River Valley Hospital | 32317-Plant Operation | 12000~000000001152 | 812543 | LE9200627US6 | LE9200627US6 | 15-976 | Scanning Systems, Ultrasonic, | UltraSound | 1946 | GE HEALTHCARE | LOGIQ E9 | 1 | 120D32317A | BR PLANT OPERATIONS | Common Area | Life Support / High Risk | IES | ASP_GE | 106 | 5 | 0 | 2016-03-16 | Canyons/Desert
12200-Cassia Regional Hospital | 21601 | Ultrasound | 12200-Cassia Regional Hospital | 21101-Radiology | 12200~000000000658 | 530109 | 104711US7 | LE9R104711 | 15-976 | Scanning Systems, Ultrasonic, | UltraSound | 1955 | GE HEALTHCARE | LOGIQ E9 | 1 | 122D21101A | CA RADIOLOGY | Ultrasound 7 | Life Support / High Risk | IES | ASP_GE | 145 | 5 | 0 | 2013-01-01 | Canyons/Desert
12500-Delta Community Hospital | 21101 | Radiology | 12500-Delta Community Hospital | 21101-Radiology | 12500~000000000630 | 810927 | LE9125462 | LE9125462 | 15-976 | Scanning Systems, Ultrasonic, | UltraSound | 1963 | GE HEALTHCARE | LOGIQ E9 | 1 | 125D21101A | DL XRAY | Unspecified | Life Support / High Risk | IES | ASP_GE | 130 | 5 | 0 | 2014-03-21 | Canyons/Desert
12500-Delta Community Hospital | 21601 | Ultrasound | 12500-Delta Community Hospital | 21101-Radiology | 12500~000000000723 |  |  |  | 15-976 | Scanning Systems, Ultrasonic, | UltraSound | 1965 | GE HEALTHCARE | LOGIQ E9 | 1 | 125D21101A | DL XRAY | Unspecified | Life Support / High Risk |  |  | 106 | 5 | 0 | 2016-03-18 | Canyons/Desert
12600-St George Regional Hospital | 21601 | Ultrasound | 12600-St George Regional Hospital | 21001-Imaging Administration | 12600~000000013265 | 801041 | LE9200144 | LE9200144 | 15-976 | Scanning Systems, Ultrasonic, | UltraSound | 2020 | GE HEALTHCARE | LOGIQ E9 | 1 | 126D21001A | SG IMAGING ADMIN RR | Unspecified | Life Support / High Risk | IES | ASP_GE | 115 | 5 | 0 | 2015-06-23 | Canyons/Desert
12600-St George Regional Hospital | 21601 | Ultrasound | 12600-St George Regional Hospital | 21601-Ultrasound | 12600~000000014870 | 817087 | 202453US6 | LE9202453US6 | 15-976 | Scanning Systems, Ultrasonic, | UltraSound | 2023 | GE HEALTHCARE | LOGIQ E9 | 1 | 126D21601A | SG ULTRASOUND | Ultrasound Rm 2 | Life Support / High Risk | IES | ASP_GE | 94 | 5 | 0 | 2017-03-31 | Canyons/Desert
12600-St George Regional Hospital | 21601 | Ultrasound | 40000-Intermountain Medical Group | 74032-Womens Health Specialists | 12600~000000005311 | 490636 | 114579US6 | LE9114579 | 15-976 | Scanning Systems, Ultrasonic, | UltraSound | 2029 | GE HEALTHCARE | LOGIQ E9 | 1 | 400D74032A | MG WOMENS HEALTH SPECIALISTS | Unspecified | Life Support / High Risk | IES | ASP_GE | 229 | 5 | 0 | 2005-12-15 | Canyons/Desert
12600-St George Regional Hospital | 21601 | Ultrasound | 40000-Intermountain Medical Group | 74034-St George Hospitalists | 12600~000000003696 | 457301 | 101673US2 | LE9101673 | 15-976 | Scanning Systems, Ultrasonic, | UltraSound | 2030 | GE HEALTHCARE | LOGIQ E9 | 1 | 400D74034A | MG HOSPITALISTS SG | Imaging Ultrasound | Life Support / High Risk | IES | ASP_GE | 173 | 5 | 0 | 2010-09-01 | Canyons/Desert
12700-Fillmore Community Hospital | 21601 | Ultrasound | 12700-Fillmore Community Hospital | 21101-Radiology | 12700~000000000583 | 806296 | 454042WX3 | LE9125790 | 15-976 | Scanning Systems, Ultrasonic, | UltraSound | 2051 | GE HEALTHCARE | LOGIQ E9 | 1 | 127D21101A | FL RADIOLOGY | Unspecified | Life Support / High Risk | IES | ASP_GE | 109 | 5 | 0 | 2015-12-09 | Canyons/Desert
12700-Fillmore Community Hospital | 21601 | Ultrasound | Unspecified-Unspecified | __NOT_APPLICABLE__-Unspecified | 12700~000000000511 |  |  |  | 15-976 | Scanning Systems, Ultrasonic, | UltraSound | 2052 | GE HEALTHCARE | LOGIQ E9 | 1 | Unspecified | Unspecified | Unspecified | Life Support / High Risk |  |  | 130 | 7 | 0 | 2014-03-19 | Canyons/Desert
12900-Layton Hospital | 21601 | Ultrasound | 12900-Layton Hospital | 21601-Ultrasound | 12900~000000003530 | 483236 | 108853US3 | LE9108853 | 15-976 | Scanning Systems, Ultrasonic, | UltraSound | 2107 | GE HEALTHCARE | LOGIQ E9 | 1 | 129D21601A | LA ULTRASOUND | Unspecified | Life Support / High Risk | IES | ASP_GE | 158 | 5 | 0 | 2011-12-01 | Canyons/Desert
13000-Logan Regional Hospital | 20501 | Cardiovascular Lab | 13800-Primary Childrens Hospital | 70508-Colorectal Clinic | 13000~000000012145 | 520582 | LE9113427 | LE9113427 | 15-976 | Scanning Systems, Ultrasonic, | UltraSound | 2124 | GE HEALTHCARE | LOGIQ E9 | 1 | 138D70508A | PC ECCLES COLORECTAL CLINIC | Unspecified | Life Support / High Risk | IES | ASP_GE | 145 | 5 | 0 | 2012-12-31 | Canyons/Desert
13000-Logan Regional Hospital | 21001 | Imaging Administration | 13000-Logan Regional Hospital | __NOT_APPLICABLE__-Unspecified | 13000~000000004993 | 726128 | 133244US4 | LE9133244 | 15-976 | Scanning Systems, Ultrasonic, | UltraSound | 2128 | GE HEALTHCARE | LOGIQ E9 | 1 | 130S00000A | IH LOGAN REGIONAL HOSPITAL | Unspecified | Life Support / High Risk | IES | ASP_GE | 122 | 7 | 0 | 2014-11-17 | Canyons/Desert
13000-Logan Regional Hospital | 21601 | Ultrasound | 13000-Logan Regional Hospital | 21601-Ultrasound | 13000~000000003197 | 551589 | 118048US8 | LE9118048 | 15-976 | Scanning Systems, Ultrasonic, | UltraSound | 2129 | GE HEALTHCARE | LOGIQ E9 | 1 | 130D21601A | LO ULTRASOUND | Us 2 | Life Support / High Risk | IES | ASP_GE | 139 | 5 | 0 | 2013-06-20 | Canyons/Desert
13000-Logan Regional Hospital | 21601 | Ultrasound | 13000-Logan Regional Hospital | 21601-Ultrasound | 13000~000000003198 | 551588 | 118044US7 | LE9118044 | 15-976 | Scanning Systems, Ultrasonic, | UltraSound | 2130 | GE HEALTHCARE | LOGIQ E9 | 1 | 130D21601A | LO ULTRASOUND | Us 1 | Life Support / High Risk | IES | ASP_GE | 139 | 5 | 0 | 2013-06-20 | Canyons/Desert
13200-McKay-Dee Hospital Center | 21001 | Imaging Administration | 13200-McKay-Dee Hospital Center | 21001-Imaging Administration | 13200~000000020934 | 849856 | 202358US6 |  | 15-976 | Scanning Systems, Ultrasonic, | UltraSound | 2183 | GE HEALTHCARE | LOGIQ E9 | 1 | 132D21001A | MK ADMIN IMAGING L3 | Unspecified | Life Support / High Risk | IES | ASP_GE | 67 | 5 | 0 | 2019-06-12 | Canyons/Desert
13200-McKay-Dee Hospital Center | 21102 | Angiography | 13200-McKay-Dee Hospital Center | 21102-Angiography | 13200~000000009049 | 506945 | 111598US9 | LE9111598 | 15-976 | Scanning Systems, Ultrasonic, | UltraSound | 2184 | GE HEALTHCARE | LOGIQ E9 | 1 | 132D21102A | MK ANGIO 1ST FLR | Unspecified | Life Support / High Risk | IES | ASP_GE | 151 | 7 | 0 | 2012-06-06 | Canyons/Desert
13200-McKay-Dee Hospital Center | 21601 | Ultrasound | 13200-McKay-Dee Hospital Center | 21001-Imaging Administration | 13200~000000018060 | 816951 | 111598US9 | LE9202358US6 | 15-976 | Scanning Systems, Ultrasonic, | UltraSound | 2192 | GE HEALTHCARE | LOGIQ E9 | 1 | 132D21001A | MK ADMIN IMAGING L3 | Unspecified | Life Support / High Risk | IES | ASP_GE | 94 | 5 | 0 | 2017-03-14 | Canyons/Desert
13200-McKay-Dee Hospital Center | 21601 | Ultrasound | 13200-McKay-Dee Hospital Center | 21601-Ultrasound | 13200~000000010056 | 571479 | 122663US8 | LE9122663 | 15-976 | Scanning Systems, Ultrasonic, | UltraSound | 2193 | GE HEALTHCARE | LOGIQ E9 | 1 | 132D21601A | MK ULTRASOUND 1ST FLR | Common Area | Life Support / High Risk | IES | ASP_GE | 133 | 5 | 0 | 2013-12-12 | Canyons/Desert
13800-Primary Childrens Hospital | 21601 | Ultrasound | 13800-Primary Childrens Hospital | 21101-Radiology | 13800~000000021111 | 726143 | 136182US3 | LE9136182 | 15-976 | Scanning Systems, Ultrasonic, | UltraSound | 2258 | GE HEALTHCARE | LOGIQ E9 | 1 | 138D21101A | PC MEDICAL IMAGING 1ST FLR W | Ultrasound Rm 2 | Life Support / High Risk | IES | ASP_GE | 120 | 5 | 0 | 2015-01-14 | Canyons/Desert
13800-Primary Childrens Hospital | 21601 | Ultrasound | 13800-Primary Childrens Hospital | 21101-Radiology | 13800~000000021112 | 726144 | 136183US1 | LE9136183 | 15-976 | Scanning Systems, Ultrasonic, | UltraSound | 2259 | GE HEALTHCARE | LOGIQ E9 | 1 | 138D21101A | PC MEDICAL IMAGING 1ST FLR W | Ultrasound Rm 3 | Life Support / High Risk | IES | ASP_GE | 120 | 5 | 0 | 2015-01-14 | Canyons/Desert
13800-Primary Childrens Hospital | 21601 | Ultrasound | 13800-Primary Childrens Hospital | 21101-Radiology | 13800~000000021113 | 726151 | 136180US7 | LE9136180 | 15-976 | Scanning Systems, Ultrasonic, | UltraSound | 2260 | GE HEALTHCARE | LOGIQ E9 | 1 | 138D21101A | PC MEDICAL IMAGING 1ST FLR W | Ultrasound Rm 3 | Life Support / High Risk | IES | ASP_GE | 120 | 5 | 0 | 2015-01-14 | Canyons/Desert
13800-Primary Childrens Hospital | 21601 | Ultrasound | 37500-Primary Childrens - Riverton | 21101-Radiology | 13800~000000021110 | 726142 | 136181US5 | LE9136181 | 15-976 | Scanning Systems, Ultrasonic, | UltraSound | 2262 | GE HEALTHCARE | LOGIQ E9 | 1 | 375D21101A | PR RADIOLOGY | Recovery Nurse Station | Life Support / High Risk | IES | ASP_GE | 120 | 5 | 0 | 2015-01-14 | Canyons/Desert
13900-Riverton Hospital | 21101 | Radiology | 13900-Riverton Hospital | 21101-Radiology | 13900~000000008859 | 455764 | 1003334YM8 | LE9101166 | 15-976 | Scanning Systems, Ultrasonic, | UltraSound | 2290 | GE HEALTHCARE | LOGIQ E9 | 1 | 139D21101A | RV RADIOLOGY | Unspecified | Life Support / High Risk | IES | ASP_GE | 174 | 5 | 0 | 2010-08-01 | Canyons/Desert
13900-Riverton Hospital | 21601 | Ultrasound | 13900-Riverton Hospital | 21601-Ultrasound | 13900~000000005302 | 814979 | LE9202100US6 | LE9202100US6 | 15-976 | Scanning Systems, Ultrasonic, | UltraSound | 2294 | GE HEALTHCARE | LOGIQ E9 | 1 | 139D21601A | RV ULTRASOUND | Common Area | Life Support / High Risk | IES | ASP_GE | 97 | 5 | 0 | 2016-12-19 | Canyons/Desert
14400-Utah Valley Hospital | 21601 | Ultrasound | 14400-Utah Valley Hospital | 21601-Ultrasound | 14400~000000015046 | 808984 | LE9201006US6 | LE9201006US6 | 15-976 | Scanning Systems, Ultrasonic, | UltraSound | 2374 | GE HEALTHCARE | LOGIQ E9 | 1 | 144D21601A | UV ULTRASOUND | Common Area | Life Support / High Risk | IES | ASP_GE | 103 | 5 | 0 | 2016-06-13 | Canyons/Desert
14400-Utah Valley Hospital | 21601 | Ultrasound | 14400-Utah Valley Hospital | 21601-Ultrasound | 14400~000000022603 | 868645 | LE10501137US7 |  | 15-976 | Scanning Systems, Ultrasonic, | UltraSound | 2376 | GE HEALTHCARE | LOGIQ E9 | 1 | 144D21601A | UV ULTRASOUND | Unspecified | Life Support / High Risk | IES | ASP_GE | 53 | 5 | 1 | 2020-08-14 | Canyons/Desert
14600-Cedar City Hospital | 14010 | Mom Baby Unit | 14600-Cedar City Hospital | 14010-Mom Baby Unit | 14600~000000000936 | 490470 | 111354US3 | LE9111351 | 15-976 | Scanning Systems, Ultrasonic, | UltraSound | 2418 | GE HEALTHCARE | LOGIQ E9 | 1 | 146D14010A | CC MATERNITY NURSNG | Obstetrics Room 153 | Life Support / High Risk | IES | ASP_GE | 152 | 5 | 0 | 2012-05-24 | Canyons/Desert
15400-Intermountain Medical Center | 21601 | Ultrasound | 11300-Supply Chain Organization | 32213-Asset Recovery - SLC | 15400~000000033081 | 436400 | 102145US0 | LE9102145 | 15-976 | Scanning Systems, Ultrasonic, | UltraSound | 2514 | GE HEALTHCARE | LOGIQ E9 | 1 | 113D32213C | SC ASSET RECOVERY AIRPORT WHS | Received | Life Support / High Risk | IES | ASP_GE | 170 | 5 | 0 | 2010-11-09 | Canyons/Desert
15400-Intermountain Medical Center | 21601 | Ultrasound | 15400-Intermountain Medical Center | 21601-Ultrasound | 15400~000000024464 | 808731 | 126611US3 | LE9126611 | 15-976 | Scanning Systems, Ultrasonic, | UltraSound | 2519 | GE HEALTHCARE | LOGIQ E9 | 1 | 154D21601A | IM ULTRASOUND TLL1 | Unspecified | Life Support / High Risk | IES | ASP_GE | 124 | 5 | 0 | 2014-09-17 | Canyons/Desert
15400-Intermountain Medical Center | 21611 | Ultrasound TOSH | 37000-The Orthopedic Specialty Hosp | 21601-Ultrasound | 15400~000000042513 | 728061 | 133911US8 | LE9133911 | 15-976 | Scanning Systems, Ultrasonic, | UltraSound | 2525 | GE HEALTHCARE | LOGIQ E9 | 1 | 370D21601A | TO ULTRASOUND BLDG 4 L1 | Unspecified | Life Support / High Risk | IES | ASP_GE | 120 | 5 | 0 | 2015-01-06 | Canyons/Desert
18200-Garfield Memorial Hospital | 21101 | Radiology | 18200-Garfield Memorial Hospital | 21101-Radiology | 18200~000000000538 | 808262 | LE9200525US6 | LE9200525US6 | 15-976 | Scanning Systems, Ultrasonic, | UltraSound | 2576 | GE HEALTHCARE | LOGIQ E9 | 1 | 182D21101A | GF RADIOLOGY | Radiology | Life Support / High Risk | IES | ASP_GE | 106 | 5 | 0 | 2016-03-07 | Canyons/Desert
27000-Rehabilitation Services | 28418 | PTR - Ortho - Alta View | 11600-Alta View Hospital | 28837-Physical Therapy Ortho - OP | 27000~000000001470 | 916760 | LP9480067 |  | 15-976 | Scanning Systems, Ultrasonic, | UltraSound | 2580 | GE HEALTHCARE | LOGIQ E9 | 1 | 116D28837A | AV PHYSICAL THERAPY ORTHO OP | Unspecified | Life Support / High Risk | IES | ASP_GE | 12 | 5 | 4 | 2024-01-05 | Canyons/Desert
37600-Primary Childrens - Layton | 21101 | Radiology | 13800-Primary Childrens Hospital | 21102-Angiography | 37600~000000000110 | 821319 | 203179US6 | LE9203179US6 | 15-976 | Scanning Systems, Ultrasonic, | UltraSound | 2593 | GE HEALTHCARE | LOGIQ E9 | 1 | 138D21102A | PC SPEC PROCEDURE LAB 1 FLR W | Unspecified | Life Support / High Risk | IES | ASP_GE | 88 | 7 | 0 | 2017-09-20 | Canyons/Desert
40000-Intermountain Medical Group | 42944 | Alta View Clinic Admin | 11600-Alta View Hospital | 21101-Radiology | 40000~000000022532 | 825168 | 203829US6 | LE9203829US6 | 15-976 | Scanning Systems, Ultrasonic, | UltraSound | 2610 | GE HEALTHCARE | LOGIQ E9 | 1 | 116D21101A | AV RADIOLOGY | Unspecified | Life Support / High Risk | IES | ASP_GE | 84 | 5 | 0 | 2018-01-24 | Canyons/Desert
40000-Intermountain Medical Group | 73020 | North Ogden Clinic | 40000-Intermountain Medical Group | 73020-North Ogden Clinic | 40000~000000016229 | 731998 | LE9137982 | LE9137982 | 15-976 | Scanning Systems, Ultrasonic, | UltraSound | 2626 | GE HEALTHCARE | LOGIQ E9 | 1 | 400D73020A | MG N OG FAMILY PRAC CLINIC | Common Area | Life Support / High Risk | IES | ASP_GE | 116 | 5 | 0 | 2015-05-20 | Canyons/Desert
40000-Intermountain Medical Group | 73077 | Fillmore Clinic | 40000-Intermountain Medical Group | 73077-Fillmore Clinic | 40000~000000023704 | 855988 | LP9R002191 | LP9R002191 | 15-976 | Scanning Systems, Ultrasonic, | UltraSound | 2641 | GE HEALTHCARE | LOGIQ E9 | 1 | 400D73077A | MG FILLMORE CLINIC | Unspecified | Life Support / High Risk | IES | ASP_GE | 79 | 5 | 0 | 2018-06-06 | Canyons/Desert
40000-Intermountain Medical Group | 74214 | SL Clinic - Rheumatology | 40000-Intermountain Medical Group | 74174-Salt Lake Clinic Admin | 40000~000000020839 | 817789 | LE610102 | LE610102 | 15-976 | Scanning Systems, Ultrasonic, | UltraSound | 2761 | GE HEALTHCARE | LOGIQ E9 | 1 | 400D74174A | MG SALT LAKE CLINIC | Common Area | Life Support / High Risk | IES | ASP_GE | 93 | 5 | 0 | 2017-04-05 | Canyons/Desert
40000-Intermountain Medical Group | 74268 | Vascular and Vein - McKay-Dee | 40000-Intermountain Medical Group | 74268-Vascular and Vein - McKay-Dee | 40000~000000022712 | 826589 | LP9001668 | LP9001668 | 15-976 | Scanning Systems, Ultrasonic, | UltraSound | 2782 | GE HEALTHCARE | LOGIQ E9 | 1 | 400D74268A | MG VASCULAR AND VEIN MCKAY DEE | Unspecified | Life Support / High Risk | IES | ASP_GE | 86 | 5 | 0 | 2017-11-22 | Canyons/Desert
40000-Intermountain Medical Group | 74315 | Layton Clinic Radiology | 40000-Intermountain Medical Group | 73072-Layton Clinic | 40000~000000026103 | 800194 | 13547USO | LE9135457 | 15-976 | Scanning Systems, Ultrasonic, | UltraSound | 2799 | GE HEALTHCARE | LOGIQ E9 | 1 | 400D73072A | MG LAYTON CLINIC | Ultra Sound Rm | Life Support / High Risk | IES | ASP_GE | 121 | 5 | 0 | 2014-12-10 | Canyons/Desert
40000-Intermountain Medical Group | 74055 | McKay-Dee ENT Clinic | 40000-Intermountain Medical Group | 74046-McKay Endocrine and Diabetes | 40000~000000006211 | 488001 | 181519SU0 | LP6181519 | 15-976 | Scanning Systems, Ultrasonic, | UltraSound | 2673 | GE HEALTHCARE | LOGIQ P6 | 1 | 400D74046A | MG MK ENDOCRINE DIABETES 3630 | Ste3630EndocrineDiabetesExam 3 | Life Support / High Risk | IES | ASP_GE | 147 | 5 | 0 | 2012-10-02 | Canyons/Desert
12800-LDS Hospital | 22001 | Same Day Surgery | 12800-LDS Hospital | 22001-Same Day Surgery | 12800~000000014786 | 856942 | RLP9003973 | RLP9003973 | 15-976 | Scanning Systems, Ultrasonic, | UltraSound | 2080 | GE HEALTHCARE | LOGIQ P9 | 1 | 128D22001A | LD SAMEDAY SHORT STAY L3 | Unspecified | Non Life Support | IES | ASP_GE | 61 | 5 | 0 | 2019-12-12 | Canyons/Desert
14300-Park City Hospital | 22104 | Operating Rooms | 14300-Park City Hospital | 22104-Operating Rooms | 14300~000000004352 | 912425 | LP9490380 | LP9490380 | 15-976 | Scanning Systems, Ultrasonic, | UltraSound | 2326 | GE HEALTHCARE | LOGIQ P9 | 1 | 143D22104A | PK OPERATING ROOM | Unspecified | Non Life Support | PKMC_CE | PKCREW3_CE | 17 | 5 | 4 | 2023-09-01 | Canyons/Desert
27000-Rehabilitation Services | 31003 | Pain Management | 27000-Rehabilitation Services | 31003-Pain Management | 27000~000000001417 | 926623 | LP9490592 |  | 15-976 | Scanning Systems, Ultrasonic, | UltraSound | 2583 | GE HEALTHCARE | LOGIQ P9 | 1 | 270D31003A | PTR PAIN MANAGEMENT | Unspecified | Non Life Support | UVH_CE | UVCREW3_CE | 4 | 5 | 5 | 2024-09-25 | Canyons/Desert
40000-Intermountain Medical Group | 32215 | Clinical Engineering | 40000-Intermountain Medical Group | 74089-CW Endocrine and Diabetes Ctr | 40000~000000031579 | 901901 | LP9R001055 | LP9R001055 | 15-976 | Scanning Systems, Ultrasonic, | UltraSound | 2604 | GE HEALTHCARE | LOGIQ P9 | 1 | 400S74089A | COTTONWOOD ENDO AND DIAB CL | Unspecified | Non Life Support | MG_SLV_CE | SOUTH | 26 | 5 | 3 | 2022-11-22 | Canyons/Desert
40000-Intermountain Medical Group | 74013 | Logan Regional Orthopedics | 40000-Intermountain Medical Group | 74013-Logan Regional Orthopedics | 40000~000000029010 | 873277 | LP9370594 |  | 15-976 | Scanning Systems, Ultrasonic, | UltraSound | 2650 | GE HEALTHCARE | LOGIQ P9 | 1 | 400D74013A | MG BUDGE CLINIC ORTHOPEDICS | Unspecified | Non Life Support | IES | ASP_GE OEC | 49 | 5 | 1 | 2020-12-18 | Canyons/Desert
40000-Intermountain Medical Group | 74013 | Logan Regional Orthopedics | 40000-Intermountain Medical Group | 74013-Logan Regional Orthopedics | 40000~000000033644 | 920038 | LP9490535 |  | 15-976 | Scanning Systems, Ultrasonic, | UltraSound | 2651 | GE HEALTHCARE | LOGIQ P9 | 1 | 400D74013B | MG BUDGE CLINIC ORTHO SPINE | Unspecified | Non Life Support | IES | ASP_GE | 10 | 5 | 4 | 2024-03-20 | Canyons/Desert
40000-Intermountain Medical Group | 74115 | Park City Specialty Clinic | 40000-Intermountain Medical Group | 74115-Park City Specialty Clinic | 40000~000000028707 | 912457 | LP9370440 |  | 15-976 | Scanning Systems, Ultrasonic, | UltraSound | 2711 | GE HEALTHCARE | LOGIQ P9 | 1 | 400D74115A | MG PARK CITY SPECIALTY CLINIC | Unspecified | Non Life Support | PKMC_CE | PKCREW1_CE | 53 | 5 | 1 | 2020-08-11 | Canyons/Desert
40000-Intermountain Medical Group | 74139 | Utah Valley Sports Medicine | 40000-Intermountain Medical Group | 74139-Utah Valley Sports Medicine | 40000~000000026746 | 856758 | LP9370077 | LP9370077 | 15-976 | Scanning Systems, Ultrasonic, | UltraSound | 2719 | GE HEALTHCARE | LOGIQ P9 | 1 | 400D74139A | MG UV SPORTS MEDICINE | Unspecified | Non Life Support | IES | ASP_GE | 62 | 5 | 0 | 2019-11-04 | Canyons/Desert
40000-Intermountain Medical Group | 74154 | Utah Valley Phys Med and Rehab | 40000-Intermountain Medical Group | 74154-Utah Valley Phys Med and Rehab | 40000~000000034720 | 926625 | LP9490591 |  | 15-976 | Scanning Systems, Ultrasonic, | UltraSound | 2729 | GE HEALTHCARE | LOGIQ P9 | 1 | 400D74154A | MG UV PHYSICAL MED REHAB 8B | Unspecified | Non Life Support | UVH_CE | UVCREW3_CE | 4 | 5 | 5 | 2024-09-25 | Canyons/Desert
40000-Intermountain Medical Group | 74177 | McKay-Dee Ortho and Sports Med | 40000-Intermountain Medical Group | 74177-McKay-Dee Ortho and Sports Med | 40000~000000029401 | 887850 | LP9370592 |  | 15-976 | Scanning Systems, Ultrasonic, | UltraSound | 2754 | GE HEALTHCARE | LOGIQ P9 | 1 | 400D74177A | MG MCKAY DEE ORTHO SPORTS MED | Unspecified | Non Life Support | IES | ASP_GE | 50 | 5 | 1 | 2020-11-30 | Canyons/Desert
40000-Intermountain Medical Group | 74177 | McKay-Dee Ortho and Sports Med | 40000-Intermountain Medical Group | 74177-McKay-Dee Ortho and Sports Med | 40000~000000030760 | 893056 | LP9480305 |  | 15-976 | Scanning Systems, Ultrasonic, | UltraSound | 2755 | GE HEALTHCARE | LOGIQ P9 | 1 | 400D74177A | MG MCKAY DEE ORTHO SPORTS MED | Unspecified | Non Life Support | IES | ASP_GE | 34 | 5 | 2 | 2022-03-15 | Canyons/Desert
40000-Intermountain Medical Group | 74199 | Chronic Pain Mgmt - Layton | 40000-Intermountain Medical Group | 73072-Layton Clinic | 40000~000000032910 | 912326 | LP9490381 | LP9490381 | 15-976 | Scanning Systems, Ultrasonic, | UltraSound | 2759 | GE HEALTHCARE | LOGIQ P9 | 1 | 400D73072A | MG LAYTON CLINIC | Family Practice 2nd So Ex 4 | Non Life Support | IES | ASP_GE | 15 | 5 | 4 | 2023-10-06 | Canyons/Desert
40000-Intermountain Medical Group | 74264 | Utah Valley Pain Management | 40000-Intermountain Medical Group | 74264-Utah Valley Pain Management | 40000~000000033470 | 916629 | LP9490467 |  | 15-976 | Scanning Systems, Ultrasonic, | UltraSound | 2774 | GE HEALTHCARE | LOGIQ P9 | 1 | 400D74264A | MG UV PAIN MGMT 8D STE803 | Standby Equipment | Non Life Support | IES | ASP_GE OEC | 12 | 5 | 4 | 2024-01-03 | Canyons/Desert
40000-Intermountain Medical Group | 74334 | Spanish Fork Ortho Sports Med | 40000-Intermountain Medical Group | 74334-Spanish Fork Ortho Sports Med | 40000~000000029372 | 879872 | LP9370741 |  | 15-976 | Scanning Systems, Ultrasonic, | UltraSound | 2800 | GE HEALTHCARE | LOGIQ P9 | 1 | 400D74334A | MG SPANISH FORK ORTHO SPRTS MD | Unspecified | Non Life Support | IES | ASP_GE | 45 | 5 | 1 | 2021-04-05 | Canyons/Desert
40000-Intermountain Medical Group | 74348 | Utah Valley Rheumatology | 40000-Intermountain Medical Group | 74348-Utah Valley Rheumatology | 40000~000000033421 | 916667 | LP9490398 |  | 15-976 | Scanning Systems, Ultrasonic, | UltraSound | 2805 | GE HEALTHCARE | LOGIQ P9 | 1 | 400D74348A | MG UV RHEUMATOLOGY | Unspecified | Non Life Support | UVH_CE | UVCREW3_CE | 12 | 5 | 4 | 2024-01-09 | Canyons/Desert
12600-St George Regional Hospital | 20501 | Cardiovascular Lab | 12600-St George Regional Hospital | 20501-Cardiovascular Lab | 12600~000000015687 | 823766 | 501460SU2 | LS8R501460 | 15-976 | Scanning Systems, Ultrasonic, | UltraSound | 1995 | GENERAL ELECTRIC COMPANY | Logiq S8 | 1 | 126D20501A | SG CATH LAB RR | CV Lab Common Area | Life Support / High Risk | IES | ASP_GE | 87 | 7 | 0 | 2017-10-12 | Canyons/Desert
13900-Riverton Hospital | 22104 | Operating Rooms | 13900-Riverton Hospital | 22104-Operating Rooms | 13900~000000006446 | 847009 | LF86002674 | LF86002674 | 15-976 | Scanning Systems, Ultrasonic, | UltraSound | 2296 | GENERAL ELECTRIC COMPANY | Logiq S8 | 1 | 139D22104A | RV OPERATING ROOM | OR L2 Room 6 | Life Support / High Risk | IES | ASP_GE | 71 | 5 | 0 | 2019-02-18 | Canyons/Desert
12500-Delta Community Hospital | 21101 | Radiology | 12500-Delta Community Hospital | 21101-Radiology | 12500~000000000290 | 470785 | 28403116569W | IHDCHHLGMA1 | 18-432 | Radiographic Systems, Digital, | Mammography | 1072 | HOLOGIC INCORPORATED | LORAD SELENIA | 1 | 125D21101A | DL XRAY | Radiol Mammo | Life Support / High Risk | IES | ASP_GE | 165 | 5 | 0 | 2011-04-11 | Canyons/Desert
12700-Fillmore Community Hospital | 21101 | Radiology | 12700-Fillmore Community Hospital | 21101-Radiology | 12700~000000000210 | 487922 | 28402137638W | IHFCHHLGMA2 | 18-432 | Radiographic Systems, Digital, | Mammography | 1075 | HOLOGIC INCORPORATED | LORAD SELENIA | 1 | 127D21101A | FL RADIOLOGY | Mammo | Life Support / High Risk | IES | ASP_GE | 142 | 5 | 0 | 2013-03-18 | Canyons/Desert
14000-Sanpete Valley Hospital | 21101 | Radiology | 14000-Sanpete Valley Hospital | 21101-Radiology | 14000~000000000216 | 463610 | 28404116614W | IHSPHHLGMA1 | 18-432 | Radiographic Systems, Digital, | Mammography | 1078 | HOLOGIC INCORPORATED | LORAD SELENIA | 1 | 140D21101A | SP RADIOLOGY | Mammo | Life Support / High Risk | IES | ASP_GE | 164 | 5 | 0 | 2011-05-10 | Canyons/Desert
15400-Intermountain Medical Center | 21501 | Mammography | 15400-Intermountain Medical Center | 21501-Mammography | 15400~000000009304 | 342146 | 29408072073 | IHMCHHLGMA1 | 18-432 | Radiographic Systems, Digital, | Mammography | 1079 | HOLOGIC INCORPORATED | LORAD SELENIA | 1 | 154D21501A | IM MAMMOGRAPHY GLL2 | BreastCare LL2-Common Area | Life Support / High Risk | IES | ASP_GE | 207 | 5 | 0 | 2007-11-01 | Canyons/Desert
14600-Cedar City Hospital | 21801 | Nuclear Medicine | 14600-Cedar City Hospital | 21801-Nuclear Medicine | 14600~000000002052 | 490497 | Q0010-1108-B082G | VVMCINF1UPS | 16-936 | Power Systems, Uninterruptible | UPS | 737 | GE HEALTHCARE | LP 33 SERIES | 1 | 146D21801A | CC NUCLEAR MEDICINE | Nuclear Medicine | Non Life Support | IES | ASP_GE | 156 | 5 | 0 | 2012-01-23 | Canyons/Desert
13000-Logan Regional Hospital | 22451 | Endoscopy Lab | 13000-Logan Regional Hospital | 22451-Endoscopy Lab | 13000~000000012555 | 919515 | 00884838085169 |  | 18-143 | Scanning Systems, Ultrasonic, | UltraSound | 2135 | PHILIPS HEALTHCARE | LUMIFY | 1 | 130D22451A | LO GI LAB OUTPATIENT L4 | Standby Endoscopy | Non Life Support | LRH_CE | LRHCREW7CE | 11 | 5 | 4 | 2024-02-26 | Canyons/Desert
12200-Cassia Regional Hospital | 21101 | Radiology | 12200-Cassia Regional Hospital | 21101-Radiology | 12200~000000003122 | 857476 | 63223 | IHCRHSIEXR44 | 16-885 | Radiographic/Fluoroscopic Syst | XR / RF | 1296 | SIEMENS HEALTHCARE | LUMINOS AGILE | 1 | 122D21101A | CA RADIOLOGY | Unspecified | Life Support / High Risk | IES | ASP_GE | 64 | 7 | 2 | 2019-10-01 | Canyons/Desert
12800-LDS Hospital | 21101 | Radiology | 12800-LDS Hospital | 21101-Radiology | 12800~000000012548 | 808016 | 61207 | IHLDHSIERF/400-518756 | 16-885 | Radiographic/Fluoroscopic Syst | XR / RF | 1317 | SIEMENS HEALTHCARE | LUMINOS AGILE | 1 | 128D21101A | LD RADIOLOGY L1 | Unspecified | Life Support / High Risk | IES | ASP_GE | 105 | 8 | 0 | 2016-04-29 | Canyons/Desert
13200-McKay-Dee Hospital Center | 21101 | Radiology | 13200-McKay-Dee Hospital Center | 21101-Radiology | 13200~000000015668 | 728005 | 403271452 | IHMKHSIERF3/400-480541 | 16-885 | Radiographic/Fluoroscopic Syst | XR / RF | 1338 | SIEMENS HEALTHCARE | LUMINOS AGILE | 1 | 132D21101A | MK RADIOLOGY 1ST FLR | Common Area | Life Support / High Risk | IES | ASP_GE | 124 | 7 | 0 | 2014-09-03 | Canyons/Desert
13200-McKay-Dee Hospital Center | 21101 | Radiology | 13200-McKay-Dee Hospital Center | 21101-Radiology | 13200~000000016953 | 806025 | 5037 | IHMKHSIERF4/400-506052 | 16-885 | Radiographic/Fluoroscopic Syst | XR / RF | 1339 | SIEMENS HEALTHCARE | LUMINOS AGILE | 1 | 132D21101A | MK RADIOLOGY 1ST FLR | Common Area | Life Support / High Risk | IES | ASP_GE | 110 | 7 | 0 | 2015-11-13 | Canyons/Desert
13200-McKay-Dee Hospital Center | 22451 | Endoscopy Lab | 13200-McKay-Dee Hospital Center | 22451-Endoscopy Lab | 13200~000000009436 | 557490 | 60164 | IHMKHSIERF1/400-434989 | 16-885 | Radiographic/Fluoroscopic Syst | XR / RF | 1346 | SIEMENS HEALTHCARE | LUMINOS AGILE | 1 | 132D22451A | MK ENDOSCOPY 2ND FLR | GI Lab Common Area | Life Support / High Risk | IES | ASP_GE | 136 | 7 | 0 | 2013-09-05 | Canyons/Desert
13800-Primary Childrens Hospital | 21102 | Angiography | 37600-Primary Childrens - Layton | 21201-Magnetic Res Imaging - MRI | 13800~000000025605 | 832228 | 400-558687 | IHLYHSIERF/400-558687 | 16-885 | Radiographic/Fluoroscopic Syst | XR / RF | 1354 | SIEMENS HEALTHCARE | LUMINOS AGILE | 1 | 376D21201A | PL MRI | Unspecified | Life Support / High Risk | IES | ASP_GE | 90 | 7 | 0 | 2017-07-28 | Canyons/Desert
14100-Spanish Fork Hospital | 21101 | Radiology | 14100-Spanish Fork Hospital | 21101-Radiology | 14100~000000002965 | 880075 | 63330 | IHSFHSIERF | 16-885 | Radiographic/Fluoroscopic Syst | XR / RF | 1362 | SIEMENS HEALTHCARE | LUMINOS AGILE | 1 | 141D21101A | SF RADIOLOGY | Radiology 01 | Life Support / High Risk | IES | ASP_GE | 45 | 5 | 1 | 2021-04-02 | Canyons/Desert
14200-Sevier Valley Hospital | 21101 | Radiology | 14200-Sevier Valley Hospital | 21101-Radiology | 14200~000000001756 | 885134 | 400-647386 | IHSVHSIEXR | 16-885 | Radiographic/Fluoroscopic Syst | XR / RF | 1364 | SIEMENS HEALTHCARE | LUMINOS AGILE | 1 | 142D21101A | SV RADIOLOGY | Unspecified | Life Support / High Risk | IES | ASP_GE | 54 | 5 | 0 | 2020-07-07 | Canyons/Desert
14400-Utah Valley Hospital | 22451 | Endoscopy Lab | 14400-Utah Valley Hospital | 22451-Endoscopy Lab | 14400~000000014827 | 807429 | 60465 | IHUVHSIERF/400-498374 | 16-885 | Radiographic/Fluoroscopic Syst | XR / RF | 1383 | SIEMENS HEALTHCARE | LUMINOS AGILE | 1 | 144D22451A | UV ENDOSCOPY LAB | Ercp (Flouro) Rm | Life Support / High Risk | IES | ASP_SIEMEN | 111 | 8 | 0 | 2015-10-18 | Canyons/Desert
15400-Intermountain Medical Center | 21101 | Radiology | 15400-Intermountain Medical Center | 21101-Radiology | 15400~000000033394 | 848233 | 63112 | IHMCHSIERF6/400-569978 | 16-885 | Radiographic/Fluoroscopic Syst | XR / RF | 1400 | SIEMENS HEALTHCARE | LUMINOS AGILE | 1 | 154D21101A | IM RADIOLOGY ADMI OFFICE TLL1 | Unspecified | Life Support / High Risk | IES | ASP_GE | 71 | 7 | 1 | 2019-03-01 | Canyons/Desert
12800-LDS Hospital | 21101 | Radiology | 12800-LDS Hospital | 21101-Radiology | 12800~000000008304 | 241520 | 13939 | 10159763 | 16-910 | Film Digitizers | Film Digitizers | 348 | AGFA CORPORATION | LUMISYS 75 | 1 | 128D21101A | LD RADIOLOGY L1 | Radiol L1 Common Area | Run to Fail | IES | ASP_GE | 285 | 5 | 0 | 2001-04-04 | Canyons/Desert
10600-Continuum of Care | 21202 | Magnetic Res Imaging - Mobile | 11000-Central Office | 21202-Magnetic Res Imaging - Mobile | 10600~000000000166 | 453313 | IHCMOBMR1 | IHCMOBMR1 | 16-260 | Scanning Systems, Magnetic Res | MRI | 1722 | GE HEALTHCARE | LX ECHOSPEED 1.5T | 1 | 110D21202A | CO IMAGING SVCS | MRI | Life Support / High Risk | IES | ASP_GE | 250 | 5 | 0 | 2004-03-18 | Canyons/Desert
12800-LDS Hospital | 21501 | Mammography | 12800-LDS Hospital | 21501-Mammography | 12800~000000008318 | 131744 | 25-1290 | AM128251 | 12-425 | Radiographic Units, Mammograph | Mammography | 1174 | HOLOGIC INCORPORATED | M III | 1 | 128D21501A | LD MAMMOGRAPHY L1 | MammoS1 Room A - N.E.2 | Life Support / High Risk |  |  | 353 | 5 | 0 | 1995-09-01 | Canyons/Desert
40000-Intermountain Medical Group | 72064 | Alta View Kidscare | 40000-Intermountain Medical Group | 74034-St George Hospitalists | 40000~000000008524 | 132124 | 25-0910 | AM126658 | 12-425 | Radiographic Units, Mammograph | Mammography | 1199 | HOLOGIC INCORPORATED | M III | 1 | 400D74034A | MG HOSPITALISTS SG | Imaging Mammo 3 | Life Support / High Risk | IES | ASP_GE | 421 | 5 | 0 | 1990-01-01 | Canyons/Desert
12800-LDS Hospital | 21501 | Mammography | 12800-LDS Hospital | 21501-Mammography | 12800~000000008290 | 132423 | 18103980820 | AM128995 | 12-425 | Radiographic Units, Mammograph | Mammography | 1172 | HOLOGIC INCORPORATED | M IV | 1 | 128D21501A | LD MAMMOGRAPHY L1 | MammoS1 Room B - N.E.2 | Life Support / High Risk |  |  | 321 | 5 | 0 | 1998-04-20 | Canyons/Desert
12800-LDS Hospital | 21501 | Mammography | 12800-LDS Hospital | 21501-Mammography | 12800~000000008292 | 362125 | 1906055589 | AM1282070 | 12-425 | Radiographic Units, Mammograph | Mammography | 1173 | HOLOGIC INCORPORATED | M IV | 1 | 128D21501A | LD MAMMOGRAPHY L1 | Mammography | Life Support / High Risk |  |  | 197 | 5 | 0 | 2008-08-26 | Canyons/Desert
15400-Intermountain Medical Center | 21501 | Mammography | 15400-Intermountain Medical Center | 21501-Mammography | 15400~000000005086 | 362121 | 2159 |  | 12-425 | Radiographic Units, Mammograph | Mammography | 1192 | HOLOGIC INCORPORATED | M IV | 1 | 154D21501A | IM MAMMOGRAPHY GLL2 | BreastCare LL2-Exam Room | Life Support / High Risk |  |  | 215 | 5 | 0 | 2007-03-01 | Canyons/Desert
40000-Intermountain Medical Group | 72064 | Alta View Kidscare | 40000-Intermountain Medical Group | 74034-St George Hospitalists | 40000~000000008526 | 226803 | 18009023566P |  | 12-425 | Radiographic Units, Mammograph | Mammography | 1200 | HOLOGIC INCORPORATED | M IV | 1 | 400D74034A | MG HOSPITALISTS SG | Imaging Mammo 2 | Life Support / High Risk | IES | ASP_GE | 259 | 5 | 0 | 2003-06-25 | Canyons/Desert
11300-Supply Chain Organization | 21003 | Imaging Equipment Services | 13000-Logan Regional Hospital | 21601-Ultrasound | 11300~000000006725 | 487991 | 1074149YM4 |  | 14-121 | Transducers, Ultrasonic | Transducers | 3305 | GENERAL ELECTRIC COMPANY | M12L | 1 | 130D21601A | LO ULTRASOUND | Us 1 | Run to Fail |  |  | 227 | 5 | 0 | 2006-02-23 | Canyons/Desert
11600-Alta View Hospital | 14001 | Labor and Delivery Rooms | 11600-Alta View Hospital | 14010-Mom Baby Unit | 11600~000000002333 | 412822 | DE706G9924 |  | 14-121 | Transducers, Ultrasonic | Transducers | 3308 | PHILIPS HEALTHCARE | M1356A | 1 | 116D14010A | AV MATERNITY | Maternity Common Area | Run to Fail | IES | ASP_GE | 178 | 5 | 0 | 2010-03-04 | Canyons/Desert
11600-Alta View Hospital | 14001 | Labor and Delivery Rooms | 11600-Alta View Hospital | 14010-Mom Baby Unit | 11600~000000002334 | 412823 | DE706G9926 |  | 14-121 | Transducers, Ultrasonic | Transducers | 3309 | PHILIPS HEALTHCARE | M1356A | 1 | 116D14010A | AV MATERNITY | Maternity Common Area | Run to Fail | IES | ASP_GE | 178 | 5 | 0 | 2010-03-04 | Canyons/Desert
11600-Alta View Hospital | 14001 | Labor and Delivery Rooms | 11600-Alta View Hospital | 14010-Mom Baby Unit | 11600~000000002335 | 412824 | DE706G9913 |  | 14-121 | Transducers, Ultrasonic | Transducers | 3310 | PHILIPS HEALTHCARE | M1356A | 1 | 116D14010A | AV MATERNITY | Maternity Common Area | Run to Fail | IES | ASP_GE | 178 | 5 | 0 | 2010-03-04 | Canyons/Desert
11600-Alta View Hospital | 20101 | Emergency Department | 11600-Alta View Hospital | 20101-Emergency Department | 11600~000000001493 | 223002 | DE706A7319 |  | 14-121 | Transducers, Ultrasonic | Transducers | 3311 | PHILIPS HEALTHCARE | M1356A | 1 | 116D20101A | AV EMERGENCY ROOM | Allocated E.R. | Run to Fail | IES | ASP_GE | 262 | 5 | 0 | 2003-03-26 | Canyons/Desert
12800-LDS Hospital | 14001 | Labor and Delivery Rooms | 12800-LDS Hospital | 14001-Labor and Delivery Rooms | 12800~000000001818 | 168339 | 3706G51767 |  | 14-121 | Transducers, Ultrasonic | Transducers | 3368 | PHILIPS HEALTHCARE | M1356A | 1 | 128D14001A | LD LABOR DELIVERY L4 | E401 East 4 L-D | Run to Fail | IES | ASP_GE | 318 | 5 | 0 | 1998-07-02 | Canyons/Desert
12800-LDS Hospital | 14001 | Labor and Delivery Rooms | 12800-LDS Hospital | 14001-Labor and Delivery Rooms | 12800~000000001819 | 168340 | 3706G51766 |  | 14-121 | Transducers, Ultrasonic | Transducers | 3369 | PHILIPS HEALTHCARE | M1356A | 1 | 128D14001A | LD LABOR DELIVERY L4 | E401 East 4 L-D | Run to Fail | IES | ASP_GE | 318 | 5 | 0 | 1998-07-02 | Canyons/Desert
12800-LDS Hospital | 14001 | Labor and Delivery Rooms | 12800-LDS Hospital | 14001-Labor and Delivery Rooms | 12800~000000001825 | 168383 | 3706G51817 |  | 14-121 | Transducers, Ultrasonic | Transducers | 3370 | PHILIPS HEALTHCARE | M1356A | 1 | 128D14001A | LD LABOR DELIVERY L4 | E401 East 4 L-D | Run to Fail | IES | ASP_GE | 318 | 5 | 0 | 1998-07-10 | Canyons/Desert
12800-LDS Hospital | 14001 | Labor and Delivery Rooms | 12800-LDS Hospital | 14001-Labor and Delivery Rooms | 12800~000000001829 | 168429 | 3706G51747 |  | 14-121 | Transducers, Ultrasonic | Transducers | 3371 | PHILIPS HEALTHCARE | M1356A | 1 | 128D14001A | LD LABOR DELIVERY L4 | E401 East 4 L-D | Run to Fail | IES | ASP_GE | 318 | 5 | 0 | 1998-07-16 | Canyons/Desert
12800-LDS Hospital | 14001 | Labor and Delivery Rooms | 12800-LDS Hospital | 14001-Labor and Delivery Rooms | 12800~000000001830 | 168431 | 3706G51746 |  | 14-121 | Transducers, Ultrasonic | Transducers | 3372 | PHILIPS HEALTHCARE | M1356A | 1 | 128D14001A | LD LABOR DELIVERY L4 | E401 East 4 L-D | Run to Fail | IES | ASP_GE | 318 | 5 | 0 | 1998-07-16 | Canyons/Desert
12800-LDS Hospital | 14001 | Labor and Delivery Rooms | 12800-LDS Hospital | 14001-Labor and Delivery Rooms | 12800~000000001831 | 168433 | 3706G51450 |  | 14-121 | Transducers, Ultrasonic | Transducers | 3373 | PHILIPS HEALTHCARE | M1356A | 1 | 128D14001A | LD LABOR DELIVERY L4 | E401 East 4 L-D | Run to Fail | IES | ASP_GE | 318 | 5 | 0 | 1998-07-16 | Canyons/Desert
12800-LDS Hospital | 14001 | Labor and Delivery Rooms | 12800-LDS Hospital | 14001-Labor and Delivery Rooms | 12800~000000001832 | 168434 | 3706G51753 |  | 14-121 | Transducers, Ultrasonic | Transducers | 3374 | PHILIPS HEALTHCARE | M1356A | 1 | 128D14001A | LD LABOR DELIVERY L4 | E401 East 4 L-D | Run to Fail | IES | ASP_GE | 318 | 5 | 0 | 1998-07-16 | Canyons/Desert
12800-LDS Hospital | 14001 | Labor and Delivery Rooms | 12800-LDS Hospital | 14001-Labor and Delivery Rooms | 12800~000000007464 | 50801 | 3406G36550 |  | 14-121 | Transducers, Ultrasonic | Transducers | 3378 | PHILIPS HEALTHCARE | M1356A | 1 | 128D14001A | LD LABOR DELIVERY L4 | E401 East 4 L-D | Run to Fail | IES | ASP_GE | 336 | 5 | 0 | 1997-01-16 | Canyons/Desert
12800-LDS Hospital | 14001 | Labor and Delivery Rooms | 12800-LDS Hospital | 14001-Labor and Delivery Rooms | 12800~000000007465 | 50802 | 3406G36549 |  | 14-121 | Transducers, Ultrasonic | Transducers | 3379 | PHILIPS HEALTHCARE | M1356A | 1 | 128D14001A | LD LABOR DELIVERY L4 | E401 East 4 L-D | Run to Fail | IES | ASP_GE | 336 | 5 | 0 | 1997-01-16 | Canyons/Desert
15400-Intermountain Medical Center | 21801 | Nuclear Medicine | 15400-Intermountain Medical Center | 32317-Plant Operation | 15400~000000021280 | 519935 | 519935 |  | 17-211 | Radiation Survey Meters, Geige | Radiation Survey Meters, Geige | 845 | LUDLUM MEASUREMENTS | M375 | 1 | 154D32317C | IM PLANT OPS HEART LUNG CTR | Bldg C LL2 South East Corner | Non Life Support | IES | ASP_GE | 147 | 5 | 0 | 2012-10-29 | Canyons/Desert
13200-McKay-Dee Hospital Center | 21601 | Ultrasound | 13200-McKay-Dee Hospital Center | 21601-Ultrasound | 13200~000000023099 | 871741 | 316358YP1 |  | 14-121 | Transducers, Ultrasonic | Transducers | 3513 | GE HEALTHCARE | M5SC-D | 1 | 132D21601A | MK ULTRASOUND 1ST FLR | Common Area | Run to Fail | MKDHC_CE | MKDCREW9CE | 50 | 5 | 1 | 2020-11-17 | Canyons/Desert
13200-McKay-Dee Hospital Center | 20101 | Emergency Department | 13200-McKay-Dee Hospital Center | 20101-Emergency Department | 13200~000000026249 | 909970 | 462123YP1 |  | 14-121 | Transducers, Ultrasonic | Transducers | 3433 | GE HEALTHCARE | M5SC-RS | 1 | 132D20101A | MK ER 1ST FLR | Common Area | Run to Fail | IES | ASP_GE | 19 | 5 | 3 | 2023-06-29 | Canyons/Desert
12200-Cassia Regional Hospital | 21601 | Ultrasound | 12200-Cassia Regional Hospital | 21101-Radiology | 12200~000000000074 | 487840 | 5355 |  | 14-121 | Transducers, Ultrasonic | Transducers | 3334 | GE HEALTHCARE | M5S-D | 1 | 122D21101A | CA RADIOLOGY | Common Areas | Run to Fail |  |  | 156 | 5 | 0 | 2012-01-10 | Canyons/Desert
14200-Sevier Valley Hospital | 21101 | Radiology | 14200-Sevier Valley Hospital | 21101-Radiology | 14200~000000000700 | 487883 | 000002398 | E436890 | 14-121 | Transducers, Ultrasonic | Transducers | 3617 | GE HEALTHCARE | M5S-D | 1 | 142D21101A | SV RADIOLOGY | Us 1 | Run to Fail | IES | ASP_GE | 156 | 5 | 0 | 2012-01-10 | Canyons/Desert
15400-Intermountain Medical Center | 21111 | Radiology TOSH | 37000-The Orthopedic Specialty Hosp | 21101-Radiology | 15400~000000042447 | 132026 | UNK | AM125544 | 15-938 | X-Ray Film Processors, Automat | X-Ray Film Processors, Automat | 3868 | EASTMAN KODAK COMPANY | M6 | 1 | 370D21101A | TO RADIOLOGY BLDG 4 L1 | Fp 1 | Non Life Support | TOSH_CE | TSHCREW2CE | 421 | 5 | 0 | 1990-01-01 | Canyons/Desert
14600-Cedar City Hospital | 21201 | Magnetic Res Imaging - MRI | 14600-Cedar City Hospital | 21201-Magnetic Res Imaging - MRI | 14600~000000001992 | 420364 | BIC0988 | BIC0988COIL | 17-542 | Surface Coils, Magnetic Resona | Surface Coils, Magnetic Resona | 3092 | MEDRAD INCORPORATED | M64BRA | 1 | 146D21201A | CC MRI | M.R.I. | Run to Fail | IES | ASP_GE | 176 | 5 | 0 | 2010-05-24 | Canyons/Desert
11800-American Fork Hospital | 21201 | Magnetic Res Imaging - MRI | 11800-American Fork Hospital | 21201-Magnetic Res Imaging - MRI | 11800~000000000920 | 358099 | SPAA0465COIL | SPAA0465COIL | 17-542 | Surface Coils, Magnetic Resona | Surface Coils, Magnetic Resona | 3006 | GE HEALTHCARE | M64SHA SHOULDER COIL | 1 | 118D21201A | AF MRI | Common Area | Run to Fail | IES | ASP_GE | 199 | 5 | 0 | 2008-06-24 | Canyons/Desert
11800-American Fork Hospital | 21201 | Magnetic Res Imaging - MRI | 11800-American Fork Hospital | 21201-Magnetic Res Imaging - MRI | 11800~000000003806 | 466291 | SPAP0462 |  | 17-542 | Surface Coils, Magnetic Resona | Surface Coils, Magnetic Resona | 3010 | GE HEALTHCARE | M64SHA SHOULDER COIL | 1 | 118D21201A | AF MRI | Common Area | Run to Fail | IES | ASP_GE | 162 | 5 | 0 | 2011-07-26 | Canyons/Desert
14600-Cedar City Hospital | 21201 | Magnetic Res Imaging - MRI | 14600-Cedar City Hospital | 21201-Magnetic Res Imaging - MRI | 14600~000000001993 | 420341 | SPAA0571 | SPAP0565COIL | 17-542 | Surface Coils, Magnetic Resona | Surface Coils, Magnetic Resona | 3093 | GE HEALTHCARE | M64SHA SHOULDER COIL | 1 | 146D21201A | CC MRI | M.R.I. | Run to Fail | IES | ASP_GE | 176 | 5 | 0 | 2010-05-24 | Canyons/Desert
40000-Intermountain Medical Group | 73072 | Layton Clinic | 40000-Intermountain Medical Group | 73072-Layton Clinic | 40000~000000003561 | 487893 | 10262290YM5 |  | 14-121 | Transducers, Ultrasonic | Transducers | 3718 | GE HEALTHCARE | M7C CLINICAL TRANSDUCER | 1 | 400D73072A | MG LAYTON CLINIC | Radiology | Run to Fail |  |  | 230 | 5 | 0 | 2005-11-29 | Canyons/Desert
11800-American Fork Hospital | 20101 | Emergency Department | 11800-American Fork Hospital | 20101-Emergency Department | 11800~000000005138 | 803114 | 7B-4C000338 | IHAFHMNDUS | 18-143 | Scanning Systems, Ultrasonic, | UltraSound | 1919 | MINDRAY NORTH AMERICA | M9 | 1 | 118D20101A | AF EMERGENCY ROOM | Nurse Station | Life Support / High Risk | IES | ASP_GE | 114 | 5 | 0 | 2015-07-14 | Canyons/Desert
12600-St George Regional Hospital | 20101 | Emergency Department | 12600-St George Regional Hospital | 20101-Emergency Department | 12600~000000015217 | 819641 | 7F-48000065 | IHDXHMNDUS5 | 18-143 | Scanning Systems, Ultrasonic, | UltraSound | 1984 | MINDRAY NORTH AMERICA | M9 | 1 | 126D20101A | SG EMERGENCY RM RR | ER | Life Support / High Risk | IES | ASP_GE | 90 | 5 | 0 | 2017-07-19 | Canyons/Desert
12600-St George Regional Hospital | 20101 | Emergency Department | 12600-St George Regional Hospital | 20101-Emergency Department | 12600~000000027514 | 915422 | IHDXHMND4S7 | IHDXHMND4S7 | 18-143 | Scanning Systems, Ultrasonic, | UltraSound | 1988 | MINDRAY NORTH AMERICA | M9 | 1 | 126D20101A | SG EMERGENCY RM RR | Unspecified | Life Support / High Risk | IES | ASP_MINDRA | 13 | 10 | 9 | 2023-12-11 | Canyons/Desert
12600-St George Regional Hospital | 21001 | Imaging Administration | 40000-Intermountain Medical Group | 72002-River Road Instacare | 12600~000000015218 | 819642 | 7B48000205 | IHRRUMNDUS | 18-143 | Scanning Systems, Ultrasonic, | UltraSound | 2018 | MINDRAY NORTH AMERICA | M9 | 1 | 400D72002A | MG RIVER ROAD INSTACARE | Unspecified | Life Support / High Risk | IES | ASP_GE | 90 | 5 | 0 | 2017-07-19 | Canyons/Desert
12600-St George Regional Hospital | 22104 | Operating Rooms | 12600-St George Regional Hospital | 22104-Operating Rooms | 12600~000000015341 | 820999 | 7B-48000174 | IHDXHMNDUS6 | 18-143 | Scanning Systems, Ultrasonic, | UltraSound | 2033 | MINDRAY NORTH AMERICA | M9 | 1 | 126D22104A | SG OPERATING ROOMS RR | Common Area | Life Support / High Risk | IES | ASP_GE | 88 | 5 | 0 | 2017-09-07 | Canyons/Desert
14400-Utah Valley Hospital | 22104 | Operating Rooms | 14400-Utah Valley Hospital | 22104-Operating Rooms | 14400~000000016622 | 823382 | 7B-49000214 | IHUVHMNDUS | 18-143 | Scanning Systems, Ultrasonic, | UltraSound | 2381 | MINDRAY NORTH AMERICA | M9 | 1 | 144D22104A | UV OPERATING ROOM | Unspecified | Life Support / High Risk | IES | ASP_GE | 85 | 5 | 0 | 2017-12-04 | Canyons/Desert
13000-Logan Regional Hospital | 20501 | Cardiovascular Lab | 13000-Logan Regional Hospital | 20501-Cardiovascular Lab | 13000~000000012626 | 920822 | SUR24041482TA |  | 12-648 | Phys Monitor Sys, Cardiac Cath | Phys Monitor Sys, Cardiac Cath | 612 | GE HEALTHCARE | MAC-LAB ALTIX BT22 | 1 | 130D20501A | LO CARDIO VASCULAR CATH LAB | Procedure Room Main | Non Life Support | LRH_CE | LRHCREW3CE | 9 | 5 | 4 | 2024-04-17 | Canyons/Desert
13000-Logan Regional Hospital | 20501 | Cardiovascular Lab | 13000-Logan Regional Hospital | 20501-Cardiovascular Lab | 13000~000000012627 | 920824 | SUR24041488TA |  | 12-648 | Phys Monitor Sys, Cardiac Cath | Phys Monitor Sys, Cardiac Cath | 613 | GE HEALTHCARE | MAC-LAB ALTIX BT22 | 1 | 130D20501A | LO CARDIO VASCULAR CATH LAB | Procedure Room Combo | Non Life Support | LRH_CE | LRHCREW3CE | 9 | 5 | 4 | 2024-04-17 | Canyons/Desert
13200-McKay-Dee Hospital Center | 20501 | Cardiovascular Lab | 13200-McKay-Dee Hospital Center | 20501-Cardiovascular Lab | 13200~000000027129 | 927109 | SUR24021437TA |  | 12-648 | Phys Monitor Sys, Cardiac Cath | Phys Monitor Sys, Cardiac Cath | 614 | GE HEALTHCARE | MAC-LAB ALTIX BT22 | 1 | 132D20501A | MK CARDIOLOGY 3RD FLR | Unspecified | Non Life Support | IES | ASP_GE | 10 | 5 | 4 | 2024-03-26 | Canyons/Desert
13200-McKay-Dee Hospital Center | 20501 | Cardiovascular Lab | 13200-McKay-Dee Hospital Center | 20501-Cardiovascular Lab | 13200~000000027130 | 927110 | SUR24041483TA |  | 12-648 | Phys Monitor Sys, Cardiac Cath | Phys Monitor Sys, Cardiac Cath | 615 | GE HEALTHCARE | MAC-LAB ALTIX BT22 | 1 | 132D20501A | MK CARDIOLOGY 3RD FLR | Unspecified | Non Life Support | IES | ASP_GE | 6 | 5 | 5 | 2024-07-26 | Canyons/Desert
13200-McKay-Dee Hospital Center | 20501 | Cardiovascular Lab | 13200-McKay-Dee Hospital Center | 20501-Cardiovascular Lab | 13200~000000027131 | 927111 | SUR24041484TA |  | 12-648 | Phys Monitor Sys, Cardiac Cath | Phys Monitor Sys, Cardiac Cath | 616 | GE HEALTHCARE | MAC-LAB ALTIX BT22 | 1 | 132D20501A | MK CARDIOLOGY 3RD FLR | Unspecified | Non Life Support | IES | ASP_GE | 6 | 5 | 5 | 2024-07-26 | Canyons/Desert
13800-Primary Childrens Hospital | 20604 | Echo Cardiology | 13800-Primary Childrens Hospital | 20604-Echo Cardiology | 13800~000000018457 | 375120 | UNKNOWN | 400-212751 | 16-247 | Picture Archiving And Communic | Picture Archiving And Communic | 623 | SIEMENS HEALTHCARE | MAGICLINK A | 1 | 138D20604A | PC CPC ECHO | Echocardiology | Run to Fail | IES | ASP_SIEMEN | 208 | 5 | 0 | 2007-09-26 | Canyons/Desert
13800-Primary Childrens Hospital | 20604 | Echo Cardiology | 13800-Primary Childrens Hospital | 20604-Echo Cardiology | 13800~000000026962 | 852051 | 400-572879 | 400-572879 | 16-247 | Picture Archiving And Communic | Picture Archiving And Communic | 624 | SIEMENS HEALTHCARE | MAGICLINK A | 1 | 138D20604A | PC CPC ECHO | Unspecified | Run to Fail | IES | ASP_SIEMEN | 65 | 5 | 0 | 2019-08-16 | Canyons/Desert
15400-Intermountain Medical Center | 20501 | Cardiovascular Lab | 15400-Intermountain Medical Center | 20501-Cardiovascular Lab | 15400~000000034344 | 852050 | 400-572880 | 400-572880 | 16-247 | Picture Archiving And Communic | Picture Archiving And Communic | 625 | SIEMENS HEALTHCARE | MAGICLINK A | 1 | 154D20501A | IM CARDIO CATH LAB SL1 | Unspecified | Run to Fail | IES | ASP_SIEMEN | 65 | 5 | 0 | 2019-08-16 | Canyons/Desert
15400-Intermountain Medical Center | 20603 | Vascular Lab | 15400-Intermountain Medical Center | 44021-Information Systems | 15400~000000009102 | 460853 | USM72201LN | 400-280151 | 16-247 | Picture Archiving And Communic | Picture Archiving And Communic | 626 | SIEMENS HEALTHCARE | MAGICLINK A | 1 | 154D44021B | IM SYSTEMS ANALYSIS SRVC TLL2 | Bldg C IS Data Center | Run to Fail | IES | ASP_SIEMEN | 207 | 3 | 0 | 2007-11-01 | Canyons/Desert
18300-Tellica Imaging LLC | 21903 | Tellica Ogden UT | 18300-Tellica Imaging LLC | 21903-Tellica Ogden UT | 18300~000000000032 | 894313 | 142559 | SITE ID: 400-788741 | 18-108 | Scanning Systems, Magnetic Res | MRI | 1768 | SIEMENS HEALTHCARE | MAGNETOM AERA | 1 | 183D21903A | TE IMAGING OGDEN | Unspecified | Non Life Support | IES | ASP_SIEMEN | 32 | 5 | 2 | 2022-05-19 | Canyons/Desert
18300-Tellica Imaging LLC | 21904 | Tellica Bountiful UT | 18300-Tellica Imaging LLC | 21904-Tellica Bountiful UT | 18300~000000000144 | 906097 | 142646 |  | 18-108 | Scanning Systems, Magnetic Res | MRI | 1769 | SIEMENS HEALTHCARE | MAGNETOM AERA | 1 | 183D21904A | TE TELLICA IMAGING BOUNTIFUL | Unspecified | Non Life Support | IES | ASP_SIEMEN | 22 | 5 | 3 | 2023-03-07 | Canyons/Desert
18300-Tellica Imaging LLC | 21908 | Tellica Nashua NH | 18300-Tellica Imaging LLC | 21908-Tellica Nashua NH | 18300~000000000242 | 922337 | 141021 |  | 18-108 | Scanning Systems, Magnetic Res | MRI | 1770 | SIEMENS HEALTHCARE | MAGNETOM AERA | 1 | 183D21908A | TE TELLICA NASHUA NH | Unspecified | Non Life Support | MG_SLV_CE | SOUTH | 7 | 5.0833 | 4.0833 | 2024-06-07 | Canyons/Desert
18300-Tellica Imaging LLC | 21909 | Tellica Manchester NH | 18300-Tellica Imaging LLC | 21909-Tellica Manchester NH | 18300~000000000239 | 922322 | 42640 |  | 18-108 | Scanning Systems, Magnetic Res | MRI | 1771 | SIEMENS HEALTHCARE | MAGNETOM AERA | 1 | 183D21909A | TELLICA MANCHESTER NH | Unspecified | Non Life Support | MG_SLV_CE | SOUTH | 7 | 5.0833 | 4.0833 | 2024-06-07 | Canyons/Desert
13200-McKay-Dee Hospital Center | 21201 | Magnetic Res Imaging - MRI | 13200-McKay-Dee Hospital Center | 21201-Magnetic Res Imaging - MRI | 13200~000000004261 | 266532 | 25411 | IHMKHSIEMR2/400-499415 | 18-108 | Scanning Systems, Magnetic Res | MRI | 1740 | SIEMENS HEALTHCARE | MAGNETOM AVANTO | 1 | 132D21201A | MK MRI 1ST FLR | Common Area | Life Support / High Risk | IES | ASP_GE | 237 | 5 | 0 | 2005-05-01 | Canyons/Desert
12000-Bear River Valley Hospital | 21101 | Radiology | 12000-Bear River Valley Hospital | 21101-Radiology | 12000~000000000519 | 487793 | 31189 | IHBRHSIEMR/400-388742 | 16-260 | Scanning Systems, Magnetic Res | MRI | 1727 | SIEMENS HEALTHCARE | MAGNETOM ESPREE | 1 | 120D21101A | BR RADIOLOGY | Radiology | Life Support / High Risk | IES | ASP_GE | 158 | 5 | 0 | 2011-11-10 | Canyons/Desert
13200-McKay-Dee Hospital Center | 21201 | Magnetic Res Imaging - MRI | 13200-McKay-Dee Hospital Center | 21201-Magnetic Res Imaging - MRI | 13200~000000008007 | 486500 | 45201 | IHMKHSIEMR3/400-388066 | 16-260 | Scanning Systems, Magnetic Res | MRI | 1741 | SIEMENS HEALTHCARE | MAGNETOM SKYRA | 1 | 132D21201A | MK MRI 1ST FLR | Common Area | Life Support / High Risk | IES | ASP_GE | 158 | 20 | 7 | 2011-12-01 | Canyons/Desert
13800-Primary Childrens Hospital | 21201 | Magnetic Res Imaging - MRI | 13800-Primary Childrens Hospital | 21201-Magnetic Res Imaging - MRI | 13800~000000033037 | 910350 | 400-803710 | IHPCHSIMR1 | 16-260 | Scanning Systems, Magnetic Res | MRI | 1748 | SIEMENS HEALTHCARE | MAGNETOM SOLA DE | 1 | 138D21201A | PC MRI L1 | MRI 1.5 | Life Support / High Risk | IES | ASP_SIEMEN | 21 | 5 | 3 | 2023-04-14 | Canyons/Desert
13000-Logan Regional Hospital | 21201 | Magnetic Res Imaging - MRI | 13000-Logan Regional Hospital | 21201-Magnetic Res Imaging - MRI | 13000~000000000978 | 401506 | 400-488517 | IHLRHSIEMR | 16-260 | Scanning Systems, Magnetic Res | MRI | 1737 | SIEMENS HEALTHCARE | MAGNETOM SYMP 1.5T SYNGO SYS | 1 | 130D21201A | LO MRI | Mri Exam 9 | Life Support / High Risk | IES | ASP_GE | 284 | 5 | 0 | 2001-05-07 | Canyons/Desert
13200-McKay-Dee Hospital Center | 21201 | Magnetic Res Imaging - MRI | 13200-McKay-Dee Hospital Center | 21201-Magnetic Res Imaging - MRI | 13200~000000010499 | 187961 | 37585 | IHMKHSIEMR1/400-499413 | 16-260 | Scanning Systems, Magnetic Res | MRI | 1742 | SIEMENS HEALTHCARE | MAGNETOM SYMP 1.5T SYNGO SYS | 1 | 132D21201A | MK MRI 1ST FLR | Common Area | Life Support / High Risk | IES | ASP_GE | 274 | 5 | 0 | 2002-04-01 | Canyons/Desert
13000-Logan Regional Hospital | 21201 | Magnetic Res Imaging - MRI | 13000-Logan Regional Hospital | 21201-Magnetic Res Imaging - MRI | 13000~000000002048 | 451190 | 22699 | 22699 | 17-542 | Surface Coils, Magnetic Resona | Surface Coils, Magnetic Resona | 3059 | INVIVO RESEARCH INCORPORATED | MAGNETOM SYMPHONY 1.5-T COIL | 1 | 130D21201A | LO MRI | Mr | Run to Fail | IES | ASP_GE | 200 | 5 | 0 | 2008-05-05 | Canyons/Desert
13000-Logan Regional Hospital | 21201 | Magnetic Res Imaging - MRI | 13000-Logan Regional Hospital | 21201-Magnetic Res Imaging - MRI | 13000~000000002049 | 451189 | 36536 | 36536 | 17-542 | Surface Coils, Magnetic Resona | Surface Coils, Magnetic Resona | 3060 | INVIVO RESEARCH INCORPORATED | MAGNETOM SYMPHONY 1.5-T COIL | 1 | 130D21201A | LO MRI | Mr | Run to Fail | IES | ASP_GE | 198 | 5 | 0 | 2008-07-25 | Canyons/Desert
13000-Logan Regional Hospital | 21201 | Magnetic Res Imaging - MRI | 13000-Logan Regional Hospital | 21201-Magnetic Res Imaging - MRI | 13000~000000002938 | 451188 | 3911 | 3911 | 17-542 | Surface Coils, Magnetic Resona | Surface Coils, Magnetic Resona | 3061 | INVIVO RESEARCH INCORPORATED | MAGNETOM SYMPHONY 1.5-T COIL | 1 | 130D21201A | LO MRI | Mr | Run to Fail | IES | ASP_GE | 157 | 5 | 0 | 2011-12-20 | Canyons/Desert
11800-American Fork Hospital | 21102 | Angiography | 11800-American Fork Hospital | 21102-Angiography | 11800~000000008291 | 918650 | 313501 |  | 17-968 | Injectors, Contrast Media | Injectors | 419 | MEDRAD INCORPORATED | MARK 7 ARTERION | 1 | 118D21102A | AF ANGIOGRAPHY | Common Area | Non Life Support | AFH_CE | AFCREW1_CE | 11 | 5 | 4 | 2024-02-07 | Canyons/Desert
12600-St George Regional Hospital | 20501 | Cardiovascular Lab | 12600-St George Regional Hospital | 20501-Cardiovascular Lab | 12600~000000015602 |  | 203030 |  | 17-968 | Injectors, Contrast Media | Injectors | 426 | MEDRAD INCORPORATED | MARK 7 ARTERION | 1 | 126D20501A | SG CATH LAB RR | Unspecified | Non Life Support |  |  | 91 | 10 | 2 | 2017-06-29 | Canyons/Desert
13000-Logan Regional Hospital | 20501 | Cardiovascular Lab | 13000-Logan Regional Hospital | 20501-Cardiovascular Lab | 13000~000000012130 | 909415 | 313229 | IHLRHMEDINJ1 | 17-968 | Injectors, Contrast Media | Injectors | 439 | MEDRAD INCORPORATED | MARK 7 ARTERION | 1 | 130D20501A | LO CARDIO VASCULAR CATH LAB | Procedure Room Combo | Non Life Support | IES | ASP_GE | 19 | 5 | 3 | 2023-06-08 | Canyons/Desert
11300-Supply Chain Organization | 21003 | Imaging Equipment Services | 13000-Logan Regional Hospital | 20501-Cardiovascular Lab | 11300~000000006726 | 540990 | 109060 | IHLRHMDRIJ6 | 15-284 | Injectors, Contrast Media, Ang | Injectors | 493 | MEDRAD INCORPORATED | MARK V PROVIS | 1 | 130D20501A | LO CARDIO VASCULAR CATH LAB | Procedure Room Main | Non Life Support | IMGOPS | IMGOPS_01 | 156 | 5 | 0 | 2012-02-01 | Canyons/Desert
11800-American Fork Hospital | 21101 | Radiology | 11800-American Fork Hospital | 21101-Radiology | 11800~000000002711 | 220302 | 93488 | IHAFHMDRIJ | 15-284 | Injectors, Contrast Media, Ang | Injectors | 495 | MEDRAD INCORPORATED | MARK V PROVIS | 1 | 118D21101A | AF RADIOLOGY | Specials | Non Life Support | IMGOPS | IMGOPS_02 | 264 | 5 | 0 | 2003-01-31 | Canyons/Desert
12600-St George Regional Hospital | 20501 | Cardiovascular Lab | 12600-St George Regional Hospital | 20501-Cardiovascular Lab | 12600~000000008380 | 457158 | 105410 | IHDXHMDRIJ7 | 15-284 | Injectors, Contrast Media, Ang | Injectors | 496 | MEDRAD INCORPORATED | MARK V PROVIS | 1 | 126D20501A | SG CATH LAB RR | CV Lab Cath Lab 3 | Non Life Support | IMGOPS | IMGOPS_02 | 164 | 5 | 0 | 2011-05-19 | Canyons/Desert
12800-LDS Hospital | 21102 | Angiography | 12800-LDS Hospital | 21102-Angiography | 12800~000000002754 | 271180 | 96157 | IHLDHMDRIJ4 | 15-284 | Injectors, Contrast Media, Ang | Injectors | 501 | MEDRAD INCORPORATED | MARK V PROVIS | 1 | 128D21102A | LD ANGIOGRAPHY L1 | Ang 1 - Procedure Rm - Ne2 | Non Life Support | IMGOPS | IMGOPS_01 | 252 | 5 | 0 | 2004-01-29 | Canyons/Desert
13000-Logan Regional Hospital | 21101 | Radiology | 13000-Logan Regional Hospital | 21101-Radiology | 13000~000000004160 | 226527 | 23845 | IHLRHMDRIJ1 | 15-284 | Injectors, Contrast Media, Ang | Injectors | 503 | MEDRAD INCORPORATED | MARK V PROVIS | 1 | 130D21101A | LO RADIOLOGY | Cath Lab | Non Life Support | IMGOPS | IMGOPS_01 | 259 | 5 | 0 | 2003-06-19 | Canyons/Desert
13200-McKay-Dee Hospital Center | 20501 | Cardiovascular Lab | 13200-McKay-Dee Hospital Center | 20501-Cardiovascular Lab | 13200~000000012426 | 61130 | 21789 | IHMKHMDRIJ2 | 15-284 | Injectors, Contrast Media, Ang | Injectors | 506 | MEDRAD INCORPORATED | MARK V PROVIS | 1 | 132D20501A | MK CARDIOLOGY 3RD FLR | Cath Lab Rm 3 | Non Life Support | IMGOPS | IMGOPS_01 | 382 | 5 | 0 | 1993-03-31 | Canyons/Desert
13800-Primary Childrens Hospital | 20501 | Cardiovascular Lab | 13800-Primary Childrens Hospital | 20501-Cardiovascular Lab | 13800~000000008173 | 460617 | 109824 | IHPCHMDRIJ5 | 15-284 | Injectors, Contrast Media, Ang | Injectors | 512 | MEDRAD INCORPORATED | MARK V PROVIS | 1 | 138D20501A | PC CATH LAB L1 | Cath Lab 2 1D166 | Non Life Support | IMGOPS | IMGOPS_01 | 163 | 10 | 0 | 2011-06-30 | Canyons/Desert
13800-Primary Childrens Hospital | 21102 | Angiography | 13800-Primary Childrens Hospital | 21102-Angiography | 13800~000000008031 | 490156 | 109992 | IHPCHMDRIJ6 | 15-284 | Injectors, Contrast Media, Ang | Injectors | 514 | MEDRAD INCORPORATED | MARK V PROVIS | 1 | 138D21102A | PC SPEC PROCEDURE LAB 1 FLR W | Interventional Radiology Lab | Non Life Support | IMGOPS | IMGOPS_01 | 158 | 5 | 0 | 2011-12-01 | Canyons/Desert
14400-Utah Valley Hospital | 21101 | Radiology | 14400-Utah Valley Hospital | 22104-Operating Rooms | 14400~000000011388 | 61122 | 61242 | IHUVHMDRIJ1 | 15-284 | Injectors, Contrast Media, Ang | Injectors | 519 | MEDRAD INCORPORATED | MARK V PROVIS | 1 | 144D22104A | UV OPERATING ROOM | Cysto | Non Life Support | IMGOPS | IMGOPS_02 | 382 | 5 | 0 | 1993-03-08 | Canyons/Desert
15400-Intermountain Medical Center | 20501 | Cardiovascular Lab | 15400-Intermountain Medical Center | 20501-Cardiovascular Lab | 15400~000000000340 | 349462 | 104578 | IHMCHMDRIJ1 | 15-284 | Injectors, Contrast Media, Ang | Injectors | 520 | MEDRAD INCORPORATED | MARK V PROVIS | 1 | 154D20501A | IM CARDIO CATH LAB SL1 | Common Area | Non Life Support | IMGOPS | IMGOPS_01 | 313 | 10 | 0 | 1999-01-01 | Canyons/Desert
15400-Intermountain Medical Center | 20501 | Cardiovascular Lab | 15400-Intermountain Medical Center | 20501-Cardiovascular Lab | 15400~000000013469 | 361433 | 104565 | IHMCHMEDINJ1 | 15-284 | Injectors, Contrast Media, Ang | Injectors | 521 | MEDRAD INCORPORATED | MARK V PROVIS | 1 | 154D20501A | IM CARDIO CATH LAB SL1 | Lab 6 | Non Life Support | IMGOPS | IMGOPS_01 | 207 | 10 | 0 | 2007-11-01 | Canyons/Desert
15400-Intermountain Medical Center | 20501 | Cardiovascular Lab | 15400-Intermountain Medical Center | 20501-Cardiovascular Lab | 15400~000000013470 | 361432 | 104624 | IHMCHMDRIJ20 | 15-284 | Injectors, Contrast Media, Ang | Injectors | 522 | MEDRAD INCORPORATED | MARK V PROVIS | 1 | 154D20501A | IM CARDIO CATH LAB SL1 | Lab 8 | Non Life Support | IMGOPS | IMGOPS_01 | 207 | 10 | 0 | 2007-11-01 | Canyons/Desert
15400-Intermountain Medical Center | 20501 | Cardiovascular Lab | 15400-Intermountain Medical Center | 20501-Cardiovascular Lab | 15400~000000013471 | 361431 | 104556 | IHMCHMDRIJ19 | 15-284 | Injectors, Contrast Media, Ang | Injectors | 523 | MEDRAD INCORPORATED | MARK V PROVIS | 1 | 154D20501A | IM CARDIO CATH LAB SL1 | Lab 9 | Non Life Support | IMGOPS | IMGOPS_01 | 207 | 10 | 0 | 2007-11-01 | Canyons/Desert
15400-Intermountain Medical Center | 20501 | Cardiovascular Lab | 15400-Intermountain Medical Center | 20501-Cardiovascular Lab | 15400~000000013472 | 347456 | 104562 | IHMCHMDRIJ12 | 15-284 | Injectors, Contrast Media, Ang | Injectors | 524 | MEDRAD INCORPORATED | MARK V PROVIS | 1 | 154D20501A | IM CARDIO CATH LAB SL1 | Lab 2 | Non Life Support | IMGOPS | IMGOPS_01 | 207 | 10 | 0 | 2007-11-01 | Canyons/Desert
15400-Intermountain Medical Center | 20501 | Cardiovascular Lab | 15400-Intermountain Medical Center | 20501-Cardiovascular Lab | 15400~000000013473 | 341597 | 104502 | IHMCHMDRIJ11 | 15-284 | Injectors, Contrast Media, Ang | Injectors | 525 | MEDRAD INCORPORATED | MARK V PROVIS | 1 | 154D20501A | IM CARDIO CATH LAB SL1 | Lab 7 | Non Life Support | IMGOPS | IMGOPS_01 | 207 | 10 | 0 | 2007-11-01 | Canyons/Desert
15400-Intermountain Medical Center | 21102 | Angiography | 15400-Intermountain Medical Center | 21102-Angiography | 15400~000000005053 | 289078 | 102791 | IHMCHMDRIJ4 | 15-284 | Injectors, Contrast Media, Ang | Injectors | 526 | MEDRAD INCORPORATED | MARK V PROVIS | 1 | 154D21102A | IM ANGIO TL1 | Lab 3 | Non Life Support | IMGOPS | IMGOPS_01 | 222 | 5 | 0 | 2006-07-25 | Canyons/Desert
15400-Intermountain Medical Center | 21102 | Angiography | 15400-Intermountain Medical Center | 21102-Angiography | 15400~000000013124 | 391709 | 106621 | IHMCHMDRIJ22 | 15-284 | Injectors, Contrast Media, Ang | Injectors | 527 | MEDRAD INCORPORATED | MARK V PROVIS | 1 | 154D21102A | IM ANGIO TL1 | Equipment Starage | Non Life Support | IMGOPS | IMGOPS_01 | 207 | 10 | 0 | 2007-11-01 | Canyons/Desert
15400-Intermountain Medical Center | 21102 | Angiography | 15400-Intermountain Medical Center | 21102-Angiography | 15400~000000013125 | 357604 | 104916 | IHMCHMDRIJ18 | 15-284 | Injectors, Contrast Media, Ang | Injectors | 528 | MEDRAD INCORPORATED | MARK V PROVIS | 1 | 154D21102A | IM ANGIO TL1 | Lab 2 | Non Life Support | IMGOPS | IMGOPS_01 | 207 | 10 | 0 | 2007-11-01 | Canyons/Desert
15400-Intermountain Medical Center | 21102 | Angiography | 15400-Intermountain Medical Center | 21102-Angiography | 15400~000000013126 | 357603 | 104909 | IHMCHMDRIJ17 | 15-284 | Injectors, Contrast Media, Ang | Injectors | 529 | MEDRAD INCORPORATED | MARK V PROVIS | 1 | 154D21102A | IM ANGIO TL1 | Lab 1 | Non Life Support | IMGOPS | IMGOPS_01 | 207 | 10 | 0 | 2007-11-01 | Canyons/Desert
15400-Intermountain Medical Center | 22104 | Operating Rooms | 15400-Intermountain Medical Center | 22104-Operating Rooms | 15400~000000005122 | 308733 | 103752 | IHMCHMDRIJ6 | 15-284 | Injectors, Contrast Media, Ang | Injectors | 530 | MEDRAD INCORPORATED | MARK V PROVIS | 1 | 154D22104B | IM OR FRONT DESK TL2 | Storage Rm | Non Life Support | IMGOPS | IMGOPS_01 | 216 | 10 | 0 | 2007-01-25 | Canyons/Desert
12800-LDS Hospital | 21102 | Angiography | 12800-LDS Hospital | 21102-Angiography | 12800~000000008360 | 197038 | 61343 | IHLDHMDRIJ1 | 15-284 | Injectors, Contrast Media, Ang | Injectors | 502 | MEDRAD INCORPORATED | MARK V+ | 1 | 128D21102A | LD ANGIOGRAPHY L1 | Allocated To Angio | Non Life Support | IMGOPS | IMGOPS_01 | 278 | 5 | 0 | 2001-11-08 | Canyons/Desert
13200-McKay-Dee Hospital Center | 20501 | Cardiovascular Lab | 13200-McKay-Dee Hospital Center | 20501-Cardiovascular Lab | 13200~000000011059 | 61133 | 61102 | IHMKHMDRIJ3 | 15-284 | Injectors, Contrast Media, Ang | Injectors | 505 | MEDRAD INCORPORATED | MARK V+ | 1 | 132D20501A | MK CARDIOLOGY 3RD FLR | Cath Lab Rm 2 | Non Life Support | IMGOPS | IMGOPS_01 | 372 | 5 | 0 | 1994-01-19 | Canyons/Desert
13200-McKay-Dee Hospital Center | 21102 | Angiography | 13200-McKay-Dee Hospital Center | 22104-Operating Rooms | 13200~000000010233 | 153413 | 65778 | IHMKHMDRIJ4 | 15-284 | Injectors, Contrast Media, Ang | Injectors | 511 | MEDRAD INCORPORATED | MARK V+ | 1 | 132D22104A | MK OPERATING ROOM L2 | Or 7 | Non Life Support | IMGOPS | IMGOPS_01 | 305 | 5 | 0 | 1999-09-01 | Canyons/Desert
13800-Primary Childrens Hospital | 21102 | Angiography | 13800-Primary Childrens Hospital | 20501-Cardiovascular Lab | 13800~000000015394 | 131967 | 63727 | IHPCHMDRIJ1 | 15-284 | Injectors, Contrast Media, Ang | Injectors | 513 | MEDRAD INCORPORATED | MARK V+ | 1 | 138D20501A | PC CATH LAB L1 | Cath Lab 1 | Non Life Support | IMGOPS | IMGOPS_01 | 421 | 5 | 0 | 1990-01-01 | Canyons/Desert
13200-McKay-Dee Hospital Center | 25501 | Radiation Center | 13200-McKay-Dee Hospital Center | 25501-Radiation Center | 13200~000000003980 | 211074 | E021002/A021283 |  | 17-212 | Radiation Survey Meters, Ioniz | Radiation Survey Meters, Ioniz | 854 | STANDARD IMAGING | MAX 4000 | 1 | 132D25501A | MK RADIATION THERAPY 1ST FLR | Forming Rm | Non Life Support | IES | ASP_GE | 271 | 5 | 0 | 2002-06-12 | Canyons/Desert
40000-Intermountain Medical Group | 40086 | Budge Clinic Support | 11300-Supply Chain Organization | 32213-Asset Recovery - SLC | 40000~000000014011 | 487795 | 623400 | IHBUCXCLXR | 17-669 | Radiographic Units, Podiatric | X-Ray Other | 1273 | X-CEL X-RAY CORPORATION | MB-700 A/C | 1 | 113D32213C | SC ASSET RECOVERY AIRPORT WHS | Received | Life Support / High Risk | IES | ASP_GE | 208 | 5 | 0 | 2007-10-01 | Canyons/Desert
12600-St George Regional Hospital | 12501 | Pediatric Nursing Unit | 12600-St George Regional Hospital | 12501-Pediatric Nursing Unit | 12600~000000011515 | 487843 | UNKNOWN | E285504 | 13-274 | Recorders, Tape, Video | Recorders, Tape, Video | 1607 | MITSUBISHI | MD3000 | 1 | 126D12501A | SG PEDIATRIC NSG RR | Equipment Storage Rm | Not Tracked | IES | ASP_GE | 156 | 5 | 0 | 2012-01-10 | Canyons/Desert
12600-St George Regional Hospital | 21101 | Radiology | 12600-St George Regional Hospital | 21101-Radiology | 12600~000000011577 | 487651 | UNKNOWN | E278880 | 13-274 | Recorders, Tape, Video | Recorders, Tape, Video | 1608 | MITSUBISHI | MD3000 | 1 | 126D21101E | SG RADIOLOGY RR CAMPUS | Radiol Ultrasound 1 | Not Tracked | IES | ASP_GE | 156 | 5 | 0 | 2012-01-10 | Canyons/Desert
11300-Supply Chain Organization | 21003 | Imaging Equipment Services | 14400-Utah Valley Hospital | 21101-Radiology | 11300~000000007869 | 540992 | 20573 | IHUVHMDRIJ13 | 15-284 | Injectors, Contrast Media, Ang | Injectors | 494 | POSSIS MEDICAL INC | MEDRAD MARK 7 ARTERION | 1 | 144D21101A | UV RADIOLOGY | Angio V 3 | Non Life Support | IES | ASP_GE | 137 | 5 | 0 | 2013-08-12 | Canyons/Desert
12600-St George Regional Hospital | 20501 | Cardiovascular Lab | 12600-St George Regional Hospital | 20501-Cardiovascular Lab | 12600~000000013811 | 822775 | 100697 | IHDXHMDRIJ10 | 15-284 | Injectors, Contrast Media, Ang | Injectors | 497 | POSSIS MEDICAL INC | MEDRAD MARK 7 ARTERION | 1 | 126D20501A | SG CATH LAB RR | Cath 2 | Non Life Support | IES | ASP_GE | 122 | 10 | 0 | 2014-11-07 | Canyons/Desert
12600-St George Regional Hospital | 20501 | Cardiovascular Lab | 12600-St George Regional Hospital | 20501-Cardiovascular Lab | 12600~000000015460 | 822774 | 200360 | IHDXHMDRIJ13 | 15-284 | Injectors, Contrast Media, Ang | Injectors | 498 | POSSIS MEDICAL INC | MEDRAD MARK 7 ARTERION | 1 | 126D20501A | SG CATH LAB RR | Cath 1 | Non Life Support | IES | ASP_GE | 113 | 10 | 1 | 2015-08-20 | Canyons/Desert
12600-St George Regional Hospital | 20501 | Cardiovascular Lab | 12600-St George Regional Hospital | 21102-Angiography | 12600~000000004542 | 490503 | 20679 | IHDXHMDRIJ9 | 15-284 | Injectors, Contrast Media, Ang | Injectors | 499 | POSSIS MEDICAL INC | MEDRAD MARK 7 ARTERION | 1 | 126D21102A | DX ANGIOGRAPHY EXPENSE RR | Unspecified | Non Life Support | IES | ASP_GE | 135 | 5 | 0 | 2013-11-01 | Canyons/Desert
12600-St George Regional Hospital | 21101 | Radiology | 13200-McKay-Dee Hospital Center | 21101-Radiology | 12600~000000015459 | 822768 | 100181 | IHMKHMDRIJ13 | 15-284 | Injectors, Contrast Media, Ang | Injectors | 500 | POSSIS MEDICAL INC | MEDRAD MARK 7 ARTERION | 1 | 132D21101A | MK RADIOLOGY 1ST FLR | Unspecified | Non Life Support | IES | ASP_GE | 86 | 5 | 0 | 2017-11-15 | Canyons/Desert
13200-McKay-Dee Hospital Center | 21102 | Angiography | 13200-McKay-Dee Hospital Center | 21102-Angiography | 13200~000000022296 | 865330 | 86410095 301556-2 | IHMKHMDRIJ16 | 15-284 | Injectors, Contrast Media, Ang | Injectors | 510 | POSSIS MEDICAL INC | MEDRAD MARK 7 ARTERION | 1 | 132D21102A | MK ANGIO 1ST FLR | Common Area | Non Life Support | IES | ASP_GE | 56 | 10 | 5 | 2020-05-11 | Canyons/Desert
13800-Primary Childrens Hospital | 22104 | Operating Rooms | 13800-Primary Childrens Hospital | 22104-Operating Rooms | 13800~000000032119 | 904358 | 312494 |  | 15-284 | Injectors, Contrast Media, Ang | Injectors | 515 | POSSIS MEDICAL INC | MEDRAD MARK 7 ARTERION | 1 | 138D22104A | PC OR L2 | Operating Room 16 – Hybrid | Non Life Support | IES | ASP_ALL | 24 | 5 | 3 | 2023-01-19 | Canyons/Desert
14400-Utah Valley Hospital | 20501 | Cardiovascular Lab | 14400-Utah Valley Hospital | 20501-Cardiovascular Lab | 14400~000000021277 | 877720 | 300244 | IHUVHMDRIJ14 | 15-284 | Injectors, Contrast Media, Ang | Injectors | 516 | POSSIS MEDICAL INC | MEDRAD MARK 7 ARTERION | 1 | 144D20501A | UV CARDIOVASCULAR LAB | Unspecified | Non Life Support | IES | ASP_GE | 71 | 10 | 4 | 2019-02-22 | Canyons/Desert
14400-Utah Valley Hospital | 20501 | Cardiovascular Lab | 14400-Utah Valley Hospital | 20501-Cardiovascular Lab | 14400~000000021278 | 877721 | 300519 | IHUVHMDRIJ | 15-284 | Injectors, Contrast Media, Ang | Injectors | 517 | POSSIS MEDICAL INC | MEDRAD MARK 7 ARTERION | 1 | 144D20501A | UV CARDIOVASCULAR LAB | Unspecified | Non Life Support | IES | ASP_GE | 71 | 10 | 4 | 2019-02-22 | Canyons/Desert
14400-Utah Valley Hospital | 20501 | Cardiovascular Lab | 14400-Utah Valley Hospital | 21102-Angiography | 14400~000000020838 | 851164 | 300354 | IHUVHMDRIJ10 | 15-284 | Injectors, Contrast Media, Ang | Injectors | 518 | POSSIS MEDICAL INC | MEDRAD MARK 7 ARTERION | 1 | 144D21102A | UV INTERVENTIONAL RADIOLOGY | Unspecified | Non Life Support | IES | ASP_GE | 71 | 5 | 0 | 2019-02-17 | Canyons/Desert
37700-Primary Childrens - Lehi | 21102 | Angiography | 37700-Primary Childrens - Lehi | 21102-Angiography | 37700~000000003052 | 919944 | 86410060113456 | 501000021945828 | 15-284 | Injectors, Contrast Media, Ang | Injectors | 531 | POSSIS MEDICAL INC | MEDRAD MARK 7 ARTERION | 1 | 377D21102A | PL ANGIOGRAPHY | Unspecified | Non Life Support | IES | ASP_GE | 10 | 5 | 4 | 2024-03-13 | Canyons/Desert
11600-Alta View Hospital | 21201 | Magnetic Res Imaging - MRI | 11600-Alta View Hospital | 21201-Magnetic Res Imaging - MRI | 11600~000000005907 | 826488 | 100680 | IHAVHMDRIJ3 | 18-158 | Injectors, Contrast Media, Mag | Injectors | 534 | BAYER HEALTHCARE | MEDRAD MRXPERION | 1 | 116D21201A | AV MRI | MRI Common Area | Non Life Support | IMGOPS | IMGOPS_01 | 86 | 10 | 3 | 2017-12-01 | Canyons/Desert
11800-American Fork Hospital | 21201 | Magnetic Res Imaging - MRI | 11800-American Fork Hospital | 21050-Imaging Dept - Satellite | 11800~000000006714 | 915569 | 300572 | IHAFHMDRIJ7 | 18-158 | Injectors, Contrast Media, Mag | Injectors | 535 | BAYER HEALTHCARE | MEDRAD MRXPERION | 1 | 118D21050A | SS IMAGING CENTER SATALLITE | Unspecified | Non Life Support | IMGOPS | IMGOPS_02 | 58 | 10 | 5 | 2020-03-31 | Canyons/Desert
11800-American Fork Hospital | 21201 | Magnetic Res Imaging - MRI | 11800-American Fork Hospital | 21201-Magnetic Res Imaging - MRI | 11800~000000005887 | 826378 | 100747 | IHAFHMDRIJ6 | 18-158 | Injectors, Contrast Media, Mag | Injectors | 536 | BAYER HEALTHCARE | MEDRAD MRXPERION | 1 | 118D21201A | AF MRI | Common Area | Non Life Support | IMGOPS | IMGOPS_02 | 85 | 10 | 3 | 2017-12-27 | Canyons/Desert
11800-American Fork Hospital | 21201 | Magnetic Res Imaging - MRI | 11800-American Fork Hospital | 21201-Magnetic Res Imaging - MRI | 11800~000000007836 | 906855 | 100571 |  | 18-158 | Injectors, Contrast Media, Mag | Injectors | 537 | BAYER HEALTHCARE | MEDRAD MRXPERION | 1 | 118D21201A | AF MRI | Unspecified | Non Life Support | IMGOPS | IMGOPS_02 | 22 | 5 | 3 | 2023-03-22 | Canyons/Desert
11800-American Fork Hospital | 21201 | Magnetic Res Imaging - MRI | 11800-American Fork Hospital | 21201-Magnetic Res Imaging - MRI | 11800~000000008309 | 918095 | 102309 |  | 18-158 | Injectors, Contrast Media, Mag | Injectors | 538 | BAYER HEALTHCARE | MEDRAD MRXPERION | 1 | 118D21201A | AF MRI | Common Area | Non Life Support | IMGOPS | IMGOPS_02 | 12 | 5 | 4 | 2024-01-31 | Canyons/Desert
12600-St George Regional Hospital | 21201 | Magnetic Res Imaging - MRI | 12600-St George Regional Hospital | 21201-Magnetic Res Imaging - MRI | 12600~000000020706 | 854436 | 101183 | 435251MR3INJ | 18-158 | Injectors, Contrast Media, Mag | Injectors | 539 | BAYER HEALTHCARE | MEDRAD MRXPERION | 1 | 126D21201A | SG MRI | Unspecified | Non Life Support | IMGOPS | IMGOPS_02 | 64 | 5 | 0 | 2019-09-30 | Canyons/Desert
12600-St George Regional Hospital | 21201 | Magnetic Res Imaging - MRI | 12600-St George Regional Hospital | 21201-Magnetic Res Imaging - MRI | 12600~000000020707 | 854437 | 100566 | IHDXHMDRIJ16 | 18-158 | Injectors, Contrast Media, Mag | Injectors | 540 | BAYER HEALTHCARE | MEDRAD MRXPERION | 1 | 126D21201A | SG MRI | Unspecified | Non Life Support | IMGOPS | IMGOPS_02 | 64 | 5 | 0 | 2019-09-30 | Canyons/Desert
12800-LDS Hospital | 21201 | Magnetic Res Imaging - MRI | 12800-LDS Hospital | 21201-Magnetic Res Imaging - MRI | 12800~000000013159 | 823147 | 501000020466942 | IHLDHMDRIJ7 | 18-158 | Injectors, Contrast Media, Mag | Injectors | 541 | BAYER HEALTHCARE | MEDRAD MRXPERION | 1 | 128D21201A | LD MRI L2 | Unspecified | Non Life Support | IMGOPS | IMGOPS_01 | 86 | 10 | 3 | 2017-11-13 | Canyons/Desert
12900-Layton Hospital | 21201 | Magnetic Res Imaging - MRI | 12900-Layton Hospital | 21201-Magnetic Res Imaging - MRI | 12900~000000001495 | 835643 | 101022 | 801LAYMR2INJ | 18-158 | Injectors, Contrast Media, Mag | Injectors | 542 | BAYER HEALTHCARE | MEDRAD MRXPERION | 1 | 129D21201A | LA MRI | Unspecified | Non Life Support | IMGOPS | IMGOPS_01 | 78 | 10 | 4 | 2018-08-01 | Canyons/Desert
13800-Primary Childrens Hospital | 21201 | Magnetic Res Imaging - MRI | 13800-Primary Childrens Hospital | 21201-Magnetic Res Imaging - MRI | 13800~000000031053 | 894257 | 310478 | IHPCHMDRIJ13 | 18-158 | Injectors, Contrast Media, Mag | Injectors | 543 | BAYER HEALTHCARE | MEDRAD MRXPERION | 1 | 138D21201A | PC MRI L1 | MRI 3T Control Room | Non Life Support | IMGOPS | IMGOPS_01 | 40 | 5 | 2 | 2021-09-30 | Canyons/Desert
13800-Primary Childrens Hospital | 22104 | Operating Rooms | 13800-Primary Childrens Hospital | 21201-Magnetic Res Imaging - MRI | 13800~000000031302 | 894320 | W3MT30001654 |  | 18-158 | Injectors, Contrast Media, Mag | Injectors | 544 | BAYER HEALTHCARE | MEDRAD MRXPERION | 1 | 138D21201A | PC MRI L1 | MRI 1.5 Control Room | Non Life Support | IMGOPS | IMGOPS_01 | 32 | 5 | 2 | 2022-05-19 | Canyons/Desert
14300-Park City Hospital | 21201 | Magnetic Res Imaging - MRI | 14300-Park City Hospital | 21201-Magnetic Res Imaging - MRI | 14300~000000003339 | 854438 | 101172 | IHPCHMDRIJ9 | 18-158 | Injectors, Contrast Media, Mag | Injectors | 545 | BAYER HEALTHCARE | MEDRAD MRXPERION | 1 | 143D21201A | PK MRI | Unspecified | Non Life Support | IMGOPS | IMGOPS_02 | 64 | 5 | 0 | 2019-09-30 | Canyons/Desert
14400-Utah Valley Hospital | 21201 | Magnetic Res Imaging - MRI | 14400-Utah Valley Hospital | 21201-Magnetic Res Imaging - MRI | 14400~000000020343 | 854435 | 101452 | IHUVHMDRIJ12 | 18-158 | Injectors, Contrast Media, Mag | Injectors | 546 | BAYER HEALTHCARE | MEDRAD MRXPERION | 1 | 144D21201A | UV MRI | Unspecified | Non Life Support | IMGOPS | IMGOPS_02 | 71 | 10 | 4 | 2019-02-17 | Canyons/Desert
14400-Utah Valley Hospital | 21201 | Magnetic Res Imaging - MRI | 14400-Utah Valley Hospital | 21201-Magnetic Res Imaging - MRI | 14400~000000020344 | 854434 | 101459 | IHUVHMDRIJ11 | 18-158 | Injectors, Contrast Media, Mag | Injectors | 547 | BAYER HEALTHCARE | MEDRAD MRXPERION | 1 | 144D21201A | UV MRI | Unspecified | Non Life Support | IMGOPS | IMGOPS_02 | 71 | 10 | 4 | 2019-02-17 | Canyons/Desert
15400-Intermountain Medical Center | 21211 | Magnetic Res Imag- MRI TOSH | 37000-The Orthopedic Specialty Hosp | 21201-Magnetic Res Imaging - MRI | 15400~000000042488 |  | 300142 |  | 18-158 | Injectors, Contrast Media, Mag | Injectors | 548 | BAYER HEALTHCARE | MEDRAD MRXPERION | 1 | 370D21201A | TO MRI BLDG 4 L1 | Unspecified | Non Life Support | IMGOPS | IMGOPS_01 | 70 | 10 | 4 | 2019-04-01 | Canyons/Desert
18300-Tellica Imaging LLC | 21902 | Tellica West Valley City UT | 18300-Tellica Imaging LLC | 21902-Tellica West Valley City UT | 18300~000000000021 | 889707 | 84284254 110588 |  | 18-158 | Injectors, Contrast Media, Mag | Injectors | 549 | BAYER HEALTHCARE | MEDRAD MRXPERION | 1 | 183D21902A | TE TELLICA IMAGING W VALLEY | Unspecified | Non Life Support | MG_SLV_CE | NORTH | 36 | 5 | 2 | 2022-01-14 | Canyons/Desert
18300-Tellica Imaging LLC | 21903 | Tellica Ogden UT | 18300-Tellica Imaging LLC | 21901-Tellica Orem UT | 18300~000000000019 | 888856 | 84284254-110604 |  | 18-158 | Injectors, Contrast Media, Mag | Injectors | 550 | BAYER HEALTHCARE | MEDRAD MRXPERION | 1 | 183D21901A | TE IMAGING OREM | Unspecified | Non Life Support | IES | ASP_BAYER | 37 | 5 | 2 | 2021-12-22 | Canyons/Desert
18300-Tellica Imaging LLC | 21904 | Tellica Bountiful UT | 18300-Tellica Imaging LLC | 21904-Tellica Bountiful UT | 18300~000000000145 | 906099 | 84284254 111695 |  | 18-158 | Injectors, Contrast Media, Mag | Injectors | 551 | BAYER HEALTHCARE DIAGNOSTICS DIVISION | MEDRAD MRXPERION | 1 | 183D21904A | TE TELLICA IMAGING BOUNTIFUL | Unspecified | Non Life Support | IES | ASP_SIEMEN | 22 | 5 | 3 | 2023-03-07 | Canyons/Desert
18300-Tellica Imaging LLC | 21904 | Tellica Bountiful UT | 18300-Tellica Imaging LLC | 21904-Tellica Bountiful UT | 18300~000000000148 | 907540 | 84284254 111695 |  | 18-158 | Injectors, Contrast Media, Mag | Injectors | 552 | BAYER HEALTHCARE | MEDRAD MRXPERION | 1 | 183D21904A | TE TELLICA IMAGING BOUNTIFUL | Unspecified | Non Life Support | IES | ASP_SIEMEN | 21 | 5 | 3 | 2023-04-14 | Canyons/Desert
18300-Tellica Imaging LLC | 21906 | Tellica Salt Lake City UT | 18300-Tellica Imaging LLC | 21906-Tellica Salt Lake City UT | 18300~000000000223 | 920376 | 84284254 111868 |  | 18-158 | Injectors, Contrast Media, Mag | Injectors | 553 | BAYER HEALTHCARE | MEDRAD MRXPERION | 1 | 183D21906A | TE TELLICA IMAGING SALT LAKE | Unspecified | Non Life Support | MG_SLV_CE | NORTH | 10 | 5 | 4 | 2024-03-26 | Canyons/Desert
18300-Tellica Imaging LLC | 21908 | Tellica Nashua NH | 18300-Tellica Imaging LLC | 21908-Tellica Nashua NH | 18300~000000000243 | 922339 | 82484254 113549 |  | 18-158 | Injectors, Contrast Media, Mag | Injectors | 554 | BAYER HEALTHCARE | MEDRAD MRXPERION | 1 | 183D21908A | TE TELLICA NASHUA NH | Unspecified | Non Life Support | MG_SLV_CE | SOUTH | 7 | 5 | 4 | 2024-06-07 | Canyons/Desert
18300-Tellica Imaging LLC | 21908 | Tellica Nashua NH | 18300-Tellica Imaging LLC | 21908-Tellica Nashua NH | 18300~000000000244 | 922340 | 85501054 124403 |  | 18-158 | Injectors, Contrast Media, Mag | Injectors | 555 | BAYER HEALTHCARE | MEDRAD MRXPERION | 1 | 183D21908A | TE TELLICA NASHUA NH | Unspecified | Non Life Support | MG_SLV_CE | SOUTH | 7 | 5 | 4 | 2024-06-07 | Canyons/Desert
18300-Tellica Imaging LLC | 21909 | Tellica Manchester NH | 18300-Tellica Imaging LLC | 21909-Tellica Manchester NH | 18300~000000000240 | 922325 | 84284254113692 |  | 18-158 | Injectors, Contrast Media, Mag | Injectors | 556 | BAYER HEALTHCARE | MEDRAD MRXPERION | 1 | 183D21909A | TELLICA MANCHESTER NH | Unspecified | Non Life Support | MG_SLV_CE | SOUTH | 7 | 5 | 4 | 2024-06-07 | Canyons/Desert
37600-Primary Childrens - Layton | 21101 | Radiology | 37600-Primary Childrens - Layton | 21101-Radiology | 37600~000000000139 | 848675 | 100496 | IHLYHMDRIJ | 18-158 | Injectors, Contrast Media, Mag | Injectors | 557 | BAYER HEALTHCARE | MEDRAD MRXPERION | 1 | 376D21101A | PL RADIOLOGY | Unspecified | Non Life Support | IMGOPS | IMGOPS_01 | 69 | 5 | 0 | 2019-04-30 | Canyons/Desert
10600-Continuum of Care | 32211 | Clinical Engineering Supp Serv | 13000-Logan Regional Hospital | 25501-Radiation Center | 10600~000000002996 | 905488 | 85501054 122553 |  | 17-968 | Injectors, Contrast Media | Injectors | 415 | MEDRAD INCORPORATED | MEDRAD STELLANT FLEX | 1 | 130D25501A | LO CANCER CTR RADIATION THER | Cancer Center | Non Life Support | IES | ASP_BAYER | 23 | 5 | 3 | 2023-02-13 | Canyons/Desert
11800-American Fork Hospital | 21401 | Computed Tomography - CT | 11800-American Fork Hospital | 21401-Computed Tomography - CT | 11800~000000008292 | 918665 | 102883 |  | 17-968 | Injectors, Contrast Media | Injectors | 421 | MEDRAD INCORPORATED | MEDRAD STELLANT FLEX | 1 | 118D21401A | AF CT SCAN | Common Area | Non Life Support | AFH_CE | AFCREW1_CE | 11 | 5.0833 | 4.0833 | 2024-02-07 | Canyons/Desert
11800-American Fork Hospital | 21401 | Computed Tomography - CT | 11800-American Fork Hospital | 21401-Computed Tomography - CT | 11800~000000008293 | 918666 | 103533 |  | 17-968 | Injectors, Contrast Media | Injectors | 422 | MEDRAD INCORPORATED | MEDRAD STELLANT FLEX | 1 | 118D21401A | AF CT SCAN | Common Area | Non Life Support | AFH_CE | AFCREW1_CE | 11 | 5.0833 | 4.0833 | 2024-02-07 | Canyons/Desert
13200-McKay-Dee Hospital Center | 21201 | Magnetic Res Imaging - MRI | 36400-McKay-Dee Surgical Center LLC | 21401-Computed Tomography - CT | 13200~000000025695 | 901940 | 85501054120218 |  | 17-968 | Injectors, Contrast Media | Injectors | 443 | MEDRAD INCORPORATED | MEDRAD STELLANT FLEX | 1 | 364D21401A | MS SC CT PDA 1ST FLR | Unspecified | Non Life Support | IES | ASP_ALL | 26 | 5 | 3 | 2022-11-28 | Canyons/Desert
13200-McKay-Dee Hospital Center | 21401 | Computed Tomography - CT | 13200-McKay-Dee Hospital Center | 21401-Computed Tomography - CT | 13200~000000025508 | 901733 | 85501054120326 |  | 17-968 | Injectors, Contrast Media | Injectors | 444 | MEDRAD INCORPORATED | MEDRAD STELLANT FLEX | 1 | 132D21401A | MK CT 1ST FLR | Unspecified | Non Life Support | IES | ASP_ALL | 26 | 5 | 3 | 2022-11-16 | Canyons/Desert
13200-McKay-Dee Hospital Center | 21401 | Computed Tomography - CT | 13200-McKay-Dee Hospital Center | 21401-Computed Tomography - CT | 13200~000000025509 | 901734 | 85501054120846 |  | 17-968 | Injectors, Contrast Media | Injectors | 445 | MEDRAD INCORPORATED | MEDRAD STELLANT FLEX | 1 | 132D21401A | MK CT 1ST FLR | Unspecified | Non Life Support | IES | ASP_ALL | 26 | 5 | 3 | 2022-11-16 | Canyons/Desert
13200-McKay-Dee Hospital Center | 21401 | Computed Tomography - CT | 13200-McKay-Dee Hospital Center | 21401-Computed Tomography - CT | 13200~000000025510 | 901735 | 85501054120304 |  | 17-968 | Injectors, Contrast Media | Injectors | 446 | MEDRAD INCORPORATED | MEDRAD STELLANT FLEX | 1 | 132D21401A | MK CT 1ST FLR | Unspecified | Non Life Support | IES | ASP_ALL | 26 | 5 | 3 | 2022-11-16 | Canyons/Desert
13200-McKay-Dee Hospital Center | 21401 | Computed Tomography - CT | 13200-McKay-Dee Hospital Center | 21401-Computed Tomography - CT | 13200~000000025626 | 901722 | 85501054120314 |  | 17-968 | Injectors, Contrast Media | Injectors | 447 | MEDRAD INCORPORATED | MEDRAD STELLANT FLEX | 1 | 132D21401A | MK CT 1ST FLR | Ct Rm 3 | Non Life Support | IES | ASP_ALL | 26 | 5 | 3 | 2022-11-15 | Canyons/Desert
13200-McKay-Dee Hospital Center | 25501 | Radiation Center | 13200-McKay-Dee Hospital Center | 25501-Radiation Center | 13200~000000025694 | 901917 | 85501054120308 |  | 17-968 | Injectors, Contrast Media | Injectors | 449 | MEDRAD INCORPORATED | MEDRAD STELLANT FLEX | 1 | 132D25501A | MK RADIATION THERAPY 1ST FLR | Unspecified | Non Life Support | IES | ASP_ALL | 26 | 5 | 3 | 2022-11-23 | Canyons/Desert
14400-Utah Valley Hospital | 21401 | Computed Tomography - CT | 14400-Utah Valley Hospital | 21401-Computed Tomography - CT | 14400~000000023970 | 892701 | 85501054120416 |  | 17-968 | Injectors, Contrast Media | Injectors | 464 | MEDRAD INCORPORATED | MEDRAD STELLANT FLEX | 1 | 144D21401B | UV OUTPATIENT CTR CT SCAN PDA | OP Common Area | Non Life Support | UVH_CE | UVCREW1_CE | 34 | 5 | 2 | 2022-03-31 | Canyons/Desert
14400-Utah Valley Hospital | 21401 | Computed Tomography - CT | 14400-Utah Valley Hospital | 21401-Computed Tomography - CT | 14400~000000023971 | 892702 | 85501054120865 |  | 17-968 | Injectors, Contrast Media | Injectors | 465 | MEDRAD INCORPORATED | MEDRAD STELLANT FLEX | 1 | 144D21401B | UV OUTPATIENT CTR CT SCAN PDA | OP Common Area | Non Life Support | UVH_CE | UVCREW1_CE | 34 | 5 | 2 | 2022-03-31 | Canyons/Desert
14400-Utah Valley Hospital | 21401 | Computed Tomography - CT | 14400-Utah Valley Hospital | 21401-Computed Tomography - CT | 14400~000000023972 | 892704 | 85501054120867 |  | 17-968 | Injectors, Contrast Media | Injectors | 466 | MEDRAD INCORPORATED | MEDRAD STELLANT FLEX | 1 | 144D21401A | UV CT SCAN | Ct2 | Non Life Support | UVH_CE | UVCREW1_CE | 34 | 5 | 2 | 2022-03-31 | Canyons/Desert
14400-Utah Valley Hospital | 21401 | Computed Tomography - CT | 14400-Utah Valley Hospital | 21401-Computed Tomography - CT | 14400~000000023994 | 761793 | 85501054103444 |  | 17-968 | Injectors, Contrast Media | Injectors | 467 | MEDRAD INCORPORATED | MEDRAD STELLANT FLEX | 1 | 144D21401A | UV CT SCAN | Ct2 | Non Life Support | UVH_CE | UVCREW1_CE | 32 | 5 | 2 | 2022-05-23 | Canyons/Desert
14400-Utah Valley Hospital | 21401 | Computed Tomography - CT | 14400-Utah Valley Hospital | 21401-Computed Tomography - CT | 14400~000000023995 | 761794 | 85501054120145 |  | 17-968 | Injectors, Contrast Media | Injectors | 468 | MEDRAD INCORPORATED | MEDRAD STELLANT FLEX | 1 | 144D21401A | UV CT SCAN | Ct2 | Non Life Support | UVH_CE | UVCREW1_CE | 32 | 5 | 2 | 2022-05-17 | Canyons/Desert
14400-Utah Valley Hospital | 21401 | Computed Tomography - CT | 14400-Utah Valley Hospital | 21801-Nuclear Medicine | 14400~000000023975 | 892708 | 85502054120412 |  | 17-968 | Injectors, Contrast Media | Injectors | 469 | MEDRAD INCORPORATED | MEDRAD STELLANT FLEX | 1 | 144D21801A | UV NUCLEAR MEDICINE | Pet Scanner | Non Life Support | UVH_CE | UVCREW1_CE | 34 | 5 | 2 | 2022-03-31 | Canyons/Desert
18300-Tellica Imaging LLC | 21902 | Tellica West Valley City UT | 18300-Tellica Imaging LLC | 21902-Tellica West Valley City UT | 18300~000000000024 | 889724 | 85501054 120496 |  | 17-968 | Injectors, Contrast Media | Injectors | 482 | MEDRAD INCORPORATED | MEDRAD STELLANT FLEX | 1 | 183D21902A | TE TELLICA IMAGING W VALLEY | Unspecified | Non Life Support | MG_SLV_CE | NORTH | 36 | 5 | 2 | 2022-01-14 | Canyons/Desert
18300-Tellica Imaging LLC | 21903 | Tellica Ogden UT | 18300-Tellica Imaging LLC | 21903-Tellica Ogden UT | 18300~000000000009 | 888904 | 102046 |  | 17-968 | Injectors, Contrast Media | Injectors | 483 | MEDRAD INCORPORATED | MEDRAD STELLANT FLEX | 1 | 183D21903A | TE IMAGING OGDEN | Unspecified | Non Life Support | IES | ASP_BAYER | 37 | 5 | 2 | 2021-12-29 | Canyons/Desert
18300-Tellica Imaging LLC | 21904 | Tellica Bountiful UT | 18300-Tellica Imaging LLC | 21904-Tellica Bountiful UT | 18300~000000000066 | 906023 | 85501054 122226 |  | 17-968 | Injectors, Contrast Media | Injectors | 484 | MEDRAD INCORPORATED | MEDRAD STELLANT FLEX | 1 | 183D21904A | TE TELLICA IMAGING BOUNTIFUL | Unspecified | Non Life Support | IES | ASP_SIEMEN | 22 | 5 | 3 | 2023-03-02 | Canyons/Desert
18300-Tellica Imaging LLC | 21905 | Tellica Draper UT | 18300-Tellica Imaging LLC | 21905-Tellica Draper UT | 18300~000000000216 | 917842 | 85501054 122210 |  | 17-968 | Injectors, Contrast Media | Injectors | 485 | MEDRAD INCORPORATED | MEDRAD STELLANT FLEX | 1 | 183D21905A | TE TELLICA IMAGING DRAPER | Unspecified | Non Life Support | IES | ASP_BAYER | 12 | 5 | 4 | 2024-01-29 | Canyons/Desert
18300-Tellica Imaging LLC | 21905 | Tellica Draper UT | 18300-Tellica Imaging LLC | 21905-Tellica Draper UT | 18300~000000000217 | 917900 | 84284254 111798 |  | 17-968 | Injectors, Contrast Media | Injectors | 486 | MEDRAD INCORPORATED | MEDRAD STELLANT FLEX | 1 | 183D21905A | TE TELLICA IMAGING DRAPER | Unspecified | Non Life Support | IES | ASP_BAYER | 12 | 5 | 4 | 2024-01-29 | Canyons/Desert
18300-Tellica Imaging LLC | 21906 | Tellica Salt Lake City UT | 18300-Tellica Imaging LLC | 21906-Tellica Salt Lake City UT | 18300~000000000222 | 920375 | 85501054 122202 |  | 17-968 | Injectors, Contrast Media | Injectors | 487 | MEDRAD INCORPORATED | MEDRAD STELLANT FLEX | 1 | 183D21906A | TE TELLICA IMAGING SALT LAKE | Unspecified | Non Life Support | MG_SLV_CE | NORTH | 10 | 5.0833 | 4.0833 | 2024-03-26 | Canyons/Desert
18300-Tellica Imaging LLC | 21909 | Tellica Manchester NH | 18300-Tellica Imaging LLC | 21909-Tellica Manchester NH | 18300~000000000241 | 922329 | 85501054 124409 |  | 17-968 | Injectors, Contrast Media | Injectors | 488 | MEDRAD INCORPORATED | MEDRAD STELLANT FLEX | 1 | 183D21909A | TELLICA MANCHESTER NH | Unspecified | Non Life Support | MG_SLV_CE | SOUTH | 7 | 5.0833 | 4.0833 | 2024-06-07 | Canyons/Desert
11600-Alta View Hospital | 21501 | Mammography | 11600-Alta View Hospital | 21501-Mammography | 11600~000000004667 | 378982 | D0794 | IHAVHHLGMA3 | 19-697 | Computer Aided Detection Syste | Computer | 50 | HOLOGIC INCORPORATED | MF 1000H | 1 | 116D21501A | AV MAMMOGRAPHY 245 | Mammo 1 | Life Support / High Risk | IES | ASP_GE | 190 | 5 | 0 | 2009-03-06 | Canyons/Desert
12000-Bear River Valley Hospital | 21101 | Radiology | 12000-Bear River Valley Hospital | 21101-Radiology | 12000~000000000628 | 387801 | C0632 | IHBRHHLGMA1 | 19-697 | Computer Aided Detection Syste | Computer | 51 | HOLOGIC INCORPORATED | MF 1000H | 1 | 120D21101A | BR RADIOLOGY | Radiology | Life Support / High Risk | IES | ASP_GE | 187 | 5 | 0 | 2009-06-10 | Canyons/Desert
15400-Intermountain Medical Center | 21501 | Mammography | 15400-Intermountain Medical Center | 21501-Mammography | 15400~000000019564 | 362802 | D1706 | IHMCHHLGMA4 | 19-697 | Computer Aided Detection Syste | Computer | 55 | HOLOGIC INCORPORATED | MF 1000H | 1 | 154D21501A | IM MAMMOGRAPHY GLL2 | BreastCare LL2-Common Area | Life Support / High Risk | IES | ASP_GE | 196 | 5 | 0 | 2008-09-05 | Canyons/Desert
40000-Intermountain Medical Group | 74096 | Sandy OB-GYN - England | 40000-Intermountain Medical Group | 72002-River Road Instacare | 40000~000000013425 | 457361 | D1271 | IHRRUHLGMA1 | 19-697 | Computer Aided Detection Syste | Computer | 56 | HOLOGIC INCORPORATED | MF 1000H | 1 | 400D72002A | MG RIVER ROAD INSTACARE | Mammography | Life Support / High Risk | IES | ASP_GE | 164 | 5 | 0 | 2011-05-24 | Canyons/Desert
11800-American Fork Hospital | 21501 | Mammography | 11800-American Fork Hospital | 21501-Mammography | 11800~000000003800 | 472222 | D1050 | IHAFHHLGMA2 | 18-430 | Radiographic Systems, Digital | X-Ray Other | 876 | HOLOGIC INCORPORATED | MF1000H | 1 | 118D21501A | AF MAMMOGRAPHY | Common Areas | Life Support / High Risk | IES | ASP_GE | 160 | 5 | 0 | 2011-09-20 | Canyons/Desert
12500-Delta Community Hospital | 21101 | Radiology | 12500-Delta Community Hospital | 21101-Radiology | 12500~000000000291 | 476762 | C2912 | IHDCHHLGMA2 | 18-430 | Radiographic Systems, Digital | X-Ray Other | 879 | HOLOGIC INCORPORATED | MF1000H | 1 | 125D21101A | DL XRAY | Radiol Radiology | Life Support / High Risk | IES | ASP_GE | 159 | 5 | 0 | 2011-10-24 | Canyons/Desert
12800-LDS Hospital | 21501 | Mammography | 12800-LDS Hospital | 21501-Mammography | 12800~000000004457 | 466971 | D2367 | IHLDHHLGMA3 | 18-430 | Radiographic Systems, Digital | X-Ray Other | 900 | HOLOGIC INCORPORATED | MF1000H | 1 | 128D21501A | LD MAMMOGRAPHY L1 | MammoS1 Room A - N.E.2 | Life Support / High Risk | IES | ASP_GE | 197 | 5 | 0 | 2008-08-10 | Canyons/Desert
12800-LDS Hospital | 21501 | Mammography | 12800-LDS Hospital | 21501-Mammography | 12800~000000010327 | 466972 | C0432 | IHLDHHLGMA1 | 18-430 | Radiographic Systems, Digital | X-Ray Other | 901 | HOLOGIC INCORPORATED | MF1000H | 1 | 128D21501A | LD MAMMOGRAPHY L1 | MammoS1 Room B - N.E.2 | Life Support / High Risk | IES | ASP_GE | 209 | 5 | 0 | 2007-08-03 | Canyons/Desert
13200-McKay-Dee Hospital Center | 21501 | Mammography | 13200-McKay-Dee Hospital Center | 21501-Mammography | 13200~000000005290 | 324052 | D1403 | IHMKHHLGMA2 | 18-430 | Radiographic Systems, Digital | X-Ray Other | 915 | HOLOGIC INCORPORATED | MF1000H | 1 | 132D21501A | MK MAMMOGRAPHY 4TH FLR | Reading Rm | Life Support / High Risk | IES | ASP_GE | 210 | 5 | 0 | 2007-07-31 | Canyons/Desert
13400-Orem Community Hospital | 21101 | Radiology | 13400-Orem Community Hospital | 21101-Radiology | 13400~000000000659 | 460194 | C1806 | IHOCHHLGMA1 | 18-430 | Radiographic Systems, Digital | X-Ray Other | 919 | HOLOGIC INCORPORATED | MF1000H | 1 | 134D21101A | OR RADIOLOGY | Radiology | Life Support / High Risk | IES | ASP_GE | 178 | 5 | 0 | 2010-03-16 | Canyons/Desert
14000-Sanpete Valley Hospital | 21101 | Radiology | 14000-Sanpete Valley Hospital | 21101-Radiology | 14000~000000000217 | 474890 | 20110601LES |  | 18-430 | Radiographic Systems, Digital | X-Ray Other | 934 | HOLOGIC INCORPORATED | MF1000H | 1 | 140D21101A | SP RADIOLOGY | Mammo | Life Support / High Risk | IES | ASP_GE | 164 | 5 | 0 | 2011-06-01 | Canyons/Desert
14400-Utah Valley Hospital | 21501 | Mammography | 14400-Utah Valley Hospital | 21501-Mammography | 14400~000000004491 | 449281 | D1049 | IHUVHHLGMA1 | 18-430 | Radiographic Systems, Digital | X-Ray Other | 950 | HOLOGIC INCORPORATED | MF1000H | 1 | 144D21501A | UV MAMMOGRAPHY | Viewing Rm | Life Support / High Risk | IES | ASP_GE | 216 | 5 | 0 | 2007-01-15 | Canyons/Desert
14600-Cedar City Hospital | 21501 | Mammography | 14600-Cedar City Hospital | 21501-Mammography | 14600~000000000640 | 469726 | 7487NH1 | IHCCHHLGMA1 | 18-430 | Radiographic Systems, Digital | X-Ray Other | 959 | HOLOGIC INCORPORATED | MF1000H | 1 | 146D21501A | CC MAMMO | Mammography | Life Support / High Risk | IES | ASP_GE | 192 | 5 | 0 | 2009-02-01 | Canyons/Desert
18200-Garfield Memorial Hospital | 21101 | Radiology | 18200-Garfield Memorial Hospital | 21101-Radiology | 18200~000000000399 | 469434 | C1785 | IHGMHHLGMA2 | 18-430 | Radiographic Systems, Digital | X-Ray Other | 969 | HOLOGIC INCORPORATED | MF1000H | 1 | 182D21101A | GF RADIOLOGY | Radiology | Life Support / High Risk | IES | ASP_GE | 161 | 5 | 0 | 2011-08-23 | Canyons/Desert
40000-Intermountain Medical Group | 73013 | Hurricane Valley Clinic | 40000-Intermountain Medical Group | 72004-Hurricane Valley Instacare | 40000~000000010382 | 470208 | C2460 | IHHUCHLGCAD1 | 18-430 | Radiographic Systems, Digital | X-Ray Other | 1007 | HOLOGIC INCORPORATED | MF1000H | 1 | 400D72004A | MG HURRICANE INSTACARE | Radiology | Life Support / High Risk | IES | ASP_GE | 161 | 5 | 0 | 2011-08-25 | Canyons/Desert
13000-Logan Regional Hospital | 21501 | Mammography | 13000-Logan Regional Hospital | 21101-Radiology | 13000~000000004041 | 402907 | D1502 | IHLRHHLGWS11 | 98-178 | Computers, Workstation | Computer | 100 | HOLOGIC INCORPORATED | MF2000H | 1 | 130D21101A | LO RADIOLOGY | Reading Area | Run to Fail | IES | ASP_GE | 208 | 5 | 0 | 2007-09-18 | Canyons/Desert
13200-McKay-Dee Hospital Center | 22104 | Operating Rooms | 13200-McKay-Dee Hospital Center | 22104-Operating Rooms | 13200~000000005083 | 306656 | 037KBI | IHMKHSNSUS2 | 18-143 | Scanning Systems, Ultrasonic, | UltraSound | 2197 | SONOSITE INCORPORATED | MICROMAXX P07099-01 | 1 | 132D22104A | MK OPERATING ROOM L2 | Or 7 | Run to Fail | CESS | CESS_CREW3 | 217 | 5 | 0 | 2007-01-01 | Canyons/Desert
13200-McKay-Dee Hospital Center | 22104 | Operating Rooms | 13200-McKay-Dee Hospital Center | 22104-Operating Rooms | 13200~000000005084 | 306655 | 037JRK | IHMKHSNSUS1 | 18-143 | Scanning Systems, Ultrasonic, | UltraSound | 2198 | SONOSITE INCORPORATED | MICROMAXX P07099-01 | 1 | 132D22104A | MK OPERATING ROOM L2 | Or 1 | Run to Fail | CESS | CESS_CREW3 | 217 | 5 | 0 | 2007-01-01 | Canyons/Desert
12200-Cassia Regional Hospital | 21801 | Nuclear Medicine | 12200-Cassia Regional Hospital | 21801-Nuclear Medicine | 12200~000000000321 | 356059 | 51487 | 208677MG | 18-444 | Scanning Systems, Gamma Camera | Nuc Med | 1715 | GE HEALTHCARE | MILLENIUM MG DUAL HEAD | 1 | 122D21801A | CA NUCLEAR MEDICINE | Common Area | Life Support / High Risk | IES | ASP_GE | 208 | 5 | 0 | 2007-10-01 | Canyons/Desert
15400-Intermountain Medical Center | 21801 | Nuclear Medicine | 15400-Intermountain Medical Center | 21001-Imaging Administration | 15400~000000027639 | 806037 | 9038 | IHMCHGEMPR | 18-444 | Scanning Systems, Gamma Camera | Nuc Med | 1718 | GE HEALTHCARE | MILLENIUM MG DUAL HEAD | 1 | 154D21001A | IM IMAGING ADMIN TOWER TLL1 | Bldg C Imaging Admin | Life Support / High Risk | IES | ASP_GE | 107 | 5 | 0 | 2016-02-19 | Canyons/Desert
13000-Logan Regional Hospital | 21101 | Radiology | 13000-Logan Regional Hospital | 20101-Emergency Department | 13000~000000004150 | 132336 | 66-0580 | 66-0580 | 11-758 | Radiographic/Fluoroscopic Unit | C-Arms | 1481 | OEC MEDICAL SYSTEMS INC | MINI 6600 | 1 | 130D20101A | LO EMERGENCY ROOM | Exam Rm 1 | Life Support / High Risk | IES | ASP_GE | 421 | 5 | 0 | 1990-01-01 | Canyons/Desert
12800-LDS Hospital | 22104 | Operating Rooms | 12800-LDS Hospital | 22104-Operating Rooms | 12800~000000002561 | 220155 | 86-0648 | OEC860648 | 11-758 | Radiographic/Fluoroscopic Unit | C-Arms | 1471 | OEC MEDICAL SYSTEMS INC | MINI 6800 | 1 | 128D22104A | LD OPERATING ROOM L3 | Surgery L3 | Life Support / High Risk | IES | ASP_GE | 265 | 5 | 0 | 2002-12-31 | Canyons/Desert
13000-Logan Regional Hospital | 20101 | Emergency Department | 11300-Supply Chain Organization | 32213-Asset Recovery - SLC | 13000~000000001451 | 300880 | 86-2222 | OEC862222 | 11-758 | Radiographic/Fluoroscopic Unit | C-Arms | 1479 | OEC MEDICAL SYSTEMS INC | MINI 6800 | 1 | 113D32213C | SC ASSET RECOVERY AIRPORT WHS | Received | Life Support / High Risk | IES | ASP_GE | 220 | 8 | 0 | 2006-09-25 | Canyons/Desert
40000-Intermountain Medical Group | 74013 | Logan Regional Orthopedics | 40000-Intermountain Medical Group | 74013-Logan Regional Orthopedics | 40000~000000003350 | 289345 | 1295 | OEC861140 | 11-758 | Radiographic/Fluoroscopic Unit | C-Arms | 1593 | OEC MEDICAL SYSTEMS INC | MINI 6800 | 1 | 400D74013A | MG BUDGE CLINIC ORTHOPEDICS | Common Area | Life Support / High Risk | IES | ASP_GE | 249 | 10 | 0 | 2004-04-27 | Canyons/Desert
40000-Intermountain Medical Group | 74055 | McKay-Dee ENT Clinic | 40000-Intermountain Medical Group | 74055-McKay-Dee ENT Clinic | 40000~000000005344 | 418375 | MINICAT00298 | S/N MINICAT 00298 | 24-311 | Scanning Systems, Computed Tom | CT | 1712 | XORAN TECHNOLOGIES INCORPORATED | MINICAT | 1 | 400D74055A | MG MCKAY DEE ENT STE 2645 | Mckay Dee Ent | Life Support / High Risk | IES | ASP_XORAN | 176 | 5 | 0 | 2010-05-11 | Canyons/Desert
13800-Primary Childrens Hospital | 22204 | Child Procedure Center | 13800-Primary Childrens Hospital | 22104-Operating Rooms | 13800~000000030365 | 884298 | MS21C2661 |  | 18-429 | Radiographic Systems | X-Ray Other | 862 | DIGIMED | MINIX-S | 1 | 138D22104B | PC CPC DENTAL OR 1ST FLR | Unspecified | Run to Fail | PCH_CE | PCHCREW09 | 43 | 5 | 1 | 2021-06-02 | Canyons/Desert
12800-LDS Hospital | 21501 | Mammography | 12800-LDS Hospital | 21501-Mammography | 12800~000000003606 | 285843 | 311390 | 413672 | 15-938 | X-Ray Film Processors, Automat | X-Ray Film Processors, Automat | 3864 | EASTMAN KODAK COMPANY | MIN-R | 1 | 128D21501A | LD MAMMOGRAPHY L1 | Mammography | Non Life Support |  |  | 227 | 5 | 0 | 2006-02-20 | Canyons/Desert
12800-LDS Hospital | 21501 | Mammography | 12800-LDS Hospital | 46009-Physicians Office Building | 12800~000000008320 | 215900 | 231939 | 247634 | 15-938 | X-Ray Film Processors, Automat | X-Ray Film Processors, Automat | 3865 | EASTMAN KODAK COMPANY | MIN-R | 1 | 128D46009A | LD PHYSICIAN OFFICE BUILDING | POB Ste 107 Common Area | Non Life Support |  |  | 267 | 5 | 0 | 2002-10-03 | Canyons/Desert
43100-Intermountain MS NV LLC | 79304 | PCC Tenaya MOB | 43100-Intermountain MS NV LLC | 79250-PCP Tenaya | 43100~000000002748 | 751665 | 405059433 | 14176 | 15-957 | Scanning Systems, Ultrasonic, | UltraSound | 2812 | UNETIXS INCORPORATED | ML2000 SERIES 2 LHS | 1 | 431D79250A | NV TENAYA CLINIC SPC | Unspecified | Life Support / High Risk | SGRH_CE | NEVADA | 27 | 5 | 3 | 2022-10-28 | Canyons/Desert
12900-Layton Hospital | 21001 | Imaging Administration | 12900-Layton Hospital | 21001-Imaging Administration | 12900~000000005323 | 902580 | 213793PD3 |  | 14-121 | Transducers, Ultrasonic | Transducers | 3400 | GE HEALTHCARE | ML4-20-D | 1 | 129D21001A | LA IMAGING ADMINISTRATION | Unspecified | Run to Fail | IES | IESCREWSC | 25 | 5 | 3 | 2022-12-12 | Canyons/Desert
13800-Primary Childrens Hospital | 21601 | Ultrasound | 13800-Primary Childrens Hospital | 21601-Ultrasound | 13800~000000032003 | 902570 | 2126760PD3 |  | 14-121 | Transducers, Ultrasonic | Transducers | 3592 | GE HEALTHCARE | ML4-20-D | 1 | 138D21601A | PC ULT RADIOLOGY 1ST FLR W | Unspecified | Run to Fail | IES | ASP_GE | 27 | 5 | 3 | 2022-10-11 | Canyons/Desert
12200-Cassia Regional Hospital | 21601 | Ultrasound | 12200-Cassia Regional Hospital | 21101-Radiology | 12200~000000001220 | 487833 | 54452YP8 |  | 14-121 | Transducers, Ultrasonic | Transducers | 3337 | GE HEALTHCARE | ML6-15-D | 1 | 122D21101A | CA RADIOLOGY | Ultrasound 7 | Run to Fail |  |  | 156 | 5 | 0 | 2012-01-10 | Canyons/Desert
13200-McKay-Dee Hospital Center | 21601 | Ultrasound | 13200-McKay-Dee Hospital Center | 21601-Ultrasound | 13200~000000023136 | 871726 | 234849YP8 |  | 14-121 | Transducers, Ultrasonic | Transducers | 3517 | GE HEALTHCARE | ML6-15-D | 1 | 132D21601A | MK ULTRASOUND 1ST FLR | Common Area | Run to Fail | MKDHC_CE | MKDCREW9CE | 50 | 5 | 1 | 2020-11-17 | Canyons/Desert
13200-McKay-Dee Hospital Center | 21601 | Ultrasound | 13200-McKay-Dee Hospital Center | 21601-Ultrasound | 13200~000000023137 | 871727 | 325933YP0 |  | 14-121 | Transducers, Ultrasonic | Transducers | 3518 | GE HEALTHCARE | ML6-15-D | 1 | 132D21601A | MK ULTRASOUND 1ST FLR | Common Area | Run to Fail | MKDHC_CE | MKDCREW9CE | 50 | 5 | 1 | 2020-11-17 | Canyons/Desert
13200-McKay-Dee Hospital Center | 21601 | Ultrasound | 13200-McKay-Dee Hospital Center | 21601-Ultrasound | 13200~000000023138 | 871728 | 220269WP5 |  | 14-121 | Transducers, Ultrasonic | Transducers | 3519 | GE HEALTHCARE | ML6-15-D | 1 | 132D21601A | MK ULTRASOUND 1ST FLR | Common Area | Run to Fail | MKDHC_CE | MKDCREW9CE | 50 | 5 | 1 | 2020-11-17 | Canyons/Desert
13200-McKay-Dee Hospital Center | 21601 | Ultrasound | 13200-McKay-Dee Hospital Center | 21601-Ultrasound | 13200~000000023139 | 871729 | 336689YP5 |  | 14-121 | Transducers, Ultrasonic | Transducers | 3520 | GE HEALTHCARE | ML6-15-D | 1 | 132D21601A | MK ULTRASOUND 1ST FLR | Common Area | Run to Fail | MKDHC_CE | MKDCREW9CE | 50 | 5 | 1 | 2020-11-17 | Canyons/Desert
13200-McKay-Dee Hospital Center | 21601 | Ultrasound | 13200-McKay-Dee Hospital Center | 21601-Ultrasound | 13200~000000024112 | 883757 | 264057WP1 |  | 14-121 | Transducers, Ultrasonic | Transducers | 3536 | GE HEALTHCARE | ML6-15-D | 1 | 132D21601A | MK ULTRASOUND 1ST FLR | Unspecified | Run to Fail | MKDHC_CE | MKDCREW9CE | 43 | 5 | 1 | 2021-07-01 | Canyons/Desert
13800-Primary Childrens Hospital | 21601 | Ultrasound | 13800-Primary Childrens Hospital | 21601-Ultrasound | 13800~000000007607 | 487783 | 56755YP2 |  | 14-121 | Transducers, Ultrasonic | Transducers | 3589 | GE HEALTHCARE | ML6-15-D | 1 | 138D21601A | PC ULT RADIOLOGY 1ST FLR W | Us 3 | Run to Fail |  |  | 172 | 5 | 0 | 2010-09-28 | Canyons/Desert
14200-Sevier Valley Hospital | 21101 | Radiology | 14200-Sevier Valley Hospital | 21101-Radiology | 14200~000000000705 | 487877 | 56437YP7 | E436890 | 14-121 | Transducers, Ultrasonic | Transducers | 3619 | GE HEALTHCARE | ML6-15-D | 1 | 142D21101A | SV RADIOLOGY | Us 1 | Run to Fail | IES | ASP_GE | 156 | 5 | 0 | 2012-01-10 | Canyons/Desert
40000-Intermountain Medical Group | 73072 | Layton Clinic | 40000-Intermountain Medical Group | 73072-Layton Clinic | 40000~000000032845 | 912327 | 320997WP0 |  | 14-121 | Transducers, Ultrasonic | Transducers | 3719 | GE HEALTHCARE | ML6-15-D | 1 | 400D73072A | MG LAYTON CLINIC | Family Practice 2nd So Ex 4 | Run to Fail | IES | ASP_GE | 16 | 15.25 | 14.25 | 2023-09-20 | Canyons/Desert
40000-Intermountain Medical Group | 74267 | Vascular and Vein - IMED | 40000-Intermountain Medical Group | 74267-Vascular and Vein - IMED | 40000~000000034988 | 928045 | 341794WP6 |  | 14-121 | Transducers, Ultrasonic | Transducers | 3734 | GE HEALTHCARE | ML6-15-D | 1 | 400D74267A | MG VASCULAR VEIN IMED | Unspecified | Run to Fail | MG_SLV_CE | NORTH | 2 | 15.25 | 15.25 | 2024-11-08 | Canyons/Desert
40000-Intermountain Medical Group | 74268 | Vascular and Vein - McKay-Dee | 40000-Intermountain Medical Group | 74268-Vascular and Vein - McKay-Dee | 40000~000000031468 | 903017 | 242331WP7 |  | 14-121 | Transducers, Ultrasonic | Transducers | 3740 | GE HEALTHCARE | ML6-15-D | 1 | 400D74268A | MG VASCULAR AND VEIN MCKAY DEE | Unspecified | Run to Fail | IES | ASP_GE | 25 | 15.25 | 13.25 | 2022-12-21 | Canyons/Desert
44000-Saltzer Medical Group Inc | 79715 | Ten Mile Imaging | 44000-Saltzer Medical Group Inc | 79715-Ten Mile Imaging | 44000~000000001847 | 908229 | 255031WP7 |  | 14-121 | Transducers, Ultrasonic | Transducers | 3752 | GE HEALTHCARE | ML6-15-D | 1 | 440D79715A | SZ TEN MILE IMAGING | Unspecified | Run to Fail | CRMC_CE | CASSIACRW6 | 20 | 15.25 | 13.25 | 2023-05-05 | Canyons/Desert
14400-Utah Valley Hospital | 21101 | Radiology | 14400-Utah Valley Hospital | 25501-Radiation Center | 14400~000000011495 | 196281 | 0536 | 0536 | 98-949 | Collimators, Linear Accelerato | Collimators, Linear Accelerato | 49 | VARIAN MEDICAL SYSTEMS INCORPORATED | MLC | 1 | 144D25501A | UV RADIATION ONCOLOGY | OPRadOnc Rt 3 | Life Support / High Risk | IES | ASP_VARIAN | 279 | 5 | 0 | 2001-10-19 | Canyons/Desert
14400-Utah Valley Hospital | 21101 | Radiology | 14400-Utah Valley Hospital | 25501-Radiation Center | 14400~000000011494 | 196280 | 1176 | 1176 | 98-949 | Collimators, Linear Accelerato | Collimators, Linear Accelerato | 48 | VARIAN MEDICAL SYSTEMS INCORPORATED | M-MLC | 1 | 144D25501A | UV RADIATION ONCOLOGY | OPRadOnc Rt 3 | Life Support / High Risk | IES | ASP_VARIAN | 279 | 5 | 0 | 2001-10-19 | Canyons/Desert
11600-Alta View Hospital | 21801 | Nuclear Medicine | 11600-Alta View Hospital | 21801-Nuclear Medicine | 11600~000000000604 | 578248 | 303796 |  | 17-211 | Radiation Survey Meters, Geige | Radiation Survey Meters, Geige | 803 | LUDLUM MEASUREMENTS | MODEL 14C | 1 | 116D21801A | AV NUCLEAR MEDICINE | Nm 1a | Non Life Support |  |  | 131 | 5 | 0 | 2014-02-18 | Canyons/Desert
11600-Alta View Hospital | 21801 | Nuclear Medicine | 11600-Alta View Hospital | 21801-Nuclear Medicine | 11600~000000004652 | 371308 | 188233 | AM1252205 | 17-211 | Radiation Survey Meters, Geige | Radiation Survey Meters, Geige | 806 | LUDLUM MEASUREMENTS | MODEL 14C | 1 | 116D21801A | AV NUCLEAR MEDICINE | Common Area | Non Life Support | IES | ASP_GE | 192 | 5 | 0 | 2009-01-09 | Canyons/Desert
12600-St George Regional Hospital | 21801 | Nuclear Medicine | 12600-St George Regional Hospital | 21801-Nuclear Medicine | 12600~000000012899 | 725165 | 194356 |  | 17-211 | Radiation Survey Meters, Geige | Radiation Survey Meters, Geige | 809 | LUDLUM MEASUREMENTS | MODEL 14C | 1 | 126D21801A | SG NUCLEAR MEDICINE | Common Area | Non Life Support | IES | ASP_GE | 121 | 5 | 0 | 2014-12-15 | Canyons/Desert
12600-St George Regional Hospital | 21801 | Nuclear Medicine | 12600-St George Regional Hospital | 21801-Nuclear Medicine | 12600~000000012901 | 725167 | 194326 |  | 17-211 | Radiation Survey Meters, Geige | Radiation Survey Meters, Geige | 810 | LUDLUM MEASUREMENTS | MODEL 14C | 1 | 126D21801A | SG NUCLEAR MEDICINE | Common Area | Non Life Support | IES | ASP_GE | 121 | 5 | 0 | 2014-12-15 | Canyons/Desert
12900-Layton Hospital | 21801 | Nuclear Medicine | 12900-Layton Hospital | 21801-Nuclear Medicine | 12900~000000001115 | 833963 | 333703 |  | 17-211 | Radiation Survey Meters, Geige | Radiation Survey Meters, Geige | 817 | LUDLUM MEASUREMENTS | MODEL 14C | 1 | 129D21801A | LA NUCLEAR MEDICINE | Unspecified | Non Life Support | LA_CE | LACREW1CE | 77 | 5 | 0 | 2018-08-28 | Canyons/Desert
12900-Layton Hospital | 21801 | Nuclear Medicine | 12900-Layton Hospital | 21801-Nuclear Medicine | 12900~000000001116 | 833964 | 335000 |  | 17-211 | Radiation Survey Meters, Geige | Radiation Survey Meters, Geige | 818 | LUDLUM MEASUREMENTS | MODEL 14C | 1 | 129D21801A | LA NUCLEAR MEDICINE | NUKE MED | Non Life Support | LA_CE | LACREW1CE | 77 | 5 | 0 | 2018-08-28 | Canyons/Desert
13000-Logan Regional Hospital | 21801 | Nuclear Medicine | 13000-Logan Regional Hospital | 21801-Nuclear Medicine | 13000~000000004543 | 345733 | 223748 | AM4422255 | 17-211 | Radiation Survey Meters, Geige | Radiation Survey Meters, Geige | 819 | LUDLUM MEASUREMENTS | MODEL 14C | 1 | 130D21801A | LO NUCLEAR MED | Nm 1b | Non Life Support | IES | ASP_GE | 204 | 5 | 0 | 2008-01-10 | Canyons/Desert
13000-Logan Regional Hospital | 21801 | Nuclear Medicine | 13000-Logan Regional Hospital | 21801-Nuclear Medicine | 13000~000000012453 | 915621 | 227640 |  | 17-211 | Radiation Survey Meters, Geige | Radiation Survey Meters, Geige | 820 | LUDLUM MEASUREMENTS | MODEL 14C | 1 | 130D21801A | LO NUCLEAR MED | Alloc To Nuclear Med | Non Life Support | LRH_CE | LRHCREW2CE | 13 | 12.1667 | 11.1667 | 2023-12-13 | Canyons/Desert
13000-Logan Regional Hospital | 21801 | Nuclear Medicine | 13000-Logan Regional Hospital | 21801-Nuclear Medicine | 13000~000000012454 | 915622 | 223748 |  | 17-211 | Radiation Survey Meters, Geige | Radiation Survey Meters, Geige | 821 | LUDLUM MEASUREMENTS | MODEL 14C | 1 | 130D21801A | LO NUCLEAR MED | Alloc To Nuclear Med | Non Life Support | LRH_CE | LRHCREW2CE | 13 | 12.1667 | 11.1667 | 2023-12-13 | Canyons/Desert
13200-McKay-Dee Hospital Center | 21701 | Positron Emission Tomography | 13200-McKay-Dee Hospital Center | 21701-Positron Emission Tomography | 13200~000000023529 | 877661 | 343061 |  | 17-211 | Radiation Survey Meters, Geige | Radiation Survey Meters, Geige | 822 | LUDLUM MEASUREMENTS | MODEL 14C | 1 | 132D21701A | MK PET CT L3 | Unspecified | Non Life Support | MKDHC_CE | MKDCREW5CE | 47 | 5 | 1 | 2021-02-08 | Canyons/Desert
13200-McKay-Dee Hospital Center | 25501 | Radiation Center | 13200-McKay-Dee Hospital Center | 25501-Radiation Center | 13200~000000009216 | 520380 | 295045 |  | 17-211 | Radiation Survey Meters, Geige | Radiation Survey Meters, Geige | 829 | LUDLUM MEASUREMENTS | MODEL 14C | 1 | 132D25501A | MK RADIATION THERAPY 1ST FLR | Pet Hot Lab | Non Life Support | MKDHC_CE | MKDCREW5CE | 146 | 5 | 0 | 2012-11-05 | Canyons/Desert
13800-Primary Childrens Hospital | 21801 | Nuclear Medicine | 13800-Primary Childrens Hospital | 21801-Nuclear Medicine | 13800~000000015338 | 58691 | 51331 |  | 17-211 | Radiation Survey Meters, Geige | Radiation Survey Meters, Geige | 831 | LUDLUM MEASUREMENTS | MODEL 14C | 1 | 138D21801A | PC NUC MED L1 | Nuclear Medicine | Non Life Support | IES | ASP_GE | 421 | 5 | 0 | 1990-01-01 | Canyons/Desert
13900-Riverton Hospital | 20101 | Emergency Department | 13900-Riverton Hospital | 20101-Emergency Department | 13900~000000006523 | 850072 | 339134 |  | 17-211 | Radiation Survey Meters, Geige | Radiation Survey Meters, Geige | 832 | LUDLUM MEASUREMENTS | MODEL 14C | 1 | 139D20101A | RV EMERGENCY ROOM | Unspecified | Non Life Support | RH_CE | RVHCREW2CE | 67 | 5 | 0 | 2019-06-19 | Canyons/Desert
13900-Riverton Hospital | 21101 | Radiology | 13900-Riverton Hospital | 21801-Nuclear Medicine | 13900~000000002429 | 402980 | 260876 |  | 17-211 | Radiation Survey Meters, Geige | Radiation Survey Meters, Geige | 833 | LUDLUM MEASUREMENTS | MODEL 14C | 1 | 139D21801A | RV NUCLEAR MEDICINE | L1 Common Area | Non Life Support | IES | ASP_GE | 182 | 5 | 0 | 2009-11-17 | Canyons/Desert
13900-Riverton Hospital | 21101 | Radiology | 13900-Riverton Hospital | 21801-Nuclear Medicine | 13900~000000002430 | 402981 | 260814 |  | 17-211 | Radiation Survey Meters, Geige | Radiation Survey Meters, Geige | 834 | LUDLUM MEASUREMENTS | MODEL 14C | 1 | 139D21801A | RV NUCLEAR MEDICINE | L1 Common Area | Non Life Support | IES | ASP_GE | 182 | 5 | 0 | 2009-11-17 | Canyons/Desert
14300-Park City Hospital | 21101 | Radiology | 14300-Park City Hospital | 21101-Radiology | 14300~000000001917 | 390917 | 235198 | AM1302406 | 17-211 | Radiation Survey Meters, Geige | Radiation Survey Meters, Geige | 836 | LUDLUM MEASUREMENTS | MODEL 14C | 1 | 143D21101A | PK XRAY RADIOLOGY | Radiol Common Area | Non Life Support | IES | ASP_GE | 186 | 5 | 0 | 2009-07-22 | Canyons/Desert
15400-Intermountain Medical Center | 21101 | Radiology | 15400-Intermountain Medical Center | 21101-Radiology | 15400~000000019807 | 343769 | 243725 |  | 17-211 | Radiation Survey Meters, Geige | Radiation Survey Meters, Geige | 840 | LUDLUM MEASUREMENTS | MODEL 14C | 1 | 154D21101A | IM RADIOLOGY ADMI OFFICE TLL1 | BldgB L2 OutptRadCommon Area | Non Life Support | IES | ASP_GE | 205 | 5 | 0 | 2007-12-16 | Canyons/Desert
15400-Intermountain Medical Center | 21101 | Radiology | 15400-Intermountain Medical Center | 21101-Radiology | 15400~000000019808 | 343770 | 219862 | AM1282196 | 17-211 | Radiation Survey Meters, Geige | Radiation Survey Meters, Geige | 841 | LUDLUM MEASUREMENTS | MODEL 14C | 1 | 154D21101A | IM RADIOLOGY ADMI OFFICE TLL1 | BldgB L2 OutptRadCommon Area | Non Life Support | IES | ASP_GE | 205 | 5 | 0 | 2007-12-16 | Canyons/Desert
15400-Intermountain Medical Center | 21801 | Nuclear Medicine | 15400-Intermountain Medical Center | 21801-Nuclear Medicine | 15400~000000019617 | 353892 | 243658 |  | 17-211 | Radiation Survey Meters, Geige | Radiation Survey Meters, Geige | 844 | LUDLUM MEASUREMENTS | MODEL 14C | 1 | 154D21801A | IM NUCLEAR MED TLL1 | BldgC Nuclear Medicine | Non Life Support | IES | ASP_GE | 201 | 5 | 0 | 2008-04-29 | Canyons/Desert
15400-Intermountain Medical Center | 21802 | Cardiac Molecular Imaging | 15400-Intermountain Medical Center | 21802-Cardiac Molecular Imaging | 15400~000000019673 | 353893 | 243705 |  | 17-211 | Radiation Survey Meters, Geige | Radiation Survey Meters, Geige | 847 | LUDLUM MEASUREMENTS | MODEL 14C | 1 | 154D21802A | IM CARDIAC MOLECULAR IMAG SLL1 | BldgC Nuclear Cardiology LL1 | Non Life Support | IES | ASP_GE | 201 | 5 | 0 | 2008-04-29 | Canyons/Desert
15400-Intermountain Medical Center | 21802 | Cardiac Molecular Imaging | 15400-Intermountain Medical Center | 21802-Cardiac Molecular Imaging | 15400~000000019674 | 353894 | 243580 |  | 17-211 | Radiation Survey Meters, Geige | Radiation Survey Meters, Geige | 848 | LUDLUM MEASUREMENTS | MODEL 14C | 1 | 154D21802A | IM CARDIAC MOLECULAR IMAG SLL1 | BldgC Nuclear Cardiology LL1 | Non Life Support | IES | ASP_GE | 201 | 5 | 0 | 2008-04-29 | Canyons/Desert
11600-Alta View Hospital | 21801 | Nuclear Medicine | 11600-Alta View Hospital | 21801-Nuclear Medicine | 11600~000000004268 | 319711 | UNK | AM1252206 | 17-211 | Radiation Survey Meters, Geige | Radiation Survey Meters, Geige | 804 | LUDLUM MEASUREMENTS | MODEL 177 | 1 | 116D21801A | AV NUCLEAR MEDICINE | Common Area | Non Life Support | IES | ASP_GE | 211 | 5 | 0 | 2007-06-21 | Canyons/Desert
13200-McKay-Dee Hospital Center | 21801 | Nuclear Medicine | 13200-McKay-Dee Hospital Center | 21801-Nuclear Medicine | 13200~000000026312 | 911995 | 345466 |  | 17-211 | Radiation Survey Meters, Geige | Radiation Survey Meters, Geige | 826 | LUDLUM MEASUREMENTS | MODEL 177 | 1 | 132D21801A | MK NUCLEAR MED 3RD FLR | Hotlab | Non Life Support | MKDHC_CE | MKDCREW5CE | 16 | 14.1667 | 13.1667 | 2023-09-07 | Canyons/Desert
14300-Park City Hospital | 21101 | Radiology | 14300-Park City Hospital | 21101-Radiology | 14300~000000001916 | 390918 | 231868 | Need ID | 17-211 | Radiation Survey Meters, Geige | Radiation Survey Meters, Geige | 835 | LUDLUM MEASUREMENTS | MODEL 177 | 1 | 143D21101A | PK XRAY RADIOLOGY | Radiol Common Area | Non Life Support | IES | ASP_GE | 186 | 5 | 0 | 2009-07-22 | Canyons/Desert
15400-Intermountain Medical Center | 21801 | Nuclear Medicine | 15400-Intermountain Medical Center | 21801-Nuclear Medicine | 15400~000000019614 | 308724 | NA | AM1252210 | 17-211 | Radiation Survey Meters, Geige | Radiation Survey Meters, Geige | 843 | LUDLUM MEASUREMENTS | MODEL 177 | 1 | 154D21801A | IM NUCLEAR MED TLL1 | BldgC Nuclear Medicine | Non Life Support | IES | ASP_GE | 216 | 5 | 0 | 2007-01-30 | Canyons/Desert
15400-Intermountain Medical Center | 21802 | Cardiac Molecular Imaging | 15400-Intermountain Medical Center | 21701-Positron Emission Tomography | 15400~000000012281 | 342697 | 246215 |  | 17-211 | Radiation Survey Meters, Geige | Radiation Survey Meters, Geige | 846 | LUDLUM MEASUREMENTS | MODEL 177 | 1 | 154D21701A | IM POSITRON EMISSION EL2 | Bldg C PET scanner | Non Life Support | IES | ASP_GE | 205 | 5 | 0 | 2007-12-03 | Canyons/Desert
12800-LDS Hospital | 21801 | Nuclear Medicine | 12800-LDS Hospital | 21801-Nuclear Medicine | 12800~000000007759 | 175099 | 144506 | AM128133 | 17-211 | Radiation Survey Meters, Geige | Radiation Survey Meters, Geige | 814 | LUDLUM MEASUREMENTS | MODEL 2241 | 1 | 128D21801A | LD NUCLEAR MEDICINE L7 | Nmgc1 | Non Life Support | IES | ASP_GE | 421 | 5 | 0 | 1990-01-01 | Canyons/Desert
13200-McKay-Dee Hospital Center | 21801 | Nuclear Medicine | 13200-McKay-Dee Hospital Center | 21801-Nuclear Medicine | 13200~000000005008 | 304562 | 234923 |  | 17-211 | Radiation Survey Meters, Geige | Radiation Survey Meters, Geige | 823 | LUDLUM MEASUREMENTS | MODEL 2241 | 1 | 132D21801A | MK NUCLEAR MED 3RD FLR | Common Area | Non Life Support | MKDHC_CE | MKDCREW5CE | 218 | 5 | 0 | 2006-11-29 | Canyons/Desert
13200-McKay-Dee Hospital Center | 21801 | Nuclear Medicine | 13200-McKay-Dee Hospital Center | 21801-Nuclear Medicine | 13200~000000005009 | 304563 | 234950 |  | 17-211 | Radiation Survey Meters, Geige | Radiation Survey Meters, Geige | 824 | LUDLUM MEASUREMENTS | MODEL 2241 | 1 | 132D21801A | MK NUCLEAR MED 3RD FLR | Common Area | Non Life Support | MKDHC_CE | MKDCREW5CE | 218 | 5 | 0 | 2006-11-29 | Canyons/Desert
13200-McKay-Dee Hospital Center | 21801 | Nuclear Medicine | 13200-McKay-Dee Hospital Center | 21801-Nuclear Medicine | 13200~000000012428 | 576308 | 308459 |  | 17-211 | Radiation Survey Meters, Geige | Radiation Survey Meters, Geige | 825 | LUDLUM MEASUREMENTS | MODEL 2241 | 1 | 132D21801A | MK NUCLEAR MED 3RD FLR | Common Area | Non Life Support | MKDHC_CE | MKDCREW5CE | 132 | 5 | 0 | 2014-01-31 | Canyons/Desert
15400-Intermountain Medical Center | 21501 | Mammography | 15400-Intermountain Medical Center | 21501-Mammography | 15400~000000012280 | 342698 | 243221 |  | 17-211 | Radiation Survey Meters, Geige | Radiation Survey Meters, Geige | 842 | LUDLUM MEASUREMENTS | MODEL 2241 | 1 | 154D21501A | IM MAMMOGRAPHY GLL2 | BreastCare LL2-Offices | Non Life Support | IES | ASP_GE | 205 | 5 | 0 | 2007-12-03 | Canyons/Desert
12600-St George Regional Hospital | 21801 | Nuclear Medicine | 12600-St George Regional Hospital | 21801-Nuclear Medicine | 12600~000000012902 | 725163 | 314745 |  | 17-211 | Radiation Survey Meters, Geige | Radiation Survey Meters, Geige | 811 | LUDLUM MEASUREMENTS | MODEL 3 | 1 | 126D21801A | SG NUCLEAR MEDICINE | Common Area | Non Life Support | IES | ASP_GE | 121 | 5 | 0 | 2014-12-15 | Canyons/Desert
13200-McKay-Dee Hospital Center | 25501 | Radiation Center | 13200-McKay-Dee Hospital Center | 25501-Radiation Center | 13200~000000003564 | 188873 | 176748 |  | 17-211 | Radiation Survey Meters, Geige | Radiation Survey Meters, Geige | 827 | LUDLUM MEASUREMENTS | MODEL 3 | 1 | 132D25501A | MK RADIATION THERAPY 1ST FLR | Treatment Planning Rm | Non Life Support | MKDHC_CE | MKDCREW5CE | 275 | 5 | 0 | 2002-02-14 | Canyons/Desert
13200-McKay-Dee Hospital Center | 25501 | Radiation Center | 13200-McKay-Dee Hospital Center | 25501-Radiation Center | 13200~000000004667 | 295142 | 221140 |  | 17-211 | Radiation Survey Meters, Geige | Radiation Survey Meters, Geige | 828 | LUDLUM MEASUREMENTS | MODEL 3 | 1 | 132D25501A | MK RADIATION THERAPY 1ST FLR | Treatment Planning Rm | Non Life Support | MKDHC_CE | MKDCREW5CE | 231 | 5 | 0 | 2005-10-17 | Canyons/Desert
13200-McKay-Dee Hospital Center | 25501 | Radiation Center | 13200-McKay-Dee Hospital Center | 25501-Radiation Center | 13200~000000016192 | 801883 | 293466 |  | 17-211 | Radiation Survey Meters, Geige | Radiation Survey Meters, Geige | 830 | LUDLUM MEASUREMENTS | MODEL 3 | 1 | 132D25501A | MK RADIATION THERAPY 1ST FLR | Unspecified | Non Life Support | MKDHC_CE | MKDCREW5CE | 112 | 5 | 0 | 2015-09-09 | Canyons/Desert
15400-Intermountain Medical Center | 40016 | Oncology Administration | 15400-Intermountain Medical Center | 25501-Radiation Center | 15400~000000020930 | 467644 | 239638 |  | 17-211 | Radiation Survey Meters, Geige | Radiation Survey Meters, Geige | 851 | LUDLUM MEASUREMENTS | MODEL 3 | 1 | 154D25501A | IM RADIATION CENTER HL1 | Bldg A ClinicalTrials | Non Life Support | IES | ASP_GE | 161 | 5 | 0 | 2011-08-08 | Canyons/Desert
12800-LDS Hospital | 25501 | Radiation Center | 12800-LDS Hospital | 25501-Radiation Center | 12800~000000011130 | 582768 | 0121 |  | 17-211 | Radiation Survey Meters, Geige | Radiation Survey Meters, Geige | 816 | LUDLUM MEASUREMENTS | MODEL 6 | 1 | 128D25501A | LD RADIATION CENTER L1 | Office | Non Life Support | IES | ASP_GE | 127 | 5 | 0 | 2014-06-26 | Canyons/Desert
12600-St George Regional Hospital | 21101 | Radiology | 12600-St George Regional Hospital | 21101-Radiology | 12600~000000009277 | 132003 | N/A | AM129506 | 10-552 | Cameras, Identification |  | 26 | EASTMAN KODAK COMPANY | MODEL II | 1 | 126D21101E | SG RADIOLOGY RR CAMPUS | Radiol Radiology | Run to Fail | SGRH_CE | SGRHCREW1 | 421 | 5 | 0 | 1990-01-01 | Canyons/Desert
40000-Intermountain Medical Group | 72015 | Taylorsville Instacare | 40000-Intermountain Medical Group | 72015-Taylorsville Instacare | 40000~000000008558 | 132354 | 9597 | AM132925 | 10-552 | Cameras, Identification | Cameras, Identification | 28 | EASTMAN KODAK COMPANY | MODEL II | 1 | 400D72015A | MG TAYLORSVILLE INSTACARE | Id Camera | Run to Fail | IES | ASP_GE | 421 | 5 | 0 | 1990-01-01 | Canyons/Desert
40000-Intermountain Medical Group | 74019 | Sports Med Specialists - Bntfl | 40000-Intermountain Medical Group | 74019-Sports Med Specialists - Bntfl | 40000~000000009082 | 362235 | 19357 | AM1322278 | 10-552 | Cameras, Identification | Cameras, Identification | 30 | EASTMAN KODAK COMPANY | MODEL II | 1 | 400D74019A | MG SPORTS MED SPEC BOUNTIFUL | Common Area | Run to Fail | LA_CE | LACREW10CE | 197 | 5 | 0 | 2008-08-27 | Canyons/Desert
12800-LDS Hospital | 21201 | Magnetic Res Imaging - MRI | 12800-LDS Hospital | 21201-Magnetic Res Imaging - MRI | 12800~000000010262 | 452611 | 8336110018 |  | 17-542 | Surface Coils, Magnetic Resona | Surface Coils, Magnetic Resona | 3042 | EPPENDORF | MP4-MP8 | 1 | 128D21201A | LD MRI L2 | Mri N2 Common Areas | Run to Fail | IES | ASP_GE | 289 | 5 | 0 | 2001-01-01 | Canyons/Desert
11600-Alta View Hospital | 21201 | Magnetic Res Imaging - MRI | 11600-Alta View Hospital | 21201-Magnetic Res Imaging - MRI | 11600~000000005467 | 808157 | IR60102636 |  | 28-063 | Infusion Pumps, Multitherapy, | Infusion Pumps, Multitherapy, | 380 | IRADIMED CORPORATION | MRIDIUM 3860+ MRI | 1 | 116D21201A | AV MRI | MRI Common Area | Non Life Support | AVH_CE | AVHCREW1CE | 104 | 10 | 1 | 2016-05-09 | Canyons/Desert
11800-American Fork Hospital | 10011 | Intensive Care Unit | 11800-American Fork Hospital | 10011-Intensive Care Unit | 11800~000000005882 | 824679 | IR60103496 |  | 28-063 | Infusion Pumps, Multitherapy, | Infusion Pumps, Multitherapy, | 381 | IRADIMED CORPORATION | MRIDIUM 3860+ MRI | 1 | 118D10011A | AF INTENSIVE CARE UNIT | Standby Icu | Non Life Support | AFH_CE | AFCREW3_CE | 85 | 10 | 3 | 2017-12-21 | Canyons/Desert
12600-St George Regional Hospital | 21201 | Magnetic Res Imaging - MRI | 12600-St George Regional Hospital | 21201-Magnetic Res Imaging - MRI | 12600~000000016015 | 826236 | IR60163489 |  | 28-063 | Infusion Pumps, Multitherapy, | Infusion Pumps, Multitherapy, | 383 | IRADIMED CORPORATION | MRIDIUM 3860+ MRI | 1 | 126D21201C | SG MRI RR | Mri Control | Non Life Support | SGRH_CE | SGRHCREW1 | 85 | 10 | 3 | 2017-12-19 | Canyons/Desert
12600-St George Regional Hospital | 22104 | Operating Rooms | 12600-St George Regional Hospital | 10011-Intensive Care Unit | 12600~000000004524 | 562217 | IR60100551 |  | 28-063 | Infusion Pumps, Multitherapy, | Infusion Pumps, Multitherapy, | 385 | IRADIMED CORPORATION | MRIDIUM 3860+ MRI | 1 | 126D10011A | SG ICU RR TST | Soiled Hold | Non Life Support | SGRH_CE | SGRHCREW1 | 138 | 5 | 0 | 2013-08-01 | Canyons/Desert
12800-LDS Hospital | 21201 | Magnetic Res Imaging - MRI | 12800-LDS Hospital | 21201-Magnetic Res Imaging - MRI | 12800~000000012637 | 809752 | IR60102728 |  | 28-063 | Infusion Pumps, Multitherapy, | Infusion Pumps, Multitherapy, | 386 | IRADIMED CORPORATION | MRIDIUM 3860+ MRI | 1 | 128D21201A | LD MRI L2 | Mri N2 Mri | Non Life Support | LDSH_CE | LDSCE2 | 103 | 10 | 1 | 2016-06-29 | Canyons/Desert
13200-McKay-Dee Hospital Center | 21201 | Magnetic Res Imaging - MRI | 13200-McKay-Dee Hospital Center | 21201-Magnetic Res Imaging - MRI | 13200~000000017293 | 808864 | IR60102719 |  | 28-063 | Infusion Pumps, Multitherapy, | Infusion Pumps, Multitherapy, | 388 | IRADIMED CORPORATION | MRIDIUM 3860+ MRI | 1 | 132D21201A | MK MRI 1ST FLR | Common Area | Non Life Support | MKDHC_CE | MKDCREW9CE | 103 | 10 | 1 | 2016-06-03 | Canyons/Desert
13900-Riverton Hospital | 21201 | Magnetic Res Imaging - MRI | 13900-Riverton Hospital | 21101-Radiology | 13900~000000005098 | 810085 | IR60102779 |  | 28-063 | Infusion Pumps, Multitherapy, | Infusion Pumps, Multitherapy, | 390 | IRADIMED CORPORATION | MRIDIUM 3860+ MRI | 1 | 139D21101A | RV RADIOLOGY | Equipment Storage | Non Life Support | IES | ASP_GE | 103 | 10 | 1 | 2016-06-29 | Canyons/Desert
15400-Intermountain Medical Center | 21201 | Magnetic Res Imaging - MRI | 15400-Intermountain Medical Center | 21001-Imaging Administration | 15400~000000026597 | 801314 | IR60101857 |  | 28-063 | Infusion Pumps, Multitherapy, | Infusion Pumps, Multitherapy, | 391 | IRADIMED CORPORATION | MRIDIUM 3860+ MRI | 1 | 154D21001A | IM IMAGING ADMIN TOWER TLL1 | Unspecified | Non Life Support | IMC_CE | IMCCE9 | 113 | 10 | 1 | 2015-08-04 | Canyons/Desert
15400-Intermountain Medical Center | 21201 | Magnetic Res Imaging - MRI | 15400-Intermountain Medical Center | 21001-Imaging Administration | 15400~000000026687 | 801315 | IR60101862 |  | 28-063 | Infusion Pumps, Multitherapy, | Infusion Pumps, Multitherapy, | 392 | IRADIMED CORPORATION | MRIDIUM 3860+ MRI | 1 | 154D21001A | IM IMAGING ADMIN TOWER TLL1 | Unspecified | Non Life Support | IMC_CE | IMCCE9 | 113 | 10 | 1 | 2015-08-04 | Canyons/Desert
15400-Intermountain Medical Center | 21201 | Magnetic Res Imaging - MRI | 15400-Intermountain Medical Center | 21001-Imaging Administration | 15400~000000033317 | 809088 | IR60102690 |  | 28-063 | Infusion Pumps, Multitherapy, | Infusion Pumps, Multitherapy, | 393 | IRADIMED CORPORATION | MRIDIUM 3860+ MRI | 1 | 154D21001A | IM IMAGING ADMIN TOWER TLL1 | Unspecified | Non Life Support | IMC_CE | IMCCE9 | 104 | 10 | 1 | 2016-05-26 | Canyons/Desert
11800-American Fork Hospital | 10011 | Intensive Care Unit | 11800-American Fork Hospital | 10011-Intensive Care Unit | 11800~000000005884 | 824682 | IR61102503 |  | 28-063 | Infusion Pumps, Multitherapy, | Infusion Pumps, Multitherapy, | 382 | IRADIMED CORPORATION | MRIDIUM 3861 SIDECAR | 1 | 118D10011A | AF INTENSIVE CARE UNIT | Standby Icu | Non Life Support | AFH_CE | AFCREW3_CE | 85 | 10 | 3 | 2017-12-21 | Canyons/Desert
12600-St George Regional Hospital | 21201 | Magnetic Res Imaging - MRI | 12600-St George Regional Hospital | 21201-Magnetic Res Imaging - MRI | 12600~000000016016 | 826240 | IR61102496 |  | 28-063 | Infusion Pumps, Multitherapy, | Infusion Pumps, Multitherapy, | 384 | IRADIMED CORPORATION | MRIDIUM 3861 SIDECAR | 1 | 126D21201C | SG MRI RR | Mri Control | Non Life Support | SGRH_CE | SGRHCREW1 | 85 | 10 | 3 | 2017-12-19 | Canyons/Desert
12800-LDS Hospital | 21201 | Magnetic Res Imaging - MRI | 12800-LDS Hospital | 21201-Magnetic Res Imaging - MRI | 12800~000000012638 | 809753 | IR61101881 |  | 28-063 | Infusion Pumps, Multitherapy, | Infusion Pumps, Multitherapy, | 387 | IRADIMED CORPORATION | MRIDIUM 3861 SIDECAR | 1 | 128D21201A | LD MRI L2 | Mri N2 Common Areas | Non Life Support | LDSH_CE | LDSCE2 | 103 | 10 | 1 | 2016-06-29 | Canyons/Desert
13200-McKay-Dee Hospital Center | 21201 | Magnetic Res Imaging - MRI | 13200-McKay-Dee Hospital Center | 21201-Magnetic Res Imaging - MRI | 13200~000000017295 | 808919 | IR61101835 |  | 28-063 | Infusion Pumps, Multitherapy, | Infusion Pumps, Multitherapy, | 389 | IRADIMED CORPORATION | MRIDIUM 3861 SIDECAR | 1 | 132D21201A | MK MRI 1ST FLR | Common Area | Non Life Support | MKDHC_CE | MKDCREW9CE | 103 | 10 | 1 | 2016-06-03 | Canyons/Desert
15400-Intermountain Medical Center | 21201 | Magnetic Res Imaging - MRI | 15400-Intermountain Medical Center | 21201-Magnetic Res Imaging - MRI | 15400~000000033221 | 809090 | IR61101763 |  | 28-063 | Infusion Pumps, Multitherapy, | Infusion Pumps, Multitherapy, | 394 | IRADIMED CORPORATION | MRIDIUM 3861 SIDECAR | 1 | 154D21201A | IM MRI IP TLL1 | Unspecified | Non Life Support | IES | ASP_GE | 104 | 10 | 1 | 2016-05-26 | Canyons/Desert
12600-St George Regional Hospital | 21201 | Magnetic Res Imaging - MRI | 12600-St George Regional Hospital | 21201-Magnetic Res Imaging - MRI | 12600~000000016014 | 826235 | IR65102016 |  | 31-196 | Controllers, Infusion Pump, Re | Controllers, Infusion Pump, Re | 206 | IRADIMED CORPORATION | MRIDIUM 3865 | 1 | 126D21201C | SG MRI RR | Mri Control | Non Life Support | SGRH_CE | SGRHCREW1 | 85 | 10 | 3 | 2017-12-19 | Canyons/Desert
12800-LDS Hospital | 21201 | Magnetic Res Imaging - MRI | 12800-LDS Hospital | 21201-Magnetic Res Imaging - MRI | 12800~000000012639 | 809754 | IR65101530 |  | 31-196 | Controllers, Infusion Pump, Re | Controllers, Infusion Pump, Re | 207 | IRADIMED CORPORATION | MRIDIUM 3865 | 1 | 128D21201A | LD MRI L2 | Mri N2 Common Areas | Non Life Support | IES | ASP_GE | 103 | 10 | 1 | 2016-06-29 | Canyons/Desert
13200-McKay-Dee Hospital Center | 21201 | Magnetic Res Imaging - MRI | 13200-McKay-Dee Hospital Center | 21201-Magnetic Res Imaging - MRI | 13200~000000017294 | 808865 | IR65101497 |  | 31-196 | Controllers, Infusion Pump, Re | Controllers, Infusion Pump, Re | 208 | IRADIMED CORPORATION | MRIDIUM 3865 | 1 | 132D21201A | MK MRI 1ST FLR | Common Area | Non Life Support | MKDHC_CE | MKDCREW9CE | 103 | 7 | 0 | 2016-06-03 | Canyons/Desert
13900-Riverton Hospital | 21201 | Magnetic Res Imaging - MRI | 13900-Riverton Hospital | 21201-Magnetic Res Imaging - MRI | 13900~000000005099 | 810086 | IR65101534 |  | 31-196 | Controllers, Infusion Pump, Re | Controllers, Infusion Pump, Re | 209 | IRADIMED CORPORATION | MRIDIUM 3865 | 1 | 139D21201A | RV MRI | Unspecified | Non Life Support | IES | ASP_GE | 103 | 5 | 0 | 2016-06-29 | Canyons/Desert
15400-Intermountain Medical Center | 21201 | Magnetic Res Imaging - MRI | 15400-Intermountain Medical Center | 21201-Magnetic Res Imaging - MRI | 15400~000000032958 | 809091 | IR65101474 |  | 31-196 | Controllers, Infusion Pump, Re | Controllers, Infusion Pump, Re | 210 | IRADIMED CORPORATION | MRIDIUM 3865 | 1 | 154D21201A | IM MRI IP TLL1 | Unspecified | Non Life Support | IES | ASP_GE | 104 | 10 | 1 | 2016-05-26 | Canyons/Desert
12800-LDS Hospital | 21101 | Radiology | 12800-LDS Hospital | 21101-Radiology | 12800~000000008240 | 131726 | 310284LY | 801321LRM24 | 17-174 | Radiographic Systems, Film | XR / RF | 1113 | GENERAL ELECTRIC COMPANY | MSI 850 RTP II | 1 | 128D21101A | LD RADIOLOGY L1 | Radiol L1 Rm 24 | Non Life Support |  |  | 421 | 5 | 0 | 1990-01-01 | Canyons/Desert
11300-Supply Chain Organization | 32211 | Clinical Engineering Supp Serv | 14600-Cedar City Hospital | 14010-Mom Baby Unit | 11300~000000019255 | 364344 | 03D6HN | IMCHSONOUS1 | 14-278 | Scanning Systems, Ultrasonic | UltraSound | 1777 | SONOSITE INCORPORATED | M-TURBO | 1 | 146D14010A | CC MATERNITY NURSNG | Obstetrics Common Area | Run to Fail | CESS | CESS_CREW3 | 195 | 5 | 0 | 2008-10-16 | Canyons/Desert
11600-Alta View Hospital | 22104 | Operating Rooms | 11600-Alta View Hospital | 28103-Infusion Center | 11600~000000001817 | 359229 | 03B46B | IHAVHSNSUS2 | 14-278 | Scanning Systems, Ultrasonic | UltraSound | 1778 | SONOSITE INCORPORATED | M-TURBO | 1 | 116D28103A | AV INFUSION CENTER | Infusion Srvcs F1 Common Area | Run to Fail | CESS | CESS_CREW3 | 205 | 5 | 0 | 2007-12-13 | Canyons/Desert
13800-Primary Childrens Hospital | 32215 | Clinical Engineering | 13800-Primary Childrens Hospital | 41314-Simulation Lab | 13800~000000005840 | 358792 | 03CHDC | IHPCHSNSUS6 | 14-278 | Scanning Systems, Ultrasonic | UltraSound | 1815 | SONOSITE INCORPORATED | M-TURBO | 1 | 138D41314A | PC SIMULATION LAB | Simulation Lab | Run to Fail | CESS | CESS_CREW3 | 199 | 7 | 0 | 2008-07-01 | Canyons/Desert
14400-Utah Valley Hospital | 12002 | Newborn Intensive Care Unit | 14400-Utah Valley Hospital | 12002-Newborn Intensive Care Unit | 14400~000000013423 | 584226 | WK28N8 | IHUVHSNSUS2 | 14-278 | Scanning Systems, Ultrasonic | UltraSound | 1827 | SONOSITE INCORPORATED | M-TURBO | 1 | 144D12002A | UV NICU INTENSIVE CARE NURSERY | Common Areas | Run to Fail | CESS | CESS_CREW3 | 126 | 5 | 0 | 2014-07-31 | Canyons/Desert
15400-Intermountain Medical Center | 31501 | Nutritional Support | 15400-Intermountain Medical Center | 28101-Intravenous Therapy | 15400~000000025780 | 732080 | WK33FW | IHMCHSNSUS15 | 14-278 | Scanning Systems, Ultrasonic | UltraSound | 1850 | SONOSITE INCORPORATED | M-TURBO | 1 | 154D28101B | IM IV INFUSN TRPY BLDG4 L5 | Unspecified | Run to Fail | IES | ASP_GE | 116 | 5 | 0 | 2015-05-18 | Canyons/Desert
15400-Intermountain Medical Center | 31501 | Nutritional Support | 15400-Intermountain Medical Center | 31501-Nutritional Support | 15400~000000025779 | 732079 | WK3477 | IHMCHSNSUS14 | 14-278 | Scanning Systems, Ultrasonic | UltraSound | 1851 | SONOSITE INCORPORATED | M-TURBO | 1 | 154D31501A | IM CLINICAL NUTRITION E3 ST310 | Common Area | Run to Fail | CESS | CESS_CREW3 | 116 | 5 | 0 | 2015-05-18 | Canyons/Desert
40000-Intermountain Medical Group | 74169 | Southridge Surgical Spec | 40000-Intermountain Medical Group | 74169-Southridge Surgical Spec | 40000~000000005087 | 412028 | 03GJ95 | IHSRCSNSUS | 14-278 | Scanning Systems, Ultrasonic | UltraSound | 1875 | SONOSITE INCORPORATED | M-TURBO | 1 | 400D74169A | MG SOUTHRIDGE CLINIC SURG SPEC | Ste270 ENT Common Area | Run to Fail | CESS | CESS_CREW3 | 186 | 5 | 0 | 2009-08-01 | Canyons/Desert
11600-Alta View Hospital | 21101 | Radiology | 11600-Alta View Hospital | 21101-Radiology | 11600~000000003072 | 527109 | 000032 | IHAVHPHLRF3 | 17-192 | Radiographic/Fluoroscopic Syst | XR / RF | 1289 | PHILIPS HEALTHCARE | MULTIDIAGNOST ELEVA | 1 | 116D21101A | AV RADIOLOGY | X-Ray | Life Support / High Risk | IES | ASP_GE | 144 | 7 | 0 | 2013-01-10 | Canyons/Desert
15400-Intermountain Medical Center | 21101 | Radiology | 15400-Intermountain Medical Center | 21101-Radiology | 15400~000000005048 | 295488 | 544123 | IHMCHPHLRF1 | 17-192 | Radiographic/Fluoroscopic Syst | XR / RF | 1391 | PHILIPS HEALTHCARE | MULTIDIAGNOST ELEVA | 1 | 154D21101A | IM RADIOLOGY ADMI OFFICE TLL1 | BldgB L2 OutptRadCommon Area | Life Support / High Risk | IES | ASP_GE | 222 | 5 | 0 | 2006-07-25 | Canyons/Desert
12900-Layton Hospital | 21101 | Radiology | 12900-Layton Hospital | 21101-Radiology | 12900~000000002598 | 838584 | 400571411 | IHLYHSIEXR/400-571411 | 17-174 | Radiographic Systems, Film | XR / RF | 1115 | SIEMENS HEALTHCARE | MULTIX UPH | 1 | 129D21101A | LA RADIOLOGY | Unspecified | Life Support / High Risk | IES | ASP_GE | 78 | 5 | 0 | 2018-08-01 | Canyons/Desert
18200-Garfield Memorial Hospital | 14001 | Labor and Delivery Rooms | 18200-Garfield Memorial Hospital | 14001-Labor and Delivery Rooms | 18200~000000000434 | 487847 | 414245YM1 | E487845 | 14-121 | Transducers, Ultrasonic | Transducers | 3710 | GE HEALTHCARE | MZ6.5MHZ | 1 | 182D14001A | GF LABOR DELIVERY | Standby L-D | Run to Fail | IES | ASP_GE | 156 | 5 | 0 | 2012-01-10 | Canyons/Desert
13800-Primary Childrens Hospital | 22104 | Operating Rooms | 13800-Primary Childrens Hospital | 22104-Operating Rooms | 13800~000000032319 | 907333 | 9063-3151799 |  | 14-121 | Transducers, Ultrasonic | Transducers | 3594 | BK MEDICAL LLC | N11C5S Burr Hole | 1 | 138D22104A | PC OR L2 | Unspecified | Run to Fail | IES | ASP_GE | 26 | 5 | 3 | 2022-11-16 | Canyons/Desert
13800-Primary Childrens Hospital | 22104 | Operating Rooms | 13800-Primary Childrens Hospital | 22104-Operating Rooms | 13800~000000032320 | 907332 | 9063-3151798 |  | 14-121 | Transducers, Ultrasonic | Transducers | 3595 | BK MEDICAL LLC | N11C5S Burr Hole | 1 | 138D22104A | PC OR L2 | Unspecified | Run to Fail | IES | ASP_GE | 26 | 5 | 3 | 2022-11-16 | Canyons/Desert
13800-Primary Childrens Hospital | 22104 | Operating Rooms | 13800-Primary Childrens Hospital | 22104-Operating Rooms | 13800~000000032321 | 907335 | 9062-3151364 |  | 14-121 | Transducers, Ultrasonic | Transducers | 3596 | BK MEDICAL LLC | N13C5 Craniotomy | 1 | 138D22104A | PC OR L2 | Unspecified | Run to Fail | IES | ASP_GE | 26 | 5 | 3 | 2022-11-16 | Canyons/Desert
13200-McKay-Dee Hospital Center | 70006 | Family Practice Clinic | 13200-McKay-Dee Hospital Center | 70006-Family Practice Clinic | 13200~000000006974 | 409631 | MJ00309 | IHMKHKONCR / IHMKHKONWS | 17-904 | Digital Imaging Systems, Compu | XR / RF | 271 | KONICA MINOLTA MEDICAL IMAGING USA INC | NANO A CLASS | 1 | 132D70006A | MK PORTER FAMILY MED LA | FP Clinic Common Area | Non Life Support | IES | ASP_GE | 181 | 8 | 0 | 2010-01-01 | Canyons/Desert
14400-Utah Valley Hospital | 21101 | Radiology | 14400-Utah Valley Hospital | 21101-Radiology | 14400~000000005269 | 370678 | LKAVDAW | IHUVHKONCR4 | 17-904 | Digital Imaging Systems, Compu | XR / RF | 273 | KONICA MINOLTA MEDICAL IMAGING USA INC | NANO A CLASS | 1 | 144D21101A | UV RADIOLOGY | Fetal Medicine | Non Life Support | IES | ASP_GE | 194 | 5 | 0 | 2008-11-26 | Canyons/Desert
14400-Utah Valley Hospital | 70085 | Merrill Gappmayer Clinic | 14400-Utah Valley Hospital | 70085-Merrill Gappmayer Clinic | 14400~000000016940 | 490105 | 2UA6201S29 | IHUVHKONCR6 | 17-904 | Digital Imaging Systems, Compu | XR / RF | 274 | KONICA MINOLTA MEDICAL IMAGING USA INC | NANO A CLASS | 1 | 144D70085A | UV GAPPMEYER CLINIC | Unspecified | Non Life Support | IES | ASP_GE | 175 | 5 | 0 | 2010-06-02 | Canyons/Desert
37500-Primary Childrens - Riverton | 21101 | Radiology | 11300-Supply Chain Organization | 32213-Asset Recovery - SLC | 37500~000000000759 | 411561 | MJ01812 | IHRVHKONCR2 | 17-904 | Digital Imaging Systems, Compu | XR / RF | 280 | KONICA MINOLTA MEDICAL IMAGING USA INC | NANO A CLASS | 1 | 113D32213C | SC ASSET RECOVERY AIRPORT WHS | Received | Non Life Support | IES | ASP_GE | 180 | 5 | 0 | 2010-02-01 | Canyons/Desert
40000-Intermountain Medical Group | 73010 | South Cache Valley Clinic | 40000-Intermountain Medical Group | 73010-South Cache Valley Clinic | 40000~000000005400 | 454221 | 2UA6201S17 | IHCVCKONCR | 17-904 | Digital Imaging Systems, Compu | XR / RF | 283 | KONICA MINOLTA MEDICAL IMAGING USA INC | NANO A CLASS | 1 | 400D73010A | MG SOUTH CACHE VALLEY CLINIC | Unspecified | Non Life Support | IES | ASP_GE | 176 | 5 | 0 | 2010-06-01 | Canyons/Desert
40000-Intermountain Medical Group | 73112 | USU Student Health Center | 11300-Supply Chain Organization | 32213-Asset Recovery - SLC | 40000~000000017736 | 810108 | 2UA5431K23/A5RE-5079 | IHWDCKONCR | 17-904 | Digital Imaging Systems, Compu | XR / RF | 284 | KONICA MINOLTA MEDICAL IMAGING USA INC | NANO A CLASS | 1 | 113D32213C | SC ASSET RECOVERY AIRPORT WHS | Scrapped | Non Life Support | IES | ASP_GE | 108 | 5 | 0 | 2016-01-14 | Canyons/Desert
12800-LDS Hospital | 21101 | Radiology | 12800-LDS Hospital | 10061-Intensive Care Shock-Trauma | 12800~000000004568 | 469657 | LKNVBKA | IHLDHKONCR4 | 17-904 | Digital Imaging Systems, Compu | XR / RF | 265 | KONICA MINOLTA MEDICAL IMAGING USA INC | NANO E CLASS | 1 | 128D10061A | LD SHOCK TRAUMA RESP ICU | E6 Stri Conference Room 2 | Non Life Support | IES | ASP_GE | 188 | 5 | 0 | 2009-05-14 | Canyons/Desert
40000-Intermountain Medical Group | 74011 | Budge Clinic Radiology | 11300-Supply Chain Organization | 32213-Asset Recovery - SLC | 40000~000000002540 | 451977 | MJ00743 | IHBUCKONCR | 17-904 | Digital Imaging Systems, Compu | XR / RF | 285 | KONICA MINOLTA MEDICAL IMAGING USA INC | NANO E CLASS | 1 | 113D32213C | SC ASSET RECOVERY AIRPORT WHS | Scrapped | Non Life Support | IES | ASP_GE | 165 | 5 | 0 | 2011-04-18 | Canyons/Desert
11800-American Fork Hospital | 21201 | Magnetic Res Imaging - MRI | 11800-American Fork Hospital | 21201-Magnetic Res Imaging - MRI | 11800~000000000919 | 358098 | NVA1016 | NVA1016COIL | 17-542 | Surface Coils, Magnetic Resona | Surface Coils, Magnetic Resona | 3005 | GE HEALTHCARE | NEUROVASCULAR M64NVA | 1 | 118D21201A | AF MRI | Common Area | Run to Fail | IES | ASP_GE | 199 | 5 | 0 | 2008-06-24 | Canyons/Desert
12600-St George Regional Hospital | 22110 | Pain Services | 12600-St George Regional Hospital | 22104-Operating Rooms | 12600~000000014474 | 812057 | 608514WXO | LE608503 | 14-278 | Scanning Systems, Ultrasonic | UltraSound | 1785 | GE HEALTHCARE | NEXTGEN LOGIQ E R7 | 1 | 126D22104A | SG OPERATING ROOMS RR | Unspecified | Life Support / High Risk | IES | ASP_GE | 101 | 5 | 0 | 2016-08-24 | Canyons/Desert
12600-St George Regional Hospital | 22110 | Pain Services | 12600-St George Regional Hospital | 22104-Operating Rooms | 12600~000000014484 | 812058 | 608503WXO | LE608514 | 14-278 | Scanning Systems, Ultrasonic | UltraSound | 1786 | GE HEALTHCARE | NEXTGEN LOGIQ E R7 | 1 | 126D22104A | SG OPERATING ROOMS RR | Unspecified | Life Support / High Risk | IES | ASP_GE | 101 | 5 | 0 | 2016-08-24 | Canyons/Desert
12600-St George Regional Hospital | 22110 | Pain Services | 12600-St George Regional Hospital | 22110-Pain Services | 12600~000000019290 | 845681 | 300947US7 | LE300947 | 14-278 | Scanning Systems, Ultrasonic | UltraSound | 1787 | GE HEALTHCARE | NEXTGEN LOGIQ E R7 | 1 | 126D22110A | SG PAIN SERVICES | Unspecified | Life Support / High Risk | IES | ASP_GE | 70 | 5 | 0 | 2019-03-05 | Canyons/Desert
14200-Sevier Valley Hospital | 21101 | Radiology | 14200-Sevier Valley Hospital | 21101-Radiology | 14200~000000001075 | 814151 | LER608370 | LER608370 | 14-278 | Scanning Systems, Ultrasonic | UltraSound | 1823 | GE HEALTHCARE | NEXTGEN LOGIQ E R7 | 1 | 142D21101A | SV RADIOLOGY | Unspecified | Life Support / High Risk | IES | ASP_GE | 98 | 5 | 0 | 2016-11-15 | Canyons/Desert
14200-Sevier Valley Hospital | 21101 | Radiology | 14200-Sevier Valley Hospital | 21101-Radiology | 14200~000000001392 | 749092 |  |  | 14-278 | Scanning Systems, Ultrasonic | UltraSound | 1824 | GE HEALTHCARE | NEXTGEN LOGIQ E R7 | 1 | 142D21101A | SV RADIOLOGY | Unspecified | Life Support / High Risk | IES | ASP_GE | 89 | 5 | 0 | 2017-08-23 | Canyons/Desert
15400-Intermountain Medical Center | 21601 | Ultrasound | 15400-Intermountain Medical Center | 21601-Ultrasound | 15400~000000027863 | 807660 | 457342WX4 | LER457342 | 14-278 | Scanning Systems, Ultrasonic | UltraSound | 1843 | GE HEALTHCARE | NEXTGEN LOGIQ E R7 | 1 | 154D21601A | IM ULTRASOUND TLL1 | Unspecified | Life Support / High Risk | IES | ASP_GE | 106 | 5 | 0 | 2016-03-23 | Canyons/Desert
38700-Murray Surgery Center | 22203 | Surgical Center | 38700-Murray Surgery Center | 22203-Surgical Center | 38700~000000000277 | 814502 | 608650WX0 |  | 14-278 | Scanning Systems, Ultrasonic | UltraSound | 1866 | GE HEALTHCARE | NEXTGEN LOGIQ E R7 | 1 | 387D22203A | MUASC MURRAY AMB SURGICAL CNTR | Unspecified | Life Support / High Risk | IES | ASP_GE | 4 | 5 | 5 | 2024-09-23 | Canyons/Desert
38700-Murray Surgery Center | 22203 | Surgical Center | 38700-Murray Surgery Center | 22203-Surgical Center | 38700~000000000278 | 814503 | 608651WX0 |  | 14-278 | Scanning Systems, Ultrasonic | UltraSound | 1867 | GE HEALTHCARE | NEXTGEN LOGIQ E R7 | 1 | 387D22203A | MUASC MURRAY AMB SURGICAL CNTR | Unspecified | Life Support / High Risk | IES | ASP_GE | 4 | 5 | 5 | 2024-09-23 | Canyons/Desert
40000-Intermountain Medical Group | 74216 | SL Clinic-Surgical Specialists | 40000-Intermountain Medical Group | 74216-SL Clinic-Surgical Specialists | 40000~000000022460 | 824695 | 638008WX0 | LE638008 | 14-278 | Scanning Systems, Ultrasonic | UltraSound | 1877 | GE HEALTHCARE | NEXTGEN LOGIQ E R7 | 1 | 400D74216A | MG SL CLINIC SURG SPECIALISTS | Common Area | Life Support / High Risk | IES | ASP_GE | 84 | 5 | 0 | 2018-01-08 | Canyons/Desert
12600-St George Regional Hospital | 21101 | Radiology | 12600-St George Regional Hospital | 21101-Radiology | 12600~000000015133 | 818824 | D3B171090 | IHDXHABXR | 18-032 | Digital Imaging Systems, Porta | XR / RF | 290 | ARIBEX INC | NOMAD DENTAL | 1 | 126D21101A | SG RADIOLOGY | Common Area | Run to Fail | IES | ASP_GE | 93 | 5 | 0 | 2017-04-13 | Canyons/Desert
14600-Cedar City Hospital | 22104 | Operating Rooms | 14600-Cedar City Hospital | 22104-Operating Rooms | 14600~000000001015 | 529699 | XA-121127-01 | IHCCHABXR | 18-032 | Digital Imaging Systems, Porta | XR / RF | 298 | ARIBEX INC | NOMAD DENTAL | 1 | 146D22104A | CC OPERATING ROOM | Common Area | Run to Fail | CCH_CE | CCHCREW1CE | 144 | 5 | 0 | 2013-01-17 | Canyons/Desert
37500-Primary Childrens - Riverton | 22104 | Operating Rooms | 11300-Supply Chain Organization | 32213-Asset Recovery - SLC | 37500~000000000850 | 401021 | 1540 | IHRVHABXR | 18-032 | Digital Imaging Systems, Porta | XR / RF | 299 | ARIBEX INC | NOMAD DENTAL | 1 | 113D32213C | SC ASSET RECOVERY AIRPORT WHS | Received | Run to Fail | IES | ASP_GE | 183 | 5 | 0 | 2009-10-29 | Canyons/Desert
40000-Intermountain Medical Group | 75001 | Southridge Clinic - Dentistry | 13900-Riverton Hospital | 74209-Southridge Allergy | 40000~000000025272 | 851492 | 1000656 |  | 18-032 | Digital Imaging Systems, Porta | XR / RF | 303 | ARIBEX INC | NOMAD DENTAL | 1 | 139P74209D | MG RV SRIDGE OPTICAL | Unspecified | Run to Fail | RH_CE | RVHCREW3CE | 71 | 5 | 0 | 2019-02-04 | Canyons/Desert
11600-Alta View Hospital | 22104 | Operating Rooms | 11300-Supply Chain Organization | 32213-Asset Recovery - SLC | 11600~000000003070 | 518585 | XB-120910-03 | IHAVHABXR | 18-426 | Radiographic Units, Dental, In | XR / RF | 1144 | ARIBEX INC | NOMAD PRO | 1 | 113D32213C | SC ASSET RECOVERY AIRPORT WHS | Received | Life Support / High Risk | IES | ASP_GE | 147 | 5 | 0 | 2012-10-23 | Canyons/Desert
13000-Logan Regional Hospital | 22104 | Operating Rooms | 13000-Logan Regional Hospital | 22104-Operating Rooms | 13000~000000008330 | 748867 | 1003381 | IHLRHABXR3 | 18-426 | Radiographic Units, Dental, In | XR / RF | 1145 | ARIBEX INC | NOMAD PRO | 1 | 130D22104A | LO OPERATING ROOM | Standby O.R. | Life Support / High Risk | IES | ASP_GE | 70 | 5.6667 | 0 | 2019-03-29 | Canyons/Desert
13200-McKay-Dee Hospital Center | 22104 | Operating Rooms | 13200-McKay-Dee Hospital Center | 40030-Surgical Services Admin | 13200~000000021263 | 851739 | 1004128 | IHMKHABXR | 18-426 | Radiographic Units, Dental, In | XR / RF | 1146 | ARIBEX INC | NOMAD PRO | 1 | 132D40030A | MK SURGICAL SERVICES ADMIN L2 | Unspecified | Life Support / High Risk | IES | ASP_GE | 66 | 7 | 1 | 2019-07-17 | Canyons/Desert
13400-Orem Community Hospital | 22104 | Operating Rooms | 11300-Supply Chain Organization | 32213-Asset Recovery - SLC | 13400~000000001673 | 805327 | 10761 | IHOCHABXR2 | 18-426 | Radiographic Units, Dental, In | XR / RF | 1147 | ARIBEX INC | NOMAD PRO | 1 | 113D32213C | SC ASSET RECOVERY AIRPORT WHS | Received | Life Support / High Risk | IES | ASP_GE | 109 | 7 | 0 | 2015-12-15 | Canyons/Desert
13400-Orem Community Hospital | 22104 | Operating Rooms | 13400-Orem Community Hospital | 22104-Operating Rooms | 13400~000000000658 | 409626 | XB-100120-02 |  | 18-426 | Radiographic Units, Dental, In | XR / RF | 1148 | ARIBEX INC | NOMAD PRO | 1 | 134D22104A | OR OPERATING ROOM | Operating Rm | Life Support / High Risk | IES | ASP_GE | 180 | 5 | 0 | 2010-01-11 | Canyons/Desert
13800-Primary Childrens Hospital | 70016 | Dental Clinic | 13800-Primary Childrens Hospital | 32317-Plant Operation | 13800~000000022538 | 806515 | 20218 | IHPCHABXR1 | 18-426 | Radiographic Units, Dental, In | XR / RF | 1149 | ARIBEX INC | NOMAD PRO | 1 | 138D32317A | PC ENGINEERING 1ST FLR E | Unspecified | Life Support / High Risk | IES | ASP_GE | 108 | 7 | 0 | 2016-01-06 | Canyons/Desert
13800-Primary Childrens Hospital | 70016 | Dental Clinic | 13800-Primary Childrens Hospital | 32317-Plant Operation | 13800~000000022539 | 806517 | 20322 | IHPCHABXR2 | 18-426 | Radiographic Units, Dental, In | XR / RF | 1150 | ARIBEX INC | NOMAD PRO | 1 | 138D32317A | PC ENGINEERING 1ST FLR E | Unspecified | Life Support / High Risk | IES | ASP_GE | 108 | 7 | 0 | 2016-01-06 | Canyons/Desert
13800-Primary Childrens Hospital | 70016 | Dental Clinic | 13800-Primary Childrens Hospital | 70016-Dental Clinic | 13800~000000025713 | 832820 | 25391 | IHPCHABXR5 | 18-426 | Radiographic Units, Dental, In | XR / RF | 1152 | ARIBEX INC | NOMAD PRO | 1 | 138D70016A | PC DENTAL CLINIC L4 | Unspecified | Life Support / High Risk | IES | ASP_GE | 79 | 7 | 0 | 2018-06-20 | Canyons/Desert
14000-Sanpete Valley Hospital | 22104 | Operating Rooms | 14000-Sanpete Valley Hospital | 22104-Operating Rooms | 14000~000000000913 |  |  |  | 18-426 | Radiographic Units, Dental, In | XR / RF | 1153 | ARIBEX INC | NOMAD PRO | 1 | 140D22104A | SP OPERATING ROOM | Unspecified | Life Support / High Risk |  |  | 80 | 5 | 0 | 2018-05-09 | Canyons/Desert
14200-Sevier Valley Hospital | 22104 | Operating Rooms | 14200-Sevier Valley Hospital | 22104-Operating Rooms | 14200~000000000792 | 813031 | XE-140904-11 | IHSVHABXR | 18-426 | Radiographic Units, Dental, In | XR / RF | 1154 | ARIBEX INC | NOMAD PRO | 1 | 142D22104A | SV OPERATING ROOM | Unspecified | Life Support / High Risk | IES | ASP_GE | 122 | 7 | 0 | 2014-11-19 | Canyons/Desert
40000-Intermountain Medical Group | 75002 | McKay Dee Dentistry | 13200-McKay-Dee Hospital Center | 21101-Radiology | 40000~000000026076 | 852018 | 1002850 | IHMKHABXR2 | 18-426 | Radiographic Units, Dental, In | XR / RF | 1158 | ARIBEX INC | NOMAD PRO | 1 | 132D21101A | MK RADIOLOGY 1ST FLR | Unspecified | Life Support / High Risk | IES | ASP_GE | 67 | 5 | 0 | 2019-06-05 | Canyons/Desert
13000-Logan Regional Hospital | 22104 | Operating Rooms | 13000-Logan Regional Hospital | 22104-Operating Rooms | 13000~000000010857 | 889212 | 1003381 |  | 18-032 | Digital Imaging Systems, Porta | XR / RF | 291 | ARIBEX INC | NOMAD PRO 2 | 1 | 130D22104A | LO OPERATING ROOM | Unspecified | Run to Fail | LRH_CE | LRHCREW1CE | 46 | 5 | 1 | 2021-04-01 | Canyons/Desert
37700-Primary Childrens - Lehi | 22104 | Operating Rooms | 37700-Primary Childrens - Lehi | 22104-Operating Rooms | 37700~000000002868 | 919148 | 1022933 |  | 18-032 | Digital Imaging Systems, Porta | XR / RF | 300 | ARIBEX INC | NOMAD PRO 2 | 1 | 377D22104A | PL OPERATING ROOMS | Unspecified | Run to Fail | IES | ASP_GE | 11 | 5 | 4 | 2024-02-19 | Canyons/Desert
37700-Primary Childrens - Lehi | 22104 | Operating Rooms | 37700-Primary Childrens - Lehi | 22104-Operating Rooms | 37700~000000003710 | 926018 | 1021477 |  | 18-032 | Digital Imaging Systems, Porta | XR / RF | 302 | ARIBEX INC | NOMAD PRO 2 | 1 | 377D22104A | PL OPERATING ROOMS | Unspecified | Run to Fail | PCHL_CE | PCHLCREW02 | 4 | 5 | 5 | 2024-09-03 | Canyons/Desert
13800-Primary Childrens Hospital | 21201 | Magnetic Res Imaging - MRI | 13800-Primary Childrens Hospital | 21201-Magnetic Res Imaging - MRI | 13800~000000018750 | 375663 | 464 | 464COIL | 17-542 | Surface Coils, Magnetic Resona | Surface Coils, Magnetic Resona | 3069 | USA INSTRUMENTS | NV HEAD | 1 | 138D21201A | PC MRI L1 | Data Closet 1E.300 | Run to Fail | IES | ASP_GE | 191 | 5 | 0 | 2009-02-17 | Canyons/Desert
12600-St George Regional Hospital | 21101 | Radiology | 12600-St George Regional Hospital | 21001-Imaging Administration | 12600~000000014992 | 817836 | C1375 | IHDXHMDTXR2 | 11-758 | Radiographic/Fluoroscopic Unit | Surgical Navigation Workstation | 1455 | MEDTRONIC INCORPORATED | O-ARM | 1 | 126D21001A | SG IMAGING ADMIN RR | Radiology Admin | Life Support / High Risk | IES | ASP_GE | 93 | 7 | 0 | 2017-04-21 | Canyons/Desert
13000-Logan Regional Hospital | 22104 | Operating Rooms | 13000-Logan Regional Hospital | 22104-Operating Rooms | 13000~000000003169 | 537217 | 00732 | IHLRHMDTXR | 11-758 | Radiographic/Fluoroscopic Unit | Surgical Navigation Workstation | 1484 | MEDTRONIC INCORPORATED | O-ARM | 1 | 130D22104A | LO OPERATING ROOM | O.R. 8 | Life Support / High Risk | IES | ASP_GE | 142 | 7 | 0 | 2013-03-21 | Canyons/Desert
13000-Logan Regional Hospital | 22104 | Operating Rooms | 13000-Logan Regional Hospital | 22104-Operating Rooms | 13000~000000011586 | 894053 | C3092 | IHLRHMDTXR2 | 11-758 | Radiographic/Fluoroscopic Unit | Surgical Navigation Workstation | 1487 | MEDTRONIC INCORPORATED | O-ARM | 1 | 130D22104A | LO OPERATING ROOM | O.R. 8 | Life Support / High Risk | IES | ASP_MEDTRO | 33 | 7 | 4 | 2022-04-27 | Canyons/Desert
14300-Park City Hospital | 22104 | Operating Rooms | 14300-Park City Hospital | 22104-Operating Rooms | 14300~000000003959 | 904226 | 2930 |  | 11-758 | Radiographic/Fluoroscopic Unit | Surgical Navigation Workstation | 1528 | MEDTRONIC INCORPORATED | O-ARM | 1 | 143D22104A | PK OPERATING ROOM | Unspecified | Life Support / High Risk | IES | ASP_GE | 39 | 5 | 2 | 2021-10-29 | Canyons/Desert
14400-Utah Valley Hospital | 22104 | Operating Rooms | 14400-Utah Valley Hospital | 22104-Operating Rooms | 14400~000000006964 | 477818 | 00476 | B1-70000020 | 11-758 | Radiographic/Fluoroscopic Unit | Surgical Navigation Workstation | 1533 | MEDTRONIC INCORPORATED | O-ARM | 1 | 144D22104A | UV OPERATING ROOM | Operating Rm | Life Support / High Risk | IES | ASP_GE | 159 | 5 | 0 | 2011-10-28 | Canyons/Desert
14400-Utah Valley Hospital | 22104 | Operating Rooms | 14400-Utah Valley Hospital | 22104-Operating Rooms | 14400~000000014300 | 736453 | B14120916 | IHUVHMDTXR2 | 11-758 | Radiographic/Fluoroscopic Unit | Surgical Navigation Workstation | 1535 | MEDTRONIC INCORPORATED | O-ARM | 1 | 144D22104A | UV OPERATING ROOM | Common Area | Life Support / High Risk | IES | ASP_GE | 119 | 7 | 0 | 2015-02-23 | Canyons/Desert
14400-Utah Valley Hospital | 22104 | Operating Rooms | 14400-Utah Valley Hospital | 22104-Operating Rooms | 14400~000000021576 | 856757 | C2348 | IHUVHMDTXR3 | 11-758 | Radiographic/Fluoroscopic Unit | Surgical Navigation Workstation | 1538 | MEDTRONIC INCORPORATED | O-ARM | 1 | 144D22104A | UV OPERATING ROOM | Unspecified | Life Support / High Risk | IES | ASP_GE | 63 | 5 | 0 | 2019-10-25 | Canyons/Desert
14400-Utah Valley Hospital | 40025 | Administrative Office | 14400-Utah Valley Hospital | 22104-Operating Rooms | 14400~000000024445 | 900961 | C2530 | IHUVHMDTXR4 | 11-758 | Radiographic/Fluoroscopic Unit | Surgical Navigation Workstation | 1541 | MEDTRONIC INCORPORATED | O-ARM | 1 | 144D22104A | UV OPERATING ROOM | Unspecified | Life Support / High Risk | IES | ASP_GE | 29 | 5 | 3 | 2022-09-01 | Canyons/Desert
15400-Intermountain Medical Center | 21101 | Radiology | 15400-Intermountain Medical Center | 22104-Operating Rooms | 15400~000000013749 | 341425 | 00148 | IHMCHMDTXR1 | 11-758 | Radiographic/Fluoroscopic Unit | Surgical Navigation Workstation | 1556 | MEDTRONIC INCORPORATED | O-ARM | 1 | 154D22104B | IM OR FRONT DESK TL2 | Common Area | Life Support / High Risk | IES | ASP_GE | 206 | 5 | 0 | 2007-11-15 | Canyons/Desert
15400-Intermountain Medical Center | 21101 | Radiology | 15400-Intermountain Medical Center | 22451-Endoscopy Lab | 15400~000000016755 | 534008 | 00604 | IHMCHMDTXR2 | 11-758 | Radiographic/Fluoroscopic Unit | Surgical Navigation Workstation | 1558 | MEDTRONIC INCORPORATED | O-ARM | 1 | 154D22451A | IM ENDOSCOPY EL2 | BldgB Endo L2 Common Area | Life Support / High Risk | IES | ASP_GE | 143 | 5 | 0 | 2013-02-26 | Canyons/Desert
15400-Intermountain Medical Center | 22104 | Operating Rooms | 15400-Intermountain Medical Center | 22104-Operating Rooms | 15400~000000043389 | 921053 | C3387 | IHMCHMDTXR4 | 11-758 | Radiographic/Fluoroscopic Unit | Surgical Navigation Workstation | 1566 | MEDTRONIC INCORPORATED | O-ARM | 1 | 154D22104A | IM OPERATING ROOM TL2 | Unspecified | Life Support / High Risk | IES | ASP_GE | 9 | 7 | 6 | 2024-04-24 | Canyons/Desert
12900-Layton Hospital | 22104 | Operating Rooms | 12900-Layton Hospital | 22104-Operating Rooms | 12900~000000005344 | 907133 | C3383 | IHLYHMDTXR1 | 11-758 | Radiographic/Fluoroscopic Unit | Surgical Navigation Workstation | 1476 | MEDTRONIC INCORPORATED | O-ARM O2 BI-700-0200 | 1 | 129D22104A | LA OPERATING ROOMS | STORAGE | Life Support / High Risk | IES | IESCREWSC | 22 | 7 | 5 | 2023-03-30 | Canyons/Desert
13200-McKay-Dee Hospital Center | 22104 | Operating Rooms | 13200-McKay-Dee Hospital Center | 22104-Operating Rooms | 13200~000000022094 | 859975 | C2462 | IHMKHMDTXR2 | 11-758 | Radiographic/Fluoroscopic Unit | Surgical Navigation Workstation | 1495 | MEDTRONIC INCORPORATED | O-ARM O2 BI-700-0200 | 1 | 132D22104A | MK OPERATING ROOM L2 | Common Area | Life Support / High Risk | IES | ASP_GE | 58 | 5 | 0 | 2020-03-16 | Canyons/Desert
13800-Primary Childrens Hospital | 22104 | Operating Rooms | 13800-Primary Childrens Hospital | 22104-Operating Rooms | 13800~000000031800 | 897768 | FBMHDX00111 | FBMHDX00111 | 18-032 | Digital Imaging Systems, Porta | XR / RF | 294 | GE HEALTHCARE | OEC 3D | 1 | 138D22104A | PC OR L2 | OR Equipment Store Room | Non Life Support | IES | ASP_GE OEC | 29 | 5 | 3 | 2022-08-25 | Canyons/Desert
37700-Primary Childrens - Lehi | 22104 | Operating Rooms | 37700-Primary Childrens - Lehi | 22104-Operating Rooms | 37700~000000003432 | 921364 | FBMHDX00330 |  | 18-032 | Digital Imaging Systems, Porta | XR / RF | 301 | GE HEALTHCARE | OEC 3D | 1 | 377D22104A | PL OPERATING ROOMS | Unspecified | Non Life Support | IES | ASP_GE | 8 | 5 | 4 | 2024-05-03 | Canyons/Desert
12600-St George Regional Hospital | 22104 | Operating Rooms | 12600-St George Regional Hospital | 22104-Operating Rooms | 12600~000000025901 | 895857 | FBHXTX00624 | FBHXTX00624 | 18-430 | Radiographic Systems, Digital | C-Arms | 895 | GE HEALTHCARE | OEC ELITE | 1 | 126D22104A | SG OPERATING ROOMS RR | Unspecified | Low | IES | ASP_GE OEC | 30 | 5 | 2 | 2022-07-13 | Canyons/Desert
12700-Fillmore Community Hospital | 21101 | Radiology | 12700-Fillmore Community Hospital | 21101-Radiology | 12700~000000000873 | 913911 | FBXXTE02406 | FBXXTE02406 | 18-430 | Radiographic Systems, Digital | C-Arms | 899 | GE HEALTHCARE | OEC ELITE | 1 | 127D21101A | FL RADIOLOGY | Unspecified | Low | IES | ASP_GE | 14 | 5 | 4 | 2023-11-08 | Canyons/Desert
13000-Logan Regional Hospital | 21101 | Radiology | 13000-Logan Regional Hospital | 22104-Operating Rooms | 13000~000000010021 | 889762 | FAXXTE00175 | FAXXTE00175 | 18-430 | Radiographic Systems, Digital | C-Arms | 909 | GE HEALTHCARE | OEC ELITE | 1 | 130D22104A | LO OPERATING ROOM | Common Areas | Low | IES | ASP_GE | 52 | 7 | 3 | 2020-09-29 | Canyons/Desert
13200-McKay-Dee Hospital Center | 22104 | Operating Rooms | 13200-McKay-Dee Hospital Center | 22104-Operating Rooms | 13200~000000025955 | 907199 | FBXXTE01931 | FBXXTE01931 | 18-430 | Radiographic Systems, Digital | C-Arms | 918 | GE HEALTHCARE | OEC ELITE | 1 | 132D22104A | MK OPERATING ROOM L2 | Unspecified | Low | IES | ASP_GE | 21 | 5 | 3 | 2023-04-04 | Canyons/Desert
13900-Riverton Hospital | 22104 | Operating Rooms | 13900-Riverton Hospital | 22104-Operating Rooms | 13900~000000009072 | 919172 | FBXXTE00245 |  | 18-430 | Radiographic Systems, Digital | C-Arms | 933 | GE HEALTHCARE | OEC ELITE | 1 | 139D22104A | RV OPERATING ROOM | OR L2 Common Area | Low | IES | ASP_GE | 11 | 5 | 4 | 2024-02-20 | Canyons/Desert
14200-Sevier Valley Hospital | 21101 | Radiology | 14200-Sevier Valley Hospital | 22104-Operating Rooms | 14200~000000001716 | 909498 | FBXXTE00259 | FBXXTE00259 | 18-430 | Radiographic Systems, Digital | C-Arms | 941 | GE HEALTHCARE | OEC ELITE | 1 | 142D22104A | SV OPERATING ROOM | Unspecified | Low | IES | ASP_ALL | 58 | 5 | 0 | 2020-03-24 | Canyons/Desert
14400-Utah Valley Hospital | 22104 | Operating Rooms | 14400-Utah Valley Hospital | 22104-Operating Rooms | 14400~000000025455 | 903827 | FBXXTTE01663 |  | 18-430 | Radiographic Systems, Digital | C-Arms | 951 | GE HEALTHCARE | OEC ELITE | 1 | 144D22104A | UV OPERATING ROOM | Unspecified | Low | IES | ASP_GE OEC | 24 | 5 | 3 | 2023-01-05 | Canyons/Desert
14400-Utah Valley Hospital | 22104 | Operating Rooms | 14400-Utah Valley Hospital | 22104-Operating Rooms | 14400~000000025456 | 905270 | BIOC004276 |  | 18-430 | Radiographic Systems, Digital | C-Arms | 952 | GE HEALTHCARE | OEC ELITE | 1 | 144D22104A | UV OPERATING ROOM | Unspecified | Low | IES | ASP_GE OEC | 25 | 5 | 3 | 2022-12-29 | Canyons/Desert
15400-Intermountain Medical Center | 21101 | Radiology | 12800-LDS Hospital | 21101-Radiology | 15400~000000037118 | 893166 | FBHXTX00261 | FBHXTX00261 | 18-430 | Radiographic Systems, Digital | C-Arms | 962 | GE HEALTHCARE | OEC ELITE | 1 | 128D21101A | LD RADIOLOGY L1 | Unspecified | Low | IES | ASP_GE | 46 | 5 | 1 | 2021-03-24 | Canyons/Desert
36400-McKay-Dee Surgical Center LLC | 22203 | Surgical Center | 36400-McKay-Dee Surgical Center LLC | 22203-Surgical Center | 36400~000000001560 | 902647 | FBXXTE01063 |  | 18-430 | Radiographic Systems, Digital | C-Arms | 972 | GE HEALTHCARE | OEC ELITE | 1 | 364D22203A | MS SC SURGICAL CENTER | Equipment Rm | Low | IES | ASP_GE | 5 | 5 | 5 | 2024-09-01 | Canyons/Desert
38700-Murray Surgery Center | 22203 | Surgical Center | 38700-Murray Surgery Center | 22203-Surgical Center | 38700~000000000143 | 912518 | 91283298 |  | 18-430 | Radiographic Systems, Digital | C-Arms | 982 | GE HEALTHCARE | OEC ELITE | 1 | 387D22203A | MUASC MURRAY AMB SURGICAL CNTR | Unspecified | Low | TOSH_CE | TSHCREW2CE | 16 | 5 | 4 | 2023-09-25 | Canyons/Desert
38900-Layton Surgery Center | 22203 | Surgical Center | 38900-Layton Surgery Center | 22203-Surgical Center | 38900~000000000150 | 924776 | FAXXTE01128 |  | 18-430 | Radiographic Systems, Digital | C-Arms | 983 | GE HEALTHCARE | OEC ELITE | 1 | 389D22203A | LA SURGERY CENTER | Unspecified | Low | IES | IESCREWSC | 5 | 5 | 5 | 2024-08-08 | Canyons/Desert
38900-Layton Surgery Center | 22203 | Surgical Center | 38900-Layton Surgery Center | 22203-Surgical Center | 38900~000000000194 | 926816 | FBXXTE02979 |  | 18-430 | Radiographic Systems, Digital | C-Arms | 984 | GE HEALTHCARE | OEC ELITE | 1 | 389D22203A | LA SURGERY CENTER | Unspecified | Low | IES | IESCREWSC | 4 | 5 | 5 | 2024-09-27 | Canyons/Desert
40000-Intermountain Medical Group | 74157 | Utah Valley Ent - North Valley | 40000-Intermountain Medical Group | 74157-Utah Valley Ent - North Valley | 40000~000000034560 | 925541 | FAHXTX00545 |  | 18-430 | Radiographic Systems, Digital | C-Arms | 1058 | GE HEALTHCARE | OEC ELITE | 1 | 400D74157C | MG UVC ENT ALLERGY CLINIC 5A | Unspecified | Low | UVH_CE | UVCREW3_CE | 5 | 5 | 5 | 2024-08-21 | Canyons/Desert
40000-Intermountain Medical Group | 74157 | Utah Valley Ent - North Valley | 40000-Intermountain Medical Group | 74157-Utah Valley Ent - North Valley | 40000~000000034561 | 925542 | FAHXTX00542 |  | 18-430 | Radiographic Systems, Digital | C-Arms | 1059 | GE HEALTHCARE | OEC ELITE | 1 | 400D74157C | MG UVC ENT ALLERGY CLINIC 5A | Unspecified | Low | UVH_CE | UVCREW3_CE | 5 | 5 | 5 | 2024-08-21 | Canyons/Desert
40000-Intermountain Medical Group | 74199 | Chronic Pain Mgmt - Layton | 40000-Intermountain Medical Group | 73072-Layton Clinic | 40000~000000032180 | 906281 | FAHXTX00306 | FAHXTX00306 | 18-430 | Radiographic Systems, Digital | C-Arms | 1063 | GE HEALTHCARE | OEC ELITE | 1 | 400D73072A | MG LAYTON CLINIC | X Ray Rm 1 | Low | IES | ASP_ALL | 22 | 5 | 3 | 2023-03-09 | Canyons/Desert
11600-Alta View Hospital | 21101 | Radiology | 11600-Alta View Hospital | 22104-Operating Rooms | 11600~000000007356 | 875054 | FBXXTE00134 | FBXXTE00134 | 18-430 | Radiographic Systems, Digital | C-Arms | 866 | GE HEALTHCARE | OEC Elite CFD S7005SN | 1 | 116D22104A | AV OPERATING ROOM | OR Common Area | Life Support / High Risk | IES | ASP_GE | 61 | 5 | 0 | 2019-12-23 | Canyons/Desert
13200-McKay-Dee Hospital Center | 22104 | Operating Rooms | 13200-McKay-Dee Hospital Center | 22104-Operating Rooms | 13200~000000023424 | 871387 | FAXXTE00195 | FAXXTE00195 | 18-430 | Radiographic Systems, Digital | C-Arms | 916 | GE HEALTHCARE | OEC Elite CFD S7005SN | 1 | 132D22104A | MK OPERATING ROOM L2 | Common Area | Life Support / High Risk | IES | ASP_GE OEC | 50 | 7 | 3 | 2020-11-05 | Canyons/Desert
13200-McKay-Dee Hospital Center | 22104 | Operating Rooms | 13200-McKay-Dee Hospital Center | 22104-Operating Rooms | 13200~000000024056 | 882615 | FBXXTE0783 | FBXXTE00783 | 18-430 | Radiographic Systems, Digital | C-Arms | 917 | GE HEALTHCARE | OEC Elite CFD S7005SN | 1 | 132D22104A | MK OPERATING ROOM L2 | Unspecified | Life Support / High Risk | IES | ASP_GE | 44 | 7 | 3 | 2021-06-01 | Canyons/Desert
13800-Primary Childrens Hospital | 21101 | Radiology | 13800-Primary Childrens Hospital | 21001-Imaging Administration | 13800~000000029639 | 879565 | FAXXTE00286 | FAXXTE00286 | 18-430 | Radiographic Systems, Digital | C-Arms | 921 | GE HEALTHCARE | OEC Elite CFD S7005SN | 1 | 138D21001A | PC IMAGING L1 | Imaging Administration | Life Support / High Risk | IES | ASP_GE | 46 | 5 | 1 | 2021-03-23 | Canyons/Desert
14000-Sanpete Valley Hospital | 21101 | Radiology | 14000-Sanpete Valley Hospital | 21101-Radiology | 14000~000000001081 |  |  |  | 18-430 | Radiographic Systems, Digital | C-Arms | 935 | GE HEALTHCARE | OEC Elite CFD S7005SN | 1 | 140D21101A | SP RADIOLOGY | Unspecified | Life Support / High Risk |  |  | 46 | 5 | 1 | 2021-03-29 | Canyons/Desert
14100-Spanish Fork Hospital | 22104 | Operating Rooms | 14100-Spanish Fork Hospital | 22104-Operating Rooms | 14100~000000002483 | 879223 | FAXXTE00256 | FAXXTE00256 | 18-430 | Radiographic Systems, Digital | C-Arms | 937 | GE HEALTHCARE | OEC Elite CFD S7005SN | 1 | 141D22104A | SF OPERATING ROOMS | Common Area | Life Support / High Risk | IES | ASP_GE | 46 | 5 | 1 | 2021-03-15 | Canyons/Desert
14100-Spanish Fork Hospital | 22104 | Operating Rooms | 14100-Spanish Fork Hospital | 22104-Operating Rooms | 14100~000000002484 | 879224 | FAXXTE00646 | FAXXTE00646 | 18-430 | Radiographic Systems, Digital | C-Arms | 938 | GE HEALTHCARE | OEC Elite CFD S7005SN | 1 | 141D22104A | SF OPERATING ROOMS | Common Area | Life Support / High Risk | IES | ASP_GE | 46 | 5 | 1 | 2021-03-15 | Canyons/Desert
36900-Logan Surgery Center LLC | 22203 | Surgical Center | 36900-Logan Surgery Center LLC | 22203-Surgical Center | 36900~000000000369 | 888877 | FBXXTE01045 | FBXXTE01045 | 18-430 | Radiographic Systems, Digital | C-Arms | 973 | GE HEALTHCARE | OEC Elite CFD S7005SN | 1 | 369D22203A | LS LOGAN SURGERY CENTER | Unspecified | Life Support / High Risk | IES | ASP_GE | 2 | 5 | 5 | 2024-11-14 | Canyons/Desert
15400-Intermountain Medical Center | 22203 | Surgical Center | 15400-Intermountain Medical Center | 22203-Surgical Center | 15400~000000042576 | 918221 | BB5SE2300351HL |  | 18-430 | Radiographic Systems, Digital | C-Arms | 967 | GE HEALTHCARE | OEC ELITE MINI VIEW | 1 | 154D22203A | IM SURG CENTER E1 | Unspecified | Non Life Support | IMC_CE | IMCCE7 | 11 | 5 | 4 | 2024-02-02 | Canyons/Desert
37700-Primary Childrens - Lehi | 22104 | Operating Rooms | 37700-Primary Childrens - Lehi | 22104-Operating Rooms | 37700~000000002807 | 918634 | BB5SE2300330HL |  | 18-430 | Radiographic Systems, Digital | C-Arms | 978 | GE HEALTHCARE | OEC ELITE MINI VIEW | 1 | 377D22104A | PL OPERATING ROOMS | H2351 Equipment Storage | Non Life Support | IES | ASP_GE | 11 | 5 | 4 | 2024-02-07 | Canyons/Desert
37700-Primary Childrens - Lehi | 22104 | Operating Rooms | 37700-Primary Childrens - Lehi | 22104-Operating Rooms | 37700~000000002811 | 918640 | F9XXTX00297 |  | 18-430 | Radiographic Systems, Digital | C-Arms | 979 | GE HEALTHCARE | OEC ELITE VAS 15 | 1 | 377D22104A | PL OPERATING ROOMS | Unspecified | Non Life Support | IES | ASP_GE | 11 | 5 | 4 | 2024-02-07 | Canyons/Desert
37700-Primary Childrens - Lehi | 22104 | Operating Rooms | 37700-Primary Childrens - Lehi | 22104-Operating Rooms | 37700~000000003428 | 921368 | F9XXTX00296 |  | 18-430 | Radiographic Systems, Digital | C-Arms | 980 | GE HEALTHCARE | OEC ELITE VAS 15 | 1 | 377D22104A | PL OPERATING ROOMS | Unspecified | Non Life Support | IES | ASP_GE | 8 | 5 | 4 | 2024-05-03 | Canyons/Desert
13200-McKay-Dee Hospital Center | 25501 | Radiation Center | 13200-McKay-Dee Hospital Center | 25501-Radiation Center | 13200~000000005921 | 358888 | 7A-03606 |  | 17-904 | Digital Imaging Systems, Compu | XR / RF | 270 | VARIAN MEDICAL SYSTEMS INCORPORATED | ONBOARD IMAGER OBI | 1 | 132D25501A | MK RADIATION THERAPY 1ST FLR | Common Area | Non Life Support | IES | ASP_VARIAN | 200 | 7 | 0 | 2008-06-01 | Canyons/Desert
12600-St George Regional Hospital | 25501 | Radiation Center | 12600-St George Regional Hospital | 28102-Infusion Therapy - Oncology | 12600~000000004398 | 490644 | 431115CN5 | 435688CT | 13-469 | Scanning Systems, Computed Tom | CT | 1634 | GE HEALTHCARE | OPTIMA 580 | 1 | 126D28102A | SG INFUSION THERAPY ONC | CancerSrvcs Ct | Life Support / High Risk | IES | ASP_GE | 141 | 5 | 0 | 2013-05-01 | Canyons/Desert
12000-Bear River Valley Hospital | 21101 | Radiology | 12000-Bear River Valley Hospital | 21101-Radiology | 12000~000000000534 | 528390 | 429816CN2 | 435207CT | 13-469 | Scanning Systems, Computed Tom | CT | 1622 | GE HEALTHCARE | OPTIMA CT660 | 1 | 120D21101A | BR RADIOLOGY | Radiology | Life Support / High Risk | IES | ASP_GE | 146 | 5 | 0 | 2012-11-15 | Canyons/Desert
13000-Logan Regional Hospital | 21401 | Computed Tomography - CT | 13000-Logan Regional Hospital | 21401-Computed Tomography - CT | 13000~000000003250 | 557484 | 434271CN3 | 435716CT | 13-469 | Scanning Systems, Computed Tom | CT | 1644 | GE HEALTHCARE | OPTIMA CT660 | 1 | 130D21401A | LO COMPUTER TOMOGRAPHY | Ct | Life Support / High Risk | IES | ASP_GE | 135 | 5 | 0 | 2013-10-22 | Canyons/Desert
14400-Utah Valley Hospital | 21401 | Computed Tomography - CT | 14400-Utah Valley Hospital | 21101-Radiology | 14400~000000007516 | 487924 | 430158CN6 | 801357CT5 | 13-469 | Scanning Systems, Computed Tom | CT | 1675 | GE HEALTHCARE | OPTIMA CT660 | 1 | 144D21101A | UV RADIOLOGY | Unspecified | Life Support / High Risk | IES | ASP_GE | 141 | 5 | 0 | 2013-04-23 | Canyons/Desert
15400-Intermountain Medical Center | 21411 | Computed Tomography - CT TOSH | 37000-The Orthopedic Specialty Hosp | 21101-Radiology | 15400~000000042491 | 561848 | 001975764 | 801314CT2 | 13-469 | Scanning Systems, Computed Tom | CT | 1692 | GE HEALTHCARE | OPTIMA CT660 | 1 | 370D21101A | TO RADIOLOGY BLDG 4 L1 | Ct | Life Support / High Risk | IES | ASP_GE | 135 | 5 | 0 | 2013-10-24 | Canyons/Desert
11600-Alta View Hospital | 21201 | Magnetic Res Imaging - MRI | 11600-Alta View Hospital | 21001-Imaging Administration | 11600~000000005619 | 824329 | 801501MR2 | 801501MR2 | 16-260 | Scanning Systems, Magnetic Res | MRI | 1724 | GE HEALTHCARE | OPTIMA MR450W 1.5T | 1 | 116D21001A | AV IMAGING | Imaging Admin Common Area | Life Support / High Risk | IES | ASP_GE | 101 | 5 | 0 | 2016-09-01 | Canyons/Desert
12200-Cassia Regional Hospital | 21201 | Magnetic Res Imaging - MRI | 12200-Cassia Regional Hospital | 21201-Magnetic Res Imaging - MRI | 12200~000000000105 | 574804 | 308350MR8 | 208678MR | 16-260 | Scanning Systems, Magnetic Res | MRI | 1728 | GE HEALTHCARE | OPTIMA MR450W 1.5T | 1 | 122D21201A | CA MRI | Mri | Life Support / High Risk | IES | ASP_GE | 132 | 5 | 0 | 2014-01-27 | Canyons/Desert
12800-LDS Hospital | 21201 | Magnetic Res Imaging - MRI | 12800-LDS Hospital | 21201-Magnetic Res Imaging - MRI | 12800~000000013157 | 822699 | 801321LMR1 | 801321LMR1 | 16-260 | Scanning Systems, Magnetic Res | MRI | 1735 | GE HEALTHCARE | OPTIMA MR450W 1.5T | 1 | 128D21201A | LD MRI L2 | Mri N2 Allocated To Mri | Life Support / High Risk | IES | ASP_GE | 86 | 5 | 0 | 2017-11-13 | Canyons/Desert
13000-Logan Regional Hospital | 21201 | Magnetic Res Imaging - MRI | 13000-Logan Regional Hospital | 21201-Magnetic Res Imaging - MRI | 13000~000000002371 | 449316 | PW150052A | 435716MR1 | 16-260 | Scanning Systems, Magnetic Res | MRI | 1738 | GE HEALTHCARE | OPTIMA MR450W 1.5T | 1 | 130D21201A | LO MRI | Mr | Life Support / High Risk | IES | ASP_GE | 172 | 5 | 0 | 2010-09-08 | Canyons/Desert
13200-McKay-Dee Hospital Center | 21201 | Magnetic Res Imaging - MRI | 13200-McKay-Dee Hospital Center | 21201-Magnetic Res Imaging - MRI | 13200~000000017504 | 811558 | 801387MR1 | 801387MR1 | 16-260 | Scanning Systems, Magnetic Res | MRI | 1743 | GE HEALTHCARE | OPTIMA MR450W 1.5T | 1 | 132D21201A | MK MRI 1ST FLR | Unspecified | Life Support / High Risk | IES | ASP_GE | 100 | 5 | 0 | 2016-09-18 | Canyons/Desert
13800-Primary Childrens Hospital | 21201 | Magnetic Res Imaging - MRI | 13800-Primary Childrens Hospital | 21201-Magnetic Res Imaging - MRI | 13800~000000026059 | 836381 | 801588MR01 | 801588MR01 | 16-260 | Scanning Systems, Magnetic Res | MRI | 1747 | GE HEALTHCARE | OPTIMA MR450W 1.5T | 1 | 138D21201A | PC MRI L1 | Unspecified | Life Support / High Risk | IES | ASP_GE | 76 | 5 | 0 | 2018-09-25 | Canyons/Desert
14200-Sevier Valley Hospital | 21101 | Radiology | 14200-Sevier Valley Hospital | 21101-Radiology | 14200~000000000786 | 726160 | 2Y111570UW | 435893MR1 | 16-260 | Scanning Systems, Magnetic Res | MRI | 1752 | GE HEALTHCARE | OPTIMA MR450W 1.5T | 1 | 142D21101A | SV RADIOLOGY | Unspecified | Life Support / High Risk | IES | ASP_GE | 125 | 5 | 0 | 2014-08-05 | Canyons/Desert
14400-Utah Valley Hospital | 21201 | Magnetic Res Imaging - MRI | 14400-Utah Valley Hospital | 21001-Imaging Administration | 14400~000000014508 | 822585 | HM1001 | 801373MR5 | 16-260 | Scanning Systems, Magnetic Res | MRI | 1754 | GE HEALTHCARE | OPTIMA MR450W 1.5T | 1 | 144D21001A | UV IMAGING ADMINISTRATION | Imaging Administration | Life Support / High Risk | IES | ASP_GE | 119 | 5 | 0 | 2015-02-28 | Canyons/Desert
14600-Cedar City Hospital | 21201 | Magnetic Res Imaging - MRI | 14600-Cedar City Hospital | 21201-Magnetic Res Imaging - MRI | 14600~000000002590 | 814432 | 435868MR | 435868MR | 16-260 | Scanning Systems, Magnetic Res | MRI | 1758 | GE HEALTHCARE | OPTIMA MR450W 1.5T | 1 | 146D21201A | CC MRI | M.R.I. | Life Support / High Risk | IES | ASP_GE | 98 | 5 | 0 | 2016-11-07 | Canyons/Desert
15400-Intermountain Medical Center | 21201 | Magnetic Res Imaging - MRI | 15400-Intermountain Medical Center | 21201-Magnetic Res Imaging - MRI | 15400~000000023072 | 583247 | HM752 | 801IMCMR4 | 16-260 | Scanning Systems, Magnetic Res | MRI | 1765 | GE HEALTHCARE | OPTIMA MR450W 1.5T | 1 | 154D21201A | IM MRI IP TLL1 | Unspecified | Life Support / High Risk | IES | ASP_GE | 133 | 5 | 0 | 2014-01-01 | Canyons/Desert
15400-Intermountain Medical Center | 21211 | Magnetic Res Imag- MRI TOSH | 37000-The Orthopedic Specialty Hosp | 21101-Radiology | 15400~000000042480 | 487943 | HM0280 | 801262MR3 | 16-260 | Scanning Systems, Magnetic Res | MRI | 1766 | GE HEALTHCARE | OPTIMA MR450W 1.5T | 1 | 370D21101A | TO RADIOLOGY BLDG 4 L1 | Mri | Life Support / High Risk | IES | ASP_GE | 156 | 5 | 0 | 2012-01-16 | Canyons/Desert
37600-Primary Childrens - Layton | 21201 | Magnetic Res Imaging - MRI | 37600-Primary Childrens - Layton | 21201-Magnetic Res Imaging - MRI | 37600~000000000114 | 835621 | 801LAYMR1 | 801LAYMR1 | 16-260 | Scanning Systems, Magnetic Res | MRI | 1773 | GE HEALTHCARE | OPTIMA MR450W 1.5T | 1 | 376D21201A | PL MRI | Unspecified | Life Support / High Risk | IES | ASP_GE | 88 | 5 | 0 | 2017-09-06 | Canyons/Desert
40000-Intermountain Medical Group | 74135 | Salt Lake Clinic - Radiology | 40000-Intermountain Medical Group | 74135-Salt Lake Clinic - Radiology | 40000~000000006014 | 524794 | HM0485 | 801535MR1 | 16-260 | Scanning Systems, Magnetic Res | MRI | 1775 | GE HEALTHCARE | OPTIMA MR450W 1.5T | 1 | 400D74135A | MG SL CLINIC RADIOLOGY 1ST FLR | Mri | Life Support / High Risk | IES | ASP_GE | 145 | 5 | 0 | 2012-12-31 | Canyons/Desert
13800-Primary Childrens Hospital | 21101 | Radiology | 40000-Intermountain Medical Group | 74099-Ortho Specialty Group-TOSH | 13800~000000009107 | 524875 | 1029043WK5 | 801PCM220 | 13-272 | Radiographic Units, Mobile | XR / RF | 1235 | GE HEALTHCARE | OPTIMA XR220AMX | 1 | 400D74099A | MG ORTHO SPCLTY GROUP TOSH A | Unspecified | Life Support / High Risk | IES | ASP_GE | 142 | 7 | 0 | 2013-03-31 | Canyons/Desert
14100-Spanish Fork Hospital | 21101 | Radiology | 14100-Spanish Fork Hospital | 21101-Radiology | 14100~000000002294 | 878919 | 801426OPT240 | 801426OPT240 | 13-272 | Radiographic Units, Mobile | XR / RF | 1240 | GE HEALTHCARE | OPTIMA XR220AMX | 1 | 141D21101A | SF RADIOLOGY | Common Area | Life Support / High Risk | IES | ASP_BIOMED | 46 | 5 | 1 | 2021-03-08 | Canyons/Desert
14100-Spanish Fork Hospital | 21101 | Radiology | 14100-Spanish Fork Hospital | 21101-Radiology | 14100~000000002295 | 878920 | 801426OPT2401 | 801426OPT2401 | 13-272 | Radiographic Units, Mobile | XR / RF | 1241 | GE HEALTHCARE | OPTIMA XR220AMX | 1 | 141D21101A | SF RADIOLOGY | Common Area | Life Support / High Risk | IES | ASP_GE | 46 | 5 | 1 | 2021-03-08 | Canyons/Desert
14100-Spanish Fork Hospital | 21101 | Radiology | 14100-Spanish Fork Hospital | 21101-Radiology | 14100~000000002296 | 878921 | 7028520PT |  | 13-272 | Radiographic Units, Mobile | XR / RF | 1242 | GE HEALTHCARE | OPTIMA XR220AMX | 1 | 141D21101A | SF RADIOLOGY | Common Area | Life Support / High Risk | IES | ASP_GE | 46 | 5 | 1 | 2021-03-08 | Canyons/Desert
12000-Bear River Valley Hospital | 21101 | Radiology | 12000-Bear River Valley Hospital | 21101-Radiology | 12000~000000001776 | 889144 | 435207OPTXR | 435207OPTXR | 17-801 | Collimators, Gamma Camera | Collimators, Gamma Camera | 44 | GE HEALTHCARE | Optima XR646 HD | 1 | 120D21101A | BR RADIOLOGY | X-Ray | Life Support / High Risk | IES | ASP_GE | 36 | 5 | 2 | 2022-01-06 | Canyons/Desert
40000-Intermountain Medical Group | 74051 | Calton-Harrison Ortho-South | 40000-Intermountain Medical Group | 74051-Calton-Harrison Ortho-South | 40000~000000030644 | 890347 | DX3SS2100211HL | 801387OPT | 17-801 | Collimators, Gamma Camera | Collimators, Gamma Camera | 45 | GE HEALTHCARE | Optima XR646 HD | 1 | 400D74051A | MG CALTON HARRISON ORTHO SOUTH | Unspecified | Life Support / High Risk | IES | ASP_GE | 35 | 5 | 2 | 2022-02-04 | Canyons/Desert
13000-Logan Regional Hospital | 21101 | Radiology | 11300-Supply Chain Organization | 21003-Imaging Equipment Services | 13000~000000004741 | 557495 | CRBK7D1 |  | 99-685 | Computers, Personal | Computer | 70 | DELL COMPUTER INC | OPTIPLEX GX 260 | 1 | 113D21003A | LP IMAGING EQUIPMENT SERVICES | ImagingEquip Equipment Staging | Run to Fail | IES | ASP_GE | 156 | 5 | 0 | 2012-01-10 | Canyons/Desert
12600-St George Regional Hospital | 20501 | Cardiovascular Lab | 12600-St George Regional Hospital | 20501-Cardiovascular Lab | 12600~000000014044 | 807813 | 15952893 | IHDXHSJMVA13 | 17-746 | Scanning Systems, Ultrasonic, | UltraSound | 1992 | ST JUDE MEDICAL INCORPORATED | OPTIS | 1 | 126D20501A | SG CATH LAB RR | Cath Lab Common | Life Support / High Risk | IES | ASP_GE | 105 | 5 | 0 | 2016-04-02 | Canyons/Desert
12600-St George Regional Hospital | 20501 | Cardiovascular Lab | 12600-St George Regional Hospital | 20501-Cardiovascular Lab | 12600~000000014045 | 807814 | 15955130 | IHDXHSJMVA14 | 17-746 | Scanning Systems, Ultrasonic, | UltraSound | 1993 | ST JUDE MEDICAL INCORPORATED | OPTIS | 1 | 126D20501A | SG CATH LAB RR | Cath Lab Common | Life Support / High Risk | IES | ASP_GE | 105 | 5 | 0 | 2016-04-02 | Canyons/Desert
13200-McKay-Dee Hospital Center | 20501 | Cardiovascular Lab | 13200-McKay-Dee Hospital Center | 20501-Cardiovascular Lab | 13200~000000016995 | 809406 | 15761423 | IHMKHSJMVA1 | 17-746 | Scanning Systems, Ultrasonic, | UltraSound | 2161 | ST JUDE MEDICAL INCORPORATED | OPTIS | 1 | 132D20501A | MK CARDIOLOGY 3RD FLR | Control Rm 1 | Life Support / High Risk | MKDHC_CE | MKDCREW1CE | 110 | 5 | 0 | 2015-12-01 | Canyons/Desert
13200-McKay-Dee Hospital Center | 20501 | Cardiovascular Lab | 13200-McKay-Dee Hospital Center | 20501-Cardiovascular Lab | 13200~000000016996 | 809407 | 15757597 | IHMKHSJMVA2 | 17-746 | Scanning Systems, Ultrasonic, | UltraSound | 2162 | ST JUDE MEDICAL INCORPORATED | OPTIS | 1 | 132D20501A | MK CARDIOLOGY 3RD FLR | Cath Lab Rm 2 | Life Support / High Risk | MKDHC_CE | MKDCREW1CE | 110 | 5 | 0 | 2015-12-01 | Canyons/Desert
14400-Utah Valley Hospital | 20501 | Cardiovascular Lab | 14400-Utah Valley Hospital | 20501-Cardiovascular Lab | 14400~000000014982 | 878914 | 15871594 |  | 17-746 | Scanning Systems, Ultrasonic, | UltraSound | 2351 | ST JUDE MEDICAL INCORPORATED | OPTIS | 1 | 144D20501A | UV CARDIOVASCULAR LAB | Lab 1 | Life Support / High Risk | UVH_CE | UVCREW6_CE | 105 | 5 | 0 | 2016-04-02 | Canyons/Desert
14400-Utah Valley Hospital | 20501 | Cardiovascular Lab | 14400-Utah Valley Hospital | 20501-Cardiovascular Lab | 14400~000000015045 |  | 16047565 |  | 17-746 | Scanning Systems, Ultrasonic, | UltraSound | 2352 | ST JUDE MEDICAL INCORPORATED | OPTIS | 1 | 144D20501A | UV CARDIOVASCULAR LAB | Unspecified | Life Support / High Risk | IES | ASP_GE | 104 | 5 | 0 | 2016-05-26 | Canyons/Desert
14400-Utah Valley Hospital | 20501 | Cardiovascular Lab | 14400-Utah Valley Hospital | 20501-Cardiovascular Lab | 14400~000000022828 | 875471 | 16047565 |  | 17-746 | Scanning Systems, Ultrasonic, | UltraSound | 2353 | ST JUDE MEDICAL INCORPORATED | OPTIS | 1 | 144D20501A | UV CARDIOVASCULAR LAB | Lab 2 | Life Support / High Risk | UVH_CE | UVCREW6_CE | 48 | 5 | 1 | 2021-01-06 | Canyons/Desert
11600-Alta View Hospital | 22104 | Operating Rooms | 11600-Alta View Hospital | 22104-Operating Rooms | 11600~000000005938 | 824201 | 5J1183 | IHAVHORTCA | 18-435 | Radiographic/Fluoroscopic Unit | XR / RF | 1434 | ORTHOSCAN INCORPORATED | ORTHOSCAN FD | 1 | 116D22104A | AV OPERATING ROOM | Unspecified | Life Support / High Risk | IES | ASP_GE | 85 | 7 | 0 | 2017-12-19 | Canyons/Desert
11800-American Fork Hospital | 22104 | Operating Rooms | 11300-Supply Chain Organization | 32213-Asset Recovery - SLC | 11800~000000001870 | 487902 | 5J0106 | IHAFHORTCA | 18-435 | Radiographic/Fluoroscopic Unit | XR / RF | 1438 | ORTHOSCAN INCORPORATED | ORTHOSCAN FD | 1 | 113D32213C | SC ASSET RECOVERY AIRPORT WHS | Received | Life Support / High Risk | IES | ASP_GE | 132 | 7 | 0 | 2014-01-07 | Canyons/Desert
12600-St George Regional Hospital | 22104 | Operating Rooms | 12600-St George Regional Hospital | 22104-Operating Rooms | 12600~000000015302 | 821248 | 5J1070 | IHDXHORTCA2 | 18-435 | Radiographic/Fluoroscopic Unit | XR / RF | 1464 | ORTHOSCAN INCORPORATED | ORTHOSCAN FD | 1 | 126D22104A | SG OPERATING ROOMS RR | Common Area | Life Support / High Risk | IES | ASP_GE | 90 | 7 | 0 | 2017-08-01 | Canyons/Desert
13000-Logan Regional Hospital | 20101 | Emergency Department | 13000-Logan Regional Hospital | 20101-Emergency Department | 13000~000000008272 | 846010 | 5K0220 | IHLRHORTCA3 | 18-435 | Radiographic/Fluoroscopic Unit | XR / RF | 1480 | ORTHOSCAN INCORPORATED | ORTHOSCAN FD | 1 | 130D20101A | LO EMERGENCY ROOM | Common Areas | Life Support / High Risk | IES | ASP_GE | 71 | 7 | 1 | 2019-02-13 | Canyons/Desert
13000-Logan Regional Hospital | 22104 | Operating Rooms | 13000-Logan Regional Hospital | 22104-Operating Rooms | 13000~000000006761 | 822175 | 5J0944 | IHLRHORTCA2 | 18-435 | Radiographic/Fluoroscopic Unit | XR / RF | 1485 | ORTHOSCAN INCORPORATED | ORTHOSCAN FD | 1 | 130D22104A | LO OPERATING ROOM | Standby O.R. | Life Support / High Risk | IES | ASP_GE | 87 | 7 | 0 | 2017-10-23 | Canyons/Desert
13400-Orem Community Hospital | 22001 | Same Day Surgery | 13400-Orem Community Hospital | 22104-Operating Rooms | 13400~000000001693 | 806026 | 5J0678 | IHOCHORTCA | 18-435 | Radiographic/Fluoroscopic Unit | XR / RF | 1500 | ORTHOSCAN INCORPORATED | ORTHOSCAN FD | 1 | 134D22104A | OR OPERATING ROOM | Or Rm 1 | Life Support / High Risk | IES | ASP_GE | 107 | 7 | 0 | 2016-02-02 | Canyons/Desert
14300-Park City Hospital | 22104 | Operating Rooms | 14300-Park City Hospital | 21101-Radiology | 14300~000000002252 | 839662 | 5J0302 | IHPCHORTCA6 | 18-435 | Radiographic/Fluoroscopic Unit | XR / RF | 1526 | ORTHOSCAN INCORPORATED | ORTHOSCAN FD | 1 | 143D21101A | PK XRAY RADIOLOGY | Unspecified | Life Support / High Risk | IES | ASP_GE | 116 | 5 | 0 | 2015-05-31 | Canyons/Desert
14300-Park City Hospital | 22104 | Operating Rooms | 14300-Park City Hospital | 22104-Operating Rooms | 14300~000000003315 | 850949 | 5K0336 | IHPCHORTCA7 | 18-435 | Radiographic/Fluoroscopic Unit | XR / RF | 1527 | ORTHOSCAN INCORPORATED | ORTHOSCAN FD | 1 | 143D22104A | PK OPERATING ROOM | Unspecified | Life Support / High Risk | IES | ASP_GE | 66 | 7 | 1 | 2019-07-13 | Canyons/Desert
14400-Utah Valley Hospital | 20101 | Emergency Department | 14400-Utah Valley Hospital | 20101-Emergency Department | 14400~000000016676 | 825628 | 5H0435 | IHUVHORTCA2 | 18-435 | Radiographic/Fluoroscopic Unit | XR / RF | 1529 | ORTHOSCAN INCORPORATED | ORTHOSCAN FD | 1 | 144D20101A | UV EMERGENCY ROOM | Common Areas | Life Support / High Risk | IES | ASP_GE | 85 | 7 | 0 | 2017-12-27 | Canyons/Desert
14400-Utah Valley Hospital | 22104 | Operating Rooms | 14400-Utah Valley Hospital | 22104-Operating Rooms | 14400~000000014484 | 821286 | 5J0597 | IHUVHORTCA1 | 18-435 | Radiographic/Fluoroscopic Unit | XR / RF | 1536 | ORTHOSCAN INCORPORATED | ORTHOSCAN FD | 1 | 144D22104A | UV OPERATING ROOM | Common Area | Life Support / High Risk | IES | ASP_GE | 110 | 7 | 0 | 2015-11-16 | Canyons/Desert
14800-Heber Valley Hospital | 22104 | Operating Rooms | 14800-Heber Valley Hospital | 22104-Operating Rooms | 14800~000000001390 | 814755 | 5J0875 | IHHVHORTCA2 | 18-435 | Radiographic/Fluoroscopic Unit | XR / RF | 1548 | ORTHOSCAN INCORPORATED | ORTHOSCAN FD | 1 | 148D22104A | HV OPERATING ROOM | Common Area | Life Support / High Risk | IES | ASP_GE | 98 | 5 | 0 | 2016-11-18 | Canyons/Desert
15400-Intermountain Medical Center | 22203 | Surgical Center | 15400-Intermountain Medical Center | 21101-Radiology | 15400~000000034823 | 854477 | 5K0378 | IHMCHORTCA | 18-435 | Radiographic/Fluoroscopic Unit | XR / RF | 1567 | ORTHOSCAN INCORPORATED | ORTHOSCAN FD | 1 | 154D21101A | IM RADIOLOGY ADMI OFFICE TLL1 | Unspecified | Life Support / High Risk | IES | ASP_GE | 64 | 10 | 5 | 2019-09-26 | Canyons/Desert
36700-St George Surgery Center LLC | 22203 | Surgical Center | 36700-St George Surgery Center LLC | 22203-Surgical Center | 36700~000000000188 | 821234 | 5J1069 |  | 18-435 | Radiographic/Fluoroscopic Unit | XR / RF | 1578 | ORTHOSCAN INCORPORATED | ORTHOSCAN FD | 1 | 367D22203A | ST GEORGE SURGERY CENTER | Unspecified | Life Support / High Risk | IES | ASP_GE | 31 | 2.1667 | 0 | 2022-06-08 | Canyons/Desert
38500-Provo Surgery Center | 22203 | Surgical Center | 38500-Provo Surgery Center | 22203-Surgical Center | 38500~000000000033 | 825452 | 5J1213 | IHUVHORTCA3 | 18-435 | Radiographic/Fluoroscopic Unit | XR / RF | 1585 | ORTHOSCAN INCORPORATED | ORTHOSCAN FD | 1 | 385D22203A | PVASC SURGICAL CENTER | Unspecified | Life Support / High Risk | UVH_CE | UVCREW2_CE | 14 | 5 | 4 | 2023-11-30 | Canyons/Desert
40000-Intermountain Medical Group | 74026 | Southwest Ortho and Sports Med | 40000-Intermountain Medical Group | 74026-Southwest Ortho and Sports Med | 40000~000000021160 | 819528 | 5J1059 | IHSWCORTCA | 18-435 | Radiographic/Fluoroscopic Unit | XR / RF | 1594 | ORTHOSCAN INCORPORATED | ORTHOSCAN FD | 1 | 400D74026A | MG SW ORTHO SPORTS MED STE 120 | Unspecified | Life Support / High Risk | IES | ASP_GE | 90 | 7 | 0 | 2017-07-07 | Canyons/Desert
12200-Cassia Regional Hospital | 22104 | Operating Rooms | 12200-Cassia Regional Hospital | 22104-Operating Rooms | 12200~000000000477 | 441959 | 5F0109 | IHCRHORTCA | 18-435 | Radiographic/Fluoroscopic Unit | XR / RF | 1450 | ORTHOSCAN INCORPORATED | ORTHOSCAN HD | 1 | 122D22104A | CA OR CPM EXPENSE | Surgery | Life Support / High Risk | IES | ASP_GE | 170 | 5 | 0 | 2010-12-01 | Canyons/Desert
12900-Layton Hospital | 35036 | Field Logistics | 12900-Layton Hospital | 21101-Radiology | 12900~000000001254 | 834626 | 5J1323 | IHLYHORTCA2 | 18-435 | Radiographic/Fluoroscopic Unit | XR / RF | 1477 | ORTHOSCAN INCORPORATED | ORTHOSCAN HD | 1 | 129D21101A | LA RADIOLOGY | Common Area | Life Support / High Risk | IES | ASP_GE | 78 | 7 | 1 | 2018-08-01 | Canyons/Desert
12900-Layton Hospital | 35036 | Field Logistics | 12900-Layton Hospital | 35036-Field Logistics | 12900~000000001255 | 834625 | 5J1322 | IHLYHORTCA1 | 18-435 | Radiographic/Fluoroscopic Unit | XR / RF | 1478 | ORTHOSCAN INCORPORATED | ORTHOSCAN HD | 1 | 129D35036A | LA MATERIALS MANAGEMENT | Unspecified | Life Support / High Risk | IES | ASP_GE | 78 | 7 | 1 | 2018-08-01 | Canyons/Desert
13000-Logan Regional Hospital | 21101 | Radiology | 13000-Logan Regional Hospital | 28819-Physical Ther -Utah State Univ | 13000~000000013269 | 408973 | 5E0837 | IHRVHORTCA2 | 18-435 | Radiographic/Fluoroscopic Unit | XR / RF | 1482 | ORTHOSCAN INCORPORATED | ORTHOSCAN HD | 1 | 130D28819A | LO PT USU 1ST FLR | USU Physical Therapy | Life Support / High Risk | IES | ASP_GE | 180 | 5 | 0 | 2010-01-27 | Canyons/Desert
13000-Logan Regional Hospital | 22104 | Operating Rooms | 13000-Logan Regional Hospital | 22104-Operating Rooms | 13000~000000002601 | 447618 | 5F0136 | IHLRHORTCA1 | 18-435 | Radiographic/Fluoroscopic Unit | XR / RF | 1483 | ORTHOSCAN INCORPORATED | ORTHOSCAN HD | 1 | 130D22104A | LO OPERATING ROOM | Common Areas | Life Support / High Risk | IES | ASP_GE | 166 | 5 | 0 | 2011-03-21 | Canyons/Desert
13800-Primary Childrens Hospital | 22104 | Operating Rooms | 13800-Primary Childrens Hospital | 22104-Operating Rooms | 13800~000000007473 | 426014 | 5E0959 | IHPCHORTCA3 | 18-435 | Radiographic/Fluoroscopic Unit | XR / RF | 1509 | ORTHOSCAN INCORPORATED | ORTHOSCAN HD | 1 | 138D22104A | PC OR L2 | OR Equipment Store Room | Life Support / High Risk | IES | ASP_GE | 175 | 5 | 0 | 2010-07-01 | Canyons/Desert
13900-Riverton Hospital | 22104 | Operating Rooms | 13900-Riverton Hospital | 22104-Operating Rooms | 13900~000000008577 | 902084 | U0154 |  | 18-435 | Radiographic/Fluoroscopic Unit | XR / RF | 1515 | ORTHOSCAN INCORPORATED | ORTHOSCAN HD | 1 | 139D22104A | RV OPERATING ROOM | Unspecified | Life Support / High Risk | IES | ASP_ORTHOS | 26 | 7 | 5 | 2022-11-30 | Canyons/Desert
14100-Spanish Fork Hospital | 22104 | Operating Rooms | 14100-Spanish Fork Hospital | 22104-Operating Rooms | 14100~000000002485 | 879236 | SP0299 |  | 18-435 | Radiographic/Fluoroscopic Unit | XR / RF | 1518 | ORTHOSCAN INCORPORATED | ORTHOSCAN HD | 1 | 141D22104A | SF OPERATING ROOMS | Common Area | Life Support / High Risk | IES | ASP_GE | 46 | 5 | 1 | 2021-03-15 | Canyons/Desert
14100-Spanish Fork Hospital | 22104 | Operating Rooms | 14100-Spanish Fork Hospital | 22104-Operating Rooms | 14100~000000002486 | 879237 | SR0168 |  | 18-435 | Radiographic/Fluoroscopic Unit | XR / RF | 1519 | ORTHOSCAN INCORPORATED | ORTHOSCAN HD | 1 | 141D22104A | SF OPERATING ROOMS | Common Area | Life Support / High Risk | IES | ASP_GE | 46 | 5 | 1 | 2021-03-15 | Canyons/Desert
14300-Park City Hospital | 21101 | Radiology | 14300-Park City Hospital | 21101-Radiology | 14300~000000001292 | 440402 | 5F0104 | IHPCHORTCA5 | 18-435 | Radiographic/Fluoroscopic Unit | XR / RF | 1525 | ORTHOSCAN INCORPORATED | ORTHOSCAN HD | 1 | 143D21101A | PK XRAY RADIOLOGY | Radiol Operating Rooms | Life Support / High Risk | IES | ASP_GE | 169 | 5 | 0 | 2010-12-13 | Canyons/Desert
14400-Utah Valley Hospital | 22104 | Operating Rooms | 14400-Utah Valley Hospital | 22104-Operating Rooms | 14400~000000024000 | 893539 | SR0266 |  | 18-435 | Radiographic/Fluoroscopic Unit | XR / RF | 1539 | ORTHOSCAN INCORPORATED | ORTHOSCAN HD | 1 | 144D22104A | UV OPERATING ROOM | Unspecified | Life Support / High Risk | IES | ASP_ORTHOS | 33 | 7 | 4 | 2022-04-22 | Canyons/Desert
14400-Utah Valley Hospital | 22104 | Operating Rooms | 14400-Utah Valley Hospital | 22104-Operating Rooms | 14400~000000025392 | 903860 | CL2709TA21380036 |  | 18-435 | Radiographic/Fluoroscopic Unit | XR / RF | 1540 | ORTHOSCAN INCORPORATED | ORTHOSCAN HD | 1 | 144D22104A | UV OPERATING ROOM | Unspecified | Life Support / High Risk | IES | ASP_GE | 24 | 5 | 3 | 2023-01-04 | Canyons/Desert
14600-Cedar City Hospital | 22104 | Operating Rooms | 14600-Cedar City Hospital | 22104-Operating Rooms | 14600~000000003547 | 884720 | 5P0388 | IHCCHORTCA1 | 18-435 | Radiographic/Fluoroscopic Unit | XR / RF | 1545 | ORTHOSCAN INCORPORATED | ORTHOSCAN HD | 1 | 146D22104A | CC OPERATING ROOM | Hall | Life Support / High Risk | IES | ASP_GE | 42 | 7 | 4 | 2021-07-30 | Canyons/Desert
14800-Heber Valley Hospital | 22104 | Operating Rooms | 14800-Heber Valley Hospital | 22104-Operating Rooms | 14800~000000000177 | 577367 | 5J0138 | IHHVHORTCA1 | 18-435 | Radiographic/Fluoroscopic Unit | XR / RF | 1547 | ORTHOSCAN INCORPORATED | ORTHOSCAN HD | 1 | 148D22104A | HV OPERATING ROOM | Common Area | Life Support / High Risk | IES | ASP_GE | 131 | 5 | 0 | 2014-02-11 | Canyons/Desert
11600-Alta View Hospital | 20101 | Emergency Department | 11600-Alta View Hospital | 20101-Emergency Department | 11600~000000009662 | 913235 | 5P0181 |  | 18-435 | Radiographic/Fluoroscopic Unit | XR / RF | 1428 | ORTHOSCAN INCORPORATED | ORTHOSCAN TAU | 1 | 116D20101A | AV EMERGENCY ROOM | Nurse Station | Non Life Support | IES | ASP_GE | 15 | 5 | 4 | 2023-10-12 | Canyons/Desert
11600-Alta View Hospital | 20101 | Emergency Department | 11600-Alta View Hospital | 22104-Operating Rooms | 11600~000000008102 | 869459 | 5P0182 | IHAVHORTCA2 | 18-435 | Radiographic/Fluoroscopic Unit | XR / RF | 1429 | ORTHOSCAN INCORPORATED | ORTHOSCAN TAU | 1 | 116D22104A | AV OPERATING ROOM | OR Common Area | Non Life Support | IES | ASP_GE | 55 | 7 | 2 | 2020-06-12 | Canyons/Desert
11600-Alta View Hospital | 22104 | Operating Rooms | 11600-Alta View Hospital | 22104-Operating Rooms | 11600~000000008073 | 883284 | 5P0179 |  | 18-435 | Radiographic/Fluoroscopic Unit | XR / RF | 1435 | ORTHOSCAN INCORPORATED | ORTHOSCAN TAU | 1 | 116D22104A | AV OPERATING ROOM | Unspecified | Non Life Support | IES | ASP_GE | 55 | 7 | 2 | 2020-06-05 | Canyons/Desert
12200-Cassia Regional Hospital | 22104 | Operating Rooms | 12200-Cassia Regional Hospital | 22104-Operating Rooms | 12200~000000003726 | 909944 | 5U0241 | IHCRHORTCA2 | 18-435 | Radiographic/Fluoroscopic Unit | XR / RF | 1451 | ORTHOSCAN INCORPORATED | ORTHOSCAN TAU | 1 | 122D22104A | CA OR CPM EXPENSE | Unspecified | Non Life Support | IES | ASP_ORTHOS | 19 | 5 | 3 | 2023-06-28 | Canyons/Desert
12600-St George Regional Hospital | 22104 | Operating Rooms | 12600-St George Regional Hospital | 22104-Operating Rooms | 12600~000000025101 | 884403 | 5P0384 | IHDXHORTCA3 | 18-435 | Radiographic/Fluoroscopic Unit | XR / RF | 1465 | ORTHOSCAN INCORPORATED | ORTHOSCAN TAU | 1 | 126D22104A | SG OPERATING ROOMS RR | Operating Rm | Non Life Support | IES | ASP_ORTHOS | 42 | 5 | 2 | 2021-07-19 | Canyons/Desert
12900-Layton Hospital | 20101 | Emergency Department | 12900-Layton Hospital | 20101-Emergency Department | 12900~000000005158 | 894507 | SP0498 | IHLYHORTCA3 | 18-435 | Radiographic/Fluoroscopic Unit | XR / RF | 1473 | ORTHOSCAN INCORPORATED | ORTHOSCAN TAU | 1 | 129D20101A | LA EMERGENCY ROOM | CORE | Non Life Support | IES | ASP_ORTHOS | 34 | 5 | 2 | 2022-03-17 | Canyons/Desert
13200-McKay-Dee Hospital Center | 22104 | Operating Rooms | 13200-McKay-Dee Hospital Center | 22104-Operating Rooms | 13200~000000026036 | 908519 | SV0147 |  | 18-435 | Radiographic/Fluoroscopic Unit | XR / RF | 1496 | ORTHOSCAN INCORPORATED | ORTHOSCAN TAU | 1 | 132D22104A | MK OPERATING ROOM L2 | Unspecified | Non Life Support | MKDHC_CE | MKDCREW5CE | 20 | 5 | 3 | 2023-05-12 | Canyons/Desert
13400-Orem Community Hospital | 22104 | Operating Rooms | 13400-Orem Community Hospital | 22001-Same Day Surgery | 13400~000000002199 | 869465 | 5P0203 | IHOCHORTCA2 | 18-435 | Radiographic/Fluoroscopic Unit | XR / RF | 1501 | ORTHOSCAN INCORPORATED | ORTHOSCAN TAU | 1 | 134D22001A | OR SAME DAY SURGERY | Common Areas | Non Life Support | IES | ASP_GE | 53 | 7 | 3 | 2020-08-04 | Canyons/Desert
13800-Primary Childrens Hospital | 21101 | Radiology | 13800-Primary Childrens Hospital | 21001-Imaging Administration | 13800~000000029609 | 879163 | 5P0243 | IHPCHORTCA10 | 18-435 | Radiographic/Fluoroscopic Unit | XR / RF | 1502 | ORTHOSCAN INCORPORATED | ORTHOSCAN TAU | 1 | 138D21001A | PC IMAGING L1 | Unspecified | Non Life Support | IES | ASP_GE | 50 | 5 | 1 | 2020-11-18 | Canyons/Desert
13900-Riverton Hospital | 20101 | Emergency Department | 13900-Riverton Hospital | 20101-Emergency Department | 13900~000000007341 | 880156 | 5P0209 | IHRVHORTCA3 | 18-435 | Radiographic/Fluoroscopic Unit | XR / RF | 1513 | ORTHOSCAN INCORPORATED | ORTHOSCAN TAU | 1 | 139D20101A | RV EMERGENCY ROOM | Equipment Rm (North) | Non Life Support | CESS | CESS_ALL | 47 | 7 | 3 | 2021-02-19 | Canyons/Desert
13900-Riverton Hospital | 22104 | Operating Rooms | 13900-Riverton Hospital | 22104-Operating Rooms | 13900~000000008685 | 913167 | SU0154 | IHRVHORTCA4 | 18-435 | Radiographic/Fluoroscopic Unit | XR / RF | 1516 | ORTHOSCAN INCORPORATED | ORTHOSCAN TAU | 1 | 139D22104A | RV OPERATING ROOM | Unspecified | Non Life Support | IES | ASP_GE | 26 | 5 | 3 | 2022-11-18 | Canyons/Desert
14200-Sevier Valley Hospital | 21101 | Radiology | 14200-Sevier Valley Hospital | 21101-Radiology | 14200~000000001788 |  | 5P0297 |  | 18-435 | Radiographic/Fluoroscopic Unit | XR / RF | 1520 | ORTHOSCAN INCORPORATED | ORTHOSCAN TAU | 1 | 142D21101A | SV RADIOLOGY | Unspecified | Non Life Support |  |  | 48 | 5 | 1 | 2021-01-26 | Canyons/Desert
15400-Intermountain Medical Center | 22104 | Operating Rooms | 15400-Intermountain Medical Center | 22104-Operating Rooms | 15400~000000041213 | 908488 | 5073100MINC2 |  | 18-435 | Radiographic/Fluoroscopic Unit | XR / RF | 1564 | ORTHOSCAN INCORPORATED | ORTHOSCAN TAU | 1 | 154D22104A | IM OPERATING ROOM TL2 | North Equiptment Room | Non Life Support | IES | ASP_GE | 21 | 5 | 3 | 2023-04-19 | Canyons/Desert
15400-Intermountain Medical Center | 22104 | Operating Rooms | 15400-Intermountain Medical Center | 22104-Operating Rooms | 15400~000000041214 | 908487 | 5073100MINC1 |  | 18-435 | Radiographic/Fluoroscopic Unit | XR / RF | 1565 | ORTHOSCAN INCORPORATED | ORTHOSCAN TAU | 1 | 154D22104A | IM OPERATING ROOM TL2 | North Equiptment Room | Non Life Support | IES | ASP_GE | 21 | 5 | 3 | 2023-04-19 | Canyons/Desert
36900-Logan Surgery Center LLC | 22203 | Surgical Center | 36900-Logan Surgery Center LLC | 22203-Surgical Center | 36900~000000000370 | 891085 | SP0438 |  | 18-435 | Radiographic/Fluoroscopic Unit | XR / RF | 1579 | ORTHOSCAN INCORPORATED | ORTHOSCAN TAU | 1 | 369D22203A | LS LOGAN SURGERY CENTER | OR3 | Non Life Support | IES | ASP_ORTHOS | 2 | 5 | 5 | 2024-11-14 | Canyons/Desert
38500-Provo Surgery Center | 22203 | Surgical Center | 38500-Provo Surgery Center | 22203-Surgical Center | 38500~000000000002 | 905181 | SV0114 |  | 18-435 | Radiographic/Fluoroscopic Unit | XR / RF | 1583 | ORTHOSCAN INCORPORATED | ORTHOSCAN TAU | 1 | 385D22203A | PVASC SURGICAL CENTER | Unspecified | Non Life Support | IES | ASP_GE | 23 | 5 | 3 | 2023-02-07 | Canyons/Desert
38700-Murray Surgery Center | 22203 | Surgical Center | 38700-Murray Surgery Center | 22203-Surgical Center | 38700~000000000308 | 883291 | 5P0178 |  | 18-435 | Radiographic/Fluoroscopic Unit | XR / RF | 1588 | ORTHOSCAN INCORPORATED | ORTHOSCAN TAU | 1 | 387D22203A | MUASC MURRAY AMB SURGICAL CNTR | Unspecified | Non Life Support | IES | ASP_GE | 4 | 5 | 5 | 2024-09-23 | Canyons/Desert
12800-LDS Hospital | 21101 | Radiology | 12800-LDS Hospital | 21101-Radiology | 12800~000000008279 | 241668 | 026H396F | 10159750 | 98-179 | Computers, Server, Pac'S | Computer | 79 | AGFA CORPORATION | OS 3000 SUN 5502 | 1 | 128D21101A | LD RADIOLOGY L1 | Radiol L1 Common Area | Run to Fail |  |  | 250 | 5 | 0 | 2004-03-22 | Canyons/Desert
14400-Utah Valley Hospital | 21101 | Radiology | 14400-Utah Valley Hospital | 21101-Radiology | 14400~000000011272 | 238081 | 047V003B | 10161624 | 98-179 | Computers, Server, Pac'S | Computer | 83 | AGFA CORPORATION | OS 3000 SUN 5502 | 1 | 144D21101A | UV RADIOLOGY | Data Center | Run to Fail | IES | ASP_GE | 252 | 5 | 0 | 2004-01-23 | Canyons/Desert
12800-LDS Hospital | 42799 | Depreciation and Amortization | 12800-LDS Hospital | 10031-Intensive Care Med-Surg | 12800~000000008617 | 172639 | 01M8G6 |  | 14-121 | Transducers, Ultrasonic | Transducers | 3392 | SONOSITE INCORPORATED | P01343-01 | 1 | 128D10031A | LD INTENSIVE CARE MED SURG L6 | E6 MSICU Spare | Run to Fail | IES | ASP_GE | 290 | 5 | 0 | 2000-11-27 | Canyons/Desert
14400-Utah Valley Hospital | 12002 | Newborn Intensive Care Unit | 14400-Utah Valley Hospital | 12002-Newborn Intensive Care Unit | 14400~000000016566 | 822882 | 03YL0B |  | 14-121 | Transducers, Ultrasonic | Transducers | 3628 | FUJIFILM | P10X/8-4 MHZ TRANSDUCER | 1 | 144D12002A | UV NICU INTENSIVE CARE NURSERY | Unspecified | Run to Fail | CESS | CESS_CREW3 | 86 | 5 | 0 | 2017-11-17 | Canyons/Desert
11600-Alta View Hospital | 20101 | Emergency Department | 11600-Alta View Hospital | 20101-Emergency Department | 11600~000000006038 | 747568 | 04G6WB |  | 14-121 | Transducers, Ultrasonic | Transducers | 3315 | SONOSITE INCORPORATED | P21/5-1 | 1 | 116D20101A | AV EMERGENCY ROOM | Emergency | Run to Fail | CESS | CESS_CREW3 | 77 | 5 | 0 | 2018-08-27 | Canyons/Desert
12800-LDS Hospital | 20101 | Emergency Department | 12800-LDS Hospital | 20101-Emergency Department | 12800~000000013148 | 823046 | 03Y3P8 |  | 14-121 | Transducers, Ultrasonic | Transducers | 3384 | SONOSITE INCORPORATED | P21/5-1 | 1 | 128D20101A | LD EMERGENCY ROOM L1 | Unspecified | Run to Fail | CESS | CESS_CREW3 | 86 | 5 | 0 | 2017-11-24 | Canyons/Desert
13200-McKay-Dee Hospital Center | 20101 | Emergency Department | 13200-McKay-Dee Hospital Center | 20101-Emergency Department | 13200~000000014920 | 587417 | 03Y6FK |  | 14-121 | Transducers, Ultrasonic | Transducers | 3430 | SONOSITE INCORPORATED | P21/5-1 | 1 | 132D20101A | MK ER 1ST FLR | Common Area | Run to Fail | CESS | CESS_CREW3 | 127 | 5 | 0 | 2014-06-03 | Canyons/Desert
14000-Sanpete Valley Hospital | 20101 | Emergency Department | 14000-Sanpete Valley Hospital | 20101-Emergency Department | 14000~000000000929 | 840267 | 042F8L |  | 14-121 | Transducers, Ultrasonic | Transducers | 3606 | SONOSITE INCORPORATED | P21/5-1 | 1 | 140D20101A | SP EMERGENCY ROOM | Common Areas | Run to Fail | CESS | CESS_CREW3 | 74 | 5 | 0 | 2018-11-19 | Canyons/Desert
15400-Intermountain Medical Center | 20101 | Emergency Department | 15400-Intermountain Medical Center | 20101-Emergency Department | 15400~000000030458 | 824044 | 03Y5TH |  | 14-121 | Transducers, Ultrasonic | Transducers | 3666 | SONOSITE INCORPORATED | P21/5-1 | 1 | 154D20101A | IM EMERGENCY ROOM TLL1 | Unspecified | Run to Fail | CESS | CESS_CREW3 | 126 | 5 | 0 | 2014-07-31 | Canyons/Desert
15400-Intermountain Medical Center | 20101 | Emergency Department | 15400-Intermountain Medical Center | 20101-Emergency Department | 15400~000000030459 | 824045 | 03Y4MJ |  | 14-121 | Transducers, Ultrasonic | Transducers | 3667 | SONOSITE INCORPORATED | P21/5-1 | 1 | 154D20101A | IM EMERGENCY ROOM TLL1 | Unspecified | Run to Fail | CESS | CESS_CREW3 | 127 | 5 | 0 | 2014-07-01 | Canyons/Desert
15400-Intermountain Medical Center | 20101 | Emergency Department | 15400-Intermountain Medical Center | 20101-Emergency Department | 15400~000000033857 | 749002 | 04M48P |  | 14-121 | Transducers, Ultrasonic | Transducers | 3669 | SONOSITE INCORPORATED | P21/5-1 | 1 | 154D20101A | IM EMERGENCY ROOM TLL1 | Unspecified | Run to Fail | CESS | CESS_CREW3 | 66 | 5 | 0 | 2019-07-16 | Canyons/Desert
12600-St George Regional Hospital | 28102 | Infusion Therapy - Oncology | 12600-St George Regional Hospital | 28102-Infusion Therapy - Oncology | 12600~000000011540 | 487674 | 011737 | E311416 | 17-508 | Printers, Video | Printers, Video | 780 | MITSUBISHI | P91W(A) | 1 | 126D28102A | SG INFUSION THERAPY ONC | CancerSrvcs Common Area | Run to Fail | IES | ASP_GE | 156 | 5 | 0 | 2012-01-10 | Canyons/Desert
13200-McKay-Dee Hospital Center | 70006 | Family Practice Clinic | 13200-McKay-Dee Hospital Center | 70006-Family Practice Clinic | 13200~000000005465 | 518372 | 0005462 |  | 99-086 | Printers, Thermal | Printers, Thermal | 774 | MITSUBISHI | P95 | 1 | 132D70006A | MK PORTER FAMILY MED LA | FP Clinic Procedure Room | Run to Fail | IES | ASP_GE | 147 | 5 | 0 | 2012-10-03 | Canyons/Desert
36400-McKay-Dee Surgical Center LLC | 22203 | Surgical Center | 36400-McKay-Dee Surgical Center LLC | 22203-Surgical Center | 36400~000000000231 | 511528 | 0004251 |  | 99-086 | Printers, Thermal | Printers, Thermal | 775 | MITSUBISHI | P95 | 1 | 364D22203A | MS SC SURGICAL CENTER | Common Area | Run to Fail | IES | ASP_GE | 149 | 5 | 0 | 2012-08-02 | Canyons/Desert
13800-Primary Childrens Hospital | 21201 | Magnetic Res Imaging - MRI | 13800-Primary Childrens Hospital | 21201-Magnetic Res Imaging - MRI | 13800~000000018752 | 375665 | 368COIL | 368COIL | 17-542 | Surface Coils, Magnetic Resona | Surface Coils, Magnetic Resona | 3071 | USA INSTRUMENTS | PA SHOULDER | 1 | 138D21201A | PC MRI L1 | Data Closet 1E.300 | Run to Fail | IES | ASP_GE | 191 | 5 | 0 | 2009-02-17 | Canyons/Desert
13800-Primary Childrens Hospital | 21201 | Magnetic Res Imaging - MRI | 13800-Primary Childrens Hospital | 21201-Magnetic Res Imaging - MRI | 13800~000000018758 | 375675 | 7623 | 7623COIL | 17-542 | Surface Coils, Magnetic Resona | Surface Coils, Magnetic Resona | 3077 | USA INSTRUMENTS | PA SHOULDER | 1 | 138D21201A | PC MRI L1 | Data Closet 1E.300 | Run to Fail | IES | ASP_GE | 191 | 5 | 0 | 2009-02-17 | Canyons/Desert
14400-Utah Valley Hospital | 21101 | Radiology | 14400-Utah Valley Hospital | 21201-Magnetic Res Imaging - MRI | 14400~000000012541 | 408971 | SPAP0550COIL | SPAP0550COIL | 17-542 | Surface Coils, Magnetic Resona | Surface Coils, Magnetic Resona | 3085 | USA INSTRUMENTS | PA SHOULDER | 1 | 144D21201A | UV MRI | Mr 2 Rm 22 | Run to Fail | IES | ASP_GE | 180 | 5 | 0 | 2010-01-22 | Canyons/Desert
13800-Primary Childrens Hospital | 21201 | Magnetic Res Imaging - MRI | 13800-Primary Childrens Hospital | 21201-Magnetic Res Imaging - MRI | 13800~000000018757 | 375673 | 390 | 390COIL | 17-542 | Surface Coils, Magnetic Resona | Surface Coils, Magnetic Resona | 3076 | USA INSTRUMENTS | PA SPINE | 1 | 138D21201A | PC MRI L1 | Data Closet 1E.300 | Run to Fail | IES | ASP_GE | 191 | 5 | 0 | 2009-02-17 | Canyons/Desert
14300-Park City Hospital | 11503 | Medical and Surgical Nursing | 14300-Park City Hospital | 11503-Medical and Surgical Nursing | 14300~000000003226 | 843213 | BS/18090012 |  | 15-976 | Scanning Systems, Ultrasonic, | UltraSound | 2318 | CARESONO TECHNOLOGY | PADSCAN HD-5 | 1 | 143D11503A | PK MEDICAL SURGICAL NSG | 211 Patient Rm | Non Life Support | PKMC_CE | PKCREW2_CE | 72 | 5 | 0 | 2019-01-04 | Canyons/Desert
15400-Intermountain Medical Center | 11518 | Medical and Neurology Nursing | 15400-Intermountain Medical Center | 11518-Medical and Neurology Nursing | 15400~000000032454 |  |  |  | 15-976 | Scanning Systems, Ultrasonic, | UltraSound | 2459 | CARESONO TECHNOLOGY | PADSCAN HD-5 | 1 | 154D11518A | IM MEDICAL NEURO NSG T14 | Unspecified | Non Life Support |  |  | 74 | 5 | 0 | 2018-11-19 | Canyons/Desert
13800-Primary Childrens Hospital | 24016 | Laboratory Anatomic Pathology | 13800-Primary Childrens Hospital | 32317-Plant Operation | 13800~000000021615 | 801318 | 2327A40161 | IHPCHFAXXR | 17-166 | Radiographic Units, Specimen | X-Ray Other | 1281 | FAXITRON BIOPTICS | PATHVISION | 1 | 138D32317A | PC ENGINEERING 1ST FLR E | Unspecified | Life Support / High Risk | IES | ASP_GE | 117 | 7 | 0 | 2015-04-03 | Canyons/Desert
11600-Alta View Hospital | 22104 | Operating Rooms | 11600-Alta View Hospital | 22203-Surgical Center | 11600~000000001743 | 308707 | 21160 |  | 15-938 | X-Ray Film Processors, Automat | X-Ray Film Processors, Automat | 3863 | AIR TECHNIQUES INCORPORATED | PERI-PRO III | 1 | 116D22203A | AV SPECIALTY CTR CP | OR Common Area | Non Life Support | IES | ASP_GE | 216 | 5 | 0 | 2007-01-30 | Canyons/Desert
14200-Sevier Valley Hospital | 22104 | Operating Rooms | 14200-Sevier Valley Hospital | 22104-Operating Rooms | 14200~000000001063 | 813848 | 008500 |  | 15-938 | X-Ray Film Processors, Automat | X-Ray Film Processors, Automat | 3867 | AIR TECHNIQUES INCORPORATED | PERI-PRO III | 1 | 142D22104A | SV OPERATING ROOM | Sub Sterile Room | Non Life Support | UVH_CE | UVCREW4_CE | 98 | 5 | 0 | 2016-11-15 | Canyons/Desert
13200-McKay-Dee Hospital Center | 21801 | Nuclear Medicine | 13200-McKay-Dee Hospital Center | 21101-Radiology | 13200~000000002160 | 545749 | N/A |  | 98-177 | Computers, Workstation, Pac'S | Computer | 156 | HERMES MEDICAL SOLUTIONS INC | PET VIEWER | 1 | 132D21101A | MK RADIOLOGY 1ST FLR | Reading Rm 1 | Not Tracked |  |  | 154 | 5 | 0 | 2012-03-08 | Canyons/Desert
14000-Sanpete Valley Hospital | 21101 | Radiology | 14000-Sanpete Valley Hospital | 21101-Radiology | 14000~000000000463 | 490623 | 31104305 | E247786 | 14-121 | Transducers, Ultrasonic | Transducers | 3610 | SIEMENS HEALTHCARE | PH4-1 | 1 | 140D21101A | SP RADIOLOGY | Radiology | Run to Fail | IES | ASP_GE | 156 | 5 | 0 | 2012-01-23 | Canyons/Desert
12000-Bear River Valley Hospital | 21101 | Radiology | 12000-Bear River Valley Hospital | 21101-Radiology | 12000~000000000964 | 557448 | 052915L |  | 12-097 | Immobilizers, Infant | Immobilizers, Infant | 361 | MODERN WAY IMMOBILIZERS INCORPORATED | PIGG-O STAT | 1 | 120D21101A | BR RADIOLOGY | Radiology | Not Tracked | IES | ASP_GE | 156 | 5 | 0 | 2012-01-10 | Canyons/Desert
12800-LDS Hospital | 40025 | Administrative Office | 40000-Intermountain Medical Group | 72015-Taylorsville Instacare | 12800~000000009133 | 174777 | 020501 |  | 12-097 | Immobilizers, Infant | Immobilizers, Infant | 362 | MODERN WAY IMMOBILIZERS INCORPORATED | PIGG-O STAT | 1 | 400D72015A | MG TAYLORSVILLE INSTACARE | Radiol Common Area | Not Tracked | IES | ASP_GE | 285 | 5 | 0 | 2001-04-12 | Canyons/Desert
13200-McKay-Dee Hospital Center | 21101 | Radiology | 13200-McKay-Dee Hospital Center | 21101-Radiology | 13200~000000004237 | 250704 | 062904L |  | 12-097 | Immobilizers, Infant | Immobilizers, Infant | 363 | MODERN WAY IMMOBILIZERS INCORPORATED | PIGG-O STAT | 1 | 132D21101A | MK RADIOLOGY 1ST FLR | Common Area | Not Tracked |  |  | 246 | 10 | 0 | 2004-08-01 | Canyons/Desert
13900-Riverton Hospital | 21101 | Radiology | 13900-Riverton Hospital | 21101-Radiology | 13900~000000003933 | 516822 | 091709L |  | 12-097 | Immobilizers, Infant | Immobilizers, Infant | 364 | MODERN WAY IMMOBILIZERS INCORPORATED | PIGG-O STAT | 1 | 139D21101A | RV RADIOLOGY | Common Area | Not Tracked | IES | ASP_GE | 148 | 5 | 0 | 2012-09-24 | Canyons/Desert
15400-Intermountain Medical Center | 21101 | Radiology | 15400-Intermountain Medical Center | 21101-Radiology | 15400~000000014628 | 393627 | 040398 |  | 12-097 | Immobilizers, Infant | Immobilizers, Infant | 366 | MODERN WAY IMMOBILIZERS INCORPORATED | PIGG-O STAT | 1 | 154D21101A | IM RADIOLOGY ADMI OFFICE TLL1 | Bldg C LL1 Radiol Common Area | Not Tracked |  |  | 183 | 5 | 0 | 2009-10-08 | Canyons/Desert
40000-Intermountain Medical Group | 72013 | Cottonwood Instacare | 40000-Intermountain Medical Group | 72013-Cottonwood Instacare | 40000~000000004746 | 383992 | 020609L |  | 12-097 | Immobilizers, Infant | Immobilizers, Infant | 367 | MODERN WAY IMMOBILIZERS INCORPORATED | PIGG-O STAT | 1 | 400D72013A | MG COTTONWOOD INSTACARE | Murray Instacare Radiol | Not Tracked |  |  | 190 | 7 | 0 | 2009-04-01 | Canyons/Desert
40000-Intermountain Medical Group | 72015 | Taylorsville Instacare | 40000-Intermountain Medical Group | 72015-Taylorsville Instacare | 40000~000000004310 | 417649 | UNKNOWN |  | 12-097 | Immobilizers, Infant | Immobilizers, Infant | 368 | MODERN WAY IMMOBILIZERS INCORPORATED | PIGG-O STAT | 1 | 400D72015A | MG TAYLORSVILLE INSTACARE | Radiol Xray Room 2 | Not Tracked |  |  | 206 | 7 | 0 | 2007-11-15 | Canyons/Desert
40000-Intermountain Medical Group | 72016 | Southridge Instacare | 40000-Intermountain Medical Group | 72016-Southridge Instacare | 40000~000000011696 | 400793 | 102705L |  | 12-097 | Immobilizers, Infant | Immobilizers, Infant | 369 | MODERN WAY IMMOBILIZERS INCORPORATED | PIGG-O STAT | 1 | 400D72016A | MG SOUTHRIDGE INSTACARE | Radiology | Not Tracked | IES | ASP_GE | 183 | 5 | 0 | 2009-10-28 | Canyons/Desert
40000-Intermountain Medical Group | 72020 | Tooele Instacare | 40000-Intermountain Medical Group | 72020-Tooele Instacare | 40000~000000005687 | 454305 | 030311L |  | 12-097 | Immobilizers, Infant | Immobilizers, Infant | 370 | MODERN WAY IMMOBILIZERS INCORPORATED | PIGG-O STAT | 1 | 400D72020A | MG TOOELE INSTACARE | Common Area | Not Tracked | IES | ASP_GE | 164 | 5 | 0 | 2011-05-05 | Canyons/Desert
40000-Intermountain Medical Group | 73024 | Syracuse Clinic | 40000-Intermountain Medical Group | 73024-Syracuse Clinic | 40000~000000004899 | 389911 | 052709L |  | 12-097 | Immobilizers, Infant | Immobilizers, Infant | 371 | MODERN WAY IMMOBILIZERS INCORPORATED | PIGG-O STAT | 1 | 400D73024A | MG SYRACUSE CLINIC | Radiology | Not Tracked |  |  | 187 | 7 | 0 | 2009-07-01 | Canyons/Desert
40000-Intermountain Medical Group | 73044 | Taylorsville Clinic | 40000-Intermountain Medical Group | 72015-Taylorsville Instacare | 40000~000000008534 | 341619 | 101707L |  | 12-097 | Immobilizers, Infant | Immobilizers, Infant | 372 | MODERN WAY IMMOBILIZERS INCORPORATED | PIGG-O STAT | 1 | 400D72015A | MG TAYLORSVILLE INSTACARE | Radiol Xray Room 1 | Not Tracked | IES | ASP_GE | 206 | 5 | 0 | 2007-11-19 | Canyons/Desert
40000-Intermountain Medical Group | 73074 | Memorial Clinic Admin | 40000-Intermountain Medical Group | 73074-Memorial Clinic Admin | 40000~000000010929 | 395408 | N/A |  | 12-097 | Immobilizers, Infant | Immobilizers, Infant | 373 | MODERN WAY IMMOBILIZERS INCORPORATED | PIGG-O STAT | 1 | 400D73074A | MG MEMORIAL CLINIC ADMIN | Radiol Rad Room 1 | Not Tracked | IES | ASP_GE | 184 | 5 | 0 | 2009-09-02 | Canyons/Desert
40000-Intermountain Medical Group | 74108 | Ortho Specialty Group-Riverton | 40000-Intermountain Medical Group | 74108-Ortho Specialty Group-Riverton | 40000~000000010251 | 474891 | 101409L |  | 12-097 | Immobilizers, Infant | Immobilizers, Infant | 374 | MODERN WAY IMMOBILIZERS INCORPORATED | PIGG-O STAT | 1 | 400D74108A | MG ORTHO SPECIALTY GROUP RV | Ste 460 RV Ortho Common Area | Not Tracked | IES | ASP_GE | 159 | 5 | 0 | 2011-10-05 | Canyons/Desert
14400-Utah Valley Hospital | 21101 | Radiology | 14400-Utah Valley Hospital | 21601-Ultrasound | 14400~000000011006 | 132539 | 700318 | AM1301115 | 16-902 | Computer Interfaces | Computer | 63 | EASTMAN KODAK COMPANY | PIU | 1 | 144D21601A | UV ULTRASOUND | Rm 19 | Run to Fail | IES | ASP_GE | 421 | 5 | 0 | 1990-01-01 | Canyons/Desert
12600-St George Regional Hospital | 22104 | Operating Rooms | 11300-Supply Chain Organization | 32213-Asset Recovery - SLC | 12600~000000013726 | 804042 | 30622 | IHDXHFAXMA4 | 17-166 | Radiographic Units, Specimen | X-Ray Other | 1277 | FAXITRON BIOPTICS | PIXARRAY 100 | 1 | 113D32213C | SC ASSET RECOVERY AIRPORT WHS | Received | Life Support / High Risk | IES | ASP_GE | 110 | 5 | 0 | 2015-11-16 | Canyons/Desert
12600-St George Regional Hospital | 22104 | Operating Rooms | 12600-St George Regional Hospital | 22203-Surgical Center | 12600~000000011624 | 347258 | 10186 | IHDXHFAXMA1 | 17-166 | Radiographic Units, Specimen | X-Ray Other | 1278 | FAXITRON BIOPTICS | PIXARRAY 100 | 1 | 126D22203A | SG HPC OR DELIVERY | Common Area | Life Support / High Risk | IES | ASP_GE | 203 | 5 | 0 | 2008-02-14 | Canyons/Desert
15400-Intermountain Medical Center | 21501 | Mammography | 15400-Intermountain Medical Center | 22104-Operating Rooms | 15400~000000013790 | 341390 | 10174 | IHMCHFAXMA1 | 17-166 | Radiographic Units, Specimen | X-Ray Other | 1286 | FAXITRON BIOPTICS | PIXARRAY 100 | 1 | 154D22104B | IM OR FRONT DESK TL2 | Common Area | Life Support / High Risk | IES | ASP_GE | 206 | 5 | 0 | 2007-11-20 | Canyons/Desert
14400-Utah Valley Hospital | 20101 | Emergency Department | 14400-Utah Valley Hospital | 20101-Emergency Department | 14400~000000026131 | 915571 | 7EA95004986 |  | 17-148 | Oximeters, Pulse | Oximeters, Pulse | 600 | MINDRAY NORTH AMERICA | PM-50 | 1 | 144D20101A | UV EMERGENCY ROOM | Unspecified | Non Life Support | IES | ASP_GE | 13 | 15.25 | 14.25 | 2023-12-13 | Canyons/Desert
40000-Intermountain Medical Group | 73112 | USU Student Health Center | 40000-Intermountain Medical Group | 73112-USU Student Health Center | 40000~000000033867 | 921815 | AY-951194C6 |  | 17-148 | Oximeters, Pulse | Oximeters, Pulse | 601 | MINDRAY NORTH AMERICA | PM-50 | 1 | 400D73112A | MG USU STUDENT HEALTH CENTER | Nurse Exam 107 (0) | Non Life Support | LRH_CE | LRHCREW3CE | 8 | 15.25 | 14.25 | 2024-05-23 | Canyons/Desert
40000-Intermountain Medical Group | 73112 | USU Student Health Center | 40000-Intermountain Medical Group | 73112-USU Student Health Center | 40000~000000033868 | 921817 | AY-82109454 |  | 17-148 | Oximeters, Pulse | Oximeters, Pulse | 602 | MINDRAY NORTH AMERICA | PM-50 | 1 | 400D73112A | MG USU STUDENT HEALTH CENTER | Nurse Exam 107 (0) | Non Life Support | LRH_CE | LRHCREW3CE | 8 | 15.25 | 14.25 | 2024-05-23 | Canyons/Desert
40000-Intermountain Medical Group | 74054 | McKay-Dee Cardiology Clinic | 40000-Intermountain Medical Group | 74054-McKay-Dee Cardiology Clinic | 40000~000000010603 | 467128 | AY95119507 |  | 17-148 | Oximeters, Pulse | Oximeters, Pulse | 603 | MINDRAY NORTH AMERICA | PM-50 | 1 | 400D74054A | MG MK CARDIOLOGY STE 3490 | Unspecified | Non Life Support | MKDHC_CE | MKDCREW1CE | 161 | 5 | 0 | 2011-08-05 | Canyons/Desert
40000-Intermountain Medical Group | 74054 | McKay-Dee Cardiology Clinic | 40000-Intermountain Medical Group | 74054-McKay-Dee Cardiology Clinic | 40000~000000010605 | 467130 | AY-95119508 |  | 17-148 | Oximeters, Pulse | Oximeters, Pulse | 604 | MINDRAY NORTH AMERICA | PM-50 | 1 | 400D74054B | MG MK CARDIOLOGY SOUTH STE3400 | Unspecified | Non Life Support | MKDHC_CE | MKDCREW1CE | 161 | 5 | 0 | 2011-08-05 | Canyons/Desert
40000-Intermountain Medical Group | 74054 | McKay-Dee Cardiology Clinic | 40000-Intermountain Medical Group | 74054-McKay-Dee Cardiology Clinic | 40000~000000010606 | 467131 | AY-95119509 |  | 17-148 | Oximeters, Pulse | Oximeters, Pulse | 605 | MINDRAY NORTH AMERICA | PM-50 | 1 | 400D74054B | MG MK CARDIOLOGY SOUTH STE3400 | Common Area | Non Life Support | MKDHC_CE | MKDCREW1CE | 161 | 5 | 0 | 2011-08-05 | Canyons/Desert
40000-Intermountain Medical Group | 74057 | McKay-Dee Foot and Ankle Clinc | 40000-Intermountain Medical Group | 74057-McKay-Dee Foot and Ankle Clinc | 40000~000000005648 | 452560 | 866247/58440 | IHMKCXCLXR | 17-669 | Radiographic Units, Podiatric | XR / RF | 1274 | X-CEL X-RAY CORPORATION | PODIATRY X-RAY SERIES | 1 | 400D74057A | MG MK FOOT AND ANKLE STE 2835 | Ste2835MckayDeeFootAnkleCl | Life Support / High Risk | IES | ASP_GE | 165 | 5 | 0 | 2011-04-15 | Canyons/Desert
11800-American Fork Hospital | 25501 | Radiation Center | 11800-American Fork Hospital | 25501-Radiation Center | 11800~000000000947 | 358095 | H810133 | S/N H810133 | 18-032 | Digital Imaging Systems, Porta | XR / RF | 289 | VARIAN MEDICAL SYSTEMS INCORPORATED | PORTAL VISION | 1 | 118D25501A | AF RADIATION ONCOLOGY | Common Area | Non Life Support | IES | ASP_VARIAN | 199 | 5 | 0 | 2008-06-24 | Canyons/Desert
13000-Logan Regional Hospital | 25501 | Radiation Center | 13000-Logan Regional Hospital | 25501-Radiation Center | 13000~000000011338 | 899265 | 8P956711 |  | 18-032 | Digital Imaging Systems, Porta | XR / RF | 292 | VARIAN MEDICAL SYSTEMS INCORPORATED | PORTAL VISION | 1 | 130D25501A | LO CANCER CTR RADIATION THER | Linear Accelerator | Non Life Support | LRH_CE | LRHCREW1CE | 34 | 5 | 2 | 2022-03-23 | Canyons/Desert
13200-McKay-Dee Hospital Center | 25501 | Radiation Center | 13200-McKay-Dee Hospital Center | 25501-Radiation Center | 13200~000000010628 | 188895 | 224020 |  | 18-032 | Digital Imaging Systems, Porta | XR / RF | 293 | VARIAN MEDICAL SYSTEMS INCORPORATED | PORTAL VISION | 1 | 132D25501A | MK RADIATION THERAPY 1ST FLR | Lin Ctrl Rm | Non Life Support | IES | ASP_VARIAN | 272 | 8 | 0 | 2002-06-01 | Canyons/Desert
14400-Utah Valley Hospital | 21101 | Radiology | 14400-Utah Valley Hospital | 25501-Radiation Center | 14400~000000011496 | 196271 | 1427 | S/N 1427 | 18-032 | Digital Imaging Systems, Porta | XR / RF | 297 | VARIAN MEDICAL SYSTEMS INCORPORATED | PORTAL VISION | 1 | 144D25501A | UV RADIATION ONCOLOGY | OPRadOnc Rt 3 | Non Life Support | IES | ASP_VARIAN | 279 | 5 | 0 | 2001-10-19 | Canyons/Desert
12500-Delta Community Hospital | 11503 | Medical and Surgical Nursing | 12500-Delta Community Hospital | 11503-Medical and Surgical Nursing | 12500~000000000812 | 820358 | MD6000.H0514 |  | 34-698 | Scanning Systems, Ultrasonic, | UltraSound | 1960 | LABORIE MEDICAL TECHNOLOGIES | PORTASCAN 3D | 1 | 125D11503A | DL MED SURG | Nurses Station | Non Life Support | UVH_CE | UVCREW6_CE | 90 | 5 | 0 | 2017-07-10 | Canyons/Desert
12700-Fillmore Community Hospital | 11503 | Medical and Surgical Nursing | 12700-Fillmore Community Hospital | 20101-Emergency Department | 12700~000000000654 | 826087 | MD6000-H1103 |  | 34-698 | Scanning Systems, Ultrasonic, | UltraSound | 2049 | LABORIE MEDICAL TECHNOLOGIES | PORTASCAN 3D | 1 | 127D20101A | FL EMERGENCY ROOM | Emergency Rm | Non Life Support | UVH_CE | UVCREW5_CE | 85 | 5 | 0 | 2017-12-29 | Canyons/Desert
14200-Sevier Valley Hospital | 11503 | Medical and Surgical Nursing | 14200-Sevier Valley Hospital | 11503-Medical and Surgical Nursing | 14200~000000001226 | 823826 | PRB-6000/0H439911 |  | 34-698 | Scanning Systems, Ultrasonic, | UltraSound | 2309 | LABORIE MEDICAL TECHNOLOGIES | PORTASCAN 3D | 1 | 142D11503A | SV MED SURG NSG | Unspecified | Non Life Support | UVH_CE | UVCREW3_CE | 86 | 5 | 0 | 2017-11-09 | Canyons/Desert
43100-Intermountain MS NV LLC | 79543 | WHC Mtn View Laborists | 43100-Intermountain MS NV LLC | 79543-WHC Mtn View Laborists | 43100~000000002568 | 752012 | MD6400J0340 | 24211 | 34-698 | Scanning Systems, Ultrasonic, | UltraSound | 2827 | LABORIE MEDICAL TECHNOLOGIES | PORTASCAN 3D | 1 | 431D79543A | NV WHC MTN VIEW LABORISTS | Unspecified | Non Life Support | SGRH_CE | NEVADA | 28 | 5 | 3 | 2022-09-09 | Canyons/Desert
43100-Intermountain MS NV LLC | 79547 | WHC Spring Valley | 43100-Intermountain MS NV LLC | 79547-WHC Spring Valley | 43100~000000001598 | 752360 | MD6000J0343 | 22886 | 34-698 | Scanning Systems, Ultrasonic, | UltraSound | 2832 | LABORIE MEDICAL TECHNOLOGIES | PORTASCAN 3D | 1 | 431D79547A | NV WHC SPRING VALLEY | Unspecified | Non Life Support | SGRH_CE | NEVADA | 29 | 5 | 3 | 2022-08-29 | Canyons/Desert
13200-McKay-Dee Hospital Center | 20501 | Cardiovascular Lab | 13200-McKay-Dee Hospital Center | 20501-Cardiovascular Lab | 13200~000000012489 | 361849 | 0408/00768 |  | 15-872 | Shields, X-Ray, Barrier | Shields, X-Ray, Barrier | 2841 | MAVIG | PORTEGRA 2 TS15U01 | 1 | 132D20501A | MK CARDIOLOGY 3RD FLR | Common Area | Non Life Support | IES | ASP_GE | 197 | 5 | 0 | 2008-08-19 | Canyons/Desert
13200-McKay-Dee Hospital Center | 20501 | Cardiovascular Lab | 13200-McKay-Dee Hospital Center | 20501-Cardiovascular Lab | 13200~000000012490 | 361851 | 0408/00770 |  | 15-872 | Shields, X-Ray, Barrier | Shields, X-Ray, Barrier | 2842 | MAVIG | PORTEGRA 2 TS15U01 | 1 | 132D20501A | MK CARDIOLOGY 3RD FLR | Common Area | Non Life Support | IES | ASP_GE | 197 | 5 | 0 | 2008-08-19 | Canyons/Desert
13200-McKay-Dee Hospital Center | 20501 | Cardiovascular Lab | 13200-McKay-Dee Hospital Center | 20501-Cardiovascular Lab | 13200~000000012491 | 361853 | 0408/00767 |  | 15-872 | Shields, X-Ray, Barrier | Shields, X-Ray, Barrier | 2843 | MAVIG | PORTEGRA 2 TS15U01 | 1 | 132D20501A | MK CARDIOLOGY 3RD FLR | Common Area | Non Life Support | IES | ASP_GE | 197 | 5 | 0 | 2008-08-19 | Canyons/Desert
13200-McKay-Dee Hospital Center | 20501 | Cardiovascular Lab | 13200-McKay-Dee Hospital Center | 20501-Cardiovascular Lab | 13200~000000006411 | 393659 | TS2OU31 |  | 15-872 | Shields, X-Ray, Barrier | Shields, X-Ray, Barrier | 2840 | MAVIG | PORTEGRA 2 TS2OU31 | 1 | 132D20501A | MK CARDIOLOGY 3RD FLR | Cath Lab Rm 4 | Non Life Support | IES | ASP_GE | 185 | 5 | 0 | 2009-08-17 | Canyons/Desert
11800-American Fork Hospital | 21101 | Radiology | 11800-American Fork Hospital | 21101-Radiology | 11800~000000005685 | 818702 | 1029-709421 | IHAFHGAMUP2 | 16-936 | Power Systems, Uninterruptible | Power Systems, Uninterruptible | 656 | GAMATRONIC | POWER + SA 10KVA | 1 | 118D21101A | AF RADIOLOGY | Common Areas | Non Life Support | IES | ASP_GE | 91 | 5 | 0 | 2017-06-07 | Canyons/Desert
12600-St George Regional Hospital | 21101 | Radiology | 12600-St George Regional Hospital | 21101-Radiology | 12600~000000014980 | 818589 | BGO41FBB10 | IHDXHGAMUP | 16-936 | Power Systems, Uninterruptible | Power Systems, Uninterruptible | 664 | GAMATRONIC | POWER + SA 10KVA | 1 | 126D21101B | SG RADIOLOGY HEALTH CENTER RR | Unspecified | Non Life Support | IES | ASP_GE | 91 | 5 | 0 | 2017-06-02 | Canyons/Desert
12800-LDS Hospital | 21101 | Radiology | 12800-LDS Hospital | 21101-Radiology | 12800~000000013596 | 831718 | 1002-685513 | IHLDHGAMUP | 16-936 | Power Systems, Uninterruptible | Power Systems, Uninterruptible | 680 | GAMATRONIC | POWER + SA 10KVA | 1 | 128D21101A | LD RADIOLOGY L1 | Unspecified | Non Life Support | IES | ASP_GE | 79 | 5 | 0 | 2018-06-26 | Canyons/Desert
13000-Logan Regional Hospital | 21801 | Nuclear Medicine | 13000-Logan Regional Hospital | 21801-Nuclear Medicine | 13000~000000006712 |  | 1718-886246 |  | 16-936 | Power Systems, Uninterruptible | Power Systems, Uninterruptible | 690 | GAMATRONIC | POWER + SA 10KVA | 1 | 130D21801A | LO NUCLEAR MED | Unspecified | Non Life Support |  |  | 90 | 10 | 3 | 2017-07-25 | Canyons/Desert
13200-McKay-Dee Hospital Center | 21801 | Nuclear Medicine | 13200-McKay-Dee Hospital Center | 21801-Nuclear Medicine | 13200~000000007719 | 475631 | 1039-716726 | IHMKHGAMUP | 16-936 | Power Systems, Uninterruptible | Power Systems, Uninterruptible | 695 | GAMATRONIC | POWER + SA 10KVA | 1 | 132D21801A | MK NUCLEAR MED 3RD FLR | Gamma 4 | Non Life Support | MKDHC_CE | MKDCREW9CE | 159 | 5 | 0 | 2011-10-14 | Canyons/Desert
13900-Riverton Hospital | 21801 | Nuclear Medicine | 13900-Riverton Hospital | 21801-Nuclear Medicine | 13900~000000003743 | 568156 | 1339-819500 |  | 16-936 | Power Systems, Uninterruptible | Power Systems, Uninterruptible | 704 | GAMATRONIC | POWER + SA 10KVA | 1 | 139D21801A | RV NUCLEAR MEDICINE | L1 Common Area | Non Life Support | IES | ASP_GE | 134 | 5 | 0 | 2013-11-22 | Canyons/Desert
14300-Park City Hospital | 21801 | Nuclear Medicine | 14300-Park City Hospital | 21801-Nuclear Medicine | 14300~000000003133 | 829764 | 917-652814 | IHPCHGAMUP | 16-936 | Power Systems, Uninterruptible | Power Systems, Uninterruptible | 708 | GAMATRONIC | POWER + SA 10KVA | 1 | 143D21801A | PK NUCLEAR MEDICINE | Unspecified | Non Life Support | IES | ASP_GE | 80 | 5 | 0 | 2018-05-11 | Canyons/Desert
14400-Utah Valley Hospital | 21801 | Nuclear Medicine | 14400-Utah Valley Hospital | 21801-Nuclear Medicine | 14400~000000017249 | 832172 | 1002-685503 | IHUVHGAMUP | 16-936 | Power Systems, Uninterruptible | Power Systems, Uninterruptible | 724 | GAMATRONIC | POWER + SA 10KVA | 1 | 144D21801A | UV NUCLEAR MEDICINE | Unspecified | Non Life Support | IES | ASP_GE | 78 | 5 | 0 | 2018-07-12 | Canyons/Desert
15400-Intermountain Medical Center | 21101 | Radiology | 15400-Intermountain Medical Center | 21101-Radiology | 15400~000000031489 | 831617 | 1704-882638 | IHMCHGAMUP4 | 16-936 | Power Systems, Uninterruptible | Power Systems, Uninterruptible | 751 | GAMATRONIC | POWER + SA 10KVA | 1 | 154D21101A | IM RADIOLOGY ADMI OFFICE TLL1 | Unspecified | Non Life Support | IES | ASP_GE | 79 | 5 | 0 | 2018-06-25 | Canyons/Desert
15400-Intermountain Medical Center | 21101 | Radiology | 15400-Intermountain Medical Center | 21101-Radiology | 15400~000000031492 | 831618 | 1343-821684 | IHMCHGAMUP5 | 16-936 | Power Systems, Uninterruptible | Power Systems, Uninterruptible | 753 | GAMATRONIC | POWER + SA 10KVA | 1 | 154D21101A | IM RADIOLOGY ADMI OFFICE TLL1 | Unspecified | Non Life Support | IES | ASP_GE | 79 | 5 | 0 | 2018-06-25 | Canyons/Desert
15400-Intermountain Medical Center | 21801 | Nuclear Medicine | 15400-Intermountain Medical Center | 21801-Nuclear Medicine | 15400~000000031209 | 829783 | 1518-856-518 | IHMCHGAMUP7 | 16-936 | Power Systems, Uninterruptible | Power Systems, Uninterruptible | 757 | GAMATRONIC | POWER + SA 10KVA | 1 | 154D21801A | IM NUCLEAR MED TLL1 | Unspecified | Non Life Support | IES | ASP_GE | 80 | 5 | 0 | 2018-05-11 | Canyons/Desert
15400-Intermountain Medical Center | 21802 | Cardiac Molecular Imaging | 11800-American Fork Hospital | 21801-Nuclear Medicine | 15400~000000019677 | 355992 | 0734-582936 | IHAFHGAMUP3 | 16-936 | Power Systems, Uninterruptible | Power Systems, Uninterruptible | 758 | GAMATRONIC | POWER + SA 10KVA | 1 | 118D21801A | AF NUCLEAR MEDICINE | Unspecified | Non Life Support | IES | ASP_GE | 200 | 5 | 0 | 2008-05-30 | Canyons/Desert
12200-Cassia Regional Hospital | 21001 | Imaging Administration | 12200-Cassia Regional Hospital | 21001-Imaging Administration | 12200~000000002856 | 832231 | 1720101R-183001 |  | 16-936 | Power Systems, Uninterruptible | Power Systems, Uninterruptible | 662 | POWERVAC INCORPORATED | POWERVAR | 1 | 122D21001A | CA IMAGING ADMINISTRATION | Unspecified | Non Life Support | IES | ASP_GE | 78 | 5 | 0 | 2018-07-16 | Canyons/Desert
13900-Riverton Hospital | 21101 | Radiology | 13900-Riverton Hospital | 21101-Radiology | 13900~000000001821 | 416832 | N/A |  | 16-936 | Power Systems, Uninterruptible | Power Systems, Uninterruptible | 699 | POWERVAC INCORPORATED | POWERVAR | 1 | 139D21101A | RV RADIOLOGY | Tech Area | Non Life Support | RH_CE | RVHCREW3CE | 177 | 5 | 0 | 2010-04-15 | Canyons/Desert
14300-Park City Hospital | 24012 | Laboratory General | 14300-Park City Hospital | 24012-Laboratory General | 14300~000000004083 | 904202 | 2204084R-1630035 |  | 16-936 | Power Systems, Uninterruptible | Power Systems, Uninterruptible | 709 | POWERVAC INCORPORATED | POWERVAR | 1 | 143D24012A | PK LABORATORY | Unspecified | Non Life Support | PKMC_CE | PKCREW1_CE | 24 | 15.25 | 13.25 | 2023-01-12 | Canyons/Desert
14400-Utah Valley Hospital | 24012 | Laboratory General | 14400-Utah Valley Hospital | 24012-Laboratory General | 14400~000000016522 | 822406 | 5414455-0810172 |  | 16-936 | Power Systems, Uninterruptible | Power Systems, Uninterruptible | 726 | POWERVAC INCORPORATED | POWERVAR | 1 | 144D24012A | UV LAB GENERAL | Unspecified | Non Life Support | UVH_CE | UVCREW8_CE | 87 | 5 | 0 | 2017-11-01 | Canyons/Desert
13900-Riverton Hospital | 22104 | Operating Rooms | 13900-Riverton Hospital | 14010-Mom Baby Unit | 13900~000000001818 | 411545 | 0930013 |  | 15-817 | Power Systems, Isolated | Power Systems, Isolated | 647 | POWERVAC INCORPORATED | POWERVAR 5.0 | 1 | 139D14010A | RV MATERNITY | Portable X-Ray Alcove | Run to Fail | IES | ASP_GE | 183 | 5 | 0 | 2009-11-01 | Canyons/Desert
37500-Primary Childrens - Riverton | 21101 | Radiology | 37500-Primary Childrens - Riverton | 21101-Radiology | 37500~000000000465 | 411745 | N/A |  | 15-817 | Power Systems, Isolated | Power Systems, Isolated | 648 | POWERVAC INCORPORATED | POWERVAR 5.0 | 1 | 375D21101A | PR RADIOLOGY | Control Desk | Run to Fail | RH_CE | RVHCREW3CE | 179 | 5 | 0 | 2010-02-22 | Canyons/Desert
37500-Primary Childrens - Riverton | 21101 | Radiology | 37500-Primary Childrens - Riverton | 22104-Operating Rooms | 37500~000000000756 | 411562 | 0930058 |  | 15-817 | Power Systems, Isolated | Power Systems, Isolated | 649 | POWERVAC INCORPORATED | POWERVAR 5.0 | 1 | 375D22104A | PR OPERATING ROOM | Room 1 | Run to Fail | IES | ASP_GE | 179 | 5 | 0 | 2010-02-22 | Canyons/Desert
12900-Layton Hospital | 21101 | Radiology | 12900-Layton Hospital | 21101-Radiology | 12900~000000003227 | 847926 | 5014494R-1830005 | IHLYHPVCUP | 16-936 | Power Systems, Uninterruptible | Power Systems, Uninterruptible | 685 | POWERVAC INCORPORATED | POWERVAR ABCE420-11EC | 1 | 129D21101A | LA RADIOLOGY | Unspecified | Non Life Support | IES | ASP_GE | 69 | 5 | 0 | 2019-04-02 | Canyons/Desert
13400-Orem Community Hospital | 21101 | Radiology | 13400-Orem Community Hospital | 21101-Radiology | 13400~000000002104 | 850946 | 5404278R0740233 | IHOCHPVCUP | 16-936 | Power Systems, Uninterruptible | Power Systems, Uninterruptible | 698 | POWERVAC INCORPORATED | POWERVAR ABCE420-11EC | 1 | 134D21101A | OR RADIOLOGY | Unspecified | Non Life Support | IES | ASP_GE | 66 | 5 | 0 | 2019-07-16 | Canyons/Desert
13900-Riverton Hospital | 22104 | Operating Rooms | 13900-Riverton Hospital | 14010-Mom Baby Unit | 13900~000000001819 | 411544 | 0920172 |  | 16-936 | Power Systems, Uninterruptible | Power Systems, Uninterruptible | 705 | POWERVAC INCORPORATED | POWERVAR ABCE420-11EC | 1 | 139D14010A | RV MATERNITY | Portable X-Ray Alcove | Non Life Support | IES | ASP_GE | 183 | 5 | 0 | 2009-11-01 | Canyons/Desert
14400-Utah Valley Hospital | 24016 | Laboratory Anatomic Pathology | 14400-Utah Valley Hospital | 24016-Laboratory Anatomic Pathology | 14400~000000018639 | 844146 | 5404202R-1130016 |  | 16-936 | Power Systems, Uninterruptible | Power Systems, Uninterruptible | 727 | POWERVAC INCORPORATED | POWERVAR ABCE420-11EC | 1 | 144D24016A | UV LAB ANATOMIC PATHOLOGY | Laboratory - Hematol | Non Life Support | UVH_CE | UVCREW8_CE | 72 | 5 | 0 | 2019-01-17 | Canyons/Desert
14400-Utah Valley Hospital | 24016 | Laboratory Anatomic Pathology | 14400-Utah Valley Hospital | 24016-Laboratory Anatomic Pathology | 14400~000000018651 | 844209 | 5414403R-1130089 |  | 16-936 | Power Systems, Uninterruptible | Power Systems, Uninterruptible | 728 | POWERVAC INCORPORATED | POWERVAR ABCE420-11EC | 1 | 144D24016A | UV LAB ANATOMIC PATHOLOGY | Laboratory - Hematol | Non Life Support | UVH_CE | UVCREW8_CE | 72 | 5 | 0 | 2019-01-17 | Canyons/Desert
37500-Primary Childrens - Riverton | 21101 | Radiology | 37500-Primary Childrens - Riverton | 22104-Operating Rooms | 37500~000000000757 | 411563 | 0940207 |  | 16-936 | Power Systems, Uninterruptible | Power Systems, Uninterruptible | 760 | POWERVAC INCORPORATED | POWERVAR ABCE420-11EC | 1 | 375D22104A | PR OPERATING ROOM | Common Area | Non Life Support | IES | ASP_GE | 179 | 5 | 0 | 2010-02-22 | Canyons/Desert
12600-St George Regional Hospital | 21401 | Computed Tomography - CT | 40000-Intermountain Medical Group | 73013-Hurricane Valley Clinic | 12600~000000009254 | 471940 | TW122W0018 | 435251VCTUPS | 16-936 | Power Systems, Uninterruptible | Power Systems, Uninterruptible | 674 | EATON CORPORATION | POWERWARE 9150 | 1 | 400D73013A | MG HURRICANE VALLEY CLINIC | Unspecified | Non Life Support | IES | ASP_GE | 160 | 5 | 0 | 2011-09-16 | Canyons/Desert
11800-American Fork Hospital | 21401 | Computed Tomography - CT | 11800-American Fork Hospital | 21401-Computed Tomography - CT | 11800~000000005754 | 820215 | BL163FBB10 | IHAFHEATUP14 | 16-936 | Power Systems, Uninterruptible | Power Systems, Uninterruptible | 658 | EATON CORPORATION | POWERWARE 9155 | 1 | 118D21401A | AF CT SCAN | Common Area | Non Life Support | IES | ASP_GE | 92 | 5 | 0 | 2017-05-17 | Canyons/Desert
12000-Bear River Valley Hospital | 21101 | Radiology | 12000-Bear River Valley Hospital | 21101-Radiology | 12000~000000001290 | 829771 | BF272FBB20 | IHBRHEATUP1 | 16-936 | Power Systems, Uninterruptible | Power Systems, Uninterruptible | 659 | EATON CORPORATION | POWERWARE 9155 | 1 | 120D21101A | BR RADIOLOGY | Unspecified | Non Life Support | IES | ASP_GE | 80 | 5 | 0 | 2018-05-11 | Canyons/Desert
12500-Delta Community Hospital | 21101 | Radiology | 12500-Delta Community Hospital | 21101-Radiology | 12500~000000000783 | 817867 | BC081FBB05 | IHDCHEATUP | 16-936 | Power Systems, Uninterruptible | Power Systems, Uninterruptible | 663 | EATON CORPORATION | POWERWARE 9155 | 1 | 125D21101A | DL XRAY | Unspecified | Non Life Support | IES | ASP_GE | 92 | 0 | 0 | 2017-05-04 | Canyons/Desert
12600-St George Regional Hospital | 21101 | Radiology | 12600-St George Regional Hospital | 21101-Radiology | 12600~000000016967 | 829774 | BG041FBB10 |  | 16-936 | Power Systems, Uninterruptible | Power Systems, Uninterruptible | 665 | EATON CORPORATION | POWERWARE 9155 | 1 | 126D21101E | SG RADIOLOGY RR CAMPUS | Unspecified | Non Life Support | IES | ASP_GE | 80 | 5 | 0 | 2018-05-11 | Canyons/Desert
12700-Fillmore Community Hospital | 21101 | Radiology | 12700-Fillmore Community Hospital | 21101-Radiology | 12700~000000000623 | 817849 | BF082FBB06 | IHFCHEATUP | 16-936 | Power Systems, Uninterruptible | Power Systems, Uninterruptible | 678 | EATON CORPORATION | POWERWARE 9155 | 1 | 127D21101A | FL RADIOLOGY | Unspecified | Non Life Support | IES | ASP_GE | 92 | 5 | 0 | 2017-05-03 | Canyons/Desert
13000-Logan Regional Hospital | 21101 | Radiology | 13000-Logan Regional Hospital | 21101-Radiology | 13000~000000007154 | 831725 | BG325FBB11 | IHLRHEATUP | 16-936 | Power Systems, Uninterruptible | Power Systems, Uninterruptible | 687 | EATON CORPORATION | POWERWARE 9155 | 1 | 130D21101A | LO RADIOLOGY | Unspecified | Non Life Support | IES | ASP_GE | 79 | 5 | 0 | 2018-06-26 | Canyons/Desert
13200-McKay-Dee Hospital Center | 21401 | Computed Tomography - CT | 13200-McKay-Dee Hospital Center | 21401-Computed Tomography - CT | 13200~000000020799 | 848742 | B7864PZ | IHMKHEATUP | 16-936 | Power Systems, Uninterruptible | Power Systems, Uninterruptible | 692 | EATON CORPORATION | POWERWARE 9155 | 1 | 132D21401A | MK CT 1ST FLR | Unspecified | Non Life Support | IES | ASP_GE | 69 | 5 | 0 | 2019-05-01 | Canyons/Desert
14400-Utah Valley Hospital | 21101 | Radiology | 14400-Utah Valley Hospital | 21101-Radiology | 14400~000000020603 | 851685 | BM384FBB18 | IHUVHEATUP1 | 16-936 | Power Systems, Uninterruptible | Power Systems, Uninterruptible | 717 | EATON CORPORATION | POWERWARE 9155 | 1 | 144D21101A | UV RADIOLOGY | Unspecified | Non Life Support | IES | ASP_GE | 65 | 5 | 0 | 2019-08-06 | Canyons/Desert
14400-Utah Valley Hospital | 21401 | Computed Tomography - CT | 14400-Utah Valley Hospital | 21401-Computed Tomography - CT | 14400~000000017326 | 833868 | BF335FBB08 | IHUVHEATUP9 | 16-936 | Power Systems, Uninterruptible | Power Systems, Uninterruptible | 723 | EATON CORPORATION | POWERWARE 9155 | 1 | 144D21401A | UV CT SCAN | Ct | Non Life Support | IES | ASP_GE | 77 | 5 | 0 | 2018-08-27 | Canyons/Desert
15400-Intermountain Medical Center | 21101 | Radiology | 15400-Intermountain Medical Center | 21101-Radiology | 15400~000000031491 | 831552 | FY194FBB17 | IHMCHEATUP1 | 16-936 | Power Systems, Uninterruptible | Power Systems, Uninterruptible | 752 | EATON CORPORATION | POWERWARE 9155 | 1 | 154D21101B | IM OUTPT RADIOLOGY EL2 | Unspecified | Non Life Support | IES | ASP_GE | 79 | 5 | 0 | 2018-06-22 | Canyons/Desert
40000-Intermountain Medical Group | 74099 | Ortho Specialty Group-TOSH | 40000-Intermountain Medical Group | 74099-Ortho Specialty Group-TOSH | 40000~000000024098 | 833871 | BG253FBB04 | IHPSCEATUP | 16-936 | Power Systems, Uninterruptible | Power Systems, Uninterruptible | 767 | EATON CORPORATION | POWERWARE 9155 | 1 | 400D74099A | MG ORTHO SPCLTY GROUP TOSH A | Unspecified | Non Life Support | IES | ASP_GE | 77 | 5 | 0 | 2018-08-27 | Canyons/Desert
11600-Alta View Hospital | 21001 | Imaging Administration | 11600-Alta View Hospital | 21001-Imaging Administration | 11600~000000005982 | 829858 | BL404JBA11 | IHAVHEATUP2 | 16-936 | Power Systems, Uninterruptible | Power Systems, Uninterruptible | 651 | EATON CORPORATION | POWERWARE 9355 | 1 | 116D21001A | AV IMAGING | Unspecified | Non Life Support | IES | ASP_GE | 80 | 5 | 0 | 2018-05-15 | Canyons/Desert
11600-Alta View Hospital | 21201 | Magnetic Res Imaging - MRI | 11600-Alta View Hospital | 21001-Imaging Administration | 11600~000000005800 | 822707 | BL4043BA11 | IHAVHEATUP1 | 16-936 | Power Systems, Uninterruptible | Power Systems, Uninterruptible | 652 | EATON CORPORATION | POWERWARE 9355 | 1 | 116D21001A | AV IMAGING | Unspecified | Non Life Support | IES | ASP_GE | 87 | 10 | 3 | 2017-10-11 | Canyons/Desert
11800-American Fork Hospital | 21101 | Radiology | 11800-American Fork Hospital | 21101-Radiology | 11800~000000005684 | 818701 | BD074JBA09 | IHAFHEATUP11 | 16-936 | Power Systems, Uninterruptible | Power Systems, Uninterruptible | 655 | EATON CORPORATION | POWERWARE 9355 | 1 | 118D21101A | AF RADIOLOGY | Unspecified | Non Life Support | IES | ASP_GE | 91 | 5 | 0 | 2017-06-07 | Canyons/Desert
12000-Bear River Valley Hospital | 21101 | Radiology | 12000-Bear River Valley Hospital | 21101-Radiology | 12000~000000001292 | 829848 | BH072JBA01 | IHBRHEATUP2 | 16-936 | Power Systems, Uninterruptible | Power Systems, Uninterruptible | 660 | EATON CORPORATION | POWERWARE 9355 | 1 | 120D21101A | BR RADIOLOGY | Unspecified | Non Life Support | IES | ASP_GE | 80 | 5 | 0 | 2018-05-15 | Canyons/Desert
12600-St George Regional Hospital | 21401 | Computed Tomography - CT | 12600-St George Regional Hospital | 21401-Computed Tomography - CT | 12600~000000014275 | 809907 | BG111JBA02 | IHDXHEATUP5 | 16-936 | Power Systems, Uninterruptible | Power Systems, Uninterruptible | 671 | EATON CORPORATION | POWERWARE 9355 | 1 | 126D21401B | SG CT HEALTH CTR RR | Unspecified | Non Life Support | IES | ASP_GE | 102 | 5 | 0 | 2016-07-15 | Canyons/Desert
12600-St George Regional Hospital | 21401 | Computed Tomography - CT | 12600-St George Regional Hospital | 21401-Computed Tomography - CT | 12600~000000014898 | 817704 | BK513JBA18 | IHDXHEATUP4 | 16-936 | Power Systems, Uninterruptible | Power Systems, Uninterruptible | 672 | EATON CORPORATION | POWERWARE 9355 | 1 | 126D21401A | SG CT | Ct | Non Life Support | IES | ASP_GE | 96 | 10 | 2 | 2017-01-31 | Canyons/Desert
12600-St George Regional Hospital | 21401 | Computed Tomography - CT | 12600-St George Regional Hospital | 21401-Computed Tomography - CT | 12600~000000019106 | 841314 | SNBM323JBA05 | IHDXHEATUP | 16-936 | Power Systems, Uninterruptible | Power Systems, Uninterruptible | 673 | EATON CORPORATION | POWERWARE 9355 | 1 | 126D21401A | SG CT | Unspecified | Non Life Support | IES | ASP_GE | 73 | 5 | 0 | 2018-12-11 | Canyons/Desert
12600-St George Regional Hospital | 32317 | Plant Operation | 12600-St George Regional Hospital | 32317-Plant Operation | 12600~000000012909 | 725396 | BG493JBA03 |  | 16-936 | Power Systems, Uninterruptible | Power Systems, Uninterruptible | 675 | EATON CORPORATION | POWERWARE 9355 | 1 | 126D32317A | SG PLANT OPERATIONS 400 E | L3 Common Area | Non Life Support | SGR_F |  | 120 | 5 | 0 | 2015-01-12 | Canyons/Desert
13200-McKay-Dee Hospital Center | 21101 | Radiology | 13200-McKay-Dee Hospital Center | 21101-Radiology | 13200~000000019409 | 831727 | BG234JBA02 | IHMKHEATUP1 | 16-936 | Power Systems, Uninterruptible | Power Systems, Uninterruptible | 691 | EATON CORPORATION | POWERWARE 9355 | 1 | 132D21101A | MK RADIOLOGY 1ST FLR | Unspecified | Non Life Support | IES | ASP_GE | 79 | 5 | 0 | 2018-06-26 | Canyons/Desert
13400-Orem Community Hospital | 21101 | Radiology | 13400-Orem Community Hospital | 21101-Radiology | 13400~000000002020 | 832936 | 5404278R-1240011 | IHOCHEATUP | 16-936 | Power Systems, Uninterruptible | Power Systems, Uninterruptible | 697 | EATON CORPORATION | POWERWARE 9355 | 1 | 134D21101A | OR RADIOLOGY | Unspecified | Non Life Support | IES | ASP_GE | 77 | 5 | 0 | 2018-08-06 | Canyons/Desert
14400-Utah Valley Hospital | 20501 | Cardiovascular Lab | 14400-Utah Valley Hospital | 20501-Cardiovascular Lab | 14400~000000021929 | 878915 | BM502JBA06 |  | 16-936 | Power Systems, Uninterruptible | Power Systems, Uninterruptible | 710 | EATON CORPORATION | POWERWARE 9355 | 1 | 144D20501A | UV CARDIOVASCULAR LAB | Unspecified | Non Life Support | UVH_CE | UVCREW6_CE | 71 | 10 | 4 | 2019-02-09 | Canyons/Desert
14400-Utah Valley Hospital | 20501 | Cardiovascular Lab | 14400-Utah Valley Hospital | 20501-Cardiovascular Lab | 14400~000000021930 | 878916 | BN015JBA02 |  | 16-936 | Power Systems, Uninterruptible | Power Systems, Uninterruptible | 711 | EATON CORPORATION | POWERWARE 9355 | 1 | 144D20501A | UV CARDIOVASCULAR LAB | Unspecified | Non Life Support | UVH_CE | UVCREW6_CE | 70 | 10 | 4 | 2019-03-15 | Canyons/Desert
14400-Utah Valley Hospital | 20501 | Cardiovascular Lab | 14400-Utah Valley Hospital | 20501-Cardiovascular Lab | 14400~000000021931 | 878917 | BM342JBA12 |  | 16-936 | Power Systems, Uninterruptible | Power Systems, Uninterruptible | 712 | EATON CORPORATION | POWERWARE 9355 | 1 | 144D20501A | UV CARDIOVASCULAR LAB | Unspecified | Non Life Support | UVH_CE | UVCREW6_CE | 71 | 10 | 4 | 2019-02-17 | Canyons/Desert
14400-Utah Valley Hospital | 20501 | Cardiovascular Lab | 14400-Utah Valley Hospital | 20501-Cardiovascular Lab | 14400~000000022960 | 878918 | BM375JBA11 |  | 16-936 | Power Systems, Uninterruptible | Power Systems, Uninterruptible | 713 | EATON CORPORATION | POWERWARE 9355 | 1 | 144D20501A | UV CARDIOVASCULAR LAB | Unspecified | Non Life Support | UVH_CE | UVCREW6_CE | 46 | 5 | 1 | 2021-03-07 | Canyons/Desert
14400-Utah Valley Hospital | 21101 | Radiology | 14400-Utah Valley Hospital | 21101-Radiology | 14400~000000004159 | 469557 | BC463JBA09 | IHUVHEATUP6 | 16-936 | Power Systems, Uninterruptible | Power Systems, Uninterruptible | 714 | EATON CORPORATION | POWERWARE 9355 | 1 | 144D21101A | UV RADIOLOGY | OP Radiol Ct Control Room | Non Life Support | IES | ASP_GE | 193 | 5 | 0 | 2008-12-15 | Canyons/Desert
14400-Utah Valley Hospital | 21101 | Radiology | 14400-Utah Valley Hospital | 21101-Radiology | 14400~000000020604 | 851688 | BB403JBA11 | IHUVHEATUP3 | 16-936 | Power Systems, Uninterruptible | Power Systems, Uninterruptible | 718 | EATON CORPORATION | POWERWARE 9355 | 1 | 144D21101A | UV RADIOLOGY | Unspecified | Non Life Support | IES | ASP_GE | 65 | 10 | 5 | 2019-08-06 | Canyons/Desert
14400-Utah Valley Hospital | 21101 | Radiology | 14400-Utah Valley Hospital | 21401-Computed Tomography - CT | 14400~000000022375 | 864714 | BM403JBA11 |  | 16-936 | Power Systems, Uninterruptible | Power Systems, Uninterruptible | 721 | EATON CORPORATION | POWERWARE 9355 | 1 | 144D21401A | UV CT SCAN | CT Control Room | Non Life Support | UVH_CE | UVCREW1_CE | 56 | 5 | 0 | 2020-06-01 | Canyons/Desert
14400-Utah Valley Hospital | 42799 | Depreciation and Amortization | 14400-Utah Valley Hospital | 42799-Depreciation and Amortization | 14400~000000021147 |  | BL393KXXX17 |  | 16-936 | Power Systems, Uninterruptible | Power Systems, Uninterruptible | 732 | EATON CORPORATION | POWERWARE 9355 | 1 | 144D42799A | UV DEPRECIATION AMORTIZATION | Unspecified | Non Life Support |  |  | 72 | 10 | 4 | 2019-01-27 | Canyons/Desert
14400-Utah Valley Hospital | 44021 | Information Systems | 14400-Utah Valley Hospital | 44021-Information Systems | 14400~000000018159 |  | BL292KXX03 |  | 16-936 | Power Systems, Uninterruptible | Power Systems, Uninterruptible | 733 | EATON CORPORATION | POWERWARE 9355 | 1 | 144D44021A | UV INFORMATION SYSTEMS | Unspecified | Non Life Support |  |  | 84 | 10 | 3 | 2018-02-01 | Canyons/Desert
15400-Intermountain Medical Center | 21102 | Angiography | 15400-Intermountain Medical Center | 21102-Angiography | 15400~000000034831 | 854662 | 400-606565 | IHMCHEATUP | 16-936 | Power Systems, Uninterruptible | Power Systems, Uninterruptible | 755 | EATON CORPORATION | POWERWARE 9355 | 1 | 154D21102A | IM ANGIO TL1 | Unspecified | Non Life Support | IES | ASP_GE | 63 | 5 | 0 | 2019-10-08 | Canyons/Desert
37700-Primary Childrens - Lehi | 21401 | Computed Tomography - CT | 37700-Primary Childrens - Lehi | 21401-Computed Tomography - CT | 37700~000000003048 | 919890 | PCLEHI CT |  | 16-936 | Power Systems, Uninterruptible | Power Systems, Uninterruptible | 762 | EATON CORPORATION | POWERWARE 9355 | 1 | 377D21401A | PL COMPUTED TOMOGRAPHY CT | Unspecified | Non Life Support | IES | ASP_GE | 10 | 10 | 9 | 2024-03-12 | Canyons/Desert
12800-LDS Hospital | 21101 | Radiology | 12800-LDS Hospital | 21101-Radiology | 12800~000000002507 | 218350 | BRC26E | 801408RM22 | 16-885 | Radiographic/Fluoroscopic Syst | XR / RF | 1315 | GE HEALTHCARE | PRECISION 500D | 1 | 128D21101A | LD RADIOLOGY L1 | Radiol L1 Rm 28 | Life Support / High Risk | IES | ASP_GE | 265 | 5 | 0 | 2002-12-19 | Canyons/Desert
12800-LDS Hospital | 22451 | Endoscopy Lab | 12800-LDS Hospital | 22451-Endoscopy Lab | 12800~000000004804 | 437266 | 91211557 | 801314ENDO | 16-885 | Radiographic/Fluoroscopic Syst | XR / RF | 1321 | GE HEALTHCARE | PRECISION 500D | 1 | 128D22451A | LD ENDOSCOPY L1 | Endoscopy | Life Support / High Risk | IES | ASP_GE | 174 | 5 | 0 | 2010-08-01 | Canyons/Desert
14300-Park City Hospital | 21101 | Radiology | 14300-Park City Hospital | 21101-Radiology | 14300~000000000277 | 390911 | 1019628WK5 | 435658RF | 16-885 | Radiographic/Fluoroscopic Syst | XR / RF | 1365 | GE HEALTHCARE | PRECISION 500D | 1 | 143D21101A | PK XRAY RADIOLOGY | Radiol Common Area | Life Support / High Risk | IES | ASP_GE | 184 | 5 | 0 | 2009-09-30 | Canyons/Desert
14800-Heber Valley Hospital | 21101 | Radiology | 11300-Supply Chain Organization | 32213-Asset Recovery - SLC | 14800~000000000568 | 487917 | AJH72L | 801657P500 | 16-885 | Radiographic/Fluoroscopic Syst | XR / RF | 1385 | GE HEALTHCARE | PRECISION 500D | 1 | 113D32213C | SC ASSET RECOVERY AIRPORT WHS | Received | Life Support / High Risk | IES | ASP_GE | 138 | 7 | 0 | 2013-07-03 | Canyons/Desert
37700-Primary Childrens - Lehi | 21001 | Imaging Administration | 37700-Primary Childrens - Lehi | 21001-Imaging Administration | 37700~000000003616 | 923160 | FLUORO-5 |  | 13-037 | Phototherapy Units | Phototherapy Units | 608 | GE HEALTHCARE | PRECISION CRF | 1 | 377D21001A | PL IMAGING ADMINISTRATION | Unspecified | Non Life Support | IES | ASP_GE | 7 | 5 | 4 | 2024-07-01 | Canyons/Desert
37700-Primary Childrens - Lehi | 21001 | Imaging Administration | 37700-Primary Childrens - Lehi | 21001-Imaging Administration | 37700~000000003617 | 923161 | FLUORO-6 |  | 13-037 | Phototherapy Units | Phototherapy Units | 609 | GE HEALTHCARE | PRECISION CRF | 1 | 377D21001A | PL IMAGING ADMINISTRATION | Unspecified | Non Life Support | IES | ASP_GE | 7 | 5 | 4 | 2024-07-01 | Canyons/Desert
37700-Primary Childrens - Lehi | 21001 | Imaging Administration | 37700-Primary Childrens - Lehi | 21001-Imaging Administration | 37700~000000003665 | 923914 | FLUORO SN6 | FLUORO 2 | 13-037 | Phototherapy Units | Phototherapy Units | 610 | GE HEALTHCARE | PRECISION CRF | 1 | 377D21001A | PL IMAGING ADMINISTRATION | Unspecified | Non Life Support | IES | ASP_GE | 6 | 5 | 5 | 2024-07-19 | Canyons/Desert
37700-Primary Childrens - Lehi | 21001 | Imaging Administration | 37700-Primary Childrens - Lehi | 21001-Imaging Administration | 37700~000000003666 | 923915 | FLUORO SN5 | FLUORO 1 | 13-037 | Phototherapy Units | Phototherapy Units | 611 | GE HEALTHCARE | PRECISION CRF | 1 | 377D21001A | PL IMAGING ADMINISTRATION | Unspecified | Non Life Support | IES | ASP_GE | 6 | 5 | 5 | 2024-07-19 | Canyons/Desert
15400-Intermountain Medical Center | 21401 | Computed Tomography - CT | 15400-Intermountain Medical Center | 21401-Computed Tomography - CT | 15400~000000015145 | 449718 | HDA0772769 | IHMCHTSHCT4 | 13-469 | Scanning Systems, Computed Tom | CT | 1690 | TOSHIBA | PREMIUM DYNAMIC VOLUME | 1 | 154D21401A | IM COMPUTED TOMOGRAPHY TLL1 | CT Inpatient | Life Support / High Risk | IES | ASP_GE | 165 | 5 | 0 | 2011-05-01 | Canyons/Desert
13200-McKay-Dee Hospital Center | 21801 | Nuclear Medicine | 13200-McKay-Dee Hospital Center | 21801-Nuclear Medicine | 13200~000000012433 | 289441 | TV123W0005 | IHMKHEATUP2 | 16-936 | Power Systems, Uninterruptible | Power Systems, Uninterruptible | 696 | EATON CORPORATION | PRESTIGE 6000 | 1 | 132D21801A | MK NUCLEAR MED 3RD FLR | Common Area | Non Life Support | IES | ASP_GE | 225 | 5 | 0 | 2006-04-28 | Canyons/Desert
14400-Utah Valley Hospital | 21101 | Radiology | 14400-Utah Valley Hospital | 21101-Radiology | 14400~000000011189 | 238056 | N/A | 10118389 | 16-902 | Computer Interfaces | Computer | 60 | AGFA CORPORATION | PRO200 | 1 | 144D21101A | UV RADIOLOGY | Common Area | Run to Fail | IES | ASP_GE | 252 | 5 | 0 | 2004-01-23 | Canyons/Desert
12000-Bear River Valley Hospital | 21101 | Radiology | 12000-Bear River Valley Hospital | 21101-Radiology | 12000~000000001045 | 731982 | 500163GA | PA+500163 | 17-747 | Densitometers, Bone, X-Ray, Du | XR / RF | 226 | GE HEALTHCARE | PRODIGY ADVANCE | 1 | 120D21101A | BR RADIOLOGY | Halls | Life Support / High Risk | IES | ASP_ALPHAS | 116 | 5 | 0 | 2015-05-07 | Canyons/Desert
12200-Cassia Regional Hospital | 21001 | Imaging Administration | 12200-Cassia Regional Hospital | 21001-Imaging Administration | 12200~000000002495 | 266996 | 42076 | PA+42076 | 17-747 | Densitometers, Bone, X-Ray, Du | XR / RF | 227 | GE HEALTHCARE | PRODIGY ADVANCE | 1 | 122D21001A | CA IMAGING ADMINISTRATION | Unspecified | Life Support / High Risk | IES | ASP_GE | 106 | 5 | 0 | 2016-03-15 | Canyons/Desert
13400-Orem Community Hospital | 21101 | Radiology | 13400-Orem Community Hospital | 21101-Radiology | 13400~000000002110 | 314108 | PA+300256 | PA+300256 | 17-747 | Densitometers, Bone, X-Ray, Du | XR / RF | 233 | GE HEALTHCARE | PRODIGY ADVANCE | 1 | 134D21101A | OR RADIOLOGY | Unspecified | Life Support / High Risk | IES | ASP_ALPHAS | 222 | 5 | 0 | 2006-07-20 | Canyons/Desert
14600-Cedar City Hospital | 21101 | Radiology | 14600-Cedar City Hospital | 21101-Radiology | 14600~000000000977 | 490640 | 78755GA | PA+351041 | 17-747 | Densitometers, Bone, X-Ray, Du | XR / RF | 238 | GE HEALTHCARE | PRODIGY ADVANCE | 1 | 146D21101B | CC RADIOLOGY TE | Dexa | Life Support / High Risk | IES | ASP_GE | 145 | 7 | 0 | 2012-12-31 | Canyons/Desert
18200-Garfield Memorial Hospital | 21101 | Radiology | 18200-Garfield Memorial Hospital | 21101-Radiology | 18200~000000000462 | 490655 | 351198GA | PA+351198 | 17-747 | Densitometers, Bone, X-Ray, Du | XR / RF | 241 | GE HEALTHCARE | PRODIGY ADVANCE | 1 | 182D21101A | GF RADIOLOGY | Radiology | Life Support / High Risk | IES | ASP_ALPHAS | 142 | 7 | 0 | 2013-04-01 | Canyons/Desert
40000-Intermountain Medical Group | 74174 | Salt Lake Clinic Admin | 40000-Intermountain Medical Group | 74135-Salt Lake Clinic - Radiology | 40000~000000006388 | 548783 | 351023GA | PA+351023 | 17-747 | Densitometers, Bone, X-Ray, Du | XR / RF | 243 | GE HEALTHCARE | PRODIGY ADVANCE | 1 | 400D74135A | MG SL CLINIC RADIOLOGY 1ST FLR | Radiology FL1 | Life Support / High Risk | IES | ASP_ALPHAS | 145 | 5 | 0 | 2012-12-31 | Canyons/Desert
40000-Intermountain Medical Group | 74315 | Layton Clinic Radiology | 40000-Intermountain Medical Group | 73072-Layton Clinic | 40000~000000026099 | 347112 | PA+301517 | PA+301517 | 17-747 | Densitometers, Bone, X-Ray, Du | XR / RF | 244 | GE HEALTHCARE | PRODIGY ADVANCE | 1 | 400D73072A | MG LAYTON CLINIC | Dexa Scan Rm | Life Support / High Risk | IES | ASP_GE | 206 | 5 | 0 | 2007-12-01 | Canyons/Desert
44000-Saltzer Medical Group Inc | 79715 | Ten Mile Imaging | 44000-Saltzer Medical Group Inc | 79715-Ten Mile Imaging | 44000~000000001190 | 888369 | 511256MA | DF+511256 | 17-747 | Densitometers, Bone, X-Ray, Du | XR / RF | 246 | GE HEALTHCARE | PRODIGY ADVANCE | 1 | 440D79715A | SZ TEN MILE IMAGING | Unspecified | Life Support / High Risk | IES | ASP_ALPHAS | 37 | 5 | 2 | 2021-12-09 | Canyons/Desert
11800-American Fork Hospital | 21101 | Radiology | 11800-American Fork Hospital | 21101-Radiology | 11800~000000007779 | 910111 | 512195MA | PA+512195 | 17-747 | Densitometers, Bone, X-Ray, Du | XR / RF | 225 | GE HEALTHCARE | PRODIGY P11 | 1 | 118D21101A | AF RADIOLOGY | Unspecified | Life Support / High Risk | IES | ASP_ALPHAS | 30 | 7 | 5 | 2022-07-21 | Canyons/Desert
12200-Cassia Regional Hospital | 22001 | Same Day Surgery | 12200-Cassia Regional Hospital | 22001-Same Day Surgery | 12200~000000003750 | 911754 | 512538MA |  | 17-747 | Densitometers, Bone, X-Ray, Du | XR / RF | 228 | GE HEALTHCARE | PRODIGY P11 | 1 | 122D22001A | CA SHORT STAY SURGERY ACS | Unspecified | Life Support / High Risk | IES | ASP_GE | 14 | 7 | 6 | 2023-11-22 | Canyons/Desert
12600-St George Regional Hospital | 21101 | Radiology | 12600-St George Regional Hospital | 21101-Radiology | 12600~000000021291 | 910112 | 510473MA | PA+510473 | 17-747 | Densitometers, Bone, X-Ray, Du | XR / RF | 229 | GE HEALTHCARE | PRODIGY P11 | 1 | 126D21101A | SG RADIOLOGY | Mammo | Life Support / High Risk | IES | ASP_ALPHAS | 63 | 12 | 7 | 2019-10-05 | Canyons/Desert
12600-St George Regional Hospital | 21101 | Radiology | 12600-St George Regional Hospital | 21101-Radiology | 12600~000000026508 | 910342 | 512944MA |  | 17-747 | Densitometers, Bone, X-Ray, Du | XR / RF | 230 | GE HEALTHCARE | PRODIGY P11 | 1 | 126D21101A | SG RADIOLOGY | Mammo | Life Support / High Risk | IES | ASP_GE | 31 | 5 | 2 | 2022-06-30 | Canyons/Desert
14300-Park City Hospital | 21501 | Mammography | 14300-Park City Hospital | 21501-Mammography | 14300~000000003289 | 910113 | 510193MA | DF+510193 | 17-747 | Densitometers, Bone, X-Ray, Du | XR / RF | 234 | GE HEALTHCARE | PRODIGY P11 | 1 | 143D21501A | PK MAMMOGRAPHY | Unspecified | Life Support / High Risk | IES | ASP_ALPHAS | 70 | 5 | 0 | 2019-03-19 | Canyons/Desert
14600-Cedar City Hospital | 21101 | Radiology | 14600-Cedar City Hospital | 21001-Imaging Administration | 14600~000000003661 | 910119 | 512010 | PA+512010 | 17-747 | Densitometers, Bone, X-Ray, Du | XR / RF | 237 | GE HEALTHCARE | PRODIGY P11 | 1 | 146D21001A | CC IMAGING ADMINISTRATION | Unspecified | Life Support / High Risk | IES | ASP_ALPHAS | 32 | 5 | 2 | 2022-05-04 | Canyons/Desert
40000-Intermountain Medical Group | 74315 | Layton Clinic Radiology | 40000-Intermountain Medical Group | 73072-Layton Clinic | 40000~000000031787 | 906613 | 512273MA | PA+512273 | 17-747 | Densitometers, Bone, X-Ray, Du | XR / RF | 245 | GE HEALTHCARE | PRODIGY P11 | 1 | 400D73072A | MG LAYTON CLINIC | Dexa Scan Rm | Life Support / High Risk | IES | ASP_ALPHAS | 28 | 5 | 3 | 2022-09-08 | Canyons/Desert
12700-Fillmore Community Hospital | 21101 | Radiology | 12700-Fillmore Community Hospital | 21101-Radiology | 12700~000000000848 | 913912 | DF-571324 |  | 17-747 | Densitometers, Bone, X-Ray, Du | XR / RF | 231 | GE HEALTHCARE | PRODIGY PRO | 1 | 127D21101A | FL RADIOLOGY | Unspecified | Life Support / High Risk | IES | ASP_ALPHAS | 18 | 5 | 4 | 2023-07-19 | Canyons/Desert
13200-McKay-Dee Hospital Center | 21501 | Mammography | 13200-McKay-Dee Hospital Center | 21501-Mammography | 13200~000000023070 | 882107 | 511124MA | PA+511124 | 17-747 | Densitometers, Bone, X-Ray, Du | XR / RF | 232 | GE HEALTHCARE | PRODIGY PRO | 1 | 132D21501A | MK MAMMOGRAPHY 4TH FLR | Dexa Rm | Life Support / High Risk | IES | ASP_ALPHAS | 51 | 7 | 3 | 2020-10-12 | Canyons/Desert
14400-Utah Valley Hospital | 21101 | Radiology | 14400-Utah Valley Hospital | 21101-Radiology | 14400~000000025619 | 901449 | 512170MA | DF+512170 | 17-747 | Densitometers, Bone, X-Ray, Du | XR / RF | 235 | GE HEALTHCARE | PRODIGY PRO | 1 | 144D21101A | UV RADIOLOGY | Unspecified | Life Support / High Risk | UVH_CE | UVCREW1_CE | 26 | 5 | 3 | 2022-11-03 | Canyons/Desert
14800-Heber Valley Hospital | 21101 | Radiology | 14800-Heber Valley Hospital | 21101-Radiology | 14800~000000000472 | 443082 | 76886GA | DF+350182 | 17-747 | Densitometers, Bone, X-Ray, Du | XR / RF | 239 | GE HEALTHCARE | PRODIGY PRO | 1 | 148D21101A | HV RADIOLOGY | Densitometers, Bone | Life Support / High Risk | IES | ASP_ALPHAS | 165 | 5 | 0 | 2011-04-10 | Canyons/Desert
15400-Intermountain Medical Center | 21111 | Radiology TOSH | 37000-The Orthopedic Specialty Hosp | 32215-Clinical Engineering | 15400~000000042454 | 812910 | 210728GA | ME+210728 | 17-747 | Densitometers, Bone, X-Ray, Du | XR / RF | 240 | GE HEALTHCARE | PRODIGY PRO | 1 | 370D32215A | TO CLINICAL ENGINEERING | Unspecified | Life Support / High Risk | IES | ASP_ALPHAS | 101 | 5 | 0 | 2016-08-12 | Canyons/Desert
40000-Intermountain Medical Group | 73025 | Bountiful Clinic Admin | 40000-Intermountain Medical Group | 73025-Bountiful Clinic Admin | 40000~000000023270 | 829583 | 502741MA | DF+502741 | 17-747 | Densitometers, Bone, X-Ray, Du | XR / RF | 242 | GE HEALTHCARE | PRODIGY PRO | 1 | 400D73025A | MG BOUNTIFUL CLINIC L1 | Unspecified | Life Support / High Risk | IES | ASP_ALPHAS | 82 | 5 | 0 | 2018-03-05 | Canyons/Desert
13200-McKay-Dee Hospital Center | 25501 | Radiation Center | 13200-McKay-Dee Hospital Center | 25501-Radiation Center | 13200~000000018388 |  | 213427008 |  | 17-212 | Radiation Survey Meters, Ioniz | Radiation Survey Meters, Ioniz | 857 | SUN NUCLEAR CORPORATION | PROFILER | 1 | 132D25501A | MK RADIATION THERAPY 1ST FLR | Unspecified | Non Life Support |  |  | 92 | 8 | 0 | 2017-05-24 | Canyons/Desert
14400-Utah Valley Hospital | 25501 | Radiation Center | 14400-Utah Valley Hospital | 25501-Radiation Center | 14400~000000008348 | 490111 | 77069018 |  | 17-212 | Radiation Survey Meters, Ioniz | Radiation Survey Meters, Ioniz | 859 | SUN NUCLEAR CORPORATION | PROFILER | 1 | 144D25501A | UV RADIATION ONCOLOGY | OPRadOnc Common Area | Non Life Support | IES | ASP_GE | 131 | 8 | 0 | 2014-02-05 | Canyons/Desert
13800-Primary Childrens Hospital | 70016 | Dental Clinic | 13800-Primary Childrens Hospital | 70016-Dental Clinic | 13800~000000008799 | 481056 | RPX240338 | IHPCHPLNXR | 18-426 | Radiographic Units, Dental, In | X-Ray Other | 1151 | PLANMECA | PROMAX | 1 | 138D70016A | PC DENTAL CLINIC L4 | Dental Lab | Life Support / High Risk | IES | ASP_GE | 158 | 5 | 0 | 2011-11-30 | Canyons/Desert
40000-Intermountain Medical Group | 74209 | Southridge Allergy | 13900-Riverton Hospital | 74169-Southridge Surgical Spec | 40000~000000026179 | 851488 | KPP18020232 |  | 18-426 | Radiographic Units, Dental, In | X-Ray Other | 1155 | PLANMECA | PROMAX | 1 | 139D74169E | MG RV SRIDGE DERMATOLOGY | Unspecified | Life Support / High Risk | IES | ASP_GE | 66 | 5 | 0 | 2019-08-01 | Canyons/Desert
40000-Intermountain Medical Group | 74209 | Southridge Allergy | 13900-Riverton Hospital | 74169-Southridge Surgical Spec | 40000~000000026180 | 851490 | TDVP33174GB |  | 18-426 | Radiographic Units, Dental, In | X-Ray Other | 1156 | PLANMECA | PROMAX | 1 | 139D74169E | MG RV SRIDGE DERMATOLOGY | Unspecified | Life Support / High Risk | IES | ASP_GE | 66 | 5 | 0 | 2019-08-01 | Canyons/Desert
40000-Intermountain Medical Group | 75001 | Southridge Clinic - Dentistry | 40000-Intermountain Medical Group | 75001-Southridge Clinic - Dentistry | 40000~000000025271 | 851484 | TPXV3063063 |  | 18-426 | Radiographic Units, Dental, In | X-Ray Other | 1157 | PLANMECA | PROMAX | 1 | 400D75001A | MG SOUTHRIDGE CLINIC DENTISTRY | Pano Room | Life Support / High Risk | IES | ASP_GE | 71 | 5 | 0 | 2019-02-04 | Canyons/Desert
13800-Primary Childrens Hospital | 22104 | Operating Rooms | 11300-Supply Chain Organization | 32213-Asset Recovery - SLC | 13800~000000008884 | 486377 | 20209320 | IHPCHALOUS2 | 14-278 | Scanning Systems, Ultrasonic | UltraSound | 1808 | HITACHI ALOKA MEDICAL LTD | PROSOUND ALPHA 7 | 1 | 113D32213C | SC ASSET RECOVERY AIRPORT WHS | Received | Life Support / High Risk | IES | ASP_GE | 156 | 5 | 0 | 2012-01-30 | Canyons/Desert
12800-LDS Hospital | 22451 | Endoscopy Lab | 12800-LDS Hospital | 22451-Endoscopy Lab | 12800~000000013261 | 826046 | 205Y1525 | IHLDHALOUS3 | 14-278 | Scanning Systems, Ultrasonic | UltraSound | 1794 | HITACHI ALOKA MEDICAL LTD | PROSOUND F75 | 1 | 128D22451A | LD ENDOSCOPY L1 | Exam Rm 2 - S.E.1 | Life Support / High Risk | IES | ASP_GE | 84 | 5 | 0 | 2018-01-18 | Canyons/Desert
14400-Utah Valley Hospital | 22451 | Endoscopy Lab | 14400-Utah Valley Hospital | 22451-Endoscopy Lab | 14400~000000014249 | 802513 | 203B7100 | IHUVHALOUS | 14-278 | Scanning Systems, Ultrasonic | UltraSound | 1835 | HITACHI ALOKA MEDICAL LTD | PROSOUND F75 | 1 | 144D22451A | UV ENDOSCOPY LAB | Unspecified | Life Support / High Risk | IES | ASP_GE | 128 | 5 | 0 | 2014-05-22 | Canyons/Desert
15400-Intermountain Medical Center | 22451 | Endoscopy Lab | 15400-Intermountain Medical Center | 22451-Endoscopy Lab | 15400~000000017037 | 560459 | 202U6714 | IHMCHALOUS | 14-278 | Scanning Systems, Ultrasonic | UltraSound | 1846 | HITACHI ALOKA MEDICAL LTD | PROSOUND F75 | 1 | 154D22451A | IM ENDOSCOPY EL2 | BldgB Endo L2 Procedure Rm 6 | Life Support / High Risk | IES | ASP_GE | 137 | 5 | 0 | 2013-08-28 | Canyons/Desert
11800-American Fork Hospital | 21101 | Radiology | 11800-American Fork Hospital | 21101-Radiology | 11800~000000002020 | 247790 | 31203HL3 | 801855RM4 | 18-430 | Radiographic Systems, Digital | XR / RF | 871 | GE HEALTHCARE | PROTEUS XR/A | 1 | 118D21101A | AF RADIOLOGY | 3 | Life Support / High Risk | IES | ASP_GE | 249 | 5 | 0 | 2004-04-20 | Canyons/Desert
12200-Cassia Regional Hospital | 70513 | Orthopedic Clinic | 12200-Cassia Regional Hospital | 70513-Orthopedic Clinic | 12200~000000000497 | 455789 | 72811HL3 | 208678PROTEUS1 | 18-430 | Radiographic Systems, Digital | XR / RF | 878 | GE HEALTHCARE | PROTEUS XR/A | 1 | 122D70513A | CA ORTHOPEDIC CLINIC | Common Area | Life Support / High Risk | IES | ASP_GE | 166 | 5 | 0 | 2011-04-01 | Canyons/Desert
12500-Delta Community Hospital | 21101 | Radiology | 12500-Delta Community Hospital | 21101-Radiology | 12500~000000000315 | 487933 | 90236HL1 | 435DCMCPRO1 | 18-430 | Radiographic Systems, Digital | XR / RF | 880 | GE HEALTHCARE | PROTEUS XR/A | 1 | 125D21101A | DL XRAY | Radiol Radiology | Life Support / High Risk | IES | ASP_GE | 146 | 5 | 0 | 2012-11-19 | Canyons/Desert
12600-St George Regional Hospital | 21101 | Radiology | 12600-St George Regional Hospital | 32317-Plant Operation | 12600~000000003120 | 435837 | 678071HL8 | 435251ZORM1 | 18-430 | Radiographic Systems, Digital | XR / RF | 893 | GE HEALTHCARE | PROTEUS XR/A | 1 | 126D32317B | SG PLANT OPERATIONS RR | 4N Zion Ortho And Sports Med | Life Support / High Risk | IES | ASP_GE | 184 | 5 | 0 | 2009-09-09 | Canyons/Desert
12700-Fillmore Community Hospital | 21101 | Radiology | 12700-Fillmore Community Hospital | 21101-Radiology | 12700~000000000195 | 487934 | 88080HL7 | 435FCMCPRO1 | 18-430 | Radiographic Systems, Digital | XR / RF | 897 | GE HEALTHCARE | PROTEUS XR/A | 1 | 127D21101A | FL RADIOLOGY | Common Area | Life Support / High Risk | IES | ASP_GE | 147 | 5 | 0 | 2012-10-31 | Canyons/Desert
13000-Logan Regional Hospital | 21101 | Radiology | 13000-Logan Regional Hospital | 21101-Radiology | 13000~000000002666 | 471126 | S3918LL | 435716RM4 | 18-430 | Radiographic Systems, Digital | XR / RF | 905 | GE HEALTHCARE | PROTEUS XR/A | 1 | 130D21101A | LO RADIOLOGY | Common Area | Life Support / High Risk | IES | ASP_GE | 160 | 5 | 0 | 2011-09-06 | Canyons/Desert
14300-Park City Hospital | 21101 | Radiology | 14300-Park City Hospital | 21101-Radiology | 14300~000000000276 | 390912 | 59464HL8 | 435658RAD | 18-430 | Radiographic Systems, Digital | XR / RF | 942 | GE HEALTHCARE | PROTEUS XR/A | 1 | 143D21101A | PK XRAY RADIOLOGY | Radiol Common Area | Life Support / High Risk | IES | ASP_GE | 184 | 8 | 0 | 2009-09-30 | Canyons/Desert
18200-Garfield Memorial Hospital | 21101 | Radiology | 18200-Garfield Memorial Hospital | 21101-Radiology | 18200~000000000128 | 264297 | 29595HL6 | 435676RAD | 18-430 | Radiographic Systems, Digital | XR / RF | 968 | GE HEALTHCARE | PROTEUS XR/A | 1 | 182D21101A | GF RADIOLOGY | Radiology | Life Support / High Risk | IES | ASP_GE | 253 | 5 | 0 | 2004-01-01 | Canyons/Desert
40000-Intermountain Medical Group | 72003 | Cedar City Instacare | 40000-Intermountain Medical Group | 72003-Cedar City Instacare | 40000~000000003795 | 379048 | 44803HL8 | 435586PROT | 18-430 | Radiographic Systems, Digital | XR / RF | 988 | GE HEALTHCARE | PROTEUS XR/A | 1 | 400D72003A | MG CEDAR CITY INSTACARE | Radiology | Life Support / High Risk | IES | ASP_GE | 221 | 5 | 0 | 2006-08-10 | Canyons/Desert
40000-Intermountain Medical Group | 72005 | Sunset Instacare | 40000-Intermountain Medical Group | 72005-Sunset Instacare | 40000~000000004033 | 457674 | 47058HL3 | 435634SSPR01 | 18-430 | Radiographic Systems, Digital | XR / RF | 989 | GE HEALTHCARE | PROTEUS XR/A | 1 | 400D72005A | MG SUNSET INSTACARE | Radiology | Life Support / High Risk | IES | ASP_GE | 209 | 5 | 0 | 2007-09-01 | Canyons/Desert
40000-Intermountain Medical Group | 72015 | Taylorsville Instacare | 40000-Intermountain Medical Group | 72015-Taylorsville Instacare | 40000~000000005149 | 404229 | 61914HL8 | 801840RM2 | 18-430 | Radiographic Systems, Digital | XR / RF | 995 | GE HEALTHCARE | PROTEUS XR/A | 1 | 400D72015A | MG TAYLORSVILLE INSTACARE | Radiol Xray Room 2 | Life Support / High Risk | IES | ASP_GE | 184 | 5 | 0 | 2009-09-29 | Canyons/Desert
40000-Intermountain Medical Group | 72015 | Taylorsville Instacare | 40000-Intermountain Medical Group | 73044-Taylorsville Clinic | 40000~000000005503 | 433697 | 68154HL4 | 801840RM1 | 18-430 | Radiographic Systems, Digital | XR / RF | 996 | GE HEALTHCARE | PROTEUS XR/A | 1 | 400D73044A | MG TAYLORSVILLE CLINIC | Unspecified | Life Support / High Risk | IES | ASP_GE | 172 | 5 | 0 | 2010-09-30 | Canyons/Desert
40000-Intermountain Medical Group | 72016 | Southridge Instacare | 40000-Intermountain Medical Group | 72016-Southridge Instacare | 40000~000000004754 | 392756 | 60869HLS | 801302MOBRM1 | 18-430 | Radiographic Systems, Digital | XR / RF | 997 | GE HEALTHCARE | PROTEUS XR/A | 1 | 400D72016A | MG SOUTHRIDGE INSTACARE | Radiology | Life Support / High Risk | IES | ASP_GE | 186 | 5 | 0 | 2009-08-01 | Canyons/Desert
40000-Intermountain Medical Group | 72022 | Saratoga Springs Instacare | 40000-Intermountain Medical Group | 72022-Saratoga Springs Instacare | 40000~000000004633 | 403951 | 78087HL4 | 801341SS1 | 18-430 | Radiographic Systems, Digital | XR / RF | 999 | GE HEALTHCARE | PROTEUS XR/A | 1 | 400D72022A | MG SARATOGA SPRINGS INSTACARE | Inactive | Life Support / High Risk | IES | ASP_GE | 188 | 5 | 0 | 2009-05-29 | Canyons/Desert
40000-Intermountain Medical Group | 72023 | American Fork InstaCare | 11800-American Fork Hospital | 21101-Radiology | 40000~000000014340 | 582794 | 107484HL8 | 801AFP1 | 18-430 | Radiographic Systems, Digital | XR / RF | 1001 | GE HEALTHCARE | PROTEUS XR/A | 1 | 118D21101A | AF RADIOLOGY | Unspecified | Life Support / High Risk | IES | ASP_GE | 126 | 5 | 0 | 2014-07-18 | Canyons/Desert
40000-Intermountain Medical Group | 73009 | North Cache Valley Clinic | 40000-Intermountain Medical Group | 72036-North Cache Valley InstaCare | 40000~000000006631 | 557447 | 2259973-3 | 435563RAD | 18-430 | Radiographic Systems, Digital | XR / RF | 1005 | GE HEALTHCARE | PROTEUS XR/A | 1 | 400D72036A | MG N CACHE VALLEY INSTACARE | X-Ray Rm 1 | Life Support / High Risk | IES | ASP_GE | 135 | 7 | 0 | 2013-10-31 | Canyons/Desert
40000-Intermountain Medical Group | 73010 | South Cache Valley Clinic | 40000-Intermountain Medical Group | 73010-South Cache Valley Clinic | 40000~000000006160 | 488010 | NA | 435755PRO | 18-430 | Radiographic Systems, Digital | XR / RF | 1006 | GE HEALTHCARE | PROTEUS XR/A | 1 | 400D73010A | MG SOUTH CACHE VALLEY CLINIC | Radiol 1 | Life Support / High Risk | IES | ASP_GE | 148 | 7 | 0 | 2012-09-19 | Canyons/Desert
40000-Intermountain Medical Group | 73013 | Hurricane Valley Clinic | 40000-Intermountain Medical Group | 72004-Hurricane Valley Instacare | 40000~000000013210 | 352162 | 49317HL1 | 435635HCPRO1 | 18-430 | Radiographic Systems, Digital | XR / RF | 1008 | GE HEALTHCARE | PROTEUS XR/A | 1 | 400D72004A | MG HURRICANE INSTACARE | Common Area | Life Support / High Risk | IES | ASP_GE | 205 | 5 | 0 | 2007-12-17 | Canyons/Desert
40000-Intermountain Medical Group | 73020 | North Ogden Clinic | 40000-Intermountain Medical Group | 73020-North Ogden Clinic | 40000~000000014250 | 802305 | 107546HL4 | 801786XR2 | 18-430 | Radiographic Systems, Digital | XR / RF | 1010 | GE HEALTHCARE | PROTEUS XR/A | 1 | 400D73020A | MG N OG FAMILY PRAC CLINIC | Unspecified | Life Support / High Risk | IES | ASP_GE | 131 | 7 | 0 | 2014-02-28 | Canyons/Desert
40000-Intermountain Medical Group | 73022 | South Ogden Clinic | 40000-Intermountain Medical Group | 73022-South Ogden Clinic | 40000~000000005150 | 402360 | 62690HL3 | 801387RM1 | 18-430 | Radiographic Systems, Digital | XR / RF | 1013 | GE HEALTHCARE | PROTEUS XR/A | 1 | 400D73022A | MG SOUTH OGDEN CLINIC | OgdenHC Common Area | Life Support / High Risk | IES | ASP_GE | 183 | 5 | 0 | 2009-10-29 | Canyons/Desert
40000-Intermountain Medical Group | 73024 | Syracuse Clinic | 40000-Intermountain Medical Group | 73024-Syracuse Clinic | 40000~000000004761 | 389351 | 59664HL3 | 801525PRO | 18-430 | Radiographic Systems, Digital | XR / RF | 1015 | GE HEALTHCARE | PROTEUS XR/A | 1 | 400D73024A | MG SYRACUSE CLINIC | Radiology | Life Support / High Risk | IES | ASP_GE | 187 | 5 | 0 | 2009-07-01 | Canyons/Desert
40000-Intermountain Medical Group | 73051 | Rose Canyon Clinic | 40000-Intermountain Medical Group | 73051-Rose Canyon Clinic | 40000~000000006026 | 513551 | 70T12097 | 801489XR-DUP | 18-430 | Radiographic Systems, Digital | XR / RF | 1020 | GE HEALTHCARE | PROTEUS XR/A | 1 | 400D73051A | MG ROSE CANYON CLINIC | Radiology | Life Support / High Risk | IES | ASP_GE | 149 | 7 | 0 | 2012-08-23 | Canyons/Desert
40000-Intermountain Medical Group | 73055 | Holladay Clinic | 40000-Intermountain Medical Group | 72012-Holladay Instacare | 40000~000000005943 | 516517 | 1759808 | 801871XR1 | 18-430 | Radiographic Systems, Digital | XR / RF | 1021 | GE HEALTHCARE | PROTEUS XR/A | 1 | 400D72012A | MG HOLLADAY INSTACARE | Holladay Instacare | Life Support / High Risk | IES | ASP_GE | 149 | 7 | 0 | 2012-09-01 | Canyons/Desert
40000-Intermountain Medical Group | 73055 | Holladay Clinic | 40000-Intermountain Medical Group | 73055-Holladay Clinic | 40000~000000004595 | 365035 | N/A | 801273XRAY | 18-430 | Radiographic Systems, Digital | XR / RF | 1022 | GE HEALTHCARE | PROTEUS XR/A | 1 | 400D73055A | MG HOLLADAY CLINIC | Common Areas | Life Support / High Risk | IES | ASP_GE | 196 | 5 | 0 | 2008-10-01 | Canyons/Desert
40000-Intermountain Medical Group | 73056 | North Orem Clinic | 40000-Intermountain Medical Group | 73056-North Orem Clinic | 40000~000000004781 | 391811 | 35397HL9 | 801766XR-DUP | 18-430 | Radiographic Systems, Digital | XR / RF | 1023 | GE HEALTHCARE | PROTEUS XR/A | 1 | 400D73056A | MG NORTH OREM CLINIC | Orem N HC Common Area | Life Support / High Risk | IES | ASP_GE | 187 | 5 | 0 | 2009-06-24 | Canyons/Desert
40000-Intermountain Medical Group | 73074 | Memorial Clinic Admin | 40000-Intermountain Medical Group | 73074-Memorial Clinic Admin | 40000~000000005429 | 433692 | 66938HL2 | 801461RM2 | 18-430 | Radiographic Systems, Digital | XR / RF | 1028 | GE HEALTHCARE | PROTEUS XR/A | 1 | 400D73074A | MG MEMORIAL CLINIC ADMIN | Radiol Rad Room 1 | Life Support / High Risk | IES | ASP_GE | 173 | 5 | 0 | 2010-08-19 | Canyons/Desert
40000-Intermountain Medical Group | 73083 | Kaysville Creekside Clinic | 40000-Intermountain Medical Group | 21101-Radiology | 40000~000000014768 | 722075 | 115066HL3 | 801525PRTS | 18-430 | Radiographic Systems, Digital | XR / RF | 1029 | GE HEALTHCARE | PROTEUS XR/A | 1 | 400D21101A | MG RADIOLOGY RVH SUITE 345 | Unspecified | Life Support / High Risk | IES | ASP_GE | 125 | 7 | 0 | 2014-09-01 | Canyons/Desert
40000-Intermountain Medical Group | 73084 | Draper Clinic | 40000-Intermountain Medical Group | 72076-Draper InstaCare | 40000~000000014741 | 721030 | 114292HL6 | 801385PROT | 18-430 | Radiographic Systems, Digital | XR / RF | 1031 | GE HEALTHCARE | PROTEUS XR/A | 1 | 400D72076A | MG DRAPER INSTACARE | Unspecified | Life Support / High Risk | IES | ASP_GE | 125 | 7 | 0 | 2014-08-04 | Canyons/Desert
40000-Intermountain Medical Group | 74005 | Southern Utah Neurosciences | 12600-St George Regional Hospital | 32317-Plant Operation | 40000~000000025201 | 490479 | 87615HL1 | 435628RROPRO1 | 18-430 | Radiographic Systems, Digital | XR / RF | 1034 | GE HEALTHCARE | PROTEUS XR/A | 1 | 126D32317B | SG PLANT OPERATIONS RR | Unspecified | Life Support / High Risk | IES | ASP_GE | 149 | 5 | 0 | 2012-09-01 | Canyons/Desert
40000-Intermountain Medical Group | 74011 | Budge Clinic Radiology | 40000-Intermountain Medical Group | 74011-Budge Clinic Radiology | 40000~000000005629 | 451976 | 72512HL7 | 4357792RM2 | 18-430 | Radiographic Systems, Digital | XR / RF | 1035 | GE HEALTHCARE | PROTEUS XR/A | 1 | 400D74011A | MG BUDGE CL RADIOLOGY 1ST FLR | Xray 2 | Life Support / High Risk | IES | ASP_GE | 164 | 5 | 0 | 2011-05-17 | Canyons/Desert
40000-Intermountain Medical Group | 74011 | Budge Clinic Radiology | 40000-Intermountain Medical Group | 74011-Budge Clinic Radiology | 40000~000000006165 | 488009 | 435792RM3 | 435792RM3 | 18-430 | Radiographic Systems, Digital | XR / RF | 1036 | GE HEALTHCARE | PROTEUS XR/A | 1 | 400D74011A | MG BUDGE CL RADIOLOGY 1ST FLR | Xray 1 | Life Support / High Risk | IES | ASP_GE | 149 | 7 | 0 | 2012-08-24 | Canyons/Desert
40000-Intermountain Medical Group | 74051 | Calton-Harrison Ortho-South | 40000-Intermountain Medical Group | 74050-Calton-Harrison Ortho-North | 40000~000000004790 | 401785 | 62206HL8 | 801387PRO2 | 18-430 | Radiographic Systems, Digital | XR / RF | 1041 | GE HEALTHCARE | PROTEUS XR/A | 1 | 400D74050A | MG CALTON HARRISON ORTHO NORTH | Ste2400CaltonHarrisonCliCommon | Life Support / High Risk | IES | ASP_GE | 183 | 5 | 0 | 2009-10-28 | Canyons/Desert
40000-Intermountain Medical Group | 74078 | Ortho Specialty Group - LDSH | 40000-Intermountain Medical Group | 74078-Ortho Specialty Group - LDSH | 40000~000000004005 | 314162 | 45900HL8 | 801321OSG | 18-430 | Radiographic Systems, Digital | XR / RF | 1046 | GE HEALTHCARE | PROTEUS XR/A | 1 | 400D74078A | MG AVENUES SPECIALTY ORTHO L1 | Unspecified | Life Support / High Risk | IES | ASP_GE | 214 | 5 | 0 | 2007-03-29 | Canyons/Desert
40000-Intermountain Medical Group | 74078 | Ortho Specialty Group - LDSH | 40000-Intermountain Medical Group | 74078-Ortho Specialty Group - LDSH | 40000~000000005540 | 470211 | 70345HL4 | 801302MOBRM1 | 18-430 | Radiographic Systems, Digital | XR / RF | 1047 | GE HEALTHCARE | PROTEUS XR/A | 1 | 400D74078A | MG AVENUES SPECIALTY ORTHO L1 | Fp Main | Life Support / High Risk | IES | ASP_GE | 168 | 5 | 0 | 2011-01-17 | Canyons/Desert
40000-Intermountain Medical Group | 74099 | Ortho Specialty Group-TOSH | 40000-Intermountain Medical Group | 74099-Ortho Specialty Group-TOSH | 40000~000000002470 | 311278 | 3652 | 801314RM2 | 18-430 | Radiographic Systems, Digital | XR / RF | 1049 | GE HEALTHCARE | PROTEUS XR/A | 1 | 400D74099A | MG ORTHO SPCLTY GROUP TOSH A | Common Area | Life Support / High Risk | IES | ASP_GE | 228 | 5 | 0 | 2006-01-23 | Canyons/Desert
40000-Intermountain Medical Group | 74107 | Ortho Specialty Group-IMC | 40000-Intermountain Medical Group | 74107-Ortho Specialty Group-IMC | 40000~000000004202 | 349009 | 49318HL9 | 801IMCXR | 18-430 | Radiographic Systems, Digital | XR / RF | 1050 | GE HEALTHCARE | PROTEUS XR/A | 1 | 400D74107A | MG ORTHO SPEC GROUP IM STE 430 | BldgB Ste430 Xray Room | Life Support / High Risk | IES | ASP_GE | 209 | 5 | 0 | 2007-08-15 | Canyons/Desert
40000-Intermountain Medical Group | 74108 | Ortho Specialty Group-Riverton | 40000-Intermountain Medical Group | 74108-Ortho Specialty Group-Riverton | 40000~000000003534 | 285894 | NA | 801302RM1 | 18-430 | Radiographic Systems, Digital | XR / RF | 1052 | GE HEALTHCARE | PROTEUS XR/A | 1 | 400D74108A | MG ORTHO SPECIALTY GROUP RV | Ste 460 RV Ortho Common Area | Life Support / High Risk | IES | ASP_GE | 230 | 5 | 0 | 2005-11-17 | Canyons/Desert
40000-Intermountain Medical Group | 74130 | Avenues Specialty Clinic Admin | 40000-Intermountain Medical Group | 74130-Avenues Specialty Clinic Admin | 40000~000000032716 | 216568 | 2231HL5 | 801321OSG2 | 18-430 | Radiographic Systems, Digital | XR / RF | 1054 | GE HEALTHCARE | PROTEUS XR/A | 1 | 400D74130A | MG AVENUES SPECIALTY CLINIC L1 | Unspecified | Life Support / High Risk | IES | ASP_GE | 268 | 5 | 0 | 2002-09-06 | Canyons/Desert
40000-Intermountain Medical Group | 74135 | Salt Lake Clinic - Radiology | 40000-Intermountain Medical Group | 74135-Salt Lake Clinic - Radiology | 40000~000000004227 | 365186 | 54809HL9 | 801535RM20 | 18-430 | Radiographic Systems, Digital | XR / RF | 1055 | GE HEALTHCARE | PROTEUS XR/A | 1 | 400D74135A | MG SL CLINIC RADIOLOGY 1ST FLR | Xray | Life Support / High Risk | IES | ASP_GE | 204 | 5 | 0 | 2008-01-07 | Canyons/Desert
40000-Intermountain Medical Group | 74137 | Utah Valley Ortho-Provo | 14400-Utah Valley Hospital | 28837-Physical Therapy Ortho - OP | 40000~000000002787 | 369707 | 528554HL7 | 373ORTHO | 18-430 | Radiographic Systems, Digital | XR / RF | 1057 | GE HEALTHCARE | PROTEUS XR/A | 1 | 144D28837A | UV OC PHYSCL THERAPY L2 | OP SpMedOrtho X-Ray | Life Support / High Risk | IES | ASP_GE | 195 | 5 | 0 | 2008-11-01 | Canyons/Desert
40000-Intermountain Medical Group | 74194 | Sevier Valley Specialty Clinic | 40000-Intermountain Medical Group | 74194-Sevier Valley Specialty Clinic | 40000~000000011811 | 490505 | 103424HL7 | 435893RM3 | 18-430 | Radiographic Systems, Digital | XR / RF | 1062 | GE HEALTHCARE | PROTEUS XR/A | 1 | 400D74194A | MG SEVIER VALLEY SPECIALTY CL | Common Area | Life Support / High Risk | IES | ASP_GE | 133 | 5 | 0 | 2014-01-01 | Canyons/Desert
40000-Intermountain Medical Group | 74315 | Layton Clinic Radiology | 40000-Intermountain Medical Group | 73072-Layton Clinic | 40000~000000026102 | 519351 | PENDING | 801779RAD2 | 18-430 | Radiographic Systems, Digital | XR / RF | 1064 | GE HEALTHCARE | PROTEUS XR/A | 1 | 400D73072A | MG LAYTON CLINIC | Common Areas | Life Support / High Risk | IES | ASP_GE | 147 | 5 | 0 | 2012-10-22 | Canyons/Desert
40000-Intermountain Medical Group | 77006 | Salt Lake Workmed | 40000-Intermountain Medical Group | 77006-Salt Lake Workmed | 40000~000000003899 | 314234 | N/A | 801314RM1 | 18-430 | Radiographic Systems, Digital | XR / RF | 1066 | GE HEALTHCARE | PROTEUS XR/A | 1 | 400D77006A | MG WORKMED SALT LAKE | Radiology | Life Support / High Risk | IES | ASP_GE | 215 | 5 | 0 | 2007-02-06 | Canyons/Desert
40000-Intermountain Medical Group | 77017 | South Jordan WorkMed | 40000-Intermountain Medical Group | 77017-South Jordan WorkMed | 40000~000000016633 | 806011 | 122164HL7 | 801442PROT01 | 18-430 | Radiographic Systems, Digital | XR / RF | 1068 | GE HEALTHCARE | PROTEUS XR/A | 1 | 400D77017A | MG SOUTH JORDAN WORKMED | Unspecified | Life Support / High Risk | IES | ASP_GE | 117 | 7 | 0 | 2015-04-30 | Canyons/Desert
44000-Saltzer Medical Group Inc | 79732 | Nampa-South Urgent Care | 40500-Ambulatory Care Admin | 40047-Community Based Care | 44000~000000001183 | 888370 | 2UA73629VK | 208463RAD2 | 18-430 | Radiographic Systems, Digital | XR / RF | 1070 | GE HEALTHCARE | PROTEUS XR/A | 1 | 405D40047A | ID SALTZER NAMPA SOUTH CLINIC | Unspecified | Life Support / High Risk | IES | ASP_GE | 37 | 5 | 2 | 2021-12-09 | Canyons/Desert
40000-Intermountain Medical Group | 74341 | Utah Valley Neurosurgery | 40000-Intermountain Medical Group | 74341-Utah Valley Neurosurgery | 40000~000000032653 | 910727 | 801357PROT1 | 801357PROT1 | 17-174 | Radiographic Systems, Film | XR / RF | 1132 | GENERAL ELECTRIC COMPANY | PROTEUS XR/A | 1 | 400D74341A | MG UTAH VALLEY NEUROSURGERY | Unspecified | Non Life Support | IES | ASP_GE | 21 | 7 | 5 | 2023-04-30 | Canyons/Desert
40000-Intermountain Medical Group | 77004 | Ogden Workmed | 40000-Intermountain Medical Group | 77004-Ogden Workmed | 40000~000000032712 | 913728 | 198606-3 |  | 18-430 | Radiographic Systems, Digital | XR / RF | 1065 | GE HEALTHCARE | PROTEUS XR/F | 1 | 400D77004A | MG WORKMED OGDEN | Unspecified | Non Life Support | IES | ASP_GE | 17 | 5 | 4 | 2023-08-07 | Canyons/Desert
44000-Saltzer Medical Group Inc | 79732 | Nampa-South Urgent Care | 44000-Saltzer Medical Group Inc | 79732-Nampa-South Urgent Care | 44000~000000001014 | 760729 | 20855HL3 |  | 17-174 | Radiographic Systems, Film | XR / RF | 1134 | GE HEALTHCARE | PROTEUS XRD/A | 1 | 440D79732A | SZ S NAMPA URGENT CARE | Unspecified | Life Support / High Risk | CRMC_CE | CASSIACRW6 | 49 | 5 | 1 | 2020-12-17 | Canyons/Desert
44000-Saltzer Medical Group Inc | 79732 | Nampa-South Urgent Care | 44000-Saltzer Medical Group Inc | 79732-Nampa-South Urgent Care | 44000~000000001015 | 760730 | 134211HL2 |  | 17-174 | Radiographic Systems, Film | XR / RF | 1135 | GE HEALTHCARE | PROTEUS XRD/A | 1 | 440D79732A | SZ S NAMPA URGENT CARE | Unspecified | Life Support / High Risk | CRMC_CE | CASSIACRW6 | 49 | 5 | 1 | 2020-12-17 | Canyons/Desert
13200-McKay-Dee Hospital Center | 20501 | Cardiovascular Lab | 13200-McKay-Dee Hospital Center | 20501-Cardiovascular Lab | 13200~000000010657 | 186894 | 93633 | IHMKHMDRIJ5 | 17-968 | Injectors, Contrast Media | Injectors | 442 | MEDRAD INCORPORATED | PROVIS | 1 | 132D20501A | MK CARDIOLOGY 3RD FLR | Common Area | Non Life Support | IMGOPS | IMGOPS_01 | 274 | 5 | 0 | 2002-04-01 | Canyons/Desert
13800-Primary Childrens Hospital | 21101 | Radiology | 13800-Primary Childrens Hospital | 21001-Imaging Administration | 13800~000000029483 | 864553 | 10000020 | IHPCHPHLRF4 | 99-108 | Radiographic/Fluoroscopic Syst | XR / RF | 1350 | PHILIPS HEALTHCARE | PROXIDIAGNOST N90 | 1 | 138D21001A | PC IMAGING L1 | Imaging Administration | Non Life Support | IES | ASP_GE | 52 | 5 | 1 | 2020-09-08 | Canyons/Desert
15400-Intermountain Medical Center | 25501 | Radiation Center | 15400-Intermountain Medical Center | 25501-Radiation Center | 15400~000000021457 | 373391 | 010230 |  | 17-211 | Radiation Survey Meters, Geige | Radiation Survey Meters, Geige | 850 | TECHNICAL ASSOCIATES | PRS-5 | 1 | 154D25501A | IM RADIATION CENTER HL1 | Bldg A Rad Ther L1 CommonArea | Non Life Support | IES | ASP_GE | 191 | 5 | 0 | 2009-02-02 | Canyons/Desert
15400-Intermountain Medical Center | 21102 | Angiography | 15400-Intermountain Medical Center | 21102-Angiography | 15400~000000028108 | 809420 | JET0197 |  | 17-559 | Angioplasty Systems, Atherecto |  | 1 | BOSTON SCIENTIFIC CORPORATION | PVCN100 | 1 | 154D21102A | IM ANGIO TL1 | Common Area | Non Life Support | IES | ASP_GE | 103 | 5 | 0 | 2016-06-27 | Canyons/Desert
15400-Intermountain Medical Center | 21401 | Computed Tomography - CT | 15400-Intermountain Medical Center | 21401-Computed Tomography - CT | 15400~000000036159 | 868129 | 3293 |  | 17-559 | Angioplasty Systems, Atherecto |  | 2 | BOSTON SCIENTIFIC CORPORATION | PVCN100 | 1 | 154P21401A | IM CT TOWER CART TLL1 | Unspecified | Non Life Support | IMC_CE | IMCCE9 | 53 | 5 | 1 | 2020-08-11 | Canyons/Desert
15400-Intermountain Medical Center | 22104 | Operating Rooms | 15400-Intermountain Medical Center | 22104-Operating Rooms | 15400~000000028198 | 810700 | JET0219 |  | 17-559 | Angioplasty Systems, Atherecto |  | 3 | BOSTON SCIENTIFIC CORPORATION | PVCN100 | 1 | 154D22104B | IM OR FRONT DESK TL2 | Or16 | Non Life Support | IMC_CE | IMCCE2 | 101 | 5 | 0 | 2016-08-08 | Canyons/Desert
14400-Utah Valley Hospital | 21101 | Radiology | 14400-Utah Valley Hospital | 21101-Radiology | 14400~000000020611 | 851703 | GA24J40176 | IHUVHEATUP2 | 16-936 | Power Systems, Uninterruptible | Power Systems, Uninterruptible | 719 | EATON CORPORATION | PW9125-3000U | 1 | 144D21101A | UV RADIOLOGY | Unspecified | Non Life Support | IES | ASP_GE | 65 | 5 | 0 | 2019-08-06 | Canyons/Desert
12000-Bear River Valley Hospital | 21101 | Radiology | 12000-Bear River Valley Hospital | 21101-Radiology | 12000~000000001400 | 838518 | GE254A0237 | IHBRHEATUP3 | 16-936 | Power Systems, Uninterruptible | Power Systems, Uninterruptible | 661 | EATON CORPORATION | PW9130L700T | 1 | 120D21101A | BR RADIOLOGY | Unspecified | Non Life Support | IES | ASP_GE | 75 | 5 | 0 | 2018-10-10 | Canyons/Desert
12900-Layton Hospital | 21101 | Radiology | 12900-Layton Hospital | 21101-Radiology | 12900~000000001496 | 835646 | 801LAYMR2UPS | IHLYHEATUP | 16-936 | Power Systems, Uninterruptible | Power Systems, Uninterruptible | 684 | EATON CORPORATION | PW9130L700T | 1 | 129D21101A | LA RADIOLOGY | Unspecified | Non Life Support | IES | ASP_GE | 76 | 5 | 0 | 2018-09-20 | Canyons/Desert
14400-Utah Valley Hospital | 24012 | Laboratory General | 14400-Utah Valley Hospital | 24012-Laboratory General | 14400~000000007495 | 517913 | GF322A0177 |  | 16-936 | Power Systems, Uninterruptible | Power Systems, Uninterruptible | 725 | EATON CORPORATION | PW9130L700T | 1 | 144D24012A | UV LAB GENERAL | Common Area | Non Life Support | UVH_CE | UVCREW8_CE | 148 | 5 | 0 | 2012-10-01 | Canyons/Desert
11800-American Fork Hospital | 25501 | Radiation Center | 11800-American Fork Hospital | 25501-Radiation Center | 11800~000000006244 | 352372 | Z080171 |  | 99-533 | Meters, Multiparameter, Digita | Meters, Multiparameter, Digita | 596 | STANDARD IMAGING | QA BEAM CHECKER PLUS | 1 | 118D25501A | AF RADIATION ONCOLOGY | Common Area | Non Life Support | UVH_CE | UVCREW1_CE | 204 | 5 | 0 | 2008-01-29 | Canyons/Desert
11800-American Fork Hospital | 25501 | Radiation Center | 11800-American Fork Hospital | 25501-Radiation Center | 11800~000000006556 | 801060 | Z150772 |  | 99-533 | Meters, Multiparameter, Digita | Meters, Multiparameter, Digita | 597 | STANDARD IMAGING | QA BEAM CHECKER PLUS | 1 | 118D25501A | AF RADIATION ONCOLOGY | Common Area | Non Life Support | AFH_CE | AFCREW1_CE | 117 | 5 | 0 | 2015-04-02 | Canyons/Desert
13000-Logan Regional Hospital | 25501 | Radiation Center | 13000-Logan Regional Hospital | 25501-Radiation Center | 13000~000000002037 | 496628 | Z080876 |  | 99-533 | Meters, Multiparameter, Digita | Meters, Multiparameter, Digita | 598 | STANDARD IMAGING | QA BEAM CHECKER PLUS | 1 | 130D25501A | LO CANCER CTR RADIATION THER | Cancer Center | Non Life Support | IES | ASP_GE | 199 | 7 | 0 | 2008-06-16 | Canyons/Desert
14400-Utah Valley Hospital | 25501 | Radiation Center | 14400-Utah Valley Hospital | 25501-Radiation Center | 14400~000000016544 |  | Z171546 |  | 99-533 | Meters, Multiparameter, Digita | Meters, Multiparameter, Digita | 599 | STANDARD IMAGING | QA BEAM CHECKER PLUS | 1 | 144D25501A | UV RADIATION ONCOLOGY | Unspecified | Non Life Support |  |  | 91 | 8 | 0 | 2017-06-09 | Canyons/Desert
40000-Intermountain Medical Group | 74011 | Budge Clinic Radiology | 13000-Logan Regional Hospital | 21101-Radiology | 40000~000000009634 | 402908 | 10289733 | 10289733 | 16-247 | Picture Archiving And Communic | Picture Archiving And Communic | 629 | AGFA CORPORATION | QC WORKSTATION | 1 | 130D21101A | LO RADIOLOGY | Reading Area | Non Life Support | IES | ASP_GE | 221 | 5 | 0 | 2006-08-16 | Canyons/Desert
40000-Intermountain Medical Group | 74138 | Utah Valley Ortho-North Valley | 11800-American Fork Hospital | 21101-Radiology | 40000~000000005909 | 490100 | QG400-11L-1106 | IHAFHQUAXR | 17-174 | Radiographic Systems, Film | XR / RF | 1131 | CARESTREAM HEALTH INCORPORATED | Q-RAD CS-2 | 1 | 118D21101A | AF RADIOLOGY | Unspecified | Life Support / High Risk | IES | ASP_GE | 156 | 5 | 0 | 2012-01-06 | Canyons/Desert
13200-McKay-Dee Hospital Center | 70006 | Family Practice Clinic | 13200-McKay-Dee Hospital Center | 70006-Family Practice Clinic | 13200~000000009042 | 506943 | QG40-12E-0512 | IHMKHQUAXR | 17-174 | Radiographic Systems, Film | XR / RF | 1116 | QUANTUM MEDICAL IMAGING | Q-RAD DS-4 | 1 | 132D70006A | MK PORTER FAMILY MED LA | FP Clinic Radiology | Life Support / High Risk | IES | ASP_GE | 151 | 20 | 7 | 2012-06-20 | Canyons/Desert
14800-Heber Valley Hospital | 21101 | Radiology | 40000-Intermountain Medical Group | 72013-Cottonwood Instacare | 14800~000000001894 |  |  |  | 17-174 | Radiographic Systems, Film | XR / RF | 1118 | QUANTUM MEDICAL IMAGING | Q-RAD DS-4 | 1 | 400D72013A | MG COTTONWOOD INSTACARE | Murray Instacare Radiol | Life Support / High Risk | IES | ASP_GE | 107 | 7 | 0 | 2016-03-01 | Canyons/Desert
40000-Intermountain Medical Group | 42943 | Cottonwood Administration | 40000-Intermountain Medical Group | 72013-Cottonwood Instacare | 40000~000000018116 | 807838 | QRAD-16R-0245 | IHCWUQUAXR | 17-174 | Radiographic Systems, Film | XR / RF | 1119 | QUANTUM MEDICAL IMAGING | Q-RAD DS-4 | 1 | 400D72013A | MG COTTONWOOD INSTACARE | Murray Instacare Radiol | Life Support / High Risk | IES | ASP_GE | 107 | 7 | 0 | 2016-03-01 | Canyons/Desert
40000-Intermountain Medical Group | 72037 | Park City Bonanza Instacare | 40000-Intermountain Medical Group | 72037-Park City Bonanza Instacare | 40000~000000015077 | 800064 | QG50G2-14N-1002 | IHPCUQUAXR | 17-174 | Radiographic Systems, Film | XR / RF | 1120 | QUANTUM MEDICAL IMAGING | Q-RAD DS-4 | 1 | 400D72037A | MG PARK CITY BONANZA INSTACARE | Unspecified | Life Support / High Risk | IES | ASP_GE | 123 | 7 | 0 | 2014-10-10 | Canyons/Desert
40000-Intermountain Medical Group | 73003 | Manti Family Clinic | 40000-Intermountain Medical Group | 73003-Manti Family Clinic | 40000~000000005493 | 447855 | 1612858 | IHMACQUAXR | 17-174 | Radiographic Systems, Film | XR / RF | 1121 | QUANTUM MEDICAL IMAGING | Q-RAD DS-4 | 1 | 400D73003A | MG MANTI CLINIC | FP Manti Clinic | Life Support / High Risk | IES | ASP_GE | 170 | 5 | 0 | 2010-11-15 | Canyons/Desert
40000-Intermountain Medical Group | 73004 | Moroni Clinic | 40000-Intermountain Medical Group | 73004-Moroni Clinic | 40000~000000020821 | 816054 | QRAD20202 | IHMRCQUAXR | 17-174 | Radiographic Systems, Film | XR / RF | 1122 | QUANTUM MEDICAL IMAGING | Q-RAD DS-4 | 1 | 400D73004A | MG MORONI CLINIC | Common Area | Life Support / High Risk | IES | ASP_GE | 97 | 5 | 0 | 2016-12-28 | Canyons/Desert
40000-Intermountain Medical Group | 73031 | South Jordan Clinic | 40000-Intermountain Medical Group | 73031-South Jordan Clinic | 40000~000000005498 | 436915 | UNKNOWN | IHSJCQUAXR | 17-174 | Radiographic Systems, Film | XR / RF | 1123 | QUANTUM MEDICAL IMAGING | Q-RAD DS-4 | 1 | 400D73031A | MG SOUTH JORDAN CLINIC | Radiol Common Area | Life Support / High Risk | IES | ASP_GE | 170 | 5 | 0 | 2010-11-15 | Canyons/Desert
40000-Intermountain Medical Group | 73042 | South Sandy Clinic | 40000-Intermountain Medical Group | 73042-South Sandy Clinic | 40000~000000005504 | 434960 | UNKNOWN | IHSACQUAXR | 17-174 | Radiographic Systems, Film | XR / RF | 1124 | QUANTUM MEDICAL IMAGING | Q-RAD DS-4 | 1 | 400D73042A | MG SOUTH SANDY CLINIC | Radiology | Life Support / High Risk | IES | ASP_GE | 171 | 5 | 0 | 2010-10-04 | Canyons/Desert
40000-Intermountain Medical Group | 74053 | Snowbasin Clinic | 40000-Intermountain Medical Group | 74053-Snowbasin Clinic | 40000~000000005520 | 445514 | QG400-10J-0903 | IHSBCQUAXR | 17-174 | Radiographic Systems, Film | XR / RF | 1125 | QUANTUM MEDICAL IMAGING | Q-RAD DS-4 | 1 | 400D74053A | MG SNOWBASIN CLINIC | Unspecified | Life Support / High Risk | IES | ASP_GE | 171 | 5 | 0 | 2010-10-19 | Canyons/Desert
40000-Intermountain Medical Group | 74099 | Ortho Specialty Group-TOSH | 40000-Intermountain Medical Group | 74099-Ortho Specialty Group-TOSH | 40000~000000033904 | 920449 | QG50G-07D-0402 |  | 17-174 | Radiographic Systems, Film | XR / RF | 1127 | QUANTUM MEDICAL IMAGING | Q-RAD DS-4 | 1 | 400D74099A | MG ORTHO SPCLTY GROUP TOSH A | Unspecified | Life Support / High Risk | IES | ASP_GE | 10 | 5 | 4 | 2024-04-01 | Canyons/Desert
40000-Intermountain Medical Group | 74099 | Ortho Specialty Group-TOSH | 40000-Intermountain Medical Group | 74099-Ortho Specialty Group-TOSH | 40000~000000033906 |  |  |  | 17-174 | Radiographic Systems, Film | XR / RF | 1128 | QUANTUM MEDICAL IMAGING | Q-RAD DS-4 | 1 | 400D74099A | MG ORTHO SPCLTY GROUP TOSH A | Unspecified | Life Support / High Risk | IES | ASP_GE | 10 | 5 | 4 | 2024-04-01 | Canyons/Desert
40000-Intermountain Medical Group | 74099 | Ortho Specialty Group-TOSH | 40000-Intermountain Medical Group | 74099-Ortho Specialty Group-TOSH | 40000~000000033907 |  |  |  | 17-174 | Radiographic Systems, Film | XR / RF | 1129 | QUANTUM MEDICAL IMAGING | Q-RAD DS-4 | 1 | 400D74099A | MG ORTHO SPCLTY GROUP TOSH A | Unspecified | Life Support / High Risk | IES | ASP_GE | 10 | 5 | 4 | 2024-04-01 | Canyons/Desert
40000-Intermountain Medical Group | 74099 | Ortho Specialty Group-TOSH | 40000-Intermountain Medical Group | 74099-Ortho Specialty Group-TOSH | 40000~000000033908 |  |  |  | 17-174 | Radiographic Systems, Film | XR / RF | 1130 | QUANTUM MEDICAL IMAGING | Q-RAD DS-4 | 1 | 400D74099A | MG ORTHO SPCLTY GROUP TOSH A | Unspecified | Life Support / High Risk | IES | ASP_GE | 10 | 5 | 4 | 2024-04-01 | Canyons/Desert
40000-Intermountain Medical Group | 77010 | Murray Workmed | 40000-Intermountain Medical Group | 77010-Murray Workmed | 40000~000000006169 | 511776 | QG400-12G-0703 | IHWMCQUAXR | 17-174 | Radiographic Systems, Film | XR / RF | 1133 | QUANTUM MEDICAL IMAGING | Q-RAD DS-4 | 1 | 400D77010A | MG WORKMED MURRAY | Murray Work Med | Life Support / High Risk | IES | ASP_GE | 149 | 7 | 0 | 2012-08-20 | Canyons/Desert
40000-Intermountain Medical Group | 73112 | USU Student Health Center | 40000-Intermountain Medical Group | 73112-USU Student Health Center | 40000~000000006042 | 537748 | QG402-12D-0402 | IHWDCQUAXR | 16-602 | X-Ray Generators | XR / RF | 3874 | CARESTREAM HEALTH INCORPORATED | QUEST HF SERIES | 1 | 400D73112A | MG USU STUDENT HEALTH CENTER | Unspecified | Life Support / High Risk | IES | ASP_GE | 151 | 7 | 0 | 2012-06-08 | Canyons/Desert
40000-Intermountain Medical Group | 72011 | Bountiful Instacare | 40000-Intermountain Medical Group | 72011-Bountiful Instacare | 40000~000000009274 | 131817 | 13612950 | AM132257 | 15-938 | X-Ray Film Processors, Automat | X-Ray Film Processors, Automat | 3869 | KONICA MINOLTA MEDICAL IMAGING USA INC | QX-70 | 1 | 400D72011A | MG BOUNTIFUL INSTACARE | Instacare Radiology | Non Life Support | IES | ASP_GE | 421 | 5 | 0 | 1990-01-01 | Canyons/Desert
40000-Intermountain Medical Group | 74135 | Salt Lake Clinic - Radiology | 40000-Intermountain Medical Group | 74135-Salt Lake Clinic - Radiology | 40000~000000007799 | 363003 | LS0085 | IHSCCHLGMA1 | 18-037 | Video Image Processors | Video Image Processors | 3809 | HOLOGIC INCORPORATED | R2 IMAGE CHECKER | 1 | 400D74135A | MG SL CLINIC RADIOLOGY 1ST FLR | Mammography | Run to Fail | IES | ASP_GE | 196 | 5 | 0 | 2008-09-09 | Canyons/Desert
40000-Intermountain Medical Group | 73011 | Bear River Clinic | 40000-Intermountain Medical Group | 73011-Bear River Clinic | 40000~000000033427 | 916599 | 1300498WX1 |  | 14-121 | Transducers, Ultrasonic | Transducers | 3716 | GE HEALTHCARE | RAB2-6-RS | 1 | 400D73011A | MG BEAR RIVER CLINIC | Unspecified | Run to Fail | IES | ASP_GE | 12 | 5.0833 | 4.0833 | 2024-01-03 | Canyons/Desert
40000-Intermountain Medical Group | 74058 | Wasatch OB-GYN | 40000-Intermountain Medical Group | 74058-Wasatch OB-GYN | 40000~000000030503 | 888450 | 1029971WX7 |  | 14-121 | Transducers, Ultrasonic | Transducers | 3725 | GE HEALTHCARE | RAB2-6-RS | 1 | 400D74058C | MG LA PW WASATCH OB STE 2C | Common Area | Run to Fail | MKDHC_CE | MKDCREW9CE | 37 | 5.0833 | 2.0833 | 2021-12-13 | Canyons/Desert
40000-Intermountain Medical Group | 74058 | Wasatch OB-GYN | 40000-Intermountain Medical Group | 74058-Wasatch OB-GYN | 40000~000000030505 | 888512 | 1001545WX1 |  | 14-121 | Transducers, Ultrasonic | Transducers | 3727 | GE HEALTHCARE | RAB2-6-RS | 1 | 400D74058A | MG MK WASATCH OBGYN STE 4815 | Ste4815WasatchObCommon Area | Run to Fail | MKDHC_CE | MKDCREW2CE | 37 | 5.0833 | 2.0833 | 2021-12-15 | Canyons/Desert
40000-Intermountain Medical Group | 74058 | Wasatch OB-GYN | 40000-Intermountain Medical Group | 74058-Wasatch OB-GYN | 40000~000000032865 | 912334 | 1273011WX5 |  | 14-121 | Transducers, Ultrasonic | Transducers | 3731 | GE HEALTHCARE | RAB2-6-RS | 1 | 400D74058A | MG MK WASATCH OBGYN STE 4815 | Ste4815WasatchObCommon Area | Run to Fail | MKDHC_CE | MKDCREW2CE | 16 | 5.0833 | 4.0833 | 2023-09-20 | Canyons/Desert
12200-Cassia Regional Hospital | 21101 | Radiology | 12200-Cassia Regional Hospital | 21101-Radiology | 12200~000000001221 | 487829 | 103684KR7 |  | 14-121 | Transducers, Ultrasonic | Transducers | 3333 | GENERAL ELECTRIC COMPANY | RAB4-8-D | 1 | 122D21101A | CA RADIOLOGY | Common Areas | Run to Fail |  |  | 156 | 5 | 0 | 2012-01-10 | Canyons/Desert
15400-Intermountain Medical Center | 70519 | Maternal Fetal Medicine | 15400-Intermountain Medical Center | 70519-Maternal Fetal Medicine | 15400~000000013229 | 491861 | 75377KR2 |  | 14-121 | Transducers, Ultrasonic | Transducers | 3695 | GENERAL ELECTRIC COMPANY | RAB4-8-D | 1 | 154D70519A | IM MATERNAL FETAL MEDICINE GL1 | BldgD Ste100 Common Area | Run to Fail |  |  | 206 | 5 | 0 | 2007-11-05 | Canyons/Desert
15400-Intermountain Medical Center | 70519 | Maternal Fetal Medicine | 15400-Intermountain Medical Center | 70519-Maternal Fetal Medicine | 15400~000000013232 | 491864 | 56810KR5 |  | 14-121 | Transducers, Ultrasonic | Transducers | 3697 | GENERAL ELECTRIC COMPANY | RAB4-8-D | 1 | 154D70519A | IM MATERNAL FETAL MEDICINE GL1 | BldgD Ste100 Common Area | Run to Fail |  |  | 206 | 5 | 0 | 2007-11-05 | Canyons/Desert
15400-Intermountain Medical Center | 70519 | Maternal Fetal Medicine | 15400-Intermountain Medical Center | 70519-Maternal Fetal Medicine | 15400~000000013240 | 491888 | 56800KR6 |  | 14-121 | Transducers, Ultrasonic | Transducers | 3703 | GENERAL ELECTRIC COMPANY | RAB4-8-D | 1 | 154D70519A | IM MATERNAL FETAL MEDICINE GL1 | BldgD Ste100 Common Area | Run to Fail |  |  | 206 | 5 | 0 | 2007-11-05 | Canyons/Desert
12600-St George Regional Hospital | 21101 | Radiology | 12600-St George Regional Hospital | 21101-Radiology | 12600~000000011553 | 491205 | 141767KR4 |  | 14-121 | Transducers, Ultrasonic | Transducers | 3353 | GE HEALTHCARE | RAB6-D 4D | 1 | 126D21101A | SG RADIOLOGY | Common Area | Run to Fail |  |  | 148 | 5 | 0 | 2012-09-05 | Canyons/Desert
12900-Layton Hospital | 21001 | Imaging Administration | 12900-Layton Hospital | 21001-Imaging Administration | 12900~000000005325 | 902577 | 1164677WX5 |  | 14-121 | Transducers, Ultrasonic | Transducers | 3402 | GE HEALTHCARE | RAB6-D 4D | 1 | 129D21001A | LA IMAGING ADMINISTRATION | Unspecified | Run to Fail | IES | IESCREWSC | 25 | 15.25 | 13.25 | 2022-12-12 | Canyons/Desert
13200-McKay-Dee Hospital Center | 70519 | Maternal Fetal Medicine | 13200-McKay-Dee Hospital Center | 32215-Clinical Engineering | 13200~000000025622 | 903046 | 157499KR5 |  | 14-121 | Transducers, Ultrasonic | Transducers | 3551 | GE HEALTHCARE | RAB6-D 4D | 1 | 132D32215A | MK CLINICAL ENGINEERING LA | Unspecified | Run to Fail | MKDHC_CE | MKDCREW2CE | 25 | 15.25 | 13.25 | 2022-12-21 | Canyons/Desert
13200-McKay-Dee Hospital Center | 70519 | Maternal Fetal Medicine | 13200-McKay-Dee Hospital Center | 70519-Maternal Fetal Medicine | 13200~000000025734 | 903033 | 633813WX1 |  | 14-121 | Transducers, Ultrasonic | Transducers | 3562 | GE HEALTHCARE | RAB6-D 4D | 1 | 132D70519A | MK MATERNAL FETAL MED 4TH FLR | Unspecified | Run to Fail | MKDHC_CE | MKDCREW2CE | 25 | 15.25 | 13.25 | 2022-12-21 | Canyons/Desert
13200-McKay-Dee Hospital Center | 70519 | Maternal Fetal Medicine | 13200-McKay-Dee Hospital Center | 70519-Maternal Fetal Medicine | 13200~000000025735 | 903035 | 466596WX4 |  | 14-121 | Transducers, Ultrasonic | Transducers | 3563 | GE HEALTHCARE | RAB6-D 4D | 1 | 132D70519A | MK MATERNAL FETAL MED 4TH FLR | Unspecified | Run to Fail | MKDHC_CE | MKDCREW2CE | 25 | 15.25 | 13.25 | 2022-12-21 | Canyons/Desert
12900-Layton Hospital | 21101 | Radiology | 12900-Layton Hospital | 21101-Radiology | 12900~000000003000 |  | 04G82K |  | 14-121 | Transducers, Ultrasonic | Transducers | 3403 | SONOSITE INCORPORATED | RC60XI/5-2 | 1 | 129D21101A | LA RADIOLOGY | Unspecified | Run to Fail |  |  | 76 | 5 | 0 | 2018-09-21 | Canyons/Desert
13900-Riverton Hospital | 21301 | Imaging Recovery | 13900-Riverton Hospital | 21101-Radiology | 13900~000000005534 | 819201 | 047DW9 |  | 14-121 | Transducers, Ultrasonic | Transducers | 3603 | SONOSITE INCORPORATED | RC60XI/5-2 | 1 | 139D21101A | RV RADIOLOGY | Holding | Run to Fail | CESS | CESS_CREW3 | 95 | 5 | 0 | 2017-02-14 | Canyons/Desert
40000-Intermountain Medical Group | 77006 | Salt Lake Workmed | 40000-Intermountain Medical Group | 77006-Salt Lake Workmed | 40000~000000014438 | 585143 | 2UA4032302 | 801314CR1 | 16-885 | Radiographic/Fluoroscopic Syst | XR / RF | 1427 | KONICA MINOLTA MEDICAL IMAGING USA INC | REGIUS 110 | 1 | 400D77006A | MG WORKMED SALT LAKE | Common Area | Life Support / High Risk | IES | ASP_GE | 129 | 5 | 0 | 2014-04-30 | Canyons/Desert
40000-Intermountain Medical Group | 74053 | Snowbasin Clinic | 40000-Intermountain Medical Group | 74053-Snowbasin Clinic | 40000~000000014246 | 582756 | 120250013 | IHSBCKONCR | 16-885 | Radiographic/Fluoroscopic Syst | XR / RF | 1424 | KONICA MINOLTA MEDICAL IMAGING USA INC | REGIUS 210 | 1 | 400D74053A | MG SNOWBASIN CLINIC | Unspecified | Life Support / High Risk | IES | ASP_GE | 127 | 5 | 0 | 2014-06-05 | Canyons/Desert
13200-McKay-Dee Hospital Center | 21401 | Computed Tomography - CT | 13200-McKay-Dee Hospital Center | 21401-Computed Tomography - CT | 13200~000000025606 | 901775 | AS10G2200106YC | 801387MKCT3 | 13-469 | Scanning Systems, Computed Tom | CT | 1653 | GE HEALTHCARE | Revolution Ascend | 1 | 132D21401A | MK CT 1ST FLR | Ct Rm 3 | Non Life Support | IES | ASP_GE | 25 | 5 | 3 | 2022-12-07 | Canyons/Desert
11600-Alta View Hospital | 21401 | Computed Tomography - CT | 11600-Alta View Hospital | 21401-Computed Tomography - CT | 11600~000000006992 | 851766 | 801501EVO | 801501EVO | 13-469 | Scanning Systems, Computed Tom | CT | 1615 | GE HEALTHCARE | REVOLUTION EVO | 1 | 116D21401A | AV COMPUTED TOMOGRAPHY | Unspecified | Life Support / High Risk | IES | ASP_GE | 71 | 5 | 0 | 2019-02-08 | Canyons/Desert
11800-American Fork Hospital | 21401 | Computed Tomography - CT | 11800-American Fork Hospital | 21401-Computed Tomography - CT | 11800~000000005720 | 819901 | RE36A1700050YC | 801855REVO | 13-469 | Scanning Systems, Computed Tom | CT | 1619 | GE HEALTHCARE | REVOLUTION EVO | 1 | 118D21401A | AF CT SCAN | Common Area | Life Support / High Risk | IES | ASP_GE | 92 | 5 | 0 | 2017-05-17 | Canyons/Desert
12200-Cassia Regional Hospital | 21401 | Computed Tomography - CT | 12200-Cassia Regional Hospital | 21001-Imaging Administration | 12200~000000002505 | 808169 | CRJBX1600003CN | 208677EVO | 13-469 | Scanning Systems, Computed Tom | CT | 1623 | GE HEALTHCARE | REVOLUTION EVO | 1 | 122D21001A | CA IMAGING ADMINISTRATION | Unspecified | Life Support / High Risk | IES | ASP_GE | 104 | 5 | 0 | 2016-05-18 | Canyons/Desert
12600-St George Regional Hospital | 21401 | Computed Tomography - CT | 12600-St George Regional Hospital | 21001-Imaging Administration | 12600~000000018014 | 841309 | REVV81800016CN | 435251REVCT | 13-469 | Scanning Systems, Computed Tom | CT | 1626 | GE HEALTHCARE | REVOLUTION EVO | 1 | 126D21001A | SG IMAGING ADMIN RR | Radiology Admin | Life Support / High Risk | IES | ASP_GE | 81 | 3 | 0 | 2018-04-11 | Canyons/Desert
12800-LDS Hospital | 21401 | Computed Tomography - CT | 12800-LDS Hospital | 21401-Computed Tomography - CT | 12800~000000014667 | 854672 | RE36A1900046YC | 801408EVO | 13-469 | Scanning Systems, Computed Tom | CT | 1637 | GE HEALTHCARE | REVOLUTION EVO | 1 | 128D21401A | LD COMPUTED TOMOGRAPHY L1 | Unspecified | Life Support / High Risk | IES | ASP_GE | 66 | 5 | 0 | 2019-07-10 | Canyons/Desert
13000-Logan Regional Hospital | 21401 | Computed Tomography - CT | 13000-Logan Regional Hospital | 21401-Computed Tomography - CT | 13000~000000011328 | 891303 | 459338CN0 | 435716REV | 13-469 | Scanning Systems, Computed Tom | CT | 1645 | GE HEALTHCARE | REVOLUTION EVO | 1 | 130D21401A | LO COMPUTER TOMOGRAPHY | Ct | Life Support / High Risk | IES | ASP_GE | 35 | 5 | 2 | 2022-02-02 | Canyons/Desert
14000-Sanpete Valley Hospital | 21101 | Radiology | 14000-Sanpete Valley Hospital | 21101-Radiology | 14000~000000000737 | 808146 | CM4GT1600033HM | 435462CT | 13-469 | Scanning Systems, Computed Tom | CT | 1669 | GE HEALTHCARE | REVOLUTION EVO | 1 | 140D21101A | SP RADIOLOGY | Ct | Life Support / High Risk | IES | ASP_GE | 104 | 5 | 0 | 2016-05-16 | Canyons/Desert
14100-Spanish Fork Hospital | 21401 | Computed Tomography - CT | 14100-Spanish Fork Hospital | 21401-Computed Tomography - CT | 14100~000000002238 | 878927 | 801442EV0 |  | 13-469 | Scanning Systems, Computed Tom | CT | 1670 | GE HEALTHCARE | REVOLUTION EVO | 1 | 141D21401A | SF COMPUTED TOMOGRAPHY CT | Unspecified | Life Support / High Risk | IES | ASP_GE | 46 | 5 | 1 | 2021-03-08 | Canyons/Desert
14200-Sevier Valley Hospital | 21101 | Radiology | 14200-Sevier Valley Hospital | 21101-Radiology | 14200~000000001165 | 816870 | RE36A1600149YC | 435893EVO | 13-469 | Scanning Systems, Computed Tom | CT | 1672 | GE HEALTHCARE | REVOLUTION EVO | 1 | 142D21101A | SV RADIOLOGY | Unspecified | Life Support / High Risk | IES | ASP_GE | 94 | 5 | 0 | 2017-03-06 | Canyons/Desert
14400-Utah Valley Hospital | 21401 | Computed Tomography - CT | 14400-Utah Valley Hospital | 21401-Computed Tomography - CT | 14400~000000020410 | 849798 | 801357EVO | 801357EVO | 13-469 | Scanning Systems, Computed Tom | CT | 1678 | GE HEALTHCARE | REVOLUTION EVO | 1 | 144D21401A | UV CT SCAN | Unspecified | Life Support / High Risk | IES | ASP_GE | 71 | 5 | 0 | 2019-02-17 | Canyons/Desert
14600-Cedar City Hospital | 21401 | Computed Tomography - CT | 14600-Cedar City Hospital | 21401-Computed Tomography - CT | 14600~000000003458 | 880036 | CJRBX2000130CN | 435868REVO | 13-469 | Scanning Systems, Computed Tom | CT | 1685 | GE HEALTHCARE | REVOLUTION EVO | 1 | 146D21401A | CC COMPUTED TOMOGRAPHY | Unspecified | Life Support / High Risk | IES | ASP_GE | 47 | 5 | 1 | 2021-03-01 | Canyons/Desert
18200-Garfield Memorial Hospital | 21101 | Radiology | 18200-Garfield Memorial Hospital | 21101-Radiology | 18200~000000000585 | 826586 | 435676REV | 435676REV | 13-469 | Scanning Systems, Computed Tom | CT | 1704 | GE HEALTHCARE | REVOLUTION EVO | 1 | 182D21101A | GF RADIOLOGY | Unspecified | Life Support / High Risk | IES | ASP_GE | 98 | 5 | 0 | 2016-11-30 | Canyons/Desert
11600-Alta View Hospital | 21401 | Computed Tomography - CT | 11600-Alta View Hospital | 21401-Computed Tomography - CT | 11600~000000005864 | 822922 | 801501HDCT | 801501HDCT | 13-469 | Scanning Systems, Computed Tom | CT | 1614 | GE HEALTHCARE | REVOLUTION FRONTIER | 1 | 116D21401A | AV COMPUTED TOMOGRAPHY | Ct Rm 1 | Life Support / High Risk | IES | ASP_GE | 85 | 5 | 0 | 2018-01-01 | Canyons/Desert
12900-Layton Hospital | 21401 | Computed Tomography - CT | 12900-Layton Hospital | 21401-Computed Tomography - CT | 12900~000000001490 | 835649 | 801680CT | 801680CT | 13-469 | Scanning Systems, Computed Tom | CT | 1642 | GE HEALTHCARE | REVOLUTION FRONTIER | 1 | 129D21401A | LA COMPUTED TOMOGRAPHY | Unspecified | Life Support / High Risk | IES | ASP_GE | 78 | 5 | 0 | 2018-08-01 | Canyons/Desert
14400-Utah Valley Hospital | 21401 | Computed Tomography - CT | 14400-Utah Valley Hospital | 21401-Computed Tomography - CT | 14400~000000019748 | 845706 | 801357REV1 | 801357REV1 | 13-469 | Scanning Systems, Computed Tom | CT | 1677 | GE HEALTHCARE | REVOLUTION FRONTIER | 1 | 144D21401A | UV CT SCAN | Inpatient Ct Entrance | Life Support / High Risk | IES | ASP_GE | 72 | 5 | 0 | 2019-01-27 | Canyons/Desert
11800-American Fork Hospital | 20102 | Emergency Dept - Satellite | 11800-American Fork Hospital | 21050-Imaging Dept - Satellite | 11800~000000008127 | 912934 | 801602CT1 |  | 13-469 | Scanning Systems, Computed Tom | CT | 1617 | GE HEALTHCARE | REVOLUTION HD | 1 | 118D21050A | SS IMAGING CENTER SATALLITE | Unspecified | Life Support / High Risk | IES | ASP_GE | 15 | 5 | 4 | 2023-10-05 | Canyons/Desert
12600-St George Regional Hospital | 21401 | Computed Tomography - CT | 12600-St George Regional Hospital | 21401-Computed Tomography - CT | 12600~000000014897 | 817544 | HDDGV1600038CN | 435251REVHD | 13-469 | Scanning Systems, Computed Tom | CT | 1630 | GE HEALTHCARE | REVOLUTION HD | 1 | 126D21401D | SG CT RRAD | Ct Exam 2 | Life Support / High Risk | IES | ASP_GE | 96 | 5 | 0 | 2017-01-31 | Canyons/Desert
13200-McKay-Dee Hospital Center | 21401 | Computed Tomography - CT | 13200-McKay-Dee Hospital Center | 21401-Computed Tomography - CT | 13200~000000018177 | 817807 | GST2146866 | 801387REVO | 13-469 | Scanning Systems, Computed Tom | CT | 1651 | GE HEALTHCARE | REVOLUTION HD | 1 | 132D21401A | MK CT 1ST FLR | Common Area | Life Support / High Risk | IES | ASP_GE | 93 | 5 | 0 | 2017-04-13 | Canyons/Desert
13200-McKay-Dee Hospital Center | 21401 | Computed Tomography - CT | 13200-McKay-Dee Hospital Center | 21401-Computed Tomography - CT | 13200~000000020779 | 848385 | 801387MKCT2 | 801387MKCT2 | 13-469 | Scanning Systems, Computed Tom | CT | 1652 | GE HEALTHCARE | REVOLUTION HD | 1 | 132D21401A | MK CT 1ST FLR | Unspecified | Life Support / High Risk | IES | ASP_GE | 70 | 5 | 0 | 2019-03-04 | Canyons/Desert
13800-Primary Childrens Hospital | 21401 | Computed Tomography - CT | 13800-Primary Childrens Hospital | 21401-Computed Tomography - CT | 13800~000000021612 | 808224 | 438902CN9 | 801662REV1 | 13-469 | Scanning Systems, Computed Tom | CT | 1663 | GE HEALTHCARE | REVOLUTION HD | 1 | 138D21401A | PC CT L1 | Unspecified | Life Support / High Risk | IES | ASP_GE | 128 | 5 | 0 | 2014-05-27 | Canyons/Desert
14600-Cedar City Hospital | 21401 | Computed Tomography - CT | 14600-Cedar City Hospital | 21401-Computed Tomography - CT | 14600~000000002220 | 721575 | 439618CN0 | 435868HDCT | 13-469 | Scanning Systems, Computed Tom | CT | 1684 | GE HEALTHCARE | REVOLUTION HD | 1 | 146D21401A | CC COMPUTED TOMOGRAPHY | Common Area | Life Support / High Risk | IES | ASP_GE | 120 | 5 | 0 | 2015-01-12 | Canyons/Desert
15400-Intermountain Medical Center | 21401 | Computed Tomography - CT | 15400-Intermountain Medical Center | 21401-Computed Tomography - CT | 15400~000000027751 | 806154 | 443225CN8 | 801507REV | 13-469 | Scanning Systems, Computed Tom | CT | 1691 | GE HEALTHCARE | REVOLUTION HD | 1 | 154D21401A | IM COMPUTED TOMOGRAPHY TLL1 | Unspecified | Life Support / High Risk | IES | ASP_GE | 107 | 5 | 0 | 2016-02-23 | Canyons/Desert
15400-Intermountain Medical Center | 21801 | Nuclear Medicine | 15400-Intermountain Medical Center | 21801-Nuclear Medicine | 15400~000000036242 | 868956 | 27654 |  | 13-469 | Scanning Systems, Computed Tom | CT | 1697 | GE HEALTHCARE | REVOLUTION HD | 1 | 154D21801B | IM NUCLEAR MED EL2 | Unspecified | Life Support / High Risk | IMC_CE | IMCCE9 | 53 | 5 | 1 | 2020-08-20 | Canyons/Desert
37700-Primary Childrens - Lehi | 21401 | Computed Tomography - CT | 37700-Primary Childrens - Lehi | 21401-Computed Tomography - CT | 37700~000000003043 | 919884 | 385531CT2 |  | 13-469 | Scanning Systems, Computed Tom | CT | 1711 | GE HEALTHCARE | REVOLUTION HD | 1 | 377D21401A | PL COMPUTED TOMOGRAPHY CT | Unspecified | Life Support / High Risk | IES | ASP_GE | 10 | 5 | 4 | 2024-03-12 | Canyons/Desert
40000-Intermountain Medical Group | 74058 | Wasatch OB-GYN | 40000-Intermountain Medical Group | 74058-Wasatch OB-GYN | 40000~000000030504 | 888511 | 273893KR8 |  | 14-121 | Transducers, Ultrasonic | Transducers | 3726 | GE HEALTHCARE | RIC5-9A-RS | 1 | 400D74058C | MG LA PW WASATCH OB STE 2C | Common Area | Run to Fail | MKDHC_CE | MKDCREW9CE | 37 | 5.0833 | 2.0833 | 2021-12-15 | Canyons/Desert
40000-Intermountain Medical Group | 74058 | Wasatch OB-GYN | 40000-Intermountain Medical Group | 74058-Wasatch OB-GYN | 40000~000000030506 | 888514 | 274669KR1 |  | 14-121 | Transducers, Ultrasonic | Transducers | 3728 | GE HEALTHCARE | RIC5-9A-RS | 1 | 400D74058A | MG MK WASATCH OBGYN STE 4815 | Unspecified | Run to Fail | MKDHC_CE | MKDCREW2CE | 37 | 5.0833 | 2.0833 | 2021-12-15 | Canyons/Desert
40000-Intermountain Medical Group | 74058 | Wasatch OB-GYN | 40000-Intermountain Medical Group | 74058-Wasatch OB-GYN | 40000~000000032864 | 912331 | 304368KR4 |  | 14-121 | Transducers, Ultrasonic | Transducers | 3730 | GE HEALTHCARE | RIC5-9A-RS | 1 | 400D74058A | MG MK WASATCH OBGYN STE 4815 | Ste4815WasatchObCommon Area | Run to Fail | MKDHC_CE | MKDCREW2CE | 16 | 5.0833 | 4.0833 | 2023-09-20 | Canyons/Desert
11300-Supply Chain Organization | 21003 | Imaging Equipment Services | 12200-Cassia Regional Hospital | 21601-Ultrasound | 11300~000000007207 | 487826 | 152195WX4 |  | 14-121 | Transducers, Ultrasonic | Transducers | 3299 | GE HEALTHCARE | RIC5-9-D | 1 | 122D21601A | CA ULTRASONOGRAPHY | Us 2 Card | Run to Fail | IES | ASP_GE | 174 | 5 | 0 | 2010-08-01 | Canyons/Desert
11300-Supply Chain Organization | 21003 | Imaging Equipment Services | 15400-Intermountain Medical Center | 70519-Maternal Fetal Medicine | 11300~000000007142 | 491886 | 66139KR7 |  | 14-121 | Transducers, Ultrasonic | Transducers | 3306 | GE HEALTHCARE | RIC5-9-D | 1 | 154D70519A | IM MATERNAL FETAL MEDICINE GL1 | BldgD Ste100 Common Area | Run to Fail |  |  | 206 | 5 | 0 | 2007-11-05 | Canyons/Desert
12600-St George Regional Hospital | 21601 | Ultrasound | 12600-St George Regional Hospital | 21601-Ultrasound | 12600~000000025749 |  |  |  | 14-121 | Transducers, Ultrasonic | Transducers | 3362 | GE HEALTHCARE | RIC5-9-D | 1 | 126D21601A | SG ULTRASOUND | Unspecified | Run to Fail |  |  | 35 | 5 | 2 | 2022-03-01 | Canyons/Desert
12600-St George Regional Hospital | 21601 | Ultrasound | 12600-St George Regional Hospital | 22301-Anesthesiology | 12600~000000011572 | 491833 | 145306KR7 |  | 14-121 | Transducers, Ultrasonic | Transducers | 3363 | GE HEALTHCARE | RIC5-9-D | 1 | 126D22301A | SG ANESTHESIA | Anesthesiology | Run to Fail |  |  | 145 | 5 | 0 | 2012-12-10 | Canyons/Desert
12800-LDS Hospital | 70519 | Maternal Fetal Medicine | 12800-LDS Hospital | 70519-Maternal Fetal Medicine | 12800~000000003473 | 491894 | 17965KR5 |  | 14-121 | Transducers, Ultrasonic | Transducers | 3393 | GE HEALTHCARE | RIC5-9-D | 1 | 128D70519A | LD MATERNAL FETAL MED L4 | Exam Rm.1 | Run to Fail |  |  | 215 | 5 | 0 | 2007-02-15 | Canyons/Desert
12900-Layton Hospital | 21001 | Imaging Administration | 12900-Layton Hospital | 21001-Imaging Administration | 12900~000000005324 | 902576 | 292902KR4 |  | 14-121 | Transducers, Ultrasonic | Transducers | 3401 | GE HEALTHCARE | RIC5-9-D | 1 | 129D21001A | LA IMAGING ADMINISTRATION | Unspecified | Run to Fail | IES | IESCREWSC | 25 | 15.25 | 13.25 | 2022-12-12 | Canyons/Desert
13000-Logan Regional Hospital | 70519 | Maternal Fetal Medicine | 13000-Logan Regional Hospital | 70519-Maternal Fetal Medicine | 13000~000000011066 | 886709 | 192786KR2 |  | 14-121 | Transducers, Ultrasonic | Transducers | 3414 | GE HEALTHCARE | RIC5-9-D | 1 | 130D70519A | LO MATERNAL FETAL MEDICINE | Unspecified | Run to Fail | LRH_CE | LRHCREW2CE | 39 | 5 | 2 | 2021-10-11 | Canyons/Desert
13200-McKay-Dee Hospital Center | 21601 | Ultrasound | 13200-McKay-Dee Hospital Center | 21601-Ultrasound | 13200~000000024107 | 883882 | 270660KR4 |  | 14-121 | Transducers, Ultrasonic | Transducers | 3532 | GE HEALTHCARE | RIC5-9-D | 1 | 132D21601A | MK ULTRASOUND 1ST FLR | Unspecified | Run to Fail | MKDHC_CE | MKDCREW9CE | 43 | 5 | 1 | 2021-06-25 | Canyons/Desert
13200-McKay-Dee Hospital Center | 21601 | Ultrasound | 13200-McKay-Dee Hospital Center | 21601-Ultrasound | 13200~000000027541 | 929403 | 318593KR1 |  | 14-121 | Transducers, Ultrasonic | Transducers | 3538 | GE HEALTHCARE | RIC5-9-D | 1 | 132D21601A | MK ULTRASOUND 1ST FLR | Unspecified | Run to Fail | IES | ASP_GE | 1 | 15.25 | 15.25 | 2024-12-18 | Canyons/Desert
13200-McKay-Dee Hospital Center | 70519 | Maternal Fetal Medicine | 13200-McKay-Dee Hospital Center | 70519-Maternal Fetal Medicine | 13200~000000026327 | 912339 | 300409KR0 |  | 14-121 | Transducers, Ultrasonic | Transducers | 3566 | GE HEALTHCARE | RIC5-9-D | 1 | 132D70519A | MK MATERNAL FETAL MED 4TH FLR | Common Area | Run to Fail | MKDHC_CE | MKDCREW2CE | 16 | 15.25 | 14.25 | 2023-09-20 | Canyons/Desert
15400-Intermountain Medical Center | 70519 | Maternal Fetal Medicine | 15400-Intermountain Medical Center | 70519-Maternal Fetal Medicine | 15400~000000013230 | 491862 | 95632KR6 |  | 14-121 | Transducers, Ultrasonic | Transducers | 3696 | GE HEALTHCARE | RIC5-9-D | 1 | 154D70519A | IM MATERNAL FETAL MEDICINE GL1 | BldgD Ste100 Common Area | Run to Fail |  |  | 206 | 5 | 0 | 2007-11-05 | Canyons/Desert
15400-Intermountain Medical Center | 70519 | Maternal Fetal Medicine | 15400-Intermountain Medical Center | 70519-Maternal Fetal Medicine | 15400~000000013234 | 491866 | 60792KR9 |  | 14-121 | Transducers, Ultrasonic | Transducers | 3699 | GE HEALTHCARE | RIC5-9-D | 1 | 154D70519A | IM MATERNAL FETAL MEDICINE GL1 | BldgD Ste100 Common Area | Run to Fail |  |  | 206 | 5 | 0 | 2007-11-05 | Canyons/Desert
15400-Intermountain Medical Center | 70519 | Maternal Fetal Medicine | 15400-Intermountain Medical Center | 70519-Maternal Fetal Medicine | 15400~000000013235 | 491868 | 55056KR6 |  | 14-121 | Transducers, Ultrasonic | Transducers | 3700 | GE HEALTHCARE | RIC5-9-D | 1 | 154D70519A | IM MATERNAL FETAL MEDICINE GL1 | BldgD Ste100 Common Area | Run to Fail |  |  | 206 | 5 | 0 | 2007-11-05 | Canyons/Desert
15400-Intermountain Medical Center | 70519 | Maternal Fetal Medicine | 15400-Intermountain Medical Center | 70519-Maternal Fetal Medicine | 15400~000000013237 | 491871 | 106671KR1 |  | 14-121 | Transducers, Ultrasonic | Transducers | 3701 | GE HEALTHCARE | RIC5-9-D | 1 | 154D70519A | IM MATERNAL FETAL MEDICINE GL1 | BldgD Ste100 Common Area | Run to Fail |  |  | 206 | 5 | 0 | 2007-11-05 | Canyons/Desert
15400-Intermountain Medical Center | 70519 | Maternal Fetal Medicine | 15400-Intermountain Medical Center | 70519-Maternal Fetal Medicine | 15400~000000013243 | 491891 | 106689KR3 |  | 14-121 | Transducers, Ultrasonic | Transducers | 3704 | GE HEALTHCARE | RIC5-9-D | 1 | 154D70519A | IM MATERNAL FETAL MEDICINE GL1 | BldgD Ste100 Common Area | Run to Fail |  |  | 206 | 5 | 0 | 2007-11-05 | Canyons/Desert
40000-Intermountain Medical Group | 74294 | Layton PW MFM | 40000-Intermountain Medical Group | 74294-Layton PW MFM | 40000~000000031540 | 903813 | 282679KRO |  | 14-121 | Transducers, Ultrasonic | Transducers | 3746 | GE HEALTHCARE | RIC5-9-D | 1 | 400D74294A | MG LA PW MATERNAL FETAL MED | Unspecified | Run to Fail | IES | ASP_GE | 24 | 15.25 | 13.25 | 2023-01-04 | Canyons/Desert
12800-LDS Hospital | 21801 | Nuclear Medicine | 12800-LDS Hospital | 21801-Nuclear Medicine | 12800~000000001737 | 44450 | 142 | AM1281022 | 17-211 | Radiation Survey Meters, Geige | Radiation Survey Meters, Geige | 812 | THERMO SCIENTIFIC | RM-25 | 1 | 128D21801A | LD NUCLEAR MEDICINE L7 | Pm-Mon 1 | Non Life Support | IES | ASP_GE | 339 | 5 | 0 | 1996-10-24 | Canyons/Desert
12800-LDS Hospital | 21801 | Nuclear Medicine | 12800-LDS Hospital | 21801-Nuclear Medicine | 12800~000000001756 | 44451 | 164 | AM128270 | 17-211 | Radiation Survey Meters, Geige | Radiation Survey Meters, Geige | 813 | THERMO SCIENTIFIC | RM-25 | 1 | 128D21801A | LD NUCLEAR MEDICINE L7 | Nmgc1 | Non Life Support | IES | ASP_GE | 339 | 5 | 0 | 1996-10-24 | Canyons/Desert
13200-McKay-Dee Hospital Center | 70519 | Maternal Fetal Medicine | 13200-McKay-Dee Hospital Center | 70519-Maternal Fetal Medicine | 13200~000000025731 | 905762 | 290875KR4 |  | 14-121 | Transducers, Ultrasonic | Transducers | 3559 | GE HEALTHCARE | RM7C | 1 | 132D70519A | MK MATERNAL FETAL MED 4TH FLR | Room 1 | Run to Fail | MKDHC_CE | MKDCREW2CE | 26 | 5 | 3 | 2022-11-28 | Canyons/Desert
13200-McKay-Dee Hospital Center | 70519 | Maternal Fetal Medicine | 13200-McKay-Dee Hospital Center | 70519-Maternal Fetal Medicine | 13200~000000026506 | 912338 | 302891KR7 |  | 14-121 | Transducers, Ultrasonic | Transducers | 3567 | GE HEALTHCARE | RM7C | 1 | 132D70519A | MK MATERNAL FETAL MED 4TH FLR | Common Area | Run to Fail | MKDHC_CE | MKDCREW2CE | 16 | 5 | 4 | 2023-09-20 | Canyons/Desert
40000-Intermountain Medical Group | 74294 | Layton PW MFM | 40000-Intermountain Medical Group | 74294-Layton PW MFM | 40000~000000031572 | 904224 | 278618KR4 |  | 14-121 | Transducers, Ultrasonic | Transducers | 3749 | GE HEALTHCARE | RM7C | 1 | 400D74294A | MG LA PW MATERNAL FETAL MED | Unspecified | Run to Fail | IES | ASP_GE | 24 | 5 | 3 | 2023-01-13 | Canyons/Desert
11600-Alta View Hospital | 22104 | Operating Rooms | 11600-Alta View Hospital | 22104-Operating Rooms | 11600~000000006836 | 846191 | 04G825 |  | 14-121 | Transducers, Ultrasonic | Transducers | 3322 | SONOSITE INCORPORATED | RP19 | 1 | 116D22104A | AV OPERATING ROOM | Unspecified | Run to Fail | CESS | CESS_CREW3 | 71 | 5 | 0 | 2019-02-08 | Canyons/Desert
12900-Layton Hospital | 21001 | Imaging Administration | 12900-Layton Hospital | 20101-Emergency Department | 12900~000000001253 | 834543 | 04FMK4 |  | 14-121 | Transducers, Ultrasonic | Transducers | 3397 | SONOSITE INCORPORATED | RP19 | 1 | 129D20101A | LA EMERGENCY ROOM | Unspecified | Run to Fail | CESS | CESS_CREW3 | 76 | 5 | 0 | 2018-09-12 | Canyons/Desert
18200-Garfield Memorial Hospital | 14001 | Labor and Delivery Rooms | 18200-Garfield Memorial Hospital | 14001-Labor and Delivery Rooms | 18200~000000000435 | 487845 | 9310WG4 | 801763UL | 15-976 | Scanning Systems, Ultrasonic, | UltraSound | 2574 | GE HEALTHCARE | RT 3200 | 1 | 182D14001A | GF LABOR DELIVERY | Standby L-D | Life Support / High Risk | IES | ASP_GE | 156 | 5 | 0 | 2012-01-10 | Canyons/Desert
12000-Bear River Valley Hospital | 21101 | Radiology | 12000-Bear River Valley Hospital | 21001-Imaging Administration | 12000~000000001616 | 875444 | B3WQWN |  | 14-121 | Transducers, Ultrasonic | Transducers | 3329 | PHILIPS HEALTHCARE | S12-4 | 1 | 120D21001A | BR IMAGING ADMINISTRATION | Unspecified | Run to Fail | BRV_CE | BRVCREW2CE | 48 | 5 | 1 | 2021-01-06 | Canyons/Desert
12600-St George Regional Hospital | 12501 | Pediatric Nursing Unit | 12600-St George Regional Hospital | 12501-Pediatric Nursing Unit | 12600~000000011520 | 487690 | 02M8HZ | E285504 | 14-121 | Transducers, Ultrasonic | Transducers | 3345 | PHILIPS HEALTHCARE | S12-4 | 1 | 126D12501A | SG PEDIATRIC NSG RR | Equipment Storage Rm | Run to Fail | IES | ASP_GE | 156 | 5 | 0 | 2012-01-10 | Canyons/Desert
13200-McKay-Dee Hospital Center | 20603 | Vascular Lab | 13200-McKay-Dee Hospital Center | 20603-Vascular Lab | 13200~000000014512 | 583496 | BOXYPTY |  | 14-121 | Transducers, Ultrasonic | Transducers | 3446 | PHILIPS HEALTHCARE | S12-4 | 1 | 132D20603A | MK VASCULAR LAB 3RD FLR | Unspecified | Run to Fail | IES | ASP_GE | 127 | 5 | 0 | 2014-06-27 | Canyons/Desert
13200-McKay-Dee Hospital Center | 20603 | Vascular Lab | 13200-McKay-Dee Hospital Center | 20603-Vascular Lab | 13200~000000014520 | 584194 | BOXPD3 |  | 14-121 | Transducers, Ultrasonic | Transducers | 3451 | PHILIPS HEALTHCARE | S12-4 | 1 | 132D20603A | MK VASCULAR LAB 3RD FLR | Unspecified | Run to Fail | IES | ASP_GE | 127 | 5 | 0 | 2014-06-16 | Canyons/Desert
13200-McKay-Dee Hospital Center | 20603 | Vascular Lab | 13200-McKay-Dee Hospital Center | 20603-Vascular Lab | 13200~000000022136 | 859752 | B3HQQD |  | 14-121 | Transducers, Ultrasonic | Transducers | 3454 | PHILIPS HEALTHCARE | S12-4 | 1 | 132D20603A | MK VASCULAR LAB 3RD FLR | Common Area | Run to Fail | MKDHC_CE | MKDCREW1CE | 58 | 5 | 0 | 2020-03-06 | Canyons/Desert
13200-McKay-Dee Hospital Center | 20603 | Vascular Lab | 13200-McKay-Dee Hospital Center | 20603-Vascular Lab | 13200~000000023408 | 871520 | B1RMTP |  | 14-121 | Transducers, Ultrasonic | Transducers | 3464 | PHILIPS HEALTHCARE | S12-4 | 1 | 132D20603A | MK VASCULAR LAB 3RD FLR | Echo Rm 3 | Run to Fail | MKDHC_CE | MKDCREW1CE | 50 | 5 | 1 | 2020-11-09 | Canyons/Desert
13200-McKay-Dee Hospital Center | 20603 | Vascular Lab | 13200-McKay-Dee Hospital Center | 20603-Vascular Lab | 13200~000000023410 | 871522 | B0XPTY |  | 14-121 | Transducers, Ultrasonic | Transducers | 3465 | PHILIPS HEALTHCARE | S12-4 | 1 | 132D20603A | MK VASCULAR LAB 3RD FLR | Echo Rm 2 | Run to Fail | MKDHC_CE | MKDCREW1CE | 50 | 5 | 1 | 2020-11-09 | Canyons/Desert
13200-McKay-Dee Hospital Center | 20603 | Vascular Lab | 13200-McKay-Dee Hospital Center | 20603-Vascular Lab | 13200~000000023412 | 871524 | B2ZRCT |  | 14-121 | Transducers, Ultrasonic | Transducers | 3466 | PHILIPS HEALTHCARE | S12-4 | 1 | 132D20603A | MK VASCULAR LAB 3RD FLR | Common Area | Run to Fail | MKDHC_CE | MKDCREW1CE | 50 | 5 | 1 | 2020-11-09 | Canyons/Desert
13200-McKay-Dee Hospital Center | 20603 | Vascular Lab | 13200-McKay-Dee Hospital Center | 20603-Vascular Lab | 13200~000000023413 | 871525 | B0XPD3 |  | 14-121 | Transducers, Ultrasonic | Transducers | 3467 | PHILIPS HEALTHCARE | S12-4 | 1 | 132D20603A | MK VASCULAR LAB 3RD FLR | Common Area | Run to Fail | MKDHC_CE | MKDCREW1CE | 50 | 5 | 1 | 2020-11-09 | Canyons/Desert
13200-McKay-Dee Hospital Center | 20603 | Vascular Lab | 13200-McKay-Dee Hospital Center | 20603-Vascular Lab | 13200~000000024167 | 884429 | B3Y1CY |  | 14-121 | Transducers, Ultrasonic | Transducers | 3501 | PHILIPS HEALTHCARE | S12-4 | 1 | 132D20603A | MK VASCULAR LAB 3RD FLR | Unspecified | Run to Fail | MKDHC_CE | MKDCREW1CE | 42 | 5 | 2 | 2021-07-30 | Canyons/Desert
13800-Primary Childrens Hospital | 20604 | Echo Cardiology | 13800-Primary Childrens Hospital | 20604-Echo Cardiology | 13800~000000031157 | 892022 | B840R2Z |  | 14-121 | Transducers, Ultrasonic | Transducers | 3585 | PHILIPS HEALTHCARE | S12-4 | 1 | 138D20604A | PC CPC ECHO | Unspecified | Run to Fail | IES | ASP_GE | 34 | 5 | 2 | 2022-03-09 | Canyons/Desert
13800-Primary Childrens Hospital | 20604 | Echo Cardiology | 13800-Primary Childrens Hospital | 20604-Echo Cardiology | 13800~000000031158 | 892023 | B10DB4 |  | 14-121 | Transducers, Ultrasonic | Transducers | 3586 | PHILIPS HEALTHCARE | S12-4 | 1 | 138D20604A | PC CPC ECHO | Unspecified | Run to Fail | IES | ASP_GE | 34 | 5 | 2 | 2022-03-09 | Canyons/Desert
11300-Supply Chain Organization | 21003 | Imaging Equipment Services | 12200-Cassia Regional Hospital | 21101-Radiology | 11300~000000007206 | 487831 | 01900826 |  | 14-121 | Transducers, Ultrasonic | Transducers | 3298 | GENERAL ELECTRIC COMPANY | S1-5 | 1 | 122D21101A | CA RADIOLOGY | Common Areas | Run to Fail |  |  | 156 | 5 | 0 | 2012-01-10 | Canyons/Desert
12600-St George Regional Hospital | 21601 | Ultrasound | 12600-St George Regional Hospital | 21601-Ultrasound | 12600~000000011569 | 491209 | 21602083 |  | 14-121 | Transducers, Ultrasonic | Transducers | 3359 | GENERAL ELECTRIC COMPANY | S1-5 | 1 | 126D21601A | SG ULTRASOUND | US Common | Run to Fail |  |  | 156 | 5 | 0 | 2012-01-27 | Canyons/Desert
13800-Primary Childrens Hospital | 21601 | Ultrasound | 13800-Primary Childrens Hospital | 21601-Ultrasound | 13800~000000018797 | 487781 | 02100868 |  | 14-121 | Transducers, Ultrasonic | Transducers | 3591 | GENERAL ELECTRIC COMPANY | S1-5 | 1 | 138D21601A | PC ULT RADIOLOGY 1ST FLR W | Us 3 | Run to Fail |  |  | 172 | 5 | 0 | 2010-09-28 | Canyons/Desert
14200-Sevier Valley Hospital | 21101 | Radiology | 14200-Sevier Valley Hospital | 21101-Radiology | 14200~000000000696 | 487879 | 01600767 | E436890 | 14-121 | Transducers, Ultrasonic | Transducers | 3614 | GE HEALTHCARE | S1-5 | 1 | 142D21101A | SV RADIOLOGY | Us 1 | Run to Fail | IES | ASP_GE | 156 | 5 | 0 | 2012-01-10 | Canyons/Desert
12600-St George Regional Hospital | 21601 | Ultrasound | 12600-St George Regional Hospital | 21601-Ultrasound | 12600~000000011570 | 491832 | 23201203 |  | 14-121 | Transducers, Ultrasonic | Transducers | 3360 | GE HEALTHCARE | S4-10 | 1 | 126D21601A | SG ULTRASOUND | US Common | Run to Fail |  |  | 155 | 5 | 0 | 2012-02-08 | Canyons/Desert
13800-Primary Childrens Hospital | 21601 | Ultrasound | 13800-Primary Childrens Hospital | 21601-Ultrasound | 13800~000000007605 | 487780 | 03000389 |  | 14-121 | Transducers, Ultrasonic | Transducers | 3587 | GE HEALTHCARE | S4-10 | 1 | 138D21601A | PC ULT RADIOLOGY 1ST FLR W | Us 3 | Run to Fail |  |  | 172 | 5 | 0 | 2010-09-28 | Canyons/Desert
13000-Logan Regional Hospital | 20501 | Cardiovascular Lab | 13000-Logan Regional Hospital | 20501-Cardiovascular Lab | 13000~000000002901 | 477408 | 101950109001 | IHLRHVLCVA1 | 17-746 | Scanning Systems, Ultrasonic, | UltraSound | 2122 | VOLCANO CORPORATION | S5 807300-001 | 1 | 130D20501A | LO CARDIO VASCULAR CATH LAB | Allocated To Cath Lab | Life Support / High Risk | IES | ASP_GE | 159 | 5 | 0 | 2011-10-24 | Canyons/Desert
12600-St George Regional Hospital | 12501 | Pediatric Nursing Unit | 12600-St George Regional Hospital | 12501-Pediatric Nursing Unit | 12600~000000011519 | 487689 | 02JG1K | E285504 | 14-121 | Transducers, Ultrasonic | Transducers | 3344 | PHILIPS HEALTHCARE | S5-1 | 1 | 126D12501A | SG PEDIATRIC NSG RR | Equipment Storage Rm | Run to Fail | IES | ASP_GE | 156 | 5 | 0 | 2012-01-10 | Canyons/Desert
12600-St George Regional Hospital | 20501 | Cardiovascular Lab | 12600-St George Regional Hospital | 20501-Cardiovascular Lab | 12600~000000011547 | 487644 | NA02ZZ5K | E331499 | 14-121 | Transducers, Ultrasonic | Transducers | 3348 | PHILIPS HEALTHCARE | S5-1 | 1 | 126D20501A | SG CATH LAB RR | CV Lab Vascular Lab | Run to Fail | IES | ASP_GE | 156 | 5 | 0 | 2012-01-10 | Canyons/Desert
13800-Primary Childrens Hospital | 20604 | Echo Cardiology | 13800-Primary Childrens Hospital | 20604-Echo Cardiology | 13800~000000028857 | 888397 | B3RJ0T |  | 14-121 | Transducers, Ultrasonic | Transducers | 3579 | PHILIPS HEALTHCARE | S5-1 | 1 | 138D20604B | PC ECCLES ECHO L2 | Unspecified | Run to Fail | IES | ASP_GE | 54 | 5 | 1 | 2020-07-28 | Canyons/Desert
13800-Primary Childrens Hospital | 20604 | Echo Cardiology | 13800-Primary Childrens Hospital | 20604-Echo Cardiology | 13800~000000028858 | 888398 | B3RQG2 |  | 14-121 | Transducers, Ultrasonic | Transducers | 3580 | PHILIPS HEALTHCARE | S5-1 | 1 | 138D20604B | PC ECCLES ECHO L2 | Unspecified | Run to Fail | IES | ASP_GE | 54 | 5 | 1 | 2020-07-28 | Canyons/Desert
14400-Utah Valley Hospital | 20602 | Electrocardiology - EKG | Unspecified-Unspecified | __NOT_APPLICABLE__-Unspecified | 14400~000000007657 | 559702 | B0GT33 |  | 14-121 | Transducers, Ultrasonic | Transducers | 3635 | PHILIPS HEALTHCARE | S5-1 | 1 | Unspecified | Unspecified | Unspecified | Run to Fail |  |  | 144 | 5 | 0 | 2013-01-09 | Canyons/Desert
14400-Utah Valley Hospital | 20602 | Electrocardiology - EKG | Unspecified-Unspecified | __NOT_APPLICABLE__-Unspecified | 14400~000000007659 | 537778 | 453561176743 |  | 14-121 | Transducers, Ultrasonic | Transducers | 3637 | PHILIPS HEALTHCARE | S5-1 | 1 | Unspecified | Unspecified | Unspecified | Run to Fail | IES | ASP_GE | 144 | 5 | 0 | 2013-01-09 | Canyons/Desert
14600-Cedar City Hospital | 21601 | Ultrasound | 14600-Cedar City Hospital | 21601-Ultrasound | 14600~000000002105 | 487873 | 03G3KG | E423759 | 14-121 | Transducers, Ultrasonic | Transducers | 3655 | PHILIPS HEALTHCARE | S5-1 | 1 | 146D21601A | CC ULTRASOUND | Common Area | Run to Fail | IES | ASP_GE | 156 | 5 | 0 | 2012-01-10 | Canyons/Desert
12600-St George Regional Hospital | 20501 | Cardiovascular Lab | 12600-St George Regional Hospital | 20501-Cardiovascular Lab | 12600~000000003889 | 505842 | 102120009001 | 66878463 | 99-114 | Interface, Adapter Box | Interface, Adapter Box | 558 | VOLCANO CORPORATION | S5I | 1 | 126D20501A | SG CATH LAB RR | CV Lab Common Area | Run to Fail |  |  | 162 | 5 | 0 | 2011-08-01 | Canyons/Desert
12600-St George Regional Hospital | 20501 | Cardiovascular Lab | 12600-St George Regional Hospital | 20501-Cardiovascular Lab | 12600~000000003891 | 505844 | 102120008001 | 66878455 | 99-114 | Interface, Adapter Box | Interface, Adapter Box | 559 | VOLCANO CORPORATION | S5I | 1 | 126D20501A | SG CATH LAB RR | CV Lab Common Area | Run to Fail |  |  | 162 | 5 | 0 | 2011-08-01 | Canyons/Desert
12600-St George Regional Hospital | 20501 | Cardiovascular Lab | 12600-St George Regional Hospital | 20501-Cardiovascular Lab | 12600~000000003892 | 505843 | 102120007001 | 66878457 | 99-114 | Interface, Adapter Box | Interface, Adapter Box | 560 | VOLCANO CORPORATION | S5I | 1 | 126D20501A | SG CATH LAB RR | CV Lab Common Area | Run to Fail |  |  | 162 | 5 | 0 | 2011-08-01 | Canyons/Desert
13000-Logan Regional Hospital | 20501 | Cardiovascular Lab | 13000-Logan Regional Hospital | 20501-Cardiovascular Lab | 13000~000000002902 | 496639 | 102120321001 | IHLRHVLCVA2 | 99-114 | Interface, Adapter Box | Interface, Adapter Box | 561 | VOLCANO CORPORATION | S5I | 1 | 130D20501A | LO CARDIO VASCULAR CATH LAB | Allocated To Cath Lab | Run to Fail | IES | ASP_GE | 154 | 5 | 0 | 2012-03-21 | Canyons/Desert
15400-Intermountain Medical Center | 21102 | Angiography | 15400-Intermountain Medical Center | 22104-Operating Rooms | 15400~000000029817 | 820409 | 103060130001 | IHMCHVLCVA4 | 98-178 | Computers, Workstation | Computer | 109 | VOLCANO CORPORATION | S5I 806301-001 | 1 | 154D22104A | IM OPERATING ROOM TL2 | Unspecified | Life Support / High Risk | IMC_CE | IMCCE2 | 89 | 5 | 0 | 2017-08-17 | Canyons/Desert
15400-Intermountain Medical Center | 20501 | Cardiovascular Lab | 15400-Intermountain Medical Center | 20501-Cardiovascular Lab | 15400~000000010031 | 358246 | 06801348001 | IHMCHVLCVA1 | 17-746 | Scanning Systems, Ultrasonic, | UltraSound | 2475 | VOLCANO CORPORATION | S5I 806301-001 | 1 | 154D20501A | IM CARDIO CATH LAB SL1 | Lab 7 | Life Support / High Risk | IMC_CE | IMCCE4B | 199 | 5 | 0 | 2008-06-26 | Canyons/Desert
13200-McKay-Dee Hospital Center | 20501 | Cardiovascular Lab | 13200-McKay-Dee Hospital Center | 20501-Cardiovascular Lab | 13200~000000009024 | 498085 | 103000001001 | IHMKHVLCVA2 | 17-746 | Scanning Systems, Ultrasonic, | UltraSound | 2159 | VOLCANO CORPORATION | S5I IVUS S5IVC02 | 1 | 132D20501A | MK CARDIOLOGY 3RD FLR | Cath Lab Rm 1 | Life Support / High Risk | IES | ASP_GE | 155 | 5 | 0 | 2012-03-01 | Canyons/Desert
14400-Utah Valley Hospital | 21102 | Angiography | 11300-Supply Chain Organization | 32213-Asset Recovery - SLC | 14400~000000007958 | 540993 | 102121005001 | IHUVHVLCVA3 | 17-746 | Scanning Systems, Ultrasonic, | UltraSound | 2368 | VOLCANO CORPORATION | S5I IVUS S5IVC02 | 1 | 113D32213C | SC ASSET RECOVERY AIRPORT WHS | Received | Life Support / High Risk | IES | ASP_GE | 139 | 5 | 0 | 2013-06-12 | Canyons/Desert
13200-McKay-Dee Hospital Center | 20603 | Vascular Lab | 13200-McKay-Dee Hospital Center | 20603-Vascular Lab | 13200~000000023399 | 871545 | BOPL4D |  | 14-121 | Transducers, Ultrasonic | Transducers | 3461 | PHILIPS HEALTHCARE | S7-3T | 1 | 132D20603A | MK VASCULAR LAB 3RD FLR | Common Area | Run to Fail | MKDHC_CE | MKDCREW1CE | 50 | 5 | 1 | 2020-11-09 | Canyons/Desert
13800-Primary Childrens Hospital | 20604 | Echo Cardiology | 13800-Primary Childrens Hospital | 20604-Echo Cardiology | 13800~000000018709 | 359766 | BOTZ1T | IHPCHPHLUS2 | 14-121 | Transducers, Ultrasonic | Transducers | 3578 | PHILIPS HEALTHCARE | S7-3T | 1 | 138D20604A | PC CPC ECHO | Echocardiology | Run to Fail | IES | ASP_GE | 198 | 5 | 0 | 2008-07-21 | Canyons/Desert
13800-Primary Childrens Hospital | 20604 | Echo Cardiology | 13800-Primary Childrens Hospital | 20604-Echo Cardiology | 13800~000000028861 | 892033 | B12D4C |  | 14-121 | Transducers, Ultrasonic | Transducers | 3581 | PHILIPS HEALTHCARE | S7-3T | 1 | 138D20604A | PC CPC ECHO | Unspecified | Run to Fail | IES | ASP_GE | 54 | 5 | 1 | 2020-07-28 | Canyons/Desert
15400-Intermountain Medical Center | 20602 | Electrocardiology - EKG | 15400-Intermountain Medical Center | 20602-Electrocardiology - EKG | 15400~000000010175 | 374018 | 032WN | IHMCHPHLUS16 | 14-121 | Transducers, Ultrasonic | Transducers | 3673 | PHILIPS HEALTHCARE | S7-3T | 1 | 154D20602A | IM ELECTRO CARDIO EKG SLL1 | Common Area | Run to Fail | IES | ASP_GE | 191 | 5 | 0 | 2009-02-06 | Canyons/Desert
12600-St George Regional Hospital | 12501 | Pediatric Nursing Unit | 12600-St George Regional Hospital | 12501-Pediatric Nursing Unit | 12600~000000011516 | 487688 | 02YPT1 | E285504 | 14-121 | Transducers, Ultrasonic | Transducers | 3343 | PHILIPS HEALTHCARE | S8-3 | 1 | 126D12501A | SG PEDIATRIC NSG RR | Equipment Storage Rm | Run to Fail | IES | ASP_GE | 156 | 5 | 0 | 2012-01-10 | Canyons/Desert
13200-McKay-Dee Hospital Center | 20603 | Vascular Lab | 13200-McKay-Dee Hospital Center | 20603-Vascular Lab | 13200~000000014511 | 583495 | BOXR38 |  | 14-121 | Transducers, Ultrasonic | Transducers | 3445 | PHILIPS HEALTHCARE | S8-3 | 1 | 132D20603A | MK VASCULAR LAB 3RD FLR | Unspecified | Run to Fail | IES | ASP_GE | 127 | 5 | 0 | 2014-06-27 | Canyons/Desert
13200-McKay-Dee Hospital Center | 20603 | Vascular Lab | 13200-McKay-Dee Hospital Center | 20603-Vascular Lab | 13200~000000014519 | 584193 | BOXYQXY |  | 14-121 | Transducers, Ultrasonic | Transducers | 3450 | PHILIPS HEALTHCARE | S8-3 | 1 | 132D20603A | MK VASCULAR LAB 3RD FLR | Unspecified | Run to Fail | IES | ASP_GE | 127 | 5 | 0 | 2014-06-16 | Canyons/Desert
13200-McKay-Dee Hospital Center | 20603 | Vascular Lab | 13200-McKay-Dee Hospital Center | 20603-Vascular Lab | 13200~000000023414 | 871526 | B0XR38 |  | 14-121 | Transducers, Ultrasonic | Transducers | 3468 | PHILIPS HEALTHCARE | S8-3 | 1 | 132D20603A | MK VASCULAR LAB 3RD FLR | Echo Rm 2 | Run to Fail | MKDHC_CE | MKDCREW1CE | 50 | 5 | 1 | 2020-11-09 | Canyons/Desert
13200-McKay-Dee Hospital Center | 20603 | Vascular Lab | 13200-McKay-Dee Hospital Center | 20603-Vascular Lab | 13200~000000023416 | 871528 | B1RN1B |  | 14-121 | Transducers, Ultrasonic | Transducers | 3469 | PHILIPS HEALTHCARE | S8-3 | 1 | 132D20603A | MK VASCULAR LAB 3RD FLR | Common Area | Run to Fail | MKDHC_CE | MKDCREW1CE | 50 | 5 | 1 | 2020-11-09 | Canyons/Desert
13200-McKay-Dee Hospital Center | 20603 | Vascular Lab | 13200-McKay-Dee Hospital Center | 20603-Vascular Lab | 13200~000000023418 | 871530 | B0XQXY |  | 14-121 | Transducers, Ultrasonic | Transducers | 3470 | PHILIPS HEALTHCARE | S8-3 | 1 | 132D20603A | MK VASCULAR LAB 3RD FLR | Echo Rm 4 | Run to Fail | MKDHC_CE | MKDCREW1CE | 50 | 5 | 1 | 2020-11-09 | Canyons/Desert
13200-McKay-Dee Hospital Center | 20603 | Vascular Lab | 13200-McKay-Dee Hospital Center | 20603-Vascular Lab | 13200~000000023603 | 878262 | B27QK5 |  | 14-121 | Transducers, Ultrasonic | Transducers | 3484 | PHILIPS HEALTHCARE | S8-3 | 1 | 132D20603A | MK VASCULAR LAB 3RD FLR | Common Area | Run to Fail | MKDHC_CE | MKDCREW1CE | 47 | 5 | 1 | 2021-02-18 | Canyons/Desert
14600-Cedar City Hospital | 21601 | Ultrasound | 14600-Cedar City Hospital | 21601-Ultrasound | 14600~000000002106 | 487876 | 03DGTJ | E423759 | 14-121 | Transducers, Ultrasonic | Transducers | 3656 | PHILIPS HEALTHCARE | S8-3 | 1 | 146D21601A | CC ULTRASOUND | Common Area | Run to Fail | IES | ASP_GE | 156 | 5 | 0 | 2012-01-10 | Canyons/Desert
13800-Primary Childrens Hospital | 20604 | Echo Cardiology | 13800-Primary Childrens Hospital | 20604-Echo Cardiology | 13800~000000018703 | 452916 | BOW1DWD | IHPCHPHLUS8 | 14-121 | Transducers, Ultrasonic | Transducers | 3574 | PHILIPS HEALTHCARE | S8-3T | 1 | 138D20604A | PC CPC ECHO | Echocardiology | Run to Fail | IES | ASP_GE | 165 | 5 | 0 | 2011-04-28 | Canyons/Desert
12000-Bear River Valley Hospital | 21001 | Imaging Administration | 12000-Bear River Valley Hospital | 21101-Radiology | 12000~000000001617 | 875445 | F00PZ8 |  | 14-121 | Transducers, Ultrasonic | Transducers | 3326 | PHILIPS HEALTHCARE | S9-2 | 1 | 120D21101A | BR RADIOLOGY | Unspecified | Run to Fail | IES | ASP_PHILIP | 48 | 5 | 1 | 2021-01-06 | Canyons/Desert
13200-McKay-Dee Hospital Center | 20603 | Vascular Lab | 13200-McKay-Dee Hospital Center | 20603-Vascular Lab | 13200~000000022138 | 859970 | B3KHM1 |  | 14-121 | Transducers, Ultrasonic | Transducers | 3456 | PHILIPS HEALTHCARE | S9-2 | 1 | 132D20603A | MK VASCULAR LAB 3RD FLR | Common Area | Run to Fail | MKDHC_CE | MKDCREW1CE | 58 | 5 | 0 | 2020-03-10 | Canyons/Desert
13200-McKay-Dee Hospital Center | 20603 | Vascular Lab | 13200-McKay-Dee Hospital Center | 20603-Vascular Lab | 13200~000000023087 | 871532 | B2Y9C8 |  | 14-121 | Transducers, Ultrasonic | Transducers | 3457 | PHILIPS HEALTHCARE | S9-2 | 1 | 132D20603A | MK VASCULAR LAB 3RD FLR | Common Area | Run to Fail | MKDHC_CE | MKDCREW1CE | 50 | 5 | 1 | 2020-11-09 | Canyons/Desert
13200-McKay-Dee Hospital Center | 20603 | Vascular Lab | 13200-McKay-Dee Hospital Center | 20603-Vascular Lab | 13200~000000024165 | 884427 | F028ZW |  | 14-121 | Transducers, Ultrasonic | Transducers | 3499 | PHILIPS HEALTHCARE | S9-2 | 1 | 132D20603A | MK VASCULAR LAB 3RD FLR | Common Area | Run to Fail | MKDHC_CE | MKDCREW1CE | 42 | 5 | 2 | 2021-07-30 | Canyons/Desert
13200-McKay-Dee Hospital Center | 20603 | Vascular Lab | 13200-McKay-Dee Hospital Center | 20603-Vascular Lab | 13200~000000024166 | 884428 | F02C0N |  | 14-121 | Transducers, Ultrasonic | Transducers | 3500 | PHILIPS HEALTHCARE | S9-2 | 1 | 132D20603A | MK VASCULAR LAB 3RD FLR | Common Area | Run to Fail | MKDHC_CE | MKDCREW1CE | 42 | 5 | 2 | 2021-07-30 | Canyons/Desert
13800-Primary Childrens Hospital | 20604 | Echo Cardiology | 13800-Primary Childrens Hospital | 20604-Echo Cardiology | 13800~000000031155 | 892020 | B3RKJZ |  | 14-121 | Transducers, Ultrasonic | Transducers | 3583 | PHILIPS HEALTHCARE | S9-2 | 1 | 138D20604A | PC CPC ECHO | Unspecified | Run to Fail | IES | ASP_GE | 34 | 5 | 2 | 2022-03-09 | Canyons/Desert
13800-Primary Childrens Hospital | 20604 | Echo Cardiology | 13800-Primary Childrens Hospital | 20604-Echo Cardiology | 13800~000000031156 | 892021 | F04FYM |  | 14-121 | Transducers, Ultrasonic | Transducers | 3584 | PHILIPS HEALTHCARE | S9-2 | 1 | 138D20604A | PC CPC ECHO | Unspecified | Run to Fail | IES | ASP_GE | 34 | 5 | 2 | 2022-03-09 | Canyons/Desert
15400-Intermountain Medical Center | 20501 | Cardiovascular Lab | 15400-Intermountain Medical Center | 20501-Cardiovascular Lab | 15400~000000027438 | 807990 | WK2761 | IHMCHSNSUS13 | 18-143 | Scanning Systems, Ultrasonic, | UltraSound | 2479 | SONOSITE INCORPORATED | S-CATH P09417-26 | 1 | 154D20501A | IM CARDIO CATH LAB SL1 | Unspecified | Run to Fail | CESS | CESS_CREW3 | 116 | 5 | 0 | 2015-05-05 | Canyons/Desert
11800-American Fork Hospital | 21101 | Radiology | 11800-American Fork Hospital | 21101-Radiology | 11800~000000003910 | 358109 | 29801070853 | IHAFHHLGMA1 | 98-178 | Computers, Workstation | Computer | 90 | HOLOGIC INCORPORATED | SECURVIEW DX | 1 | 118D21101A | AF RADIOLOGY | X-Ray | Run to Fail | IES | ASP_GE | 199 | 5 | 0 | 2008-06-24 | Canyons/Desert
12200-Cassia Regional Hospital | 21101 | Radiology | 12200-Cassia Regional Hospital | 21101-Radiology | 12200~000000002009 | 455769 | 2980108B1618 | IHCRHHLGMA1 | 98-178 | Computers, Workstation | Computer | 93 | HOLOGIC INCORPORATED | SECURVIEW DX | 1 | 122D21101A | CA RADIOLOGY | Common Areas | Run to Fail | IES | ASP_GE | 190 | 5 | 0 | 2009-03-12 | Canyons/Desert
12800-LDS Hospital | 21501 | Mammography | 12800-LDS Hospital | 21501-Mammography | 12800~000000004455 | 466969 | 2980908B2271 | IHLDHHLGMA4 | 98-178 | Computers, Workstation | Computer | 95 | HOLOGIC INCORPORATED | SECURVIEW DX | 1 | 128D21501A | LD MAMMOGRAPHY L1 | MammoS1 Mammo Reading RoomNE2 | Run to Fail | IES | ASP_GE | 195 | 10 | 0 | 2008-10-09 | Canyons/Desert
13200-McKay-Dee Hospital Center | 21501 | Mammography | 13200-McKay-Dee Hospital Center | 21501-Mammography | 13200~000000004929 | 324051 | 29806071049 | IHMKHHLGMA1 | 98-178 | Computers, Workstation | Computer | 103 | HOLOGIC INCORPORATED | SECURVIEW DX | 1 | 132D21501A | MK MAMMOGRAPHY 4TH FLR | Mammography | Run to Fail | IES | ASP_GE | 210 | 5 | 0 | 2007-07-31 | Canyons/Desert
13200-McKay-Dee Hospital Center | 21501 | Mammography | 13200-McKay-Dee Hospital Center | 21501-Mammography | 13200~000000023615 | 362799 | 29810060761 | IHMCHHLGMA15 | 98-178 | Computers, Workstation | Computer | 107 | HOLOGIC INCORPORATED | SECURVIEW DX | 1 | 132D21501A | MK MAMMOGRAPHY 4TH FLR | Unspecified | Run to Fail | IES | ASP_GE | 207 | 5 | 0 | 2007-11-01 | Canyons/Desert
40000-Intermountain Medical Group | 74096 | Sandy OB-GYN - England | 40000-Intermountain Medical Group | 72002-River Road Instacare | 40000~000000013411 | 457480 | 29805070992 | IHRRUHLGMA2 | 98-178 | Computers, Workstation | Computer | 118 | HOLOGIC INCORPORATED | SECURVIEW DX | 1 | 400D72002A | MG RIVER ROAD INSTACARE | Mammography | Run to Fail | IES | ASP_GE | 164 | 5 | 0 | 2011-05-24 | Canyons/Desert
11800-American Fork Hospital | 21501 | Mammography | 11800-American Fork Hospital | 21501-Mammography | 11800~000000003799 | 472221 | 39801070187 | IHAFHHLGXR5 | 98-178 | Computers, Workstation | Computer | 91 | HOLOGIC INCORPORATED | SECURVIEW RT | 1 | 118D21501A | AF MAMMOGRAPHY | Common Areas | Run to Fail | IES | ASP_GE | 160 | 5 | 0 | 2011-09-20 | Canyons/Desert
12200-Cassia Regional Hospital | 21101 | Radiology | 12200-Cassia Regional Hospital | 21101-Radiology | 12200~000000002008 | 455768 | 3980108B0413 | IHCRHHLGXR | 98-178 | Computers, Workstation | Computer | 92 | HOLOGIC INCORPORATED | SECURVIEW RT | 1 | 122D21101A | CA RADIOLOGY | Common Areas | Run to Fail | IES | ASP_GE | 190 | 5 | 0 | 2009-03-12 | Canyons/Desert
12800-LDS Hospital | 21501 | Mammography | 12800-LDS Hospital | 21501-Mammography | 12800~000000003732 | 466970 | 39809060148 | 39809060148 | 98-178 | Computers, Workstation | Computer | 94 | HOLOGIC INCORPORATED | SECURVIEW RT | 1 | 128D21501A | LD MAMMOGRAPHY L1 | MammoS1 Room A - N.E.2 | Run to Fail |  |  | 219 | 5 | 0 | 2006-10-16 | Canyons/Desert
15400-Intermountain Medical Center | 21501 | Mammography | 15400-Intermountain Medical Center | 21501-Mammography | 15400~000000019562 | 362794 | 39810060154 | IHMCHHLGXR1 | 98-178 | Computers, Workstation | Computer | 113 | HOLOGIC INCORPORATED | SECURVIEW RT | 1 | 154D21501A | IM MAMMOGRAPHY GLL2 | BreastCare LL2-Common Area | Run to Fail | IMC_CE | IMCCE9 | 196 | 5 | 0 | 2008-09-05 | Canyons/Desert
15400-Intermountain Medical Center | 21501 | Mammography | 15400-Intermountain Medical Center | 21501-Mammography | 15400~000000021520 | 468930 | 3980609B0728 | IHMCHHLGXR2 | 98-178 | Computers, Workstation | Computer | 114 | HOLOGIC INCORPORATED | SECURVIEW RT | 1 | 154D21501A | IM MAMMOGRAPHY GLL2 | BreastCare LL2-Common Area | Run to Fail | IES | ASP_GE | 161 | 5 | 0 | 2011-08-16 | Canyons/Desert
40000-Intermountain Medical Group | 73013 | Hurricane Valley Clinic | 40000-Intermountain Medical Group | 72004-Hurricane Valley Instacare | 40000~000000009194 | 457881 | 3980910B0968 | IHHUCHLGWS1 | 98-178 | Computers, Workstation | Computer | 116 | HOLOGIC INCORPORATED | SECURVIEW RT | 1 | 400D72004A | MG HURRICANE INSTACARE | Radiology | Run to Fail | IES | ASP_GE | 164 | 5 | 0 | 2011-06-01 | Canyons/Desert
40000-Intermountain Medical Group | 74096 | Sandy OB-GYN - England | 40000-Intermountain Medical Group | 72002-River Road Instacare | 40000~000000013423 | 457482 | 39803070219 | IHRRUHLGXR1 | 98-178 | Computers, Workstation | Computer | 119 | HOLOGIC INCORPORATED | SECURVIEW RT | 1 | 400D72002A | MG RIVER ROAD INSTACARE | Mammography | Run to Fail | IES | ASP_GE | 164 | 5 | 0 | 2011-05-24 | Canyons/Desert
12800-LDS Hospital | 21501 | Mammography | 12800-LDS Hospital | 21501-Mammography | 12800~000000008323 | 342150 | 49808070322 | IHLDHHLGXR2 | 98-178 | Computers, Workstation | Computer | 96 | HOLOGIC INCORPORATED | SECURVIEW TM | 1 | 128D21501A | LD MAMMOGRAPHY L1 | MammoS1 Common Area | Run to Fail | IES | ASP_GE | 206 | 5 | 0 | 2007-11-23 | Canyons/Desert
12800-LDS Hospital | 21501 | Mammography | 15400-Intermountain Medical Center | 21501-Mammography | 12800~000000006683 | 342152 | 49808070327 | S/N 49808070327 | 98-178 | Computers, Workstation | Computer | 97 | HOLOGIC INCORPORATED | SECURVIEW TM | 1 | 154D21501A | IM MAMMOGRAPHY GLL2 | BreastCare LL2-Common Area | Run to Fail |  |  | 207 | 5 | 0 | 2007-11-01 | Canyons/Desert
13000-Logan Regional Hospital | 21501 | Mammography | 13000-Logan Regional Hospital | 21101-Radiology | 13000~000000000357 | 402900 | 49807070305 | 49807070305 | 98-178 | Computers, Workstation | Computer | 98 | HOLOGIC INCORPORATED | SECURVIEW TM | 1 | 130D21101A | LO RADIOLOGY | Mammography | Run to Fail | IES | ASP_GE | 182 | 5 | 0 | 2009-11-16 | Canyons/Desert
13000-Logan Regional Hospital | 21501 | Mammography | 13000-Logan Regional Hospital | 21101-Radiology | 13000~000000000358 | 402901 | 49807070306 | 49807070306 | 98-178 | Computers, Workstation | Computer | 99 | HOLOGIC INCORPORATED | SECURVIEW TM | 1 | 130D21101A | LO RADIOLOGY | Mammography | Run to Fail | IES | ASP_GE | 182 | 5 | 0 | 2009-11-16 | Canyons/Desert
13200-McKay-Dee Hospital Center | 21501 | Mammography | 13200-McKay-Dee Hospital Center | 21501-Mammography | 13200~000000010209 | 355213 | 49808070320 | S/N 49808070320 | 98-178 | Computers, Workstation | Computer | 104 | HOLOGIC INCORPORATED | SECURVIEW TM | 1 | 132D21501A | MK MAMMOGRAPHY 4TH FLR | Mammography | Run to Fail | IES | ASP_GE | 200 | 5 | 0 | 2008-05-15 | Canyons/Desert
13200-McKay-Dee Hospital Center | 21501 | Mammography | 13200-McKay-Dee Hospital Center | 21501-Mammography | 13200~000000010210 | 355214 | 49806070283 | S/N 49806070283 | 98-178 | Computers, Workstation | Computer | 105 | HOLOGIC INCORPORATED | SECURVIEW TM | 1 | 132D21501A | MK MAMMOGRAPHY 4TH FLR | Tech Rm | Run to Fail | IES | ASP_GE | 200 | 5 | 0 | 2008-05-15 | Canyons/Desert
14400-Utah Valley Hospital | 21101 | Radiology | 14400-Utah Valley Hospital | 21501-Mammography | 14400~000000004492 | 408957 | 49803080566 | IHUVHHLGXR | 98-178 | Computers, Workstation | Computer | 108 | HOLOGIC INCORPORATED | SECURVIEW TM | 1 | 144D21501A | UV MAMMOGRAPHY | Room 2 | Run to Fail | IES | ASP_GE | 203 | 5 | 0 | 2008-02-18 | Canyons/Desert
15400-Intermountain Medical Center | 21501 | Mammography | 15400-Intermountain Medical Center | 21501-Mammography | 15400~000000009303 | 342147 | 49807070312 | S/N 49807070312 | 98-178 | Computers, Workstation | Computer | 112 | HOLOGIC INCORPORATED | SECURVIEW TM | 1 | 154D21501A | IM MAMMOGRAPHY GLL2 | BreastCare LL2-Common Area | Run to Fail |  |  | 207 | 5 | 0 | 2007-11-01 | Canyons/Desert
40000-Intermountain Medical Group | 74096 | Sandy OB-GYN - England | 40000-Intermountain Medical Group | 72002-River Road Instacare | 40000~000000013424 | 457487 | 39811070315 | IHRRUHLGXR2 | 98-178 | Computers, Workstation | Computer | 120 | HOLOGIC INCORPORATED | SECURVIEW TM | 1 | 400D72002A | MG RIVER ROAD INSTACARE | Mammography | Run to Fail | IES | ASP_GE | 164 | 5 | 0 | 2011-05-24 | Canyons/Desert
11600-Alta View Hospital | 21501 | Mammography | 11600-Alta View Hospital | 21501-Mammography | 11600~000000004995 | 802846 | 81003143249 | IHAVHHLGMA5 | 12-425 | Radiographic Units, Mammograph | Mammography | 1159 | HOLOGIC INCORPORATED | SELENIA DIMENSIONS | 1 | 116D21501A | AV MAMMOGRAPHY 245 | Mammo | Life Support / High Risk | IES | ASP_GE | 127 | 5 | 0 | 2014-06-02 | Canyons/Desert
11800-American Fork Hospital | 21501 | Mammography | 11800-American Fork Hospital | 21101-Radiology | 11800~000000005160 | 805280 | 81006154951 | IHAFHHLGMA4 | 12-425 | Radiographic Units, Mammograph | Mammography | 1160 | HOLOGIC INCORPORATED | SELENIA DIMENSIONS | 1 | 118D21101A | AF RADIOLOGY | Mammo | Life Support / High Risk | IES | ASP_GE | 114 | 5 | 0 | 2015-07-06 | Canyons/Desert
11800-American Fork Hospital | 21501 | Mammography | 11800-American Fork Hospital | 21501-Mammography | 11800~000000006851 | 762500 | 3DM160101213 |  | 12-425 | Radiographic Units, Mammograph | Mammography | 1161 | HOLOGIC INCORPORATED | SELENIA DIMENSIONS | 1 | 118D21501A | AF MAMMOGRAPHY | Unspecified | Life Support / High Risk | AFH_CE | AFCREW1_CE | 51 | 5 | 1 | 2020-10-31 | Canyons/Desert
12000-Bear River Valley Hospital | 21101 | Radiology | 12000-Bear River Valley Hospital | 32317-Plant Operation | 12000~000000001164 | 809645 | 81003166442 | IHBRHHLGMA2 | 12-425 | Radiographic Units, Mammograph | Mammography | 1162 | HOLOGIC INCORPORATED | SELENIA DIMENSIONS | 1 | 120D32317A | BR PLANT OPERATIONS | Common Area | Life Support / High Risk | IES | ASP_GE | 105 | 5 | 0 | 2016-04-15 | Canyons/Desert
12200-Cassia Regional Hospital | 21101 | Radiology | 12200-Cassia Regional Hospital | 21001-Imaging Administration | 12200~000000002805 | 832790 | 3DM160100276 | IHCRHHLGMA2 | 12-425 | Radiographic Units, Mammograph | Mammography | 1163 | HOLOGIC INCORPORATED | SELENIA DIMENSIONS | 1 | 122D21001A | CA IMAGING ADMINISTRATION | Unspecified | Life Support / High Risk | IES | ASP_GE | 80 | 5 | 0 | 2018-05-21 | Canyons/Desert
12500-Delta Community Hospital | 21101 | Radiology | 12500-Delta Community Hospital | 21101-Radiology | 12500~000000000983 | 911644 | 3DM160101553 |  | 12-425 | Radiographic Units, Mammograph | Mammography | 1164 | HOLOGIC INCORPORATED | SELENIA DIMENSIONS | 1 | 125D21101A | DL XRAY | Radiol Mammo | Life Support / High Risk | IES | ASP_GE | 44 | 5 | 1 | 2021-05-28 | Canyons/Desert
12600-St George Regional Hospital | 21501 | Mammography | 12600-St George Regional Hospital | 21001-Imaging Administration | 12600~000000018646 | 838894 | 3DM160100256 | IHDXHHLGMA2 | 12-425 | Radiographic Units, Mammograph | Mammography | 1165 | HOLOGIC INCORPORATED | SELENIA DIMENSIONS | 1 | 126D21001A | SG IMAGING ADMIN RR | Radiology Admin | Life Support / High Risk | IES | ASP_GE | 79 | 5 | 0 | 2018-06-20 | Canyons/Desert
12600-St George Regional Hospital | 21501 | Mammography | 12600-St George Regional Hospital | 21501-Mammography | 12600~000000017816 | 832265 | 3DM160100312 | IHDXHHLGMA1 | 12-425 | Radiographic Units, Mammograph | Mammography | 1166 | HOLOGIC INCORPORATED | SELENIA DIMENSIONS | 1 | 126D21501A | SG MAMMOGRAPHY | Unspecified | Life Support / High Risk | IES | ASP_GE | 79 | 5 | 0 | 2018-06-15 | Canyons/Desert
12600-St George Regional Hospital | 21501 | Mammography | 12600-St George Regional Hospital | 21501-Mammography | 12600~000000022563 |  | 3DM160101052 |  | 12-425 | Radiographic Units, Mammograph | Mammography | 1167 | HOLOGIC INCORPORATED | SELENIA DIMENSIONS | 1 | 126D21501B | SG MAMMOGRAPHY HURRICANE | Unspecified | Life Support / High Risk |  |  | 58 | 5 | 0 | 2020-03-05 | Canyons/Desert
12600-St George Regional Hospital | 21501 | Mammography | 12600-St George Regional Hospital | 21501-Mammography | 12600~000000025198 | 894962 | 3DM160101515 | IHDXHHLGMA4 | 12-425 | Radiographic Units, Mammograph | Mammography | 1168 | HOLOGIC INCORPORATED | SELENIA DIMENSIONS | 1 | 126D21501A | SG MAMMOGRAPHY | Unspecified | Life Support / High Risk | IES | ASP_GE | 44 | 5 | 1 | 2021-05-04 | Canyons/Desert
12600-St George Regional Hospital | 21501 | Mammography | 12600-St George Regional Hospital | 21501-Mammography | 12600~000000026423 | 913152 | 3DM160102185 |  | 12-425 | Radiographic Units, Mammograph | Mammography | 1169 | HOLOGIC INCORPORATED | SELENIA DIMENSIONS | 1 | 126D21501A | SG MAMMOGRAPHY | Mammo | Life Support / High Risk | IES | ASP_GE OEC | 24 | 8 | 6 | 2023-01-26 | Canyons/Desert
12700-Fillmore Community Hospital | 21101 | Radiology | 12700-Fillmore Community Hospital | 21101-Radiology | 12700~000000000846 | 912263 | 3DM160102400 | IHFCHHLGMA3 | 12-425 | Radiographic Units, Mammograph | Mammography | 1170 | HOLOGIC INCORPORATED | SELENIA DIMENSIONS | 1 | 127D21101A | FL RADIOLOGY | Unspecified | Life Support / High Risk | IES | ASP_GE | 19 | 5 | 3 | 2023-06-20 | Canyons/Desert
12800-LDS Hospital | 21501 | Mammography | 12800-LDS Hospital | 21501-Mammography | 12800~000000006492 | 567553 | 81008132623 | IHLDHHLGMA5 | 12-425 | Radiographic Units, Mammograph | Mammography | 1171 | HOLOGIC INCORPORATED | SELENIA DIMENSIONS | 1 | 128D21501A | LD MAMMOGRAPHY L1 | Unspecified | Life Support / High Risk | IES | ASP_GE | 136 | 7 | 0 | 2013-09-23 | Canyons/Desert
12800-LDS Hospital | 21501 | Mammography | 12800-LDS Hospital | 21501-Mammography | 12800~000000014369 | 843574 | 3DM160100528 | IHLDHHLGMA6 | 12-425 | Radiographic Units, Mammograph | Mammography | 1175 | HOLOGIC INCORPORATED | SELENIA DIMENSIONS | 1 | 128D21501A | LD MAMMOGRAPHY L1 | Unspecified | Life Support / High Risk | IES | ASP_GE | 72 | 5 | 0 | 2019-01-11 | Canyons/Desert
13000-Logan Regional Hospital | 21501 | Mammography | 13000-Logan Regional Hospital | 21001-Imaging Administration | 13000~000000007195 | 832610 | 3DM160100309 | IHLRHHLGMA2 | 12-425 | Radiographic Units, Mammograph | Mammography | 1176 | HOLOGIC INCORPORATED | SELENIA DIMENSIONS | 1 | 130D21001A | LO IMAGING ADMIN | Imaging Administration | Life Support / High Risk | IES | ASP_GE | 79 | 5 | 0 | 2018-06-15 | Canyons/Desert
13000-Logan Regional Hospital | 21501 | Mammography | 13000-Logan Regional Hospital | 21501-Mammography | 13000~000000006181 | 809576 | 81003166383 | IHLRHHLGMA1 | 12-425 | Radiographic Units, Mammograph | Mammography | 1177 | HOLOGIC INCORPORATED | SELENIA DIMENSIONS | 1 | 130D21501A | LO MAMMOGRAPHY | Mammography | Life Support / High Risk | IES | ASP_GE | 102 | 5 | 0 | 2016-07-05 | Canyons/Desert
13200-McKay-Dee Hospital Center | 21501 | Mammography | 13200-McKay-Dee Hospital Center | 21501-Mammography | 13200~000000015848 | 813857 | 81008143744 | IHMKHHLGMA3 | 12-425 | Radiographic Units, Mammograph | Mammography | 1178 | HOLOGIC INCORPORATED | SELENIA DIMENSIONS | 1 | 132D21501A | MK MAMMOGRAPHY 4TH FLR | Mammography | Life Support / High Risk | IES | ASP_GE | 123 | 5 | 0 | 2014-10-10 | Canyons/Desert
13200-McKay-Dee Hospital Center | 21501 | Mammography | 13200-McKay-Dee Hospital Center | 21501-Mammography | 13200~000000018417 | 746063 | SDM131700184 | IHMKHHLGMA4 | 12-425 | Radiographic Units, Mammograph | Mammography | 1179 | HOLOGIC INCORPORATED | SELENIA DIMENSIONS | 1 | 132D21501A | MK MAMMOGRAPHY 4TH FLR | Unspecified | Life Support / High Risk | IES | ASP_GE | 91 | 5 | 0 | 2017-06-21 | Canyons/Desert
13400-Orem Community Hospital | 21101 | Radiology | 13400-Orem Community Hospital | 21101-Radiology | 13400~000000002113 | 852522 | 3DM160100725 | IHOCHHLGMA2 | 12-425 | Radiographic Units, Mammograph | Mammography | 1180 | HOLOGIC INCORPORATED | SELENIA DIMENSIONS | 1 | 134D21101A | OR RADIOLOGY | Unspecified | Life Support / High Risk | IES | ASP_GE | 67 | 5 | 0 | 2019-06-10 | Canyons/Desert
13900-Riverton Hospital | 21501 | Mammography | 13900-Riverton Hospital | 21501-Mammography | 13900~000000005070 | 808426 | 81003166343 | IHRVHHLGMA2 | 12-425 | Radiographic Units, Mammograph | Mammography | 1181 | HOLOGIC INCORPORATED | SELENIA DIMENSIONS | 1 | 139D21501A | RV MAMMOGRAPHY | Common Area | Life Support / High Risk | IES | ASP_GE | 105 | 7 | 0 | 2016-04-06 | Canyons/Desert
13900-Riverton Hospital | 21501 | Mammography | 13900-Riverton Hospital | 21501-Mammography | 13900~000000006036 | 830589 | 3DM160100277 | IHRVHHLGMA3 | 12-425 | Radiographic Units, Mammograph | Mammography | 1182 | HOLOGIC INCORPORATED | SELENIA DIMENSIONS | 1 | 139D21501A | RV MAMMOGRAPHY | Unspecified | Life Support / High Risk | IES | ASP_GE | 80 | 5 | 0 | 2018-05-21 | Canyons/Desert
14000-Sanpete Valley Hospital | 21101 | Radiology | 14000-Sanpete Valley Hospital | 21101-Radiology | 14000~000000001195 | 912270 | 3DM160102297 | IHSPHHLGMA3 | 12-425 | Radiographic Units, Mammograph | Mammography | 1183 | HOLOGIC INCORPORATED | SELENIA DIMENSIONS | 1 | 140D21101A | SP RADIOLOGY | Unspecified | High Risk Imaging | IES | ASP_GE | 22 | 5 | 3 | 2023-03-27 | Canyons/Desert
14100-Spanish Fork Hospital | 21501 | Mammography | 14100-Spanish Fork Hospital | 21501-Mammography | 14100~000000002330 | 878922 | 3DM160101221 |  | 12-425 | Radiographic Units, Mammograph | Mammography | 1184 | HOLOGIC INCORPORATED | SELENIA DIMENSIONS | 1 | 141D21501A | SF MAMMOGRAPHY | Unspecified | Life Support / High Risk | IES | ASP_HOLOGI | 46 | 5 | 1 | 2021-03-09 | Canyons/Desert
14200-Sevier Valley Hospital | 21101 | Radiology | 14200-Sevier Valley Hospital | 21101-Radiology | 14200~000000001562 | 848820 | 3DM160100601 | IHSVHHLGMA2 | 12-425 | Radiographic Units, Mammograph | Mammography | 1185 | HOLOGIC INCORPORATED | SELENIA DIMENSIONS | 1 | 142D21101A | SV RADIOLOGY | Unspecified | Life Support / High Risk | IES | ASP_GE | 70 | 5 | 0 | 2019-03-08 | Canyons/Desert
14300-Park City Hospital | 21501 | Mammography | 14300-Park City Hospital | 21501-Mammography | 14300~000000002969 | 839351 | SDM131700225 | IHPCHHLGMA | 12-425 | Radiographic Units, Mammograph | Mammography | 1186 | HOLOGIC INCORPORATED | SELENIA DIMENSIONS | 1 | 143D21501A | PK MAMMOGRAPHY | Mammography | Life Support / High Risk | IES | ASP_GE | 89 | 5 | 0 | 2017-08-17 | Canyons/Desert
14400-Utah Valley Hospital | 21501 | Mammography | 14400-Utah Valley Hospital | 21501-Mammography | 14400~000000014325 | 806070 | 81006155010 | IHUVHHLGMA2 | 12-425 | Radiographic Units, Mammograph | Mammography | 1187 | HOLOGIC INCORPORATED | SELENIA DIMENSIONS | 1 | 144D21501A | UV MAMMOGRAPHY | Unspecified | Life Support / High Risk | IES | ASP_GE | 114 | 5 | 0 | 2015-07-08 | Canyons/Desert
14400-Utah Valley Hospital | 21501 | Mammography | 14400-Utah Valley Hospital | 21501-Mammography | 14400~000000017101 | 829908 | 3DM160100249 | IHUVHHLGMA3 | 12-425 | Radiographic Units, Mammograph | Mammography | 1188 | HOLOGIC INCORPORATED | SELENIA DIMENSIONS | 1 | 144D21501A | UV MAMMOGRAPHY | Common Areas | Life Support / High Risk | IES | ASP_GE | 81 | 5 | 0 | 2018-04-10 | Canyons/Desert
14600-Cedar City Hospital | 21501 | Mammography | 14600-Cedar City Hospital | 21501-Mammography | 14600~000000002993 | 833853 | 3DM160100269 | IHCCHHLGMA2 | 12-425 | Radiographic Units, Mammograph | Mammography | 1189 | HOLOGIC INCORPORATED | SELENIA DIMENSIONS | 1 | 146D21501A | CC MAMMO | Mammography | Life Support / High Risk | IES | ASP_GE | 80 | 5 | 0 | 2018-06-01 | Canyons/Desert
14600-Cedar City Hospital | 21501 | Mammography | 14600-Cedar City Hospital | 21501-Mammography | 14600~000000003442 | 889758 | IHCCHHLGMA4 | IHCCHHLGMA4 | 12-425 | Radiographic Units, Mammograph | Mammography | 1190 | HOLOGIC INCORPORATED | SELENIA DIMENSIONS | 1 | 146D21501A | CC MAMMO | Unspecified | Life Support / High Risk | IES | ASP_GE | 47 | 5 | 1 | 2021-02-12 | Canyons/Desert
14800-Heber Valley Hospital | 21101 | Radiology | 14800-Heber Valley Hospital | 21101-Radiology | 14800~000000001604 | 846391 | 3DM160100326 | IHHVHHLGMA | 12-425 | Radiographic Units, Mammograph | Mammography | 1191 | HOLOGIC INCORPORATED | SELENIA DIMENSIONS | 1 | 148D21101A | HV RADIOLOGY | Unspecified | Life Support / High Risk | IES | ASP_GE | 79 | 5 | 0 | 2018-06-25 | Canyons/Desert
15400-Intermountain Medical Center | 21501 | Mammography | 15400-Intermountain Medical Center | 21501-Mammography | 15400~000000005231 | 468931 | 81007090112 | IHMCHHLGMA5 | 12-425 | Radiographic Units, Mammograph | Mammography | 1193 | HOLOGIC INCORPORATED | SELENIA DIMENSIONS | 1 | 154D21501A | IM MAMMOGRAPHY GLL2 | BreastCare LL2-Common Area | Life Support / High Risk | IES | ASP_GE | 183 | 5 | 0 | 2009-11-01 | Canyons/Desert
15400-Intermountain Medical Center | 21501 | Mammography | 15400-Intermountain Medical Center | 21501-Mammography | 15400~000000017085 | 567549 | 81008132608 | IHMCHHLGMA6 | 12-425 | Radiographic Units, Mammograph | Mammography | 1194 | HOLOGIC INCORPORATED | SELENIA DIMENSIONS | 1 | 154D21501A | IM MAMMOGRAPHY GLL2 | BreastCare LL2-Common Area | Life Support / High Risk | IES | ASP_GE | 136 | 7 | 0 | 2013-09-16 | Canyons/Desert
15400-Intermountain Medical Center | 21501 | Mammography | 15400-Intermountain Medical Center | 21501-Mammography | 15400~000000030050 | 822237 | SDM131700266 | IHMCHHLGMA7 | 12-425 | Radiographic Units, Mammograph | Mammography | 1195 | HOLOGIC INCORPORATED | SELENIA DIMENSIONS | 1 | 154D21501A | IM MAMMOGRAPHY GLL2 | Unspecified | Life Support / High Risk | IES | ASP_GE | 88 | 5 | 0 | 2017-09-07 | Canyons/Desert
15400-Intermountain Medical Center | 21501 | Mammography | 15400-Intermountain Medical Center | 21501-Mammography | 15400~000000030805 | 825775 | 3DM160100174 | IHMCHHLGMA10 | 12-425 | Radiographic Units, Mammograph | Mammography | 1196 | HOLOGIC INCORPORATED | SELENIA DIMENSIONS | 1 | 154D21501A | IM MAMMOGRAPHY GLL2 | Unspecified | Life Support / High Risk | IES | ASP_GE | 85 | 5 | 0 | 2017-12-29 | Canyons/Desert
15400-Intermountain Medical Center | 21501 | Mammography | 15400-Intermountain Medical Center | 21501-Mammography | 15400~000000040112 | 911024 | IHMCHHLGMA18 | 3DM160102042 | 12-425 | Radiographic Units, Mammograph | Mammography | 1197 | HOLOGIC INCORPORATED | SELENIA DIMENSIONS | 1 | 154D21501A | IM MAMMOGRAPHY GLL2 | Unspecified | Life Support / High Risk | IES | ASP_GE | 27 | 5 | 3 | 2022-10-21 | Canyons/Desert
18200-Garfield Memorial Hospital | 21501 | Mammography | 18200-Garfield Memorial Hospital | 21101-Radiology | 18200~000000000720 | 847163 | 3DM160200107 | IHGMHHLGMA3 | 12-425 | Radiographic Units, Mammograph | Mammography | 1198 | HOLOGIC INCORPORATED | SELENIA DIMENSIONS | 1 | 182D21101A | GF RADIOLOGY | Radiology | Life Support / High Risk | IES | ASP_GE | 70 | 5 | 0 | 2019-03-14 | Canyons/Desert
40000-Intermountain Medical Group | 73020 | North Ogden Clinic | 40000-Intermountain Medical Group | 73020-North Ogden Clinic | 40000~000000015073 | 801599 | 2840314W8072 | IHNGCHLGMA | 12-425 | Radiographic Units, Mammograph | Mammography | 1201 | HOLOGIC INCORPORATED | SELENIA DIMENSIONS | 1 | 400D73020A | MG N OG FAMILY PRAC CLINIC | Common Area | Life Support / High Risk | IES | ASP_GE | 125 | 20 | 10 | 2014-08-06 | Canyons/Desert
40000-Intermountain Medical Group | 73020 | North Ogden Clinic | 40000-Intermountain Medical Group | 74058-Wasatch OB-GYN | 40000~000000029555 | 893080 | 3DM160101386 |  | 12-425 | Radiographic Units, Mammograph | Mammography | 1202 | HOLOGIC INCORPORATED | SELENIA DIMENSIONS | 1 | 400S74058C | WASATCH OBGYN NORTH OGDEN | Unspecified | Life Support / High Risk | IES | ASP_GE | 49 | 5 | 1 | 2020-12-28 | Canyons/Desert
40000-Intermountain Medical Group | 73025 | Bountiful Clinic Admin | 40000-Intermountain Medical Group | 73025-Bountiful Clinic Admin | 40000~000000023296 | 829582 | SDM131900214 | IHBCCHLGMA | 12-425 | Radiographic Units, Mammograph | Mammography | 1203 | HOLOGIC INCORPORATED | SELENIA DIMENSIONS | 1 | 400D73025A | MG BOUNTIFUL CLINIC L1 | Unspecified | Life Support / High Risk | IES | ASP_GE | 83 | 5 | 0 | 2018-02-26 | Canyons/Desert
40000-Intermountain Medical Group | 74315 | Layton Clinic Radiology | 40000-Intermountain Medical Group | 73072-Layton Clinic | 40000~000000025736 | 848816 | 3DM160100626 | IHLYCHLGMA | 12-425 | Radiographic Units, Mammograph | Mammography | 1204 | HOLOGIC INCORPORATED | SELENIA DIMENSIONS | 1 | 400D73072A | MG LAYTON CLINIC | Unspecified | Life Support / High Risk | IES | ASP_GE | 69 | 5 | 0 | 2019-04-02 | Canyons/Desert
13200-McKay-Dee Hospital Center | 21401 | Computed Tomography - CT | 13200-McKay-Dee Hospital Center | 21401-Computed Tomography - CT | 13200~000000015956 |  | 54123A |  | 18-443 | Scanning Systems, Computed Tom | CT | 1650 | SIEMENS INDUSTRY INCORPORATED | SENSATION 64 | 1 | 132D21401A | MK CT 1ST FLR | Common Area | Life Support / High Risk |  |  | 124 | 3 | 0 | 2014-09-11 | Canyons/Desert
14400-Utah Valley Hospital | 20602 | Electrocardiology - EKG | 14400-Utah Valley Hospital | 43005-Neonatology | 14400~000000010517 | 132463 | 50925 | IHUVHACUUS | 15-976 | Scanning Systems, Ultrasonic, | UltraSound | 2363 | ACUSON CORPORATION | SEQUOIA | 1 | 144D43005A | UV NEONATOLOGY | Neonatology | Life Support / High Risk | IES | ASP_GE | 421 | 5 | 0 | 1990-01-01 | Canyons/Desert
11800-American Fork Hospital | 21201 | Magnetic Res Imaging - MRI | 11800-American Fork Hospital | 21201-Magnetic Res Imaging - MRI | 11800~000000006720 |  |  |  | 16-936 | Power Systems, Uninterruptible | UPS | 657 | GE HEALTHCARE | SG Series 150KVA | 1 | 118D21201A | AF MRI | Unspecified | Non Life Support |  |  | 58 | 10 | 5 | 2020-03-31 | Canyons/Desert
14600-Cedar City Hospital | 21101 | Radiology | 14600-Cedar City Hospital | 21101-Radiology | 14600~000000003541 | 842536 | P0150-4216-B297R |  | 16-936 | Power Systems, Uninterruptible | UPS | 735 | GE HEALTHCARE | SG Series 150KVA | 1 | 146D21101A | CC RADIOLOGY RECOVERY | Unspecified | Non Life Support | IES | ASP_TECHCO | 73 | 5 | 0 | 2018-12-28 | Canyons/Desert
14600-Cedar City Hospital | 21101 | Radiology | 14600-Cedar City Hospital | 21101-Radiology | 14600~000000003543 | 842537 | P0300-2708-B428N | IHCCHGDEUPS | 16-936 | Power Systems, Uninterruptible | UPS | 736 | GE HEALTHCARE | SG Series 300KVA | 1 | 146D21101A | CC RADIOLOGY RECOVERY | Unspecified | Non Life Support | IES | ASP_GE | 73 | 5 | 0 | 2018-12-28 | Canyons/Desert
11800-American Fork Hospital | 21201 | Magnetic Res Imaging - MRI | 11800-American Fork Hospital | 21201-Magnetic Res Imaging - MRI | 11800~000000003810 | 466297 | NONE |  | 17-542 | Surface Coils, Magnetic Resona | Surface Coils, Magnetic Resona | 3014 | MAINTENANCE | SH-121 | 1 | 118D21201A | AF MRI | Common Area | Run to Fail | IES | ASP_GE | 162 | 5 | 0 | 2011-07-26 | Canyons/Desert
11600-Alta View Hospital | 21301 | Imaging Recovery | 11600-Alta View Hospital | 21301-Imaging Recovery | 11600~000000007358 | 858028 | DYCTD504 |  | 24-107 | Catheter/Stylet Tip Locators, | Catheter/Stylet Tip Locators, | 32 | BARD MEDICAL | SHERLOCK 3CG TCS SYS | 1 | 116D21301A | AV IMAGING RECOVERY | Unspecified | Run to Fail | AVH_CE | AVHCREW1CE | 60 | 5 | 0 | 2020-01-29 | Canyons/Desert
11800-American Fork Hospital | 21301 | Imaging Recovery | 11800-American Fork Hospital | 21301-Imaging Recovery | 11800~000000006776 | 762485 | DG522040 |  | 24-107 | Catheter/Stylet Tip Locators, | Catheter/Stylet Tip Locators, | 33 | BARD MEDICAL | SHERLOCK 3CG TCS SYS | 1 | 118D21301A | AF IMAGING RECOVERY | Unspecified | Run to Fail |  |  | 56 | 5 | 0 | 2020-05-05 | Canyons/Desert
12600-St George Regional Hospital | 28102 | Infusion Therapy - Oncology | 12600-St George Regional Hospital | 28102-Infusion Therapy - Oncology | 12600~000000025200 | 886940 | DYBVD529 |  | 24-107 | Catheter/Stylet Tip Locators, | Catheter/Stylet Tip Locators, | 34 | BARD MEDICAL | SHERLOCK 3CG TCS SYS | 1 | 126D28102A | SG INFUSION THERAPY ONC | Unspecified | Run to Fail | SGRH_CE | SGRHCREW6 | 39 | 9.1667 | 6.1667 | 2021-10-20 | Canyons/Desert
12600-St George Regional Hospital | 28103 | Infusion Center | 12600-St George Regional Hospital | 28103-Infusion Center | 12600~000000025937 | 897702 | ASFUL052 |  | 24-107 | Catheter/Stylet Tip Locators, | Catheter/Stylet Tip Locators, | 35 | BARD MEDICAL | SHERLOCK 3CG TCS SYS | 1 | 126D28103A | SG IV THERAPY | Unspecified | Run to Fail | SGRH_CE | SGRHCREW6 | 29 | 9.1667 | 7.1667 | 2022-08-24 | Canyons/Desert
12600-St George Regional Hospital | 28103 | Infusion Center | 12600-St George Regional Hospital | 28103-Infusion Center | 12600~000000026379 | 762462 | DYCPD515 |  | 24-107 | Catheter/Stylet Tip Locators, | Catheter/Stylet Tip Locators, | 36 | BARD MEDICAL | SHERLOCK 3CG TCS SYS | 1 | 126D28103A | SG IV THERAPY | Common Area | Run to Fail | SGRH_CE | SGRHCREW6 | 23 | 5 | 3 | 2023-02-06 | Canyons/Desert
12900-Layton Hospital | 21301 | Imaging Recovery | 12900-Layton Hospital | 21301-Imaging Recovery | 12900~000000002602 | 839141 | DYCVD503 |  | 24-107 | Catheter/Stylet Tip Locators, | Catheter/Stylet Tip Locators, | 37 | BARD MEDICAL | SHERLOCK 3CG TCS SYS | 1 | 129D21301A | LA IMAGING RECOVERY | Unspecified | Run to Fail | LA_CE | LACREW1CE | 75 | 5 | 0 | 2018-10-23 | Canyons/Desert
13000-Logan Regional Hospital | 28103 | Infusion Center | 13000-Logan Regional Hospital | 28103-Infusion Center | 13000~000000011973 | 906381 | 00801741223112 |  | 24-107 | Catheter/Stylet Tip Locators, | Catheter/Stylet Tip Locators, | 38 | BARD MEDICAL | SHERLOCK 3CG TCS SYS | 1 | 130D28103A | LO I.V. THERAPY | Alloc Infusion Therapy | Run to Fail | LRH_CE | LRHCREW3CE | 22 | 9.1667 | 7.1667 | 2023-03-10 | Canyons/Desert
13200-McKay-Dee Hospital Center | 21301 | Imaging Recovery | 13200-McKay-Dee Hospital Center | 21301-Imaging Recovery | 13200~000000024217 | 885501 | ASFTAE008 |  | 24-107 | Catheter/Stylet Tip Locators, | Catheter/Stylet Tip Locators, | 39 | BARD MEDICAL | SHERLOCK 3CG TCS SYS | 1 | 132D21301A | MK IMAGING RECOVERY 1ST FLR | Unspecified | Run to Fail | MKDHC_CE | MKDCREW9CE | 41 | 5 | 2 | 2021-09-01 | Canyons/Desert
13900-Riverton Hospital | 21301 | Imaging Recovery | 13900-Riverton Hospital | 21101-Radiology | 13900~000000006270 | 833878 | DYCTD503 |  | 24-107 | Catheter/Stylet Tip Locators, | Catheter/Stylet Tip Locators, | 40 | BARD MEDICAL | SHERLOCK 3CG TCS SYS | 1 | 139D21101A | RV RADIOLOGY | Holding | Run to Fail | RH_CE | RVHCREW3CE | 77 | 5 | 0 | 2018-08-27 | Canyons/Desert
15400-Intermountain Medical Center | 21311 | Imaging Recovery TOSH | 37000-The Orthopedic Specialty Hosp | 21301-Imaging Recovery | 15400~000000042498 | 837926 | DYCUD507 |  | 24-107 | Catheter/Stylet Tip Locators, | Catheter/Stylet Tip Locators, | 41 | BARD MEDICAL | SHERLOCK 3CG TCS SYS | 1 | 370D21301A | TO IMAGING RECOVERY BLDG 4 L1 | Unspecified | Run to Fail | IES | ASP_GE | 75 | 5 | 0 | 2018-10-04 | Canyons/Desert
15400-Intermountain Medical Center | 31501 | Nutritional Support | 15400-Intermountain Medical Center | 31501-Nutritional Support | 15400~000000036347 | 870229 | DZYDD030 |  | 24-107 | Catheter/Stylet Tip Locators, | Catheter/Stylet Tip Locators, | 42 | BARD MEDICAL | SHERLOCK 3CG TCS SYS | 1 | 154D31501A | IM CLINICAL NUTRITION E3 ST310 | Unspecified | Run to Fail | IMC_CE | IMCCE8 | 52 | 5 | 1 | 2020-10-01 | Canyons/Desert
15400-Intermountain Medical Center | 31501 | Nutritional Support | 15400-Intermountain Medical Center | 31501-Nutritional Support | 15400~000000036348 | 870230 | DZYDD006 |  | 24-107 | Catheter/Stylet Tip Locators, | Catheter/Stylet Tip Locators, | 43 | BARD MEDICAL | SHERLOCK 3CG TCS SYS | 1 | 154D31501A | IM CLINICAL NUTRITION E3 ST310 | Unspecified | Run to Fail | IMC_CE | IMCCE8 | 52 | 5 | 1 | 2020-10-01 | Canyons/Desert
11600-Alta View Hospital | 21201 | Magnetic Res Imaging - MRI | 11600-Alta View Hospital | 21201-Magnetic Res Imaging - MRI | 11600~000000002189 | 444173 | 008-5-0205 |  | 17-542 | Surface Coils, Magnetic Resona | Surface Coils, Magnetic Resona | 2997 | GE HEALTHCARE | SHOULDER 5308343-2 8-CHAN | 1 | 116D21201A | AV MRI | MRI Common Area | Run to Fail | AVH_CE | AVHCREW1CE | 187 | 5 | 0 | 2009-07-01 | Canyons/Desert
12000-Bear River Valley Hospital | 21101 | Radiology | 12000-Bear River Valley Hospital | 35005-Field Logistics-Bear River | 12000~000000001432 | 496888 | 03P571 | IHMKHSNSUS5 | 18-143 | Scanning Systems, Ultrasonic, | UltraSound | 1947 | SONOSITE INCORPORATED | S-ICU P09417-55 | 1 | 120D35005A | SC MATERIALS MGMT BR | Store Rm | Run to Fail | CESS | CESS_CREW3 | 155 | 5 | 0 | 2012-03-01 | Canyons/Desert
13000-Logan Regional Hospital | 25501 | Radiation Center | 11300-Supply Chain Organization | 32213-Asset Recovery - SLC | 13000~000000002691 | 474300 | JC00657 | IHLRHSIEUS | 15-976 | Scanning Systems, Ultrasonic, | UltraSound | 2136 | SIEMENS HEALTHCARE | SIEMENS SONOLINE G20 | 1 | 113D32213C | SC ASSET RECOVERY AIRPORT WHS | Received | Life Support / High Risk | IES | ASP_GE | 160 | 5 | 0 | 2011-09-02 | Canyons/Desert
12000-Bear River Valley Hospital | 21101 | Radiology | 12000-Bear River Valley Hospital | 21101-Radiology | 12000~000000000627 | 387808 | 151339 | IHBRHVIDWS1 | 16-910 | Film Digitizers | Film Digitizers | 347 | VIDAR SYSTEMS CORPORATION | SIERRA PLUS DIGITIZER | 1 | 120D21101A | BR RADIOLOGY | Radiology | Run to Fail | IES | ASP_GE | 187 | 5 | 0 | 2009-06-10 | Canyons/Desert
12600-St George Regional Hospital | 21201 | Magnetic Res Imaging - MRI | 12600-St George Regional Hospital | 21201-Magnetic Res Imaging - MRI | 12600~000000017930 | 829129 | 435251MR2 | 435251MR2 | 16-260 | Scanning Systems, Magnetic Res | MRI | 1731 | GE HEALTHCARE | Signa 1.5 Explorer | 1 | 126D21201A | SG MRI | Unspecified | High | IES | ASP_GE | 82 | 5 | 0 | 2018-03-05 | Canyons/Desert
10600-Continuum of Care | 21202 | Magnetic Res Imaging - Mobile | 11800-American Fork Hospital | 21201-Magnetic Res Imaging - MRI | 10600~000000000170 | 822117 | IHCMOBMR10 | IHCMOBMR10 | 16-260 | Scanning Systems, Magnetic Res | MRI | 1723 | GE HEALTHCARE | SIGNA 1.5 HORIZON E | 1 | 118D21201A | AF MRI | Common Area | Life Support / High Risk | IES | ASP_GE | 88 | 5 | 0 | 2017-09-30 | Canyons/Desert
12900-Layton Hospital | 21201 | Magnetic Res Imaging - MRI | 12900-Layton Hospital | 21201-Magnetic Res Imaging - MRI | 12900~000000002960 | 837947 |  | 801LAYMR2 | 16-260 | Scanning Systems, Magnetic Res | MRI | 1736 | GE HEALTHCARE | SIGNA 1.5 HORIZON E | 1 | 129D21201A | LA MRI | MRI | Life Support / High Risk | IES | ASP_GE | 78 | 5 | 0 | 2018-08-01 | Canyons/Desert
13900-Riverton Hospital | 21201 | Magnetic Res Imaging - MRI | 13900-Riverton Hospital | 21201-Magnetic Res Imaging - MRI | 13900~000000006598 | 856749 | 801RIVMR3 | 801RIVMR3 | 18-108 | Scanning Systems, Magnetic Res | MRI | 1750 | GE HEALTHCARE | SIGNA 1.5 LX2 ECHO | 1 | 139D21201A | RV MRI | Unspecified | Life Support / High Risk | IES | ASP_GE | 66 | 5 | 0 | 2019-07-22 | Canyons/Desert
14400-Utah Valley Hospital | 21201 | Magnetic Res Imaging - MRI | 14400-Utah Valley Hospital | 21201-Magnetic Res Imaging - MRI | 14400~000000004382 | 369713 | 801373MR5 | 801373MR4 | 18-108 | Scanning Systems, Magnetic Res | MRI | 1756 | GE HEALTHCARE | SIGNA 1.5 LX2 ECHO | 1 | 144D21201A | UV MRI | Unspecified | Life Support / High Risk | IES | ASP_GE | 194 | 5 | 0 | 2008-11-30 | Canyons/Desert
12800-LDS Hospital | 21201 | Magnetic Res Imaging - MRI | 12800-LDS Hospital | 21201-Magnetic Res Imaging - MRI | 12800~000000010273 | 452625 | U22854 |  | 16-260 | Scanning Systems, Magnetic Res | MRI | 1734 | GE HEALTHCARE | SIGNA 1.5T EXITE HD | 1 | 128D21201A | LD MRI L2 | Mri N2 Common Areas | Life Support / High Risk |  |  | 289 | 5 | 0 | 2001-01-01 | Canyons/Desert
14800-Heber Valley Hospital | 21201 | Magnetic Res Imaging - MRI | 14800-Heber Valley Hospital | 21201-Magnetic Res Imaging - MRI | 14800~000000001602 | 391664 | 292511MRS | 435HEBERMR1 | 16-260 | Scanning Systems, Magnetic Res | MRI | 1760 | GE HEALTHCARE | SIGNA 1.5T EXITE HD | 1 | 148D21201A | HV MRI | Unspecified | Life Support / High Risk | IES | ASP_GE | 184 | 5 | 0 | 2009-09-30 | Canyons/Desert
12600-St George Regional Hospital | 21201 | Magnetic Res Imaging - MRI | 12600-St George Regional Hospital | 21201-Magnetic Res Imaging - MRI | 12600~000000019244 | 845671 | HM1712 | 801373MR6 | 16-260 | Scanning Systems, Magnetic Res | MRI | 1732 | GE HEALTHCARE | SIGNA ARCHITECT 3T MRI | 1 | 126D21201A | SG MRI | Unspecified | Life Support / High Risk | IES | ASP_GE | 73 | 5 | 0 | 2018-12-22 | Canyons/Desert
14400-Utah Valley Hospital | 21201 | Magnetic Res Imaging - MRI | 14400-Utah Valley Hospital | 21201-Magnetic Res Imaging - MRI | 14400~000000021297 |  | 801373MR6 |  | 16-260 | Scanning Systems, Magnetic Res | MRI | 1757 | GE HEALTHCARE | SIGNA ARCHITECT 3T MRI | 1 | 144D21201A | UV MRI | Unspecified | Life Support / High Risk |  |  | 72 | 5 | 0 | 2019-01-27 | Canyons/Desert
15400-Intermountain Medical Center | 21211 | Magnetic Res Imag- MRI TOSH | 37000-The Orthopedic Specialty Hosp | 21201-Magnetic Res Imaging - MRI | 15400~000000042505 | 848286 | 801262MR4 | 801262MR4 | 16-260 | Scanning Systems, Magnetic Res | MRI | 1767 | GE HEALTHCARE | SIGNA ARCHITECT 3T MRI | 1 | 370D21201A | TO MRI BLDG 4 L1 | Unspecified | Life Support / High Risk | IES | ASP_GE | 69 | 5 | 0 | 2019-04-15 | Canyons/Desert
37700-Primary Childrens - Lehi | 21201 | Magnetic Res Imaging - MRI | 37700-Primary Childrens - Lehi | 21201-Magnetic Res Imaging - MRI | 37700~000000003664 | 923913 | PLGEMRI SIGNA 1.5T |  | 16-260 | Scanning Systems, Magnetic Res | MRI | 1774 | GE HEALTHCARE | SIGNA ARTIST 1.5T | 1 | 377D21201A | PL MAGNETIC RES IMAGING MRI | Unspecified | Non Life Support | IES | ASP_GE | 6 | 5 | 5 | 2024-07-19 | Canyons/Desert
13000-Logan Regional Hospital | 21201 | Magnetic Res Imaging - MRI | 13000-Logan Regional Hospital | 21201-Magnetic Res Imaging - MRI | 13000~000000009113 | 853447 | 435716CRYO1 | 435716CRYO1 | 16-260 | Scanning Systems, Magnetic Res | MRI | 1739 | GE HEALTHCARE | Signa Cryogens | 1 | 130D21201A | LO MRI | Unspecified | Run to Fail | IES | ASP_GE | 64 | 5 | 0 | 2019-09-09 | Canyons/Desert
14600-Cedar City Hospital | 21201 | Magnetic Res Imaging - MRI | 14600-Cedar City Hospital | 21201-Magnetic Res Imaging - MRI | 14600~000000003245 | 853448 | 435868MRC | 435868MRC | 16-260 | Scanning Systems, Magnetic Res | MRI | 1759 | GE HEALTHCARE | Signa Cryogens | 1 | 146D21201A | CC MRI | Unspecified | Run to Fail | IES | ASP_GE | 64 | 5 | 0 | 2019-09-09 | Canyons/Desert
14800-Heber Valley Hospital | 21201 | Magnetic Res Imaging - MRI | 14800-Heber Valley Hospital | 21201-Magnetic Res Imaging - MRI | 14800~000000001826 | 851779 | 435HEBERMR1C | 435HEBERMR1 | 16-260 | Scanning Systems, Magnetic Res | MRI | 1761 | GE HEALTHCARE | Signa Cryogens | 1 | 148D21201A | HV MRI | Unspecified | Run to Fail | IES | ASP_GE | 65 | 5 | 0 | 2019-08-12 | Canyons/Desert
11800-American Fork Hospital | 21201 | Magnetic Res Imaging - MRI | 11800-American Fork Hospital | 21201-Magnetic Res Imaging - MRI | 11800~000000001910 | 220333 | R1850 | 801756MR | 16-260 | Scanning Systems, Magnetic Res | MRI | 1725 | GE HEALTHCARE | SIGNA ECHOSPEED 1.5T | 1 | 118D21201A | AF MRI | Common Area | Life Support / High Risk | IES | ASP_GE | 273 | 5 | 0 | 2002-04-29 | Canyons/Desert
12800-LDS Hospital | 21201 | Magnetic Res Imaging - MRI | 12800-LDS Hospital | 21201-Magnetic Res Imaging - MRI | 12800~000000002555 | 224961 | R2726 | 801321LMR2 | 18-108 | Scanning Systems, Magnetic Res | MRI | 1733 | GE HEALTHCARE | SIGNA EXCITE HDXT 1.5T | 1 | 128D21201A | LD MRI L2 | Mri N2 Allocated To Mri | Life Support / High Risk | IES | ASP_GE | 260 | 5 | 0 | 2003-06-01 | Canyons/Desert
12800-LDS Hospital | 10031 | Intensive Care Med-Surg | 12800-LDS Hospital | 11511-Surgical Nursing Unit | 12800~000000014481 | 849235 | R52KB1YK9BH |  | 18-143 | Scanning Systems, Ultrasonic, | UltraSound | 2055 | SIGNOSTICS INC | SIGNOS | 1 | 128D11511A | LD SURGICAL NURSING UNIT | W6 N Standby Equipment Closet | Life Support / High Risk | LDSH_CE | LDSCE1 | 68 | 5 | 0 | 2019-05-22 | Canyons/Desert
12800-LDS Hospital | 11508 | Medical Nursing Unit | 12800-LDS Hospital | 11508-Medical Nursing Unit | 12800~000000014473 | 848278 | R52K602WNGP |  | 18-143 | Scanning Systems, Ultrasonic, | UltraSound | 2056 | SIGNOSTICS INC | SIGNOS | 1 | 128D11508A | LD MEDICAL TELEMETRY L8 | W8 Common Areas | Life Support / High Risk | LDSH_CE | LDSCE4 | 69 | 5 | 0 | 2019-04-16 | Canyons/Desert
12800-LDS Hospital | 11508 | Medical Nursing Unit | 12800-LDS Hospital | 11508-Medical Nursing Unit | 12800~000000014474 | 848279 | R52K51D601E |  | 18-143 | Scanning Systems, Ultrasonic, | UltraSound | 2057 | SIGNOSTICS INC | SIGNOS | 1 | 128D11508A | LD MEDICAL TELEMETRY L8 | W8 Common Areas | Life Support / High Risk | LDSH_CE | LDSCE1 | 69 | 5 | 0 | 2019-04-16 | Canyons/Desert
14300-Park City Hospital | 20101 | Emergency Department | 14300-Park City Hospital | 20101-Emergency Department | 14300~000000003298 | 748921 | R52K51D618W |  | 18-143 | Scanning Systems, Ultrasonic, | UltraSound | 2320 | SIGNOSTICS INC | SIGNOS | 1 | 143D20101A | PK EMERGENCY ROOM | Common Area | Life Support / High Risk | PKMC_CE | PKCREW1_CE | 68 | 3.25 | 0 | 2019-05-20 | Canyons/Desert
11600-Alta View Hospital | 20101 | Emergency Department | 11600-Alta View Hospital | 20101-Emergency Department | 11600~000000006334 | 841720 | 04HRMZ |  | 18-049 | Ultrasound Surgical Units | UltraSound | 3784 | SONOSITE INCORPORATED | SII P20883-14 | 1 | 116D20101A | AV EMERGENCY ROOM | Common Area | Run to Fail | CESS | CESS_CREW3 | 72 | 5 | 0 | 2019-01-23 | Canyons/Desert
13800-Primary Childrens Hospital | 20501 | Cardiovascular Lab | 13800-Primary Childrens Hospital | 20501-Cardiovascular Lab | 13800~000000026579 | 845226 | 04JQ8J | IHPCHSNSUS52 | 18-049 | Ultrasound Surgical Units | UltraSound | 3793 | SONOSITE INCORPORATED | SII P20883-14 | 1 | 138D20501A | PC CATH LAB L1 | Unspecified | Run to Fail | CESS | CESS_CREW3 | 72 | 5 | 0 | 2019-01-04 | Canyons/Desert
14600-Cedar City Hospital | 22301 | Anesthesiology | 14600-Cedar City Hospital | 22104-Operating Rooms | 14600~000000003044 | 838216 | 04GNJ4 | IHCCHSNSUS | 18-049 | Ultrasound Surgical Units | UltraSound | 3798 | SONOSITE INCORPORATED | SII P20883-14 | 1 | 146D22104A | CC OPERATING ROOM | Operating Rm | Run to Fail | IES | ASP_GE | 76 | 5 | 0 | 2018-10-01 | Canyons/Desert
15400-Intermountain Medical Center | 16504 | Cardiovascular Procedure Recov | 15400-Intermountain Medical Center | 20606-Cardiac Rehabilitation | 15400~000000042535 | 911941 | Q62ZQC |  | 18-049 | Ultrasound Surgical Units | UltraSound | 3799 | SONOSITE INCORPORATED | SII P20883-14 | 1 | 154D20606A | IM CARDIAC REHABILITATION | CardiacRehab LL1 Common Area | Run to Fail | IMC_CE | IMCCE4B | 16 | 5 | 4 | 2023-09-06 | Canyons/Desert
15400-Intermountain Medical Center | 20501 | Cardiovascular Lab | 15400-Intermountain Medical Center | 20501-Cardiovascular Lab | 15400~000000036925 | 875764 | Q5GJ2R | IHMCHSONOUS3 | 18-049 | Ultrasound Surgical Units | UltraSound | 3800 | SONOSITE INCORPORATED | SII P20883-14 | 1 | 154D20501A | IM CARDIO CATH LAB SL1 | Unspecified | Run to Fail | CESS | CESS_CREW3 | 49 | 5 | 1 | 2020-12-30 | Canyons/Desert
12800-LDS Hospital | 25501 | Radiation Center | 12800-LDS Hospital | 25501-Radiation Center | 12800~000000008162 | 132138 | UNK | AM128677 | 13-280 | Radiotherapy Simulation System | Radiotherapy Simulation System | 1604 | OLDELFT BENELUX | SIMULIX-HP | 1 | 128D25501A | LD RADIATION CENTER L1 | Rc 3 | Non Life Support |  |  | 421 | 5 | 0 | 1990-01-01 | Canyons/Desert
14400-Utah Valley Hospital | 28103 | Infusion Center | 14400-Utah Valley Hospital | 28103-Infusion Center | 14400~000000018176 | 839249 | 1710004 |  | 18-143 | Scanning Systems, Ultrasonic, | UltraSound | 2396 | BARD ACCESS SYSTEMS | SIRE RITE HALCYON | 1 | 144D28103A | UV IV THERAPY | Standby Iv Therapy | Non Life Support | UVH_CE | UVCREW3_CE | 75 | 5 | 0 | 2018-10-29 | Canyons/Desert
11800-American Fork Hospital | 28103 | Infusion Center | 11800-American Fork Hospital | 32215-Clinical Engineering | 11800~000000005718 | 818996 | DYBTAC503 |  | 24-861 | Scanning Systems, Ultrasonic, | UltraSound | 1940 | BARD MEDICAL | SITE-RITE 8 | 1 | 118D32215A | AF CLINICAL ENGINEERING | Common Area | Life Support / High Risk | AFH_CE | AFCREW1_CE | 91 | 5 | 0 | 2017-06-21 | Canyons/Desert
13000-Logan Regional Hospital | 28103 | Infusion Center | 13000-Logan Regional Hospital | 28103-Infusion Center | 13000~000000006066 | 809039 | DYZKAC012 | DYZKAC012 | 24-861 | Scanning Systems, Ultrasonic, | UltraSound | 2138 | BARD MEDICAL | SITE-RITE 8 | 1 | 130D28103A | LO I.V. THERAPY | Alloc Infusion Therapy | Life Support / High Risk | IES | ASP_GE | 109 | 5 | 0 | 2016-01-01 | Canyons/Desert
14100-Spanish Fork Hospital | 28103 | Infusion Center | 14100-Spanish Fork Hospital | 28103-Infusion Center | 14100~000000003793 | 809368 | DYASAC140 | DYASAC140 | 24-861 | Scanning Systems, Ultrasonic, | UltraSound | 2308 | BARD MEDICAL | SITE-RITE 8 | 1 | 141D28103A | SF INFUSION CENTER | Unspecified | Life Support / High Risk | SFH_CE | SFCREW1_CE | 103 | 5 | 0 | 2016-06-17 | Canyons/Desert
14600-Cedar City Hospital | 28103 | Infusion Center | 14600-Cedar City Hospital | 28103-Infusion Center | 14600~000000002743 | 821269 | DYBUAC519 |  | 24-861 | Scanning Systems, Ultrasonic, | UltraSound | 2430 | BARD MEDICAL | SITE-RITE 8 | 1 | 146D28103A | CC HOME IV THERAPY | I.V. Therapy | Life Support / High Risk | IES | ASP_GE | 89 | 5 | 0 | 2017-08-23 | Canyons/Desert
14800-Heber Valley Hospital | 28103 | Infusion Center | 14800-Heber Valley Hospital | 28103-Infusion Center | 14800~000000002496 | 904344 | ASGYAC010 |  | 24-861 | Scanning Systems, Ultrasonic, | UltraSound | 2438 | BARD MEDICAL | SITE-RITE 8 | 1 | 148D28103A | HV INFUSION CENTER | Unspecified | Life Support / High Risk | HVH_CE | HVHCREW01 | 25 | 5 | 3 | 2022-12-20 | Canyons/Desert
15400-Intermountain Medical Center | 31501 | Nutritional Support | 15400-Intermountain Medical Center | 31501-Nutritional Support | 15400~000000032570 | 843275 | DYCUAC518 |  | 24-861 | Scanning Systems, Ultrasonic, | UltraSound | 2549 | BARD MEDICAL | SITE-RITE 8 | 1 | 154D31501A | IM CLINICAL NUTRITION E3 ST310 | Unspecified | Life Support / High Risk | IES | ASP_GE | 72 | 5 | 0 | 2019-01-10 | Canyons/Desert
37700-Primary Childrens - Lehi | 21301 | Imaging Recovery | 37700-Primary Childrens - Lehi | 21301-Imaging Recovery | 37700~000000002838 | 919052 | ASHYCA062 |  | 98-171 | Ultrasound Guidance System, Ra | UltraSound | 3781 | BECTON DICKINSON | SITERITE 9 ULTRASOUND | 1 | 377D21301A | PL IMAGING RECOVERY | Unspecified | Run to Fail | PCHL_CE | PCHLCREW02 | 11 | 5 | 4 | 2024-02-14 | Canyons/Desert
13900-Riverton Hospital | 20101 | Emergency Department | 13900-Riverton Hospital | 20101-Emergency Department | 13900~000000004287 | 582754 | DYWEE192 |  | 24-861 | Scanning Systems, Ultrasonic, | UltraSound | 2285 | BARD ACCESS SYSTEMS | SITE-RITE PREVUE | 1 | 139D20101A | RV EMERGENCY ROOM | Equipment Storage | Life Support / High Risk | IES | ASP_GE | 127 | 5 | 0 | 2014-06-04 | Canyons/Desert
14100-Spanish Fork Hospital | 28103 | Infusion Center | 14100-Spanish Fork Hospital | 28103-Infusion Center | 14100~000000003010 | 880413 | DYFNQ022 |  | 24-861 | Scanning Systems, Ultrasonic, | UltraSound | 2307 | BARD ACCESS SYSTEMS | SITE-RITE PREVUE | 1 | 141D28103A | SF INFUSION CENTER | Clean Supply and Equipment | Life Support / High Risk | SFH_CE | SFCREW1_CE | 45 | 5 | 1 | 2021-04-13 | Canyons/Desert
14200-Sevier Valley Hospital | 28103 | Infusion Center | 14200-Sevier Valley Hospital | 28103-Infusion Center | 14200~000000001117 | 812879 | DYZAE022 |  | 24-861 | Scanning Systems, Ultrasonic, | UltraSound | 2314 | BARD ACCESS SYSTEMS | SITE-RITE PREVUE | 1 | 142D28103A | SV HOME IV THERAPY | Unspecified | Life Support / High Risk | IES | ASP_GE | 99 | 5 | 0 | 2016-10-11 | Canyons/Desert
14400-Utah Valley Hospital | 15511 | Administrative Nurses | 14400-Utah Valley Hospital | 15021-Float Nursing Personnel | 14400~000000007506 | 519371 | DYWEE325 |  | 24-861 | Scanning Systems, Ultrasonic, | UltraSound | 2345 | BARD ACCESS SYSTEMS | SITE-RITE PREVUE | 1 | 144D15021A | UV FLOAT NURSING PERSONNEL | Staffing Services | Life Support / High Risk | IES | ASP_GE | 147 | 5 | 0 | 2012-10-22 | Canyons/Desert
14600-Cedar City Hospital | 10011 | Intensive Care Unit | 14600-Cedar City Hospital | 10011-Intensive Care Unit | 14600~000000002282 | 732347 | DYXKE019 |  | 24-861 | Scanning Systems, Ultrasonic, | UltraSound | 2409 | BARD ACCESS SYSTEMS | SITE-RITE PREVUE | 1 | 146D10011A | CC INTENSIVE CARE UNIT | Icu-Ccu | Life Support / High Risk | IES | ASP_GE | 114 | 5 | 0 | 2015-07-06 | Canyons/Desert
14600-Cedar City Hospital | 11503 | Medical and Surgical Nursing | 14600-Cedar City Hospital | 20101-Emergency Department | 14600~000000001068 | 538626 | DYWEE101 |  | 24-861 | Scanning Systems, Ultrasonic, | UltraSound | 2414 | BARD ACCESS SYSTEMS | SITE-RITE PREVUE | 1 | 146D20101A | CC EMERGENCY ROOM | Emergency Rm | Life Support / High Risk | IES | ASP_GE | 142 | 5 | 0 | 2013-03-08 | Canyons/Desert
14600-Cedar City Hospital | 11503 | Medical and Surgical Nursing | 14600-Cedar City Hospital | 28103-Infusion Center | 14600~000000000167 | 519641 | DYWEE069 |  | 24-861 | Scanning Systems, Ultrasonic, | UltraSound | 2415 | BARD ACCESS SYSTEMS | SITE-RITE PREVUE | 1 | 146D28103A | CC HOME IV THERAPY | I.V. Therapy | Life Support / High Risk | IES | ASP_GE | 225 | 5 | 0 | 2006-05-01 | Canyons/Desert
14600-Cedar City Hospital | 14010 | Mom Baby Unit | 14600-Cedar City Hospital | 14010-Mom Baby Unit | 14600~000000000988 | 527430 | DYWEE184 |  | 24-861 | Scanning Systems, Ultrasonic, | UltraSound | 2419 | BARD ACCESS SYSTEMS | SITE-RITE PREVUE | 1 | 146D14010A | CC MATERNITY NURSNG | Obstetrics Med Room | Life Support / High Risk | IES | ASP_GE | 144 | 5 | 0 | 2013-01-03 | Canyons/Desert
14600-Cedar City Hospital | 21101 | Radiology | 14600-Cedar City Hospital | 21401-Computed Tomography - CT | 14600~000000002586 | 815541 | DYXHE041 |  | 24-861 | Scanning Systems, Ultrasonic, | UltraSound | 2422 | BARD ACCESS SYSTEMS | SITE-RITE PREVUE | 1 | 146D21401A | CC COMPUTED TOMOGRAPHY | Cat Scan | Life Support / High Risk | IES | ASP_GE | 96 | 5 | 0 | 2017-01-18 | Canyons/Desert
14600-Cedar City Hospital | 21401 | Computed Tomography - CT | 14600-Cedar City Hospital | 21401-Computed Tomography - CT | 14600~000000003460 | 879472 | DYEZQ006 |  | 24-861 | Scanning Systems, Ultrasonic, | UltraSound | 2423 | BARD ACCESS SYSTEMS | SITE-RITE PREVUE | 1 | 146D21401A | CC COMPUTED TOMOGRAPHY | Unspecified | Life Support / High Risk | SGRH_CE | SGRHCREW5 | 47 | 10 | 6 | 2021-03-01 | Canyons/Desert
14600-Cedar City Hospital | 22001 | Same Day Surgery | 14600-Cedar City Hospital | 22001-Same Day Surgery | 14600~000000000987 | 528709 | DYWEE223 |  | 24-861 | Scanning Systems, Ultrasonic, | UltraSound | 2429 | BARD ACCESS SYSTEMS | SITE-RITE PREVUE | 1 | 146D22001A | CC SAME DAY SURG | SDS Room 1 | Life Support / High Risk | IES | ASP_GE | 144 | 5 | 0 | 2013-01-14 | Canyons/Desert
15400-Intermountain Medical Center | 31501 | Nutritional Support | 15400-Intermountain Medical Center | 31501-Nutritional Support | 15400~000000016697 | 527310 | DYWEE284 |  | 24-861 | Scanning Systems, Ultrasonic, | UltraSound | 2547 | BARD ACCESS SYSTEMS | SITE-RITE PREVUE | 1 | 154D31501A | IM CLINICAL NUTRITION E3 ST310 | Common Area | Life Support / High Risk | IES | ASP_GE | 144 | 5 | 0 | 2013-01-02 | Canyons/Desert
14300-Park City Hospital | 10011 | Intensive Care Unit | 14300-Park City Hospital | 10011-Intensive Care Unit | 14300~000000001493 | 547735 | DYXB7005 | Need Vendor ID | 24-861 | Scanning Systems, Ultrasonic, | UltraSound | 2316 | BARD MEDICAL | SITE-RITE VI | 1 | 143D10011A | PK INTENSIVE CARE UNIT | Equipment Rm | Life Support / High Risk | IES | ASP_GE | 141 | 10 | 0 | 2013-04-24 | Canyons/Desert
14300-Park City Hospital | 11503 | Medical and Surgical Nursing | 11300-Supply Chain Organization | 32213-Asset Recovery - SLC | 14300~000000001228 | 406539 | DYT17016 |  | 24-861 | Scanning Systems, Ultrasonic, | UltraSound | 2317 | BARD MEDICAL | SITE-RITE VI | 1 | 113D32213C | SC ASSET RECOVERY AIRPORT WHS | Received | Life Support / High Risk | IES | ASP_GE | 181 | 5 | 0 | 2009-12-22 | Canyons/Desert
14400-Utah Valley Hospital | 20501 | Cardiovascular Lab | 14400-Utah Valley Hospital | 20501-Cardiovascular Lab | 14400~000000006813 | 470349 | DYG7007 |  | 24-861 | Scanning Systems, Ultrasonic, | UltraSound | 2350 | BARD MEDICAL | SITE-RITE VI | 1 | 144D20501A | UV CARDIOVASCULAR LAB | Standby Cath Lab | Life Support / High Risk | IES | ASP_GE | 161 | 5 | 0 | 2011-08-25 | Canyons/Desert
14400-Utah Valley Hospital | 28103 | Infusion Center | 11300-Supply Chain Organization | 32213-Asset Recovery - SLC | 14400~000000004770 | 352192 | DYSB7052 |  | 24-861 | Scanning Systems, Ultrasonic, | UltraSound | 2395 | BARD MEDICAL | SITE-RITE VI | 1 | 113D32213C | SC ASSET RECOVERY AIRPORT WHS | Received | Life Support / High Risk | UVH_CE | UVCREW3_CE | 201 | 5 | 0 | 2008-04-10 | Canyons/Desert
15400-Intermountain Medical Center | 28103 | Infusion Center | 13900-Riverton Hospital | 28103-Infusion Center | 15400~000000029732 | 356576 | DYSE7000 |  | 24-861 | Scanning Systems, Ultrasonic, | UltraSound | 2542 | BARD MEDICAL | SITE-RITE VI | 1 | 139D28103A | RV INFUSION CENTER | Common Area | Life Support / High Risk | IES | ASP_GE | 198 | 5 | 0 | 2008-07-23 | Canyons/Desert
15400-Intermountain Medical Center | 31501 | Nutritional Support | 15400-Intermountain Medical Center | 31501-Nutritional Support | 15400~000000021060 | 466562 | DYTA7076 |  | 24-861 | Scanning Systems, Ultrasonic, | UltraSound | 2548 | BARD MEDICAL | SITE-RITE VI | 1 | 154D31501A | IM CLINICAL NUTRITION E3 ST310 | Common Area | Life Support / High Risk | IES | ASP_GE | 162 | 5 | 0 | 2011-07-28 | Canyons/Desert
12500-Delta Community Hospital | 21601 | Ultrasound | 12500-Delta Community Hospital | 21101-Radiology | 12500~000000000638 | 849598 | DYZHU020 |  | 24-861 | Scanning Systems, Ultrasonic, | UltraSound | 1964 | BARD MEDICAL | SITE-RITE VISION | 1 | 125D21101A | DL XRAY | Unspecified | Life Support / High Risk | IES | ASP_GE | 130 | 7 | 0 | 2014-03-28 | Canyons/Desert
15400-Intermountain Medical Center | 28103 | Infusion Center | 15400-Intermountain Medical Center | 28103-Infusion Center | 15400~000000015675 | 457777 | DYVDA017 |  | 24-861 | Scanning Systems, Ultrasonic, | UltraSound | 2543 | BARD MEDICAL | SITE-RITE VISION | 1 | 154D28103A | IM INFUSION CENTER HL3 | Bldg A Common Area | Life Support / High Risk | IES | ASP_GE | 163 | 5 | 0 | 2011-06-24 | Canyons/Desert
15400-Intermountain Medical Center | 28103 | Infusion Center | 15400-Intermountain Medical Center | 28103-Infusion Center | 15400~000000032201 | 840513 | 1808020 |  | 24-861 | Scanning Systems, Ultrasonic, | UltraSound | 2544 | BARD MEDICAL | SITE-RITE VISION | 1 | 154D28103A | IM INFUSION CENTER HL3 | Unspecified | Life Support / High Risk | IES | ASP_GE | 74 | 5 | 0 | 2018-11-12 | Canyons/Desert
15400-Intermountain Medical Center | 31501 | Nutritional Support | 15400-Intermountain Medical Center | 31501-Nutritional Support | 15400~000000016229 | 500963 | DYWCA012 |  | 24-861 | Scanning Systems, Ultrasonic, | UltraSound | 2546 | BARD MEDICAL | SITE-RITE VISION | 1 | 154D31501A | IM CLINICAL NUTRITION E3 ST310 | Common Area | Life Support / High Risk | IES | ASP_GE | 152 | 5 | 0 | 2012-05-09 | Canyons/Desert
13200-McKay-Dee Hospital Center | 21201 | Magnetic Res Imaging - MRI | 13200-McKay-Dee Hospital Center | 21201-Magnetic Res Imaging - MRI | 13200~000000010079 | 579679 | 108542 |  | 17-542 | Surface Coils, Magnetic Resona | Surface Coils, Magnetic Resona | 3064 | INVIVO RESEARCH INCORPORATED | SMS AVANTO 1.5T 7CH BPSY COIL | 1 | 132D21201A | MK MRI 1ST FLR | Common Area | Run to Fail | IES | ASP_GE | 131 | 5 | 0 | 2014-02-03 | Canyons/Desert
18300-Tellica Imaging LLC | 21903 | Tellica Ogden UT | 18300-Tellica Imaging LLC | 21903-Tellica Ogden UT | 18300~000000000033 | 894321 | 112180 | SITE ID: 400-786373 | 15-956 | Scanning Systems, Computed Tom | CT | 1706 | SIEMENS HEALTHCARE | SOMATOM GO | 1 | 183D21903A | TE IMAGING OGDEN | Unspecified | Life Support / High Risk | IES | ASP_SIEMEN | 32 | 5 | 2 | 2022-05-19 | Canyons/Desert
18300-Tellica Imaging LLC | 21904 | Tellica Bountiful UT | 18300-Tellica Imaging LLC | 21904-Tellica Bountiful UT | 18300~000000000111 | 906098 | 177557 |  | 15-956 | Scanning Systems, Computed Tom | CT | 1707 | SIEMENS HEALTHCARE | SOMATOM GO | 1 | 183D21904A | TE TELLICA IMAGING BOUNTIFUL | Unspecified | Life Support / High Risk | IES | ASP_SIEMEN | 22 | 5 | 3 | 2023-03-07 | Canyons/Desert
18300-Tellica Imaging LLC | 21905 | Tellica Draper UT | 18300-Tellica Imaging LLC | 21905-Tellica Draper UT | 18300~000000000212 | 917949 | 2511 |  | 15-956 | Scanning Systems, Computed Tom | CT | 1708 | SIEMENS HEALTHCARE | SOMATOM GO | 1 | 183D21905A | TE TELLICA IMAGING DRAPER | Unspecified | Life Support / High Risk | IES | ASP_SIEMEN | 12 | 5.0833 | 4.0833 | 2024-01-29 | Canyons/Desert
18300-Tellica Imaging LLC | 21908 | Tellica Nashua NH | 18300-Tellica Imaging LLC | 21908-Tellica Nashua NH | 18300~000000000232 | 922338 | 177946 |  | 15-956 | Scanning Systems, Computed Tom | CT | 1709 | SIEMENS HEALTHCARE | SOMATOM GO | 1 | 183D21908A | TE TELLICA NASHUA NH | Unspecified | Life Support / High Risk | CESS | CESS_CREW3 | 7 | 5.0833 | 4.0833 | 2024-06-07 | Canyons/Desert
18300-Tellica Imaging LLC | 21909 | Tellica Manchester NH | 18300-Tellica Imaging LLC | 21909-Tellica Manchester NH | 18300~000000000225 | 922324 | 177961 |  | 15-956 | Scanning Systems, Computed Tom | CT | 1710 | SIEMENS HEALTHCARE | SOMATOM GO | 1 | 183D21909A | TELLICA MANCHESTER NH | Unspecified | Life Support / High Risk | CESS | CESS_CREW3 | 7 | 5.0833 | 4.0833 | 2024-06-07 | Canyons/Desert
13200-McKay-Dee Hospital Center | 21401 | Computed Tomography - CT | 13200-McKay-Dee Hospital Center | 21401-Computed Tomography - CT | 13200~000000005417 | 334585 | 55202 | IHMKHSIECT/400-210670 | 13-469 | Scanning Systems, Computed Tom | CT | 1648 | SIEMENS HEALTHCARE | SOMATOM SENSATION 64 | 1 | 132D21401A | MK CT 1ST FLR | Common Area | Life Support / High Risk | IES | ASP_GE | 208 | 20 | 3 | 2007-10-01 | Canyons/Desert
18300-Tellica Imaging LLC | 21902 | Tellica West Valley City UT | 18300-Tellica Imaging LLC | 21902-Tellica West Valley City UT | 18300~000000000023 | 889719 | 120249 | 501000021439514 | 13-469 | Scanning Systems, Computed Tom | CT | 1705 | SIEMENS HEALTHCARE | SOMATOM SENSATION 64 | 1 | 183D21902A | TE TELLICA IMAGING W VALLEY | Unspecified | Life Support / High Risk | MG_SLV_CE | NORTH | 36 | 5 | 2 | 2022-01-14 | Canyons/Desert
13200-McKay-Dee Hospital Center | 21501 | Mammography | 13200-McKay-Dee Hospital Center | 21501-Mammography | 13200~000000009483 | 399055 | E602 | Need Vendor ID | 98-022 | Computer Aided Detection Syste | Computer | 53 | SONOCINE | SONOCINE SYSTEM | 1 | 132D21501A | MK MAMMOGRAPHY 4TH FLR | Mammography | Life Support / High Risk | IES | ASP_GE | 140 | 7 | 0 | 2013-05-16 | Canyons/Desert
12600-St George Regional Hospital | 25501 | Radiation Center | 12600-St George Regional Hospital | 25501-Radiation Center | 12600~000000005130 | 311416 | ECA 1255 | IHDXHSIEUS1/400-158478 | 15-976 | Scanning Systems, Ultrasonic, | UltraSound | 2042 | SIEMENS HEALTHCARE | SONOLINE ADARA | 1 | 126D25501A | SG RADIATION CENTER | Common Area | Life Support / High Risk | IES | ASP_GE | 249 | 5 | 0 | 2004-05-01 | Canyons/Desert
12800-LDS Hospital | 25501 | Radiation Center | 12800-LDS Hospital | 25501-Radiation Center | 12800~000000008207 | 311415 | ECA 1354 | IHLDHSIEUS1/400-159666 | 15-976 | Scanning Systems, Ultrasonic, | UltraSound | 2086 | SIEMENS HEALTHCARE | SONOLINE ADARA | 1 | 128D25501A | LD RADIATION CENTER L1 | Oncology | Life Support / High Risk | IES | ASP_GE | 242 | 5 | 0 | 2004-11-02 | Canyons/Desert
12800-LDS Hospital | 25501 | Radiation Center | 12800-LDS Hospital | 25501-Radiation Center | 12800~000000014416 | 469665 | ECA1012 | IHLDHSIEUS2 | 15-976 | Scanning Systems, Ultrasonic, | UltraSound | 2087 | SIEMENS HEALTHCARE | SONOLINE ADARA | 1 | 128D25501A | LD RADIATION CENTER L1 | Common Area | Life Support / High Risk | IES | ASP_GE | 267 | 5 | 0 | 2002-10-31 | Canyons/Desert
13900-Riverton Hospital | 25501 | Radiation Center | 13900-Riverton Hospital | 25501-Radiation Center | 13900~000000005097 | 809424 | 003567 | IHRVHSIEUS/400-176551 | 15-976 | Scanning Systems, Ultrasonic, | UltraSound | 2298 | SIEMENS HEALTHCARE | SONOLINE ADARA | 1 | 139D25501A | RV RADIATION CENTER | Unspecified | Life Support / High Risk | IES | ASP_GE | 106 | 5 | 0 | 2016-04-01 | Canyons/Desert
15400-Intermountain Medical Center | 25501 | Radiation Center | 15400-Intermountain Medical Center | 25501-Radiation Center | 15400~000000043784 | 927252 | ECA1354 |  | 15-976 | Scanning Systems, Ultrasonic, | UltraSound | 2540 | SIEMENS HEALTHCARE | SONOLINE ADARA | 1 | 154D25501A | IM RADIATION CENTER HL1 | Unspecified | Life Support / High Risk | IMC_CE | IMCCE4A | 3 | 5 | 5 | 2024-10-10 | Canyons/Desert
14300-Park City Hospital | 21101 | Radiology | 11300-Supply Chain Organization | 32213-Asset Recovery - SLC | 14300~000000002801 | 822198 | ECA0525 | IHPCHSIEUS11 | 11-696 | Fetal Heart Detectors, Ultraso | Fetal Heart Detectors, Ultraso | 342 | CONTEC INCORPORATED | SONOLINE B | 1 | 113D32213C | SC ASSET RECOVERY AIRPORT WHS | Received | Run to Fail | IES | ASP_GE | 87 | 5 | 0 | 2017-10-25 | Canyons/Desert
40000-Intermountain Medical Group | 40025 | Administrative Office | 23000-Concierge Medicine | 40025-Administrative Office | 40000~000000030945 | 895648 | FB1311500554 |  | 11-696 | Fetal Heart Detectors, Ultraso | Fetal Heart Detectors, Ultraso | 343 | CONTEC INCORPORATED | SONOLINE B | 1 | 230D40025A | PC PARKCITY CONCIERGE MEDICINE | Unspecified | Run to Fail | PKMC_CE | PKCREW1_CE | 31 | 5 | 2 | 2022-06-28 | Canyons/Desert
40000-Intermountain Medical Group | 73055 | Holladay Clinic | 12600-St George Regional Hospital | 32215-Clinical Engineering | 40000~000000013894 | 510759 | L1081D0510 |  | 11-696 | Fetal Heart Detectors, Ultraso | Fetal Heart Detectors, Ultraso | 344 | CONTEC INCORPORATED | SONOLINE B | 1 | 126D32215C | SG FAMILY HEALTH CARE CE | Common Area | Run to Fail | SGRH_CE | SGRHCREW1 | 150 | 5 | 0 | 2012-08-01 | Canyons/Desert
40000-Intermountain Medical Group | 73055 | Holladay Clinic | 12600-St George Regional Hospital | 32215-Clinical Engineering | 40000~000000013897 | 510760 | L1081D0524 |  | 11-696 | Fetal Heart Detectors, Ultraso | Fetal Heart Detectors, Ultraso | 345 | CONTEC INCORPORATED | SONOLINE B | 1 | 126D32215C | SG FAMILY HEALTH CARE CE | Common Area | Run to Fail | SGRH_CE | SGRHCREW1 | 150 | 5 | 0 | 2012-08-01 | Canyons/Desert
40000-Intermountain Medical Group | 73020 | North Ogden Clinic | 40000-Intermountain Medical Group | 74058-Wasatch OB-GYN | 40000~000000003883 | 299057 | 302219 | IHWGCSIEUS | 15-976 | Scanning Systems, Ultrasonic, | UltraSound | 2627 | SIEMENS HEALTHCARE | SONOLINE G40 | 1 | 400D74058A | MG MK WASATCH OBGYN STE 4815 | Wasatch Ob Procedure Rm | Life Support / High Risk | IES | ASP_GE | 221 | 5 | 0 | 2006-08-18 | Canyons/Desert
12600-St George Regional Hospital | 20602 | Electrocardiology - EKG | 12600-St George Regional Hospital | 20602-Electrocardiology - EKG | 12600~000000008680 | 242989 | US97802806 | US97802806 | 17-422 | Scanning Systems, Ultrasonic, | UltraSound | 2007 | PHILIPS HEALTHCARE | SONOS 5500 | 1 | 126D20602A | SG EKG RR 1ST FLOOR | EKG | Life Support / High Risk | IES | ASP_GE | 249 | 5 | 0 | 2004-04-20 | Canyons/Desert
12800-LDS Hospital | 20602 | Electrocardiology - EKG | 12800-LDS Hospital | 20602-Electrocardiology - EKG | 12800~000000007749 | 132418 | 3728A00641 | IHLDHPHLUS1 | 17-422 | Scanning Systems, Ultrasonic, | UltraSound | 2065 | PHILIPS HEALTHCARE | SONOS 5500 | 1 | 128D20602A | LD EKG L7 | E7 EKG Alpha | Life Support / High Risk | IES | ASP_GE | 421 | 5 | 0 | 1990-01-01 | Canyons/Desert
12800-LDS Hospital | 20602 | Electrocardiology - EKG | 12800-LDS Hospital | 20602-Electrocardiology - EKG | 12800~000000007818 | 217462 | US97007803 | IHLDHPHLUS2 | 17-422 | Scanning Systems, Ultrasonic, | UltraSound | 2066 | PHILIPS HEALTHCARE | SONOS 5500 | 1 | 128D20602A | LD EKG L7 | E7 EKG Echo With Stress | Life Support / High Risk | IES | ASP_GE | 266 | 5 | 0 | 2002-11-20 | Canyons/Desert
12800-LDS Hospital | 10031 | Intensive Care Med-Surg | 12800-LDS Hospital | 10031-Intensive Care Med-Surg | 12800~000000013977 | 833020 | Q4WL0X | IHLDHSNSUS5 | 18-143 | Scanning Systems, Ultrasonic, | UltraSound | 2054 | FUJIFILM | SONOSITE IVIZ | 1 | 128D10031A | LD INTENSIVE CARE MED SURG L6 | Unspecified | Run to Fail | CESS | CESS_CREW3 | 79 | 5 | 0 | 2018-06-27 | Canyons/Desert
11600-Alta View Hospital | 21301 | Imaging Recovery | 11600-Alta View Hospital | 21301-Imaging Recovery | 11600~000000002930 | 490153 | 03NKL5 | IHAVHSNSUS3 | 18-143 | Scanning Systems, Ultrasonic, | UltraSound | 1905 | SONOSITE INCORPORATED | SONOSITE S-CATH | 1 | 116D21301A | AV IMAGING RECOVERY | Imaging Recovery Common Area | Run to Fail | CESS | CESS_CREW3 | 155 | 5 | 0 | 2012-02-02 | Canyons/Desert
11600-Alta View Hospital | 22301 | Anesthesiology | 11600-Alta View Hospital | 22104-Operating Rooms | 11600~000000003578 | 541069 | 03X6YP | IHAVHSNSUS4 | 18-143 | Scanning Systems, Ultrasonic, | UltraSound | 1913 | SONOSITE INCORPORATED | SONOSITE S-CATH | 1 | 116D22104A | AV OPERATING ROOM | Clean Storage, Pacu | Run to Fail | CESS | CESS_CREW3 | 133 | 5 | 0 | 2013-12-26 | Canyons/Desert
11800-American Fork Hospital | 21001 | Imaging Administration | 11800-American Fork Hospital | 21101-Radiology | 11800~000000006679 | 402084 | 03HJXT | IHAFHSONOUS1 | 18-143 | Scanning Systems, Ultrasonic, | UltraSound | 1925 | SONOSITE INCORPORATED | SONOSITE S-CATH | 1 | 118D21101A | AF RADIOLOGY | Unspecified | Run to Fail | CESS | CESS_CREW3 | 182 | 7 | 0 | 2009-12-01 | Canyons/Desert
12800-LDS Hospital | 21301 | Imaging Recovery | 12800-LDS Hospital | 21101-Radiology | 12800~000000005769 | 515313 | 03RDFM | IHLDHSNSUS3 | 18-143 | Scanning Systems, Ultrasonic, | UltraSound | 2073 | SONOSITE INCORPORATED | SONOSITE S-CATH | 1 | 128D21101A | LD RADIOLOGY L1 | Radiol L1 Common Area | Run to Fail | CESS | CESS_CREW3 | 150 | 5 | 0 | 2012-07-15 | Canyons/Desert
13200-McKay-Dee Hospital Center | 10011 | Intensive Care Unit | 13200-McKay-Dee Hospital Center | 21101-Radiology | 13200~000000007773 | 431905 | 03JHCD | IHMKHSNSUS4 | 18-143 | Scanning Systems, Ultrasonic, | UltraSound | 2146 | SONOSITE INCORPORATED | SONOSITE S-CATH | 1 | 132D21101A | MK RADIOLOGY 1ST FLR | Nurse Station | Run to Fail | CESS | CESS_CREW3 | 173 | 5 | 0 | 2010-09-01 | Canyons/Desert
13200-McKay-Dee Hospital Center | 21301 | Imaging Recovery | 13200-McKay-Dee Hospital Center | 10011-Intensive Care Unit | 13200~000000007201 | 420372 | 03JIBQ | IHMKHSNSUS3 | 18-143 | Scanning Systems, Ultrasonic, | UltraSound | 2187 | SONOSITE INCORPORATED | SONOSITE S-CATH | 1 | 132D10011A | MK ICU 2ND FLR | Common Area | Run to Fail | CESS | CESS_CREW3 | 177 | 5 | 0 | 2010-05-01 | Canyons/Desert
15400-Intermountain Medical Center | 12002 | Newborn Intensive Care Unit | 15400-Intermountain Medical Center | 12002-Newborn Intensive Care Unit | 15400~000000037506 | 407752 | 03HJXG | IHPCHSNSUS2 | 18-143 | Scanning Systems, Ultrasonic, | UltraSound | 2460 | SONOSITE INCORPORATED | SONOSITE S-CATH | 1 | 154D12002A | IM NICU CARE GLL1 | Unspecified | Run to Fail | CESS | CESS_CREW3 | 181 | 5 | 0 | 2010-01-01 | Canyons/Desert
15400-Intermountain Medical Center | 12002 | Newborn Intensive Care Unit | 15400-Intermountain Medical Center | 12002-Newborn Intensive Care Unit | 15400~000000037507 | 547904 | 03V1PB | IHPCHSNSUS3 | 18-143 | Scanning Systems, Ultrasonic, | UltraSound | 2461 | SONOSITE INCORPORATED | SONOSITE S-CATH | 1 | 154D12002A | IM NICU CARE GLL1 | Unspecified | Run to Fail | CESS | CESS_CREW3 | 141 | 5 | 0 | 2013-04-30 | Canyons/Desert
15400-Intermountain Medical Center | 20501 | Cardiovascular Lab | 15400-Intermountain Medical Center | 20501-Cardiovascular Lab | 15400~000000015264 | 430425 | 03K3BQ | IHMCHSNSUS7 | 18-143 | Scanning Systems, Ultrasonic, | UltraSound | 2476 | SONOSITE INCORPORATED | SONOSITE S-CATH | 1 | 154D20501A | IM CARDIO CATH LAB SL1 | Common Area | Run to Fail | CESS | CESS_CREW3 | 172 | 5 | 0 | 2010-09-16 | Canyons/Desert
15400-Intermountain Medical Center | 21301 | Imaging Recovery | 15400-Intermountain Medical Center | 70518-Mechanical Circulatory Support | 15400~000000015489 | 441451 | 03X4RQ | IHMCHSNSUS8 | 18-143 | Scanning Systems, Ultrasonic, | UltraSound | 2509 | SONOSITE INCORPORATED | SONOSITE S-CATH | 1 | 154D70518A | IM MECHANICAL CIRCULATORY TL1 | Common Area | Run to Fail | CESS | CESS_CREW3 | 169 | 5 | 0 | 2010-12-23 | Canyons/Desert
15400-Intermountain Medical Center | 21311 | Imaging Recovery TOSH | 37000-The Orthopedic Specialty Hosp | 21001-Imaging Administration | 15400~000000042496 | 802318 | WK33JN | IHOSHSNSUS | 18-143 | Scanning Systems, Ultrasonic, | UltraSound | 2510 | SONOSITE INCORPORATED | SONOSITE S-CATH | 1 | 370D21001A | TO IMAGING ADMIN BLDG 4 L1 | Unspecified | Run to Fail | CESS | CESS_CREW3 | 116 | 5 | 0 | 2015-05-04 | Canyons/Desert
37500-Primary Childrens - Riverton | 22104 | Operating Rooms | 11300-Supply Chain Organization | 32213-Asset Recovery - SLC | 37500~000000000622 | 400113 | 03H02K | IHRVHSONOUS1 | 18-143 | Scanning Systems, Ultrasonic, | UltraSound | 2592 | SONOSITE INCORPORATED | SONOSITE S-CATH | 1 | 113D32213B | SC ASSET RECOVERY FINE DR WHS | Received | Run to Fail | CESS | CESS_CREW3 | 182 | 5 | 0 | 2009-12-01 | Canyons/Desert
12600-St George Regional Hospital | 16501 | Specialty Recovery Unit | 12600-St George Regional Hospital | 16501-Specialty Recovery Unit | 12600~000000025396 |  | Q5LRX7 |  | 18-143 | Scanning Systems, Ultrasonic, | UltraSound | 1983 | FUJIFILM | SONOSITE SII | 1 | 126D16501A | SG SPECIALTY RECOVERY RR | Unspecified | Run to Fail |  |  | 41 | 5 | 2 | 2021-08-25 | Canyons/Desert
12600-St George Regional Hospital | 28103 | Infusion Center | 12600-St George Regional Hospital | 28103-Infusion Center | 12600~000000014697 | 815553 | 04585Y |  | 18-143 | Scanning Systems, Ultrasonic, | UltraSound | 2044 | FUJIFILM | SONOSITE SII | 1 | 126D28103B | SG IV THERAPY RR | Infusion Center | Run to Fail | CESS | CESS_CREW3 | 102 | 7 | 0 | 2016-07-05 | Canyons/Desert
12600-St George Regional Hospital | 28103 | Infusion Center | 12600-St George Regional Hospital | 28103-Infusion Center | 12600~000000020766 | 749786 | 04NKF9 |  | 18-143 | Scanning Systems, Ultrasonic, | UltraSound | 2045 | FUJIFILM | SONOSITE SII | 1 | 126D28103B | SG IV THERAPY RR | Infusion Center | Run to Fail | CESS | CESS_CREW3 | 63 | 5 | 0 | 2019-10-04 | Canyons/Desert
12600-St George Regional Hospital | 28103 | Infusion Center | 12600-St George Regional Hospital | 28103-Infusion Center | 12600~000000027723 | 921330 | Q670JV |  | 18-143 | Scanning Systems, Ultrasonic, | UltraSound | 2046 | FUJIFILM | SONOSITE SII | 1 | 126D28103A | SG IV THERAPY | Common Area | Run to Fail | SGRH_CE | SGRHCREW6 | 9 | 5 | 4 | 2024-04-25 | Canyons/Desert
12800-LDS Hospital | 20101 | Emergency Department | 12800-LDS Hospital | 20101-Emergency Department | 12800~000000014153 | 836796 | 04GPJQ |  | 18-143 | Scanning Systems, Ultrasonic, | UltraSound | 2063 | FUJIFILM | SONOSITE SII | 1 | 128D20101A | LD EMERGENCY ROOM L1 | Unspecified | Run to Fail | CESS | CESS_CREW3 | 76 | 5 | 0 | 2018-09-12 | Canyons/Desert
12900-Layton Hospital | 21301 | Imaging Recovery | 12900-Layton Hospital | 21301-Imaging Recovery | 12900~000000001216 | 834492 | 04G228 |  | 18-143 | Scanning Systems, Ultrasonic, | UltraSound | 2104 | FUJIFILM | SONOSITE SII | 1 | 129D21301A | LA IMAGING RECOVERY | Unspecified | Run to Fail | IES | ASP_GE | 78 | 5 | 0 | 2018-08-01 | Canyons/Desert
12900-Layton Hospital | 28103 | Infusion Center | 12900-Layton Hospital | 28103-Infusion Center | 12900~000000005385 | 912735 | Q613B6 |  | 18-143 | Scanning Systems, Ultrasonic, | UltraSound | 2109 | FUJIFILM | SONOSITE SII | 1 | 129D28103A | LA INFUSION CENTER | Unspecified | Run to Fail | IES | IESCREWSC | 22 | 5 | 3 | 2023-03-13 | Canyons/Desert
13000-Logan Regional Hospital | 28103 | Infusion Center | 13000-Logan Regional Hospital | 28103-Infusion Center | 13000~000000011997 | 906380 | Q60XW8 |  | 18-143 | Scanning Systems, Ultrasonic, | UltraSound | 2139 | FUJIFILM | SONOSITE SII | 1 | 130D28103A | LO I.V. THERAPY | Alloc Infusion Therapy | Run to Fail | LRH_CE | LRHCREW3CE | 22 | 5 | 3 | 2023-03-10 | Canyons/Desert
13200-McKay-Dee Hospital Center | 10501 | Intermediate Care Unit | 13200-McKay-Dee Hospital Center | 10501-Intermediate Care Unit | 13200~000000017895 | 815555 | 046G94 | IHMKHSNSUS7 | 18-143 | Scanning Systems, Ultrasonic, | UltraSound | 2147 | FUJIFILM | SONOSITE SII | 1 | 132D10501A | MK IMC 3RD FLR | Imc Standby Imc | Run to Fail | IES | ASP_GE | 97 | 7 | 0 | 2016-12-06 | Canyons/Desert
13200-McKay-Dee Hospital Center | 15511 | Administrative Nurses | 13200-McKay-Dee Hospital Center | 15511-Administrative Nurses | 13200~000000019257 | 828859 | 04DDH1 | IHMKHSNSUS12 | 18-143 | Scanning Systems, Ultrasonic, | UltraSound | 2154 | FUJIFILM | SONOSITE SII | 1 | 132D15511A | MK NURSING ADMINISTRATION L2 | Nursing Administration | Run to Fail | IES | ASP_GE | 81 | 5 | 0 | 2018-04-02 | Canyons/Desert
13200-McKay-Dee Hospital Center | 20101 | Emergency Department | 13200-McKay-Dee Hospital Center | 20101-Emergency Department | 13200~000000019013 | 825697 | 04B906 | IHMKHNSUS11 | 18-143 | Scanning Systems, Ultrasonic, | UltraSound | 2157 | FUJIFILM | SONOSITE SII | 1 | 132D20101A | MK ER 1ST FLR | Unspecified | Run to Fail | IES | ASP_GE | 84 | 5 | 0 | 2018-01-05 | Canyons/Desert
13200-McKay-Dee Hospital Center | 21301 | Imaging Recovery | 13200-McKay-Dee Hospital Center | 21101-Radiology | 13200~000000019567 | 832616 | 04G64T | IHMKHSNSUS41 | 18-143 | Scanning Systems, Ultrasonic, | UltraSound | 2188 | FUJIFILM | SONOSITE SII | 1 | 132D21101A | MK RADIOLOGY 1ST FLR | Nurse Station | Run to Fail | IES | ASP_GE | 78 | 5 | 0 | 2018-07-26 | Canyons/Desert
13400-Orem Community Hospital | 21201 | Magnetic Res Imaging - MRI | 13400-Orem Community Hospital | 21201-Magnetic Res Imaging - MRI | 13400~000000001862 | 819071 | 0488TF |  | 18-143 | Scanning Systems, Ultrasonic, | UltraSound | 2223 | FUJIFILM | SONOSITE SII | 1 | 134D21201A | OR IMAGING CENTER OREM | Unspecified | Run to Fail | CESS | CESS_CREW3 | 91 | 5 | 0 | 2017-06-12 | Canyons/Desert
13900-Riverton Hospital | 21301 | Imaging Recovery | 13900-Riverton Hospital | 20101-Emergency Department | 13900~000000005352 | 813828 | 046GDC |  | 18-143 | Scanning Systems, Ultrasonic, | UltraSound | 2291 | FUJIFILM | SONOSITE SII | 1 | 139D20101A | RV EMERGENCY ROOM | Exam Rm 2 - Observation | Run to Fail | CESS | CESS_CREW3 | 98 | 5 | 0 | 2016-11-07 | Canyons/Desert
13900-Riverton Hospital | 21601 | Ultrasound | 13900-Riverton Hospital | 21101-Radiology | 13900~000000008784 | 910339 | Q62F1T |  | 18-143 | Scanning Systems, Ultrasonic, | UltraSound | 2293 | FUJIFILM | SONOSITE SII | 1 | 139D21101A | RV RADIOLOGY | Holding | Run to Fail | CESS | CESS_CREW3 | 18 | 5 | 3 | 2023-07-05 | Canyons/Desert
14400-Utah Valley Hospital | 12501 | Pediatric Nursing Unit | 37700-Primary Childrens - Lehi | 10081-Pediatric Intensive Care | 14400~000000015766 | 817178 | 0485R8 |  | 18-143 | Scanning Systems, Ultrasonic, | UltraSound | 2338 | FUJIFILM | SONOSITE SII | 1 | 377D10081A | PL PEDIATRIC INTENSIVE CARE | H3244 Imaging Alcove | Run to Fail | CESS | CESS_CREW3 | 94 | 5 | 0 | 2017-03-22 | Canyons/Desert
14400-Utah Valley Hospital | 28103 | Infusion Center | 14400-Utah Valley Hospital | 28103-Infusion Center | 14400~000000025874 | 910730 | Q621H0 |  | 18-143 | Scanning Systems, Ultrasonic, | UltraSound | 2397 | FUJIFILM | SONOSITE SII | 1 | 144D28103A | UV IV THERAPY | Unspecified | Run to Fail | UVH_CE | UVCREW3_CE | 19 | 5 | 3 | 2023-06-13 | Canyons/Desert
15400-Intermountain Medical Center | 20501 | Cardiovascular Lab | 15400-Intermountain Medical Center | 20501-Cardiovascular Lab | 15400~000000030461 | 824256 | 04C1YZ | IHMCHSONUS1 | 18-143 | Scanning Systems, Ultrasonic, | UltraSound | 2480 | FUJIFILM | SONOSITE SII | 1 | 154D20501A | IM CARDIO CATH LAB SL1 | Unspecified | Run to Fail | CESS | CESS_CREW3 | 85 | 7 | 0 | 2017-12-12 | Canyons/Desert
15400-Intermountain Medical Center | 20501 | Cardiovascular Lab | 15400-Intermountain Medical Center | 20501-Cardiovascular Lab | 15400~000000031192 | 829556 | 04DDCC | IHMCHSONOUS2 | 18-143 | Scanning Systems, Ultrasonic, | UltraSound | 2481 | FUJIFILM | SONOSITE SII | 1 | 154D20501A | IM CARDIO CATH LAB SL1 | Common Area | Run to Fail | CESS | CESS_CREW3 | 81 | 5 | 0 | 2018-04-24 | Canyons/Desert
15400-Intermountain Medical Center | 21301 | Imaging Recovery | 15400-Intermountain Medical Center | 20501-Cardiovascular Lab | 15400~000000030502 | 824257 | 04C2N2 |  | 18-143 | Scanning Systems, Ultrasonic, | UltraSound | 2508 | FUJIFILM | SONOSITE SII | 1 | 154D20501A | IM CARDIO CATH LAB SL1 | Unspecified | Run to Fail | CESS | CESS_CREW3 | 85 | 5 | 0 | 2017-12-12 | Canyons/Desert
11600-Alta View Hospital | 20101 | Emergency Department | 11600-Alta View Hospital | 20101-Emergency Department | 11600~000000004861 | 723334 | 03YCQR | IHAVHSNSUS5 | 18-143 | Scanning Systems, Ultrasonic, | UltraSound | 1898 | FUJIFILM | SONOSITE X-PORTE | 1 | 116D20101A | AV EMERGENCY ROOM | Common Area | Run to Fail | CESS | CESS_CREW3 | 129 | 5 | 0 | 2014-04-30 | Canyons/Desert
12600-St George Regional Hospital | 21601 | Ultrasound | 12600-St George Regional Hospital | 21601-Ultrasound | 12600~000000018793 | 839776 | 04GNXR | IHDXHSNSUS6 | 18-143 | Scanning Systems, Ultrasonic, | UltraSound | 2024 | FUJIFILM | SONOSITE X-PORTE | 1 | 126D21601A | SG ULTRASOUND | Unspecified | Run to Fail | IES | ASP_GE | 76 | 5 | 0 | 2018-09-25 | Canyons/Desert
12800-LDS Hospital | 20101 | Emergency Department | 12800-LDS Hospital | 20101-Emergency Department | 12800~000000011215 | 584199 | 03Y179 | IHLDHSNSUS4 | 18-143 | Scanning Systems, Ultrasonic, | UltraSound | 2062 | FUJIFILM | SONOSITE X-PORTE | 1 | 128D20101A | LD EMERGENCY ROOM L1 | Common Area | Run to Fail | CESS | CESS_CREW3 | 127 | 5 | 0 | 2014-06-26 | Canyons/Desert
12900-Layton Hospital | 21001 | Imaging Administration | 12900-Layton Hospital | 20101-Emergency Department | 12900~000000001219 | 834497 | 04G2KY | IHLYHSNSUS | 18-143 | Scanning Systems, Ultrasonic, | UltraSound | 2097 | FUJIFILM | SONOSITE X-PORTE | 1 | 129D20101A | LA EMERGENCY ROOM | Unspecified | Run to Fail | CESS | CESS_CREW3 | 78 | 5 | 0 | 2018-08-01 | Canyons/Desert
13200-McKay-Dee Hospital Center | 20101 | Emergency Department | 13200-McKay-Dee Hospital Center | 20101-Emergency Department | 13200~000000014917 | 587414 | 03Y171 | IHMKHSNSUS6 | 18-143 | Scanning Systems, Ultrasonic, | UltraSound | 2156 | FUJIFILM | SONOSITE X-PORTE | 1 | 132D20101A | MK ER 1ST FLR | Common Area | Run to Fail | CESS | CESS_CREW3 | 127 | 5 | 0 | 2014-06-03 | Canyons/Desert
14000-Sanpete Valley Hospital | 21601 | Ultrasound | 14000-Sanpete Valley Hospital | 21601-Ultrasound | 14000~000000000692 | 833877 | 042VNK | IHSPHSNSUS | 18-143 | Scanning Systems, Ultrasonic, | UltraSound | 2301 | FUJIFILM | SONOSITE X-PORTE | 1 | 140D21601A | SP ULTRASOUND | Unspecified | Run to Fail | CESS | CESS_CREW3 | 110 | 5 | 0 | 2015-12-01 | Canyons/Desert
15400-Intermountain Medical Center | 20101 | Emergency Department | 15400-Intermountain Medical Center | 20101-Emergency Department | 15400~000000025750 | 730265 | 03YBNB | IHMCHSNSUS10 | 18-143 | Scanning Systems, Ultrasonic, | UltraSound | 2468 | FUJIFILM | SONOSITE X-PORTE | 1 | 154D20101A | IM EMERGENCY ROOM TLL1 | Common Area | Run to Fail | CESS | CESS_CREW3 | 126 | 7 | 0 | 2014-08-01 | Canyons/Desert
15400-Intermountain Medical Center | 20101 | Emergency Department | 15400-Intermountain Medical Center | 20101-Emergency Department | 15400~000000025830 | 805572 | 03Y0TN | IHMCHSNSUS9 | 18-143 | Scanning Systems, Ultrasonic, | UltraSound | 2469 | FUJIFILM | SONOSITE X-PORTE | 1 | 154D20101A | IM EMERGENCY ROOM TLL1 | Trauma Rm 1 | Run to Fail | CESS | CESS_CREW3 | 127 | 5 | 0 | 2014-06-12 | Canyons/Desert
39100-ENT Surgery Center of Utah LLC | 22203 | Surgical Center | 39100-ENT Surgery Center of Utah LLC | 22203-Surgical Center | 39100~000000000274 | 846188 | 04GPDR |  | 18-143 | Scanning Systems, Ultrasonic, | UltraSound | 2603 | FUJIFILM | SONOSITE X-PORTE | 1 | 391D22203A | ENT SURGICAL CNTR | Unspecified | Run to Fail | CESS | CESS_CREW3 | 5 | 5 | 5 | 2024-08-23 | Canyons/Desert
13200-McKay-Dee Hospital Center | 70519 | Maternal Fetal Medicine | 13200-McKay-Dee Hospital Center | 70519-Maternal Fetal Medicine | 13200~000000002768 | 158804 | 25852 |  | 17-508 | Printers, Video | Printers, Video | 789 | SONY CORPORATION | SONY UP-890MD B/W | 1 | 132D70519A | MK MATERNAL FETAL MED 4TH FLR | Common Area | Run to Fail | IES | ASP_GE | 291 | 5 | 0 | 2000-10-06 | Canyons/Desert
12800-LDS Hospital | 10031 | Intensive Care Med-Surg | 12800-LDS Hospital | 10031-Intensive Care Med-Surg | 12800~000000011497 | 723026 | USN1410125 | IHLDHPHLUS11 | 15-976 | Scanning Systems, Ultrasonic, | UltraSound | 2053 | PHILIPS HEALTHCARE | SPARQ | 1 | 128D10031A | LD INTENSIVE CARE MED SURG L6 | Unspecified | Life Support / High Risk | IES | ASP_GE | 122 | 5 | 0 | 2014-11-12 | Canyons/Desert
12800-LDS Hospital | 22104 | Operating Rooms | 12800-LDS Hospital | 22104-Operating Rooms | 12800~000000011713 | 808328 | US71410592 | IHLDHPHLUS10 | 15-976 | Scanning Systems, Ultrasonic, | UltraSound | 2082 | PHILIPS HEALTHCARE | SPARQ | 1 | 128D22104A | LD OPERATING ROOM L3 | Unspecified | Life Support / High Risk | IES | ASP_GE | 125 | 5 | 0 | 2014-08-21 | Canyons/Desert
12800-LDS Hospital | 70002 | Pulmonary Clinic | 12800-LDS Hospital | 70002-Pulmonary Clinic | 12800~000000013583 | 830531 | US51810158 | IHLDHPHLUS14 | 15-976 | Scanning Systems, Ultrasonic, | UltraSound | 2089 | PHILIPS HEALTHCARE | SPARQ | 1 | 128D70002A | LD PULMONARY CL POB SUITE 170 | Unspecified | Life Support / High Risk | IES | ASP_GE | 80 | 5 | 0 | 2018-05-16 | Canyons/Desert
13900-Riverton Hospital | 11503 | Medical and Surgical Nursing | 13900-Riverton Hospital | 11503-Medical and Surgical Nursing | 13900~000000004271 | 541075 | US31410252 | IHRVHPHLUS6 | 15-976 | Scanning Systems, Ultrasonic, | UltraSound | 2279 | PHILIPS HEALTHCARE | SPARQ | 1 | 139D11503A | RV MEDICAL SURGICAL | Crash Cart Alcove | Life Support / High Risk | IES | ASP_GE | 130 | 5 | 0 | 2014-03-14 | Canyons/Desert
14400-Utah Valley Hospital | 10061 | Intensive Care Shock-Trauma | 14400-Utah Valley Hospital | 10061-Intensive Care Shock-Trauma | 14400~000000016366 | 821046 | US91710174 | IHUVHPHLUS21 | 15-976 | Scanning Systems, Ultrasonic, | UltraSound | 2328 | PHILIPS HEALTHCARE | SPARQ | 1 | 144D10061A | UV NST ICU | 436-NSTICU | Life Support / High Risk | IES | ASP_GE | 88 | 5 | 0 | 2017-09-21 | Canyons/Desert
15400-Intermountain Medical Center | 10051 | Intensive Care Neuro and Med | 15400-Intermountain Medical Center | 10071-Intensive Care Respiratory | 15400~000000023027 | 541070 | USD1310198 | IHMCHPHLUS28 | 15-976 | Scanning Systems, Ultrasonic, | UltraSound | 2445 | PHILIPS HEALTHCARE | SPARQ | 1 | 154D10071A | IM RESPIRATORY ICU T5-S5 | Common Area | Life Support / High Risk | IES | ASP_GE | 156 | 5 | 0 | 2012-01-10 | Canyons/Desert
15400-Intermountain Medical Center | 10061 | Intensive Care Shock-Trauma | 15400-Intermountain Medical Center | 10061-Intensive Care Shock-Trauma | 15400~000000024136 | 726176 | USD1410749 | IHMCHPHLUS35 | 15-976 | Scanning Systems, Ultrasonic, | UltraSound | 2448 | PHILIPS HEALTHCARE | SPARQ | 1 | 154D10061A | IM SHOCK TRAUMA T5 | Unspecified | Life Support / High Risk | IES | ASP_GE | 121 | 5 | 0 | 2014-12-22 | Canyons/Desert
15400-Intermountain Medical Center | 22104 | Operating Rooms | 15400-Intermountain Medical Center | 22104-Operating Rooms | 15400~000000024155 | 726184 | USD1410985 | IHMCHPHLUS36 | 15-976 | Scanning Systems, Ultrasonic, | UltraSound | 2527 | PHILIPS HEALTHCARE | SPARQ | 1 | 154D22104A | IM OPERATING ROOM TL2 | O.R. 16 | Life Support / High Risk | IES | ASP_GE | 121 | 5 | 0 | 2014-12-26 | Canyons/Desert
15400-Intermountain Medical Center | 22104 | Operating Rooms | 15400-Intermountain Medical Center | 22104-Operating Rooms | 15400~000000031708 | 832605 | US71810279 | IHMCHSPARQ1 | 15-976 | Scanning Systems, Ultrasonic, | UltraSound | 2528 | PHILIPS HEALTHCARE | SPARQ | 1 | 154D22104A | IM OPERATING ROOM TL2 | Common Area | Life Support / High Risk | IES | ASP_GE | 78 | 7 | 1 | 2018-07-20 | Canyons/Desert
15400-Intermountain Medical Center | 27210 | Pulmonary Division | 15400-Intermountain Medical Center | 27210-Pulmonary Division | 15400~000000027887 | 807668 | US31610363 | IHMCHPHLUS42 | 15-976 | Scanning Systems, Ultrasonic, | UltraSound | 2541 | PHILIPS HEALTHCARE | SPARQ | 1 | 154D27210A | IM PULMONOLOGY SLL1 | Unspecified | Life Support / High Risk | IES | ASP_GE | 105 | 5 | 0 | 2016-04-24 | Canyons/Desert
12600-St George Regional Hospital | 21101 | Radiology | 12600-St George Regional Hospital | 21101-Radiology | 12600~000000009346 | 457624 | 43493 | IHDXHMDRINJ8 | 17-968 | Injectors, Contrast Media | Injectors | 427 | POSSIS MEDICAL INC | SPECTRIS MR INJECTION SYSTEM | 1 | 126D21101D | SG RADIOLOGY HPC | Common Area | Non Life Support | IES | ASP_GE | 164 | 5 | 0 | 2011-05-25 | Canyons/Desert
12800-LDS Hospital | 21201 | Magnetic Res Imaging - MRI | 12800-LDS Hospital | 21201-Magnetic Res Imaging - MRI | 12800~000000002524 | 220153 | 33137 | IHLDHMDRIJ3 | 17-968 | Injectors, Contrast Media | Injectors | 433 | POSSIS MEDICAL INC | SPECTRIS MR INJECTION SYSTEM | 1 | 128D21201A | LD MRI L2 | Mri N2 Control Room | Non Life Support | IES | ASP_GE | 266 | 5 | 0 | 2002-11-21 | Canyons/Desert
14400-Utah Valley Hospital | 21001 | Imaging Administration | 14400-Utah Valley Hospital | 21001-Imaging Administration | 14400~000000026562 | 309704 | 40187 | IHUVHMDRMR11 | 17-968 | Injectors, Contrast Media | Injectors | 460 | POSSIS MEDICAL INC | SPECTRIS MR INJECTION SYSTEM | 1 | 144D21001A | UV IMAGING ADMINISTRATION | Unspecified | Non Life Support | UVH_CE | UVCREW1_CE | 219 | 5 | 0 | 2006-11-01 | Canyons/Desert
14400-Utah Valley Hospital | 21201 | Magnetic Res Imaging - MRI | 11300-Supply Chain Organization | 32213-Asset Recovery - SLC | 14400~000000008776 | 372430 | 43293 | IHUVHMDRIJ3 | 17-968 | Injectors, Contrast Media | Injectors | 462 | POSSIS MEDICAL INC | SPECTRIS MR INJECTION SYSTEM | 1 | 113D32213C | SC ASSET RECOVERY AIRPORT WHS | Received | Non Life Support | IES | ASP_GE | 192 | 5 | 0 | 2009-01-21 | Canyons/Desert
10600-Continuum of Care | 21202 | Magnetic Res Imaging - Mobile | 11000-Central Office | 21202-Magnetic Res Imaging - Mobile | 10600~000000000163 | 584536 | 10088 | IHSPHMDRIJ2 | 12-129 | Injectors | Injectors | 395 | MEDRAD INCORPORATED | SPECTRIS SOLARIS | 1 | 110D21202A | CO IMAGING SVCS | Unspecified | Non Life Support | IES | ASP_GE | 125 | 5 | 0 | 2014-08-08 | Canyons/Desert
10600-Continuum of Care | 21202 | Magnetic Res Imaging - Mobile | 11800-American Fork Hospital | 21201-Magnetic Res Imaging - MRI | 10600~000000000169 | 822118 | 202990 | IHAFHMDRIJ1 | 12-129 | Injectors | Injectors | 396 | MEDRAD INCORPORATED | SPECTRIS SOLARIS | 1 | 118D21201A | AF MRI | Unspecified | Non Life Support | IES | ASP_GE | 88 | 5 | 0 | 2017-09-30 | Canyons/Desert
11300-Supply Chain Organization | 21003 | Imaging Equipment Services | 40000-Intermountain Medical Group | 74135-Salt Lake Clinic - Radiology | 11300~000000007871 | 541007 | 60477 | IHSCCMDRIJ1 | 12-129 | Injectors | Injectors | 397 | MEDRAD INCORPORATED | SPECTRIS SOLARIS | 1 | 400D74135A | MG SL CLINIC RADIOLOGY 1ST FLR | Mri | Non Life Support | IES | ASP_GE | 146 | 5 | 0 | 2012-12-01 | Canyons/Desert
12000-Bear River Valley Hospital | 21101 | Radiology | 12000-Bear River Valley Hospital | 21101-Radiology | 12000~000000000518 | 487794 | 46803 | IHBRHMDRIJ2 | 12-129 | Injectors | Injectors | 398 | MEDRAD INCORPORATED | SPECTRIS SOLARIS | 1 | 120D21101A | BR RADIOLOGY | Radiology | Non Life Support | IES | ASP_GE | 164 | 10 | 0 | 2011-05-31 | Canyons/Desert
12200-Cassia Regional Hospital | 21201 | Magnetic Res Imaging - MRI | 12200-Cassia Regional Hospital | 21201-Magnetic Res Imaging - MRI | 12200~000000002737 | 540999 | 62134 | IHCRHMDRIJ2 | 12-129 | Injectors | Injectors | 399 | MEDRAD INCORPORATED | SPECTRIS SOLARIS | 1 | 122D21201A | CA MRI | Mri | Non Life Support | IES | ASP_GE | 133 | 5 | 0 | 2013-12-16 | Canyons/Desert
13000-Logan Regional Hospital | 21101 | Radiology | 13000-Logan Regional Hospital | 21101-Radiology | 13000~000000003372 | 481346 | 45633 | IHLRHMDRIJ4 | 12-129 | Injectors | Injectors | 400 | MEDRAD INCORPORATED | SPECTRIS SOLARIS | 1 | 130D21101A | LO RADIOLOGY | Tech Desk | Non Life Support | IES | ASP_GE | 158 | 5 | 0 | 2011-11-30 | Canyons/Desert
13000-Logan Regional Hospital | 21201 | Magnetic Res Imaging - MRI | 13000-Logan Regional Hospital | 21201-Magnetic Res Imaging - MRI | 13000~000000003286 | 541001 | 31178 | IHLRHMDRIJ5 | 12-129 | Injectors | Injectors | 401 | MEDRAD INCORPORATED | SPECTRIS SOLARIS | 1 | 130D21201A | LO MRI | Mr | Non Life Support | IES | ASP_GE | 133 | 10 | 0 | 2013-12-06 | Canyons/Desert
13200-McKay-Dee Hospital Center | 21001 | Imaging Administration | 13200-McKay-Dee Hospital Center | 21201-Magnetic Res Imaging - MRI | 13200~000000018327 | 818658 | 201499 | IHNGCMDRIJ | 12-129 | Injectors | Injectors | 402 | MEDRAD INCORPORATED | SPECTRIS SOLARIS | 1 | 132D21201A | MK MRI 1ST FLR | Common Area | Non Life Support | IES | ASP_GE | 100 | 5 | 0 | 2016-09-18 | Canyons/Desert
13200-McKay-Dee Hospital Center | 21201 | Magnetic Res Imaging - MRI | 13200-McKay-Dee Hospital Center | 21201-Magnetic Res Imaging - MRI | 13200~000000016956 | 806117 | 200121 | IHMKHMDRIJ9 | 12-129 | Injectors | Injectors | 403 | MEDRAD INCORPORATED | SPECTRIS SOLARIS | 1 | 132D21201A | MK MRI 1ST FLR | Unspecified | Non Life Support | IES | ASP_GE | 112 | 5 | 0 | 2015-10-01 | Canyons/Desert
13200-McKay-Dee Hospital Center | 21201 | Magnetic Res Imaging - MRI | 13200-McKay-Dee Hospital Center | 21201-Magnetic Res Imaging - MRI | 13200~000000016957 | 806118 | 200415 | IHMKHMDRIJ10 | 12-129 | Injectors | Injectors | 404 | MEDRAD INCORPORATED | SPECTRIS SOLARIS | 1 | 132D21201A | MK MRI 1ST FLR | Unspecified | Non Life Support | IES | ASP_GE | 112 | 5 | 0 | 2015-10-01 | Canyons/Desert
13400-Orem Community Hospital | 21201 | Magnetic Res Imaging - MRI | 13400-Orem Community Hospital | 21201-Magnetic Res Imaging - MRI | 13400~000000001917 | 822205 | 41952 | IHOCHMDRIJ2 | 12-129 | Injectors | Injectors | 405 | MEDRAD INCORPORATED | SPECTRIS SOLARIS | 1 | 134D21201A | OR IMAGING CENTER OREM | Unspecified | Non Life Support | IES | ASP_GE | 87 | 5 | 0 | 2017-10-25 | Canyons/Desert
13800-Primary Childrens Hospital | 21101 | Radiology | 13800-Primary Childrens Hospital | 21101-Radiology | 13800~000000026819 | 848466 | 201607 | IHPCHMDRIJ8 | 12-129 | Injectors | Injectors | 406 | MEDRAD INCORPORATED | SPECTRIS SOLARIS | 1 | 138D21101A | PC MEDICAL IMAGING 1ST FLR W | Unspecified | Non Life Support | IES | ASP_GE | 69 | 5 | 0 | 2019-04-22 | Canyons/Desert
13900-Riverton Hospital | 21201 | Magnetic Res Imaging - MRI | 13900-Riverton Hospital | 21201-Magnetic Res Imaging - MRI | 13900~000000000841 | 401430 | 44534 | IHRVHMDRIJ2 | 12-129 | Injectors | Injectors | 407 | MEDRAD INCORPORATED | SPECTRIS SOLARIS | 1 | 139D21201A | RV MRI | Control Rm | Non Life Support | IES | ASP_GE | 182 | 5 | 0 | 2009-11-04 | Canyons/Desert
14200-Sevier Valley Hospital | 21101 | Radiology | 14200-Sevier Valley Hospital | 21101-Radiology | 14200~000000000917 | 805545 | 62777 | IHSVHMDRIJ2 | 12-129 | Injectors | Injectors | 408 | MEDRAD INCORPORATED | SPECTRIS SOLARIS | 1 | 142D21101A | SV RADIOLOGY | Unspecified | Non Life Support | IES | ASP_GE | 125 | 5 | 0 | 2014-08-05 | Canyons/Desert
14800-Heber Valley Hospital | 21201 | Magnetic Res Imaging - MRI | 14300-Park City Hospital | 21101-Radiology | 14800~000000001675 | 391667 | 44175 | IHPCHMDRIJ10 | 12-129 | Injectors | Injectors | 409 | MEDRAD INCORPORATED | SPECTRIS SOLARIS | 1 | 143D21101A | PK XRAY RADIOLOGY | Radiol Common Area | Non Life Support | IES | ASP_GE | 184 | 10 | 0 | 2009-09-26 | Canyons/Desert
15400-Intermountain Medical Center | 21111 | Radiology TOSH | 37000-The Orthopedic Specialty Hosp | 21101-Radiology | 15400~000000042450 | 487944 | 47631 | IHOSHMDRIJ2 | 12-129 | Injectors | Injectors | 410 | MEDRAD INCORPORATED | SPECTRIS SOLARIS | 1 | 370D21101A | TO RADIOLOGY BLDG 4 L1 | Mri | Non Life Support | IES | ASP_GE | 156 | 5 | 0 | 2012-01-10 | Canyons/Desert
15400-Intermountain Medical Center | 21201 | Magnetic Res Imaging - MRI | 15400-Intermountain Medical Center | 21101-Radiology | 15400~000000010836 | 349815 | 42106 | IHMCHMDRIJ8 | 12-129 | Injectors | Injectors | 411 | MEDRAD INCORPORATED | SPECTRIS SOLARIS | 1 | 154D21101A | IM RADIOLOGY ADMI OFFICE TLL1 | BldgB L2 OutptRadCommon Area | Non Life Support | IES | ASP_GE | 207 | 10 | 0 | 2007-11-01 | Canyons/Desert
15400-Intermountain Medical Center | 21201 | Magnetic Res Imaging - MRI | 15400-Intermountain Medical Center | 21101-Radiology | 15400~000000010837 | 349728 | 41656 | IHMCHMDRIJ7 | 12-129 | Injectors | Injectors | 412 | MEDRAD INCORPORATED | SPECTRIS SOLARIS | 1 | 154D21101A | IM RADIOLOGY ADMI OFFICE TLL1 | BldgB L2 OutptRadCommon Area | Non Life Support | IES | ASP_GE | 207 | 10 | 0 | 2007-11-01 | Canyons/Desert
15400-Intermountain Medical Center | 21201 | Magnetic Res Imaging - MRI | 15400-Intermountain Medical Center | 21201-Magnetic Res Imaging - MRI | 15400~000000010838 | 352090 | 42108 | IHMCHMDRIJ10 | 12-129 | Injectors | Injectors | 413 | MEDRAD INCORPORATED | SPECTRIS SOLARIS | 1 | 154D21201A | IM MRI IP TLL1 | Bldg C MRI | Non Life Support | IES | ASP_GE | 207 | 10 | 0 | 2007-11-01 | Canyons/Desert
37500-Primary Childrens - Riverton | 21201 | Magnetic Res Imaging - MRI | 37500-Primary Childrens - Riverton | 21201-Magnetic Res Imaging - MRI | 37500~000000000170 | 408825 | 301201244532 | IHRVHMDRIJ4 | 12-129 | Injectors | Injectors | 414 | MEDRAD INCORPORATED | SPECTRIS SOLARIS | 1 | 375D21201A | PR MRI | Scan Rm | Non Life Support | IES | ASP_GE | 180 | 5 | 0 | 2010-01-21 | Canyons/Desert
11600-Alta View Hospital | 21201 | Magnetic Res Imaging - MRI | 11600-Alta View Hospital | 21201-Magnetic Res Imaging - MRI | 11600~000000004669 | 444239 | 1523 |  | 17-542 | Surface Coils, Magnetic Resona | Surface Coils, Magnetic Resona | 3003 | USA INSTRUMENTS | SPINE 23774126-2 | 1 | 116D21201A | AV MRI | MRI Common Area | Run to Fail | AVH_CE | AVHCREW1CE | 243 | 5 | 0 | 2004-11-01 | Canyons/Desert
13800-Primary Childrens Hospital | 21201 | Magnetic Res Imaging - MRI | 13800-Primary Childrens Hospital | 21201-Magnetic Res Imaging - MRI | 13800~000000018751 | 375664 | PENDING | 7827WH9COIL | 17-542 | Surface Coils, Magnetic Resona | Surface Coils, Magnetic Resona | 3070 | GE HEALTHCARE | SPLIT HEAD | 1 | 138D21201A | PC MRI L1 | Data Closet 1E.300 | Run to Fail | IES | ASP_GE | 191 | 5 | 0 | 2009-02-17 | Canyons/Desert
13800-Primary Childrens Hospital | 22104 | Operating Rooms | 13800-Primary Childrens Hospital | 22104-Operating Rooms | 13800~000000012369 | 252638 | MO3921 | IHPCHALOUS1 | 14-278 | Scanning Systems, Ultrasonic | UltraSound | 1809 | HITACHI ALOKA MEDICAL LTD | SSD-4000 | 1 | 138D22104A | PC OR L2 | Unspecified | Life Support / High Risk | IES | ASP_GE | 244 | 5 | 0 | 2004-10-01 | Canyons/Desert
12800-LDS Hospital | 21801 | Nuclear Medicine | 12800-LDS Hospital | 21801-Nuclear Medicine | 12800~000000007760 | 131829 | 100777RE2 | 801321LNM4 | 18-444 | Scanning Systems, Gamma Camera | Nuc Med | 1716 | GENERAL ELECTRIC COMPANY | STARCAM 4000XCT | 1 | 128D21801A | LD NUCLEAR MEDICINE L7 | Nm 2b | Life Support / High Risk |  |  | 421 | 5 | 0 | 1990-01-01 | Canyons/Desert
12800-LDS Hospital | 21801 | Nuclear Medicine | 12800-LDS Hospital | 21801-Nuclear Medicine | 12800~000000007761 | 131830 | 36106NM3 | 801321LNM2 | 18-444 | Scanning Systems, Gamma Camera | Nuc Med | 1717 | GENERAL ELECTRIC COMPANY | STARCAM 400AT | 1 | 128D21801A | LD NUCLEAR MEDICINE L7 | Nm 1b | Life Support / High Risk |  |  | 421 | 5 | 0 | 1990-01-01 | Canyons/Desert
12600-St George Regional Hospital | 22104 | Operating Rooms | 11300-Supply Chain Organization | 32213-Asset Recovery - SLC | 12600~000000004143 | 501834 | N01050606 | N01050606 | 99-097 | Radiographic/Fluoroscopic Syst | Surgical Navigation Workstation | 1311 | MEDTRONIC INCORPORATED | STEALTHSTATION S7 | 1 | 113D32213C | SC ASSET RECOVERY AIRPORT WHS | Received | Life Support / High Risk | SGRH_CE | SGRHCREW4 | 148 | 5 | 0 | 2012-10-01 | Canyons/Desert
12600-St George Regional Hospital | 22104 | Operating Rooms | 12600-St George Regional Hospital | 22104-Operating Rooms | 12600~000000004691 | 572026 | N04155162 | N04155162 | 99-097 | Radiographic/Fluoroscopic Syst | Surgical Navigation Workstation | 1312 | MEDTRONIC INCORPORATED | STEALTHSTATION S7 | 1 | 126D22104A | SG OPERATING ROOMS RR | OR Common Area | Life Support / High Risk | SGRH_CE | SGRHCREW4 | 133 | 5 | 0 | 2013-12-27 | Canyons/Desert
12600-St George Regional Hospital | 22104 | Operating Rooms | 12600-St George Regional Hospital | 22104-Operating Rooms | 12600~000000012432 | 803997 | N06028427 |  | 99-097 | Radiographic/Fluoroscopic Syst | Surgical Navigation Workstation | 1313 | MEDTRONIC INCORPORATED | STEALTHSTATION S7 | 1 | 126D22104A | SG OPERATING ROOMS RR | OR Neurology | Life Support / High Risk | SGRH_CE | SGRHCREW4 | 130 | 5 | 0 | 2014-03-31 | Canyons/Desert
13000-Logan Regional Hospital | 22104 | Operating Rooms | 13000-Logan Regional Hospital | 22104-Operating Rooms | 13000~000000003168 | 537219 | N03051831 | N03051831 | 99-097 | Radiographic/Fluoroscopic Syst | Surgical Navigation Workstation | 1328 | MEDTRONIC INCORPORATED | STEALTHSTATION S7 | 1 | 130D22104A | LO OPERATING ROOM | O.R. 8 | Life Support / High Risk | IES | ASP_MEDTRO | 142 | 7 | 0 | 2013-03-21 | Canyons/Desert
14400-Utah Valley Hospital | 22104 | Operating Rooms | 14400-Utah Valley Hospital | 22104-Operating Rooms | 14400~000000005067 | 359904 | 7629267 | 7629267 | 99-097 | Radiographic/Fluoroscopic Syst | Surgical Navigation Workstation | 1377 | MEDTRONIC INCORPORATED | STEALTHSTATION S7 | 1 | 144D22104A | UV OPERATING ROOM | Or 9 | Life Support / High Risk | UVH_CE | UVCREW7_CE | 194 | 5 | 0 | 2008-11-30 | Canyons/Desert
14400-Utah Valley Hospital | 22104 | Operating Rooms | 14400-Utah Valley Hospital | 22104-Operating Rooms | 14400~000000022103 | 862730 | N06319003 |  | 99-097 | Radiographic/Fluoroscopic Syst | Surgical Navigation Workstation | 1379 | MEDTRONIC INCORPORATED | STEALTHSTATION S7 | 1 | 144D22104A | UV OPERATING ROOM | Or 6 | Life Support / High Risk | UVH_CE | UVCREW7_CE | 57 | 5 | 0 | 2020-04-22 | Canyons/Desert
15400-Intermountain Medical Center | 22104 | Operating Rooms | 15400-Intermountain Medical Center | 22104-Operating Rooms | 15400~000000017516 | 580607 | N04220350 |  | 99-097 | Radiographic/Fluoroscopic Syst | Surgical Navigation Workstation | 1407 | MEDTRONIC INCORPORATED | STEALTHSTATION S7 | 1 | 154D22104B | IM OR FRONT DESK TL2 | Common Area | Life Support / High Risk | IMC_CE | IMCCE2 | 130 | 7 | 0 | 2014-03-12 | Canyons/Desert
15400-Intermountain Medical Center | 22104 | Operating Rooms | 15400-Intermountain Medical Center | 22104-Operating Rooms | 15400~000000029522 | 817697 | N07309710 |  | 99-097 | Radiographic/Fluoroscopic Syst | Surgical Navigation Workstation | 1408 | MEDTRONIC INCORPORATED | STEALTHSTATION S7 | 1 | 154D22104B | IM OR FRONT DESK TL2 | Storage Rm | Life Support / High Risk | IMC_CE | IMCCE2 | 92 | 7 | 0 | 2017-05-07 | Canyons/Desert
11600-Alta View Hospital | 22104 | Operating Rooms | 11600-Alta View Hospital | 22104-Operating Rooms | 11600~000000008229 | 867144 | N29965408 |  | 99-097 | Radiographic/Fluoroscopic Syst | Surgical Navigation Workstation | 1290 | MEDTRONIC INCORPORATED | STEALTHSTATION S8 | 1 | 116D22104A | AV OPERATING ROOM | OR Common Area | Non Life Support | AVH_CE | AVHCREW2CE | 54 | 5 | 1 | 2020-07-22 | Canyons/Desert
11800-American Fork Hospital | 22104 | Operating Rooms | 11800-American Fork Hospital | 22104-Operating Rooms | 11800~000000006781 | 869024 | N29958579 |  | 99-097 | Radiographic/Fluoroscopic Syst | Surgical Navigation Workstation | 1294 | MEDTRONIC INCORPORATED | STEALTHSTATION S8 | 1 | 118D22104A | AF OPERATING ROOM | Unspecified | Non Life Support | AFH_CE | AFCREW1_CE | 55 | 5 | 0 | 2020-06-25 | Canyons/Desert
12200-Cassia Regional Hospital | 22104 | Operating Rooms | 12200-Cassia Regional Hospital | 22104-Operating Rooms | 12200~000000003127 | 855106 | N29805265 |  | 99-097 | Radiographic/Fluoroscopic Syst | Surgical Navigation Workstation | 1298 | MEDTRONIC INCORPORATED | STEALTHSTATION S8 | 1 | 122D22104A | CA OR CPM EXPENSE | Surgery | Non Life Support | CRMC_CE | CASSIACREW | 63 | 7 | 2 | 2019-10-23 | Canyons/Desert
12600-St George Regional Hospital | 22104 | Operating Rooms | 12600-St George Regional Hospital | 22104-Operating Rooms | 12600~000000025567 |  |  |  | 99-097 | Radiographic/Fluoroscopic Syst | Surgical Navigation Workstation | 1314 | MEDTRONIC INCORPORATED | STEALTHSTATION S8 | 1 | 126D22104A | SG OPERATING ROOMS RR | Unspecified | Non Life Support |  |  | 39 | 5 | 2 | 2021-10-14 | Canyons/Desert
12800-LDS Hospital | 22104 | Operating Rooms | 12800-LDS Hospital | 22104-Operating Rooms | 12800~000000015611 | 885123 | N30610358 |  | 99-097 | Radiographic/Fluoroscopic Syst | Surgical Navigation Workstation | 1320 | MEDTRONIC INCORPORATED | STEALTHSTATION S8 | 1 | 128D22104A | LD OPERATING ROOM L3 | Unspecified | Non Life Support | LDSH_CE | LDSCE2 | 41 | 7 | 4 | 2021-08-13 | Canyons/Desert
12900-Layton Hospital | 22104 | Operating Rooms | 12900-Layton Hospital | 22104-Operating Rooms | 12900~000000001578 | 836955 | N08108829 |  | 99-097 | Radiographic/Fluoroscopic Syst | Surgical Navigation Workstation | 1322 | MEDTRONIC INCORPORATED | STEALTHSTATION S8 | 1 | 129D22104A | LA OPERATING ROOMS | Unspecified | Non Life Support | LA_CE | LACREW1CE | 76 | 7 | 1 | 2018-09-20 | Canyons/Desert
12900-Layton Hospital | 22104 | Operating Rooms | 12900-Layton Hospital | 22104-Operating Rooms | 12900~000000005343 | 907132 | N31110416 |  | 99-097 | Radiographic/Fluoroscopic Syst | Surgical Navigation Workstation | 1323 | MEDTRONIC INCORPORATED | STEALTHSTATION S8 | 1 | 129D22104A | LA OPERATING ROOMS | STORAGE | Non Life Support | LA_CE | LACREW1CE | 22 | 7 | 5 | 2023-03-30 | Canyons/Desert
13000-Logan Regional Hospital | 22104 | Operating Rooms | 13000-Logan Regional Hospital | 22104-Operating Rooms | 13000~000000007760 | 838792 | N08085376/N08081440 |  | 99-097 | Radiographic/Fluoroscopic Syst | Surgical Navigation Workstation | 1329 | MEDTRONIC INCORPORATED | STEALTHSTATION S8 | 1 | 130D22104A | LO OPERATING ROOM | O.R. 8 | Non Life Support | IES | ASP_MEDTRO | 76 | 7 | 1 | 2018-09-17 | Canyons/Desert
13000-Logan Regional Hospital | 22104 | Operating Rooms | 13000-Logan Regional Hospital | 22104-Operating Rooms | 13000~000000011665 | 894054 | N30786325 |  | 99-097 | Radiographic/Fluoroscopic Syst | Surgical Navigation Workstation | 1330 | MEDTRONIC INCORPORATED | STEALTHSTATION S8 | 1 | 130D22104A | LO OPERATING ROOM | O.R. 8 | Non Life Support | LRH_CE | LRHCREW1CE | 32 | 7 | 4 | 2022-05-06 | Canyons/Desert
13200-McKay-Dee Hospital Center | 22104 | Operating Rooms | 13200-McKay-Dee Hospital Center | 22104-Operating Rooms | 13200~000000022095 | 859266 | N29867885 |  | 99-097 | Radiographic/Fluoroscopic Syst | Surgical Navigation Workstation | 1343 | MEDTRONIC INCORPORATED | STEALTHSTATION S8 | 1 | 132D22104A | MK OPERATING ROOM L2 | Or 9 | Non Life Support | IES | ASP_MEDTRO | 58 | 5 | 0 | 2020-03-16 | Canyons/Desert
13200-McKay-Dee Hospital Center | 22104 | Operating Rooms | 13200-McKay-Dee Hospital Center | 22104-Operating Rooms | 13200~000000022096 | 859267 | N29867886 |  | 99-097 | Radiographic/Fluoroscopic Syst | Surgical Navigation Workstation | 1344 | MEDTRONIC INCORPORATED | STEALTHSTATION S8 | 1 | 132D22104A | MK OPERATING ROOM L2 | Or 9 | Non Life Support | IES | ASP_MEDTRO | 58 | 5 | 0 | 2020-03-16 | Canyons/Desert
13200-McKay-Dee Hospital Center | 22104 | Operating Rooms | 13200-McKay-Dee Hospital Center | 22104-Operating Rooms | 13200~000000025258 | 888218 | N30631287 |  | 99-097 | Radiographic/Fluoroscopic Syst | Surgical Navigation Workstation | 1345 | MEDTRONIC INCORPORATED | STEALTHSTATION S8 | 1 | 132D22104A | MK OPERATING ROOM L2 | Or 9 | Non Life Support | MKDHC_CE | MKDCREW5CE | 37 | 7 | 4 | 2021-12-02 | Canyons/Desert
13800-Primary Childrens Hospital | 22104 | Operating Rooms | 13800-Primary Childrens Hospital | 22104-Operating Rooms | 13800~000000025157 | 828693 | N07619459 |  | 99-097 | Radiographic/Fluoroscopic Syst | Surgical Navigation Workstation | 1356 | MEDTRONIC INCORPORATED | STEALTHSTATION S8 | 1 | 138D22104A | PC OR L2 | Neuro Supply Room 2A.233 | Non Life Support | PCH_CE | PCHCREW08 | 81 | 7 | 0 | 2018-04-02 | Canyons/Desert
13800-Primary Childrens Hospital | 22104 | Operating Rooms | 13800-Primary Childrens Hospital | 22104-Operating Rooms | 13800~000000030516 | 882968 | N30530250 |  | 99-097 | Radiographic/Fluoroscopic Syst | Surgical Navigation Workstation | 1357 | MEDTRONIC INCORPORATED | STEALTHSTATION S8 | 1 | 138D22104A | PC OR L2 | Neuro Supply Room 2A.233 | Non Life Support | PCH_CE | PCHCREW08 | 43 | 5 | 1 | 2021-06-10 | Canyons/Desert
13800-Primary Childrens Hospital | 22104 | Operating Rooms | 13800-Primary Childrens Hospital | 22104-Operating Rooms | 13800~000000030517 | 884299 | N30580308 |  | 99-097 | Radiographic/Fluoroscopic Syst | Surgical Navigation Workstation | 1358 | MEDTRONIC INCORPORATED | STEALTHSTATION S8 | 1 | 138D22104A | PC OR L2 | Operating Room 6 | Non Life Support | PCH_CE | PCHCREW08 | 42 | 5 | 2 | 2021-07-26 | Canyons/Desert
13900-Riverton Hospital | 22104 | Operating Rooms | 13900-Riverton Hospital | 22104-Operating Rooms | 13900~000000006507 | 848801 | N29248709 |  | 99-097 | Radiographic/Fluoroscopic Syst | Surgical Navigation Workstation | 1360 | MEDTRONIC INCORPORATED | STEALTHSTATION S8 | 1 | 139D22104A | RV OPERATING ROOM | OR L2 Crash Cart Alcove | Non Life Support | RH_CE | RVHCREW2CE | 68 | 7 | 1 | 2019-05-30 | Canyons/Desert
13900-Riverton Hospital | 22104 | Operating Rooms | 13900-Riverton Hospital | 22104-Operating Rooms | 13900~000000007484 | 883704 | N30562048 |  | 99-097 | Radiographic/Fluoroscopic Syst | Surgical Navigation Workstation | 1361 | MEDTRONIC INCORPORATED | STEALTHSTATION S8 | 1 | 139D22104A | RV OPERATING ROOM | OR L2 Crash Cart Alcove | Non Life Support | RH_CE | RVHCREW2CE | 47 | 7 | 3 | 2021-02-18 | Canyons/Desert
14100-Spanish Fork Hospital | 22104 | Operating Rooms | 14100-Spanish Fork Hospital | 22104-Operating Rooms | 14100~000000002474 | 879239 | N30073486 |  | 99-097 | Radiographic/Fluoroscopic Syst | Surgical Navigation Workstation | 1363 | MEDTRONIC INCORPORATED | STEALTHSTATION S8 | 1 | 141D22104A | SF OPERATING ROOMS | Clean Supply and Equipment | Non Life Support | IES | ASP_MEDTRO | 46 | 5 | 1 | 2021-03-15 | Canyons/Desert
14400-Utah Valley Hospital | 22104 | Operating Rooms | 14400-Utah Valley Hospital | 22104-Operating Rooms | 14400~000000021577 | 894209 | N29801975 |  | 99-097 | Radiographic/Fluoroscopic Syst | Surgical Navigation Workstation | 1378 | MEDTRONIC INCORPORATED | STEALTHSTATION S8 | 1 | 144D22104A | UV OPERATING ROOM | Unspecified | Non Life Support | IES | ASP_BIOMED | 63 | 5 | 0 | 2019-10-25 | Canyons/Desert
14400-Utah Valley Hospital | 22104 | Operating Rooms | 14400-Utah Valley Hospital | 22104-Operating Rooms | 14400~000000022889 | 876228 | N30051831 |  | 99-097 | Radiographic/Fluoroscopic Syst | Surgical Navigation Workstation | 1380 | MEDTRONIC INCORPORATED | STEALTHSTATION S8 | 1 | 144D22104A | UV OPERATING ROOM | Unspecified | Non Life Support | UVH_CE | UVCREW7_CE | 48 | 5 | 1 | 2021-01-15 | Canyons/Desert
14400-Utah Valley Hospital | 22104 | Operating Rooms | 14400-Utah Valley Hospital | 22104-Operating Rooms | 14400~000000025368 | 900962 | N29975083 |  | 99-097 | Radiographic/Fluoroscopic Syst | Surgical Navigation Workstation | 1381 | MEDTRONIC INCORPORATED | STEALTHSTATION S8 | 1 | 144D22104A | UV OPERATING ROOM | Or 6 | Non Life Support | UVH_CE | UVCREW7_CE | 27 | 5 | 3 | 2022-10-25 | Canyons/Desert
14400-Utah Valley Hospital | 22104 | Operating Rooms | 14400-Utah Valley Hospital | 22104-Operating Rooms | 14400~000000025717 | 902916 | N30962997 |  | 99-097 | Radiographic/Fluoroscopic Syst | Surgical Navigation Workstation | 1382 | MEDTRONIC INCORPORATED | STEALTHSTATION S8 | 1 | 144D22104A | UV OPERATING ROOM | Or 11 | Non Life Support | UVH_CE | UVCREW8_CE | 25 | 7 | 5 | 2022-12-16 | Canyons/Desert
15400-Intermountain Medical Center | 22104 | Operating Rooms | 15400-Intermountain Medical Center | 22104-Operating Rooms | 15400~000000043385 | 920444 | N31149396 |  | 99-097 | Radiographic/Fluoroscopic Syst | Surgical Navigation Workstation | 1409 | MEDTRONIC INCORPORATED | STEALTHSTATION S8 | 1 | 154D22104A | IM OPERATING ROOM TL2 | Common Area | Non Life Support | IMC_CE | IMCCE2 | 10 | 7 | 6 | 2024-04-01 | Canyons/Desert
15400-Intermountain Medical Center | 22104 | Operating Rooms | 15400-Intermountain Medical Center | 22104-Operating Rooms | 15400~000000043386 | 920445 | N31341374 |  | 99-097 | Radiographic/Fluoroscopic Syst | Surgical Navigation Workstation | 1410 | MEDTRONIC INCORPORATED | STEALTHSTATION S8 | 1 | 154D22104A | IM OPERATING ROOM TL2 | Common Area | Non Life Support | IMC_CE | IMCCE2 | 10 | 7 | 6 | 2024-04-01 | Canyons/Desert
15400-Intermountain Medical Center | 40030 | Surgical Services Admin | 15400-Intermountain Medical Center | 40030-Surgical Services Admin | 15400~000000041433 | 909414 | 29806532 |  | 99-097 | Radiographic/Fluoroscopic Syst | Surgical Navigation Workstation | 1412 | MEDTRONIC INCORPORATED | STEALTHSTATION S8 | 1 | 154D40030A | IM SURGICAL SERVICES ADMIN | Unspecified | Non Life Support | IMC_CE | IMCCE10 | 19 | 5 | 3 | 2023-06-08 | Canyons/Desert
36300-Avenues Surgical Center | 22203 | Surgical Center | 36300-Avenues Surgical Center | 22203-Surgical Center | 36300~000000000516 | 892148 | N30740316 |  | 99-097 | Radiographic/Fluoroscopic Syst | Surgical Navigation Workstation | 1413 | MEDTRONIC INCORPORATED | STEALTHSTATION S8 | 1 | 363D22203A | AS ASC SURGICAL CTR AVENUES L1 | Unspecified | Non Life Support | LDSH_CE | LDSCE1 | 3 | 5 | 5 | 2024-11-01 | Canyons/Desert
36400-McKay-Dee Surgical Center LLC | 22203 | Surgical Center | 36400-McKay-Dee Surgical Center LLC | 22203-Surgical Center | 36400~000000001606 | 910326 | N31057619 |  | 99-097 | Radiographic/Fluoroscopic Syst | Surgical Navigation Workstation | 1414 | MEDTRONIC INCORPORATED | STEALTHSTATION S8 | 1 | 364D22203A | MS SC SURGICAL CENTER | Equipment Rm | Non Life Support | MKDHC_CE | MKDCREW1CE | 5 | 5 | 5 | 2024-09-01 | Canyons/Desert
36700-St George Surgery Center LLC | 22203 | Surgical Center | 36700-St George Surgery Center LLC | 22203-Surgical Center | 36700~000000000219 | 871452 | N30043510 |  | 99-097 | Radiographic/Fluoroscopic Syst | Surgical Navigation Workstation | 1415 | MEDTRONIC INCORPORATED | STEALTHSTATION S8 | 1 | 367D22203A | ST GEORGE SURGERY CENTER | Unspecified | Non Life Support | SGRH_CE | SGRHCREW4 | 31 | 3.3333 | 0.33333 | 2022-06-08 | Canyons/Desert
36900-Logan Surgery Center LLC | 22203 | Surgical Center | 36900-Logan Surgery Center LLC | 22203-Surgical Center | 36900~000000000372 | 887421 | N30598478 |  | 99-097 | Radiographic/Fluoroscopic Syst | Surgical Navigation Workstation | 1416 | MEDTRONIC INCORPORATED | STEALTHSTATION S8 | 1 | 369D22203A | LS LOGAN SURGERY CENTER | Unspecified | Non Life Support | LRH_CE | LRHCREW1CE | 2 | 5 | 5 | 2024-11-14 | Canyons/Desert
37700-Primary Childrens - Lehi | 22104 | Operating Rooms | 37700-Primary Childrens - Lehi | 22104-Operating Rooms | 37700~000000000535 | 911710 | N31116477 |  | 99-097 | Radiographic/Fluoroscopic Syst | Surgical Navigation Workstation | 1420 | MEDTRONIC INCORPORATED | STEALTHSTATION S8 | 1 | 377D22104A | PL OPERATING ROOMS | H2321 The Shed | Non Life Support | PCHL_CE | PCHLCREW02 | 17 | 7 | 6 | 2023-08-30 | Canyons/Desert
37700-Primary Childrens - Lehi | 22104 | Operating Rooms | 37700-Primary Childrens - Lehi | 22104-Operating Rooms | 37700~000000003430 | 921370 | N31318444 |  | 99-097 | Radiographic/Fluoroscopic Syst | Surgical Navigation Workstation | 1421 | MEDTRONIC INCORPORATED | STEALTHSTATION S8 | 1 | 377D22104A | PL OPERATING ROOMS | Unspecified | Non Life Support | PCHL_CE | PCHLCREW02 | 8 | 7 | 6 | 2024-05-03 | Canyons/Desert
38500-Provo Surgery Center | 22203 | Surgical Center | 38500-Provo Surgery Center | 22203-Surgical Center | 38500~000000000040 | 875474 | N30402625 |  | 99-097 | Radiographic/Fluoroscopic Syst | Surgical Navigation Workstation | 1422 | MEDTRONIC INCORPORATED | STEALTHSTATION S8 | 1 | 385D22203A | PVASC SURGICAL CENTER | Unspecified | Non Life Support | UVH_CE | UVCREW6_CE | 14 | 5 | 4 | 2023-11-30 | Canyons/Desert
38900-Layton Surgery Center | 22203 | Surgical Center | 38900-Layton Surgery Center | 22203-Surgical Center | 38900~000000000156 | 924803 | N31365718 |  | 99-097 | Radiographic/Fluoroscopic Syst | Surgical Navigation Workstation | 1423 | MEDTRONIC INCORPORATED | STEALTHSTATION S8 | 1 | 389D22203A | LA SURGERY CENTER | Unspecified | Non Life Support | LA_CE | LACREW1CE | 5 | 7 | 7 | 2024-08-08 | Canyons/Desert
11600-Alta View Hospital | 21101 | Radiology | 11600-Alta View Hospital | 21101-Radiology | 11600~000000007046 |  | 204350 |  | 17-968 | Injectors, Contrast Media | Injectors | 416 | MEDRAD INCORPORATED | STELLANT D CT | 1 | 116D21101A | AV RADIOLOGY | Unspecified | Non Life Support | IMGOPS | IMGOPS_01 | 71 | 10 | 4 | 2019-02-08 | Canyons/Desert
11600-Alta View Hospital | 21401 | Computed Tomography - CT | 11600-Alta View Hospital | 21401-Computed Tomography - CT | 11600~000000002704 | 442619 | 34949 | IHAVHMDRIJ2 | 17-968 | Injectors, Contrast Media | Injectors | 417 | MEDRAD INCORPORATED | STELLANT D CT | 1 | 116D21401A | AV COMPUTED TOMOGRAPHY | Ct 2 | Non Life Support | IMGOPS | IMGOPS_01 | 170 | 10 | 0 | 2010-11-23 | Canyons/Desert
11600-Alta View Hospital | 21401 | Computed Tomography - CT | 11600-Alta View Hospital | 21401-Computed Tomography - CT | 11600~000000003720 | 291528 | 40738 | IHAVHMDRIJ1 | 17-968 | Injectors, Contrast Media | Injectors | 418 | MEDRAD INCORPORATED | STELLANT D CT | 1 | 116D21401A | AV COMPUTED TOMOGRAPHY | Ct 1 | Non Life Support | IMGOPS | IMGOPS_01 | 224 | 10 | 0 | 2006-05-09 | Canyons/Desert
12000-Bear River Valley Hospital | 21101 | Radiology | 12000-Bear River Valley Hospital | 21101-Radiology | 12000~000000000296 | 387802 | 28460 | IHBRHMDRIJ1 | 17-968 | Injectors, Contrast Media | Injectors | 423 | MEDRAD INCORPORATED | STELLANT D CT | 1 | 120D21101A | BR RADIOLOGY | Radiology | Non Life Support | IMGOPS | IMGOPS_01 | 207 | 10 | 0 | 2007-10-15 | Canyons/Desert
12200-Cassia Regional Hospital | 21101 | Radiology | 12200-Cassia Regional Hospital | 21101-Radiology | 12200~000000002010 | 455759 | 30143 | IHCRHMDRIJ1 | 17-968 | Injectors, Contrast Media | Injectors | 424 | MEDRAD INCORPORATED | STELLANT D CT | 1 | 122D21101A | CA RADIOLOGY | Common Areas | Non Life Support | IMGOPS | IMGOPS_01 | 164 | 5 | 0 | 2011-05-11 | Canyons/Desert
12600-St George Regional Hospital | 21401 | Computed Tomography - CT | 12600-St George Regional Hospital | 21401-Computed Tomography - CT | 12600~000000009256 | 366687 | 28939 | IHDXHMDRIJ6 | 17-968 | Injectors, Contrast Media | Injectors | 428 | MEDRAD INCORPORATED | STELLANT D CT | 1 | 126D21401D | SG CT RRAD | CT Common Area | Non Life Support | IMGOPS | IMGOPS_02 | 205 | 5 | 0 | 2007-12-06 | Canyons/Desert
12600-St George Regional Hospital | 21401 | Computed Tomography - CT | 12600-St George Regional Hospital | 21401-Computed Tomography - CT | 12600~000000019105 | 841313 | 204179 | IHDXHMDRIJ14 | 17-968 | Injectors, Contrast Media | Injectors | 430 | MEDRAD INCORPORATED | STELLANT D CT | 1 | 126D21401A | SG CT | Unspecified | Non Life Support | IMGOPS | IMGOPS_02 | 73 | 10 | 4 | 2019-01-01 | Canyons/Desert
12600-St George Regional Hospital | 21401 | Computed Tomography - CT | 12600-St George Regional Hospital | 21401-Computed Tomography - CT | 12600~000000019902 | 879590 | 204269 | 435251CCCTINJ | 17-968 | Injectors, Contrast Media | Injectors | 431 | MEDRAD INCORPORATED | STELLANT D CT | 1 | 126D21401A | SG CT | Ct | Non Life Support | IMGOPS | IMGOPS_02 | 72 | 10 | 4 | 2019-01-06 | Canyons/Desert
12600-St George Regional Hospital | 25501 | Radiation Center | 12600-St George Regional Hospital | 25501-Radiation Center | 12600~000000025081 | 884175 | 205086 |  | 17-968 | Injectors, Contrast Media | Injectors | 432 | MEDRAD INCORPORATED | STELLANT D CT | 1 | 126D25501A | SG RADIATION CENTER | Unspecified | Non Life Support | IMGOPS | IMGOPS_02 | 42 | 5 | 2 | 2021-07-19 | Canyons/Desert
12800-LDS Hospital | 21401 | Computed Tomography - CT | 12800-LDS Hospital | 21401-Computed Tomography - CT | 12800~000000003466 | 274845 | 40196 | IHLDHMDRIJ5 | 17-968 | Injectors, Contrast Media | Injectors | 434 | MEDRAD INCORPORATED | STELLANT D CT | 1 | 128D21401A | LD COMPUTED TOMOGRAPHY L1 | ER CT Common Area | Non Life Support | IMGOPS | IMGOPS_01 | 229 | 5 | 0 | 2006-01-01 | Canyons/Desert
12800-LDS Hospital | 21401 | Computed Tomography - CT | 12800-LDS Hospital | 21401-Computed Tomography - CT | 12800~000000003930 | 452501 | 27890 | IHLDHMDRIJ6 | 17-968 | Injectors, Contrast Media | Injectors | 435 | MEDRAD INCORPORATED | STELLANT D CT | 1 | 128D21401A | LD COMPUTED TOMOGRAPHY L1 | ER CT Common Area | Non Life Support | IMGOPS | IMGOPS_01 | 211 | 10 | 0 | 2007-06-28 | Canyons/Desert
12800-LDS Hospital | 21401 | Computed Tomography - CT | 12800-LDS Hospital | 21401-Computed Tomography - CT | 12800~000000014716 |  | 300752 |  | 17-968 | Injectors, Contrast Media | Injectors | 436 | MEDRAD INCORPORATED | STELLANT D CT | 1 | 128D21401A | LD COMPUTED TOMOGRAPHY L1 | Unspecified | Non Life Support | IMGOPS | IMGOPS_01 | 67 | 10 | 4 | 2019-07-01 | Canyons/Desert
12900-Layton Hospital | 21401 | Computed Tomography - CT | 12900-Layton Hospital | 21401-Computed Tomography - CT | 12900~000000001488 | 835651 | 203679 | 801680CTINJ | 17-968 | Injectors, Contrast Media | Injectors | 438 | MEDRAD INCORPORATED | STELLANT D CT | 1 | 129D21401A | LA COMPUTED TOMOGRAPHY | Unspecified | Non Life Support | IMGOPS | IMGOPS_01 | 78 | 10 | 4 | 2018-08-01 | Canyons/Desert
13000-Logan Regional Hospital | 21401 | Computed Tomography - CT | 13000-Logan Regional Hospital | 21401-Computed Tomography - CT | 13000~000000001378 | 315911 | 26210 | IHLRHMDRIJ2 | 17-968 | Injectors, Contrast Media | Injectors | 440 | MEDRAD INCORPORATED | STELLANT D CT | 1 | 130D21401A | LO COMPUTER TOMOGRAPHY | Ct | Non Life Support | IMGOPS | IMGOPS_01 | 225 | 10 | 0 | 2006-04-25 | Canyons/Desert
13000-Logan Regional Hospital | 21401 | Computed Tomography - CT | 13000-Logan Regional Hospital | 21401-Computed Tomography - CT | 13000~000000001709 | 345741 | 28772 | IHLRHMDRIJ3 | 17-968 | Injectors, Contrast Media | Injectors | 441 | MEDRAD INCORPORATED | STELLANT D CT | 1 | 130D21401A | LO COMPUTER TOMOGRAPHY | Ct | Non Life Support | IMGOPS | IMGOPS_01 | 205 | 10 | 0 | 2007-12-26 | Canyons/Desert
13200-McKay-Dee Hospital Center | 21401 | Computed Tomography - CT | 40000-Intermountain Medical Group | 72002-River Road Instacare | 13200~000000020109 | 458376 | 31289 | IHRRUMDRIJ | 17-968 | Injectors, Contrast Media | Injectors | 448 | MEDRAD INCORPORATED | STELLANT D CT | 1 | 400D72002A | MG RIVER ROAD INSTACARE | Radiology | Non Life Support | IMGOPS | IMGOPS_01 | 163 | 5 | 0 | 2011-06-03 | Canyons/Desert
13400-Orem Community Hospital | 21101 | Radiology | 13400-Orem Community Hospital | 21101-Radiology | 13400~000000000616 | 417444 | 29844 | IHOCHMDRIJ1 | 17-968 | Injectors, Contrast Media | Injectors | 450 | MEDRAD INCORPORATED | STELLANT D CT | 1 | 134D21101A | OR RADIOLOGY | Radiology | Non Life Support | IMGOPS | IMGOPS_02 | 197 | 10 | 0 | 2008-08-26 | Canyons/Desert
13800-Primary Childrens Hospital | 21401 | Computed Tomography - CT | 13800-Primary Childrens Hospital | 21401-Computed Tomography - CT | 13800~000000005792 | 369894 | 30375 | IHPCHMDRIJ4 | 17-968 | Injectors, Contrast Media | Injectors | 452 | MEDRAD INCORPORATED | STELLANT D CT | 1 | 138D21401A | PC CT L1 | Ct-2 | Non Life Support | IMGOPS | IMGOPS_01 | 194 | 5 | 0 | 2008-12-01 | Canyons/Desert
13800-Primary Childrens Hospital | 21401 | Computed Tomography - CT | 13800-Primary Childrens Hospital | 21401-Computed Tomography - CT | 13800~000000005793 | 369939 | 30028 | IHPCHMDRIJ3 | 17-968 | Injectors, Contrast Media | Injectors | 453 | MEDRAD INCORPORATED | STELLANT D CT | 1 | 138D21401A | PC CT L1 | Ct-1 | Non Life Support | IMGOPS | IMGOPS_01 | 196 | 5 | 0 | 2008-10-01 | Canyons/Desert
13900-Riverton Hospital | 21401 | Computed Tomography - CT | 13900-Riverton Hospital | 21401-Computed Tomography - CT | 13900~000000002721 | 405239 | 32776 | IHRVHMDRIJ1 | 17-968 | Injectors, Contrast Media | Injectors | 454 | MEDRAD INCORPORATED | STELLANT D CT | 1 | 139D21401A | RV COMPUTED TOMOGRAPHY | L1 Control Room | Non Life Support | IMGOPS | IMGOPS_01 | 183 | 10 | 0 | 2009-11-01 | Canyons/Desert
13900-Riverton Hospital | 21401 | Computed Tomography - CT | 13900-Riverton Hospital | 21401-Computed Tomography - CT | 13900~000000006336 | 405240 | 32548 | IHRVHMDRIJ3 | 17-968 | Injectors, Contrast Media | Injectors | 455 | MEDRAD INCORPORATED | STELLANT D CT | 1 | 139D21401A | RV COMPUTED TOMOGRAPHY | Unspecified | Non Life Support | IMGOPS | IMGOPS_01 | 183 | 10 | 0 | 2009-11-01 | Canyons/Desert
14000-Sanpete Valley Hospital | 21101 | Radiology | 14000-Sanpete Valley Hospital | 21101-Radiology | 14000~000000000161 | 371767 | 31044 | IHSPHMDRIJ | 17-968 | Injectors, Contrast Media | Injectors | 456 | MEDRAD INCORPORATED | STELLANT D CT | 1 | 140D21101A | SP RADIOLOGY | Ct | Non Life Support | IMGOPS | IMGOPS_02 | 194 | 10 | 0 | 2008-11-30 | Canyons/Desert
14200-Sevier Valley Hospital | 21101 | Radiology | 14200-Sevier Valley Hospital | 21101-Radiology | 14200~000000000236 | 275527 | 891 | IHSVHMDRIJ1 | 17-968 | Injectors, Contrast Media | Injectors | 458 | MEDRAD INCORPORATED | STELLANT D CT | 1 | 142D21101A | SV RADIOLOGY | Radiology | Non Life Support | IMGOPS | IMGOPS_02 | 239 | 10 | 0 | 2005-02-08 | Canyons/Desert
14300-Park City Hospital | 21401 | Computed Tomography - CT | 14300-Park City Hospital | 21101-Radiology | 14300~000000000870 | 390915 | 32096 | IHPCHMDRIJ7 | 17-968 | Injectors, Contrast Media | Injectors | 459 | MEDRAD INCORPORATED | STELLANT D CT | 1 | 143D21101A | PK XRAY RADIOLOGY | Radiol Common Area | Non Life Support | IMGOPS | IMGOPS_02 | 184 | 10 | 0 | 2009-09-26 | Canyons/Desert
14400-Utah Valley Hospital | 21101 | Radiology | 14400-Utah Valley Hospital | 21101-Radiology | 14400~000000005604 | 420675 | 33421 | IHUVHMDRIJ4 | 17-968 | Injectors, Contrast Media | Injectors | 461 | MEDRAD INCORPORATED | STELLANT D CT | 1 | 144D21101A | UV RADIOLOGY | OP Radiol Pet Scan | Non Life Support | IMGOPS | IMGOPS_02 | 176 | 5 | 0 | 2010-05-28 | Canyons/Desert
14400-Utah Valley Hospital | 21401 | Computed Tomography - CT | 14400-Utah Valley Hospital | 21401-Computed Tomography - CT | 14400~000000010458 | 348280 | 41314 | IHUVHMDRIJ2 | 17-968 | Injectors, Contrast Media | Injectors | 463 | MEDRAD INCORPORATED | STELLANT D CT | 1 | 144D21401A | UV CT SCAN | Ct | Non Life Support | IMGOPS | IMGOPS_02 | 216 | 5 | 0 | 2007-01-07 | Canyons/Desert
14400-Utah Valley Hospital | 25501 | Radiation Center | 14400-Utah Valley Hospital | 25501-Radiation Center | 14400~000000007171 | 490128 | 37971 | IHUVHMDRIJ5 | 17-968 | Injectors, Contrast Media | Injectors | 470 | MEDRAD INCORPORATED | STELLANT D CT | 1 | 144D25501A | UV RADIATION ONCOLOGY | OPRadOnc Common Area | Non Life Support | IMGOPS | IMGOPS_02 | 156 | 5 | 0 | 2012-01-10 | Canyons/Desert
14600-Cedar City Hospital | 21401 | Computed Tomography - CT | 14600-Cedar City Hospital | 21401-Computed Tomography - CT | 14600~000000000247 | 303061 | 41019 | IHCCHMDRIJ | 17-968 | Injectors, Contrast Media | Injectors | 471 | MEDRAD INCORPORATED | STELLANT D CT | 1 | 146D21401A | CC COMPUTED TOMOGRAPHY | Common Area | Non Life Support | IMGOPS | IMGOPS_02 | 262 | 5 | 0 | 2003-04-01 | Canyons/Desert
14600-Cedar City Hospital | 21401 | Computed Tomography - CT | 14600-Cedar City Hospital | 21401-Computed Tomography - CT | 14600~000000003461 | 878967 | 85501054101773 |  | 17-968 | Injectors, Contrast Media | Injectors | 472 | MEDRAD INCORPORATED | STELLANT D CT | 1 | 146D21401A | CC COMPUTED TOMOGRAPHY | Unspecified | Non Life Support | IMGOPS | IMGOPS_02 | 47 | 10 | 6 | 2021-03-01 | Canyons/Desert
15400-Intermountain Medical Center | 21401 | Computed Tomography - CT | 15400-Intermountain Medical Center | 21401-Computed Tomography - CT | 15400~000000004322 | 246380 | 20631 | IHMCHMDRIJ2 | 17-968 | Injectors, Contrast Media | Injectors | 475 | MEDRAD INCORPORATED | STELLANT D CT | 1 | 154D21401A | IM COMPUTED TOMOGRAPHY TLL1 | CT Common Area | Non Life Support | IMGOPS | IMGOPS_01 | 250 | 5 | 0 | 2004-03-04 | Canyons/Desert
15400-Intermountain Medical Center | 21401 | Computed Tomography - CT | 15400-Intermountain Medical Center | 21401-Computed Tomography - CT | 15400~000000005010 | 291654 | 25528 | IHMCHMDRIJ3 | 17-968 | Injectors, Contrast Media | Injectors | 476 | MEDRAD INCORPORATED | STELLANT D CT | 1 | 154D21401A | IM COMPUTED TOMOGRAPHY TLL1 | Unspecified | Non Life Support | IMGOPS | IMGOPS_01 | 230 | 10 | 0 | 2005-11-20 | Canyons/Desert
18200-Garfield Memorial Hospital | 21101 | Radiology | 18200-Garfield Memorial Hospital | 21101-Radiology | 18200~000000000813 | 879591 | 201632 | IHGMHMDRCTU1 | 17-968 | Injectors, Contrast Media | Injectors | 481 | MEDRAD INCORPORATED | STELLANT D CT | 1 | 182D21101A | GF RADIOLOGY | Radiology | Non Life Support | IMGOPS | IMGOPS_02 | 46 | 5 | 1 | 2021-03-24 | Canyons/Desert
37700-Primary Childrens - Lehi | 21401 | Computed Tomography - CT | 37700-Primary Childrens - Lehi | 21401-Computed Tomography - CT | 37700~000000003044 | 919886 | 85501054124144 | 85501054124144 | 17-968 | Injectors, Contrast Media | Injectors | 489 | MEDRAD INCORPORATED | STELLANT D CT | 1 | 377D21401A | PL COMPUTED TOMOGRAPHY CT | Unspecified | Non Life Support | IMGOPS | IMGOPS_02 | 10 | 5 | 4 | 2024-03-12 | Canyons/Desert
12500-Delta Community Hospital | 21401 | Computed Tomography - CT | 12500-Delta Community Hospital | 21101-Radiology | 12500~000000000266 | 394428 | 32097 | IHDCHMDRIJ | 17-968 | Injectors, Contrast Media | Injectors | 425 | MEDRAD INCORPORATED | STELLANT DX CT | 1 | 125D21101A | DL XRAY | Radiol Radiology | Non Life Support | IMGOPS | IMGOPS_02 | 186 | 5 | 0 | 2009-07-31 | Canyons/Desert
12600-St George Regional Hospital | 21401 | Computed Tomography - CT | 12600-St George Regional Hospital | 21401-Computed Tomography - CT | 12600~000000014957 | 818168 | 202035 | IHHUCMDRINJ1 | 17-968 | Injectors, Contrast Media | Injectors | 429 | MEDRAD INCORPORATED | STELLANT DX CT | 1 | 126D21401C | SG CT HURRICANE | Unspecified | Non Life Support | IMGOPS | IMGOPS_02 | 93 | 10 | 2 | 2017-05-01 | Canyons/Desert
40000-Intermountain Medical Group | 74135 | Salt Lake Clinic - Radiology | 40000-Intermountain Medical Group | 74135-Salt Lake Clinic - Radiology | 40000~000000005244 | 444984 | 33126 | IHSCCMDRIJ2 | 17-968 | Injectors, Contrast Media | Injectors | 490 | MEDRAD INCORPORATED | STELLANT DX CT | 1 | 400D74135A | MG SL CLINIC RADIOLOGY 1ST FLR | Computed Tomography (Ct) | Non Life Support | IMGOPS | IMGOPS_01 | 180 | 5 | 0 | 2010-01-12 | Canyons/Desert
43100-Intermountain MS NV LLC | 79471 | ONC San Martin | 43100-Intermountain MS NV LLC | 79476-ONC PET Scans | 43100~000000003498 | 923836 | 755037-60764865 |  | 17-968 | Injectors, Contrast Media | Injectors | 492 | MEDRAD INCORPORATED | STELLANT DX CT | 1 | 431D79476A | NV ONC SAN MARTIN PET CT | Unspecified | Non Life Support | SGRH_CE | NEVADA | 6 | 10 | 10 | 2024-07-18 | Canyons/Desert
11800-American Fork Hospital | 21401 | Computed Tomography - CT | 11800-American Fork Hospital | 21401-Computed Tomography - CT | 11800~000000005753 | 820214 | 202099 | IHAFHMDRIJ5 | 17-968 | Injectors, Contrast Media | Injectors | 420 | MEDRAD INCORPORATED | STELLANT SX CT | 1 | 118D21401A | AF CT SCAN | Common Area | Non Life Support | IMGOPS | IMGOPS_02 | 92 | 5 | 0 | 2017-05-17 | Canyons/Desert
14100-Spanish Fork Hospital | 21401 | Computed Tomography - CT | 14100-Spanish Fork Hospital | 21401-Computed Tomography - CT | 14100~000000002284 | 878928 | 85501054-101540 |  | 17-968 | Injectors, Contrast Media | Injectors | 457 | MEDRAD INCORPORATED | STELLANT SX CT | 1 | 141D21401A | SF COMPUTED TOMOGRAPHY CT | Unspecified | Non Life Support | IMGOPS | IMGOPS_02 | 46 | 10 | 6 | 2021-03-08 | Canyons/Desert
15400-Intermountain Medical Center | 21401 | Computed Tomography - CT | 15400-Intermountain Medical Center | 21101-Radiology | 15400~000000009710 | 349731 | 41854 | IHMCHMDRIJ14 | 17-968 | Injectors, Contrast Media | Injectors | 473 | MEDRAD INCORPORATED | STELLANT SX CT | 1 | 154D21101A | IM RADIOLOGY ADMI OFFICE TLL1 | BldgB L2 OutptRadCommon Area | Non Life Support | IMGOPS | IMGOPS_01 | 207 | 10 | 0 | 2007-11-01 | Canyons/Desert
15400-Intermountain Medical Center | 21401 | Computed Tomography - CT | 15400-Intermountain Medical Center | 21101-Radiology | 15400~000000009711 | 349730 | 41835 | IHMCHMDRIJ13 | 17-968 | Injectors, Contrast Media | Injectors | 474 | MEDRAD INCORPORATED | STELLANT SX CT | 1 | 154D21101A | IM RADIOLOGY ADMI OFFICE TLL1 | BldgB L2 OutptRadCommon Area | Non Life Support | IMGOPS | IMGOPS_01 | 207 | 10 | 0 | 2007-11-01 | Canyons/Desert
15400-Intermountain Medical Center | 21401 | Computed Tomography - CT | 15400-Intermountain Medical Center | 21401-Computed Tomography - CT | 15400~000000009708 | 350974 | 41837 | IHMCHMDRIJ16 | 17-968 | Injectors, Contrast Media | Injectors | 477 | MEDRAD INCORPORATED | STELLANT SX CT | 1 | 154D21401A | IM COMPUTED TOMOGRAPHY TLL1 | CT Common Area | Non Life Support | IMGOPS | IMGOPS_01 | 207 | 10 | 0 | 2007-11-01 | Canyons/Desert
15400-Intermountain Medical Center | 21401 | Computed Tomography - CT | 15400-Intermountain Medical Center | 21401-Computed Tomography - CT | 15400~000000009709 | 350973 | 41853 | IHMCHMDRIJ15 | 17-968 | Injectors, Contrast Media | Injectors | 478 | MEDRAD INCORPORATED | STELLANT SX CT | 1 | 154D21401A | IM COMPUTED TOMOGRAPHY TLL1 | CT Common Area | Non Life Support | IMGOPS | IMGOPS_01 | 207 | 10 | 0 | 2007-11-01 | Canyons/Desert
15400-Intermountain Medical Center | 21411 | Computed Tomography - CT TOSH | 37000-The Orthopedic Specialty Hosp | 21101-Radiology | 15400~000000042490 | 251995 | 428 | IHOSHMDRIJ1 | 17-968 | Injectors, Contrast Media | Injectors | 479 | MEDRAD INCORPORATED | STELLANT SX CT | 1 | 370D21101A | TO RADIOLOGY BLDG 4 L1 | Common Areas | Non Life Support | IMGOPS | IMGOPS_01 | 185 | 5 | 0 | 2009-08-14 | Canyons/Desert
15400-Intermountain Medical Center | 25501 | Radiation Center | 15400-Intermountain Medical Center | 25501-Radiation Center | 15400~000000005898 | 309069 | 3014225 30151 | IHMCHMDRIJ5 | 17-968 | Injectors, Contrast Media | Injectors | 480 | MEDRAD INCORPORATED | STELLANT SX CT | 1 | 154D25501A | IM RADIATION CENTER HL1 | Bldg A Rad Ther L1 Ct-Simulat | Non Life Support | IMGOPS | IMGOPS_01 | 216 | 10 | 0 | 2007-01-04 | Canyons/Desert
12800-LDS Hospital | 24017 | Laboratory - Microbiology | 15300-Intrmtn Central Laboratory | 24511-Laboratory-Molecular Pathology | 12800~000000002498 | 212728 | AS0218132444 |  | 16-936 | Power Systems, Uninterruptible | Power Systems, Uninterruptible | 683 | AMERICAN POWER CONVERSION | SUA1500 | 1 | 153D24511A | CL MOLECULAR PATHOLOGY | Amplification Rm | Non Life Support | LAB_CE | LABCE1 | 270 | 5 | 0 | 2002-07-19 | Canyons/Desert
13200-McKay-Dee Hospital Center | 21501 | Mammography | 13200-McKay-Dee Hospital Center | 21501-Mammography | 13200~000000022421 | 866738 | AS0808120443 |  | 16-936 | Power Systems, Uninterruptible | Power Systems, Uninterruptible | 693 | AMERICAN POWER CONVERSION | SUA1500 | 1 | 132D21501A | MK MAMMOGRAPHY 4TH FLR | Reading Rm | Non Life Support | MKDHC_CE | MKDCREW1CE | 54 | 5 | 0 | 2020-07-10 | Canyons/Desert
13200-McKay-Dee Hospital Center | 21501 | Mammography | 13200-McKay-Dee Hospital Center | 21501-Mammography | 13200~000000026764 | 918139 | AS0629112328 |  | 16-936 | Power Systems, Uninterruptible | Power Systems, Uninterruptible | 694 | AMERICAN POWER CONVERSION | SUA1500 | 1 | 132D21501A | MK MAMMOGRAPHY 4TH FLR | Reading Rm | Non Life Support | MKDHC_CE | MKDCREW1CE | 12 | 15.25 | 14.25 | 2024-01-31 | Canyons/Desert
14400-Utah Valley Hospital | 21101 | Radiology | 14400-Utah Valley Hospital | 21101-Radiology | 14400~000000022236 | 864716 | AS0641232752 |  | 16-936 | Power Systems, Uninterruptible | Power Systems, Uninterruptible | 720 | AMERICAN POWER CONVERSION | SUA1500 | 1 | 144D21101A | UV RADIOLOGY | Flouro Room | Non Life Support | UVH_CE | UVCREW1_CE | 56 | 5 | 0 | 2020-06-01 | Canyons/Desert
15300-Intrmtn Central Laboratory | 24504 | Laboratory - Chemistry | 12800-LDS Hospital | 80301-Intrmtn Resrch and Med Grants | 15300~000000000598 | 344687 | AS0744222201 |  | 16-936 | Power Systems, Uninterruptible | Power Systems, Uninterruptible | 739 | AMERICAN POWER CONVERSION | SUA1500 | 1 | 128D80301A | LD RESEARCH MED GRANTS BSMT | Unspecified | Non Life Support | LDSH_CE | LDSCE2 | 205 | 5 | 0 | 2007-12-27 | Canyons/Desert
15300-Intrmtn Central Laboratory | 24511 | Laboratory-Molecular Pathology | 15300-Intrmtn Central Laboratory | 24511-Laboratory-Molecular Pathology | 15300~000000000328 | 361531 | AS0822231080 |  | 16-936 | Power Systems, Uninterruptible | Power Systems, Uninterruptible | 742 | AMERICAN POWER CONVERSION | SUA1500 | 1 | 153D24511A | CL MOLECULAR PATHOLOGY | Detection Rm | Non Life Support | LAB_CE | LABCE1 | 197 | 5 | 0 | 2008-08-12 | Canyons/Desert
15300-Intrmtn Central Laboratory | 24511 | Laboratory-Molecular Pathology | 15300-Intrmtn Central Laboratory | 24511-Laboratory-Molecular Pathology | 15300~000000000329 | 361655 | AS0822231126 |  | 16-936 | Power Systems, Uninterruptible | Power Systems, Uninterruptible | 743 | AMERICAN POWER CONVERSION | SUA1500 | 1 | 153D24511A | CL MOLECULAR PATHOLOGY | Amplification Rm | Non Life Support | LAB_CE | LABCE1 | 197 | 5 | 0 | 2008-08-12 | Canyons/Desert
15300-Intrmtn Central Laboratory | 24511 | Laboratory-Molecular Pathology | 15300-Intrmtn Central Laboratory | 24511-Laboratory-Molecular Pathology | 15300~000000000371 | 392718 | AS0850330216 |  | 16-936 | Power Systems, Uninterruptible | Power Systems, Uninterruptible | 744 | AMERICAN POWER CONVERSION | SUA1500 | 1 | 153D24511A | CL MOLECULAR PATHOLOGY | Virology-Immunology | Non Life Support | LAB_CE | LABCE1 | 185 | 5 | 0 | 2009-08-05 | Canyons/Desert
15300-Intrmtn Central Laboratory | 24511 | Laboratory-Molecular Pathology | 15300-Intrmtn Central Laboratory | 24511-Laboratory-Molecular Pathology | 15300~000000000376 | 394822 | AS0925120910 |  | 16-936 | Power Systems, Uninterruptible | Power Systems, Uninterruptible | 745 | AMERICAN POWER CONVERSION | SUA1500 | 1 | 153D24511A | CL MOLECULAR PATHOLOGY | Amplification Rm | Non Life Support | LAB_CE | LABCE1 | 185 | 5 | 0 | 2009-08-31 | Canyons/Desert
15300-Intrmtn Central Laboratory | 24511 | Laboratory-Molecular Pathology | 15300-Intrmtn Central Laboratory | 24511-Laboratory-Molecular Pathology | 15300~000000000652 | 308310 | AS0630230102 |  | 16-936 | Power Systems, Uninterruptible | Power Systems, Uninterruptible | 746 | AMERICAN POWER CONVERSION | SUA1500 | 1 | 153D24511A | CL MOLECULAR PATHOLOGY | Amplification Rm | Non Life Support | LAB_CE | LABCE1 | 216 | 5 | 0 | 2007-01-23 | Canyons/Desert
15300-Intrmtn Central Laboratory | 40038 | Client Services | 15300-Intrmtn Central Laboratory | 40038-Client Services | 15300~000000001044 | 809120 | AS0850130318 |  | 16-936 | Power Systems, Uninterruptible | Power Systems, Uninterruptible | 747 | AMERICAN POWER CONVERSION | SUA1500 | 1 | 153D40038A | CL CLIENT SERVICES | Unspecified | Non Life Support | LAB_CE | LABCE1 | 103 | 5 | 0 | 2016-06-16 | Canyons/Desert
11600-Alta View Hospital | 21801 | Nuclear Medicine | 11600-Alta View Hospital | 21801-Nuclear Medicine | 11600~000000004651 | 371309 | A411D | AM1252207 | 17-211 | Radiation Survey Meters, Geige | Radiation Survey Meters, Geige | 805 | BICRON | SURVEYOR 200 | 1 | 116D21801A | AV NUCLEAR MEDICINE | Common Area | Non Life Support | IES | ASP_GE | 192 | 5 | 0 | 2009-01-09 | Canyons/Desert
12800-LDS Hospital | 70519 | Maternal Fetal Medicine | 12800-LDS Hospital | 70519-Maternal Fetal Medicine | 12800~000000008486 | 169026 | 17096 |  | 13-274 | Recorders, Tape, Video | Recorders, Tape, Video | 1609 | SONY CORPORATION | SVO-9500MD | 1 | 128D70519A | LD MATERNAL FETAL MED L4 | Common Area | Not Tracked | LDSH_CE | LDSCE6 | 313 | 5 | 0 | 1998-12-14 | Canyons/Desert
14400-Utah Valley Hospital | 21601 | Ultrasound | 14400-Utah Valley Hospital | 21601-Ultrasound | 14400~000000010302 | 73250 | 20643 |  | 13-274 | Recorders, Tape, Video | Recorders, Tape, Video | 1610 | SONY CORPORATION | SVO-9500MD | 1 | 144D21601A | UV ULTRASOUND | Room 18 | Not Tracked | IES | ASP_GE | 360 | 5 | 0 | 1995-01-11 | Canyons/Desert
14600-Cedar City Hospital | 21601 | Ultrasound | 14600-Cedar City Hospital | 21601-Ultrasound | 14600~000000002078 | 487860 | UNKNOWN | E289911 | 13-274 | Recorders, Tape, Video | Recorders, Tape, Video | 1611 | SONY CORPORATION | SVO-9500MD | 1 | 146D21601A | CC ULTRASOUND | Ultrasound Rm 2 | Not Tracked | IES | ASP_GE | 156 | 5 | 0 | 2012-01-10 | Canyons/Desert
11600-Alta View Hospital | 21801 | Nuclear Medicine | 11600-Alta View Hospital | 21801-Nuclear Medicine | 11600~000000005431 | 806081 | 89497 | IHAVHSIENM/400-503378 | 24-013 | Scanning Systems, Computed Tom | CT | 1616 | SIEMENS HEALTHCARE | SYMBIA T | 1 | 116D21801A | AV NUCLEAR MEDICINE | Unspecified | Life Support / High Risk | IES | ASP_GE | 113 | 5 | 0 | 2015-08-28 | Canyons/Desert
12600-St George Regional Hospital | 21401 | Computed Tomography - CT | 12600-St George Regional Hospital | 21401-Computed Tomography - CT | 12600~000000019180 | 845464 | 02215 | IHDXHSIENM/400-570804 | 24-013 | Scanning Systems, Computed Tom | CT | 1631 | SIEMENS HEALTHCARE | SYMBIA T | 1 | 126D21401A | SG CT | Unspecified | Life Support / High Risk | IES | ASP_GE | 73 | 5 | 0 | 2018-12-17 | Canyons/Desert
12800-LDS Hospital | 21801 | Nuclear Medicine | 12800-LDS Hospital | 21801-Nuclear Medicine | 12800~000000006328 | 551745 | 1367 | IHLDHSIENM/400-432117 | 24-013 | Scanning Systems, Computed Tom | CT | 1639 | SIEMENS HEALTHCARE | SYMBIA T | 1 | 128D21801A | LD NUCLEAR MEDICINE L7 | Nmgc1 | Life Support / High Risk | IES | ASP_GE | 141 | 5 | 0 | 2013-05-01 | Canyons/Desert
12900-Layton Hospital | 21801 | Nuclear Medicine | 12900-Layton Hospital | 21101-Radiology | 12900~000000002402 | 838759 | 2215 | IHLYHSIENM/400-603849 | 24-013 | Scanning Systems, Computed Tom | CT | 1643 | SIEMENS HEALTHCARE | SYMBIA T | 1 | 129D21101A | LA RADIOLOGY | Unspecified | Life Support / High Risk | IES | ASP_GE | 75 | 5 | 0 | 2018-10-16 | Canyons/Desert
13000-Logan Regional Hospital | 21801 | Nuclear Medicine | 13000-Logan Regional Hospital | 21801-Nuclear Medicine | 13000~000000005981 | 806073 | 2041 | IHLRHSIENM/400-512496 | 24-013 | Scanning Systems, Computed Tom | CT | 1647 | SIEMENS HEALTHCARE | SYMBIA T | 1 | 130D21801A | LO NUCLEAR MED | Unspecified | Life Support / High Risk | IES | ASP_GE | 109 | 5 | 0 | 2015-12-28 | Canyons/Desert
13200-McKay-Dee Hospital Center | 21801 | Nuclear Medicine | 13200-McKay-Dee Hospital Center | 21801-Nuclear Medicine | 13200~000000016867 | 806074 | 250351581 | IHMKHSIENM1/400-511812 | 24-013 | Scanning Systems, Computed Tom | CT | 1657 | SIEMENS HEALTHCARE | SYMBIA T | 1 | 132D21801A | MK NUCLEAR MED 3RD FLR | Common Area | Life Support / High Risk | IES | ASP_GE | 110 | 5 | 0 | 2015-11-10 | Canyons/Desert
13200-McKay-Dee Hospital Center | 21801 | Nuclear Medicine | 13200-McKay-Dee Hospital Center | 21801-Nuclear Medicine | 13200~000000021189 | 854299 | 1362 | IHMKHSIENM2/400-632039 | 24-013 | Scanning Systems, Computed Tom | CT | 1658 | SIEMENS HEALTHCARE | SYMBIA T | 1 | 132D21801A | MK NUCLEAR MED 3RD FLR | Unspecified | Life Support / High Risk | IES | ASP_GE | 67 | 5 | 0 | 2019-06-21 | Canyons/Desert
13800-Primary Childrens Hospital | 21801 | Nuclear Medicine | 13800-Primary Childrens Hospital | 21801-Nuclear Medicine | 13800~000000026153 | 845199 | 2168 | IHPCHSIENM/400-593813 | 24-013 | Scanning Systems, Computed Tom | CT | 1664 | SIEMENS HEALTHCARE | SYMBIA T | 1 | 138D21801A | PC NUC MED L1 | Unspecified | Life Support / High Risk | IES | ASP_GE | 74 | 5 | 0 | 2018-11-07 | Canyons/Desert
14400-Utah Valley Hospital | 21801 | Nuclear Medicine | 14400-Utah Valley Hospital | 21101-Radiology | 14400~000000019934 | 847079 | 400-603997 | IHUVHSIENM/400-603997 | 24-013 | Scanning Systems, Computed Tom | CT | 1681 | SIEMENS HEALTHCARE | SYMBIA T | 1 | 144D21101A | UV RADIOLOGY | Unspecified | Life Support / High Risk | IES | ASP_GE | 71 | 5 | 0 | 2019-02-25 | Canyons/Desert
15400-Intermountain Medical Center | 21801 | Nuclear Medicine | 15400-Intermountain Medical Center | 21101-Radiology | 15400~000000032753 | 845198 | 400593834 | IHMCHSIENM2/400-593834 | 24-013 | Scanning Systems, Computed Tom | CT | 1696 | SIEMENS HEALTHCARE | SYMBIA T | 1 | 154D21101B | IM OUTPT RADIOLOGY EL2 | Unspecified | Life Support / High Risk | IES | ASP_GE | 73 | 5 | 0 | 2018-12-26 | Canyons/Desert
15400-Intermountain Medical Center | 21802 | Cardiac Molecular Imaging | 15400-Intermountain Medical Center | 21802-Cardiac Molecular Imaging | 15400~000000027653 | 806080 | 2051 | IHMCHSIENM1/400-507022 | 24-013 | Scanning Systems, Computed Tom | CT | 1701 | SIEMENS HEALTHCARE | SYMBIA T | 1 | 154D21802A | IM CARDIAC MOLECULAR IMAG SLL1 | Unspecified | Life Support / High Risk | IES | ASP_GE | 112 | 5 | 0 | 2015-09-29 | Canyons/Desert
12600-St George Regional Hospital | 20501 | Cardiovascular Lab | 12600-St George Regional Hospital | 20501-Cardiovascular Lab | 12600~000000011533 | 490500 | 1547 | 400-435566 | 18-119 | Information Systems, Cardiolog | Information Systems, Cardiolog | 376 | SIEMENS HEALTHCARE | SYNGO DYNAMICS | 1 | 126D20501A | SG CATH LAB RR | Neuro Endovascular Lab | Non Life Support | IES | ASP_SIEMEN | 136 | 5 | 0 | 2013-09-15 | Canyons/Desert
14400-Utah Valley Hospital | 32215 | Clinical Engineering | 14400-Utah Valley Hospital | 20501-Cardiovascular Lab | 14400~000000025475 | 905197 | IHUVHSIEWS1 | IHUVHSIEWS1/400-434458 | 18-119 | Information Systems, Cardiolog | Information Systems, Cardiolog | 377 | SIEMENS HEALTHCARE | SYNGO DYNAMICS | 1 | 144D20501A | UV CARDIOVASCULAR LAB | Unspecified | Non Life Support | IES | ASP_GE | 23 | 5 | 3 | 2023-02-07 | Canyons/Desert
15400-Intermountain Medical Center | 20501 | Cardiovascular Lab | 15400-Intermountain Medical Center | 20501-Cardiovascular Lab | 15400~000000009103 | 386593 | 1445 | 400-282013 | 18-119 | Information Systems, Cardiolog | Information Systems, Cardiolog | 378 | SIEMENS HEALTHCARE | SYNGO DYNAMICS | 1 | 154D20501A | IM CARDIO CATH LAB SL1 | Lab 4 | Non Life Support | IES | ASP_SIEMEN | 200 | 5 | 0 | 2008-05-06 | Canyons/Desert
18300-Tellica Imaging LLC | 21905 | Tellica Draper UT | 18300-Tellica Imaging LLC | 21905-Tellica Draper UT | 18300~000000000218 | 917941 | 10432914 |  | 18-119 | Information Systems, Cardiolog | Information Systems, Cardiolog | 379 | SIEMENS HEALTHCARE | SYNGO DYNAMICS | 1 | 183D21905A | TE TELLICA IMAGING DRAPER | Unspecified | Non Life Support | IES | ASP_SIEMEN | 12 | 5 | 4 | 2024-01-29 | Canyons/Desert
13800-Primary Childrens Hospital | 20604 | Echo Cardiology | 13800-Primary Childrens Hospital | 20604-Echo Cardiology | 13800~000000018458 | 359818 | UNKNOWN | 400-170407 | 98-179 | Computers, Server, Pac'S | Computer | 80 | SIEMENS HEALTHCARE | SYNGO DYNAMICS SERVER | 1 | 138D20604A | PC CPC ECHO | Echocardiology | Not Tracked | IES | ASP_SIEMEN | 217 | 5 | 0 | 2006-12-14 | Canyons/Desert
14400-Utah Valley Hospital | 20602 | Electrocardiology - EKG | Unspecified-Unspecified | __NOT_APPLICABLE__-Unspecified | 14400~000000004133 | 449743 | 400-201977 | 400-201977 | 98-179 | Computers, Server, Pac'S | Computer | 81 | SIEMENS HEALTHCARE | SYNGO DYNAMICS SERVER | 1 | Unspecified | Unspecified | Unspecified | Not Tracked |  |  | 214 | 5 | 0 | 2007-03-19 | Canyons/Desert
15400-Intermountain Medical Center | 20501 | Cardiovascular Lab | 15400-Intermountain Medical Center | 44021-Information Systems | 15400~000000014118 | 460855 | USE008NAN2 | 400-204618 | 98-179 | Computers, Server, Pac'S | Computer | 84 | SIEMENS HEALTHCARE | SYNGO DYNAMICS SERVER | 1 | 154D44021B | IM SYSTEMS ANALYSIS SRVC TLL2 | Bldg C IS Data Center | Not Tracked |  |  | 200 | 5 | 0 | 2008-05-15 | Canyons/Desert
12800-LDS Hospital | 21201 | Magnetic Res Imaging - MRI | 12800-LDS Hospital | 21201-Magnetic Res Imaging - MRI | 12800~000000010267 | 452621 | U34361 |  | 17-542 | Surface Coils, Magnetic Resona | Surface Coils, Magnetic Resona | 3047 | GE HEALTHCARE | T/R KNEE ARRAY | 1 | 128D21201A | LD MRI L2 | Mri N2 Common Areas | Run to Fail | IES | ASP_GE | 289 | 5 | 0 | 2001-01-01 | Canyons/Desert
14300-Park City Hospital | 21101 | Radiology | 14300-Park City Hospital | 21101-Radiology | 14300~000000001256 | 416987 | MJ00314 | 090203733 | 14-486 | Screens, X-Ray Film Cassette | Screens, X-Ray Film Cassette | 2839 | KONICA MINOLTA MEDICAL IMAGING USA INC | T-5M-K | 1 | 143D21101A | PK XRAY RADIOLOGY | Radiol Common Area | Not Tracked | IES | ASP_GE | 177 | 5 | 0 | 2010-04-20 | Canyons/Desert
11800-American Fork Hospital | 22104 | Operating Rooms | 11800-American Fork Hospital | 32215-Clinical Engineering | 11800~000000007827 | 908474 | 5V0109 | IHAFHORTCA2 | 18-435 | Radiographic/Fluoroscopic Unit | XR / RF | 1444 | ORTHOSCAN INCORPORATED | TAU 2020 | 1 | 118D32215A | AF CLINICAL ENGINEERING | Unspecified | Non Life Support | AFH_CE | AFCREW1_CE | 27 | 5 | 3 | 2022-10-21 | Canyons/Desert
12000-Bear River Valley Hospital | 22104 | Operating Rooms | 12000-Bear River Valley Hospital | 22104-Operating Rooms | 12000~000000001931 | 915567 | 5V2038 |  | 18-435 | Radiographic/Fluoroscopic Unit | XR / RF | 1448 | ORTHOSCAN INCORPORATED | TAU 2020 | 1 | 120D22104A | BR OPERATING ROOM | Unspecified | Non Life Support | IES | ASP_GE OEC | 14 | 7 | 6 | 2023-11-28 | Canyons/Desert
12600-St George Regional Hospital | 20101 | Emergency Department | 12600-St George Regional Hospital | 20101-Emergency Department | 12600~000000026448 | 902574 | SV0112 |  | 18-435 | Radiographic/Fluoroscopic Unit | XR / RF | 1453 | ORTHOSCAN INCORPORATED | TAU 2020 | 1 | 126D20101A | SG EMERGENCY RM RR | Unspecified | Non Life Support | IES | ASP_ORTHOS | 25 | 5 | 3 | 2022-12-12 | Canyons/Desert
12600-St George Regional Hospital | 21050 | Imaging Dept - Satellite | 12600-St George Regional Hospital | 21050-Imaging Dept - Satellite | 12600~000000027077 | 911902 | SV0176 | 22511000MINC4 | 18-435 | Radiographic/Fluoroscopic Unit | XR / RF | 1454 | ORTHOSCAN INCORPORATED | TAU 2020 | 1 | 126D21050A | HU IMAGING DEPT SATELLITE | Unspecified | Non Life Support | IES | ASP_ORTHOS | 17 | 5 | 4 | 2023-08-31 | Canyons/Desert
36400-McKay-Dee Surgical Center LLC | 22203 | Surgical Center | 36400-McKay-Dee Surgical Center LLC | 22203-Surgical Center | 36400~000000001561 | 901311 | 5R0208 |  | 18-435 | Radiographic/Fluoroscopic Unit | XR / RF | 1573 | ORTHOSCAN INCORPORATED | TAU 2020 | 1 | 364D22203A | MS SC SURGICAL CENTER | Equipment Rm | Non Life Support | IES | ASP_ORTHOS | 5 | 5 | 5 | 2024-09-01 | Canyons/Desert
38700-Murray Surgery Center | 22203 | Surgical Center | 38700-Murray Surgery Center | 22203-Surgical Center | 38700~000000000136 | 912507 | 5R0198 |  | 18-435 | Radiographic/Fluoroscopic Unit | XR / RF | 1586 | ORTHOSCAN INCORPORATED | TAU 2020 | 1 | 387D22203A | MUASC MURRAY AMB SURGICAL CNTR | Unspecified | Non Life Support | TOSH_CE | TSHCREW2CE | 16 | 5 | 4 | 2023-09-25 | Canyons/Desert
38700-Murray Surgery Center | 22203 | Surgical Center | 38700-Murray Surgery Center | 22203-Surgical Center | 38700~000000000137 | 912508 | 5R0199 |  | 18-435 | Radiographic/Fluoroscopic Unit | XR / RF | 1587 | ORTHOSCAN INCORPORATED | TAU 2020 | 1 | 387D22203A | MUASC MURRAY AMB SURGICAL CNTR | Unspecified | Non Life Support | TOSH_CE | TSHCREW2CE | 16 | 5 | 4 | 2023-09-25 | Canyons/Desert
13800-Primary Childrens Hospital | 21101 | Radiology | 13800-Primary Childrens Hospital | 21102-Angiography | 13800~000000009456 | 528686 | TDSFA-120927 |  | 17-968 | Injectors, Contrast Media | Injectors | 451 | ANGIODYNAMICS | TDS PUMP | 1 | 138D21102A | PC SPEC PROCEDURE LAB 1 FLR W | Interventional Radiology Lab | Non Life Support | PCH_CE | PCHCREW07 | 144 | 5 | 0 | 2013-01-11 | Canyons/Desert
40000-Intermountain Medical Group | 74268 | Vascular and Vein - McKay-Dee | 40000-Intermountain Medical Group | 74268-Vascular and Vein - McKay-Dee | 40000~000000021656 | 822123 | TDSFA-131111-3 |  | 17-968 | Injectors, Contrast Media | Injectors | 491 | ANGIODYNAMICS | TDS PUMP | 1 | 400D74268A | MG VASCULAR AND VEIN MCKAY DEE | Unspecified | Non Life Support | MKDHC_CE | MKDCREW4CE | 87 | 5 | 0 | 2017-10-19 | Canyons/Desert
13800-Primary Childrens Hospital | 20101 | Emergency Department | 13800-Primary Childrens Hospital | 20101-Emergency Department | 13800~000000022720 | 810627 | 7P-5B000343 | IHPCHMNDUS | 18-143 | Scanning Systems, Ultrasonic, | UltraSound | 2235 | MINDRAY NORTH AMERICA | TE7 | 1 | 138D20101A | PC EMERGENCY DEPT L1 | West Nurse Station POD 1 | Life Support / High Risk | IES | ASP_GE | 107 | 7 | 0 | 2016-02-12 | Canyons/Desert
13200-McKay-Dee Hospital Center | 21501 | Mammography | 13200-McKay-Dee Hospital Center | 21501-Mammography | 13200~000000011304 | 488002 | 7810617D0162 | 39608070135 | 98-178 | Computers, Workstation | Computer | 106 | HOLOGIC INCORPORATED | TECHMATE MANAGER | 1 | 132D21501A | MK MAMMOGRAPHY 4TH FLR | Mammography | Run to Fail | IES | ASP_GE | 147 | 5 | 0 | 2012-10-05 | Canyons/Desert
15400-Intermountain Medical Center | 21501 | Mammography | 15400-Intermountain Medical Center | 21501-Mammography | 15400~000000009301 | 362783 | 39608070133 | IHMCHHLGXR3 | 98-178 | Computers, Workstation | Computer | 111 | HOLOGIC INCORPORATED | TECHMATE MANAGER | 1 | 154D21501A | IM MAMMOGRAPHY GLL2 | BreastCare LL2-Common Area | Run to Fail | IES | ASP_GE | 207 | 5 | 0 | 2007-11-01 | Canyons/Desert
15400-Intermountain Medical Center | 20602 | Electrocardiology - EKG | 15400-Intermountain Medical Center | 20602-Electrocardiology - EKG | 15400~000000010177 | 374024 | US90325652 | IHMCHPHLUS19 | 14-121 | Transducers, Ultrasonic | Transducers | 3675 | PHILIPS HEALTHCARE | TEE OMNIPLANE III | 1 | 154D20602A | IM ELECTRO CARDIO EKG SLL1 | Common Area | Run to Fail | IES | ASP_GE | 191 | 5 | 0 | 2009-02-06 | Canyons/Desert
15400-Intermountain Medical Center | 20602 | Electrocardiology - EKG | 15400-Intermountain Medical Center | 20602-Electrocardiology - EKG | 15400~000000010178 | 374026 | 02WM4D | IHMCHPHLUS20 | 14-121 | Transducers, Ultrasonic | Transducers | 3676 | PHILIPS HEALTHCARE | TEE OMNIPLANE III | 1 | 154D20602A | IM ELECTRO CARDIO EKG SLL1 | Common Area | Run to Fail | IES | ASP_GE | 191 | 5 | 0 | 2009-02-06 | Canyons/Desert
15400-Intermountain Medical Center | 20602 | Electrocardiology - EKG | 15400-Intermountain Medical Center | 20602-Electrocardiology - EKG | 15400~000000010179 | 374027 | 039MM5 | IHMCHPHLUS21 | 14-121 | Transducers, Ultrasonic | Transducers | 3677 | PHILIPS HEALTHCARE | TEE OMNIPLANE III | 1 | 154D20602A | IM ELECTRO CARDIO EKG SLL1 | Common Area | Run to Fail | IES | ASP_GE | 191 | 5 | 0 | 2009-02-06 | Canyons/Desert
15400-Intermountain Medical Center | 20602 | Electrocardiology - EKG | 15400-Intermountain Medical Center | 20602-Electrocardiology - EKG | 15400~000000010180 | 374028 | 032QM7 | IHMCHPHLUS22 | 14-121 | Transducers, Ultrasonic | Transducers | 3678 | PHILIPS HEALTHCARE | TEE OMNIPLANE III | 1 | 154D20602A | IM ELECTRO CARDIO EKG SLL1 | Common Area | Run to Fail | IES | ASP_GE | 191 | 5 | 0 | 2009-02-06 | Canyons/Desert
13800-Primary Childrens Hospital | 20604 | Echo Cardiology | 13800-Primary Childrens Hospital | 20604-Echo Cardiology | 13800~000000018705 | 453042 | 82102408 | IHPCHACUUS3 | 14-121 | Transducers, Ultrasonic | Transducers | 3576 | ACUSON CORPORATION | TE-V5MS | 1 | 138D20604A | PC CPC ECHO | Echocardiology | Run to Fail | IES | ASP_GE | 165 | 5 | 0 | 2011-04-28 | Canyons/Desert
13800-Primary Childrens Hospital | 20604 | Echo Cardiology | 13800-Primary Childrens Hospital | 20604-Echo Cardiology | 13800~000000018706 | 453045 | 04106106 | IHPCHACUUS | 14-121 | Transducers, Ultrasonic | Transducers | 3577 | ACUSON CORPORATION | TE-V5MS | 1 | 138D20604A | PC CPC ECHO | Echocardiology | Run to Fail | IES | ASP_GE | 165 | 5 | 0 | 2011-04-28 | Canyons/Desert
13800-Primary Childrens Hospital | 20604 | Echo Cardiology | 13800-Primary Childrens Hospital | 20604-Echo Cardiology | 13800~000000018704 | 453039 | 61293076 | IHPCHACUUS2 | 14-121 | Transducers, Ultrasonic | Transducers | 3575 | ACUSON CORPORATION | TE-V7M | 1 | 138D20604A | PC CPC ECHO | Echocardiology | Run to Fail | IES | ASP_GE | 165 | 5 | 0 | 2011-04-28 | Canyons/Desert
12600-St George Regional Hospital | 20101 | Emergency Department | 12600-St George Regional Hospital | 20101-Emergency Department | 12600~000000027515 | 915424 | LJ6-2C00148 |  | 18-143 | Scanning Systems, Ultrasonic, | UltraSound | 1989 | MINDRAY NORTH AMERICA | TE-X | 1 | 126D20101A | SG EMERGENCY RM RR | Unspecified | Non Life Support | IES | ASP_MINDRA | 13 | 5 | 4 | 2023-12-11 | Canyons/Desert
12600-St George Regional Hospital | 24012 | Laboratory General | 12600-St George Regional Hospital | 24012-Laboratory General | 12600~000000026850 | 910838 | 21718F21D0 |  | 17-679 | Laser Imagers | Laser | 569 | HOLOGIC INC | THINPREP IMAGER DUO | 1 | 126D24012A | SG LAB GENERAL DEPT | Unspecified | Run to Fail | SGRH_CE | SGRHCREW2 | 18 | 5 | 4 | 2023-07-27 | Canyons/Desert
15300-Intrmtn Central Laboratory | 24506 | Cytopathology | 15300-Intrmtn Central Laboratory | 24506-Cytopathology | 15300~000000001714 | 863097 | 21513C19D0 |  | 17-679 | Laser Imagers | Laser | 577 | HOLOGIC INC | THINPREP IMAGER DUO | 1 | 153D24506A | CL CYTOPATHOLOGY | Unspecified | Run to Fail | LAB_CE | LABCE1 | 57 | 5 | 0 | 2020-05-01 | Canyons/Desert
15300-Intrmtn Central Laboratory | 24506 | Cytopathology | 15300-Intrmtn Central Laboratory | 24506-Cytopathology | 15300~000000001944 | 895281 | 21640F20D0 |  | 17-679 | Laser Imagers | Laser | 578 | HOLOGIC INC | THINPREP IMAGER DUO | 1 | 153D24506A | CL CYTOPATHOLOGY | Unspecified | Run to Fail | LAB_CE | LABCE1 | 31 | 5 | 2 | 2022-06-14 | Canyons/Desert
11800-American Fork Hospital | 21101 | Radiology | 11800-American Fork Hospital | 21101-Radiology | 11800~000000006849 | 762486 | 8000777 | IHAFHTIMS1 | 16-902 | Computer Interfaces | Computer | 57 | FORESIGHT IMAGING | TIMS DICOM SYSTEM | 1 | 118D21101A | AF RADIOLOGY | Unspecified | Run to Fail |  |  | 52 | 5 | 1 | 2020-10-01 | Canyons/Desert
13000-Logan Regional Hospital | 21101 | Radiology | 11300-Supply Chain Organization | 32213-Asset Recovery - SLC | 13000~000000008908 | 853006 | 8000242 | IHLRHFORIG | 16-902 | Computer Interfaces | Computer | 58 | FORESIGHT IMAGING | TIMS DICOM SYSTEM | 1 | 113D32213C | SC ASSET RECOVERY AIRPORT WHS | Received | Run to Fail | IES | ASP_GE | 65 | 5 | 0 | 2019-08-06 | Canyons/Desert
13000-Logan Regional Hospital | 21101 | Radiology | 13000-Logan Regional Hospital | 21101-Radiology | 13000~000000012557 | 919818 | 8002416 |  | 16-902 | Computer Interfaces | Computer | 59 | FORESIGHT IMAGING | TIMS DICOM SYSTEM | 1 | 130D21101A | LO RADIOLOGY | Radiology | Run to Fail | IES | ASP_GE | 10 | 5 | 4 | 2024-03-08 | Canyons/Desert
14400-Utah Valley Hospital | 21101 | Radiology | 14400-Utah Valley Hospital | 21101-Radiology | 14400~000000017111 |  | 97134 |  | 16-902 | Computer Interfaces | Computer | 62 | FORESIGHT IMAGING | TIMS DICOM SYSTEM | 1 | 144D21101A | UV RADIOLOGY | Unspecified | Run to Fail |  |  | 86 | 5 | 0 | 2017-11-14 | Canyons/Desert
37500-Primary Childrens - Riverton | 21101 | Radiology | 37500-Primary Childrens - Riverton | 21401-Computed Tomography - CT | 37500~000000001026 | 853002 | 8000215 | IHRVHTIMS1 | 16-902 | Computer Interfaces | Computer | 64 | FORESIGHT IMAGING | TIMS DICOM SYSTEM | 1 | 375D21401A | PR COMPUTED TOMOGRAPHY | Unspecified | Run to Fail | IES | ASP_GE | 65 | 5 | 0 | 2019-08-06 | Canyons/Desert
37600-Primary Childrens - Layton | 21101 | Radiology | 37600-Primary Childrens - Layton | 21101-Radiology | 37600~000000000145 | 891789 | 8000486 | IHLOCFORIG | 16-902 | Computer Interfaces | Computer | 65 | FORESIGHT IMAGING | TIMS DICOM SYSTEM | 1 | 376D21101A | PL RADIOLOGY | Common Area | Run to Fail | LA_CE | LACREW1CE | 60 | 5 | 0 | 2020-01-21 | Canyons/Desert
15400-Intermountain Medical Center | 31501 | Nutritional Support | 15400-Intermountain Medical Center | 31501-Nutritional Support | 15400~000000013107 | 336782 | 0399CQ | IHMCHSNSUS6 | 18-143 | Scanning Systems, Ultrasonic, | UltraSound | 2545 | SONOSITE INCORPORATED | TITAN | 1 | 154D31501A | IM CLINICAL NUTRITION E3 ST310 | Common Area | Run to Fail | CESS | CESS_CREW3 | 207 | 5 | 0 | 2007-11-01 | Canyons/Desert
13000-Logan Regional Hospital | 21501 | Mammography | 13000-Logan Regional Hospital | 21501-Mammography | 13000~000000002763 | 402903 | 39607070130 | 39607070130 | 98-178 | Computers, Workstation | Computer | 101 | HOLOGIC INCORPORATED | TM MANAGER | 1 | 130D21501A | LO MAMMOGRAPHY | Mammography | Run to Fail |  |  | 159 | 5 | 0 | 2011-10-05 | Canyons/Desert
40000-Intermountain Medical Group | 73014 | River Road Family Practice | 40000-Intermountain Medical Group | 72002-River Road Instacare | 40000~000000013254 | 457488 | 39610070164 | IHRRUHLGXR3 | 98-178 | Computers, Workstation | Computer | 117 | HOLOGIC INCORPORATED | TM MANAGER | 1 | 400D72002A | MG RIVER ROAD INSTACARE | Mammography | Run to Fail | IES | ASP_GE | 164 | 5 | 0 | 2011-05-24 | Canyons/Desert
40000-Intermountain Medical Group | 73061 | Highland Clinic | 14600-Cedar City Hospital | 22104-Operating Rooms | 40000~000000008279 | 132321 | 977742 | AM132892 | 16-602 | X-Ray Generators | X-Ray Generators | 3873 | HOLOGIC INC | TM40 | 1 | 146D22104A | CC OPERATING ROOM | Common Area | Non Life Support |  |  | 421 | 5 | 0 | 1990-01-01 | Canyons/Desert
40000-Intermountain Medical Group | 74078 | Ortho Specialty Group - LDSH | 40000-Intermountain Medical Group | 74078-Ortho Specialty Group - LDSH | 40000~000000008732 | 195483 | UNKNOWN | AM1281138 | 16-602 | X-Ray Generators | X-Ray Generators | 3875 | HOLOGIC INC | TM40 | 1 | 400D74078A | MG AVENUES SPECIALTY ORTHO L1 | Fp Main | Non Life Support |  |  | 302 | 5 | 0 | 1999-12-01 | Canyons/Desert
13800-Primary Childrens Hospital | 21201 | Magnetic Res Imaging - MRI | 13800-Primary Childrens Hospital | 21201-Magnetic Res Imaging - MRI | 13800~000000018761 | 375685 | 47853MR6/147651MR | 147853MR6COIL | 17-542 | Surface Coils, Magnetic Resona | Surface Coils, Magnetic Resona | 3080 | GE HEALTHCARE | TMJ | 1 | 138D21201A | PC MRI L1 | Data Closet 1E.300 | Run to Fail | IES | ASP_GE | 191 | 5 | 0 | 2009-02-17 | Canyons/Desert
11600-Alta View Hospital | 21201 | Magnetic Res Imaging - MRI | 11600-Alta View Hospital | 21201-Magnetic Res Imaging - MRI | 11600~000000003673 | 444175 | 28803 |  | 17-542 | Surface Coils, Magnetic Resona | Surface Coils, Magnetic Resona | 3000 | GE HEALTHCARE | TMJ HOLDER 47-303-1 | 1 | 116D21201A | AV MRI | MRI Common Area | Run to Fail | AVH_CE | AVHCREW1CE | 255 | 5 | 0 | 2003-11-01 | Canyons/Desert
11800-American Fork Hospital | 21201 | Magnetic Res Imaging - MRI | 11800-American Fork Hospital | 21201-Magnetic Res Imaging - MRI | 11800~000000000918 | 315917 | 223303MR9 | 223303MR9COIL | 17-542 | Surface Coils, Magnetic Resona | Surface Coils, Magnetic Resona | 3004 | GE HEALTHCARE | TORSO | 1 | 118D21201A | AF MRI | Common Area | Run to Fail | IES | ASP_GE | 235 | 5 | 0 | 2005-06-15 | Canyons/Desert
13800-Primary Childrens Hospital | 21201 | Magnetic Res Imaging - MRI | 13800-Primary Childrens Hospital | 21201-Magnetic Res Imaging - MRI | 13800~000000018748 | 375660 | 2165 | D0CV4BCOIL | 17-542 | Surface Coils, Magnetic Resona | Surface Coils, Magnetic Resona | 3067 | GE HEALTHCARE | TORSO | 1 | 138D21201A | PC MRI L1 | Data Closet 1E.300 | Run to Fail | IES | ASP_GE | 191 | 5 | 0 | 2009-02-17 | Canyons/Desert
14400-Utah Valley Hospital | 21101 | Radiology | 14400-Utah Valley Hospital | 21201-Magnetic Res Imaging - MRI | 14400~000000012539 | 408966 | 561 |  | 17-542 | Surface Coils, Magnetic Resona | Surface Coils, Magnetic Resona | 3083 | GE HEALTHCARE | TORSO | 1 | 144D21201B | UV OUTPATIENT CENTER MRI PDA | Mri | Run to Fail | IES | ASP_GE | 180 | 5 | 0 | 2010-01-22 | Canyons/Desert
14400-Utah Valley Hospital | 21101 | Radiology | 14400-Utah Valley Hospital | 21201-Magnetic Res Imaging - MRI | 14400~000000012540 | 408969 | 2377425-2 | U13127COIL | 17-542 | Surface Coils, Magnetic Resona | Surface Coils, Magnetic Resona | 3084 | GE HEALTHCARE | TORSO | 1 | 144D21201A | UV MRI | Mr 2 Rm 22 | Run to Fail | IES | ASP_GE | 180 | 5 | 0 | 2010-01-22 | Canyons/Desert
14400-Utah Valley Hospital | 21201 | Magnetic Res Imaging - MRI | 14400-Utah Valley Hospital | 21201-Magnetic Res Imaging - MRI | 14400~000000010528 | 310433 | U16181 | U16181COIL | 17-542 | Surface Coils, Magnetic Resona | Surface Coils, Magnetic Resona | 3088 | GE HEALTHCARE | TORSO | 1 | 144D21201A | UV MRI | Common Area | Run to Fail | IES | ASP_GE | 228 | 5 | 0 | 2006-02-01 | Canyons/Desert
14400-Utah Valley Hospital | 21201 | Magnetic Res Imaging - MRI | 14400-Utah Valley Hospital | 21201-Magnetic Res Imaging - MRI | 14400~000000010598 | 315918 | PHX0304 | PHX0304COIL | 17-542 | Surface Coils, Magnetic Resona | Surface Coils, Magnetic Resona | 3090 | GE HEALTHCARE | TORSO | 1 | 144D21201A | UV MRI | Common Area | Run to Fail | IES | ASP_GE | 213 | 5 | 0 | 2007-05-01 | Canyons/Desert
13800-Primary Childrens Hospital | 21201 | Magnetic Res Imaging - MRI | 13800-Primary Childrens Hospital | 21201-Magnetic Res Imaging - MRI | 13800~000000018753 | 375666 | PENDING | 640COIL | 17-542 | Surface Coils, Magnetic Resona | Surface Coils, Magnetic Resona | 3072 | USA INSTRUMENTS | TORSO PA | 1 | 138D21201A | PC MRI L1 | Data Closet 1E.300 | Run to Fail | IES | ASP_GE | 191 | 5 | 0 | 2009-02-17 | Canyons/Desert
12600-St George Regional Hospital | 25501 | Radiation Center | 12600-St George Regional Hospital | 25501-Radiation Center | 12600~000000003280 | 444960 | 4521 |  | 12-364 | Linear Accelerators | Linear Accelerators | 587 | VARIAN MEDICAL SYSTEMS INCORPORATED | TRILOGY | 1 | 126D25501A | SG RADIATION CENTER | Linear Accelator Rm 1 | Life Support / High Risk | SGR_F | PM4 | 182 | 7 | 0 | 2009-12-01 | Canyons/Desert
12600-St George Regional Hospital | 25501 | Radiation Center | 12600-St George Regional Hospital | 25501-Radiation Center | 12600~000000009172 | 457666 | H294521 | S/N H294521 | 12-364 | Linear Accelerators | Linear Accelerators | 588 | VARIAN MEDICAL SYSTEMS INCORPORATED | TRILOGY | 1 | 126D25501A | SG RADIATION CENTER | Unspecified | Life Support / High Risk | IES | ASP_VARIAN | 164 | 5 | 0 | 2011-05-26 | Canyons/Desert
15400-Intermountain Medical Center | 25501 | Radiation Center | 15400-Intermountain Medical Center | 25501-Radiation Center | 15400~000000005819 | 358242 | 33206-00366 | S/N H293425 | 12-364 | Linear Accelerators | Linear Accelerators | 592 | VARIAN MEDICAL SYSTEMS INCORPORATED | TRILOGY | 1 | 154D25501A | IM RADIATION CENTER HL1 | Bldg C Radiation Center | Life Support / High Risk | IES | ASP_VARIAN | 216 | 7 | 0 | 2007-02-01 | Canyons/Desert
10600-Continuum of Care | 21003 | Imaging Equipment Services | 11300-Supply Chain Organization | 32211-Clinical Engineering Supp Serv | 10600~000000000176 | 825447 | 88021-002 | TRO88021002 | 18-006 | Sterilizing Units, Liquid | Sterilizing Units, Liquid | 2859 | NANOSONICS | TROPHON EPR SYSTEM | 1 | 113D32211A | LP CLINICAL ENGINEER SUPP SERV | CE Workshop | Non Life Support | IES | ASP_GE | 84 | 7 | 0 | 2018-01-10 | Canyons/Desert
10600-Continuum of Care | 32211 | Clinical Engineering Supp Serv | 11300-Supply Chain Organization | 32211-Clinical Engineering Supp Serv | 10600~000000011270 | 579485 | 21438-010 | TRO21438010 | 18-006 | Sterilizing Units, Liquid | Sterilizing Units, Liquid | 2860 | NANOSONICS | TROPHON EPR SYSTEM | 1 | 113D32211A | LP CLINICAL ENGINEER SUPP SERV | CE Workshop | Non Life Support | MG_SLV_CE | NORTH | 135 | 15 | 4 | 2013-11-01 | Canyons/Desert
11300-Supply Chain Organization | 21003 | Imaging Equipment Services | 11300-Supply Chain Organization | 21003-Imaging Equipment Services | 11300~000000007793 | 541073 | NA | TBD-NEW-3230 | 18-006 | Sterilizing Units, Liquid | Sterilizing Units, Liquid | 2861 | NANOSONICS | TROPHON EPR SYSTEM | 1 | 113D21003A | LP IMAGING EQUIPMENT SERVICES | ImagingEquip Equipment Staging | Non Life Support | IES | ASP_GE | 156 | 5 | 0 | 2012-01-10 | Canyons/Desert
11600-Alta View Hospital | 21101 | Radiology | 11600-Alta View Hospital | 21101-Radiology | 11600~000000009288 | 895221 | 142285-085 |  | 18-006 | Sterilizing Units, Liquid | Sterilizing Units, Liquid | 2862 | NANOSONICS | TROPHON EPR SYSTEM | 1 | 116D21101A | AV RADIOLOGY | Unspecified | Non Life Support | RH_CE | RVHCREW3CE | 31 | 5 | 2 | 2022-06-09 | Canyons/Desert
11600-Alta View Hospital | 21601 | Ultrasound | 11600-Alta View Hospital | 21601-Ultrasound | 11600~000000003039 | 528401 | 18501-020 | TRO18501020 | 18-006 | Sterilizing Units, Liquid | Sterilizing Units, Liquid | 2866 | NANOSONICS | TROPHON EPR SYSTEM | 1 | 116D21601A | AV ULTRASOUND | Us 1 | Non Life Support | IES | ASP_GE | 147 | 7 | 0 | 2012-10-23 | Canyons/Desert
11600-Alta View Hospital | 21601 | Ultrasound | 11600-Alta View Hospital | 21601-Ultrasound | 11600~000000007314 | 856335 | TRO88007015 | TRO88007015 | 18-006 | Sterilizing Units, Liquid | Sterilizing Units, Liquid | 2867 | NANOSONICS | TROPHON EPR SYSTEM | 1 | 116D21601A | AV ULTRASOUND | Unspecified | Non Life Support | RH_CE | RVHCREW3CE | 61 | 5 | 0 | 2019-12-11 | Canyons/Desert
11600-Alta View Hospital | 21601 | Ultrasound | 11600-Alta View Hospital | 21601-Ultrasound | 11600~000000007315 | 856337 | TRO87115027 | TRO87115027 | 18-006 | Sterilizing Units, Liquid | Sterilizing Units, Liquid | 2868 | NANOSONICS | TROPHON EPR SYSTEM | 1 | 116D21601A | AV ULTRASOUND | Unspecified | Non Life Support | IES | ASP_GE | 61 | 5 | 0 | 2019-12-11 | Canyons/Desert
11800-American Fork Hospital | 21601 | Ultrasound | 11800-American Fork Hospital | 21601-Ultrasound | 11800~000000005763 | 821204 | 82067-012 | TRO82067012 | 18-006 | Sterilizing Units, Liquid | Sterilizing Units, Liquid | 2871 | NANOSONICS | TROPHON EPR SYSTEM | 1 | 118D21601A | AF ULTRASOUND | Common Area | Non Life Support | IES | ASP_GE | 88 | 5 | 0 | 2017-09-14 | Canyons/Desert
11800-American Fork Hospital | 21601 | Ultrasound | 11800-American Fork Hospital | 21601-Ultrasound | 11800~000000005764 | 821205 | 82067-035 | TRO82067035 | 18-006 | Sterilizing Units, Liquid | Sterilizing Units, Liquid | 2872 | NANOSONICS | TROPHON EPR SYSTEM | 1 | 118D21601A | AF ULTRASOUND | Common Area | Non Life Support | IES | ASP_GE | 88 | 5 | 0 | 2017-09-14 | Canyons/Desert
11800-American Fork Hospital | 21601 | Ultrasound | 11800-American Fork Hospital | 21601-Ultrasound | 11800~000000008312 | 918671 | TR088048061 |  | 18-006 | Sterilizing Units, Liquid | Sterilizing Units, Liquid | 2873 | NANOSONICS | TROPHON EPR SYSTEM | 1 | 118D21601A | AF ULTRASOUND | Us 1 | Non Life Support | IES | ASP_GE | 11 | 5 | 4 | 2024-02-08 | Canyons/Desert
11800-American Fork Hospital | 70519 | Maternal Fetal Medicine | 11800-American Fork Hospital | 70519-Maternal Fetal Medicine | 11800~000000006158 | 833661 | 88041-113 | TRO88041113 | 18-006 | Sterilizing Units, Liquid | Sterilizing Units, Liquid | 2875 | NANOSONICS | TROPHON EPR SYSTEM | 1 | 118D70519A | AF MATERNAL FETAL MEDICINE | Common Area | Non Life Support | IES | ASP_GE | 79 | 15 | 8 | 2018-06-08 | Canyons/Desert
12000-Bear River Valley Hospital | 21101 | Radiology | 12000-Bear River Valley Hospital | 21101-Radiology | 12000~000000000544 | 537464 | 20327-030 | 20327-030 | 18-006 | Sterilizing Units, Liquid | Sterilizing Units, Liquid | 2876 | NANOSONICS | TROPHON EPR SYSTEM | 1 | 120D21101A | BR RADIOLOGY | Ultrasound Rm | Non Life Support | BRV_CE | BRVCREW7CE | 143 | 5 | 0 | 2013-02-28 | Canyons/Desert
12200-Cassia Regional Hospital | 21601 | Ultrasound | 12200-Cassia Regional Hospital | 21001-Imaging Administration | 12200~000000003014 | 848944 | 142293-043 | TRO142293043 | 18-006 | Sterilizing Units, Liquid | Sterilizing Units, Liquid | 2877 | NANOSONICS | TROPHON EPR SYSTEM | 1 | 122D21001A | CA IMAGING ADMINISTRATION | Unspecified | Non Life Support | CRMC_CE | CASSIACREW | 70 | 15 | 9 | 2019-03-26 | Canyons/Desert
12200-Cassia Regional Hospital | 21601 | Ultrasound | 12200-Cassia Regional Hospital | 70001-Spring Creek Womens Health | 12200~000000002492 | 815127 | TRO24269006 | TRO24269006 | 18-006 | Sterilizing Units, Liquid | Sterilizing Units, Liquid | 2878 | NANOSONICS | TROPHON EPR SYSTEM | 1 | 122D70001A | CA SPRING CREEK WOMENS CNTR | Unspecified | Non Life Support | CRMC_CE | CASSIACREW | 109 | 15 | 6 | 2015-12-21 | Canyons/Desert
12500-Delta Community Hospital | 21101 | Radiology | 12500-Delta Community Hospital | 21101-Radiology | 12500~000000000850 | 830037 | 27714-042 | TRO27714042 | 18-006 | Sterilizing Units, Liquid | Sterilizing Units, Liquid | 2881 | NANOSONICS | TROPHON EPR SYSTEM | 1 | 125D21101A | DL XRAY | Unspecified | Non Life Support | IES | ASP_GE | 80 | 5 | 0 | 2018-05-23 | Canyons/Desert
12600-St George Regional Hospital | 14001 | Labor and Delivery Rooms | 40000-Intermountain Medical Group | 74032-Womens Health Specialists | 12600~000000019317 | 852016 | 88061-085 | TRO88061085 | 18-006 | Sterilizing Units, Liquid | Sterilizing Units, Liquid | 2882 | NANOSONICS | TROPHON EPR SYSTEM | 1 | 400D74032A | MG WOMENS HEALTH SPECIALISTS | Common Area | Non Life Support | IES | ASP_GE | 73 | 15 | 9 | 2018-12-11 | Canyons/Desert
12600-St George Regional Hospital | 21601 | Ultrasound | 11300-Supply Chain Organization | 32213-Asset Recovery - SLC | 12600~000000015328 | 821366 | 27709-021 | TRO27709021 | 18-006 | Sterilizing Units, Liquid | Sterilizing Units, Liquid | 2883 | NANOSONICS | TROPHON EPR SYSTEM | 1 | 113D32213C | SC ASSET RECOVERY AIRPORT WHS | Received | Non Life Support | IES | ASP_GE | 88 | 5 | 0 | 2017-09-22 | Canyons/Desert
12600-St George Regional Hospital | 21601 | Ultrasound | 12600-St George Regional Hospital | 21601-Ultrasound | 12600~000000015311 | 821287 | 77992-025 | TRO77992025 | 18-006 | Sterilizing Units, Liquid | Sterilizing Units, Liquid | 2886 | NANOSONICS | TROPHON EPR SYSTEM | 1 | 126D21601C | SG ULT SOUND HURRICANE | Unspecified | Non Life Support | IES | ASP_GE | 92 | 15 | 7 | 2017-05-10 | Canyons/Desert
12700-Fillmore Community Hospital | 21101 | Radiology | 12700-Fillmore Community Hospital | 21101-Radiology | 12700~000000000510 | 726120 | 24277-013 | TRO24277013 | 18-006 | Sterilizing Units, Liquid | Sterilizing Units, Liquid | 2889 | NANOSONICS | TROPHON EPR SYSTEM | 1 | 127D21101A | FL RADIOLOGY | Unspecified | Non Life Support | IES | ASP_GE | 128 | 7 | 0 | 2014-05-07 | Canyons/Desert
12800-LDS Hospital | 21601 | Ultrasound | 12800-LDS Hospital | 21001-Imaging Administration | 12800~000000012561 | 808215 | 52380020 | TRO52380020 | 18-006 | Sterilizing Units, Liquid | Sterilizing Units, Liquid | 2891 | NANOSONICS | TROPHON EPR SYSTEM | 1 | 128D21001A | LD IMAGING ADMIN L1 | Unspecified | Non Life Support | IES | ASP_GE | 106 | 7 | 0 | 2016-03-08 | Canyons/Desert
12800-LDS Hospital | 21601 | Ultrasound | 12800-LDS Hospital | 21601-Ultrasound | 12800~000000012562 | 808218 | 52380024 | TRO52380024 | 18-006 | Sterilizing Units, Liquid | Sterilizing Units, Liquid | 2894 | NANOSONICS | TROPHON EPR SYSTEM | 1 | 128D21601A | LD ULTRASOUND L1 | Unspecified | Non Life Support | IES | ASP_GE | 106 | 7 | 0 | 2016-03-14 | Canyons/Desert
12800-LDS Hospital | 70519 | Maternal Fetal Medicine | 12800-LDS Hospital | 70519-Maternal Fetal Medicine | 12800~000000012748 | 855985 | 64606-52 |  | 18-006 | Sterilizing Units, Liquid | Sterilizing Units, Liquid | 2895 | NANOSONICS | TROPHON EPR SYSTEM | 1 | 128D70519A | LD MATERNAL FETAL MED L4 | Unspecified | Non Life Support | IES | ASP_GE | 99 | 15 | 7 | 2016-10-06 | Canyons/Desert
12800-LDS Hospital | 70519 | Maternal Fetal Medicine | 12800-LDS Hospital | 70519-Maternal Fetal Medicine | 12800~000000016825 | 920539 | 64606-052 |  | 18-006 | Sterilizing Units, Liquid | Sterilizing Units, Liquid | 2896 | NANOSONICS | TROPHON EPR SYSTEM | 1 | 128D70519A | LD MATERNAL FETAL MED L4 | Unspecified | Non Life Support | LDSH_CE | LDSCE2 | 9 | 5 | 4 | 2024-04-08 | Canyons/Desert
12900-Layton Hospital | 21001 | Imaging Administration | 12900-Layton Hospital | 21301-Imaging Recovery | 12900~000000001967 | 838497 | 142281-082 | TRO142281082 | 18-006 | Sterilizing Units, Liquid | Sterilizing Units, Liquid | 2897 | NANOSONICS | TROPHON EPR SYSTEM | 1 | 129D21301A | LA IMAGING RECOVERY | Unspecified | Non Life Support | LA_CE | LACREW10CE | 76 | 15 | 9 | 2018-09-28 | Canyons/Desert
13000-Logan Regional Hospital | 21601 | Ultrasound | 13000-Logan Regional Hospital | 21601-Ultrasound | 13000~000000006894 | 825051 | 88013-073 | TRO88013073 | 18-006 | Sterilizing Units, Liquid | Sterilizing Units, Liquid | 2899 | NANOSONICS | TROPHON EPR SYSTEM | 1 | 130D21601A | LO ULTRASOUND | Ultrasound 12 | Non Life Support | LRH_CE | LRHCREW7CE | 85 | 15 | 8 | 2017-12-29 | Canyons/Desert
13000-Logan Regional Hospital | 70519 | Maternal Fetal Medicine | 13000-Logan Regional Hospital | 21501-Mammography | 13000~000000005178 | 728067 | 24275-037 | TRO24275037 | 18-006 | Sterilizing Units, Liquid | Sterilizing Units, Liquid | 2900 | NANOSONICS | TROPHON EPR SYSTEM | 1 | 130D21501A | LO MAMMOGRAPHY | Mammography | Non Life Support | LRH_CE | LRHCREW7CE | 121 | 7 | 0 | 2014-12-15 | Canyons/Desert
13200-McKay-Dee Hospital Center | 15541 | Women and Children Admin | 13200-McKay-Dee Hospital Center | 70519-Maternal Fetal Medicine | 13200~000000017009 | 816425 | 36807-045 | TRO36807045 | 18-006 | Sterilizing Units, Liquid | Sterilizing Units, Liquid | 2902 | NANOSONICS | TROPHON EPR SYSTEM | 1 | 132D70519A | MK MATERNAL FETAL MED 4TH FLR | Unspecified | Non Life Support | MKDHC_CE | MKDCREW9CE | 110 | 5 | 0 | 2015-11-23 | Canyons/Desert
13200-McKay-Dee Hospital Center | 25501 | Radiation Center | 13200-McKay-Dee Hospital Center | 22107-Post Anesthesia Care Unit-PACU | 13200~000000018063 | 817085 | 69712-040 | TRO69712040 | 18-006 | Sterilizing Units, Liquid | Sterilizing Units, Liquid | 2905 | NANOSONICS | TROPHON EPR SYSTEM | 1 | 132D22107A | MK RECOVERY 2ND FLR | Common Area | Non Life Support | MKDHC_CE | MKDCREW9CE | 94 | 7 | 0 | 2017-03-20 | Canyons/Desert
13400-Orem Community Hospital | 21101 | Radiology | 13400-Orem Community Hospital | 21101-Radiology | 13400~000000002150 | 857536 | 36899-034 |  | 18-006 | Sterilizing Units, Liquid | Sterilizing Units, Liquid | 2906 | NANOSONICS | TROPHON EPR SYSTEM | 1 | 134D21101A | OR RADIOLOGY | Ultrasound | Non Life Support | IES | ASP_GE | 60 | 5 | 0 | 2020-01-20 | Canyons/Desert
13900-Riverton Hospital | 21601 | Ultrasound | 13900-Riverton Hospital | 21101-Radiology | 13900~000000005121 | 811060 | 61918-038 | TRO61918038 | 18-006 | Sterilizing Units, Liquid | Sterilizing Units, Liquid | 2912 | NANOSONICS | TROPHON EPR SYSTEM | 1 | 139D21101A | RV RADIOLOGY | Ultrasound 1 | Non Life Support | RH_CE | RVHCREW3CE | 101 | 7 | 0 | 2016-08-03 | Canyons/Desert
13900-Riverton Hospital | 21601 | Ultrasound | 13900-Riverton Hospital | 21601-Ultrasound | 13900~000000005122 | 811061 | 61917-028 | TRO61917028 | 18-006 | Sterilizing Units, Liquid | Sterilizing Units, Liquid | 2913 | NANOSONICS | TROPHON EPR SYSTEM | 1 | 139D21601A | RV ULTRASOUND | Unspecified | Non Life Support | RH_CE | RVHCREW3CE | 101 | 7 | 0 | 2016-08-03 | Canyons/Desert
13900-Riverton Hospital | 21601 | Ultrasound | 13900-Riverton Hospital | 21601-Ultrasound | 13900~000000005370 | 816575 | 68734-020 | TRO68734020 | 18-006 | Sterilizing Units, Liquid | Sterilizing Units, Liquid | 2914 | NANOSONICS | TROPHON EPR SYSTEM | 1 | 139D21601A | RV ULTRASOUND | Unspecified | Non Life Support | RH_CE | RVHCREW3CE | 97 | 7 | 0 | 2016-12-28 | Canyons/Desert
14000-Sanpete Valley Hospital | 21101 | Radiology | 14000-Sanpete Valley Hospital | 21101-Radiology | 14000~000000000795 | 816642 | 64598-036 | TRO64598036 | 18-006 | Sterilizing Units, Liquid | Sterilizing Units, Liquid | 2915 | NANOSONICS | TROPHON EPR SYSTEM | 1 | 140D21101A | SP RADIOLOGY | Unspecified | Non Life Support | IES | ASP_GE | 101 | 15 | 7 | 2016-08-31 | Canyons/Desert
14200-Sevier Valley Hospital | 21101 | Radiology | 14200-Sevier Valley Hospital | 21101-Radiology | 14200~000000001193 | 819049 | 72317-057 | TRO72317059 | 18-006 | Sterilizing Units, Liquid | Sterilizing Units, Liquid | 2917 | NANOSONICS | TROPHON EPR SYSTEM | 1 | 142D21101A | SV RADIOLOGY | Radiology | Non Life Support | IES | ASP_GE | 94 | 15 | 7 | 2017-03-28 | Canyons/Desert
14300-Park City Hospital | 21101 | Radiology | 14300-Park City Hospital | 21101-Radiology | 14300~000000002564 | 814727 | 66248-057 | TRO66248057 | 18-006 | Sterilizing Units, Liquid | Sterilizing Units, Liquid | 2918 | NANOSONICS | TROPHON EPR SYSTEM | 1 | 143D21101A | PK XRAY RADIOLOGY | Radiol Common Area | Non Life Support | LDSH_CE | LDSCE2 | 97 | 12 | 4 | 2016-12-16 | Canyons/Desert
14300-Park City Hospital | 21101 | Radiology | 14300-Park City Hospital | 21101-Radiology | 14300~000000002584 | 814728 | 66249-071 | TRO66249071 | 18-006 | Sterilizing Units, Liquid | Sterilizing Units, Liquid | 2919 | NANOSONICS | TROPHON EPR SYSTEM | 1 | 143D21101A | PK XRAY RADIOLOGY | Unspecified | Non Life Support | IES | ASP_GE | 97 | 7 | 0 | 2016-12-13 | Canyons/Desert
14400-Utah Valley Hospital | 21101 | Radiology | 14400-Utah Valley Hospital | 35019-Field Logistics-Utah Valley | 14400~000000020697 | 852102 | TRO88041113 | TRO88041113 | 18-006 | Sterilizing Units, Liquid | Sterilizing Units, Liquid | 2920 | NANOSONICS | TROPHON EPR SYSTEM | 1 | 144D35019A | SC MATERIALS MGMT UV | Unspecified | Non Life Support | IES | ASP_GE | 72 | 15 | 9 | 2019-01-27 | Canyons/Desert
14400-Utah Valley Hospital | 21601 | Ultrasound | 11300-Supply Chain Organization | 21003-Imaging Equipment Services | 14400~000000008065 | 560059 | 19717-011 | TRO19717011 | 18-006 | Sterilizing Units, Liquid | Sterilizing Units, Liquid | 2923 | NANOSONICS | TROPHON EPR SYSTEM | 1 | 113D21003A | LP IMAGING EQUIPMENT SERVICES | Unspecified | Non Life Support | IES | ASP_GE | 137 | 10 | 0 | 2013-08-28 | Canyons/Desert
14400-Utah Valley Hospital | 21601 | Ultrasound | 14400-Utah Valley Hospital | 21601-Ultrasound | 14400~000000008066 | 560058 | 24261-057 | TRO24261057 | 18-006 | Sterilizing Units, Liquid | Sterilizing Units, Liquid | 2924 | NANOSONICS | TROPHON EPR SYSTEM | 1 | 144D21601A | UV ULTRASOUND | Common Area | Non Life Support | IES | ASP_GE | 137 | 10 | 0 | 2013-08-28 | Canyons/Desert
14400-Utah Valley Hospital | 21601 | Ultrasound | 14400-Utah Valley Hospital | 21601-Ultrasound | 14400~000000020698 | 852104 | 88072-130 | TRO88072130 | 18-006 | Sterilizing Units, Liquid | Sterilizing Units, Liquid | 2925 | NANOSONICS | TROPHON EPR SYSTEM | 1 | 144D21601A | UV ULTRASOUND | Unspecified | Non Life Support | IES | ASP_GE | 69 | 15 | 9 | 2019-04-23 | Canyons/Desert
14400-Utah Valley Hospital | 70519 | Maternal Fetal Medicine | 14400-Utah Valley Hospital | 70519-Maternal Fetal Medicine | 14400~000000024071 | 896430 | 88030-010 |  | 18-006 | Sterilizing Units, Liquid | Sterilizing Units, Liquid | 2931 | NANOSONICS | TROPHON EPR SYSTEM | 1 | 144D70519A | UV MATERNAL FETAL MEDICINE | Unspecified | Non Life Support | IES | ASP_GE | 29 | 5 | 3 | 2022-08-09 | Canyons/Desert
14400-Utah Valley Hospital | 70519 | Maternal Fetal Medicine | 14400-Utah Valley Hospital | 70519-Maternal Fetal Medicine | 14400~000000026590 | 850068 | 142279-054 | TRO142279054 | 18-006 | Sterilizing Units, Liquid | Sterilizing Units, Liquid | 2934 | NANOSONICS | TROPHON EPR SYSTEM | 1 | 144D70519A | UV MATERNAL FETAL MEDICINE | Unspecified | Non Life Support | UVH_CE | UVCREW3_CE | 67 | 15 | 9 | 2019-06-12 | Canyons/Desert
14400-Utah Valley Hospital | 70519 | Maternal Fetal Medicine | 14400-Utah Valley Hospital | 74161-Utah Valley MFM | 14400~000000014277 | 809788 | 36807-040 | TRO36807040 | 18-006 | Sterilizing Units, Liquid | Sterilizing Units, Liquid | 2935 | NANOSONICS | TROPHON EPR SYSTEM | 1 | 144D74161A | UV MG UVC MATERNL FETAL MED 2C | Unspecified | Non Life Support | IES | ASP_GE | 117 | 15 | 5 | 2015-04-24 | Canyons/Desert
14600-Cedar City Hospital | 21601 | Ultrasound | 14600-Cedar City Hospital | 21601-Ultrasound | 14600~000000002321 | 800469 | 21138-017-1 | TRO21138017 | 18-006 | Sterilizing Units, Liquid | Sterilizing Units, Liquid | 2937 | NANOSONICS | TROPHON EPR SYSTEM | 1 | 146D21601A | CC ULTRASOUND | Ultrasound Rm 2 | Non Life Support | IES | ASP_GE | 112 | 5 | 0 | 2015-09-30 | Canyons/Desert
15400-Intermountain Medical Center | 21601 | Ultrasound | 15400-Intermountain Medical Center | 21001-Imaging Administration | 15400~000000027858 | 807664 | TRO52380-021 | TRO52380021 | 18-006 | Sterilizing Units, Liquid | Sterilizing Units, Liquid | 2941 | NANOSONICS | TROPHON EPR SYSTEM | 1 | 154D21001A | IM IMAGING ADMIN TOWER TLL1 | Unspecified | Non Life Support | IMC_CE | IMCCE1A | 106 | 7 | 0 | 2016-03-09 | Canyons/Desert
15400-Intermountain Medical Center | 21601 | Ultrasound | 15400-Intermountain Medical Center | 21001-Imaging Administration | 15400~000000027862 | 807661 | TRO52380-022 | TRO52380022 | 18-006 | Sterilizing Units, Liquid | Sterilizing Units, Liquid | 2942 | NANOSONICS | TROPHON EPR SYSTEM | 1 | 154D21001A | IM IMAGING ADMIN TOWER TLL1 | Unspecified | Non Life Support | IMC_CE | IMCCE1A | 105 | 7 | 0 | 2016-04-25 | Canyons/Desert
15400-Intermountain Medical Center | 21601 | Ultrasound | 15400-Intermountain Medical Center | 21001-Imaging Administration | 15400~000000029298 | 816977 | TRO34067-012 | TRO34067012 | 18-006 | Sterilizing Units, Liquid | Sterilizing Units, Liquid | 2943 | NANOSONICS | TROPHON EPR SYSTEM | 1 | 154D21001A | IM IMAGING ADMIN TOWER TLL1 | Bldg C Imaging Admin | Non Life Support | IMC_CE | IMCCE1A | 112 | 7 | 0 | 2015-09-25 | Canyons/Desert
15400-Intermountain Medical Center | 21601 | Ultrasound | 15400-Intermountain Medical Center | 21001-Imaging Administration | 15400~000000029299 | 816980 | TRO18398012 | TRO18398012 | 18-006 | Sterilizing Units, Liquid | Sterilizing Units, Liquid | 2944 | NANOSONICS | TROPHON EPR SYSTEM | 1 | 154D21001A | IM IMAGING ADMIN TOWER TLL1 | Bldg C Imaging Admin | Non Life Support | IMC_CE | IMCCE1A | 112 | 7 | 0 | 2015-09-25 | Canyons/Desert
15400-Intermountain Medical Center | 21601 | Ultrasound | 15400-Intermountain Medical Center | 21601-Ultrasound | 15400~000000033697 | 849618 | 36780-028 | TRO36780028 | 18-006 | Sterilizing Units, Liquid | Sterilizing Units, Liquid | 2945 | NANOSONICS | TROPHON EPR SYSTEM | 1 | 154D21601A | IM ULTRASOUND TLL1 | Unspecified | Non Life Support | IMC_CE | IMCCE1A | 67 | 5 | 0 | 2019-06-04 | Canyons/Desert
15400-Intermountain Medical Center | 21601 | Ultrasound | 15400-Intermountain Medical Center | 21601-Ultrasound | 15400~000000033793 | 850951 | 143828-143 | TRO143828143 | 18-006 | Sterilizing Units, Liquid | Sterilizing Units, Liquid | 2946 | NANOSONICS | TROPHON EPR SYSTEM | 1 | 154D21601A | IM ULTRASOUND TLL1 | Unspecified | Non Life Support | IMC_CE | IMCCE1A | 67 | 7 | 1 | 2019-06-11 | Canyons/Desert
15400-Intermountain Medical Center | 21611 | Ultrasound TOSH | 37000-The Orthopedic Specialty Hosp | 21601-Ultrasound | 15400~000000042515 | 728063 | 21945-045 | TRO21945045 | 18-006 | Sterilizing Units, Liquid | Sterilizing Units, Liquid | 2947 | NANOSONICS | TROPHON EPR SYSTEM | 1 | 370D21601A | TO ULTRASOUND BLDG 4 L1 | Unspecified | Non Life Support | IES | ASP_GE | 120 | 5 | 0 | 2015-01-08 | Canyons/Desert
15400-Intermountain Medical Center | 70519 | Maternal Fetal Medicine | 15400-Intermountain Medical Center | 70519-Maternal Fetal Medicine | 15400~000000035057 | 855813 | 27726026 |  | 18-006 | Sterilizing Units, Liquid | Sterilizing Units, Liquid | 2948 | NANOSONICS | TROPHON EPR SYSTEM | 1 | 154D70519A | IM MATERNAL FETAL MEDICINE GL1 | Unspecified | Non Life Support | IMC_CE | IMCCE1A | 62 | 5 | 0 | 2019-11-18 | Canyons/Desert
40000-Intermountain Medical Group | 42944 | Alta View Clinic Admin | 11600-Alta View Hospital | 21601-Ultrasound | 40000~000000024907 | 856336 | TRO88063064 | TRO88063064 | 18-006 | Sterilizing Units, Liquid | Sterilizing Units, Liquid | 2953 | NANOSONICS | TROPHON EPR SYSTEM | 1 | 116D21601A | AV ULTRASOUND | Unspecified | Non Life Support | RH_CE | RVHCREW3CE | 73 | 15 | 9 | 2018-12-12 | Canyons/Desert
40000-Intermountain Medical Group | 42945 | Layton PW Administration | 40000-Intermountain Medical Group | 74272-Layton Parkway Womens Health | 40000~000000023759 | 832187 | 88037-037 | TRO88037037 | 18-006 | Sterilizing Units, Liquid | Sterilizing Units, Liquid | 2954 | NANOSONICS | TROPHON EPR SYSTEM | 1 | 400D74272A | MG LA PW WOMENS HEALTH STE 2B | Unspecified | Non Life Support | LA_CE | LACREW10CE | 79 | 15 | 8 | 2018-06-25 | Canyons/Desert
40000-Intermountain Medical Group | 73025 | Bountiful Clinic Admin | 40000-Intermountain Medical Group | 73025-Bountiful Clinic Admin | 40000~000000023223 | 845878 | 87115035 | TRO87115035 | 18-006 | Sterilizing Units, Liquid | Sterilizing Units, Liquid | 2956 | NANOSONICS | TROPHON EPR SYSTEM | 1 | 400D73025A | MG BOUNTIFUL CLINIC L1 | Unspecified | Non Life Support | LA_CE | LACREW10CE | 86 | 15 | 8 | 2017-11-28 | Canyons/Desert
40000-Intermountain Medical Group | 74032 | Womens Health Specialists | 40000-Intermountain Medical Group | 74032-Womens Health Specialists | 40000~000000018705 | 808395 | 52387-056 | TRO52387056 | 18-006 | Sterilizing Units, Liquid | Sterilizing Units, Liquid | 2961 | NANOSONICS | TROPHON EPR SYSTEM | 1 | 400D74032A | MG WOMENS HEALTH SPECIALISTS | Common Area | Non Life Support | IES | ASP_GE | 104 | 5 | 0 | 2016-05-25 | Canyons/Desert
40000-Intermountain Medical Group | 74032 | Womens Health Specialists | 40000-Intermountain Medical Group | 74032-Womens Health Specialists | 40000~000000025286 | 852112 | 88048-043 | TRO88048043-TRO8804943 | 18-006 | Sterilizing Units, Liquid | Sterilizing Units, Liquid | 2962 | NANOSONICS | TROPHON EPR SYSTEM | 1 | 400D74032A | MG WOMENS HEALTH SPECIALISTS | Unspecified | Non Life Support | IES | ASP_GE | 76 | 15 | 9 | 2018-09-17 | Canyons/Desert
40000-Intermountain Medical Group | 74041 | St George Maternal Fetal Medic | 40000-Intermountain Medical Group | 74041-St George Maternal Fetal Medic | 40000~000000027080 | 852131 | 88048-070 | TRO88048070-TRO88048043 | 18-006 | Sterilizing Units, Liquid | Sterilizing Units, Liquid | 2963 | NANOSONICS | TROPHON EPR SYSTEM | 1 | 400D74041A | MG SG MATERNAL FETAL MED | Unspecified | Non Life Support | IES | ASP_GE | 73 | 15 | 9 | 2018-12-11 | Canyons/Desert
40000-Intermountain Medical Group | 74041 | St George Maternal Fetal Medic | 40000-Intermountain Medical Group | 74135-Salt Lake Clinic - Radiology | 40000~000000017988 | 743621 | 37042-044 | TRO37042044 | 18-006 | Sterilizing Units, Liquid | Sterilizing Units, Liquid | 2965 | NANOSONICS | TROPHON EPR SYSTEM | 1 | 400D74135C | MG SL CLINIC MAMMOGRAPHY | Unspecified | Non Life Support | IES | ASP_GE | 106 | 14.75 | 5.75 | 2016-03-18 | Canyons/Desert
40000-Intermountain Medical Group | 74079 | Intrmtn Urological Institute | 40000-Intermountain Medical Group | 74079-Intrmtn Urological Institute | 40000~000000022402 | 827541 | 86061-009 | TRO86061009 | 18-006 | Sterilizing Units, Liquid | Sterilizing Units, Liquid | 2970 | NANOSONICS | TROPHON EPR SYSTEM | 1 | 400D74079A | MG UROLOGICAL INST STE 720 | Unspecified | Non Life Support | IES | ASP_GE | 86 | 15 | 8 | 2017-11-28 | Canyons/Desert
40000-Intermountain Medical Group | 74105 | Intermountain Nurse Midwives | 40000-Intermountain Medical Group | 74105-Intermountain Nurse Midwives | 40000~000000023598 | 832622 | 86061-007 | TRO86061007 | 18-006 | Sterilizing Units, Liquid | Sterilizing Units, Liquid | 2972 | NANOSONICS | TROPHON EPR SYSTEM | 1 | 400D74105A | MG IM NURSE MIDWIVES STE 170 | Unspecified | Non Life Support | IES | ASP_GE | 86 | 15 | 8 | 2017-11-28 | Canyons/Desert
40000-Intermountain Medical Group | 74106 | Intrmtn OB-GYN Specialists | 40000-Intermountain Medical Group | 74106-Intrmtn OB-GYN Specialists | 40000~000000022403 | 827539 | 86061-006 | TRO86061006 | 18-006 | Sterilizing Units, Liquid | Sterilizing Units, Liquid | 2973 | NANOSONICS | TROPHON EPR SYSTEM | 1 | 400D74106A | MG OBGYN STE 120 | Inst. Clean Lab | Non Life Support | IES | ASP_GE | 86 | 15 | 8 | 2017-11-28 | Canyons/Desert
40000-Intermountain Medical Group | 74161 | Utah Valley MFM | 14400-Utah Valley Hospital | 21101-Radiology | 40000~000000022382 | 826729 | 87115-017 | TRO87115017 | 18-006 | Sterilizing Units, Liquid | Sterilizing Units, Liquid | 2977 | NANOSONICS | TROPHON EPR SYSTEM | 1 | 144D21101A | UV RADIOLOGY | Unspecified | Non Life Support | IES | ASP_GE | 83 | 5 | 0 | 2018-02-09 | Canyons/Desert
40000-Intermountain Medical Group | 74170 | Southridge Clinic OB-GYN | 40000-Intermountain Medical Group | 74170-Southridge Clinic OB-GYN | 40000~000000026758 | 855735 | 144093-075 |  | 18-006 | Sterilizing Units, Liquid | Sterilizing Units, Liquid | 2978 | NANOSONICS | TROPHON EPR SYSTEM | 1 | 400D74170A | MG SOUTHRIDGE OBGYN | Unspecified | Non Life Support | RH_CE | RVHCREW3CE | 63 | 15 | 10 | 2019-10-18 | Canyons/Desert
40000-Intermountain Medical Group | 74171 | Budge Clinic OB-GYN | 40000-Intermountain Medical Group | 74171-Budge Clinic OB-GYN | 40000~000000023761 | 832227 | TRO87115028 | TRO87115028 | 18-006 | Sterilizing Units, Liquid | Sterilizing Units, Liquid | 2979 | NANOSONICS | TROPHON EPR SYSTEM | 1 | 400D74171A | MG BUDGE OBGYN CLINIC | Unspecified | Non Life Support | LRH_CE | LRHCREW7CE | 78 | 5 | 0 | 2018-07-13 | Canyons/Desert
40000-Intermountain Medical Group | 74171 | Budge Clinic OB-GYN | 40000-Intermountain Medical Group | 74171-Budge Clinic OB-GYN | 40000~000000025543 | 846456 | 87115-028 |  | 18-006 | Sterilizing Units, Liquid | Sterilizing Units, Liquid | 2980 | NANOSONICS | TROPHON EPR SYSTEM | 1 | 400D74171A | MG BUDGE OBGYN CLINIC | Back Hall | Non Life Support | LRH_CE | LRHCREW7CE | 71 | 5 | 0 | 2019-02-28 | Canyons/Desert
40000-Intermountain Medical Group | 74315 | Layton Clinic Radiology | 13200-McKay-Dee Hospital Center | 21101-Radiology | 40000~000000026104 | 808324 | 52385-039 | TRO52385039 | 18-006 | Sterilizing Units, Liquid | Sterilizing Units, Liquid | 2983 | NANOSONICS | TROPHON EPR SYSTEM | 1 | 132D21101B | MK LAYTON CLINIC RADIOLOGY | Unspecified | Non Life Support | MKDHC_CE | MKDCREW9CE | 105 | 15 | 6 | 2016-04-27 | Canyons/Desert
44000-Saltzer Medical Group Inc | 79651 | Nampa-North Nephrology | 44000-Saltzer Medical Group Inc | 79651-Nampa-North Nephrology | 44000~000000001169 | 888380 | TBD004 |  | 18-006 | Sterilizing Units, Liquid | Sterilizing Units, Liquid | 2985 | NANOSONICS | TROPHON EPR SYSTEM | 1 | 440D79651B | SZ N NAMPA OBGYN | Unspecified | Non Life Support | IES | ASP_GE | 37 | 5 | 2 | 2021-12-09 | Canyons/Desert
44000-Saltzer Medical Group Inc | 79680 | Ten Mile Pain Management | 44000-Saltzer Medical Group Inc | 79680-Ten Mile Pain Management | 44000~000000001170 | 888381 | TBD005 |  | 18-006 | Sterilizing Units, Liquid | Sterilizing Units, Liquid | 2986 | NANOSONICS | TROPHON EPR SYSTEM | 1 | 440D79680B | SZ TEN MILE PAIN CLINIC | Unspecified | Non Life Support | IES | ASP_GE | 37 | 5 | 2 | 2021-12-09 | Canyons/Desert
44000-Saltzer Medical Group Inc | 79715 | Ten Mile Imaging | 44000-Saltzer Medical Group Inc | 79715-Ten Mile Imaging | 44000~000000001171 | 888382 | TBD006 |  | 18-006 | Sterilizing Units, Liquid | Sterilizing Units, Liquid | 2987 | NANOSONICS | TROPHON EPR SYSTEM | 1 | 440D79715A | SZ TEN MILE IMAGING | Unspecified | Non Life Support | IES | ASP_GE | 37 | 5 | 2 | 2021-12-09 | Canyons/Desert
44000-Saltzer Medical Group Inc | 79715 | Ten Mile Imaging | 44000-Saltzer Medical Group Inc | 79715-Ten Mile Imaging | 44000~000000001172 | 888383 | TBD007 |  | 18-006 | Sterilizing Units, Liquid | Sterilizing Units, Liquid | 2988 | NANOSONICS | TROPHON EPR SYSTEM | 1 | 440D79715A | SZ TEN MILE IMAGING | Unspecified | Non Life Support | IES | ASP_GE | 37 | 5 | 2 | 2021-12-09 | Canyons/Desert
11600-Alta View Hospital | 21201 | Magnetic Res Imaging - MRI | 11600-Alta View Hospital | 21001-Imaging Administration | 11600~000000009655 | 911372 | 441128-019 | TRO441128019 | 18-006 | Sterilizing Units, Liquid | Sterilizing Units, Liquid | 2863 | NANOSONICS | TROPHON2 | 1 | 116D21001A | AV IMAGING | Unspecified | Non Life Support | RH_CE | RVHCREW3CE | 17 | 15 | 14 | 2023-08-17 | Canyons/Desert
11600-Alta View Hospital | 21201 | Magnetic Res Imaging - MRI | 11600-Alta View Hospital | 21001-Imaging Administration | 11600~000000009656 | 911373 | 441128-027 | TRO441128027 | 18-006 | Sterilizing Units, Liquid | Sterilizing Units, Liquid | 2864 | NANOSONICS | TROPHON2 | 1 | 116D21001A | AV IMAGING | Unspecified | Non Life Support | RH_CE | RVHCREW3CE | 17 | 15 | 14 | 2023-08-17 | Canyons/Desert
11600-Alta View Hospital | 21601 | Ultrasound | 11600-Alta View Hospital | 21001-Imaging Administration | 11600~000000006825 | 749870 |  |  | 18-006 | Sterilizing Units, Liquid | Sterilizing Units, Liquid | 2865 | NANOSONICS | TROPHON2 | 1 | 116D21001A | AV IMAGING | Unspecified | Non Life Support |  |  | 71 | 15 | 9 | 2019-02-08 | Canyons/Desert
11800-American Fork Hospital | 20102 | Emergency Dept - Satellite | 11800-American Fork Hospital | 20102-Emergency Dept - Satellite | 11800~000000008256 | 914184 | 490566-007 |  | 18-006 | Sterilizing Units, Liquid | Sterilizing Units, Liquid | 2869 | NANOSONICS | TROPHON2 | 1 | 118D20102A | SS EMERGENCY DEPT SATELLITE | Equipment Storage | Non Life Support | AFH_CE | AFCREW3_CE | 14 | 15 | 14 | 2023-11-15 | Canyons/Desert
11800-American Fork Hospital | 21301 | Imaging Recovery | 11800-American Fork Hospital | 21301-Imaging Recovery | 11800~000000007448 |  |  |  | 18-006 | Sterilizing Units, Liquid | Sterilizing Units, Liquid | 2870 | NANOSONICS | TROPHON2 | 1 | 118D21301A | AF IMAGING RECOVERY | Unspecified | Non Life Support |  |  | 41 | 15 | 12 | 2021-09-01 | Canyons/Desert
11800-American Fork Hospital | 21601 | Ultrasound | 11800-American Fork Hospital | 21601-Ultrasound | 11800~000000008313 | 918672 | 829792-010 |  | 18-006 | Sterilizing Units, Liquid | Sterilizing Units, Liquid | 2874 | NANOSONICS | TROPHON2 | 1 | 118D21601A | AF ULTRASOUND | Us 2 | Non Life Support | IES | ASP_GE | 11 | 5 | 4 | 2024-02-08 | Canyons/Desert
12200-Cassia Regional Hospital | 70001 | Spring Creek Womens Health | 12200-Cassia Regional Hospital | 70001-Spring Creek Womens Health | 12200~000000003748 | 915130 | 972575-015 |  | 18-006 | Sterilizing Units, Liquid | Sterilizing Units, Liquid | 2879 | NANOSONICS | TROPHON2 | 1 | 122D70001A | CA SPRING CREEK WOMENS CNTR | SpringCreekWomens Health | Non Life Support | CRMC_CE | CASSIACREW | 14 | 15 | 14 | 2023-11-28 | Canyons/Desert
12200-Cassia Regional Hospital | 70028 | Urology | 12200-Cassia Regional Hospital | 70028-Urology | 12200~000000004088 | 927724 | 972706-006 |  | 18-006 | Sterilizing Units, Liquid | Sterilizing Units, Liquid | 2880 | NANOSONICS | TROPHON2 | 1 | 122D70028A | CA UROLOGY | Unspecified | Non Life Support | CRMC_CE | CASSIACREW | 3 | 15 | 15 | 2024-10-29 | Canyons/Desert
12600-St George Regional Hospital | 21601 | Ultrasound | 12600-St George Regional Hospital | 14010-Mom Baby Unit | 12600~000000026982 | 913140 | 832793-003 |  | 18-006 | Sterilizing Units, Liquid | Sterilizing Units, Liquid | 2884 | NANOSONICS | TROPHON2 | 1 | 126D14010A | SG MATERNITY NURSING | Unspecified | Non Life Support | IES | ASP_GE | 17 | 15 | 14 | 2023-08-02 | Canyons/Desert
12600-St George Regional Hospital | 21601 | Ultrasound | 12600-St George Regional Hospital | 20102-Emergency Dept - Satellite | 12600~000000027275 | 913143 | 832814-022 |  | 18-006 | Sterilizing Units, Liquid | Sterilizing Units, Liquid | 2885 | NANOSONICS | TROPHON2 | 1 | 126D20102A | HU EMERGENCY DEPT SATELLITE | Unspecified | Non Life Support | IES | ASP_GE | 15 | 5 | 4 | 2023-10-09 | Canyons/Desert
12600-St George Regional Hospital | 21601 | Ultrasound | 12600-St George Regional Hospital | 21601-Ultrasound | 12600~000000026983 | 913141 | 832798-001 |  | 18-006 | Sterilizing Units, Liquid | Sterilizing Units, Liquid | 2887 | NANOSONICS | TROPHON2 | 1 | 126D21601A | SG ULTRASOUND | Unspecified | Non Life Support | IES | ASP_GE | 17 | 15 | 14 | 2023-08-02 | Canyons/Desert
12600-St George Regional Hospital | 21601 | Ultrasound | 12600-St George Regional Hospital | 21601-Ultrasound | 12600~000000026984 | 913142 | 832797-011 |  | 18-006 | Sterilizing Units, Liquid | Sterilizing Units, Liquid | 2888 | NANOSONICS | TROPHON2 | 1 | 126D21601A | SG ULTRASOUND | Unspecified | Non Life Support | IES | ASP_GE OEC | 17 | 15 | 14 | 2023-08-02 | Canyons/Desert
12800-LDS Hospital | 21501 | Mammography | 12800-LDS Hospital | 21501-Mammography | 12800~000000015867 | 894925 | 490565026 |  | 18-006 | Sterilizing Units, Liquid | Sterilizing Units, Liquid | 2890 | NANOSONICS | TROPHON2 | 1 | 128D21501A | LD MAMMOGRAPHY L1 | Unspecified | Non Life Support | LDSH_CE | LDSCE2 | 31 | 15 | 12 | 2022-06-02 | Canyons/Desert
12800-LDS Hospital | 21601 | Ultrasound | 12800-LDS Hospital | 21501-Mammography | 12800~000000016585 | 911393 | 832803-025 |  | 18-006 | Sterilizing Units, Liquid | Sterilizing Units, Liquid | 2892 | NANOSONICS | TROPHON2 | 1 | 128D21501A | LD MAMMOGRAPHY L1 | Unspecified | Non Life Support | LDSH_CE | LDSCE2 | 17 | 15 | 14 | 2023-08-10 | Canyons/Desert
12800-LDS Hospital | 21601 | Ultrasound | 12800-LDS Hospital | 21501-Mammography | 12800~000000016586 | 911391 | 832804-001 |  | 18-006 | Sterilizing Units, Liquid | Sterilizing Units, Liquid | 2893 | NANOSONICS | TROPHON2 | 1 | 128D21501A | LD MAMMOGRAPHY L1 | Unspecified | Non Life Support | LDSH_CE | LDSCE2 | 17 | 15 | 14 | 2023-08-10 | Canyons/Desert
13000-Logan Regional Hospital | 21101 | Radiology | 13000-Logan Regional Hospital | 21601-Ultrasound | 13000~000000012569 | 925338 | 972681-006 |  | 18-006 | Sterilizing Units, Liquid | Sterilizing Units, Liquid | 2898 | NANOSONICS | TROPHON2 | 1 | 130D21601A | LO ULTRASOUND | Ultrasound 11 | Non Life Support | LRH_CE | LRHCREW7CE | 10 | 5 | 4 | 2024-03-12 | Canyons/Desert
13200-McKay-Dee Hospital Center | 14001 | Labor and Delivery Rooms | 13200-McKay-Dee Hospital Center | 14001-Labor and Delivery Rooms | 13200~000000023000 | 869976 | 307406-014 | TRO307406014 | 18-006 | Sterilizing Units, Liquid | Sterilizing Units, Liquid | 2901 | NANOSONICS | TROPHON2 | 1 | 132D14001A | MK LABOR AND DELIVERY 4TH FLR | Standby L-D | Non Life Support | MKDHC_CE | MKDCREW9CE | 52 | 15 | 11 | 2020-09-22 | Canyons/Desert
13200-McKay-Dee Hospital Center | 21301 | Imaging Recovery | 13200-McKay-Dee Hospital Center | 21601-Ultrasound | 13200~000000022234 | 863208 | 285350-014 | TRO285350014 | 18-006 | Sterilizing Units, Liquid | Sterilizing Units, Liquid | 2903 | NANOSONICS | TROPHON2 | 1 | 132D21601A | MK ULTRASOUND 1ST FLR | Room 3 | Non Life Support | MKDHC_CE | MKDCREW9CE | 57 | 15 | 10 | 2020-04-27 | Canyons/Desert
13200-McKay-Dee Hospital Center | 21601 | Ultrasound | 13200-McKay-Dee Hospital Center | 21101-Radiology | 13200~000000022980 | 869933 | 307404-021 | TRO307404021 | 18-006 | Sterilizing Units, Liquid | Sterilizing Units, Liquid | 2904 | NANOSONICS | TROPHON2 | 1 | 132D21101A | MK RADIOLOGY 1ST FLR | Unspecified | Non Life Support | MKDHC_CE | MKDCREW9CE | 52 | 15 | 11 | 2020-09-17 | Canyons/Desert
13400-Orem Community Hospital | 21101 | Radiology | 13400-Orem Community Hospital | 21101-Radiology | 13400~000000002564 | 920570 | 972581-021 |  | 18-006 | Sterilizing Units, Liquid | Sterilizing Units, Liquid | 2907 | NANOSONICS | TROPHON2 | 1 | 134D21101A | OR RADIOLOGY | Radiology | Non Life Support | AFH_CE | AFCREW2_CE | 9 | 5 | 4 | 2024-04-10 | Canyons/Desert
13800-Primary Childrens Hospital | 21601 | Ultrasound | 13800-Primary Childrens Hospital | 21001-Imaging Administration | 13800~000000029595 | 889862 | 315526-008 | TRO315526008 | 18-006 | Sterilizing Units, Liquid | Sterilizing Units, Liquid | 2908 | NANOSONICS | TROPHON2 | 1 | 138D21001A | PC IMAGING L1 | Unspecified | Non Life Support | PCH_CE | PCHCREW11 | 51 | 15 | 11 | 2020-10-27 | Canyons/Desert
13800-Primary Childrens Hospital | 21601 | Ultrasound | 13800-Primary Childrens Hospital | 21001-Imaging Administration | 13800~000000029596 | 889864 | 316212-009 | TRO316212009 | 18-006 | Sterilizing Units, Liquid | Sterilizing Units, Liquid | 2909 | NANOSONICS | TROPHON2 | 1 | 138D21001A | PC IMAGING L1 | Unspecified | Non Life Support | PCH_CE | PCHCREW11 | 51 | 15 | 11 | 2020-10-27 | Canyons/Desert
13800-Primary Childrens Hospital | 21601 | Ultrasound | 13800-Primary Childrens Hospital | 21001-Imaging Administration | 13800~000000029599 | 889863 | 315526-009 | TRO315526009 | 18-006 | Sterilizing Units, Liquid | Sterilizing Units, Liquid | 2910 | NANOSONICS | TROPHON2 | 1 | 138D21001A | PC IMAGING L1 | Unspecified | Non Life Support | PCH_CE | PCHCREW11 | 51 | 15 | 11 | 2020-10-27 | Canyons/Desert
13800-Primary Childrens Hospital | 70038 | PC Fetal Center | 13800-Primary Childrens Hospital | 70038-PC Fetal Center | 13800~000000028387 | 863637 | 285351-023 | TRO285351023 | 18-006 | Sterilizing Units, Liquid | Sterilizing Units, Liquid | 2911 | NANOSONICS | TROPHON2 | 1 | 138D70038A | PC FETAL MEDICINE AREA I L4 | Soiled Laundry - 4I013 | Non Life Support | PCH_CE | PCHCREW11 | 55 | 15 | 10 | 2020-06-16 | Canyons/Desert
14100-Spanish Fork Hospital | 21101 | Radiology | 14100-Spanish Fork Hospital | 21101-Radiology | 14100~000000002299 | 878925 | 322010-013 |  | 18-006 | Sterilizing Units, Liquid | Sterilizing Units, Liquid | 2916 | NANOSONICS | TROPHON2 | 1 | 141D21101A | SF RADIOLOGY | Soiled Utility | Non Life Support | IES | ASP_GE | 46 | 5 | 1 | 2021-03-08 | Canyons/Desert
14400-Utah Valley Hospital | 21102 | Angiography | 14400-Utah Valley Hospital | 21102-Angiography | 14400~000000023889 |  |  |  | 18-006 | Sterilizing Units, Liquid | Sterilizing Units, Liquid | 2921 | NANOSONICS | TROPHON2 | 1 | 144D21102A | UV INTERVENTIONAL RADIOLOGY | Unspecified | Non Life Support |  |  | 36 | 15 | 12 | 2022-01-06 | Canyons/Desert
14400-Utah Valley Hospital | 21501 | Mammography | 14400-Utah Valley Hospital | 70085-Merrill Gappmayer Clinic | 14400~000000025773 | 913179 | 592915-009 |  | 18-006 | Sterilizing Units, Liquid | Sterilizing Units, Liquid | 2922 | NANOSONICS | TROPHON2 | 1 | 144D70085A | UV GAPPMEYER CLINIC | Unspecified | Non Life Support | UVH_CE | UVCREW1_CE | 21 | 15 | 13 | 2023-04-07 | Canyons/Desert
14400-Utah Valley Hospital | 21601 | Ultrasound | 14400-Utah Valley Hospital | 21601-Ultrasound | 14400~000000025713 | 908616 | 592909-019 | TRO592909019 | 18-006 | Sterilizing Units, Liquid | Sterilizing Units, Liquid | 2926 | NANOSONICS | TROPHON2 | 1 | 144D21601A | UV ULTRASOUND | Unspecified | Non Life Support | UVH_CE | UVCREW1_CE | 22 | 15 | 13 | 2023-03-30 | Canyons/Desert
14400-Utah Valley Hospital | 21601 | Ultrasound | 14400-Utah Valley Hospital | 21601-Ultrasound | 14400~000000025714 | 908617 | 592909-020 | TRO592909020 | 18-006 | Sterilizing Units, Liquid | Sterilizing Units, Liquid | 2927 | NANOSONICS | TROPHON2 | 1 | 144D21601A | UV ULTRASOUND | Unspecified | Non Life Support | UVH_CE | UVCREW1_CE | 22 | 15 | 13 | 2023-03-30 | Canyons/Desert
14400-Utah Valley Hospital | 21601 | Ultrasound | 14400-Utah Valley Hospital | 21601-Ultrasound | 14400~000000025715 | 908618 | 592909-021 | TRO592909021 | 18-006 | Sterilizing Units, Liquid | Sterilizing Units, Liquid | 2928 | NANOSONICS | TROPHON2 | 1 | 144D21601A | UV ULTRASOUND | Unspecified | Non Life Support | UVH_CE | UVCREW1_CE | 22 | 15 | 13 | 2023-03-30 | Canyons/Desert
14400-Utah Valley Hospital | 21601 | Ultrasound | 14400-Utah Valley Hospital | 21601-Ultrasound | 14400~000000025716 | 908619 | 592909-022 | TRO592909022 | 18-006 | Sterilizing Units, Liquid | Sterilizing Units, Liquid | 2929 | NANOSONICS | TROPHON2 | 1 | 144D21601A | UV ULTRASOUND | Unspecified | Non Life Support | UVH_CE | UVCREW1_CE | 22 | 15 | 13 | 2023-03-30 | Canyons/Desert
14400-Utah Valley Hospital | 70085 | Merrill Gappmayer Clinic | 14400-Utah Valley Hospital | 70085-Merrill Gappmayer Clinic | 14400~000000023891 | 912904 | TRO490524004 |  | 18-006 | Sterilizing Units, Liquid | Sterilizing Units, Liquid | 2930 | NANOSONICS | TROPHON2 | 1 | 144D70085A | UV GAPPMEYER CLINIC | Unspecified | Non Life Support | UVH_CE | UVCREW4_CE | 35 | 15 | 12 | 2022-03-01 | Canyons/Desert
14400-Utah Valley Hospital | 70519 | Maternal Fetal Medicine | 14400-Utah Valley Hospital | 70519-Maternal Fetal Medicine | 14400~000000026357 | 919410 | 360060-021 |  | 18-006 | Sterilizing Units, Liquid | Sterilizing Units, Liquid | 2932 | NANOSONICS | TROPHON2 | 1 | 144D70519A | UV MATERNAL FETAL MEDICINE | Unspecified | Non Life Support | IES | ASP_GE | 11 | 15 | 14 | 2024-02-22 | Canyons/Desert
14400-Utah Valley Hospital | 70519 | Maternal Fetal Medicine | 14400-Utah Valley Hospital | 70519-Maternal Fetal Medicine | 14400~000000026358 | 919411 | 360061-006 |  | 18-006 | Sterilizing Units, Liquid | Sterilizing Units, Liquid | 2933 | NANOSONICS | TROPHON2 | 1 | 144D70519A | UV MATERNAL FETAL MEDICINE | Unspecified | Non Life Support | IES | ASP_GE | 11 | 15 | 14 | 2024-02-22 | Canyons/Desert
14600-Cedar City Hospital | 21401 | Computed Tomography - CT | 14600-Cedar City Hospital | 21601-Ultrasound | 14600~000000003459 | 879004 | 23 | TRO307408021 | 18-006 | Sterilizing Units, Liquid | Sterilizing Units, Liquid | 2936 | NANOSONICS | TROPHON2 | 1 | 146D21601A | CC ULTRASOUND | Ultrasound Rm 2 | Non Life Support | IES | ASP_ALL | 47 | 15 | 11 | 2021-03-01 | Canyons/Desert
14800-Heber Valley Hospital | 20101 | Emergency Department | 14800-Heber Valley Hospital | 20101-Emergency Department | 14800~000000001960 | 871329 | 315526-011 |  | 18-006 | Sterilizing Units, Liquid | Sterilizing Units, Liquid | 2938 | NANOSONICS | TROPHON2 | 1 | 148D20101A | HV EMERGENCY ROOM | Unspecified | Non Life Support | HVH_CE | HVHCREW01 | 51 | 5 | 1 | 2020-10-28 | Canyons/Desert
15400-Intermountain Medical Center | 20501 | Cardiovascular Lab | 14400-Utah Valley Hospital | 70519-Maternal Fetal Medicine | 15400~000000036548 | 873851 | 321999-011 | TRO321999011 | 18-006 | Sterilizing Units, Liquid | Sterilizing Units, Liquid | 2939 | NANOSONICS | TROPHON2 | 1 | 144D70519A | UV MATERNAL FETAL MEDICINE | Us 3 | Non Life Support | IES | ASP_GE | 49 | 15 | 11 | 2020-12-04 | Canyons/Desert
15400-Intermountain Medical Center | 20603 | Vascular Lab | 15400-Intermountain Medical Center | 20603-Vascular Lab | 15400~000000036006 | 883296 | 285355-013 | TRO285355013 | 18-006 | Sterilizing Units, Liquid | Sterilizing Units, Liquid | 2940 | NANOSONICS | TROPHON2 | 1 | 154D20603A | IM PERIPHERAL VASCULAR LB SLL1 | Unspecified | Non Life Support | IMC_CE | IMCCE1A | 55 | 15 | 10 | 2020-06-09 | Canyons/Desert
15400-Intermountain Medical Center | 70519 | Maternal Fetal Medicine | 15400-Intermountain Medical Center | 70519-Maternal Fetal Medicine | 15400~000000043736 | 925031 | 321997-008 |  | 18-006 | Sterilizing Units, Liquid | Sterilizing Units, Liquid | 2949 | NANOSONICS | TROPHON2 | 1 | 154D70519A | IM MATERNAL FETAL MEDICINE GL1 | Unspecified | Non Life Support | IMC_CE | IMCCE7 | 5 | 15 | 15 | 2024-08-12 | Canyons/Desert
37500-Primary Childrens - Riverton | 21601 | Ultrasound | 37500-Primary Childrens - Riverton | 21601-Ultrasound | 37500~000000001271 | 889881 | 313149-024 | TRO313149024 | 18-006 | Sterilizing Units, Liquid | Sterilizing Units, Liquid | 2950 | NANOSONICS | TROPHON2 | 1 | 375D21601A | PR ULTRASOUND | Unspecified | Non Life Support | RH_CE | RVHCREW3CE | 51 | 15 | 11 | 2020-10-27 | Canyons/Desert
37600-Primary Childrens - Layton | 21601 | Ultrasound | 37600-Primary Childrens - Layton | 21601-Ultrasound | 37600~000000000162 | 889882 | 315526-003 | TRO315526003 | 18-006 | Sterilizing Units, Liquid | Sterilizing Units, Liquid | 2951 | NANOSONICS | TROPHON2 | 1 | 376D21601A | PL ULTRASOUND | Unspecified | Non Life Support | LA_CE | LACREW10CE | 51 | 15 | 11 | 2020-10-27 | Canyons/Desert
37700-Primary Childrens - Lehi | 21601 | Ultrasound | 37700-Primary Childrens - Lehi | 21601-Ultrasound | 37700~000000002217 | 918074 | 832803-008 |  | 18-006 | Sterilizing Units, Liquid | Sterilizing Units, Liquid | 2952 | NANOSONICS | TROPHON2 | 1 | 377D21601A | PL ULTRASOUND | Unspecified | Non Life Support | PCHL_CE | PCHLCREW02 | 12 | 15 | 14 | 2024-01-30 | Canyons/Desert
40000-Intermountain Medical Group | 73020 | North Ogden Clinic | 40000-Intermountain Medical Group | 73020-North Ogden Clinic | 40000~000000029032 | 877171 | 322017-011 | TRO322017011 | 18-006 | Sterilizing Units, Liquid | Sterilizing Units, Liquid | 2955 | NANOSONICS | TROPHON2 | 1 | 400D73020A | MG N OG FAMILY PRAC CLINIC | Ultrasound | Non Life Support | MKDHC_CE | MKDCREW9CE | 49 | 15 | 11 | 2020-12-28 | Canyons/Desert
40000-Intermountain Medical Group | 73067 | Heber Valley Clinic | 40000-Intermountain Medical Group | 73067-Heber Valley Clinic | 40000~000000029127 | 878449 | 315526-007 | TRO315526007 | 18-006 | Sterilizing Units, Liquid | Sterilizing Units, Liquid | 2957 | NANOSONICS | TROPHON2 | 1 | 400D73067C | MG HEBER VALLEY CLINIC STE B | Unspecified | Non Life Support | LDSH_CE | LDSCE2 | 51 | 15 | 11 | 2020-10-22 | Canyons/Desert
40000-Intermountain Medical Group | 73076 | Central Orem Clinic | 40000-Intermountain Medical Group | 73076-Central Orem Clinic | 40000~000000030962 | 894901 | 490525-007 |  | 18-006 | Sterilizing Units, Liquid | Sterilizing Units, Liquid | 2958 | NANOSONICS | TROPHON2 | 1 | 400D73076A | MG CENTRAL OREM CLINIC SUITE A | Unspecified | Non Life Support | AFH_CE | AFCREW2_CE | 31 | 15 | 12 | 2022-06-02 | Canyons/Desert
40000-Intermountain Medical Group | 74011 | Budge Clinic Radiology | 40000-Intermountain Medical Group | 74011-Budge Clinic Radiology | 40000~000000027322 | 888847 | TR0285346008 |  | 18-006 | Sterilizing Units, Liquid | Sterilizing Units, Liquid | 2959 | NANOSONICS | TROPHON2 | 1 | 400D74011A | MG BUDGE CL RADIOLOGY 1ST FLR | Unspecified | Non Life Support | LRH_CE | LRHCREW7CE | 57 | 15 | 10 | 2020-04-07 | Canyons/Desert
40000-Intermountain Medical Group | 74031 | Urological Institute-St George | 40000-Intermountain Medical Group | 74031-Urological Institute-St George | 40000~000000030865 | 924330 | 463008-018 |  | 18-006 | Sterilizing Units, Liquid | Sterilizing Units, Liquid | 2960 | NANOSONICS | TROPHON2 | 1 | 400D74031A | MG UROLOGICAL INSTITUTE ST GEO | Southwest Urology | Non Life Support | IES | ASP_GE | 37 | 15 | 12 | 2021-12-27 | Canyons/Desert
40000-Intermountain Medical Group | 74041 | St George Maternal Fetal Medic | 40000-Intermountain Medical Group | 74041-St George Maternal Fetal Medic | 40000~000000034812 | 927138 | 832846-007 |  | 18-006 | Sterilizing Units, Liquid | Sterilizing Units, Liquid | 2964 | NANOSONICS | TROPHON2 | 1 | 400D74041A | MG SG MATERNAL FETAL MED | Unspecified | Non Life Support | SGRH_CE | SGRHCREW5 | 5 | 15 | 15 | 2024-08-12 | Canyons/Desert
40000-Intermountain Medical Group | 74058 | Wasatch OB-GYN | 40000-Intermountain Medical Group | 74058-Wasatch OB-GYN | 40000~000000027702 | 864390 | 285350-010 | TRO285350010 | 18-006 | Sterilizing Units, Liquid | Sterilizing Units, Liquid | 2966 | NANOSONICS | TROPHON2 | 1 | 400D74058A | MG MK WASATCH OBGYN STE 4815 | Ste4815WasatchObCommon Area | Non Life Support | MKDHC_CE | MKDCREW9CE | 55 | 15 | 10 | 2020-06-07 | Canyons/Desert
40000-Intermountain Medical Group | 74058 | Wasatch OB-GYN | 40000-Intermountain Medical Group | 74058-Wasatch OB-GYN | 40000~000000029125 | 878445 | 360055-001 | TRO360055001 | 18-006 | Sterilizing Units, Liquid | Sterilizing Units, Liquid | 2967 | NANOSONICS | TROPHON2 | 1 | 400D74058C | MG LA PW WASATCH OB STE 2C | Nurse Station | Non Life Support | LA_CE | LACREW10CE | 47 | 15 | 11 | 2021-02-24 | Canyons/Desert
40000-Intermountain Medical Group | 74058 | Wasatch OB-GYN | 40000-Intermountain Medical Group | 74058-Wasatch OB-GYN | 40000~000000029135 | 878589 | 360054-009 | TRO360054009 | 18-006 | Sterilizing Units, Liquid | Sterilizing Units, Liquid | 2968 | NANOSONICS | TROPHON2 | 1 | 400D74058B | MG WASATCH OBGYN N OGDEN | Unspecified | Non Life Support | MKDHC_CE | MKDCREW9CE | 47 | 15 | 11 | 2021-02-23 | Canyons/Desert
40000-Intermountain Medical Group | 74071 | Ortho Specialty Group-TOSH DX | 40000-Intermountain Medical Group | 74032-Womens Health Specialists | 40000~000000033474 | 918657 | 832827-008 |  | 18-006 | Sterilizing Units, Liquid | Sterilizing Units, Liquid | 2969 | NANOSONICS | TROPHON2 | 1 | 400D74032A | MG WOMENS HEALTH SPECIALISTS | Unspecified | Non Life Support | SGRH_CE | SGRHCREW5 | 13 | 15 | 14 | 2023-12-04 | Canyons/Desert
40000-Intermountain Medical Group | 74079 | Intrmtn Urological Institute | 40000-Intermountain Medical Group | 74079-Intrmtn Urological Institute | 40000~000000033825 | 863636 | 285351-015 | TRO285351015 | 18-006 | Sterilizing Units, Liquid | Sterilizing Units, Liquid | 2971 | NANOSONICS | TROPHON2 | 1 | 400D74079A | MG UROLOGICAL INST STE 720 | Common Area | Non Life Support | IMC_CE | IMCCECLI | 55 | 15 | 10 | 2020-06-16 | Canyons/Desert
40000-Intermountain Medical Group | 74115 | Park City Specialty Clinic | 14300-Park City Hospital | 28824-Fitness Center | 40000~000000029128 | 878590 | 315526-010 | TRO315526010 | 18-006 | Sterilizing Units, Liquid | Sterilizing Units, Liquid | 2974 | NANOSONICS | TROPHON2 | 1 | 143D28824A | PK LIVE WELL CENTER | Live Well Center | Non Life Support | LDSH_CE | LDSCE2 | 51 | 15 | 11 | 2020-10-22 | Canyons/Desert
40000-Intermountain Medical Group | 74115 | Park City Specialty Clinic | 40000-Intermountain Medical Group | 74115-Park City Specialty Clinic | 40000~000000029129 | 878591 | 315526-005 | TRO315526005 | 18-006 | Sterilizing Units, Liquid | Sterilizing Units, Liquid | 2975 | NANOSONICS | TROPHON2 | 1 | 400D74115A | MG PARK CITY SPECIALTY CLINIC | Common Area | Non Life Support | LDSH_CE | LDSCE2 | 51 | 15 | 11 | 2020-10-22 | Canyons/Desert
40000-Intermountain Medical Group | 74159 | American Fork MFM | 40000-Intermountain Medical Group | 74159-American Fork MFM | 40000~000000033573 | 919771 | 553127-021 |  | 18-006 | Sterilizing Units, Liquid | Sterilizing Units, Liquid | 2976 | NANOSONICS | TROPHON2 | 1 | 400D74159A | MG AF MATERNAL FETAL MED | Common Area | Non Life Support | AFH_CE | AFCREW3_CE | 10 | 15 | 14 | 2024-03-08 | Canyons/Desert
40000-Intermountain Medical Group | 74195 | West Valley Specialty Clinic | 40000-Intermountain Medical Group | 74195-West Valley Specialty Clinic | 40000~000000031927 | 906002 | 592891-017 |  | 18-006 | Sterilizing Units, Liquid | Sterilizing Units, Liquid | 2981 | NANOSONICS | TROPHON2 | 1 | 400D74195A | MG WEST VALLEY SPECIALTY CL | Unspecified | Non Life Support | MG_SLV_CE | NORTH | 23 | 15 | 13 | 2023-02-15 | Canyons/Desert
40000-Intermountain Medical Group | 74294 | Layton PW MFM | 40000-Intermountain Medical Group | 74294-Layton PW MFM | 40000~000000029315 | 879353 | 360058-008 | TRO360058008 | 18-006 | Sterilizing Units, Liquid | Sterilizing Units, Liquid | 2982 | NANOSONICS | TROPHON2 | 1 | 400D74294A | MG LA PW MATERNAL FETAL MED | Unspecified | Non Life Support | LA_CE | LACREW10CE | 46 | 15 | 11 | 2021-03-10 | Canyons/Desert
44000-Saltzer Medical Group Inc | 79651 | Nampa-North Nephrology | 44000-Saltzer Medical Group Inc | 79651-Nampa-North Nephrology | 44000~000000000602 | 760867 | 293459-022 |  | 18-006 | Sterilizing Units, Liquid | Sterilizing Units, Liquid | 2984 | NANOSONICS | TROPHON2 | 1 | 440D79651B | SZ N NAMPA OBGYN | Unspecified | Non Life Support | CRMC_CE | CASSIACRW6 | 49 | 5 | 1 | 2020-12-15 | Canyons/Desert
14400-Utah Valley Hospital | 25501 | Radiation Center | 14400-Utah Valley Hospital | 21101-Radiology | 14400~000000017350 | 864974 | H193182 |  | 18-429 | Radiographic Systems | Linear Accelerators | 863 | VARIAN MEDICAL SYSTEMS INCORPORATED | TRUE BEAM SYSTEM | 1 | 144I21101A | UV RADIOLOGY | Unspecified | High | IES | ASP_VARIAN | 84 | 7 | 0 | 2018-02-01 | Canyons/Desert
12000-Bear River Valley Hospital | 21101 | Radiology | 12000-Bear River Valley Hospital | 21101-Radiology | 12000~000000000058 | 554931 | IPD20202L1 | 15032544 | 98-177 | Computers, Workstation, Pac'S | Computer | 130 | AGFA CORPORATION | TS5000 DELL GX270 | 1 | 120D21101A | BR RADIOLOGY | Radiology | Run to Fail | IES | ASP_GE | 193 | 5 | 0 | 2009-01-01 | Canyons/Desert
12000-Bear River Valley Hospital | 21101 | Radiology | 12000-Bear River Valley Hospital | 21101-Radiology | 12000~000000000059 | 554929 | FCS3SH1 | 15025335 | 98-177 | Computers, Workstation, Pac'S | Computer | 131 | AGFA CORPORATION | TS5000 DELL GX270 | 1 | 120D21101A | BR RADIOLOGY | Radiology | Run to Fail | IES | ASP_GE | 192 | 5 | 0 | 2009-01-19 | Canyons/Desert
12000-Bear River Valley Hospital | 21101 | Radiology | 12000-Bear River Valley Hospital | 21101-Radiology | 12000~000000000063 | 554930 | DMXBKK1 | 15029886 | 98-177 | Computers, Workstation, Pac'S | Computer | 132 | AGFA CORPORATION | TS5000 DELL GX270 | 1 | 120D21101A | BR RADIOLOGY | Radiology | Run to Fail | IES | ASP_GE | 186 | 5 | 0 | 2009-07-27 | Canyons/Desert
13000-Logan Regional Hospital | 21101 | Radiology | 13000-Logan Regional Hospital | 21101-Radiology | 13000~000000004165 | 402923 | H8V9H81 | 10275654 | 98-177 | Computers, Workstation, Pac'S | Computer | 154 | AGFA CORPORATION | TS5000 DELL GX270 | 1 | 130D21101A | LO RADIOLOGY | Fp Main | Run to Fail | IES | ASP_GE | 230 | 5 | 0 | 2005-11-29 | Canyons/Desert
12800-LDS Hospital | 21101 | Radiology | 12800-LDS Hospital | 21101-Radiology | 12800~000000008311 | 241519 | BR1GD01 | 10159762 | 98-177 | Computers, Workstation, Pac'S | Computer | 142 | AGFA CORPORATION | TS5000 SUN ULTRA SCAN | 1 | 128D21101A | LD RADIOLOGY L1 | Radiol L1 Common Area | Run to Fail | IES | ASP_GE | 285 | 5 | 0 | 2001-04-04 | Canyons/Desert
14600-Cedar City Hospital | 21201 | Magnetic Res Imaging - MRI | 14600-Cedar City Hospital | 21201-Magnetic Res Imaging - MRI | 14600~000000002064 | 487663 | 50873 | E228993 | 17-542 | Surface Coils, Magnetic Resona | Surface Coils, Magnetic Resona | 3099 | GE HEALTHCARE | U1-100256 | 1 | 146D21201A | CC MRI | Common Area | Run to Fail | IES | ASP_GE | 156 | 5 | 0 | 2012-01-10 | Canyons/Desert
11800-American Fork Hospital | 21201 | Magnetic Res Imaging - MRI | 11800-American Fork Hospital | 21201-Magnetic Res Imaging - MRI | 11800~000000003813 | 466288 | NONE |  | 17-542 | Surface Coils, Magnetic Resona | Surface Coils, Magnetic Resona | 3017 | USA INSTRUMENTS | U1-1101452 | 1 | 118D21201A | AF MRI | Common Area | Run to Fail | IES | ASP_GE | 162 | 5 | 0 | 2011-07-26 | Canyons/Desert
10600-Continuum of Care | 32211 | Clinical Engineering Supp Serv | 13000-Logan Regional Hospital | 25501-Radiation Center | 10600~000000002997 | 905487 | 230040 |  | 16-375 | Scanning Systems, Positron Emi | PET | 1776 | SHANGHAI UNITED IMAGING HEALTHCARE | UMI 550 | 1 | 130D25501A | LO CANCER CTR RADIATION THER | Cancer Center | Non Life Support | IES | ASP_GE | 23 | 5 | 3 | 2023-02-13 | Canyons/Desert
12000-Bear River Valley Hospital | 21101 | Radiology | 12000-Bear River Valley Hospital | 21101-Radiology | 12000~000000001668 | 889215 | 6205071703855 | 435207OPTXRFP | 20-791 | Detectors, X-Ray, Digital Radi | Detctors | 257 | Unspecified | Unspecified | 1 | 120D21101A | BR RADIOLOGY | Unspecified | Life Support / High Risk | IES | ASP_GE | 47 | 5 | 1 | 2021-02-03 | Canyons/Desert
13800-Primary Childrens Hospital | 21801 | Nuclear Medicine | 13800-Primary Childrens Hospital | 21801-Nuclear Medicine | 13800~000000026153 | 845199 | 2168 | IHPCHSIENM/400-593813 | 24-013 | Scanning Systems, Computed Tom | CT | 1665 | Unspecified | Unspecified | 1 | 138D21801A | PC NUC MED L1 | Unspecified | Life Support / High Risk | IES | ASP_GE | 74 | 5 | 0 | 2018-11-07 | Canyons/Desert
12200-Cassia Regional Hospital | 70001 | Spring Creek Womens Health | 12200-Cassia Regional Hospital | 70001-Spring Creek Womens Health | 12200~000000003329 | 887371 | VP8809073 |  | 15-976 | Scanning Systems, Ultrasonic, | UltraSound | 1958 | Unspecified | Unspecified | 1 | 122D70001A | CA SPRING CREEK WOMENS CNTR | Common Area | Life Support / High Risk | IES | ASP_GE | 40 | 7 | 4 | 2021-09-03 | Canyons/Desert
12600-St George Regional Hospital | 21601 | Ultrasound | 12600-St George Regional Hospital | 21601-Ultrasound | 12600~000000019184 |  | E70383 |  | 15-657 | Scanning Systems, Ultrasonic, | UltraSound | 2026 | Unspecified | Unspecified | 1 | 126D21601A | SG ULTRASOUND | Unspecified |  |  |  | 73 | 5 | 0 | 2018-12-19 | Canyons/Desert
12800-LDS Hospital | 21601 | Ultrasound | 12800-LDS Hospital | 21501-Mammography | 12800~000000015847 | 894916 | 510096US9 | 510096US9 | 15-976 | Scanning Systems, Ultrasonic, | UltraSound | 2077 | Unspecified | Unspecified | 1 | 128D21501A | LD MAMMOGRAPHY L1 | Unspecified | Life Support / High Risk | LDSH_CE | LDSCE2 | 32 | 5 | 2 | 2022-05-13 | Canyons/Desert
18200-Garfield Memorial Hospital | 11503 | Medical and Surgical Nursing | 18200-Garfield Memorial Hospital | 11503-Medical and Surgical Nursing | 18200~000000000592 |  | BP004295 |  | 15-976 | Scanning Systems, Ultrasonic, | UltraSound | 2572 | Unspecified | Unspecified | 1 | 182D11503A | GF MEDICAL AND SURGICAL | Unspecified |  |  |  | 90 | 5 | 0 | 2017-07-12 | Canyons/Desert
40000-Intermountain Medical Group | 74159 | American Fork MFM | 40000-Intermountain Medical Group | 74159-American Fork MFM | 40000~000000033133 | 919772 | F161089 |  | 15-976 | Scanning Systems, Ultrasonic, | UltraSound | 2733 | Unspecified | Unspecified | 1 | 400D74159A | MG AF MATERNAL FETAL MED | Exam room 2 | Non Life Support | AFH_CE | AFCREW3_CE | 14 | 5 | 4 | 2023-11-03 | Canyons/Desert
14300-Park City Hospital | 22104 | Operating Rooms | 14300-Park City Hospital | 32215-Clinical Engineering | 14300~000000001933 | 463529 | 16534 |  | 99-796 | Printers, General | Printers, General | 771 | SONY CORPORATION | UP-21MD | 1 | 143D32215A | PK CLINICAL ENGINEERING | Clinical Engineering | Run to Fail | PKMC_CE | PKCREW1_CE | 162 | 5 | 0 | 2011-07-04 | Canyons/Desert
14600-Cedar City Hospital | 21601 | Ultrasound | 14600-Cedar City Hospital | 21601-Ultrasound | 14600~000000002108 | 487859 | 73401 | E289911 | 99-796 | Printers, General | Printers, General | 772 | SONY CORPORATION | UP-21MD | 1 | 146D21601A | CC ULTRASOUND | Ultrasound Rm 2 | Run to Fail | IES | ASP_GE | 156 | 5 | 0 | 2012-01-10 | Canyons/Desert
15400-Intermountain Medical Center | 31502 | Clinical Nutrition | 40000-Intermountain Medical Group | 74109-Cottonwood Head-Neck ONC ENT | 15400~000000021603 | 539898 | 16060 |  | 99-796 | Printers, General | Printers, General | 773 | SONY CORPORATION | UP-21MD | 1 | 400D74109A | MG ENT HEAD/NECK 2ND FLR | BldgB ENT.Head.Neck CommonArea | Run to Fail | IMC_CE | IMCCECLI | 142 | 5 | 0 | 2013-03-13 | Canyons/Desert
13200-McKay-Dee Hospital Center | 70519 | Maternal Fetal Medicine | 13200-McKay-Dee Hospital Center | 70519-Maternal Fetal Medicine | 13200~000000012816 | 239354 | 28058 |  | 17-508 | Printers, Video | Printers, Video | 790 | SONY CORPORATION | UP-870MD | 1 | 132D70519A | MK MATERNAL FETAL MED 4TH FLR | Common Area | Run to Fail | IES | ASP_GE | 251 | 5 | 0 | 2004-02-09 | Canyons/Desert
18200-Garfield Memorial Hospital | 14001 | Labor and Delivery Rooms | 18200-Garfield Memorial Hospital | 11503-Medical and Surgical Nursing | 18200~000000000436 | 487848 | 25315 | E487845 | 17-508 | Printers, Video | Printers, Video | 794 | SONY CORPORATION | UP-870MD | 1 | 182D11503A | GF MEDICAL AND SURGICAL | Standby Nursing | Run to Fail | IES | ASP_GE | 156 | 5 | 0 | 2012-01-10 | Canyons/Desert
12600-St George Regional Hospital | 20501 | Cardiovascular Lab | 12600-St George Regional Hospital | 20501-Cardiovascular Lab | 12600~000000011529 | 490617 | 48751 | E213667 | 17-508 | Printers, Video | Printers, Video | 778 | SONY CORPORATION | UP-895MD | 1 | 126D20501A | SG CATH LAB RR | Cath 4 | Run to Fail | IES | ASP_GE | 156 | 5 | 0 | 2012-01-23 | Canyons/Desert
36300-Avenues Surgical Center | 22203 | Surgical Center | 36300-Avenues Surgical Center | 22203-Surgical Center | 36300~000000000103 | 261808 | 81948 |  | 17-508 | Printers, Video | Printers, Video | 795 | SONY CORPORATION | UP-895MD | 1 | 363D22203A | AS ASC SURGICAL CTR AVENUES L1 | Common Areas | Run to Fail | LDSH_CE | LDSCE1 | 239 | 5 | 0 | 2005-02-02 | Canyons/Desert
40000-Intermountain Medical Group | 74013 | Logan Regional Orthopedics | 40000-Intermountain Medical Group | 74013-Logan Regional Orthopedics | 40000~000000009043 | 507775 | 16824 | IHBUCSNYPRINT | 17-508 | Printers, Video | Printers, Video | 798 | SONY CORPORATION | UP-980 | 1 | 400D74013A | MG BUDGE CLINIC ORTHOPEDICS | Common Area | Run to Fail | IES | ASP_GE | 150 | 5 | 0 | 2012-07-13 | Canyons/Desert
13200-McKay-Dee Hospital Center | 22104 | Operating Rooms | 13200-McKay-Dee Hospital Center | 22104-Operating Rooms | 13200~000000003915 | 197783 | 83655 |  | 17-508 | Printers, Video | Printers, Video | 784 | SONY CORPORATION | UP-990AD | 1 | 132D22104A | MK OPERATING ROOM L2 | Common Area | Run to Fail | IES | ASP_GE | 278 | 5 | 0 | 2001-11-28 | Canyons/Desert
13200-McKay-Dee Hospital Center | 22104 | Operating Rooms | 13200-McKay-Dee Hospital Center | 22104-Operating Rooms | 13200~000000005882 | 352940 | 84583 |  | 17-508 | Printers, Video | Printers, Video | 785 | SONY CORPORATION | UP-990AD | 1 | 132D22104A | MK OPERATING ROOM L2 | Common Area | Run to Fail | IES | ASP_GE | 201 | 5 | 0 | 2008-04-22 | Canyons/Desert
13200-McKay-Dee Hospital Center | 22104 | Operating Rooms | 13200-McKay-Dee Hospital Center | 22104-Operating Rooms | 13200~000000006232 | 367565 | 85940 |  | 17-508 | Printers, Video | Printers, Video | 786 | SONY CORPORATION | UP-990AD | 1 | 132D22104A | MK OPERATING ROOM L2 | Common Area | Run to Fail | IES | ASP_GE | 196 | 5 | 0 | 2008-09-02 | Canyons/Desert
13200-McKay-Dee Hospital Center | 22104 | Operating Rooms | 13200-McKay-Dee Hospital Center | 22104-Operating Rooms | 13200~000000010223 | 367566 | 82546 |  | 17-508 | Printers, Video | Printers, Video | 788 | SONY CORPORATION | UP-990AD | 1 | 132D22104A | MK OPERATING ROOM L2 | Common Area | Run to Fail | IES | ASP_GE | 303 | 5 | 0 | 1999-10-18 | Canyons/Desert
37000-The Orthopedic Specialty Hosp | 22104 | Operating Rooms | 37000-The Orthopedic Specialty Hosp | 22104-Operating Rooms | 37000~000000001612 | 401076 | 86236 |  | 17-508 | Printers, Video | Printers, Video | 796 | SONY CORPORATION | UP-990AD | 1 | 370D22104A | TO OPERATING ROOM | Surgery Common Areas | Run to Fail |  |  | 182 | 5 | 0 | 2009-11-03 | Canyons/Desert
12600-St George Regional Hospital | 22104 | Operating Rooms | 12600-St George Regional Hospital | 22104-Operating Rooms | 12600~000000011494 | 490611 | UNKNOWN | E397042 | 99-574 | Printers, Color, Multimedia | Printers, Color, Multimedia | 770 | SONY CORPORATION | UP-D72XR | 1 | 126D22104A | SG OPERATING ROOMS RR | OR Corridor | Run to Fail | IES | ASP_GE | 156 | 5 | 0 | 2012-01-23 | Canyons/Desert
12600-St George Regional Hospital | 12501 | Pediatric Nursing Unit | 12600-St George Regional Hospital | 12501-Pediatric Nursing Unit | 12600~000000011523 | 487844 | 90787 | E285504 | 17-508 | Printers, Video | Printers, Video | 776 | SONY CORPORATION | UP-D895MD | 1 | 126D12501A | SG PEDIATRIC NSG RR | Equipment Storage Rm | Run to Fail | IES | ASP_GE | 156 | 5 | 0 | 2012-01-10 | Canyons/Desert
12600-St George Regional Hospital | 20101 | Emergency Department | 12600-St George Regional Hospital | 20101-Emergency Department | 12600~000000011502 | 487646 | UNKNOWN | E434957 | 17-508 | Printers, Video | Printers, Video | 777 | SONY CORPORATION | UP-D897 | 1 | 126D20101A | SG EMERGENCY RM RR | ER | Run to Fail | IES | ASP_GE | 156 | 5 | 0 | 2012-01-10 | Canyons/Desert
12600-St George Regional Hospital | 21101 | Radiology | 40000-Intermountain Medical Group | 74097-Alta View Womens Specialists | 12600~000000011584 | 487652 | UNKNOWN | E278880 | 17-508 | Printers, Video | Printers, Video | 779 | SONY CORPORATION | UP-D897 | 1 | 400D74097A | MG AV WOMENS SPECIALISTS308 | Sandy Ob-Gyn | Run to Fail | IES | ASP_GE | 156 | 5 | 0 | 2012-01-10 | Canyons/Desert
12800-LDS Hospital | 22451 | Endoscopy Lab | 12800-LDS Hospital | 22451-Endoscopy Lab | 12800~000000004206 | 354669 | 138025 |  | 17-508 | Printers, Video | Printers, Video | 782 | SONY CORPORATION | UP-D897 | 1 | 128D22451A | LD ENDOSCOPY L1 | Endoscopy | Run to Fail | LDSH_CE | LDSCE1 | 200 | 5 | 0 | 2008-05-09 | Canyons/Desert
13200-McKay-Dee Hospital Center | 14010 | Mom Baby Unit | 13200-McKay-Dee Hospital Center | 14010-Mom Baby Unit | 13200~000000015636 | 727307 | 620120 |  | 17-508 | Printers, Video | Printers, Video | 783 | SONY CORPORATION | UP-D897 | 1 | 132D14010A | MK POSTPARTUM 4TH FLR | Ob-Gyn Family Area | Run to Fail | IES | ASP_GE | 120 | 5 | 0 | 2015-01-26 | Canyons/Desert
13200-McKay-Dee Hospital Center | 22104 | Operating Rooms | 13200-McKay-Dee Hospital Center | 22104-Operating Rooms | 13200~000000006507 | 384272 | 143207 |  | 17-508 | Printers, Video | Printers, Video | 787 | SONY CORPORATION | UP-D897 | 1 | 132D22104A | MK OPERATING ROOM L2 | Common Area | Run to Fail | IES | ASP_GE | 188 | 5 | 0 | 2009-05-07 | Canyons/Desert
14000-Sanpete Valley Hospital | 21101 | Radiology | 14000-Sanpete Valley Hospital | 21101-Radiology | 14000~000000000466 | 490628 | UNKNOWN |  | 17-508 | Printers, Video | Printers, Video | 792 | SONY CORPORATION | UP-D897 | 1 | 140D21101A | SP RADIOLOGY | Radiology | Run to Fail | IES | ASP_GE | 156 | 5 | 0 | 2012-01-23 | Canyons/Desert
15400-Intermountain Medical Center | 20101 | Emergency Department | 15400-Intermountain Medical Center | 20101-Emergency Department | 15400~000000013247 | 338917 | 96692 |  | 17-508 | Printers, Video | Printers, Video | 793 | SONY CORPORATION | UP-D897 | 1 | 154D20101A | IM EMERGENCY ROOM TLL1 | Emergency | Run to Fail | IMC_CE | IMCCE9 | 207 | 5 | 0 | 2007-10-16 | Canyons/Desert
40000-Intermountain Medical Group | 74041 | St George Maternal Fetal Medic | Unspecified-Unspecified | __NOT_APPLICABLE__-Unspecified | 40000~000000027062 | 490615 | 109747 | E359321 | 17-508 | Printers, Video | Printers, Video | 799 | SONY CORPORATION | UP-D897 | 1 | Unspecified | Unspecified | Unspecified | Run to Fail | IES | ASP_GE | 156 | 5 | 0 | 2012-01-23 | Canyons/Desert
40000-Intermountain Medical Group | 74046 | McKay Endocrine and Diabetes | 40000-Intermountain Medical Group | 74046-McKay Endocrine and Diabetes | 40000~000000006212 | 516818 | 241522 |  | 17-508 | Printers, Video | Printers, Video | 800 | SONY CORPORATION | UP-D897 | 1 | 400D74046A | MG MK ENDOCRINE DIABETES 3630 | Ste3630EndocrineDiabetes | Run to Fail | IES | ASP_GE | 148 | 5 | 0 | 2012-09-17 | Canyons/Desert
11600-Alta View Hospital | 21801 | Nuclear Medicine | 11800-American Fork Hospital | 21101-Radiology | 11600~000000004272 | 360641 | 0551-530257 | 801501NUCUPS | 16-936 | Power Systems, Uninterruptible | Power Systems, Uninterruptible | 654 | GAMATRONIC | UPS 10KVA 3/3 GE | 1 | 118D21101A | AF RADIOLOGY | Unspecified | Non Life Support | IES | ASP_GE | 217 | 5 | 0 | 2006-12-28 | Canyons/Desert
13000-Logan Regional Hospital | 21101 | Radiology | 13000-Logan Regional Hospital | 21101-Radiology | 13000~000000007155 | 831726 | 0613-537480 | IHLRHGAMUP2 | 16-936 | Power Systems, Uninterruptible | Power Systems, Uninterruptible | 688 | GAMATRONIC | UPS 10KVA 3/3 GE | 1 | 130D21101A | LO RADIOLOGY | Unspecified | Non Life Support | IES | ASP_GE | 79 | 5 | 0 | 2018-06-26 | Canyons/Desert
13000-Logan Regional Hospital | 21101 | Radiology | 13000-Logan Regional Hospital | 21101-Radiology | 13000~000000008537 | 848479 | 1718-886246 | IHLRHGAMUP | 16-936 | Power Systems, Uninterruptible | Power Systems, Uninterruptible | 689 | GAMATRONIC | UPS 10KVA 3/3 GE | 1 | 130D21101A | LO RADIOLOGY | Unspecified | Non Life Support | IES | ASP_GE | 69 | 5 | 0 | 2019-04-23 | Canyons/Desert
15400-Intermountain Medical Center | 21101 | Radiology | 15400-Intermountain Medical Center | 21101-Radiology | 15400~000000019804 | 368275 | 0705-566301 | IHMCHGAMUP3 | 16-936 | Power Systems, Uninterruptible | Power Systems, Uninterruptible | 749 | GAMATRONIC | UPS 10KVA 3/3 GE | 1 | 154D21101A | IM RADIOLOGY ADMI OFFICE TLL1 | BldgB L2 OutptRadCommon Area | Non Life Support | IES | ASP_GE | 194 | 5 | 0 | 2008-11-20 | Canyons/Desert
15400-Intermountain Medical Center | 21801 | Nuclear Medicine | 15400-Intermountain Medical Center | 21801-Nuclear Medicine | 15400~000000027659 | 806475 | 1429-839322 | IHMCHGAMUP6 | 16-936 | Power Systems, Uninterruptible | Power Systems, Uninterruptible | 756 | GAMATRONIC | UPS 10KVA 3/3 GE | 1 | 154D21801A | IM NUCLEAR MED TLL1 | Unspecified | Non Life Support | IES | ASP_GE | 106 | 5 | 0 | 2016-03-02 | Canyons/Desert
40000-Intermountain Medical Group | 74174 | Salt Lake Clinic Admin | 40000-Intermountain Medical Group | 74174-Salt Lake Clinic Admin | 40000~000000023624 | 831766 | Q0010-4107-A098G | IHSCCGAMUP | 16-936 | Power Systems, Uninterruptible | Power Systems, Uninterruptible | 768 | GAMATRONIC | UPS 10KVA 3/3 GE | 1 | 400D74174A | MG SALT LAKE CLINIC | Unspecified | Non Life Support | IES | ASP_GE | 79 | 5 | 0 | 2018-06-27 | Canyons/Desert
12800-LDS Hospital | 21101 | Radiology | 12800-LDS Hospital | 21101-Radiology | 12800~000000013597 | 831719 | 120600362 |  | 16-936 | Power Systems, Uninterruptible | Power Systems, Uninterruptible | 681 | POWERVAC INCORPORATED | UPS1000ITSIT | 1 | 128D21101A | LD RADIOLOGY L1 | Unspecified | Non Life Support | IES | ASP_GE | 79 | 5 | 0 | 2018-06-26 | Canyons/Desert
12800-LDS Hospital | 21101 | Radiology | 15400-Intermountain Medical Center | 21101-Radiology | 12800~000000014006 | 831713 | MADJ0156 |  | 16-936 | Power Systems, Uninterruptible | Power Systems, Uninterruptible | 682 | POWERVAC INCORPORATED | UPS1000ITSIT | 1 | 154D21101A | IM RADIOLOGY ADMI OFFICE TLL1 | Unspecified | Non Life Support | IES | ASP_GE | 79 | 5 | 0 | 2018-06-26 | Canyons/Desert
12900-Layton Hospital | 21401 | Computed Tomography - CT | 12900-Layton Hospital | 21401-Computed Tomography - CT | 12900~000000001489 | 835650 | 801680CTUPS |  | 16-936 | Power Systems, Uninterruptible | Power Systems, Uninterruptible | 686 | POWERVAC INCORPORATED | UPS1000ITSIT | 1 | 129D21401A | LA COMPUTED TOMOGRAPHY | Unspecified | Non Life Support | IES | ASP_GE | 78 | 10 | 4 | 2018-08-01 | Canyons/Desert
13900-Riverton Hospital | 21101 | Radiology | 13900-Riverton Hospital | 21101-Radiology | 13900~000000006047 | 831738 | 1720201R-1610003 |  | 16-936 | Power Systems, Uninterruptible | Power Systems, Uninterruptible | 700 | POWERVAC INCORPORATED | UPS1000ITSIT | 1 | 139D21101A | RV RADIOLOGY | Unspecified | Non Life Support | IES | ASP_GE | 79 | 5 | 0 | 2018-06-26 | Canyons/Desert
40000-Intermountain Medical Group | 73021 | Roy Clinic | 40000-Intermountain Medical Group | 73021-Roy Clinic | 40000~000000023611 | 831547 | S702140800113 |  | 16-936 | Power Systems, Uninterruptible | Power Systems, Uninterruptible | 764 | POWERVAC INCORPORATED | UPS1000ITSIT | 1 | 400D73021A | MG ROY CLINIC | Unspecified | Non Life Support | IES | ASP_GE | 79 | 5 | 0 | 2018-06-22 | Canyons/Desert
40000-Intermountain Medical Group | 73031 | South Jordan Clinic | 40000-Intermountain Medical Group | 73031-South Jordan Clinic | 40000~000000023627 | 831768 | AS1226114610 |  | 16-936 | Power Systems, Uninterruptible | Power Systems, Uninterruptible | 765 | POWERVAC INCORPORATED | UPS1000ITSIT | 1 | 400D73031A | MG SOUTH JORDAN CLINIC | Unspecified | Non Life Support | IES | ASP_GE | 79 | 5 | 0 | 2018-06-27 | Canyons/Desert
40000-Intermountain Medical Group | 74174 | Salt Lake Clinic Admin | 40000-Intermountain Medical Group | 74174-Salt Lake Clinic Admin | 40000~000000023625 | 831767 | BD026JBA02 | IHSCCPVCUP | 16-936 | Power Systems, Uninterruptible | Power Systems, Uninterruptible | 769 | POWERVAC INCORPORATED | UPS1000ITSIT | 1 | 400D74174A | MG SALT LAKE CLINIC | Unspecified | Non Life Support | IES | ASP_GE | 79 | 5 | 0 | 2018-06-27 | Canyons/Desert
11800-American Fork Hospital | 22104 | Operating Rooms | 11800-American Fork Hospital | 21101-Radiology | 11800~000000004966 | 877429 | 4014 | IHAFHSIEXR1/400-453306 | 16-212 | Radiographic/Fluoroscopic Syst | XR / RF | 1293 | SIEMENS HEALTHCARE | UROSKOP OMNIA | 1 | 118D21101A | AF RADIOLOGY | Unspecified | Life Support / High Risk | IES | ASP_GE | 124 | 5 | 0 | 2014-10-01 | Canyons/Desert
11800-American Fork Hospital | 22104 | Operating Rooms | 11800-American Fork Hospital | 22104-Operating Rooms | 11800~000000007850 | 907591 | 2332 |  | 16-212 | Radiographic/Fluoroscopic Syst | XR / RF | 1295 | SIEMENS HEALTHCARE | UROSKOP OMNIA | 1 | 118D22104A | AF OPERATING ROOM | Or 1 | Life Support / High Risk | AFH_CE | AFCREW1_CE | 21 | 5 | 3 | 2023-04-19 | Canyons/Desert
13200-McKay-Dee Hospital Center | 22104 | Operating Rooms | 13200-McKay-Dee Hospital Center | 22104-Operating Rooms | 13200~000000009536 | 574812 | 3134 | IHMKHSIERF2/400-457452 | 16-212 | Radiographic/Fluoroscopic Syst | XR / RF | 1342 | SIEMENS HEALTHCARE | UROSKOP OMNIA | 1 | 132D22104A | MK OPERATING ROOM L2 | Or 8 | Life Support / High Risk | IES | ASP_GE | 132 | 7 | 0 | 2014-01-20 | Canyons/Desert
37500-Primary Childrens - Riverton | 21101 | Radiology | 37500-Primary Childrens - Riverton | 21101-Radiology | 37500~000000000910 | 808088 | USF654849 |  | 18-143 | Scanning Systems, Ultrasonic, | UltraSound | 2591 | OAKWORKS INC | USGNG22722723MTTZZCE | 1 | 375D21101A | PR RADIOLOGY | Imaging Recovery | Medium | RH_F | GENMAINT1 | 105 | 5 | 0 | 2016-05-01 | Canyons/Desert
14600-Cedar City Hospital | 21601 | Ultrasound | 14600-Cedar City Hospital | 21601-Ultrasound | 14600~000000002100 | 487867 | 033FM0 | E380333 | 14-121 | Transducers, Ultrasonic | Transducers | 3652 | PHILIPS HEALTHCARE | V6-2 | 1 | 146D21601A | CC ULTRASOUND | Ultrasound Rm 2 | Run to Fail | IES | ASP_GE | 156 | 5 | 0 | 2012-01-10 | Canyons/Desert
40000-Intermountain Medical Group | 74169 | Southridge Surgical Spec | 40000-Intermountain Medical Group | 74169-Southridge Surgical Spec | 40000~000000016195 | 731866 | CN42715649 |  | 14-121 | Transducers, Ultrasonic | Transducers | 3733 | PHILIPS HEALTHCARE | V6-2 | 1 | 400D74169A | MG SOUTHRIDGE CLINIC SURG SPEC | Ste270 ENT Common Area | Run to Fail | RH_CE | RVHCREW3CE | 115 | 5 | 0 | 2015-06-02 | Canyons/Desert
13200-McKay-Dee Hospital Center | 25501 | Radiation Center | 13200-McKay-Dee Hospital Center | 25501-Radiation Center | 13200~000000012728 | 379631 | N/A |  | 13-281 | Computers, Radiotherapy Planni | Computer | 74 | VARIAN MEDICAL SYSTEMS INCORPORATED | VARIS VISION | 1 | 132D25501A | MK RADIATION THERAPY 1ST FLR | Common Area | Life Support / High Risk | IES | ASP_VARIAN | 190 | 5 | 0 | 2009-03-13 | Canyons/Desert
43100-Intermountain MS NV LLC | 79137 | PCP Sunset | 43100-Intermountain MS NV LLC | 79137-PCP Sunset | 43100~000000002717 | 753551 | 702692530 |  | 18-448 | Scanning Systems, Gamma Camera | Nuc Med | 1719 | GE HEALTHCARE | VENTRI | 1 | 431D79137A | NV PCP SUNSET PRIMARY CARE | Unspecified | Life Support / High Risk | SGRH_CE | NEVADA | 27 | 5 | 3 | 2022-10-23 | Canyons/Desert
43100-Intermountain MS NV LLC | 79304 | PCC Tenaya MOB | 43100-Intermountain MS NV LLC | 79472-ONC Tenaya | 43100~000000002798 | 751673 | 11080 | 11080 | 18-448 | Scanning Systems, Gamma Camera | Nuc Med | 1720 | GE HEALTHCARE | VENTRI | 1 | 431D79472A | NV TENAYA CLINIC ONC | Unspecified | Life Support / High Risk | SGRH_CE | NEVADA | 24 | 5 | 3 | 2023-01-23 | Canyons/Desert
43100-Intermountain MS NV LLC | 79401 | CAR Green Valley | 43100-Intermountain MS NV LLC | 79401-CAR Green Valley | 43100~000000002797 | 752329 | 11084 | 11084 | 18-448 | Scanning Systems, Gamma Camera | Nuc Med | 1721 | GE HEALTHCARE | VENTRI | 1 | 431D79401A | NV SIENA CARDIO CLINIC | Unspecified | Life Support / High Risk | SGRH_CE | NEVADA | 24 | 5 | 3 | 2023-01-23 | Canyons/Desert
11800-American Fork Hospital | 10011 | Intensive Care Unit | 11800-American Fork Hospital | 10011-Intensive Care Unit | 11800~000000001518 | 473200 | 202083WX2 | VEN202083 | 14-278 | Scanning Systems, Ultrasonic | UltraSound | 1779 | GE HEALTHCARE | VENUE 40 BT11 | 1 | 118D10011A | AF INTENSIVE CARE UNIT | Standby Icu | Life Support / High Risk | IES | ASP_GE | 160 | 5 | 0 | 2011-09-30 | Canyons/Desert
13800-Primary Childrens Hospital | 22301 | Anesthesiology | 13800-Primary Childrens Hospital | 22104-Operating Rooms | 13800~000000008079 | 452288 | 185806WX7 | VEN185806 | 14-278 | Scanning Systems, Ultrasonic | UltraSound | 1810 | GE HEALTHCARE | VENUE 40 BT11 | 1 | 138D22104A | PC OR L2 | Anesthesia Room 2A.202 | Life Support / High Risk | IES | ASP_GE | 165 | 7 | 0 | 2011-04-30 | Canyons/Desert
13800-Primary Childrens Hospital | 70007 | Clinic | 13800-Primary Childrens Hospital | 70007-Clinic | 13800~000000008954 | 499262 | VEN221431WX0 | VEN221431 | 14-278 | Scanning Systems, Ultrasonic | UltraSound | 1816 | GE HEALTHCARE | VENUE 40 BT11 | 1 | 138D70007A | PC ECCLES SHARED CLINIC L3 | Unspecified | Life Support / High Risk | IES | ASP_GE | 152 | 5 | 0 | 2012-05-31 | Canyons/Desert
13000-Logan Regional Hospital | 22301 | Anesthesiology | 13000-Logan Regional Hospital | 22301-Anesthesiology | 13000~000000002997 | 526801 | 220097WX0 | VEN220097 | 14-278 | Scanning Systems, Ultrasonic | UltraSound | 1798 | GE HEALTHCARE | VENUE 40 BT12 | 1 | 130D22301A | LO ANESTHESIOLOGY | Anesthesiology | Life Support / High Risk | IES | ASP_GE | 152 | 7 | 0 | 2012-06-01 | Canyons/Desert
13000-Logan Regional Hospital | 22301 | Anesthesiology | 13000-Logan Regional Hospital | 22301-Anesthesiology | 13000~000000002998 | 526802 | 220094WX7 | VEN220094 | 14-278 | Scanning Systems, Ultrasonic | UltraSound | 1799 | GE HEALTHCARE | VENUE 40 BT12 | 1 | 130D22301A | LO ANESTHESIOLOGY | Anesthesiology | Life Support / High Risk | IES | ASP_GE | 154 | 5 | 0 | 2012-04-01 | Canyons/Desert
13800-Primary Childrens Hospital | 22301 | Anesthesiology | 13800-Primary Childrens Hospital | 22104-Operating Rooms | 13800~000000009575 | 527314 | 263180WX2 | VEN263180 | 14-278 | Scanning Systems, Ultrasonic | UltraSound | 1811 | GE HEALTHCARE | VENUE 40 BT12 | 1 | 138D22104A | PC OR L2 | Anesthesia Or | Life Support / High Risk | IES | ASP_GE | 145 | 5 | 0 | 2012-12-31 | Canyons/Desert
14400-Utah Valley Hospital | 10061 | Intensive Care Shock-Trauma | 14400-Utah Valley Hospital | 10061-Intensive Care Shock-Trauma | 14400~000000007181 | 490139 | 221432WX8 | VEN358662 | 14-278 | Scanning Systems, Ultrasonic | UltraSound | 1826 | GE HEALTHCARE | VENUE 40 BT12 | 1 | 144D10061A | UV NST ICU | 410-NSTICU | Life Support / High Risk | IES | ASP_GE | 154 | 5 | 0 | 2012-03-13 | Canyons/Desert
15400-Intermountain Medical Center | 10041 | Intensive Care Thoracic | 15400-Intermountain Medical Center | 10041-Intensive Care Thoracic | 15400~000000017495 | 541072 | 337717WX3 | VEN337717 | 14-278 | Scanning Systems, Ultrasonic | UltraSound | 1839 | GE HEALTHCARE | VENUE 40 BT12 | 1 | 154D10041A | IM THORACIC ICU S2 | Common Area | Life Support / High Risk |  |  | 131 | 5 | 0 | 2014-02-24 | Canyons/Desert
37500-Primary Childrens - Riverton | 22301 | Anesthesiology | 37500-Primary Childrens - Riverton | 22104-Operating Rooms | 37500~000000001108 | 573826 | 323439WX0 | VEN323439 | 14-278 | Scanning Systems, Ultrasonic | UltraSound | 1858 | GE HEALTHCARE | VENUE 40 BT12 | 1 | 375D22104A | PR OPERATING ROOM | Room 1 | Life Support / High Risk | IES | ASP_GE | 132 | 5 | 0 | 2014-01-31 | Canyons/Desert
40000-Intermountain Medical Group | 74057 | McKay-Dee Foot and Ankle Clinc | 40000-Intermountain Medical Group | 74057-McKay-Dee Foot and Ankle Clinc | 40000~000000014729 | 821376 | VEN358660 | VEN358660 | 14-278 | Scanning Systems, Ultrasonic | UltraSound | 1870 | GE HEALTHCARE | VENUE 40 BT12 | 1 | 400D74057A | MG MK FOOT AND ANKLE STE 2835 | Unspecified | Life Support / High Risk | IES | ASP_GE | 125 | 5 | 0 | 2014-08-06 | Canyons/Desert
12600-St George Regional Hospital | 10011 | Intensive Care Unit | 12600-St George Regional Hospital | 10011-Intensive Care Unit | 12600~000000020248 | 850507 | VEBR002083 | VEBR002083 | 18-143 | Scanning Systems, Ultrasonic, | UltraSound | 1968 | GE HEALTHCARE | VENUE 50 | 1 | 126D10011A | SG ICU RR TST | Unspecified | Life Support / High Risk | IES | ASP_GE | 66 | 5 | 0 | 2019-07-02 | Canyons/Desert
12800-LDS Hospital | 22301 | Anesthesiology | 12800-LDS Hospital | 22104-Operating Rooms | 12800~000000011720 | 800187 | 416463WX8 | VEN416463 | 18-143 | Scanning Systems, Ultrasonic, | UltraSound | 2083 | GE HEALTHCARE | VENUE 50 | 1 | 128D22104A | LD OPERATING ROOM L3 | Unspecified | Life Support / High Risk | IES | ASP_GE | 116 | 5 | 0 | 2015-06-01 | Canyons/Desert
12900-Layton Hospital | 21001 | Imaging Administration | 12900-Layton Hospital | 21001-Imaging Administration | 12900~000000002731 | 839185 | 99812WXO |  | 18-143 | Scanning Systems, Ultrasonic, | UltraSound | 2099 | GE HEALTHCARE | VENUE 50 | 1 | 129D21001A | LA IMAGING ADMINISTRATION | Unspecified | Life Support / High Risk | IES | ASP_GE | 75 | 5 | 0 | 2018-10-25 | Canyons/Desert
13000-Logan Regional Hospital | 10011 | Intensive Care Unit | 13000-Logan Regional Hospital | 10011-Intensive Care Unit | 13000~000000005967 | 805659 | 460168WX8 | VEN50460168 | 18-143 | Scanning Systems, Ultrasonic, | UltraSound | 2111 | GE HEALTHCARE | VENUE 50 | 1 | 130D10011A | LO INTENSIVE CARE | Standby Icu-Ccu | Life Support / High Risk | IES | ASP_GE | 109 | 5 | 0 | 2015-12-07 | Canyons/Desert
13800-Primary Childrens Hospital | 22301 | Anesthesiology | 13800-Primary Childrens Hospital | 22104-Operating Rooms | 13800~000000025137 | 827793 | 998629WX0 | VEN50998629 | 18-143 | Scanning Systems, Ultrasonic, | UltraSound | 2265 | GE HEALTHCARE | VENUE 50 | 1 | 138D22104A | PC OR L2 | Unspecified | Life Support / High Risk | IES | ASP_GE | 82 | 7 | 0 | 2018-03-13 | Canyons/Desert
14300-Park City Hospital | 20101 | Emergency Department | 14300-Park City Hospital | 21801-Nuclear Medicine | 14300~000000002253 | 806295 | 365884WX6 | VEN365884 | 18-143 | Scanning Systems, Ultrasonic, | UltraSound | 2321 | GE HEALTHCARE | VENUE 50 | 1 | 143D21801A | PK NUCLEAR MEDICINE | Nuclear Medicine | Life Support / High Risk | IES | ASP_GE | 119 | 5 | 0 | 2015-02-11 | Canyons/Desert
14400-Utah Valley Hospital | 20101 | Emergency Department | 14400-Utah Valley Hospital | 20101-Emergency Department | 14400~000000020177 | 748886 | VEB002529 | VEB002529 | 18-143 | Scanning Systems, Ultrasonic, | UltraSound | 2346 | GE HEALTHCARE | VENUE 50 | 1 | 144D20101A | UV EMERGENCY ROOM | Common Areas | Life Support / High Risk | IES | ASP_GE | 69 | 4.9167 | 0 | 2019-04-18 | Canyons/Desert
14800-Heber Valley Hospital | 21101 | Radiology | 14800-Heber Valley Hospital | 21101-Radiology | 14800~000000001758 | 845664 | 358662WX5 |  | 18-143 | Scanning Systems, Ultrasonic, | UltraSound | 2434 | GE HEALTHCARE | VENUE 50 | 1 | 148D21101A | HV RADIOLOGY | Unspecified | Life Support / High Risk | IES | ASP_GE | 71 | 5 | 0 | 2019-02-07 | Canyons/Desert
15400-Intermountain Medical Center | 22301 | Anesthesiology | 15400-Intermountain Medical Center | 22104-Operating Rooms | 15400~000000031824 | 835554 | 998728WXO | VEN50998912 | 18-143 | Scanning Systems, Ultrasonic, | UltraSound | 2534 | GE HEALTHCARE | VENUE 50 | 1 | 154D22104A | IM OPERATING ROOM TL2 | Common Area | Life Support / High Risk | IES | ASP_GE | 76 | 5 | 0 | 2018-09-04 | Canyons/Desert
40000-Intermountain Medical Group | 73072 | Layton Clinic | 40000-Intermountain Medical Group | 73072-Layton Clinic | 40000~000000021486 | 821356 | VEN50607192 | VEN50607192 | 18-143 | Scanning Systems, Ultrasonic, | UltraSound | 2638 | GE HEALTHCARE | VENUE 50 | 1 | 400D73072A | MG LAYTON CLINIC | Unspecified | Life Support / High Risk | IES | ASP_GE | 88 | 5 | 0 | 2017-09-22 | Canyons/Desert
11600-Alta View Hospital | 21101 | Radiology | 11600-Alta View Hospital | 21101-Radiology | 11600~000000009309 | 900025 | VFD000051 | VFD000051 | 18-143 | Scanning Systems, Ultrasonic, | UltraSound | 1903 | GE HEALTHCARE | VENUE FIT | 1 | 116D21101A | AV RADIOLOGY | Unspecified | Non Life Support | IES | ASP_GE | 28 | 5 | 3 | 2022-09-29 | Canyons/Desert
11600-Alta View Hospital | 21101 | Radiology | 11600-Alta View Hospital | 21101-Radiology | 11600~000000009310 | 900026 | VFD000043 | VFD000043 | 18-143 | Scanning Systems, Ultrasonic, | UltraSound | 1904 | GE HEALTHCARE | VENUE FIT | 1 | 116D21101A | AV RADIOLOGY | Unspecified | Non Life Support | IES | ASP_GE | 28 | 5 | 3 | 2022-09-29 | Canyons/Desert
12600-St George Regional Hospital | 20501 | Cardiovascular Lab | 12600-St George Regional Hospital | 20501-Cardiovascular Lab | 12600~000000026594 | 907125 | VDF00358 | VDF000358 | 18-143 | Scanning Systems, Ultrasonic, | UltraSound | 1999 | GE HEALTHCARE | VENUE FIT | 1 | 126D20501A | SG CATH LAB RR | CV Lab Common Area | Non Life Support | IES | ASP_GE | 22 | 5 | 3 | 2023-03-30 | Canyons/Desert
12600-St George Regional Hospital | 20501 | Cardiovascular Lab | 12600-St George Regional Hospital | 20501-Cardiovascular Lab | 12600~000000026595 | 907126 | VDF00532 | VDF00532 | 18-143 | Scanning Systems, Ultrasonic, | UltraSound | 2000 | GE HEALTHCARE | VENUE FIT | 1 | 126D20501A | SG CATH LAB RR | CV Lab Common Area | Non Life Support | IES | ASP_GE | 22 | 5 | 3 | 2023-03-30 | Canyons/Desert
12600-St George Regional Hospital | 21301 | Imaging Recovery | 12600-St George Regional Hospital | 21301-Imaging Recovery | 12600~000000025852 | 894347 | VCF001239 | VCF001239 | 18-143 | Scanning Systems, Ultrasonic, | UltraSound | 2019 | GE HEALTHCARE | VENUE FIT | 1 | 126D21301A | DX IMAGING RECOVERY | Imaging Recovery | Non Life Support | IES | ASP_GE | 32 | 5 | 2 | 2022-05-20 | Canyons/Desert
15400-Intermountain Medical Center | 22451 | Endoscopy Lab | 15400-Intermountain Medical Center | 22451-Endoscopy Lab | 15400~000000043845 | 927704 | VFC001275 |  | 18-143 | Scanning Systems, Ultrasonic, | UltraSound | 2538 | GE HEALTHCARE | VENUE FIT | 1 | 154D22451A | IM ENDOSCOPY EL2 | Unspecified | Non Life Support | IES | ASP_GE | 3 | 5.0833 | 5.0833 | 2024-10-28 | Canyons/Desert
11800-American Fork Hospital | 12003 | Newborn Intermediate Care | 11800-American Fork Hospital | 10011-Intensive Care Unit | 11800~000000006577 | 858730 | VGB000785 | VGB000785 | 14-278 | Scanning Systems, Ultrasonic | UltraSound | 1780 | GE HEALTHCARE | VENUE GO | 1 | 118D10011A | AF INTENSIVE CARE UNIT | 3-Icu | Life Support / High Risk | IES | ASP_GE | 59 | 5 | 0 | 2020-02-03 | Canyons/Desert
12000-Bear River Valley Hospital | 22301 | Anesthesiology | 12000-Bear River Valley Hospital | 22301-Anesthesiology | 12000~000000001563 | 889053 | VGB002000 |  | 14-278 | Scanning Systems, Ultrasonic | UltraSound | 1783 | GE HEALTHCARE | VENUE GO | 1 | 120D22301A | BR ANESTHESIOLOGY | Unspecified | Life Support / High Risk | IES | ASP_GE | 53 | 5 | 1 | 2020-08-10 | Canyons/Desert
12200-Cassia Regional Hospital | 22301 | Anesthesiology | 12200-Cassia Regional Hospital | 22301-Anesthesiology | 12200~000000003201 | 887478 | VGB00817 | VGB000817 | 14-278 | Scanning Systems, Ultrasonic | UltraSound | 1784 | GE HEALTHCARE | VENUE GO | 1 | 122D22301A | CA ANESTHESIOLOGY | Unspecified | Life Support / High Risk | IES | ASP_GE | 59 | 5 | 0 | 2020-02-25 | Canyons/Desert
12800-LDS Hospital | 21501 | Mammography | 12800-LDS Hospital | 21501-Mammography | 12800~000000015897 | 894934 | VGB000801 |  | 14-278 | Scanning Systems, Ultrasonic | UltraSound | 1792 | GE HEALTHCARE | VENUE GO | 1 | 128D21501A | LD MAMMOGRAPHY L1 | Unspecified | Life Support / High Risk | LDSH_CE | LDSCE2 | 31 | 5 | 2 | 2022-06-02 | Canyons/Desert
13000-Logan Regional Hospital | 22301 | Anesthesiology | 13000-Logan Regional Hospital | 22104-Operating Rooms | 13000~000000010024 | 871555 | VGB002246 |  | 14-278 | Scanning Systems, Ultrasonic | UltraSound | 1797 | GE HEALTHCARE | VENUE GO | 1 | 130D22104A | LO OPERATING ROOM | O.R. Core | Life Support / High Risk | IES | ASP_GE | 51 | 7 | 3 | 2020-10-26 | Canyons/Desert
13200-McKay-Dee Hospital Center | 21301 | Imaging Recovery | 13200-McKay-Dee Hospital Center | 21301-Imaging Recovery | 13200~000000023938 | 881601 | VGB000179 |  | 14-278 | Scanning Systems, Ultrasonic | UltraSound | 1800 | GE HEALTHCARE | VENUE GO | 1 | 132D21301A | MK IMAGING RECOVERY 1ST FLR | Unspecified | Life Support / High Risk | MKDHC_CE | MKDCREW9CE | 45 | 5 | 1 | 2021-04-27 | Canyons/Desert
13400-Orem Community Hospital | 22301 | Anesthesiology | 13400-Orem Community Hospital | 22301-Anesthesiology | 13400~000000002289 |  |  |  | 14-278 | Scanning Systems, Ultrasonic | UltraSound | 1804 | GE HEALTHCARE | VENUE GO | 1 | 134D22301A | OR ANESTHESIOLOGY | Unspecified | Life Support / High Risk |  |  | 46 | 5 | 1 | 2021-04-01 | Canyons/Desert
13800-Primary Childrens Hospital | 10081 | Pediatric Intensive Care | 13800-Primary Childrens Hospital | 10081-Pediatric Intensive Care | 13800~000000027801 | 858650 | VGB000055 | RVGB000055 | 14-278 | Scanning Systems, Ultrasonic | UltraSound | 1805 | GE HEALTHCARE | VENUE GO | 1 | 138D10081A | PC PICU L2 | Unspecified | Life Support / High Risk | IES | ASP_GE | 58 | 5 | 0 | 2020-03-05 | Canyons/Desert
13800-Primary Childrens Hospital | 12002 | Newborn Intensive Care Unit | 13800-Primary Childrens Hospital | 12002-Newborn Intensive Care Unit | 13800~000000034185 | 928137 | VGE000142 |  | 14-278 | Scanning Systems, Ultrasonic | UltraSound | 1806 | GE HEALTHCARE | VENUE GO | 1 | 138D12002A | PC NICU L4 | Pod A Equipment Storage 4F.050 | Life Support / High Risk | PCH_CE | PCHCREW07 | 2 | 5 | 5 | 2024-11-18 | Canyons/Desert
13800-Primary Childrens Hospital | 20101 | Emergency Department | 13800-Primary Childrens Hospital | 16503-Rapid Treatment Unit | 13800~000000033251 | 912284 | VC0007737 |  | 14-278 | Scanning Systems, Ultrasonic | UltraSound | 1807 | GE HEALTHCARE | VENUE GO | 1 | 138D16503A | PC 1NW | Unspecified | Life Support / High Risk | IES | ASP_GE | 16 | 5 | 4 | 2023-09-28 | Canyons/Desert
13800-Primary Childrens Hospital | 22301 | Anesthesiology | 13800-Primary Childrens Hospital | 22104-Operating Rooms | 13800~000000029642 | 879585 | VGC000122 | VGC000122 | 14-278 | Scanning Systems, Ultrasonic | UltraSound | 1812 | GE HEALTHCARE | VENUE GO | 1 | 138D22104A | PC OR L2 | OR Equipment Store Room | Life Support / High Risk | IES | ASP_GE | 46 | 5 | 1 | 2021-03-24 | Canyons/Desert
13800-Primary Childrens Hospital | 22301 | Anesthesiology | 13800-Primary Childrens Hospital | 22104-Operating Rooms | 13800~000000029643 | 879586 | VGC000114 | VGC000114 | 14-278 | Scanning Systems, Ultrasonic | UltraSound | 1813 | GE HEALTHCARE | VENUE GO | 1 | 138D22104A | PC OR L2 | OR Equipment Store Room | Life Support / High Risk | IES | ASP_GE | 46 | 5 | 1 | 2021-03-24 | Canyons/Desert
14100-Spanish Fork Hospital | 21101 | Radiology | 14100-Spanish Fork Hospital | 14001-Labor and Delivery Rooms | 14100~000000003065 | 880505 | VGC000124 |  | 14-278 | Scanning Systems, Ultrasonic | UltraSound | 1819 | GE HEALTHCARE | VENUE GO | 1 | 141D14001A | SF LABOR AND DELIVERY ROOMS | C-Sect Hall | Life Support / High Risk | IES | ASP_GE | 45 | 5 | 1 | 2021-04-19 | Canyons/Desert
14100-Spanish Fork Hospital | 21101 | Radiology | 14100-Spanish Fork Hospital | 21101-Radiology | 14100~000000002859 | 880017 | VGB000806 |  | 14-278 | Scanning Systems, Ultrasonic | UltraSound | 1820 | GE HEALTHCARE | VENUE GO | 1 | 141D21101A | SF RADIOLOGY | Sedation Room | Life Support / High Risk | IES | ASP_GE | 46 | 5 | 1 | 2021-03-31 | Canyons/Desert
14100-Spanish Fork Hospital | 22001 | Same Day Surgery | 14100-Spanish Fork Hospital | 22001-Same Day Surgery | 14100~000000002857 | 879870 | SFHPACUUSGE01 |  | 14-278 | Scanning Systems, Ultrasonic | UltraSound | 1821 | GE HEALTHCARE | VENUE GO | 1 | 141D22001A | SF SAME DAY SURGERY | Equipment Storage | Life Support / High Risk | IES | ASP_GE | 46 | 5 | 1 | 2021-03-30 | Canyons/Desert
14100-Spanish Fork Hospital | 22001 | Same Day Surgery | 14100-Spanish Fork Hospital | 22001-Same Day Surgery | 14100~000000002858 | 879871 | SFHORUSGE01 |  | 14-278 | Scanning Systems, Ultrasonic | UltraSound | 1822 | GE HEALTHCARE | VENUE GO | 1 | 141D22001A | SF SAME DAY SURGERY | Equipment Storage | Life Support / High Risk | IES | ASP_GE | 46 | 5 | 1 | 2021-03-30 | Canyons/Desert
14200-Sevier Valley Hospital | 22301 | Anesthesiology | 14200-Sevier Valley Hospital | 22301-Anesthesiology | 14200~000000001966 |  |  |  | 14-278 | Scanning Systems, Ultrasonic | UltraSound | 1825 | GE HEALTHCARE | VENUE GO | 1 | 142D22301A | SV ANESTHESIOLOGY | Unspecified | Life Support / High Risk |  |  | 40 | 5 | 2 | 2021-09-17 | Canyons/Desert
14400-Utah Valley Hospital | 22104 | Operating Rooms | 14400-Utah Valley Hospital | 22104-Operating Rooms | 14400~000000026608 | 922869 | VGD002615 |  | 14-278 | Scanning Systems, Ultrasonic | UltraSound | 1833 | GE HEALTHCARE | VENUE GO | 1 | 144D22104A | UV OPERATING ROOM | OR 17 | Life Support / High Risk | UVH_CE | UVCREW7_CE | 7 | 5 | 4 | 2024-06-18 | Canyons/Desert
14400-Utah Valley Hospital | 22104 | Operating Rooms | 14400-Utah Valley Hospital | 22104-Operating Rooms | 14400~000000026609 | 922870 | VGD002613 |  | 14-278 | Scanning Systems, Ultrasonic | UltraSound | 1834 | GE HEALTHCARE | VENUE GO | 1 | 144D22104A | UV OPERATING ROOM | OR 20 | Life Support / High Risk | UVH_CE | UVCREW7_CE | 7 | 5 | 4 | 2024-06-18 | Canyons/Desert
15400-Intermountain Medical Center | 10021 | Intensive Care Coronary | 15400-Intermountain Medical Center | 10021-Intensive Care Coronary | 15400~000000037217 | 881800 | VGC000318 |  | 14-278 | Scanning Systems, Ultrasonic | UltraSound | 1838 | GE HEALTHCARE | VENUE GO | 1 | 154D10021A | IM CICU S5 | Unspecified | Life Support / High Risk | IMC_CE | IMCCE6 | 44 | 5 | 1 | 2021-05-12 | Canyons/Desert
15400-Intermountain Medical Center | 10041 | Intensive Care Thoracic | 15400-Intermountain Medical Center | 10041-Intensive Care Thoracic | 15400~000000039133 | 894014 | VGC006798 |  | 14-278 | Scanning Systems, Ultrasonic | UltraSound | 1840 | GE HEALTHCARE | VENUE GO | 1 | 154D10041A | IM THORACIC ICU S2 | Unspecified | Life Support / High Risk | IES | ASP_GE | 32 | 5 | 2 | 2022-05-06 | Canyons/Desert
15400-Intermountain Medical Center | 21301 | Imaging Recovery | 15400-Intermountain Medical Center | 21301-Imaging Recovery | 15400~000000036695 |  |  |  | 14-278 | Scanning Systems, Ultrasonic | UltraSound | 1842 | GE HEALTHCARE | VENUE GO | 1 | 154D21301A | IM IMAG RECOVERY TOWER | Unspecified | Life Support / High Risk |  |  | 48 | 5 | 1 | 2021-01-08 | Canyons/Desert
15400-Intermountain Medical Center | 31501 | Nutritional Support | 15400-Intermountain Medical Center | 31501-Nutritional Support | 15400~000000036951 | 879653 | VGB002248 |  | 14-278 | Scanning Systems, Ultrasonic | UltraSound | 1852 | GE HEALTHCARE | VENUE GO | 1 | 154D31501B | IM NUTRITIONAL MED TELE T6 | Unspecified | Life Support / High Risk | IES | ASP_GE | 46 | 5 | 1 | 2021-03-31 | Canyons/Desert
15400-Intermountain Medical Center | 31501 | Nutritional Support | 15400-Intermountain Medical Center | 31501-Nutritional Support | 15400~000000036952 | 879654 | VGB002241 |  | 14-278 | Scanning Systems, Ultrasonic | UltraSound | 1853 | GE HEALTHCARE | VENUE GO | 1 | 154D31501B | IM NUTRITIONAL MED TELE T6 | Unspecified | Life Support / High Risk | IES | ASP_GE | 46 | 5 | 1 | 2021-03-31 | Canyons/Desert
36400-McKay-Dee Surgical Center LLC | 22203 | Surgical Center | 36400-McKay-Dee Surgical Center LLC | 22203-Surgical Center | 36400~000000001602 | 886629 | VGC000899 |  | 14-278 | Scanning Systems, Ultrasonic | UltraSound | 1855 | GE HEALTHCARE | VENUE GO | 1 | 364D22203A | MS SC SURGICAL CENTER | Equipment Rm | Life Support / High Risk | IES | ASP_GE | 5 | 5 | 5 | 2024-09-01 | Canyons/Desert
36400-McKay-Dee Surgical Center LLC | 22203 | Surgical Center | 36400-McKay-Dee Surgical Center LLC | 22203-Surgical Center | 36400~000000001603 | 886630 | VGC000964 |  | 14-278 | Scanning Systems, Ultrasonic | UltraSound | 1856 | GE HEALTHCARE | VENUE GO | 1 | 364D22203A | MS SC SURGICAL CENTER | Equipment Rm | Life Support / High Risk | IES | ASP_GE | 5 | 5 | 5 | 2024-09-01 | Canyons/Desert
36900-Logan Surgery Center LLC | 22203 | Surgical Center | 36900-Logan Surgery Center LLC | 22203-Surgical Center | 36900~000000000371 | 887469 | VGC009140 |  | 14-278 | Scanning Systems, Ultrasonic | UltraSound | 1857 | GE HEALTHCARE | VENUE GO | 1 | 369D22203A | LS LOGAN SURGERY CENTER | Unspecified | Life Support / High Risk | LRH_CE | LRHCREW1CE | 2 | 5 | 5 | 2024-11-14 | Canyons/Desert
37700-Primary Childrens - Lehi | 21301 | Imaging Recovery | 37700-Primary Childrens - Lehi | 21301-Imaging Recovery | 37700~000000003835 | 929034 | VGB002266 | RVGB002266 | 14-278 | Scanning Systems, Ultrasonic | UltraSound | 1861 | GE HEALTHCARE | VENUE GO | 1 | 377D21301A | PL IMAGING RECOVERY | Unspecified | Life Support / High Risk | IES | ASP_GE | 1 | 5 | 5 | 2024-12-04 | Canyons/Desert
37700-Primary Childrens - Lehi | 22104 | Operating Rooms | 37700-Primary Childrens - Lehi | 22104-Operating Rooms | 37700~000000002790 | 918609 | VGD001977 |  | 14-278 | Scanning Systems, Ultrasonic | UltraSound | 1865 | GE HEALTHCARE | VENUE GO | 1 | 377D22104A | PL OPERATING ROOMS | H2321 The Shed | Life Support / High Risk | IES | ASP_GE | 11 | 5 | 4 | 2024-02-07 | Canyons/Desert
40000-Intermountain Medical Group | 74293 | Thoracic Surgery | 40000-Intermountain Medical Group | 74293-Thoracic Surgery | 40000~000000031034 | 895784 | VGC006948 | VGC006948 | 14-278 | Scanning Systems, Ultrasonic | UltraSound | 1879 | GE HEALTHCARE | VENUE GO | 1 | 400D74293A | MG THORACIC SURGERY STE 640 | Unspecified | Life Support / High Risk | IES | ASP_GE | 31 | 5 | 2 | 2022-06-23 | Canyons/Desert
12800-LDS Hospital | 22301 | Anesthesiology | 12800-LDS Hospital | 22110-Pain Services | 12800~000000016051 | 904218 | VGC000842 |  | 14-278 | Scanning Systems, Ultrasonic | UltraSound | 1793 | GE HEALTHCARE | Venue Go R3 | 1 | 128D22110A | LD PAIN SERVICES | Unspecified | Non Life Support | LDSH_CE | LDSCE2 | 24 | 5 | 3 | 2023-01-20 | Canyons/Desert
13400-Orem Community Hospital | 22107 | Post Anesthesia Care Unit-PACU | 13400-Orem Community Hospital | 22107-Post Anesthesia Care Unit-PACU | 13400~000000002619 | 925372 | VGC000139 |  | 14-278 | Scanning Systems, Ultrasonic | UltraSound | 1803 | GE HEALTHCARE | Venue Go R3 | 1 | 134D22107A | OR RECOVERY ROOM | Standby Pacu | Non Life Support | AFH_CE | AFCREW2_CE | 5 | 5 | 5 | 2024-08-20 | Canyons/Desert
14400-Utah Valley Hospital | 12002 | Newborn Intensive Care Unit | 14400-Utah Valley Hospital | 12002-Newborn Intensive Care Unit | 14400~000000023544 | 908520 | VGC000244 |  | 14-278 | Scanning Systems, Ultrasonic | UltraSound | 1828 | GE HEALTHCARE | Venue Go R3 | 1 | 144D12002A | UV NICU INTENSIVE CARE NURSERY | Nursery A | Non Life Support | UVH_CE | UVCREW6_CE | 44 | 5 | 1 | 2021-05-07 | Canyons/Desert
14600-Cedar City Hospital | 28103 | Infusion Center | 14600-Cedar City Hospital | 28103-Infusion Center | 14600~000000003840 | 903141 | VGD000328 |  | 14-278 | Scanning Systems, Ultrasonic | UltraSound | 1837 | GE HEALTHCARE | Venue Go R3 | 1 | 146D28103A | CC HOME IV THERAPY | I.V. Therapy | Non Life Support | IES | ASP_GE | 24 | 5 | 3 | 2023-01-05 | Canyons/Desert
15400-Intermountain Medical Center | 22110 | Pain Services | 15400-Intermountain Medical Center | 22110-Pain Services | 15400~000000039083 | 907759 | VGC006647 | VGC006647 | 14-278 | Scanning Systems, Ultrasonic | UltraSound | 1844 | GE HEALTHCARE | Venue Go R3 | 1 | 154D22110A | IM PAIN SERVICES | Unspecified | Non Life Support | IES | ASP_GE | 34 | 5 | 2 | 2022-03-31 | Canyons/Desert
15400-Intermountain Medical Center | 22110 | Pain Services | 15400-Intermountain Medical Center | 22110-Pain Services | 15400~000000039084 | 907760 | VGC006649 | VGC006649 | 14-278 | Scanning Systems, Ultrasonic | UltraSound | 1845 | GE HEALTHCARE | Venue Go R3 | 1 | 154D22110A | IM PAIN SERVICES | Unspecified | Non Life Support | IES | ASP_GE | 34 | 5 | 2 | 2022-03-31 | Canyons/Desert
40000-Intermountain Medical Group | 74379 | McKay-Dee Pulmonology | 40000-Intermountain Medical Group | 74379-McKay-Dee Pulmonology | 40000~000000031454 | 901982 | VCG007722 |  | 14-278 | Scanning Systems, Ultrasonic | UltraSound | 1880 | GE HEALTHCARE | Venue Go R3 | 1 | 400D74379A | MK MG PULMONARY MED STE 4410 | Unspecified | Non Life Support | IES | ASP_GE | 25 | 5 | 3 | 2022-12-09 | Canyons/Desert
11800-American Fork Hospital | 22301 | Anesthesiology | 11800-American Fork Hospital | 22110-Pain Services | 11800~000000008255 | 917542 | VGD002035 |  | 14-278 | Scanning Systems, Ultrasonic | UltraSound | 1781 | GE HEALTHCARE | Venue GO R4 | 1 | 118D22110A | AF PAIN SERVICES | Unspecified | Non Life Support | IES | ASP_GE | 13 | 5 | 4 | 2023-12-05 | Canyons/Desert
12600-St George Regional Hospital | 22110 | Pain Services | 12600-St George Regional Hospital | 22110-Pain Services | 12600~000000026581 | 906553 | VGD000815 |  | 14-278 | Scanning Systems, Ultrasonic | UltraSound | 1788 | GE HEALTHCARE | Venue GO R4 | 1 | 126D22110A | SG PAIN SERVICES | Unspecified | Non Life Support | IES | ASP_GE | 22 | 5 | 3 | 2023-03-15 | Canyons/Desert
12600-St George Regional Hospital | 22110 | Pain Services | 12600-St George Regional Hospital | 22110-Pain Services | 12600~000000026582 | 906554 | VGD000816 | VGD000816 | 14-278 | Scanning Systems, Ultrasonic | UltraSound | 1789 | GE HEALTHCARE | Venue GO R4 | 1 | 126D22110A | SG PAIN SERVICES | Unspecified | Non Life Support | IES | ASP_GE | 22 | 5 | 3 | 2023-03-15 | Canyons/Desert
12600-St George Regional Hospital | 22301 | Anesthesiology | 12600-St George Regional Hospital | 22301-Anesthesiology | 12600~000000028165 | 927106 | VGD003115 |  | 14-278 | Scanning Systems, Ultrasonic | UltraSound | 1790 | GENERAL ELECTRIC COMPANY | Venue GO R4 | 1 | 126D22301A | SG ANESTHESIA | Anesthesiology | Non Life Support | IES | ASP_GE | 3 | 5 | 5 | 2024-10-03 | Canyons/Desert
12600-St George Regional Hospital | 32215 | Clinical Engineering | 12600-St George Regional Hospital | 22110-Pain Services | 12600~000000028169 | 927286 | VGD003045 |  | 14-278 | Scanning Systems, Ultrasonic | UltraSound | 1791 | GENERAL ELECTRIC COMPANY | Venue GO R4 | 1 | 126D22110A | SG PAIN SERVICES | Unspecified | Non Life Support | IES | ASP_GE | 3 | 5 | 5 | 2024-10-14 | Canyons/Desert
13000-Logan Regional Hospital | 20101 | Emergency Department | 13000-Logan Regional Hospital | 20101-Emergency Department | 13000~000000012121 | 908350 | VGD001045 | VGD001045 | 14-278 | Scanning Systems, Ultrasonic | UltraSound | 1795 | GE HEALTHCARE | Venue GO R4 | 1 | 130D20101A | LO EMERGENCY ROOM | Emergency | Non Life Support | IES | ASP_GE | 21 | 5 | 3 | 2023-04-28 | Canyons/Desert
13200-McKay-Dee Hospital Center | 22104 | Operating Rooms | 13200-McKay-Dee Hospital Center | 22104-Operating Rooms | 13200~000000026228 | 909964 | VGD001020 | VGD001020 | 14-278 | Scanning Systems, Ultrasonic | UltraSound | 1801 | GE HEALTHCARE | Venue GO R4 | 1 | 132D22104A | MK OPERATING ROOM L2 | Unspecified | Non Life Support | IES | ASP_GE | 21 | 5 | 3 | 2023-04-26 | Canyons/Desert
13200-McKay-Dee Hospital Center | 22301 | Anesthesiology | 13200-McKay-Dee Hospital Center | 22110-Pain Services | 13200~000000025823 | 903898 | VGD000349 |  | 14-278 | Scanning Systems, Ultrasonic | UltraSound | 1802 | GE HEALTHCARE | Venue GO R4 | 1 | 132D22110A | MK ACUTE PAIN SVCS 2ND FLR | Unspecified | Non Life Support | IES | ASP_GE | 25 | 5 | 3 | 2022-12-17 | Canyons/Desert
13900-Riverton Hospital | 22301 | Anesthesiology | 13900-Riverton Hospital | 22001-Same Day Surgery | 13900~000000008904 | 913771 | VGD001802 | VGD001802 | 14-278 | Scanning Systems, Ultrasonic | UltraSound | 1817 | GE HEALTHCARE | Venue GO R4 | 1 | 139D22001A | RV SAME DAY SURGERY | Unspecified | Non Life Support | IES | ASP_GE | 14 | 5 | 4 | 2023-11-09 | Canyons/Desert
14100-Spanish Fork Hospital | 11503 | Medical and Surgical Nursing | 14100-Spanish Fork Hospital | 10011-Intensive Care Unit | 14100~000000003810 | 913918 | VGD001845 |  | 14-278 | Scanning Systems, Ultrasonic | UltraSound | 1818 | GE HEALTHCARE | Venue GO R4 | 1 | 141D10011A | SF INTENSIVE CARE UNIT | Unspecified | Non Life Support | SFH_CE | SFCREW1_CE | 14 | 5 | 4 | 2023-11-20 | Canyons/Desert
14400-Utah Valley Hospital | 21102 | Angiography | 14400-Utah Valley Hospital | 21102-Angiography | 14400~000000025995 | 912749 | VGD001660 | VGD001660 | 14-278 | Scanning Systems, Ultrasonic | UltraSound | 1830 | GE HEALTHCARE | Venue GO R4 | 1 | 144D21102A | UV INTERVENTIONAL RADIOLOGY | Unspecified | Non Life Support | UVH_CE | UVCREW8_CE | 16 | 5 | 4 | 2023-09-27 | Canyons/Desert
14400-Utah Valley Hospital | 22001 | Same Day Surgery | 14400-Utah Valley Hospital | 22001-Same Day Surgery | 14400~000000026196 | 916851 | VGD001962 |  | 14-278 | Scanning Systems, Ultrasonic | UltraSound | 1831 | GE HEALTHCARE | Venue GO R4 | 1 | 144D22001A | UV SAME DAY SURGERY | Unspecified | Non Life Support | UVH_CE | UVCREW1_CE | 12 | 5 | 4 | 2024-01-09 | Canyons/Desert
14400-Utah Valley Hospital | 22001 | Same Day Surgery | 14400-Utah Valley Hospital | 22001-Same Day Surgery | 14400~000000026213 | 916854 | VGD001957 |  | 14-278 | Scanning Systems, Ultrasonic | UltraSound | 1832 | GE HEALTHCARE | Venue GO R4 | 1 | 144D22001A | UV SAME DAY SURGERY | Unspecified | Non Life Support | UVH_CE | UVCREW1_CE | 12 | 5 | 4 | 2024-01-09 | Canyons/Desert
14400-Utah Valley Hospital | 28103 | Infusion Center | 14400-Utah Valley Hospital | 28103-Infusion Center | 14400~000000026926 | 928068 | VGD003259 |  | 14-278 | Scanning Systems, Ultrasonic | UltraSound | 1836 | GE HEALTHCARE | Venue GO R4 | 1 | 144D28103A | UV IV THERAPY | Unspecified | Non Life Support | UVH_CE | UVCREW3_CE | 2 | 5 | 5 | 2024-11-12 | Canyons/Desert
15400-Intermountain Medical Center | 10061 | Intensive Care Shock-Trauma | 15400-Intermountain Medical Center | 10061-Intensive Care Shock-Trauma | 15400~000000042248 | 915216 | VGD001926 |  | 14-278 | Scanning Systems, Ultrasonic | UltraSound | 1841 | GE HEALTHCARE | Venue GO R4 | 1 | 154D10061A | IM SHOCK TRAUMA T5 | Unspecified | Non Life Support | IMC_CE | IMCCE4A | 13 | 5 | 4 | 2023-12-07 | Canyons/Desert
37700-Primary Childrens - Lehi | 12002 | Newborn Intensive Care Unit | 37700-Primary Childrens - Lehi | 10081-Pediatric Intensive Care | 37700~000000002954 | 919414 | VGD002263 |  | 14-278 | Scanning Systems, Ultrasonic | UltraSound | 1859 | GE HEALTHCARE | Venue GO R4 | 1 | 377D10081A | PL PEDIATRIC INTENSIVE CARE | H3244 Imaging Alcove | Non Life Support | IES | ASP_GE | 11 | 10 | 9 | 2024-02-22 | Canyons/Desert
37700-Primary Childrens - Lehi | 20101 | Emergency Department | 37700-Primary Childrens - Lehi | 20101-Emergency Department | 37700~000000002203 | 918008 | VGD001626 |  | 14-278 | Scanning Systems, Ultrasonic | UltraSound | 1860 | GE HEALTHCARE | Venue GO R4 | 1 | 377D20101A | PL LEHI EMERGENCY DEPT | H1157 ED 11 | Non Life Support | IES | ASP_GE | 12 | 5 | 4 | 2024-01-30 | Canyons/Desert
37700-Primary Childrens - Lehi | 22104 | Operating Rooms | 37700-Primary Childrens - Lehi | 22104-Operating Rooms | 37700~000000002225 | 918090 | VGD001983 |  | 14-278 | Scanning Systems, Ultrasonic | UltraSound | 1862 | GE HEALTHCARE | Venue GO R4 | 1 | 377D22104A | PL OPERATING ROOMS | H2321 The Shed | Non Life Support | IES | ASP_GE | 12 | 5 | 4 | 2024-01-30 | Canyons/Desert
37700-Primary Childrens - Lehi | 22104 | Operating Rooms | 37700-Primary Childrens - Lehi | 22104-Operating Rooms | 37700~000000002226 | 918091 | VGD001976 |  | 14-278 | Scanning Systems, Ultrasonic | UltraSound | 1863 | GE HEALTHCARE | Venue GO R4 | 1 | 377D22104A | PL OPERATING ROOMS | Unspecified | Non Life Support | IES | ASP_GE | 12 | 5 | 4 | 2024-01-30 | Canyons/Desert
37700-Primary Childrens - Lehi | 22104 | Operating Rooms | 37700-Primary Childrens - Lehi | 22104-Operating Rooms | 37700~000000002227 | 918092 | VC0008115 |  | 14-278 | Scanning Systems, Ultrasonic | UltraSound | 1864 | GE HEALTHCARE | Venue GO R4 | 1 | 377D22104A | PL OPERATING ROOMS | Unspecified | Non Life Support | IES | ASP_GE | 12 | 5 | 4 | 2024-01-30 | Canyons/Desert
12000-Bear River Valley Hospital | 20101 | Emergency Department | 12000-Bear River Valley Hospital | 20101-Emergency Department | 12000~000000001505 | 889054 | VEB002487 | VEBR002487 | 18-143 | Scanning Systems, Ultrasonic, | UltraSound | 1943 | GE HEALTHCARE | VENUE R2 | 1 | 120D20101A | BR EMERGENCY ROOM | Unspecified | Life Support / High Risk | IES | ASP_GE OEC | 64 | 5 | 0 | 2019-09-23 | Canyons/Desert
13200-McKay-Dee Hospital Center | 10011 | Intensive Care Unit | 13200-McKay-Dee Hospital Center | 10011-Intensive Care Unit | 13200~000000022132 | 860604 | VEB003406 | VEB003406 | 18-143 | Scanning Systems, Ultrasonic, | UltraSound | 2144 | GE HEALTHCARE | VENUE R2 | 1 | 132D10011A | MK ICU 2ND FLR | Common Area | Life Support / High Risk | IES | ASP_GE | 58 | 5 | 0 | 2020-03-19 | Canyons/Desert
14100-Spanish Fork Hospital | 20101 | Emergency Department | 14100-Spanish Fork Hospital | 20101-Emergency Department | 14100~000000002328 | 878949 | VEB004821 | VEB004821 | 18-143 | Scanning Systems, Ultrasonic, | UltraSound | 2306 | GE HEALTHCARE | VENUE R2 | 1 | 141D20101A | SF EMERGENCY DEPARTMENT | Trauma | Life Support / High Risk | IES | ASP_GE | 46 | 5 | 1 | 2021-03-09 | Canyons/Desert
14400-Utah Valley Hospital | 10061 | Intensive Care Shock-Trauma | 14400-Utah Valley Hospital | 10061-Intensive Care Shock-Trauma | 14400~000000022832 | 872274 | VEB004646 |  | 18-143 | Scanning Systems, Ultrasonic, | UltraSound | 2329 | GE HEALTHCARE | VENUE R2 | 1 | 144D10061A | UV NST ICU | Common Area | Life Support / High Risk | IES | ASP_GE | 50 | 5 | 1 | 2020-11-16 | Canyons/Desert
14800-Heber Valley Hospital | 20101 | Emergency Department | 14800-Heber Valley Hospital | 20101-Emergency Department | 14800~000000002508 | 905992 | VEB002642 |  | 18-143 | Scanning Systems, Ultrasonic, | UltraSound | 2433 | GE HEALTHCARE | VENUE R2 | 1 | 148D20101A | HV EMERGENCY ROOM | Common Area | Life Support / High Risk | HVH_CE | HVHCREW01 | 23 | 5 | 3 | 2023-03-01 | Canyons/Desert
15400-Intermountain Medical Center | 10051 | Intensive Care Neuro and Med | 15400-Intermountain Medical Center | 10051-Intensive Care Neuro and Med | 15400~000000039752 | 895367 | VEB004358 |  | 18-143 | Scanning Systems, Ultrasonic, | UltraSound | 2443 | GE HEALTHCARE | VENUE R2 | 1 | 154D10051A | IM NEURO ICU T4 | Unspecified | Life Support / High Risk | IES | ASP_GE | 31 | 5 | 2 | 2022-06-16 | Canyons/Desert
11600-Alta View Hospital | 22301 | Anesthesiology | 11600-Alta View Hospital | 22001-Same Day Surgery | 11600~000000009199 | 893565 | VEC000812 |  | 18-143 | Scanning Systems, Ultrasonic, | UltraSound | 1912 | GE HEALTHCARE | VENUE R3 | 1 | 116D22001A | AV SHORT STAY SURGERY | AVH Equipment Storage | Life Support / High Risk | IES | ASP_GE | 32 | 5 | 2 | 2022-05-03 | Canyons/Desert
12600-St George Regional Hospital | 20101 | Emergency Department | 12600-St George Regional Hospital | 20101-Emergency Department | 12600~000000025863 | 895446 | VEC000922 | VEC000922 | 18-143 | Scanning Systems, Ultrasonic, | UltraSound | 1986 | GE HEALTHCARE | VENUE R3 | 1 | 126D20101A | SG EMERGENCY RM RR | ER | Life Support / High Risk | IES | ASP_GE | 31 | 5 | 2 | 2022-06-21 | Canyons/Desert
13200-McKay-Dee Hospital Center | 12002 | Newborn Intensive Care Unit | 13200-McKay-Dee Hospital Center | 12002-Newborn Intensive Care Unit | 13200~000000023998 | 882732 | VGC000383 |  | 18-143 | Scanning Systems, Ultrasonic, | UltraSound | 2151 | GE HEALTHCARE | VENUE R3 | 1 | 132D12002A | MK NICU 4TH FLR | Common Area | Life Support / High Risk | IES | ASP_GE | 44 | 7 | 3 | 2021-05-14 | Canyons/Desert
13800-Primary Childrens Hospital | 10081 | Pediatric Intensive Care | 13800-Primary Childrens Hospital | 10081-Pediatric Intensive Care | 13800~000000029803 | 881609 | VGC000270 |  | 18-143 | Scanning Systems, Ultrasonic, | UltraSound | 2226 | GE HEALTHCARE | VENUE R3 | 1 | 138D10081A | PC PICU L2 | Unspecified | Life Support / High Risk | IES | ASP_GE | 44 | 5 | 1 | 2021-05-05 | Canyons/Desert
13800-Primary Childrens Hospital | 12002 | Newborn Intensive Care Unit | 13800-Primary Childrens Hospital | 12002-Newborn Intensive Care Unit | 13800~000000031447 | 894930 | VGC000247 |  | 18-143 | Scanning Systems, Ultrasonic, | UltraSound | 2228 | GE HEALTHCARE | VENUE R3 | 1 | 138D12002A | PC NICU L4 | Unspecified | Life Support / High Risk | IES | ASP_GE | 31 | 5 | 2 | 2022-06-02 | Canyons/Desert
13800-Primary Childrens Hospital | 22204 | Child Procedure Center | 13800-Primary Childrens Hospital | 22204-Child Procedure Center | 13800~000000030535 | 885668 | VGC000781 |  | 18-143 | Scanning Systems, Ultrasonic, | UltraSound | 2264 | GE HEALTHCARE | VENUE R3 | 1 | 138D22204A | PC CPC L1 | Unspecified | Life Support / High Risk | IES | ASP_GE | 40 | 5 | 2 | 2021-09-11 | Canyons/Desert
13800-Primary Childrens Hospital | 22301 | Anesthesiology | 13800-Primary Childrens Hospital | 22104-Operating Rooms | 13800~000000031901 | 899828 | VGC007564 | VGC007564 | 18-143 | Scanning Systems, Ultrasonic, | UltraSound | 2266 | GE HEALTHCARE | VENUE R3 | 1 | 138D22104A | PC OR L2 | OR Equipment Store Room | Life Support / High Risk | IES | ASP_GE | 28 | 5 | 3 | 2022-09-30 | Canyons/Desert
13800-Primary Childrens Hospital | 22301 | Anesthesiology | 13800-Primary Childrens Hospital | 22104-Operating Rooms | 13800~000000031902 | 899829 | VGC007566 | VGC007566 | 18-143 | Scanning Systems, Ultrasonic, | UltraSound | 2267 | GE HEALTHCARE | VENUE R3 | 1 | 138D22104A | PC OR L2 | OR Equipment Store Room | Life Support / High Risk | IES | ASP_GE | 28 | 5 | 3 | 2022-09-30 | Canyons/Desert
13800-Primary Childrens Hospital | 28101 | Intravenous Therapy | 13800-Primary Childrens Hospital | 10081-Pediatric Intensive Care | 13800~000000030204 | 881605 | VGC000272 |  | 18-143 | Scanning Systems, Ultrasonic, | UltraSound | 2269 | GE HEALTHCARE | VENUE R3 | 1 | 138D10081A | PC PICU L2 | PICU Common West | Life Support / High Risk | IES | ASP_GE | 44 | 5 | 1 | 2021-05-24 | Canyons/Desert
13800-Primary Childrens Hospital | 28101 | Intravenous Therapy | 13800-Primary Childrens Hospital | 28101-Intravenous Therapy | 13800~000000030203 | 881604 | VGC000271 |  | 18-143 | Scanning Systems, Ultrasonic, | UltraSound | 2271 | GE HEALTHCARE | VENUE R3 | 1 | 138D28101B | PC IV TEAM AREA I L3 | Unspecified | Life Support / High Risk | IES | ASP_GE | 44 | 5 | 1 | 2021-05-24 | Canyons/Desert
13900-Riverton Hospital | 20101 | Emergency Department | 13900-Riverton Hospital | 20101-Emergency Department | 13900~000000007368 | 879672 | VEC000054 |  | 18-143 | Scanning Systems, Ultrasonic, | UltraSound | 2287 | GE HEALTHCARE | VENUE R3 | 1 | 139D20101A | RV EMERGENCY ROOM | Emt Storage | Life Support / High Risk | IES | ASP_GE | 46 | 5 | 1 | 2021-03-09 | Canyons/Desert
14400-Utah Valley Hospital | 20501 | Cardiovascular Lab | 14400-Utah Valley Hospital | 20501-Cardiovascular Lab | 14400~000000023606 | 886750 | VGC004011 | VGC004011 | 18-143 | Scanning Systems, Ultrasonic, | UltraSound | 2354 | GE HEALTHCARE | VENUE R3 | 1 | 144D20501A | UV CARDIOVASCULAR LAB | Unspecified | Life Support / High Risk | IES | ASP_MIT | 39 | 5 | 2 | 2021-10-21 | Canyons/Desert
14400-Utah Valley Hospital | 22301 | Anesthesiology | 14400-Utah Valley Hospital | 22301-Anesthesiology | 14400~000000023007 | 879868 | VGC000165 |  | 18-143 | Scanning Systems, Ultrasonic, | UltraSound | 2392 | GE HEALTHCARE | VENUE R3 | 1 | 144D22301A | UV ANESTHESIOLOGY | Anesthesia Workroom | Life Support / High Risk | IES | IESCREWSC | 46 | 5 | 1 | 2021-04-01 | Canyons/Desert
14400-Utah Valley Hospital | 22301 | Anesthesiology | 14400-Utah Valley Hospital | 22301-Anesthesiology | 14400~000000023008 | 879869 | VGC000164 |  | 18-143 | Scanning Systems, Ultrasonic, | UltraSound | 2393 | GE HEALTHCARE | VENUE R3 | 1 | 144D22301A | UV ANESTHESIOLOGY | Anesthesia Workroom | Life Support / High Risk | IES | IESCREWSC | 46 | 5 | 1 | 2021-04-01 | Canyons/Desert
14600-Cedar City Hospital | 10011 | Intensive Care Unit | 14600-Cedar City Hospital | 11503-Medical and Surgical Nursing | 14600~000000003766 | 895741 | VGC006986 |  | 18-143 | Scanning Systems, Ultrasonic, | UltraSound | 2410 | GE HEALTHCARE | VENUE R3 | 1 | 146D11503A | CC MEDICAL SURG NURSING | MedSurg Equipment Room | Life Support / High Risk | IES | ASP_GE | 31 | 5 | 2 | 2022-06-06 | Canyons/Desert
14600-Cedar City Hospital | 20101 | Emergency Department | 14600-Cedar City Hospital | 20101-Emergency Department | 14600~000000003669 | 895110 | VGC006919 | VGC006919 | 18-143 | Scanning Systems, Ultrasonic, | UltraSound | 2420 | GE HEALTHCARE | VENUE R3 | 1 | 146D20101A | CC EMERGENCY ROOM | Room 14 | Life Support / High Risk | IES | ASP_GE | 32 | 5 | 2 | 2022-05-27 | Canyons/Desert
15400-Intermountain Medical Center | 10051 | Intensive Care Neuro and Med | 15400-Intermountain Medical Center | 10061-Intensive Care Shock-Trauma | 15400~000000038987 | 892129 | VED000696 | VEC000696 | 18-143 | Scanning Systems, Ultrasonic, | UltraSound | 2444 | GE HEALTHCARE | VENUE R3 | 1 | 154D10061A | IM SHOCK TRAUMA T5 | Common Area | Life Support / High Risk | IES | ASP_GE | 34 | 5 | 2 | 2022-03-10 | Canyons/Desert
15400-Intermountain Medical Center | 10061 | Intensive Care Shock-Trauma | 15400-Intermountain Medical Center | 10071-Intensive Care Respiratory | 15400~000000039082 | 894015 | VEC000792 |  | 18-143 | Scanning Systems, Ultrasonic, | UltraSound | 2451 | GE HEALTHCARE | VENUE R3 | 1 | 154D10071A | IM RESPIRATORY ICU T5-S5 | Unspecified | Life Support / High Risk | IMC_CE | IMCCE6 | 32 | 5 | 2 | 2022-05-06 | Canyons/Desert
40000-Intermountain Medical Group | 72040 | Heber Instacare | 14800-Heber Valley Hospital | 22107-Post Anesthesia Care Unit-PACU | 40000~000000029549 | 880283 | VGC000145 |  | 18-143 | Scanning Systems, Ultrasonic, | UltraSound | 2618 | GE HEALTHCARE | VENUE R3 | 1 | 148D22107A | HV RECOVERY ROOM | Common Area | Life Support / High Risk | HVH_CE | HVHCREW01 | 46 | 5 | 1 | 2021-03-31 | Canyons/Desert
11800-American Fork Hospital | 20101 | Emergency Department | 11800-American Fork Hospital | 20101-Emergency Department | 11800~000000008458 | 923684 | VGD002766 |  | 18-143 | Scanning Systems, Ultrasonic, | UltraSound | 1920 | GE HEALTHCARE | VENUE R4 | 1 | 118D20101A | AF EMERGENCY ROOM | Nurse Station | Life Support / High Risk | AFH_CE | AFCREW2_CE | 6 | 5 | 4 | 2024-07-17 | Canyons/Desert
11800-American Fork Hospital | 20102 | Emergency Dept - Satellite | 11800-American Fork Hospital | 20102-Emergency Dept - Satellite | 11800~000000008246 | 913483 | VGD001553 | VGD001553 | 18-143 | Scanning Systems, Ultrasonic, | UltraSound | 1921 | GE HEALTHCARE | VENUE R4 | 1 | 118D20102A | SS EMERGENCY DEPT SATELLITE | Cart Room | Life Support / High Risk | IES | ASP_GE | 15 | 5 | 4 | 2023-10-16 | Canyons/Desert
13200-McKay-Dee Hospital Center | 10011 | Intensive Care Unit | 13200-McKay-Dee Hospital Center | 10501-Intermediate Care Unit | 13200~000000025957 | 907249 | VED000312 |  | 18-143 | Scanning Systems, Ultrasonic, | UltraSound | 2145 | GE HEALTHCARE | VENUE R4 | 1 | 132D10501A | MK IMC 3RD FLR | 3218 Imc | Life Support / High Risk | IES | ASP_GE | 22 | 7 | 5 | 2023-03-04 | Canyons/Desert
13200-McKay-Dee Hospital Center | 20101 | Emergency Department | 13200-McKay-Dee Hospital Center | 20101-Emergency Department | 13200~000000026222 | 909945 | VED000533 | VED000533 | 18-143 | Scanning Systems, Ultrasonic, | UltraSound | 2158 | GE HEALTHCARE | VENUE R4 | 1 | 132D20101A | MK ER 1ST FLR | Common Area | Life Support / High Risk | IES | ASP_GE | 19 | 5 | 3 | 2023-06-19 | Canyons/Desert
15400-Intermountain Medical Center | 20101 | Emergency Department | 15400-Intermountain Medical Center | 20101-Emergency Department | 15400~000000041756 | 912840 | VED000687 | VED000687 | 18-143 | Scanning Systems, Ultrasonic, | UltraSound | 2470 | GE HEALTHCARE | VENUE R4 | 1 | 154D20101A | IM EMERGENCY ROOM TLL1 | Unspecified | Life Support / High Risk | IMC_CE | IMCCE9 | 15 | 5 | 4 | 2023-10-02 | Canyons/Desert
15400-Intermountain Medical Center | 20101 | Emergency Department | 15400-Intermountain Medical Center | 20101-Emergency Department | 15400~000000043076 | 921613 | VED001164 |  | 18-143 | Scanning Systems, Ultrasonic, | UltraSound | 2471 | GE HEALTHCARE | VENUE R4 | 1 | 154D20101A | IM EMERGENCY ROOM TLL1 | Common Area | Life Support / High Risk | IMC_CE | IMCCE9 | 12 | 5 | 4 | 2024-02-01 | Canyons/Desert
15400-Intermountain Medical Center | 20101 | Emergency Department | 15400-Intermountain Medical Center | 20101-Emergency Department | 15400~000000043077 | 921614 | VED001151 |  | 18-143 | Scanning Systems, Ultrasonic, | UltraSound | 2472 | GE HEALTHCARE | VENUE R4 | 1 | 154D20101A | IM EMERGENCY ROOM TLL1 | Common Area | Life Support / High Risk | IMC_CE | IMCCE9 | 5 | 5 | 5 | 2024-08-20 | Canyons/Desert
13800-Primary Childrens Hospital | 22104 | Operating Rooms | 13800-Primary Childrens Hospital | 22104-Operating Rooms | 13800~000000000993 | 558329 | 000122 | IHPCHPHLCA2 | 11-758 | Radiographic/Fluoroscopic Unit | C-Arms | 1508 | PHILIPS HEALTHCARE | VERADIUS | 1 | 138D22104A | PC OR L2 | Surgery | Life Support / High Risk | IES | ASP_GE | 137 | 5 | 0 | 2013-08-05 | Canyons/Desert
14400-Utah Valley Hospital | 22104 | Operating Rooms | 14400-Utah Valley Hospital | 22104-Operating Rooms | 14400~000000007243 | 546908 | 94 | IHUVHPHLCA5 | 11-758 | Radiographic/Fluoroscopic Unit | C-Arms | 1534 | PHILIPS HEALTHCARE | VERADIUS | 1 | 144D22104A | UV OPERATING ROOM | Back Hallway | Life Support / High Risk | IES | ASP_GE | 151 | 5 | 0 | 2012-06-27 | Canyons/Desert
14400-Utah Valley Hospital | 22104 | Operating Rooms | 14400-Utah Valley Hospital | 22104-Operating Rooms | 14400~000000015196 | 813423 | 000262 | IHUVHPHLCA6 | 11-758 | Radiographic/Fluoroscopic Unit | C-Arms | 1537 | PHILIPS HEALTHCARE | VERADIUS | 1 | 144D22104A | UV OPERATING ROOM | Common Area | Life Support / High Risk | IES | ASP_GE | 103 | 7 | 0 | 2016-06-15 | Canyons/Desert
15400-Intermountain Medical Center | 21111 | Radiology TOSH | 37000-The Orthopedic Specialty Hosp | 21101-Radiology | 15400~000000042443 | 523741 | 683 | IHOSHPHLCA | 11-758 | Radiographic/Fluoroscopic Unit | C-Arms | 1561 | PHILIPS HEALTHCARE | VERADIUS | 1 | 370D21101A | TO RADIOLOGY BLDG 4 L1 | X-Ray Rm | Life Support / High Risk | IES | ASP_GE | 144 | 7 | 0 | 2013-01-04 | Canyons/Desert
13200-McKay-Dee Hospital Center | 21101 | Radiology | 13200-McKay-Dee Hospital Center | 21101-Radiology | 13200~000000010501 | 186853 | 01064 | IHMKHSIEXR2/400-074362 | 10-822 | Radiographic Units, Chest | XR / RF | 1137 | SIEMENS HEALTHCARE | VERTIX FD | 1 | 132D21101A | MK RADIOLOGY 1ST FLR | Rad Rm 3 | Life Support / High Risk | IES | ASP_GE | 274 | 5 | 0 | 2002-04-01 | Canyons/Desert
40000-Intermountain Medical Group | 74115 | Park City Specialty Clinic | 40000-Intermountain Medical Group | 73051-Rose Canyon Clinic | 40000~000000005731 | 534285 | 12090017 |  | 14-121 | Transducers, Ultrasonic | Transducers | 3732 | SIEMENS HEALTHCARE | VF 13-5 TRANSDUCER | 1 | 400D73051A | MG ROSE CANYON CLINIC | Unspecified | Run to Fail | SLV_F | HVAC2 | 162 | 5 | 0 | 2011-07-07 | Canyons/Desert
14000-Sanpete Valley Hospital | 21101 | Radiology | 14000-Sanpete Valley Hospital | 21101-Radiology | 14000~000000000461 | 490621 | F10C050527 | E247786 | 14-121 | Transducers, Ultrasonic | Transducers | 3609 | SIEMENS HEALTHCARE | VF10-5 | 1 | 140D21101A | SP RADIOLOGY | Radiology | Run to Fail | IES | ASP_GE | 156 | 5 | 0 | 2012-01-23 | Canyons/Desert
15400-Intermountain Medical Center | 21102 | Angiography | 15400-Intermountain Medical Center | 21102-Angiography | 15400~000000031830 |  |  |  | 14-121 | Transducers, Ultrasonic | Transducers | 3687 | SIEMENS HEALTHCARE | VF10-5 | 1 | 154D21102A | IM ANGIO TL1 | Unspecified | Run to Fail |  |  | 77 | 5 | 0 | 2018-08-08 | Canyons/Desert
13200-McKay-Dee Hospital Center | 20603 | Vascular Lab | Unspecified-Unspecified | __NOT_APPLICABLE__-Unspecified | 13200~000000015476 |  | 345960 |  | 14-121 | Transducers, Ultrasonic | Transducers | 3503 | SIEMENS HEALTHCARE | VF13-5 | 1 | Unspecified | Unspecified | Unspecified | Run to Fail |  |  | 126 | 5 | 0 | 2014-07-07 | Canyons/Desert
13200-McKay-Dee Hospital Center | 20501 | Cardiovascular Lab | 13200-McKay-Dee Hospital Center | 20501-Cardiovascular Lab | 13200~000000010073 | 573643 | BE31560 |  | 14-121 | Transducers, Ultrasonic | Transducers | 3437 | SIEMENS HEALTHCARE | VF8-3 | 1 | 132D20501A | MK CARDIOLOGY 3RD FLR | Common Area | Run to Fail | IES | ASP_GE | 133 | 5 | 0 | 2013-12-16 | Canyons/Desert
14000-Sanpete Valley Hospital | 21101 | Radiology | 11300-Supply Chain Organization | 32213-Asset Recovery - SLC | 14000~000000000462 | 490622 | SX13C030133 | E247786 | 14-121 | Transducers, Ultrasonic | Transducers | 3608 | SIEMENS HEALTHCARE | VFX13-5 | 1 | 113D32213C | SC ASSET RECOVERY AIRPORT WHS | Received | Run to Fail | IES | ASP_GE | 156 | 5 | 0 | 2012-01-23 | Canyons/Desert
15400-Intermountain Medical Center | 21501 | Mammography | 15400-Intermountain Medical Center | 21501-Mammography | 15400~000000021519 | 491905 | F13C103429 |  | 14-121 | Transducers, Ultrasonic | Transducers | 3691 | SIEMENS INDUSTRY INCORPORATED | VFX13-5 | 1 | 154D21501A | IM MAMMOGRAPHY GLL2 | BreastCare LL2-Common Area | Run to Fail |  |  | 224 | 5 | 0 | 2006-05-25 | Canyons/Desert
14400-Utah Valley Hospital | 25501 | Radiation Center | 14400-Utah Valley Hospital | 25501-Radiation Center | 14400~000000010877 | 237722 | 0031 |  | 17-211 | Radiation Survey Meters, Geige | Radiation Survey Meters, Geige | 838 | CARDINAL HEALTH | VICTOREEN ASM 990 | 1 | 144D25501A | UV RADIATION ONCOLOGY | OPRadOnc Common Area | Non Life Support | IES | ASP_GE | 252 | 5 | 0 | 2004-01-20 | Canyons/Desert
14600-Cedar City Hospital | 21801 | Nuclear Medicine | 14600-Cedar City Hospital | 21801-Nuclear Medicine | 14600~000000001391 | 350721 | 54 |  | 17-211 | Radiation Survey Meters, Geige | Radiation Survey Meters, Geige | 839 | CARDINAL HEALTH | VICTOREEN ASM 990 | 1 | 146D21801A | CC NUCLEAR MEDICINE | Nuclear Medicine | Non Life Support | IES | ASP_GE | 202 | 5 | 0 | 2008-03-19 | Canyons/Desert
13800-Primary Childrens Hospital | 20501 | Cardiovascular Lab | 13800-Primary Childrens Hospital | 20501-Cardiovascular Lab | 13800~000000030328 | 893240 | 39773C620K |  | 98-171 | Ultrasound Guidance System, Ra | UltraSound | 3774 | ABBOTT DIAGNOSTICS | VIEWMATE | 1 | 138D20501A | PC CATH LAB L1 | Cath Lab 2 1D166 | Life Support / High Risk | IES | ASP_GE | 45 | 5 | 1 | 2021-04-22 | Canyons/Desert
13800-Primary Childrens Hospital | 22104 | Operating Rooms | 13800-Primary Childrens Hospital | 22104-Operating Rooms | 13800~000000030544 | 885956 | N30526706 |  | 18-183 | Lasers, Diode, Surgical | Laser | 579 | MEDTRONIC NAVIGATION | VISUALASE | 1 | 138D22104A | PC OR L2 | Intraoperative MRI | Non Life Support | IES | ASP_MEDTRO | 43 | 5 | 1 | 2021-06-10 | Canyons/Desert
43100-Intermountain MS NV LLC | 79304 | PCC Tenaya MOB | 43100-Intermountain MS NV LLC | 79250-PCP Tenaya | 43100~000000002766 | 751658 | 210809S70N | 22085 | 17-422 | Scanning Systems, Ultrasonic, | UltraSound | 2813 | GE HEALTHCARE | VIVID 7 DIMENSION | 1 | 431D79250A | NV TENAYA CLINIC SPC | Unspecified | Life Support / High Risk | SGRH_CE | NEVADA | 27 | 14.1667 | 12.1667 | 2022-10-28 | Canyons/Desert
43100-Intermountain MS NV LLC | 79304 | PCC Tenaya MOB | 43100-Intermountain MS NV LLC | 79250-PCP Tenaya | 43100~000000002767 | 751674 | 210797S70N | 23084 | 17-422 | Scanning Systems, Ultrasonic, | UltraSound | 2814 | GE HEALTHCARE | VIVID 7 DIMENSION | 1 | 431D79250A | NV TENAYA CLINIC SPC | Unspecified | Life Support / High Risk | SGRH_CE | NEVADA | 27 | 14.1667 | 12.1667 | 2022-10-28 | Canyons/Desert
43100-Intermountain MS NV LLC | 79401 | CAR Green Valley | 43100-Intermountain MS NV LLC | 79401-CAR Green Valley | 43100~000000002179 | 752332 | 210822S70N | 28649 | 17-422 | Scanning Systems, Ultrasonic, | UltraSound | 2816 | GE HEALTHCARE | VIVID 7 DIMENSION | 1 | 431D79401A | NV SIENA CARDIO CLINIC | Unspecified | Life Support / High Risk | SGRH_CE | NEVADA | 28 | 14.1667 | 12.1667 | 2022-09-02 | Canyons/Desert
43100-Intermountain MS NV LLC | 79401 | CAR Green Valley | 43100-Intermountain MS NV LLC | 79401-CAR Green Valley | 43100~000000002180 | 752334 | 2108A6S70N | 23641 | 17-422 | Scanning Systems, Ultrasonic, | UltraSound | 2817 | GE HEALTHCARE | VIVID 7 DIMENSION | 1 | 431D79401A | NV SIENA CARDIO CLINIC | Unspecified | Life Support / High Risk | SGRH_CE | NEVADA | 28 | 14.1667 | 12.1667 | 2022-09-02 | Canyons/Desert
43100-Intermountain MS NV LLC | 79401 | CAR Green Valley | 43100-Intermountain MS NV LLC | 79401-CAR Green Valley | 43100~000000002181 | 752335 | 210805S70N | 2471 | 17-422 | Scanning Systems, Ultrasonic, | UltraSound | 2818 | GE HEALTHCARE | VIVID 7 DIMENSION | 1 | 431D79401A | NV SIENA CARDIO CLINIC | Unspecified | Life Support / High Risk | SGRH_CE | NEVADA | 28 | 14.1667 | 12.1667 | 2022-09-02 | Canyons/Desert
43100-Intermountain MS NV LLC | 79402 | CAR La Canada | 43100-Intermountain MS NV LLC | 79402-CAR La Canada | 43100~000000002048 | 752569 | 210810570N | 24778 | 17-422 | Scanning Systems, Ultrasonic, | UltraSound | 2819 | GE HEALTHCARE | VIVID 7 DIMENSION | 1 | 431D79402A | NV LA CANADA CLINIC CARDIO | Unspecified | Life Support / High Risk | SGRH_CE | NEVADA | 29 | 14.1667 | 12.1667 | 2022-08-30 | Canyons/Desert
43100-Intermountain MS NV LLC | 79403 | CAR Summerlin Alta | 43100-Intermountain MS NV LLC | 79403-CAR Summerlin Alta | 43100~000000003503 | 923916 | 754824-AU25698 |  | 17-422 | Scanning Systems, Ultrasonic, | UltraSound | 2820 | GE HEALTHCARE | VIVID 7 DIMENSION | 1 | 431D79403A | NV ALTA CARDIOLOGY | Unspecified | Life Support / High Risk | SGRH_CE | NEVADA | 6 | 14.1667 | 14.1667 | 2024-07-19 | Canyons/Desert
43100-Intermountain MS NV LLC | 79137 | PCP Sunset | 43100-Intermountain MS NV LLC | 79137-PCP Sunset | 43100~000000002701 | 753575 | VE9009184 | 24024 | 17-422 | Scanning Systems, Ultrasonic, | UltraSound | 2809 | GE HEALTHCARE | VIVID E9 | 1 | 431D79137A | NV PCP SUNSET PRIMARY CARE | Unspecified | Life Support / High Risk | SGRH_CE | NEVADA | 27 | 14.1667 | 12.1667 | 2022-10-23 | Canyons/Desert
43100-Intermountain MS NV LLC | 79137 | PCP Sunset | 43100-Intermountain MS NV LLC | 79137-PCP Sunset | 43100~000000002708 | 753553 | 210814S70N | 24836 | 17-422 | Scanning Systems, Ultrasonic, | UltraSound | 2810 | GE HEALTHCARE | VIVID E9 | 1 | 431D79137A | NV PCP SUNSET PRIMARY CARE | Unspecified | Life Support / High Risk | SGRH_CE | NEVADA | 27 | 14.1667 | 12.1667 | 2022-10-23 | Canyons/Desert
43100-Intermountain MS NV LLC | 79137 | PCP Sunset | 43100-Intermountain MS NV LLC | 79137-PCP Sunset | 43100~000000002709 | 753556 | 210803S70N | 24728 | 17-422 | Scanning Systems, Ultrasonic, | UltraSound | 2811 | GE HEALTHCARE | VIVID E9 | 1 | 431D79137A | NV PCP SUNSET PRIMARY CARE | Unspecified | Life Support / High Risk | SGRH_CE | NEVADA | 27 | 14.1667 | 12.1667 | 2022-10-23 | Canyons/Desert
40000-Intermountain Medical Group | 74113 | Intrmtn Heart Rhythm Specialst | 15400-Intermountain Medical Center | 20603-Vascular Lab | 40000~000000025434 | 357550 | 0001021 | VI1021 | 17-422 | Scanning Systems, Ultrasonic, | UltraSound | 2704 | GE HEALTHCARE | VIVID I BT06 | 1 | 154D20603B | IM UTAH HEART CLINIC ECHO E520 | Bldg B Ste520 Vascular Echo | Life Support / High Risk | IES | ASP_GE | 201 | 5 | 0 | 2008-05-01 | Canyons/Desert
12600-St George Regional Hospital | 20603 | Vascular Lab | 12600-St George Regional Hospital | 20501-Cardiovascular Lab | 12600~000000003682 | 447627 | CP6088 | VQ20541 | 18-143 | Scanning Systems, Ultrasonic, | UltraSound | 2008 | GE HEALTHCARE | VIVID Q | 1 | 126D20501A | SG CATH LAB RR | Cath 5 | Life Support / High Risk | IES | ASP_GE | 176 | 5 | 0 | 2010-06-01 | Canyons/Desert
13200-McKay-Dee Hospital Center | 20501 | Cardiovascular Lab | 13200-McKay-Dee Hospital Center | 20501-Cardiovascular Lab | 13200~000000018171 | 887071 | 055983VQ |  | 18-143 | Scanning Systems, Ultrasonic, | UltraSound | 2163 | GE HEALTHCARE | VIVID Q | 1 | 132D20501A | MK CARDIOLOGY 3RD FLR | Pre-Angio Rm 1 | Life Support / High Risk | IES | ASP_GE | 104 | 5 | 0 | 2016-05-13 | Canyons/Desert
13200-McKay-Dee Hospital Center | 20501 | Cardiovascular Lab | 13200-McKay-Dee Hospital Center | 20501-Cardiovascular Lab | 13200~000000021327 | 851732 | 410055US7 |  | 18-143 | Scanning Systems, Ultrasonic, | UltraSound | 2164 | GE HEALTHCARE | VIVID Q | 1 | 132D20501A | MK CARDIOLOGY 3RD FLR | Pre-Angio Rm 1 | Life Support / High Risk | IES | ASP_GE | 66 | 5 | 0 | 2019-07-18 | Canyons/Desert
12600-St George Regional Hospital | 20501 | Cardiovascular Lab | 12600-St George Regional Hospital | 20501-Cardiovascular Lab | 12600~000000026785 | 909330 | 124589S70N | 124589S7ON | 18-143 | Scanning Systems, Ultrasonic, | UltraSound | 2001 | GE HEALTHCARE | Vivid S70N | 1 | 126D20501A | SG CATH LAB RR | Cath Lab Common | Life Support / High Risk | IES | ASP_GE | 19 | 5 | 3 | 2023-06-06 | Canyons/Desert
12600-St George Regional Hospital | 20501 | Cardiovascular Lab | 12600-St George Regional Hospital | 20501-Cardiovascular Lab | 12600~000000026786 | 909331 | 124583S70N | 124583S7ON | 18-143 | Scanning Systems, Ultrasonic, | UltraSound | 2002 | GE HEALTHCARE | Vivid S70N | 1 | 126D20501A | SG CATH LAB RR | Cath Lab Common | Life Support / High Risk | IES | ASP_GE | 19 | 5 | 3 | 2023-06-06 | Canyons/Desert
13200-McKay-Dee Hospital Center | 20501 | Cardiovascular Lab | 13200-McKay-Dee Hospital Center | 20501-Cardiovascular Lab | 13200~000000025480 | 902572 | 123212S70N | 123212S70N | 18-143 | Scanning Systems, Ultrasonic, | UltraSound | 2167 | GE HEALTHCARE | Vivid S70N | 1 | 132D20501A | MK CARDIOLOGY 3RD FLR | Cath Lab Rm 1 | Life Support / High Risk | IES | ASP_GE | 28 | 5 | 3 | 2022-09-16 | Canyons/Desert
13200-McKay-Dee Hospital Center | 20501 | Cardiovascular Lab | 13200-McKay-Dee Hospital Center | 20501-Cardiovascular Lab | 13200~000000027111 | 763044 | 126421S70N |  | 18-143 | Scanning Systems, Ultrasonic, | UltraSound | 2170 | GE HEALTHCARE | Vivid S70N | 1 | 132D20501A | MK CARDIOLOGY 3RD FLR | Common Area | Life Support / High Risk | IES | ASP_GE | 6 | 5.0833 | 4.0833 | 2024-07-12 | Canyons/Desert
14400-Utah Valley Hospital | 14001 | Labor and Delivery Rooms | 11300-Supply Chain Organization | 32213-Asset Recovery - SLC | 14400~000000026151 | 913272 | BS21822 |  | 14-278 | Scanning Systems, Ultrasonic | UltraSound | 1829 | GE HEALTHCARE | VOLUSON | 1 | 113D32213C | SC ASSET RECOVERY AIRPORT WHS | Received | Non Life Support | IES | ASP_GE | 15 | 5 | 4 | 2023-10-16 | Canyons/Desert
43100-Intermountain MS NV LLC | 79540 | WHC Centennial Laborists | 43100-Intermountain MS NV LLC | 79541-WHC Centennial | 43100~000000002621 | 751286 | VP8802259 | 22536 | 14-278 | Scanning Systems, Ultrasonic | UltraSound | 1881 | GE HEALTHCARE | VOLUSON | 1 | 431D79541A | NV CENTENNIAL HILLS WHC | Unspecified | Non Life Support | SGRH_CE | NEVADA | 28 | 5 | 3 | 2022-09-11 | Canyons/Desert
43100-Intermountain MS NV LLC | 79540 | WHC Centennial Laborists | 43100-Intermountain MS NV LLC | 79541-WHC Centennial | 43100~000000002622 | 751287 | VP8802258 | 25029 | 14-278 | Scanning Systems, Ultrasonic | UltraSound | 1882 | GE HEALTHCARE | VOLUSON | 1 | 431D79541A | NV CENTENNIAL HILLS WHC | Unspecified | Non Life Support | SGRH_CE | NEVADA | 28 | 5 | 3 | 2022-09-11 | Canyons/Desert
43100-Intermountain MS NV LLC | 79540 | WHC Centennial Laborists | 43100-Intermountain MS NV LLC | 79541-WHC Centennial | 43100~000000002623 | 751292 | E45235 | 25034 | 14-278 | Scanning Systems, Ultrasonic | UltraSound | 1883 | GE HEALTHCARE | VOLUSON | 1 | 431D79541A | NV CENTENNIAL HILLS WHC | Unspecified | Non Life Support | SGRH_CE | NEVADA | 28 | 5 | 3 | 2022-09-11 | Canyons/Desert
44000-Saltzer Medical Group Inc | 79651 | Nampa-North Nephrology | 44000-Saltzer Medical Group Inc | 79651-Nampa-North Nephrology | 44000~000000000657 | 760868 | RVS8802831 |  | 14-278 | Scanning Systems, Ultrasonic | UltraSound | 1884 | GE HEALTHCARE | VOLUSON | 1 | 440D79651A | SZ N NAMPA NEPHROLOGY | Unspecified | Non Life Support | IES | ASP_GE | 49 | 5 | 1 | 2020-12-16 | Canyons/Desert
12200-Cassia Regional Hospital | 21101 | Radiology | 12200-Cassia Regional Hospital | 70001-Spring Creek Womens Health | 12200~000000001994 | 455771 | B52386 | VSE52386 | 18-143 | Scanning Systems, Ultrasonic, | UltraSound | 1953 | GE HEALTHCARE | VOLUSON E | 1 | 122D70001A | CA SPRING CREEK WOMENS CNTR | SpringCreekWomens Health | Life Support / High Risk | IES | ASP_GE | 175 | 5 | 0 | 2010-06-23 | Canyons/Desert
12500-Delta Community Hospital | 14001 | Labor and Delivery Rooms | 12500-Delta Community Hospital | 14001-Labor and Delivery Rooms | 12500~000000000271 | 420287 | BC11080 | VSE52981 | 18-143 | Scanning Systems, Ultrasonic, | UltraSound | 1961 | GE HEALTHCARE | VOLUSON E | 1 | 125D14001A | DL LABOR AND DELIVERY | Labor - Delivery | Life Support / High Risk | IES | ASP_GE | 176 | 5 | 0 | 2010-05-25 | Canyons/Desert
12600-St George Regional Hospital | 14001 | Labor and Delivery Rooms | 12600-St George Regional Hospital | 14001-Labor and Delivery Rooms | 12600~000000003037 | 359320 | B50535 | VSE50535 | 18-143 | Scanning Systems, Ultrasonic, | UltraSound | 1978 | GE HEALTHCARE | VOLUSON E | 1 | 126D14001A | SG LABOR DELIVERY | Dirty Utility Rm | Life Support / High Risk | IES | ASP_GE | 198 | 5 | 0 | 2008-08-01 | Canyons/Desert
13200-McKay-Dee Hospital Center | 70519 | Maternal Fetal Medicine | 13200-McKay-Dee Hospital Center | 70519-Maternal Fetal Medicine | 13200~000000021433 | 490066 | B55286 | VSE55286 | 18-143 | Scanning Systems, Ultrasonic, | UltraSound | 2214 | GE HEALTHCARE | VOLUSON E | 1 | 132D70519A | MK MATERNAL FETAL MED 4TH FLR | Unspecified | Life Support / High Risk | IES | ASP_GE | 142 | 10 | 0 | 2013-03-05 | Canyons/Desert
13400-Orem Community Hospital | 14001 | Labor and Delivery Rooms | 13400-Orem Community Hospital | 14001-Labor and Delivery Rooms | 13400~000000000697 | 453300 | B54529 | VSE34668 | 18-143 | Scanning Systems, Ultrasonic, | UltraSound | 2218 | GE HEALTHCARE | VOLUSON E | 1 | 134D14001A | OR LABOR DELIVERY | Common Area | Life Support / High Risk | IES | ASP_GE | 165 | 7 | 0 | 2011-04-12 | Canyons/Desert
14400-Utah Valley Hospital | 14001 | Labor and Delivery Rooms | 14400-Utah Valley Hospital | 21101-Radiology | 14400~000000007179 | 490107 | B54964 | VSE54964 | 18-143 | Scanning Systems, Ultrasonic, | UltraSound | 2342 | GE HEALTHCARE | VOLUSON E | 1 | 144D21101A | UV RADIOLOGY | Unspecified | Life Support / High Risk | IES | ASP_GE | 154 | 5 | 0 | 2012-03-08 | Canyons/Desert
15400-Intermountain Medical Center | 14001 | Labor and Delivery Rooms | 15400-Intermountain Medical Center | 14001-Labor and Delivery Rooms | 15400~000000015189 | 424728 | B53085 | VSE53085 | 18-143 | Scanning Systems, Ultrasonic, | UltraSound | 2462 | GE HEALTHCARE | VOLUSON E | 1 | 154D14001A | IM LABOR DELIVERY GLL1 | Common Area | Life Support / High Risk | IES | ASP_GE | 175 | 5 | 0 | 2010-06-29 | Canyons/Desert
15400-Intermountain Medical Center | 14001 | Labor and Delivery Rooms | 15400-Intermountain Medical Center | 14001-Labor and Delivery Rooms | 15400~000000039749 | 894726 | VSE53085 |  | 18-143 | Scanning Systems, Ultrasonic, | UltraSound | 2464 | GE HEALTHCARE | VOLUSON E | 1 | 154D14001A | IM LABOR DELIVERY GLL1 | Common Area | Life Support / High Risk | IES | ASP_GE | 32 | 5 | 2 | 2022-05-26 | Canyons/Desert
40000-Intermountain Medical Group | 74041 | St George Maternal Fetal Medic | 12600-St George Regional Hospital | 70519-Maternal Fetal Medicine | 40000~000000027058 | 359321 | B50393 | VSE50393 | 18-143 | Scanning Systems, Ultrasonic, | UltraSound | 2666 | GE HEALTHCARE | VOLUSON E | 1 | 126D70519A | SG MATERNAL FETAL MEDICINE | Maternal Fetal Med 3rd Flr | Life Support / High Risk | IES | ASP_GE | 198 | 5 | 0 | 2008-07-10 | Canyons/Desert
40000-Intermountain Medical Group | 74058 | Wasatch OB-GYN | 13200-McKay-Dee Hospital Center | 21101-Radiology | 40000~000000010846 | 488042 | B54850 | VSE54850 | 18-143 | Scanning Systems, Ultrasonic, | UltraSound | 2674 | GE HEALTHCARE | VOLUSON E | 1 | 132D21101A | MK RADIOLOGY 1ST FLR | Unspecified | Life Support / High Risk | IES | ASP_GE | 156 | 5 | 0 | 2012-01-10 | Canyons/Desert
40000-Intermountain Medical Group | 74058 | Wasatch OB-GYN | 40000-Intermountain Medical Group | 74058-Wasatch OB-GYN | 40000~000000005946 | 488039 | 21361 | VSE50768 | 18-143 | Scanning Systems, Ultrasonic, | UltraSound | 2675 | GE HEALTHCARE | VOLUSON E | 1 | 400D74058A | MG MK WASATCH OBGYN STE 4815 | Ste4815WasatchObCommon Area | Life Support / High Risk | IES | ASP_GE | 156 | 5 | 0 | 2012-01-04 | Canyons/Desert
11800-American Fork Hospital | 70519 | Maternal Fetal Medicine | 11800-American Fork Hospital | 70519-Maternal Fetal Medicine | 11800~000000007852 | 907855 | E79929 |  | 15-976 | Scanning Systems, Ultrasonic, | UltraSound | 1941 | GE HEALTHCARE | VOLUSON E10 | 1 | 118D70519A | AF MATERNAL FETAL MEDICINE | Common Area | Life Support / High Risk | AFH_CE | AFCREW3_CE | 21 | 5 | 3 | 2023-04-27 | Canyons/Desert
12600-St George Regional Hospital | 21601 | Ultrasound | 12600-St George Regional Hospital | 21601-Ultrasound | 12600~000000019183 | 843547 | E70269 | K1070269 | 15-976 | Scanning Systems, Ultrasonic, | UltraSound | 2025 | GE HEALTHCARE | VOLUSON E10 | 1 | 126D21601A | SG ULTRASOUND | Unspecified | Life Support / High Risk | IES | ASP_GE | 73 | 5 | 0 | 2018-12-19 | Canyons/Desert
12800-LDS Hospital | 70519 | Maternal Fetal Medicine | 12800-LDS Hospital | 70519-Maternal Fetal Medicine | 12800~000000012518 | 807315 | E62013 | K1062013 | 15-976 | Scanning Systems, Ultrasonic, | UltraSound | 2091 | GE HEALTHCARE | VOLUSON E10 | 1 | 128D70519A | LD MATERNAL FETAL MED L4 | Unspecified | Life Support / High Risk | IES | ASP_GE | 110 | 5 | 0 | 2015-12-01 | Canyons/Desert
12800-LDS Hospital | 70519 | Maternal Fetal Medicine | 12800-LDS Hospital | 70519-Maternal Fetal Medicine | 12800~000000014365 | 845810 | E72635 | K1072635 | 15-976 | Scanning Systems, Ultrasonic, | UltraSound | 2092 | GE HEALTHCARE | VOLUSON E10 | 1 | 128D70519A | LD MATERNAL FETAL MED L4 | Unspecified | Life Support / High Risk | IES | ASP_GE | 71 | 5 | 0 | 2019-02-13 | Canyons/Desert
12800-LDS Hospital | 70519 | Maternal Fetal Medicine | 12800-LDS Hospital | 70519-Maternal Fetal Medicine | 12800~000000014634 | 856752 | K1072572 | K1072572 | 15-976 | Scanning Systems, Ultrasonic, | UltraSound | 2093 | GE HEALTHCARE | VOLUSON E10 | 1 | 128D70519A | LD MATERNAL FETAL MED L4 | Unspecified | Life Support / High Risk | IES | ASP_GE | 67 | 5 | 0 | 2019-06-13 | Canyons/Desert
13000-Logan Regional Hospital | 70519 | Maternal Fetal Medicine | 13000-Logan Regional Hospital | 21501-Mammography | 13000~000000006132 | 808280 | E63594 | K1063594 | 15-976 | Scanning Systems, Ultrasonic, | UltraSound | 2140 | GE HEALTHCARE | VOLUSON E10 | 1 | 130D21501A | LO MAMMOGRAPHY | Mammography | Life Support / High Risk | IES | ASP_GE | 104 | 5 | 0 | 2016-05-25 | Canyons/Desert
13000-Logan Regional Hospital | 70519 | Maternal Fetal Medicine | 13000-Logan Regional Hospital | 70519-Maternal Fetal Medicine | 13000~000000010882 | 881358 | E78866 | E78866 | 15-976 | Scanning Systems, Ultrasonic, | UltraSound | 2141 | GE HEALTHCARE | VOLUSON E10 | 1 | 130D70519A | LO MATERNAL FETAL MEDICINE | MaternalFetalMedicine | Life Support / High Risk | IES | ASP_GE | 44 | 5 | 1 | 2021-05-04 | Canyons/Desert
13200-McKay-Dee Hospital Center | 70519 | Maternal Fetal Medicine | 13200-McKay-Dee Hospital Center | 70519-Maternal Fetal Medicine | 13200~000000019274 | 829137 | E69649 | K1069649 | 15-976 | Scanning Systems, Ultrasonic, | UltraSound | 2212 | GE HEALTHCARE | VOLUSON E10 | 1 | 132D70519A | MK MATERNAL FETAL MED 4TH FLR | Unspecified | Life Support / High Risk | IES | ASP_GE | 81 | 5 | 0 | 2018-04-10 | Canyons/Desert
13200-McKay-Dee Hospital Center | 70519 | Maternal Fetal Medicine | 13200-McKay-Dee Hospital Center | 70519-Maternal Fetal Medicine | 13200~000000019703 | 834516 | E63213 | K1063213 | 15-976 | Scanning Systems, Ultrasonic, | UltraSound | 2213 | GE HEALTHCARE | VOLUSON E10 | 1 | 132D70519A | MK MATERNAL FETAL MED 4TH FLR | Unspecified | Life Support / High Risk | IES | ASP_GE | 76 | 5 | 0 | 2018-09-11 | Canyons/Desert
13200-McKay-Dee Hospital Center | 70519 | Maternal Fetal Medicine | 13200-McKay-Dee Hospital Center | 70519-Maternal Fetal Medicine | 13200~000000025727 | 903012 | E81757 | E81757 | 15-976 | Scanning Systems, Ultrasonic, | UltraSound | 2215 | GE HEALTHCARE | VOLUSON E10 | 1 | 132D70519A | MK MATERNAL FETAL MED 4TH FLR | Room 1 | Life Support / High Risk | MKDHC_CE | MKDCREW2CE | 26 | 5 | 3 | 2022-11-28 | Canyons/Desert
13800-Primary Childrens Hospital | 43031 | Cardiology Administration | 13800-Primary Childrens Hospital | 43031-Cardiology Administration | 13800~000000024726 | 822219 | E66680 | K1066680 | 15-976 | Scanning Systems, Ultrasonic, | UltraSound | 2272 | GE HEALTHCARE | VOLUSON E10 | 1 | 138D43031A | PC CARDIOLOGY ADMIN | Unspecified | Life Support / High Risk | IES | ASP_GE | 92 | 5 | 0 | 2017-05-03 | Canyons/Desert
13800-Primary Childrens Hospital | 70038 | PC Fetal Center | 13800-Primary Childrens Hospital | 21601-Ultrasound | 13800~000000028408 | 863673 | E75915 | E75915 | 15-976 | Scanning Systems, Ultrasonic, | UltraSound | 2274 | GE HEALTHCARE | VOLUSON E10 | 1 | 138D21601A | PC ULT RADIOLOGY 1ST FLR W | Unspecified | Life Support / High Risk | IES | ASP_GE | 55 | 5 | 0 | 2020-06-16 | Canyons/Desert
13800-Primary Childrens Hospital | 70038 | PC Fetal Center | 13800-Primary Childrens Hospital | 21601-Ultrasound | 13800~000000028409 | 863674 | E75917 | E75917 | 15-976 | Scanning Systems, Ultrasonic, | UltraSound | 2275 | GE HEALTHCARE | VOLUSON E10 | 1 | 138D21601A | PC ULT RADIOLOGY 1ST FLR W | Unspecified | Life Support / High Risk | IES | ASP_GE | 55 | 5 | 0 | 2020-06-16 | Canyons/Desert
13800-Primary Childrens Hospital | 70038 | PC Fetal Center | 13800-Primary Childrens Hospital | 21601-Ultrasound | 13800~000000028410 | 863675 | E75919 | E75919 | 15-976 | Scanning Systems, Ultrasonic, | UltraSound | 2276 | GE HEALTHCARE | VOLUSON E10 | 1 | 138D21601A | PC ULT RADIOLOGY 1ST FLR W | Unspecified | Life Support / High Risk | IES | ASP_GE | 55 | 5 | 0 | 2020-06-16 | Canyons/Desert
14400-Utah Valley Hospital | 70519 | Maternal Fetal Medicine | 14400-Utah Valley Hospital | 70519-Maternal Fetal Medicine | 14400~000000014915 | 807282 | K1063438 | K1063438 | 15-976 | Scanning Systems, Ultrasonic, | UltraSound | 2402 | GE HEALTHCARE | VOLUSON E10 | 1 | 144D70519A | UV MATERNAL FETAL MEDICINE | Unspecified | Life Support / High Risk | IES | ASP_GE | 107 | 5 | 0 | 2016-02-26 | Canyons/Desert
14400-Utah Valley Hospital | 70519 | Maternal Fetal Medicine | 14400-Utah Valley Hospital | 70519-Maternal Fetal Medicine | 14400~000000015880 | 818016 | K1066674 | K1066674 | 15-976 | Scanning Systems, Ultrasonic, | UltraSound | 2403 | GE HEALTHCARE | VOLUSON E10 | 1 | 144D70519A | UV MATERNAL FETAL MEDICINE | Common Area | Life Support / High Risk | IES | ASP_GE | 92 | 5 | 0 | 2017-05-16 | Canyons/Desert
14400-Utah Valley Hospital | 70519 | Maternal Fetal Medicine | 14400-Utah Valley Hospital | 70519-Maternal Fetal Medicine | 14400~000000017080 | 829662 | K1069629 | K1069629 | 15-976 | Scanning Systems, Ultrasonic, | UltraSound | 2405 | GE HEALTHCARE | VOLUSON E10 | 1 | 144D70519A | UV MATERNAL FETAL MEDICINE | Unspecified | Life Support / High Risk | IES | ASP_GE | 81 | 5 | 0 | 2018-04-10 | Canyons/Desert
14400-Utah Valley Hospital | 70519 | Maternal Fetal Medicine | 14400-Utah Valley Hospital | 70519-Maternal Fetal Medicine | 14400~000000023371 | 884303 | E79189 | E79189 | 15-976 | Scanning Systems, Ultrasonic, | UltraSound | 2407 | GE HEALTHCARE | VOLUSON E10 | 1 | 144D70519A | UV MATERNAL FETAL MEDICINE | Us 3 | Life Support / High Risk | IES | ASP_GE | 42 | 5 | 2 | 2021-07-27 | Canyons/Desert
14400-Utah Valley Hospital | 70519 | Maternal Fetal Medicine | 14400-Utah Valley Hospital | 74161-Utah Valley MFM | 14400~000000022494 | 869186 | E75808 | E75808 | 15-976 | Scanning Systems, Ultrasonic, | UltraSound | 2408 | GE HEALTHCARE | VOLUSON E10 | 1 | 144D74161A | UV MG UVC MATERNL FETAL MED 2C | Unspecified | Life Support / High Risk | IES | ASP_GE | 57 | 5 | 0 | 2020-04-02 | Canyons/Desert
15400-Intermountain Medical Center | 70519 | Maternal Fetal Medicine | 15400-Intermountain Medical Center | 14010-Mom Baby Unit | 15400~000000025864 | 800181 | E60800 | K1060800 | 15-976 | Scanning Systems, Ultrasonic, | UltraSound | 2556 | GE HEALTHCARE | VOLUSON E10 | 1 | 154D14010A | IM MATERNITY G2 G3 | Unspecified | Life Support / High Risk | IES | ASP_GE | 115 | 5 | 0 | 2015-06-10 | Canyons/Desert
15400-Intermountain Medical Center | 70519 | Maternal Fetal Medicine | 15400-Intermountain Medical Center | 14010-Mom Baby Unit | 15400~000000025865 | 800179 | E60798 | K1060798 | 15-976 | Scanning Systems, Ultrasonic, | UltraSound | 2557 | GE HEALTHCARE | VOLUSON E10 | 1 | 154D14010A | IM MATERNITY G2 G3 | Unspecified | Life Support / High Risk | IES | ASP_GE | 116 | 5 | 0 | 2015-05-27 | Canyons/Desert
15400-Intermountain Medical Center | 70519 | Maternal Fetal Medicine | 15400-Intermountain Medical Center | 70519-Maternal Fetal Medicine | 15400~000000032989 | 846897 | E72400 | K1072400 | 15-976 | Scanning Systems, Ultrasonic, | UltraSound | 2558 | GE HEALTHCARE | VOLUSON E10 | 1 | 154D70519A | IM MATERNAL FETAL MEDICINE GL1 | Unspecified | Life Support / High Risk | IES | ASP_GE | 70 | 5 | 0 | 2019-03-14 | Canyons/Desert
15400-Intermountain Medical Center | 70519 | Maternal Fetal Medicine | 15400-Intermountain Medical Center | 70519-Maternal Fetal Medicine | 15400~000000036690 |  |  |  | 15-976 | Scanning Systems, Ultrasonic, | UltraSound | 2561 | GE HEALTHCARE | VOLUSON E10 | 1 | 154D70519A | IM MATERNAL FETAL MEDICINE GL1 | Unspecified | Life Support / High Risk |  |  | 48 | 5 | 1 | 2021-01-19 | Canyons/Desert
15400-Intermountain Medical Center | 70519 | Maternal Fetal Medicine | 15400-Intermountain Medical Center | 70519-Maternal Fetal Medicine | 15400~000000036691 |  |  |  | 15-976 | Scanning Systems, Ultrasonic, | UltraSound | 2562 | GE HEALTHCARE | VOLUSON E10 | 1 | 154D70519A | IM MATERNAL FETAL MEDICINE GL1 | Unspecified | Life Support / High Risk |  |  | 48 | 5 | 1 | 2021-01-19 | Canyons/Desert
15400-Intermountain Medical Center | 70519 | Maternal Fetal Medicine | 15400-Intermountain Medical Center | 70519-Maternal Fetal Medicine | 15400~000000036692 |  |  |  | 15-976 | Scanning Systems, Ultrasonic, | UltraSound | 2563 | GE HEALTHCARE | VOLUSON E10 | 1 | 154D70519A | IM MATERNAL FETAL MEDICINE GL1 | Unspecified | Life Support / High Risk |  |  | 48 | 5 | 1 | 2021-01-19 | Canyons/Desert
15400-Intermountain Medical Center | 70519 | Maternal Fetal Medicine | 15400-Intermountain Medical Center | 70519-Maternal Fetal Medicine | 15400~000000036693 |  |  |  | 15-976 | Scanning Systems, Ultrasonic, | UltraSound | 2564 | GE HEALTHCARE | VOLUSON E10 | 1 | 154D70519A | IM MATERNAL FETAL MEDICINE GL1 | Unspecified | Life Support / High Risk |  |  | 48 | 5 | 1 | 2021-01-19 | Canyons/Desert
15400-Intermountain Medical Center | 70519 | Maternal Fetal Medicine | 15400-Intermountain Medical Center | 70519-Maternal Fetal Medicine | 15400~000000036694 |  |  |  | 15-976 | Scanning Systems, Ultrasonic, | UltraSound | 2565 | GE HEALTHCARE | VOLUSON E10 | 1 | 154D70519A | IM MATERNAL FETAL MEDICINE GL1 | Unspecified | Life Support / High Risk |  |  | 48 | 5 | 1 | 2021-01-19 | Canyons/Desert
15400-Intermountain Medical Center | 70519 | Maternal Fetal Medicine | 15400-Intermountain Medical Center | 70519-Maternal Fetal Medicine | 15400~000000042380 | 913521 | E78500 |  | 15-976 | Scanning Systems, Ultrasonic, | UltraSound | 2569 | GE HEALTHCARE | VOLUSON E10 | 1 | 154D70519A | IM MATERNAL FETAL MEDICINE GL1 | Unspecified | Life Support / High Risk | IMC_CE | IMCCE7 | 15 | 5 | 4 | 2023-10-24 | Canyons/Desert
15400-Intermountain Medical Center | 70519 | Maternal Fetal Medicine | 40000-Intermountain Medical Group | 74104-Intermountain MFM Specialist | 15400~000000030821 | 826023 | E69594 | K1069594 | 15-976 | Scanning Systems, Ultrasonic, | UltraSound | 2570 | GE HEALTHCARE | VOLUSON E10 | 1 | 400D74104A | MG INTMTN MATERNAL FETAL MED | Unspecified | Life Support / High Risk | IES | ASP_GE | 84 | 5 | 0 | 2018-01-10 | Canyons/Desert
40000-Intermountain Medical Group | 74032 | Womens Health Specialists | 40000-Intermountain Medical Group | 74032-Womens Health Specialists | 40000~000000025607 | 852129 | K1072509 | K1072509 | 15-976 | Scanning Systems, Ultrasonic, | UltraSound | 2663 | GE HEALTHCARE | VOLUSON E10 | 1 | 400D74032A | MG WOMENS HEALTH SPECIALISTS | Unspecified | Life Support / High Risk | IES | ASP_GE | 70 | 5 | 0 | 2019-03-26 | Canyons/Desert
40000-Intermountain Medical Group | 74041 | St George Maternal Fetal Medic | 40000-Intermountain Medical Group | 74041-St George Maternal Fetal Medic | 40000~000000027065 | 824754 | E616607 | K1061607 | 15-976 | Scanning Systems, Ultrasonic, | UltraSound | 2667 | GE HEALTHCARE | VOLUSON E10 | 1 | 400D74041A | MG SG MATERNAL FETAL MED | MFM High Risk Clinic | Life Support / High Risk | IES | ASP_GE | 116 | 7 | 0 | 2015-05-21 | Canyons/Desert
40000-Intermountain Medical Group | 74069 | McKay-Dee Maternal Fetal Med | 40000-Intermountain Medical Group | 74069-McKay-Dee Maternal Fetal Med | 40000~000000035188 | 929519 | E82115 |  | 15-976 | Scanning Systems, Ultrasonic, | UltraSound | 2684 | GE HEALTHCARE | VOLUSON E10 | 1 | 400D74069A | MG MK MATERNAL FETAL MED 4600 | Ste4600 MFMCommon Area | Life Support / High Risk | IES | IESCREWSC | 1 | 5 | 5 | 2024-12-31 | Canyons/Desert
40000-Intermountain Medical Group | 74141 | Legacy OB-GYN | 40000-Intermountain Medical Group | 74141-Legacy OB-GYN | 40000~000000031044 | 907756 | E80614 | E80614 | 15-976 | Scanning Systems, Ultrasonic, | UltraSound | 2724 | GE HEALTHCARE | VOLUSON E10 | 1 | 400D74141A | MG LEGACY OBGYN SUITE 250 | Unspecified | Life Support / High Risk | IES | ASP_GE | 34 | 5 | 2 | 2022-03-26 | Canyons/Desert
40000-Intermountain Medical Group | 74171 | Budge Clinic OB-GYN | 40000-Intermountain Medical Group | 74171-Budge Clinic OB-GYN | 40000~000000028998 | 888846 | E76372 | E76372 | 15-976 | Scanning Systems, Ultrasonic, | UltraSound | 2744 | GE HEALTHCARE | VOLUSON E10 | 1 | 400D74171A | MG BUDGE OBGYN CLINIC | Ultrasound 1 | Life Support / High Risk | IES | ASP_GE | 52 | 5 | 1 | 2020-09-30 | Canyons/Desert
40000-Intermountain Medical Group | 74171 | Budge Clinic OB-GYN | 40000-Intermountain Medical Group | 74171-Budge Clinic OB-GYN | 40000~000000029004 | 888845 | E76360 | E76360 | 15-976 | Scanning Systems, Ultrasonic, | UltraSound | 2745 | GE HEALTHCARE | VOLUSON E10 | 1 | 400D74171A | MG BUDGE OBGYN CLINIC | Ultrasound 1 | Life Support / High Risk | IES | ASP_GE | 52 | 5 | 1 | 2020-09-30 | Canyons/Desert
40000-Intermountain Medical Group | 74191 | Summit OBGYN | 40000-Intermountain Medical Group | 74191-Summit OBGYN | 40000~000000031056 | 907757 | E80652 | E80652 | 15-976 | Scanning Systems, Ultrasonic, | UltraSound | 2758 | GE HEALTHCARE | VOLUSON E10 | 1 | 400D74191A | MG OREM SUMMIT OBGYN | Unspecified | Life Support / High Risk | IES | ASP_GE | 34 | 5 | 2 | 2022-03-26 | Canyons/Desert
40000-Intermountain Medical Group | 74294 | Layton PW MFM | 40000-Intermountain Medical Group | 74294-Layton PW MFM | 40000~000000031216 | 903812 | E80469 | E80469 | 15-976 | Scanning Systems, Ultrasonic, | UltraSound | 2791 | GE HEALTHCARE | VOLUSON E10 | 1 | 400D74294A | MG LA PW MATERNAL FETAL MED | Unspecified | Life Support / High Risk | IES | ASP_GE | 31 | 5 | 2 | 2022-06-17 | Canyons/Desert
43100-Intermountain MS NV LLC | 79543 | WHC Mtn View Laborists | 43100-Intermountain MS NV LLC | 79543-WHC Mtn View Laborists | 43100~000000002578 | 752102 | E72366 | 22585 | 15-976 | Scanning Systems, Ultrasonic, | UltraSound | 2831 | GE HEALTHCARE | VOLUSON E10 | 1 | 431D79543A | NV WHC MTN VIEW LABORISTS | Unspecified | Life Support / High Risk | SGRH_CE | NEVADA | 28 | 5 | 3 | 2022-09-09 | Canyons/Desert
43100-Intermountain MS NV LLC | 79547 | WHC Spring Valley | 43100-Intermountain MS NV LLC | 79547-WHC Spring Valley | 43100~000000001601 | 752366 | E72313 | E72313 | 15-976 | Scanning Systems, Ultrasonic, | UltraSound | 2833 | GE HEALTHCARE | VOLUSON E10 | 1 | 431D79547A | NV WHC SPRING VALLEY | Unspecified | Life Support / High Risk | SGRH_CE | NEVADA | 29 | 5 | 3 | 2022-08-29 | Canyons/Desert
13900-Riverton Hospital | 14001 | Labor and Delivery Rooms | 13900-Riverton Hospital | 14001-Labor and Delivery Rooms | 13900~000000008977 | 551590 | D58417 | K658417 | 15-976 | Scanning Systems, Ultrasonic, | UltraSound | 2283 | GE HEALTHCARE | VOLUSON E6 | 1 | 139D14001A | RV LABOR DELIVERY ROOMS | Common Area | Life Support / High Risk | IES | ASP_GE | 139 | 5 | 0 | 2013-06-30 | Canyons/Desert
40000-Intermountain Medical Group | 74191 | Summit OBGYN | 40000-Intermountain Medical Group | 73076-Central Orem Clinic | 40000~000000020945 | 824096 | E06342 | K606342 | 15-976 | Scanning Systems, Ultrasonic, | UltraSound | 2757 | GE HEALTHCARE | VOLUSON E6 | 1 | 400D73076A | MG CENTRAL OREM CLINIC SUITE A | Common Area | Life Support / High Risk | IES | ASP_GE | 91 | 5 | 0 | 2017-06-05 | Canyons/Desert
40000-Intermountain Medical Group | 74227 | Avenues Womens Center | 40000-Intermountain Medical Group | 74227-Avenues Womens Center | 40000~000000014670 | 585664 | D53047 | K653047 | 15-976 | Scanning Systems, Ultrasonic, | UltraSound | 2767 | GE HEALTHCARE | VOLUSON E6 | 1 | 400D74227A | MG AVENUES WOMENS CTR MOB 205 | Avenues Midwifery | Life Support / High Risk | IES | ASP_GE | 125 | 5 | 0 | 2014-08-20 | Canyons/Desert
13200-McKay-Dee Hospital Center | 70519 | Maternal Fetal Medicine | 13200-McKay-Dee Hospital Center | 70519-Maternal Fetal Medicine | 13200~000000009604 | 490093 | D19837 | K8E19837 | 15-976 | Scanning Systems, Ultrasonic, | UltraSound | 2211 | GE HEALTHCARE | VOLUSON E8 | 1 | 132D70519A | MK MATERNAL FETAL MED 4TH FLR | Common Area | Life Support / High Risk | IES | ASP_GE | 139 | 7 | 0 | 2013-06-20 | Canyons/Desert
40000-Intermountain Medical Group | 40086 | Budge Clinic Support | 40000-Intermountain Medical Group | 74171-Budge Clinic OB-GYN | 40000~000000016765 | 802302 | D22983 | K8E22983 | 15-976 | Scanning Systems, Ultrasonic, | UltraSound | 2607 | GE HEALTHCARE | VOLUSON E8 | 1 | 400D74171B | MG BUDGE OBGYN CLINIC 1ST FLR | Unspecified | Life Support / High Risk | IES | ASP_GE | 113 | 5 | 0 | 2015-08-14 | Canyons/Desert
40000-Intermountain Medical Group | 40090 | American Fork Specialty Admin | 40000-Intermountain Medical Group | 74141-Legacy OB-GYN | 40000~000000016363 | 849829 | K8E21773 |  | 15-976 | Scanning Systems, Ultrasonic, | UltraSound | 2608 | GE HEALTHCARE | VOLUSON E8 | 1 | 400D74141A | MG LEGACY OBGYN SUITE 250 | Unspecified | Life Support / High Risk | IES | ASP_GE | 142 | 5 | 0 | 2013-04-01 | Canyons/Desert
40000-Intermountain Medical Group | 74041 | St George Maternal Fetal Medic | 12600-St George Regional Hospital | 70519-Maternal Fetal Medicine | 40000~000000027053 | 490482 | D16803 | K8E16803 | 15-976 | Scanning Systems, Ultrasonic, | UltraSound | 2665 | GE HEALTHCARE | VOLUSON E8 | 1 | 126D70519A | SG MATERNAL FETAL MEDICINE | Maternal Fetal Med 3rd Flr | Life Support / High Risk | IES | ASP_GE | 144 | 5 | 0 | 2013-02-01 | Canyons/Desert
40000-Intermountain Medical Group | 74097 | Alta View Womens Specialists | 40000-Intermountain Medical Group | 74097-Alta View Womens Specialists | 40000~000000020842 | 818021 | 36180 | K836180 | 15-976 | Scanning Systems, Ultrasonic, | UltraSound | 2689 | GE HEALTHCARE | VOLUSON E8 | 1 | 400D74097A | MG AV WOMENS SPECIALISTS308 | Sandy Ob-Gyn | Life Support / High Risk | IES | ASP_GE | 94 | 5 | 0 | 2017-03-29 | Canyons/Desert
40000-Intermountain Medical Group | 74105 | Intermountain Nurse Midwives | 15400-Intermountain Medical Center | 70519-Maternal Fetal Medicine | 40000~000000033899 | 541068 | D20586 | K8E20586 | 15-976 | Scanning Systems, Ultrasonic, | UltraSound | 2695 | GE HEALTHCARE | VOLUSON E8 | 1 | 154D70519A | IM MATERNAL FETAL MEDICINE GL1 | Unspecified | Life Support / High Risk | IES | ASP_GE | 133 | 7 | 0 | 2013-12-05 | Canyons/Desert
40000-Intermountain Medical Group | 74141 | Legacy OB-GYN | 40000-Intermountain Medical Group | 74141-Legacy OB-GYN | 40000~000000016224 | 807316 |  | K8E23507 | 15-976 | Scanning Systems, Ultrasonic, | UltraSound | 2721 | GE HEALTHCARE | VOLUSON E8 | 1 | 400D74141A | MG LEGACY OBGYN SUITE 250 | Unspecified | Life Support / High Risk | IES | ASP_GE | 117 | 5 | 0 | 2015-04-06 | Canyons/Desert
40000-Intermountain Medical Group | 74171 | Budge Clinic OB-GYN | 40000-Intermountain Medical Group | 74171-Budge Clinic OB-GYN | 40000~000000005419 | 420913 | D11365 | K8E11365 | 15-976 | Scanning Systems, Ultrasonic, | UltraSound | 2738 | GE HEALTHCARE | VOLUSON E8 | 1 | 400D74171A | MG BUDGE OBGYN CLINIC | Common Area | Life Support / High Risk | IES | ASP_GE | 176 | 5 | 0 | 2010-05-11 | Canyons/Desert
40000-Intermountain Medical Group | 74171 | Budge Clinic OB-GYN | 40000-Intermountain Medical Group | 74171-Budge Clinic OB-GYN | 40000~000000014852 | 722099 | D21441 | K8E21441 | 15-976 | Scanning Systems, Ultrasonic, | UltraSound | 2740 | GE HEALTHCARE | VOLUSON E8 | 1 | 400D74171A | MG BUDGE OBGYN CLINIC | Common Area | Life Support / High Risk | IES | ASP_GE | 126 | 5 | 0 | 2014-08-01 | Canyons/Desert
40000-Intermountain Medical Group | 74191 | Summit OBGYN | 40000-Intermountain Medical Group | 73076-Central Orem Clinic | 40000~000000016576 | 800794 | D22930 | K8E22930 | 15-976 | Scanning Systems, Ultrasonic, | UltraSound | 2756 | GE HEALTHCARE | VOLUSON E8 | 1 | 400D73076A | MG CENTRAL OREM CLINIC SUITE A | Common Area | Life Support / High Risk | IES | ASP_GE | 117 | 5 | 0 | 2015-04-17 | Canyons/Desert
40000-Intermountain Medical Group | 74294 | Layton PW MFM | 13200-McKay-Dee Hospital Center | 70519-Maternal Fetal Medicine | 40000~000000026101 | 376208 | D05091 | K805091 | 15-976 | Scanning Systems, Ultrasonic, | UltraSound | 2790 | GE HEALTHCARE | VOLUSON E8 | 1 | 132D70519A | MK MATERNAL FETAL MED 4TH FLR | Common Area | Life Support / High Risk | IES | ASP_GE | 192 | 5 | 0 | 2009-02-01 | Canyons/Desert
40000-Intermountain Medical Group | 74337 | Riverton Maternal Fetal Med | 40000-Intermountain Medical Group | 74337-Riverton Maternal Fetal Med | 40000~000000029044 | 541032 | D17350 | K8E17350 | 15-976 | Scanning Systems, Ultrasonic, | UltraSound | 2802 | GE HEALTHCARE | VOLUSON E8 | 1 | 400D74337A | MG RIVERTON MATERNAL FETAL MED | Unspecified | Life Support / High Risk | IES | ASP_GE | 143 | 5 | 0 | 2013-02-19 | Canyons/Desert
43100-Intermountain MS NV LLC | 79543 | WHC Mtn View Laborists | 43100-Intermountain MS NV LLC | 79543-WHC Mtn View Laborists | 43100~000000002563 | 752119 | E45232 | 28110 | 15-976 | Scanning Systems, Ultrasonic, | UltraSound | 2822 | GE HEALTHCARE | VOLUSON E8 | 1 | 431D79543A | NV WHC MTN VIEW LABORISTS | Unspecified | Life Support / High Risk | SGRH_CE | NEVADA | 28 | 5 | 3 | 2022-09-09 | Canyons/Desert
43100-Intermountain MS NV LLC | 79543 | WHC Mtn View Laborists | 43100-Intermountain MS NV LLC | 79543-WHC Mtn View Laborists | 43100~000000002564 | 752120 | E45233 | 26252 | 15-976 | Scanning Systems, Ultrasonic, | UltraSound | 2823 | GE HEALTHCARE | VOLUSON E8 | 1 | 431D79543A | NV WHC MTN VIEW LABORISTS | Unspecified | Life Support / High Risk | SGRH_CE | NEVADA | 28 | 5 | 3 | 2022-09-09 | Canyons/Desert
43100-Intermountain MS NV LLC | 79543 | WHC Mtn View Laborists | 43100-Intermountain MS NV LLC | 79543-WHC Mtn View Laborists | 43100~000000002565 | 752121 | E45230 | 24219 | 15-976 | Scanning Systems, Ultrasonic, | UltraSound | 2824 | GE HEALTHCARE | VOLUSON E8 | 1 | 431D79543A | NV WHC MTN VIEW LABORISTS | Unspecified | Life Support / High Risk | SGRH_CE | NEVADA | 28 | 5 | 3 | 2022-09-09 | Canyons/Desert
43100-Intermountain MS NV LLC | 79543 | WHC Mtn View Laborists | 43100-Intermountain MS NV LLC | 79543-WHC Mtn View Laborists | 43100~000000002566 | 752-E4 | 234 | 22582 | 15-976 | Scanning Systems, Ultrasonic, | UltraSound | 2825 | GE HEALTHCARE | VOLUSON E8 | 1 | 431D79543A | NV WHC MTN VIEW LABORISTS | Unspecified | Life Support / High Risk | SGRH_CE | NEVADA | 28 | 5 | 3 | 2022-09-09 | Canyons/Desert
43100-Intermountain MS NV LLC | 79543 | WHC Mtn View Laborists | 43100-Intermountain MS NV LLC | 79543-WHC Mtn View Laborists | 43100~000000002567 | 752105 | E45139 | 24223 | 15-976 | Scanning Systems, Ultrasonic, | UltraSound | 2826 | GE HEALTHCARE | VOLUSON E8 | 1 | 431D79543A | NV WHC MTN VIEW LABORISTS | Unspecified | Life Support / High Risk | SGRH_CE | NEVADA | 28 | 5 | 3 | 2022-09-09 | Canyons/Desert
43100-Intermountain MS NV LLC | 79547 | WHC Spring Valley | 43100-Intermountain MS NV LLC | 79547-WHC Spring Valley | 43100~000000001602 | 752367 | VD8002000 | VD8002000 | 15-976 | Scanning Systems, Ultrasonic, | UltraSound | 2834 | GE HEALTHCARE | VOLUSON E8 | 1 | 431D79547A | NV WHC SPRING VALLEY | Unspecified | Life Support / High Risk | SGRH_CE | NEVADA | 29 | 5 | 3 | 2022-08-29 | Canyons/Desert
12800-LDS Hospital | 70519 | Maternal Fetal Medicine | 12800-LDS Hospital | 70519-Maternal Fetal Medicine | 12800~000000016421 | 911126 | F161002 | F161002 | 15-976 | Scanning Systems, Ultrasonic, | UltraSound | 2094 | GE HEALTHCARE | VOLUSON EXPERT 22 | 1 | 128D70519A | LD MATERNAL FETAL MED L4 | Exam Rm.2 | Non Life Support | IES | ASP_GE | 20 | 5 | 3 | 2023-05-02 | Canyons/Desert
13000-Logan Regional Hospital | 70519 | Maternal Fetal Medicine | 13000-Logan Regional Hospital | 70519-Maternal Fetal Medicine | 13000~000000012127 | 911302 | F161007 |  | 15-976 | Scanning Systems, Ultrasonic, | UltraSound | 2142 | GE HEALTHCARE | VOLUSON EXPERT 22 | 1 | 130D70519A | LO MATERNAL FETAL MEDICINE | MaternalFetalMedicine | Non Life Support | IES | ASP_GE | 21 | 5 | 3 | 2023-04-24 | Canyons/Desert
13200-McKay-Dee Hospital Center | 70519 | Maternal Fetal Medicine | 13200-McKay-Dee Hospital Center | 70519-Maternal Fetal Medicine | 13200~000000026510 | 912335 | F161390 | F161390 | 15-976 | Scanning Systems, Ultrasonic, | UltraSound | 2216 | GE HEALTHCARE | VOLUSON EXPERT 22 | 1 | 132D70519A | MK MATERNAL FETAL MED 4TH FLR | Common Area | Non Life Support | IES | IESCREWSC | 16 | 5 | 4 | 2023-09-20 | Canyons/Desert
15400-Intermountain Medical Center | 70519 | Maternal Fetal Medicine | 15400-Intermountain Medical Center | 70519-Maternal Fetal Medicine | 15400~000000041094 | 911125 | F160863 | F160863 | 15-976 | Scanning Systems, Ultrasonic, | UltraSound | 2568 | GE HEALTHCARE | VOLUSON EXPERT 22 | 1 | 154D70519A | IM MATERNAL FETAL MEDICINE GL1 | Unspecified | Non Life Support | IES | ASP_GE | 22 | 5 | 3 | 2023-03-29 | Canyons/Desert
40000-Intermountain Medical Group | 74041 | St George Maternal Fetal Medic | 40000-Intermountain Medical Group | 74041-St George Maternal Fetal Medic | 40000~000000034800 | 927009 | F163793 |  | 15-976 | Scanning Systems, Ultrasonic, | UltraSound | 2668 | GE HEALTHCARE | VOLUSON EXPERT 22 | 1 | 400D74041A | MG SG MATERNAL FETAL MED | Unspecified | Non Life Support | IES | ASP_GE | 4 | 5 | 5 | 2024-09-30 | Canyons/Desert
40000-Intermountain Medical Group | 74069 | McKay-Dee Maternal Fetal Med | 40000-Intermountain Medical Group | 74069-McKay-Dee Maternal Fetal Med | 40000~000000034849 | 929520 | F163949 |  | 15-976 | Scanning Systems, Ultrasonic, | UltraSound | 2683 | GE HEALTHCARE | VOLUSON EXPERT 22 | 1 | 400D74069A | MG MK MATERNAL FETAL MED 4600 | Ste4600 MFMCommon Area | Non Life Support | IES | IESCREWSC | 3 | 5 | 5 | 2024-10-03 | Canyons/Desert
40000-Intermountain Medical Group | 74115 | Park City Specialty Clinic | 40000-Intermountain Medical Group | 74115-Park City Specialty Clinic | 40000~000000035179 | 928813 | F163331 |  | 15-976 | Scanning Systems, Ultrasonic, | UltraSound | 2713 | GE HEALTHCARE | VOLUSON EXPERT 22 | 1 | 400D74115A | MG PARK CITY SPECIALTY CLINIC | Unspecified | Non Life Support | IES | ASP_GE | 2 | 5 | 5 | 2024-11-25 | Canyons/Desert
40000-Intermountain Medical Group | 74159 | American Fork MFM | 40000-Intermountain Medical Group | 74159-American Fork MFM | 40000~000000033133 | 919772 | F161089 |  | 15-976 | Scanning Systems, Ultrasonic, | UltraSound | 2732 | GE HEALTHCARE | VOLUSON EXPERT 22 | 1 | 400D74159A | MG AF MATERNAL FETAL MED | Exam room 2 | Non Life Support | AFH_CE | AFCREW3_CE | 14 | 5 | 4 | 2023-11-03 | Canyons/Desert
40000-Intermountain Medical Group | 74171 | Budge Clinic OB-GYN | 40000-Intermountain Medical Group | 74171-Budge Clinic OB-GYN | 40000~000000032982 | 914181 | F161321 | F161321 | 15-976 | Scanning Systems, Ultrasonic, | UltraSound | 2746 | GE HEALTHCARE | VOLUSON EXPERT 22 | 1 | 400D74171B | MG BUDGE OBGYN CLINIC 1ST FLR | Unspecified | Non Life Support | LRH_CE | LRHCREW7CE | 16 | 5 | 4 | 2023-09-22 | Canyons/Desert
40000-Intermountain Medical Group | 74337 | Riverton Maternal Fetal Med | 40000-Intermountain Medical Group | 74337-Riverton Maternal Fetal Med | 40000~000000032588 | 911124 | F160690 | F160690 | 15-976 | Scanning Systems, Ultrasonic, | UltraSound | 2804 | GE HEALTHCARE | VOLUSON EXPERT 22 | 1 | 400D74337A | MG RIVERTON MATERNAL FETAL MED | Unspecified | Non Life Support | IES | ASP_GE | 23 | 5 | 3 | 2023-02-21 | Canyons/Desert
11600-Alta View Hospital | 14001 | Labor and Delivery Rooms | 11600-Alta View Hospital | 14001-Labor and Delivery Rooms | 11600~000000003338 | 551614 | B03964 | VSI03964 | 18-143 | Scanning Systems, Ultrasonic, | UltraSound | 1894 | GE HEALTHCARE | VOLUSON I | 1 | 116D14001A | AV LABOR DELIVERY | Us 1 | Life Support / High Risk | IES | ASP_GE | 136 | 5 | 0 | 2013-09-20 | Canyons/Desert
11800-American Fork Hospital | 14001 | Labor and Delivery Rooms | 11800-American Fork Hospital | 14001-Labor and Delivery Rooms | 11800~000000004989 | 801289 | B05444 | VSI05444 | 18-143 | Scanning Systems, Ultrasonic, | UltraSound | 1916 | GE HEALTHCARE | VOLUSON I | 1 | 118D14001A | AF LABOR AND DELIVERY | Unspecified | Life Support / High Risk | IES | ASP_GE | 114 | 5 | 0 | 2015-07-20 | Canyons/Desert
13000-Logan Regional Hospital | 14001 | Labor and Delivery Rooms | 13000-Logan Regional Hospital | 14001-Labor and Delivery Rooms | 13000~000000005167 | 821346 | B05191 | VSI05191 | 18-143 | Scanning Systems, Ultrasonic, | UltraSound | 2118 | GE HEALTHCARE | VOLUSON I | 1 | 130D14001A | LO DELIVERY ROOM | Standby L-D | Life Support / High Risk | IES | ASP_GE | 124 | 5 | 0 | 2014-09-25 | Canyons/Desert
13200-McKay-Dee Hospital Center | 14010 | Mom Baby Unit | 13200-McKay-Dee Hospital Center | 14010-Mom Baby Unit | 13200~000000009966 | 566751 | B03950 | VSI03950 | 18-143 | Scanning Systems, Ultrasonic, | UltraSound | 2153 | GE HEALTHCARE | VOLUSON I | 1 | 132D14010A | MK POSTPARTUM 4TH FLR | Unspecified | Life Support / High Risk | IES | ASP_GE | 133 | 7 | 0 | 2013-12-11 | Canyons/Desert
15400-Intermountain Medical Center | 70519 | Maternal Fetal Medicine | 11300-Supply Chain Organization | 21003-Imaging Equipment Services | 15400~000000017016 | 541067 | B03966 | VSI03966 | 18-143 | Scanning Systems, Ultrasonic, | UltraSound | 2555 | GE HEALTHCARE | VOLUSON I | 1 | 113D21003A | LP IMAGING EQUIPMENT SERVICES | ImagingEquip Equipment Staging | Life Support / High Risk |  |  | 139 | 5 | 0 | 2013-06-27 | Canyons/Desert
40000-Intermountain Medical Group | 73004 | Moroni Clinic | 40000-Intermountain Medical Group | 73004-Moroni Clinic | 40000~000000024585 | 801186 | BS22714 | VSI05250 | 18-143 | Scanning Systems, Ultrasonic, | UltraSound | 2620 | GE HEALTHCARE | VOLUSON I | 1 | 400D73004A | MG MORONI CLINIC | Unspecified | Life Support / High Risk | IES | ASP_GE | 114 | 10 | 1 | 2015-07-20 | Canyons/Desert
40000-Intermountain Medical Group | 73009 | North Cache Valley Clinic | 40000-Intermountain Medical Group | 74171-Budge Clinic OB-GYN | 40000~000000006499 | 490065 | B03874 | VSI03874 | 18-143 | Scanning Systems, Ultrasonic, | UltraSound | 2621 | GE HEALTHCARE | VOLUSON I | 1 | 400D74171A | MG BUDGE OBGYN CLINIC | Unspecified | Life Support / High Risk | IES | ASP_GE | 142 | 5 | 0 | 2013-03-31 | Canyons/Desert
40000-Intermountain Medical Group | 73010 | South Cache Valley Clinic | 40000-Intermountain Medical Group | 73011-Bear River Clinic | 40000~000000006967 | 572357 | BS22284 | VSI03999 | 18-143 | Scanning Systems, Ultrasonic, | UltraSound | 2622 | GE HEALTHCARE | VOLUSON I | 1 | 400D73011A | MG BEAR RIVER CLINIC | Unspecified | Life Support / High Risk | IES | ASP_GE | 132 | 5 | 0 | 2014-01-31 | Canyons/Desert
40000-Intermountain Medical Group | 73087 | West Valley Family Medicine | 40000-Intermountain Medical Group | 74195-West Valley Specialty Clinic | 40000~000000019554 | 810898 | B05684 | VSI05684 | 18-143 | Scanning Systems, Ultrasonic, | UltraSound | 2644 | GE HEALTHCARE | VOLUSON I | 1 | 400D74195A | MG WEST VALLEY SPECIALTY CL | Unspecified | Life Support / High Risk | IES | ASP_GE | 101 | 5 | 0 | 2016-08-15 | Canyons/Desert
40000-Intermountain Medical Group | 74041 | St George Maternal Fetal Medic | Unspecified-Unspecified | __NOT_APPLICABLE__-Unspecified | 40000~000000027064 |  |  |  | 18-143 | Scanning Systems, Ultrasonic, | UltraSound | 2669 | GE HEALTHCARE | VOLUSON I | 1 | Unspecified | Unspecified | Unspecified | Life Support / High Risk |  |  | 123 | 5 | 0 | 2014-10-21 | Canyons/Desert
40000-Intermountain Medical Group | 74058 | Wasatch OB-GYN | 40000-Intermountain Medical Group | 74058-Wasatch OB-GYN | 40000~000000014224 | 582718 | B04083 | VSI04083 | 18-143 | Scanning Systems, Ultrasonic, | UltraSound | 2676 | GE HEALTHCARE | VOLUSON I | 1 | 400D74058C | MG LA PW WASATCH OB STE 2C | Common Area | Life Support / High Risk | IES | ASP_GE | 128 | 5 | 0 | 2014-05-14 | Canyons/Desert
40000-Intermountain Medical Group | 74058 | Wasatch OB-GYN | 40000-Intermountain Medical Group | 74058-Wasatch OB-GYN | 40000~000000015141 | 725190 | B05110 | VSI05110 | 18-143 | Scanning Systems, Ultrasonic, | UltraSound | 2677 | GE HEALTHCARE | VOLUSON I | 1 | 400D74058B | MG WASATCH OBGYN N OGDEN | Unspecified | Life Support / High Risk | IES | ASP_GE | 126 | 5 | 0 | 2014-08-01 | Canyons/Desert
40000-Intermountain Medical Group | 74058 | Wasatch OB-GYN | 40000-Intermountain Medical Group | 74058-Wasatch OB-GYN | 40000~000000016213 | 731997 | BO5349 |  | 18-143 | Scanning Systems, Ultrasonic, | UltraSound | 2678 | GE HEALTHCARE | VOLUSON I | 1 | 400D74058A | MG MK WASATCH OBGYN STE 4815 | Common Area | Life Support / High Risk | IES | ASP_GE | 117 | 5 | 0 | 2015-04-24 | Canyons/Desert
40000-Intermountain Medical Group | 74058 | Wasatch OB-GYN | Unspecified-Unspecified | __NOT_APPLICABLE__-Unspecified | 40000~000000014637 |  | B04083 |  | 18-143 | Scanning Systems, Ultrasonic, | UltraSound | 2682 | GE HEALTHCARE | VOLUSON I | 1 | Unspecified | Unspecified | Unspecified | Life Support / High Risk |  |  | 128 | 5 | 0 | 2014-05-07 | Canyons/Desert
40000-Intermountain Medical Group | 74159 | American Fork MFM | 40000-Intermountain Medical Group | 74159-American Fork MFM | 40000~000000016315 | 732325 | VSI04073 | VSI04073 | 18-143 | Scanning Systems, Ultrasonic, | UltraSound | 2731 | GE HEALTHCARE | VOLUSON I | 1 | 400D74159A | MG AF MATERNAL FETAL MED | Common Area | Life Support / High Risk | IES | ASP_GE | 130 | 5 | 0 | 2014-04-01 | Canyons/Desert
40000-Intermountain Medical Group | 74171 | Budge Clinic OB-GYN | 40000-Intermountain Medical Group | 74171-Budge Clinic OB-GYN | 40000~000000006490 | 539745 | B03861 | VSI03861 | 18-143 | Scanning Systems, Ultrasonic, | UltraSound | 2739 | GE HEALTHCARE | VOLUSON I | 1 | 400D74171A | MG BUDGE OBGYN CLINIC | Common Area | Life Support / High Risk | IES | ASP_GE | 145 | 5 | 0 | 2012-12-20 | Canyons/Desert
40000-Intermountain Medical Group | 74174 | Salt Lake Clinic Admin | 40000-Intermountain Medical Group | 74219-SL Clinic - OB GYN | 40000~000000004903 | 457059 | B02236 | VSI02236 | 18-143 | Scanning Systems, Ultrasonic, | UltraSound | 2751 | GE HEALTHCARE | VOLUSON I | 1 | 400D74219A | MG SL CLINIC OBGYN | Ma Station | Life Support / High Risk | IES | ASP_GE | 186 | 5 | 0 | 2009-07-21 | Canyons/Desert
40000-Intermountain Medical Group | 74174 | Salt Lake Clinic Admin | 40000-Intermountain Medical Group | 74219-SL Clinic - OB GYN | 40000~000000006257 | 522098 | B03776 | VSI3776 | 18-143 | Scanning Systems, Ultrasonic, | UltraSound | 2752 | GE HEALTHCARE | VOLUSON I | 1 | 400D74219A | MG SL CLINIC OBGYN | Common Area | Life Support / High Risk | IES | ASP_GE | 145 | 5 | 0 | 2012-12-31 | Canyons/Desert
11600-Alta View Hospital | 14001 | Labor and Delivery Rooms | 11600-Alta View Hospital | 14010-Mom Baby Unit | 11600~000000006115 | 841271 | VP8800702 | KP8800702 | 15-976 | Scanning Systems, Ultrasonic, | UltraSound | 1895 | GE HEALTHCARE | VOLUSON P8 | 1 | 116D14010A | AV MATERNITY | 132 Postpartum | Life Support / High Risk | IES | ASP_GE | 73 | 5 | 0 | 2018-12-09 | Canyons/Desert
11600-Alta View Hospital | 14001 | Labor and Delivery Rooms | 11600-Alta View Hospital | 14010-Mom Baby Unit | 11600~000000009904 | 927033 | VP8205919 |  | 15-976 | Scanning Systems, Ultrasonic, | UltraSound | 1896 | GE HEALTHCARE | VOLUSON P8 | 1 | 116D14010A | AV MATERNITY | Maternity Nursery | Life Support / High Risk | IES | ASP_GE | 3 | 5 | 5 | 2024-10-02 | Canyons/Desert
12200-Cassia Regional Hospital | 14001 | Labor and Delivery Rooms | 12200-Cassia Regional Hospital | 14001-Labor and Delivery Rooms | 12200~000000003567 | 909914 | VP8201497 |  | 15-976 | Scanning Systems, Ultrasonic, | UltraSound | 1949 | GE HEALTHCARE | VOLUSON P8 | 1 | 122D14001A | CA LABOR AND DELIVERY | Labor - Delivery | Life Support / High Risk | IES | ASP_GE | 26 | 5 | 3 | 2022-11-03 | Canyons/Desert
12200-Cassia Regional Hospital | 70001 | Spring Creek Womens Health | 12200-Cassia Regional Hospital | 70001-Spring Creek Womens Health | 12200~000000003329 | 887371 | VP8809073 |  | 15-976 | Scanning Systems, Ultrasonic, | UltraSound | 1957 | GE HEALTHCARE | VOLUSON P8 | 1 | 122D70001A | CA SPRING CREEK WOMENS CNTR | Common Area | Life Support / High Risk | IES | ASP_GE | 40 | 7 | 4 | 2021-09-03 | Canyons/Desert
12800-LDS Hospital | 14001 | Labor and Delivery Rooms | 12800-LDS Hospital | 14001-Labor and Delivery Rooms | 12800~000000014350 | 841920 | VP8801368 | KP8801368 | 15-976 | Scanning Systems, Ultrasonic, | UltraSound | 2060 | GE HEALTHCARE | VOLUSON P8 | 1 | 128D14001A | LD LABOR DELIVERY L4 | Unspecified | Life Support / High Risk | IES | ASP_GE | 73 | 5 | 0 | 2018-12-26 | Canyons/Desert
13000-Logan Regional Hospital | 14001 | Labor and Delivery Rooms | 13000-Logan Regional Hospital | 14001-Labor and Delivery Rooms | 13000~000000012519 | 919017 | VP8205154 |  | 15-976 | Scanning Systems, Ultrasonic, | UltraSound | 2119 | GE HEALTHCARE | VOLUSON P8 | 1 | 130D14001A | LO DELIVERY ROOM | L-D Common Area | Life Support / High Risk | LRH_CE | LRHCREW5CE | 11 | 5 | 4 | 2024-02-05 | Canyons/Desert
13200-McKay-Dee Hospital Center | 14001 | Labor and Delivery Rooms | 13200-McKay-Dee Hospital Center | 14001-Labor and Delivery Rooms | 13200~000000023517 | 874929 | VP806607 | VPP806607 | 15-976 | Scanning Systems, Ultrasonic, | UltraSound | 2152 | GE HEALTHCARE | VOLUSON P8 | 1 | 132D14001A | MK LABOR AND DELIVERY 4TH FLR | Common Area | Life Support / High Risk | IES | ASP_GE | 49 | 5 | 1 | 2020-12-22 | Canyons/Desert
13400-Orem Community Hospital | 14010 | Mom Baby Unit | 13400-Orem Community Hospital | 14001-Labor and Delivery Rooms | 13400~000000002298 | 888085 | VP8810186 | VP8810186 | 15-976 | Scanning Systems, Ultrasonic, | UltraSound | 2219 | GE HEALTHCARE | VOLUSON P8 | 1 | 134D14001A | OR LABOR DELIVERY | Unspecified | Life Support / High Risk | AFH_CE | AFCREW2_CE | 37 | 5 | 2 | 2021-12-03 | Canyons/Desert
13800-Primary Childrens Hospital | 70038 | PC Fetal Center | 13800-Primary Childrens Hospital | 32215-Clinical Engineering | 13800~000000028007 | 864136 | VP8805130 |  | 15-976 | Scanning Systems, Ultrasonic, | UltraSound | 2277 | GE HEALTHCARE | VOLUSON P8 | 1 | 138D32215A | PC CLINICAL ENGINEERING LB | CE Clinical Engineering | Life Support / High Risk | IES | ASP_GE | 56 | 5 | 0 | 2020-05-15 | Canyons/Desert
13900-Riverton Hospital | 14001 | Labor and Delivery Rooms | 13900-Riverton Hospital | 14001-Labor and Delivery Rooms | 13900~000000007470 | 883335 | VP8808214 | VP8808214 | 15-976 | Scanning Systems, Ultrasonic, | UltraSound | 2282 | GE HEALTHCARE | VOLUSON P8 | 1 | 139D14001A | RV LABOR DELIVERY ROOMS | Unspecified | Life Support / High Risk | IES | ASP_GE | 43 | 5 | 1 | 2021-06-07 | Canyons/Desert
14100-Spanish Fork Hospital | 14001 | Labor and Delivery Rooms | 14100-Spanish Fork Hospital | 14001-Labor and Delivery Rooms | 14100~000000002419 | 879201 | VP8806623 |  | 15-976 | Scanning Systems, Ultrasonic, | UltraSound | 2303 | GE HEALTHCARE | VOLUSON P8 | 1 | 141D14001A | SF LABOR AND DELIVERY ROOMS | Common Area | Life Support / High Risk | IES | ASP_GE | 46 | 5 | 1 | 2021-03-12 | Canyons/Desert
14300-Park City Hospital | 14001 | Labor and Delivery Rooms | 14300-Park City Hospital | 14001-Labor and Delivery Rooms | 14300~000000004013 | 895567 | VP8200063 |  | 15-976 | Scanning Systems, Ultrasonic, | UltraSound | 2319 | GE HEALTHCARE | VOLUSON P8 | 1 | 143D14001A | PK LABOR DELIVERY | Common Area | Life Support / High Risk | PKMC_CE | PKCREW1_CE | 32 | 5 | 2 | 2022-05-18 | Canyons/Desert
14400-Utah Valley Hospital | 14001 | Labor and Delivery Rooms | 14400-Utah Valley Hospital | 14001-Labor and Delivery Rooms | 14400~000000016826 | 825945 | KP8003432 | KP8003432 | 15-976 | Scanning Systems, Ultrasonic, | UltraSound | 2341 | GE HEALTHCARE | VOLUSON P8 | 1 | 144D14001A | UV LABOR DELIVERY | Common Area | Life Support / High Risk | IES | ASP_GE | 84 | 5 | 0 | 2018-01-24 | Canyons/Desert
14400-Utah Valley Hospital | 70519 | Maternal Fetal Medicine | 14400-Utah Valley Hospital | 70519-Maternal Fetal Medicine | 14400~000000016137 | 819815 | KP8001876 | KP8001876 | 15-976 | Scanning Systems, Ultrasonic, | UltraSound | 2404 | GE HEALTHCARE | VOLUSON P8 | 1 | 144D70519A | UV MATERNAL FETAL MEDICINE | Unspecified | Life Support / High Risk | IES | ASP_GE | 92 | 5 | 0 | 2017-05-12 | Canyons/Desert
14400-Utah Valley Hospital | 70519 | Maternal Fetal Medicine | 14400-Utah Valley Hospital | 70519-Maternal Fetal Medicine | 14400~000000017081 | 829661 | KP8003980 | KP8003980 | 15-976 | Scanning Systems, Ultrasonic, | UltraSound | 2406 | GE HEALTHCARE | VOLUSON P8 | 1 | 144D70519A | UV MATERNAL FETAL MEDICINE | Unspecified | Life Support / High Risk | IES | ASP_GE | 81 | 5 | 0 | 2018-04-20 | Canyons/Desert
14600-Cedar City Hospital | 14001 | Labor and Delivery Rooms | 14600-Cedar City Hospital | 14010-Mom Baby Unit | 14600~000000004034 | 920364 | VP8205551 | VP8205551 | 15-976 | Scanning Systems, Ultrasonic, | UltraSound | 2416 | GE HEALTHCARE | VOLUSON P8 | 1 | 146D14010A | CC MATERNITY NURSNG | Unspecified | Life Support / High Risk | IES | ASP_GE | 10 | 5 | 4 | 2024-03-11 | Canyons/Desert
14800-Heber Valley Hospital | 14001 | Labor and Delivery Rooms | 14800-Heber Valley Hospital | 14001-Labor and Delivery Rooms | 14800~000000001694 | 841379 | VP88004033 | KP8R800403 | 15-976 | Scanning Systems, Ultrasonic, | UltraSound | 2432 | GE HEALTHCARE | VOLUSON P8 | 1 | 148D14001A | HV LABOR DELIVERY | Unspecified | Life Support / High Risk | IES | ASP_GE | 73 | 5 | 0 | 2018-12-18 | Canyons/Desert
15400-Intermountain Medical Center | 14001 | Labor and Delivery Rooms | 15400-Intermountain Medical Center | 14001-Labor and Delivery Rooms | 15400~000000029607 | 818594 | VP8002065 | KP8002065 | 15-976 | Scanning Systems, Ultrasonic, | UltraSound | 2463 | GE HEALTHCARE | VOLUSON P8 | 1 | 154D14001A | IM LABOR DELIVERY GLL1 | Unspecified | Life Support / High Risk | IES | ASP_GE | 92 | 5 | 0 | 2017-05-26 | Canyons/Desert
15400-Intermountain Medical Center | 14001 | Labor and Delivery Rooms | 15400-Intermountain Medical Center | 14001-Labor and Delivery Rooms | 15400~000000039751 | 894725 | KP8002065 |  | 15-976 | Scanning Systems, Ultrasonic, | UltraSound | 2465 | GE HEALTHCARE | VOLUSON P8 | 1 | 154D14001A | IM LABOR DELIVERY GLL1 | Common Area | Life Support / High Risk | IES | ASP_GE | 32 | 5 | 2 | 2022-05-26 | Canyons/Desert
15400-Intermountain Medical Center | 70519 | Maternal Fetal Medicine | 15400-Intermountain Medical Center | 70519-Maternal Fetal Medicine | 15400~000000033069 | 852121 | KP8801691 | KP8801691 | 15-976 | Scanning Systems, Ultrasonic, | UltraSound | 2559 | GE HEALTHCARE | VOLUSON P8 | 1 | 154D70519A | IM MATERNAL FETAL MEDICINE GL1 | Unspecified | Life Support / High Risk | IES | ASP_GE | 70 | 5 | 0 | 2019-03-11 | Canyons/Desert
15400-Intermountain Medical Center | 70519 | Maternal Fetal Medicine | 15400-Intermountain Medical Center | 70519-Maternal Fetal Medicine | 15400~000000033070 | 852123 | KP8801696 | KP8801696 | 15-976 | Scanning Systems, Ultrasonic, | UltraSound | 2560 | GE HEALTHCARE | VOLUSON P8 | 1 | 154D70519A | IM MATERNAL FETAL MEDICINE GL1 | Unspecified | Life Support / High Risk | IES | ASP_GE | 70 | 5 | 0 | 2019-03-11 | Canyons/Desert
15400-Intermountain Medical Center | 70519 | Maternal Fetal Medicine | 15400-Intermountain Medical Center | 70519-Maternal Fetal Medicine | 15400~000000040100 | 900446 | VP8201092 |  | 15-976 | Scanning Systems, Ultrasonic, | UltraSound | 2566 | GE HEALTHCARE | VOLUSON P8 | 1 | 154D70519A | IM MATERNAL FETAL MEDICINE GL1 | BldgD Ste100 Antenatal Testing | Life Support / High Risk | IES | ASP_GE | 29 | 5 | 3 | 2022-08-19 | Canyons/Desert
15400-Intermountain Medical Center | 70519 | Maternal Fetal Medicine | 15400-Intermountain Medical Center | 70519-Maternal Fetal Medicine | 15400~000000040101 | 900447 | VP8201199 |  | 15-976 | Scanning Systems, Ultrasonic, | UltraSound | 2567 | GE HEALTHCARE | VOLUSON P8 | 1 | 154D70519A | IM MATERNAL FETAL MEDICINE GL1 | BldgD Ste100 Antenatal Testing | Life Support / High Risk | IES | ASP_GE | 29 | 5 | 3 | 2022-08-19 | Canyons/Desert
40000-Intermountain Medical Group | 42945 | Layton PW Administration | 40000-Intermountain Medical Group | 74272-Layton Parkway Womens Health | 40000~000000024059 | 836801 | KP8800316 | KP8800316 | 15-976 | Scanning Systems, Ultrasonic, | UltraSound | 2613 | GE HEALTHCARE | VOLUSON P8 | 1 | 400D74272A | MG LA PW WOMENS HEALTH STE 2B | Unspecified | Life Support / High Risk | IES | ASP_GE | 78 | 5 | 0 | 2018-07-26 | Canyons/Desert
40000-Intermountain Medical Group | 42945 | Layton PW Administration | 40000-Intermountain Medical Group | 74272-Layton Parkway Womens Health | 40000~000000025182 | 836800 | KP8800326 | KP8800326 | 15-976 | Scanning Systems, Ultrasonic, | UltraSound | 2614 | GE HEALTHCARE | VOLUSON P8 | 1 | 400D74272A | MG LA PW WOMENS HEALTH STE 2B | Unspecified | Life Support / High Risk | IES | ASP_GE | 78 | 5 | 0 | 2018-07-26 | Canyons/Desert
40000-Intermountain Medical Group | 73002 | Mt Pleasant Clinic | 40000-Intermountain Medical Group | 73002-Mt Pleasant Clinic | 40000~000000006930 | 490573 | 228084SU0 | KP8228084 | 15-976 | Scanning Systems, Ultrasonic, | UltraSound | 2619 | GE HEALTHCARE | VOLUSON P8 | 1 | 400D73002A | MG MT PLEASANT CLINIC | Mt Pleasant Clinic | Life Support / High Risk | IES | ASP_GE | 132 | 5 | 0 | 2014-01-31 | Canyons/Desert
40000-Intermountain Medical Group | 73011 | Bear River Clinic | 40000-Intermountain Medical Group | 73011-Bear River Clinic | 40000~000000029031 | 878023 | VP8806844 |  | 15-976 | Scanning Systems, Ultrasonic, | UltraSound | 2623 | GE HEALTHCARE | VOLUSON P8 | 1 | 400D73011A | MG BEAR RIVER CLINIC | Unspecified | Life Support / High Risk | IES | ASP_GE | 48 | 5 | 1 | 2021-01-28 | Canyons/Desert
40000-Intermountain Medical Group | 73011 | Bear River Clinic | 40000-Intermountain Medical Group | 73011-Bear River Clinic | 40000~000000033426 | 916598 | VP8205029 |  | 15-976 | Scanning Systems, Ultrasonic, | UltraSound | 2624 | GE HEALTHCARE | VOLUSON P8 | 1 | 400D73011A | MG BEAR RIVER CLINIC | Unspecified | Life Support / High Risk | IES | ASP_GE | 12 | 5 | 4 | 2024-01-09 | Canyons/Desert
40000-Intermountain Medical Group | 73025 | Bountiful Clinic Admin | 40000-Intermountain Medical Group | 73025-Bountiful Clinic Admin | 40000~000000023203 | 829136 | KP8003591 | KP8003591 | 15-976 | Scanning Systems, Ultrasonic, | UltraSound | 2629 | GE HEALTHCARE | VOLUSON P8 | 1 | 400D73025A | MG BOUNTIFUL CLINIC L1 | Unspecified | Life Support / High Risk | IES | ASP_GE | 84 | 5 | 0 | 2018-01-04 | Canyons/Desert
40000-Intermountain Medical Group | 73025 | Bountiful Clinic Admin | 40000-Intermountain Medical Group | 73025-Bountiful Clinic Admin | 40000~000000024641 | 839783 | KP8003220 | KP8003220 | 15-976 | Scanning Systems, Ultrasonic, | UltraSound | 2631 | GE HEALTHCARE | VOLUSON P8 | 1 | 400D73025A | MG BOUNTIFUL CLINIC L1 | Unspecified | Life Support / High Risk | IES | ASP_GE | 74 | 5 | 0 | 2018-11-06 | Canyons/Desert
40000-Intermountain Medical Group | 73061 | Highland Clinic | 40000-Intermountain Medical Group | 73061-Highland Clinic | 40000~000000021695 | 822304 | KP8002152 | KP8002152 | 15-976 | Scanning Systems, Ultrasonic, | UltraSound | 2632 | GE HEALTHCARE | VOLUSON P8 | 1 | 400D73061A | MG HIGHLAND CLINIC | Unspecified | Life Support / High Risk | IES | ASP_GE | 87 | 5 | 0 | 2017-10-23 | Canyons/Desert
40000-Intermountain Medical Group | 73067 | Heber Valley Clinic | 40000-Intermountain Medical Group | 73067-Heber Valley Clinic | 40000~000000017364 | 817268 | KP8305180 | KP8305180 | 15-976 | Scanning Systems, Ultrasonic, | UltraSound | 2633 | GE HEALTHCARE | VOLUSON P8 | 1 | 400D73067A | MG HEBER VALLEY CLINIC | Heber Valley Clinic | Life Support / High Risk | IES | ASP_GE | 110 | 5 | 0 | 2015-12-01 | Canyons/Desert
40000-Intermountain Medical Group | 73071 | Cedar City Clinic | 40000-Intermountain Medical Group | 73071-Cedar City Clinic | 40000~000000027303 | 860395 | VP8804812 | VP8804812 | 15-976 | Scanning Systems, Ultrasonic, | UltraSound | 2637 | GE HEALTHCARE | VOLUSON P8 | 1 | 400D73071A | MG CEDAR CITY CLINIC | Clinic Suite A | Life Support / High Risk | IES | ASP_GE | 58 | 5 | 0 | 2020-03-31 | Canyons/Desert
40000-Intermountain Medical Group | 73079 | White Sage Family Med Clinic | 40000-Intermountain Medical Group | 73079-White Sage Family Med Clinic | 40000~000000023892 | 841416 | LP9002074 |  | 15-976 | Scanning Systems, Ultrasonic, | UltraSound | 2642 | GE HEALTHCARE | VOLUSON P8 | 1 | 400D73079A | MG WHITE SAGE FAMILY MED CL | Unspecified | Life Support / High Risk | IES | ASP_GE | 79 | 5 | 0 | 2018-06-15 | Canyons/Desert
40000-Intermountain Medical Group | 74042 | St George OB Hospitalists | 40000-Intermountain Medical Group | 74042-St George OB Hospitalists | 40000~000000025572 | 852128 | KP8800815 | KP8800815 | 15-976 | Scanning Systems, Ultrasonic, | UltraSound | 2671 | GE HEALTHCARE | VOLUSON P8 | 1 | 400D74042A | MG SG HIGH RISK OB | Unspecified | Life Support / High Risk | IES | ASP_GE | 70 | 5 | 0 | 2019-03-08 | Canyons/Desert
40000-Intermountain Medical Group | 74058 | Wasatch OB-GYN | 40000-Intermountain Medical Group | 74058-Wasatch OB-GYN | 40000~000000030498 | 888333 | VP8810189 | VP8810189 | 15-976 | Scanning Systems, Ultrasonic, | UltraSound | 2679 | GE HEALTHCARE | VOLUSON P8 | 1 | 400D74058A | MG MK WASATCH OBGYN STE 4815 | Ste4815WasatchObUltrasound | Life Support / High Risk | IES | ASP_GE | 38 | 5 | 2 | 2021-12-01 | Canyons/Desert
40000-Intermountain Medical Group | 74058 | Wasatch OB-GYN | 40000-Intermountain Medical Group | 74058-Wasatch OB-GYN | 40000~000000030499 | 888447 | VP8810183 | VP8810183 | 15-976 | Scanning Systems, Ultrasonic, | UltraSound | 2680 | GE HEALTHCARE | VOLUSON P8 | 1 | 400D74058C | MG LA PW WASATCH OB STE 2C | Common Area | Life Support / High Risk | IES | ASP_GE | 38 | 5 | 2 | 2021-12-01 | Canyons/Desert
40000-Intermountain Medical Group | 74058 | Wasatch OB-GYN | 40000-Intermountain Medical Group | 74058-Wasatch OB-GYN | 40000~000000032885 | 912329 | VP8204097 | VP8204097 | 15-976 | Scanning Systems, Ultrasonic, | UltraSound | 2681 | GE HEALTHCARE | VOLUSON P8 | 1 | 400D74058A | MG MK WASATCH OBGYN STE 4815 | Ste4815WasatchObCommon Area | Life Support / High Risk | IES | ASP_GE | 16 | 5 | 4 | 2023-09-22 | Canyons/Desert
40000-Intermountain Medical Group | 74104 | Intermountain MFM Specialist | 15400-Intermountain Medical Center | 70501-Midwifery | 40000~000000020841 | 817921 | KP8001959 | KP8001959 | 15-976 | Scanning Systems, Ultrasonic, | UltraSound | 2692 | GE HEALTHCARE | VOLUSON P8 | 1 | 154D70501A | IM MIDWIFERY GL1 | Unspecified | Life Support / High Risk | IES | ASP_GE | 92 | 5 | 0 | 2017-05-11 | Canyons/Desert
40000-Intermountain Medical Group | 74106 | Intrmtn OB-GYN Specialists | 15400-Intermountain Medical Center | 46012-Women and Newborn Hospital | 40000~000000017236 | 804081 | 299893SU8 | KP8299893 | 15-976 | Scanning Systems, Ultrasonic, | UltraSound | 2696 | GE HEALTHCARE | VOLUSON P8 | 1 | 154D46012C | IM OBGYN SPEC SUITE 120 GL1 | Unspecified | Life Support / High Risk | IES | ASP_GE | 112 | 5 | 0 | 2015-09-04 | Canyons/Desert
40000-Intermountain Medical Group | 74106 | Intrmtn OB-GYN Specialists | 40000-Intermountain Medical Group | 74106-Intrmtn OB-GYN Specialists | 40000~000000017237 | 804080 | 297814SU6 | KP8297814 | 15-976 | Scanning Systems, Ultrasonic, | UltraSound | 2697 | GE HEALTHCARE | VOLUSON P8 | 1 | 400D74106A | MG OBGYN STE 120 | Unspecified | Life Support / High Risk | IES | ASP_GE | 110 | 5 | 0 | 2015-11-05 | Canyons/Desert
40000-Intermountain Medical Group | 74106 | Intrmtn OB-GYN Specialists | 40000-Intermountain Medical Group | 74106-Intrmtn OB-GYN Specialists | 40000~000000017238 | 804079 | 299886SU2 | KP8299886 | 15-976 | Scanning Systems, Ultrasonic, | UltraSound | 2698 | GE HEALTHCARE | VOLUSON P8 | 1 | 400D74106A | MG OBGYN STE 120 | Unspecified | Life Support / High Risk | IES | ASP_GE | 110 | 5 | 0 | 2015-11-05 | Canyons/Desert
40000-Intermountain Medical Group | 74106 | Intrmtn OB-GYN Specialists | 40000-Intermountain Medical Group | 74106-Intrmtn OB-GYN Specialists | 40000~000000017313 | 804078 | 283932SU2 | KP8R283932 | 15-976 | Scanning Systems, Ultrasonic, | UltraSound | 2699 | GE HEALTHCARE | VOLUSON P8 | 1 | 400D74106A | MG OBGYN STE 120 | Unspecified | Life Support / High Risk | IES | ASP_GE | 115 | 5 | 0 | 2015-06-26 | Canyons/Desert
40000-Intermountain Medical Group | 74106 | Intrmtn OB-GYN Specialists | 40000-Intermountain Medical Group | 74106-Intrmtn OB-GYN Specialists | 40000~000000017314 | 804077 | 281201SU4 | KP8R281201 | 15-976 | Scanning Systems, Ultrasonic, | UltraSound | 2700 | GE HEALTHCARE | VOLUSON P8 | 1 | 400D74106A | MG OBGYN STE 120 | Unspecified | Life Support / High Risk | IES | ASP_GE | 115 | 2 | 0 | 2015-06-26 | Canyons/Desert
40000-Intermountain Medical Group | 74106 | Intrmtn OB-GYN Specialists | 40000-Intermountain Medical Group | 74106-Intrmtn OB-GYN Specialists | 40000~000000017315 | 804055 | 283937SU1 | KP8R283937 | 15-976 | Scanning Systems, Ultrasonic, | UltraSound | 2701 | GE HEALTHCARE | VOLUSON P8 | 1 | 400D74106A | MG OBGYN STE 120 | Common Area | Life Support / High Risk | IES | ASP_GE | 115 | 3.0833 | 0 | 2015-06-26 | Canyons/Desert
40000-Intermountain Medical Group | 74106 | Intrmtn OB-GYN Specialists | 40000-Intermountain Medical Group | 74106-Intrmtn OB-GYN Specialists | 40000~000000025381 | 846247 | VP8800826 | KP8800826 | 15-976 | Scanning Systems, Ultrasonic, | UltraSound | 2702 | GE HEALTHCARE | VOLUSON P8 | 1 | 400D74106A | MG OBGYN STE 120 | Unspecified | Life Support / High Risk | IES | ASP_GE | 71 | 5 | 0 | 2019-02-26 | Canyons/Desert
40000-Intermountain Medical Group | 74141 | Legacy OB-GYN | 40000-Intermountain Medical Group | 74141-Legacy OB-GYN | 40000~000000029178 | 892124 | VP8805988 |  | 15-976 | Scanning Systems, Ultrasonic, | UltraSound | 2722 | GE HEALTHCARE | VOLUSON P8 | 1 | 400D74141A | MG LEGACY OBGYN SUITE 250 | Unspecified | Life Support / High Risk | AFH_CE | AFCREW1_CE | 51 | 5 | 1 | 2020-10-20 | Canyons/Desert
40000-Intermountain Medical Group | 74141 | Legacy OB-GYN | 40000-Intermountain Medical Group | 74141-Legacy OB-GYN | 40000~000000030531 | 888831 | VP8810348 | VP8810348 | 15-976 | Scanning Systems, Ultrasonic, | UltraSound | 2723 | GE HEALTHCARE | VOLUSON P8 | 1 | 400D74141A | MG LEGACY OBGYN SUITE 250 | Common Area | Life Support / High Risk | AFH_CE | AFCREW1_CE | 37 | 5 | 2 | 2021-12-07 | Canyons/Desert
40000-Intermountain Medical Group | 74170 | Southridge Clinic OB-GYN | 40000-Intermountain Medical Group | 74170-Southridge Clinic OB-GYN | 40000~000000018045 | 807591 | KP8294392 | KP8294392 | 15-976 | Scanning Systems, Ultrasonic, | UltraSound | 2735 | GE HEALTHCARE | VOLUSON P8 | 1 | 400D74170A | MG SOUTHRIDGE OBGYN | Common Area | Life Support / High Risk | IES | ASP_GE | 109 | 5 | 0 | 2015-12-04 | Canyons/Desert
40000-Intermountain Medical Group | 74170 | Southridge Clinic OB-GYN | 40000-Intermountain Medical Group | 74170-Southridge Clinic OB-GYN | 40000~000000032672 | 914971 | VP8203740 | VP8203740 | 15-976 | Scanning Systems, Ultrasonic, | UltraSound | 2736 | GE HEALTHCARE | VOLUSON P8 | 1 | 400D74170A | MG SOUTHRIDGE OBGYN | Unspecified | Life Support / High Risk | IES | ASP_GE | 18 | 5 | 4 | 2023-08-01 | Canyons/Desert
40000-Intermountain Medical Group | 74170 | Southridge Clinic OB-GYN | 40000-Intermountain Medical Group | 74170-Southridge Clinic OB-GYN | 40000~000000032886 | 914970 | VP8203995 |  | 15-976 | Scanning Systems, Ultrasonic, | UltraSound | 2737 | GE HEALTHCARE | VOLUSON P8 | 1 | 400D74170A | MG SOUTHRIDGE OBGYN | Unspecified | Life Support / High Risk | IES | ASP_GE | 15 | 5 | 4 | 2023-10-02 | Canyons/Desert
40000-Intermountain Medical Group | 74171 | Budge Clinic OB-GYN | 40000-Intermountain Medical Group | 74171-Budge Clinic OB-GYN | 40000~000000022720 | 827532 | KP8002629 | KP8002629 | 15-976 | Scanning Systems, Ultrasonic, | UltraSound | 2741 | GE HEALTHCARE | VOLUSON P8 | 1 | 400D74171A | MG BUDGE OBGYN CLINIC | Common Area | Life Support / High Risk | IES | ASP_GE | 88 | 5 | 0 | 2017-09-21 | Canyons/Desert
40000-Intermountain Medical Group | 74171 | Budge Clinic OB-GYN | 40000-Intermountain Medical Group | 74171-Budge Clinic OB-GYN | 40000~000000026015 | 850057 | VP8802301 | VP8802301 | 15-976 | Scanning Systems, Ultrasonic, | UltraSound | 2743 | GE HEALTHCARE | VOLUSON P8 | 1 | 400D74171A | MG BUDGE OBGYN CLINIC | Unspecified | Life Support / High Risk | IES | ASP_GE | 67 | 5 | 0 | 2019-06-14 | Canyons/Desert
40000-Intermountain Medical Group | 74227 | Avenues Womens Center | 40000-Intermountain Medical Group | 74227-Avenues Womens Center | 40000~000000018703 | 809173 | KP8324803 | KP8324803 | 15-976 | Scanning Systems, Ultrasonic, | UltraSound | 2769 | GE HEALTHCARE | VOLUSON P8 | 1 | 400D74227A | MG AVENUES WOMENS CTR MOB 205 | Avenues Midwifery | Life Support / High Risk | IES | ASP_GE | 103 | 5 | 0 | 2016-06-10 | Canyons/Desert
40000-Intermountain Medical Group | 74272 | Layton Parkway Womens Health | 40000-Intermountain Medical Group | 74272-Layton Parkway Womens Health | 40000~000000032122 | 905979 | VP8202616 |  | 15-976 | Scanning Systems, Ultrasonic, | UltraSound | 2788 | GE HEALTHCARE | VOLUSON P8 | 1 | 400D74272A | MG LA PW WOMENS HEALTH STE 2B | Unspecified | Life Support / High Risk | IES | ASP_GE | 23 | 5 | 3 | 2023-03-01 | Canyons/Desert
40000-Intermountain Medical Group | 74298 | Sevier Valley OB-GYN | 40000-Intermountain Medical Group | 74298-Sevier Valley OB-GYN | 40000~000000024909 | 843507 | VP8801033 | KP8801033 | 15-976 | Scanning Systems, Ultrasonic, | UltraSound | 2792 | GE HEALTHCARE | VOLUSON P8 | 1 | 400D74298A | MG SV OB-GYN | Unspecified | Life Support / High Risk | IES | ASP_GE | 73 | 5 | 0 | 2018-12-21 | Canyons/Desert
43100-Intermountain MS NV LLC | 79543 | WHC Mtn View Laborists | 43100-Intermountain MS NV LLC | 79543-WHC Mtn View Laborists | 43100~000000002575 | 752086 | VP8802257 | 22535 | 15-976 | Scanning Systems, Ultrasonic, | UltraSound | 2828 | GE HEALTHCARE | VOLUSON P8 | 1 | 431D79543A | NV WHC MTN VIEW LABORISTS | Unspecified | Life Support / High Risk | SGRH_CE | NEVADA | 28 | 5 | 3 | 2022-09-09 | Canyons/Desert
43100-Intermountain MS NV LLC | 79543 | WHC Mtn View Laborists | 43100-Intermountain MS NV LLC | 79543-WHC Mtn View Laborists | 43100~000000002576 | 752097 | VP8002210 | 22582 | 15-976 | Scanning Systems, Ultrasonic, | UltraSound | 2829 | GE HEALTHCARE | VOLUSON P8 | 1 | 431D79543A | NV WHC MTN VIEW LABORISTS | Unspecified | Life Support / High Risk | SGRH_CE | NEVADA | 28 | 5 | 3 | 2022-09-09 | Canyons/Desert
43100-Intermountain MS NV LLC | 79543 | WHC Mtn View Laborists | 43100-Intermountain MS NV LLC | 79543-WHC Mtn View Laborists | 43100~000000002577 | 752034 | VP8800105 | 22589 | 15-976 | Scanning Systems, Ultrasonic, | UltraSound | 2830 | GE HEALTHCARE | VOLUSON P8 | 1 | 431D79543A | NV WHC MTN VIEW LABORISTS | Unspecified | Life Support / High Risk | SGRH_CE | NEVADA | 28 | 5 | 3 | 2022-09-09 | Canyons/Desert
40000-Intermountain Medical Group | 74245 | Budge Clinic Medical Special | 40000-Intermountain Medical Group | 74016-Cache Valley Heart Clinic | 40000~000000026016 | 850069 | LP9004177 | LP9004177 | 15-657 | Scanning Systems, Ultrasonic, | UltraSound | 2772 | GE HEALTHCARE | VOLUSON P9 | 1 | 400D74016A | MG CACHE VALLEY HEART CLINIC | Unspecified | Life Support / High Risk | IES | ASP_GE | 67 | 5 | 0 | 2019-06-05 | Canyons/Desert
40000-Intermountain Medical Group | 73025 | Bountiful Clinic Admin | 40000-Intermountain Medical Group | 73025-Bountiful Clinic Admin | 40000~000000005775 | 473220 | 150478SU6 | KS6150478 | 15-976 | Scanning Systems, Ultrasonic, | UltraSound | 2628 | GE HEALTHCARE | VOLUSON S6 | 1 | 400D73025A | MG BOUNTIFUL CLINIC L1 | Common Area | Life Support / High Risk | IES | ASP_GE | 160 | 5 | 0 | 2011-09-15 | Canyons/Desert
40000-Intermountain Medical Group | 74042 | St George OB Hospitalists | 40000-Intermountain Medical Group | 74041-St George Maternal Fetal Medic | 40000~000000017266 | 813603 | KS6R273862 | KS6R273862 | 15-976 | Scanning Systems, Ultrasonic, | UltraSound | 2670 | GE HEALTHCARE | VOLUSON S6 | 1 | 400D74041A | MG SG MATERNAL FETAL MED | MFM High Risk Clinic | Life Support / High Risk | IES | ASP_GE | 113 | 5 | 0 | 2015-08-20 | Canyons/Desert
12600-St George Regional Hospital | 14001 | Labor and Delivery Rooms | 12600-St George Regional Hospital | 14001-Labor and Delivery Rooms | 12600~000000013835 | 805671 | 5589184 | KS8310801 | 15-976 | Scanning Systems, Ultrasonic, | UltraSound | 1979 | GE HEALTHCARE | VOLUSON S8 | 1 | 126D14001A | SG LABOR DELIVERY | Unspecified | Life Support / High Risk | IES | ASP_GE | 109 | 5 | 0 | 2015-12-16 | Canyons/Desert
12900-Layton Hospital | 21001 | Imaging Administration | 12900-Layton Hospital | 21001-Imaging Administration | 12900~000000002863 | 839184 | VS8002298 | KS8002298 | 15-976 | Scanning Systems, Ultrasonic, | UltraSound | 2102 | GE HEALTHCARE | VOLUSON S8 | 1 | 129D21001A | LA IMAGING ADMINISTRATION | Unspecified | Life Support / High Risk | IES | ASP_GE | 77 | 5 | 0 | 2018-08-16 | Canyons/Desert
40000-Intermountain Medical Group | 74115 | Park City Specialty Clinic | 40000-Intermountain Medical Group | 74115-Park City Specialty Clinic | 40000~000000018067 | 825931 | IDKS8304456 | KS8304456 | 15-976 | Scanning Systems, Ultrasonic, | UltraSound | 2710 | GE HEALTHCARE | VOLUSON S8 | 1 | 400D74115A | MG PARK CITY SPECIALTY CLINIC | Orange Treatment 2 | Life Support / High Risk | IES | ASP_GE | 109 | 5 | 0 | 2015-12-04 | Canyons/Desert
40000-Intermountain Medical Group | 74337 | Riverton Maternal Fetal Med | 40000-Intermountain Medical Group | 74337-Riverton Maternal Fetal Med | 40000~000000030456 | 806027 | 302971SU7 | KS8302971 | 15-976 | Scanning Systems, Ultrasonic, | UltraSound | 2803 | GE HEALTHCARE | VOLUSON S8 | 1 | 400D74337A | MG RIVERTON MATERNAL FETAL MED | Unspecified | Life Support / High Risk | IES | ASP_GE | 110 | 5 | 0 | 2015-12-01 | Canyons/Desert
12200-Cassia Regional Hospital | 20101 | Emergency Department | 12200-Cassia Regional Hospital | 20101-Emergency Department | 12200~000000002999 | 847219 | VH163463DY | VH163463DY | 18-143 | Scanning Systems, Ultrasonic, | UltraSound | 1950 | GE HEALTHCARE | VSCAN | 1 | 122D20101A | CA EMERGENCY ROOM | Unspecified | Life Support / High Risk | IES | ASP_GE | 73 | 5 | 0 | 2018-12-26 | Canyons/Desert
12600-St George Regional Hospital | 14001 | Labor and Delivery Rooms | 12600-St George Regional Hospital | 14001-Labor and Delivery Rooms | 12600~000000024895 | 726182 | VH019891PQ | VH019891PQ | 18-143 | Scanning Systems, Ultrasonic, | UltraSound | 1980 | GE HEALTHCARE | VSCAN | 1 | 126D14001A | SG LABOR DELIVERY | Unspecified | Life Support / High Risk | SGRH_CE | SGRHCREW5 | 120 | 5 | 0 | 2015-01-13 | Canyons/Desert
13800-Primary Childrens Hospital | 70095 | Pediatric Gynecology | 13800-Primary Childrens Hospital | 70095-Pediatric Gynecology | 13800~000000029106 | 874171 | VH200267TN |  | 18-143 | Scanning Systems, Ultrasonic, | UltraSound | 2278 | GE HEALTHCARE | VSCAN | 1 | 138D70095A | PC PEDIATRIC GYNECOLOGY | Unspecified | Life Support / High Risk | IES | ASP_GE | 49 | 5 | 1 | 2020-12-15 | Canyons/Desert
15400-Intermountain Medical Center | 10051 | Intensive Care Neuro and Med | 15400-Intermountain Medical Center | 10071-Intensive Care Respiratory | 15400~000000029560 |  | VH1219847Z |  | 18-143 | Scanning Systems, Ultrasonic, | UltraSound | 2446 | GE HEALTHCARE | VSCAN | 1 | 154D10071A | IM RESPIRATORY ICU T5-S5 | Unspecified | Life Support / High Risk |  |  | 97 | 5 | 0 | 2016-12-20 | Canyons/Desert
15400-Intermountain Medical Center | 10061 | Intensive Care Shock-Trauma | 15400-Intermountain Medical Center | 10061-Intensive Care Shock-Trauma | 15400~000000024402 | 721754 | VH03093021 | VH0309302I | 18-143 | Scanning Systems, Ultrasonic, | UltraSound | 2449 | GE HEALTHCARE | VSCAN | 1 | 154D10061A | IM SHOCK TRAUMA T5 | Common Area | Life Support / High Risk | IMC_CE | IMCCE4A | 118 | 5 | 0 | 2015-03-24 | Canyons/Desert
15400-Intermountain Medical Center | 10061 | Intensive Care Shock-Trauma | 15400-Intermountain Medical Center | 10061-Intensive Care Shock-Trauma | 15400~000000026387 | 800982 | VH120366GS | VH120366GS | 18-143 | Scanning Systems, Ultrasonic, | UltraSound | 2450 | GE HEALTHCARE | VSCAN | 1 | 154D10061A | IM SHOCK TRAUMA T5 | Common Area | Life Support / High Risk | IMC_CE | IMCCE4A | 115 | 5 | 0 | 2015-07-01 | Canyons/Desert
19200-Life Flight | 25013 | Life Flight Rotor Wing | 15400-Intermountain Medical Center | 25013-Life Flight Rotor Wing | 19200~000000000160 | 582620 | VH01647099 | VH01647099 | 18-143 | Scanning Systems, Ultrasonic, | UltraSound | 2577 | GE HEALTHCARE | VSCAN | 1 | 154D25013A | IM LIFE FLIGHT ROTOR WING TLL1 | Unspecified | Life Support / High Risk | IMC_CE | IMCCE6 | 129 | 5 | 0 | 2014-04-14 | Canyons/Desert
19200-Life Flight | 25013 | Life Flight Rotor Wing | 15400-Intermountain Medical Center | 25013-Life Flight Rotor Wing | 19200~000000000224 | 582619 | VH016662AV | VH016662AV | 18-143 | Scanning Systems, Ultrasonic, | UltraSound | 2578 | GE HEALTHCARE | VSCAN | 1 | 154D25013A | IM LIFE FLIGHT ROTOR WING TLL1 | LifeFlight LL1 Common | Life Support / High Risk | IMC_CE | IMCCE6 | 129 | 5 | 0 | 2014-04-14 | Canyons/Desert
40000-Intermountain Medical Group | 73013 | Hurricane Valley Clinic | 40000-Intermountain Medical Group | 73013-Hurricane Valley Clinic | 40000~000000026044 | 850506 | VH1642848F | VH1642848F | 18-143 | Scanning Systems, Ultrasonic, | UltraSound | 2625 | GE HEALTHCARE | VSCAN | 1 | 400D73013A | MG HURRICANE VALLEY CLINIC | Unspecified | Life Support / High Risk | IES | ASP_GE | 67 | 5 | 0 | 2019-06-11 | Canyons/Desert
40000-Intermountain Medical Group | 74029 | Cedar City Heart Clinic | 40000-Intermountain Medical Group | 74029-Cedar City Heart Clinic | 40000~000000014410 | 584532 | VH016774JE | VH016774JE | 18-143 | Scanning Systems, Ultrasonic, | UltraSound | 2659 | GE HEALTHCARE | VSCAN | 1 | 400D74029A | MG CEDAR CITY HEART CLINIC | Unspecified | Life Support / High Risk | IES | ASP_GE | 127 | 5 | 0 | 2014-06-17 | Canyons/Desert
40000-Intermountain Medical Group | 74045 | Northern Utah Surgeons -Shared | 40000-Intermountain Medical Group | 74045-Northern Utah Surgeons -Shared | 40000~000000027129 | 858417 | VH260174KU | VH260174KU | 18-143 | Scanning Systems, Ultrasonic, | UltraSound | 2672 | GE HEALTHCARE | VSCAN | 1 | 400D74045A | MG NORTH UT SURGEONS STE2600 | Unspecified | Life Support / High Risk | IES | ASP_GE | 59 | 5 | 0 | 2020-02-07 | Canyons/Desert
40000-Intermountain Medical Group | 74171 | Budge Clinic OB-GYN | 40000-Intermountain Medical Group | 74171-Budge Clinic OB-GYN | 40000~000000025861 | 849616 | VH150855NB | VH150855NB | 18-143 | Scanning Systems, Ultrasonic, | UltraSound | 2742 | GE HEALTHCARE | VSCAN | 1 | 400D74171B | MG BUDGE OBGYN CLINIC 1ST FLR | Unspecified | Life Support / High Risk | IES | ASP_GE | 67 | 5 | 0 | 2019-06-04 | Canyons/Desert
40000-Intermountain Medical Group | 74227 | Avenues Womens Center | 40000-Intermountain Medical Group | 74227-Avenues Womens Center | 40000~000000015115 | 732319 | VH01209875 | VH01209875 | 18-143 | Scanning Systems, Ultrasonic, | UltraSound | 2768 | GE HEALTHCARE | VSCAN | 1 | 400D74227A | MG AVENUES WOMENS CTR MOB 205 | Nurse Station South | Life Support / High Risk | LDSH_CE | LDSCE1 | 128 | 5 | 0 | 2014-06-01 | Canyons/Desert
40000-Intermountain Medical Group | 74272 | Layton Parkway Womens Health | 40000-Intermountain Medical Group | 74272-Layton Parkway Womens Health | 40000~000000029925 | 883273 | VH200682UB | VH200682UB | 18-143 | Scanning Systems, Ultrasonic, | UltraSound | 2787 | GE HEALTHCARE | VSCAN | 1 | 400D74272A | MG LA PW WOMENS HEALTH STE 2B | Unspecified | Life Support / High Risk | LA_CE | LACREW1CE | 43 | 5 | 1 | 2021-06-10 | Canyons/Desert
13200-McKay-Dee Hospital Center | 21301 | Imaging Recovery | 13200-McKay-Dee Hospital Center | 21301-Imaging Recovery | 13200~000000023990 | 883210 | VA001001042 |  | 98-121 | Transducers, Ultrasonic, Wirel | Transducers | 3755 | GE HEALTHCARE | VSCAN AIR CL A1 | 1 | 132D21301A | MK IMAGING RECOVERY 1ST FLR | Unspecified | Run to Fail | MKDHC_CE | MKDCREW9CE | 43 | 5 | 1 | 2021-06-09 | Canyons/Desert
13800-Primary Childrens Hospital | 21601 | Ultrasound | 13800-Primary Childrens Hospital | 21601-Ultrasound | 13800~000000030761 | 888355 | VA001001733 | 5082156UL11 | 98-121 | Transducers, Ultrasonic, Wirel | Transducers | 3756 | GE HEALTHCARE | VSCAN AIR CL A1 | 1 | 138D21601A | PC ULT RADIOLOGY 1ST FLR W | Unspecified | Run to Fail | IES | ASP_GE | 37 | 5 | 2 | 2021-12-08 | Canyons/Desert
13800-Primary Childrens Hospital | 22702 | Liver Transplant | 13800-Primary Childrens Hospital | 22702-Liver Transplant | 13800~000000032308 | 906853 | VA001007794 |  | 98-121 | Transducers, Ultrasonic, Wirel | Transducers | 3757 | GE HEALTHCARE | VSCAN AIR CL A1 | 1 | 138D22702A | PC LIVER TRANSPLANT ECCLES L4 | Unspecified | Run to Fail | PCH_CE | PCHCREW09 | 22 | 5 | 3 | 2023-03-22 | Canyons/Desert
13800-Primary Childrens Hospital | 22702 | Liver Transplant | 13800-Primary Childrens Hospital | 22702-Liver Transplant | 13800~000000032309 | 906854 | VA001007842 |  | 98-121 | Transducers, Ultrasonic, Wirel | Transducers | 3758 | GE HEALTHCARE | VSCAN AIR CL A1 | 1 | 138D22702A | PC LIVER TRANSPLANT ECCLES L4 | Unspecified | Run to Fail | PCH_CE | PCHCREW09 | 22 | 5 | 3 | 2023-03-22 | Canyons/Desert
13800-Primary Childrens Hospital | 70075 | Hemophilia and Thrombosis Ctr | 13800-Primary Childrens Hospital | 70013-Oncology Clinic | 13800~000000033076 | 911211 | VA001002015 |  | 98-121 | Transducers, Ultrasonic, Wirel | Transducers | 3759 | GE HEALTHCARE | VSCAN AIR CL A1 | 1 | 138D70013A | PC INFUSION CLINIC L4 | Unspecified | Run to Fail | IES | ASP_GE | 17 | 5 | 4 | 2023-08-11 | Canyons/Desert
14400-Utah Valley Hospital | 10061 | Intensive Care Shock-Trauma | 14400-Utah Valley Hospital | 10061-Intensive Care Shock-Trauma | 14400~000000026558 | 922276 | VA020003788 |  | 98-121 | Transducers, Ultrasonic, Wirel | Transducers | 3760 | GE HEALTHCARE | VSCAN AIR CL A1 | 1 | 144D10061A | UV NST ICU | Common Area | Run to Fail | IES | ASP_GE | 7 | 5 | 4 | 2024-06-05 | Canyons/Desert
15400-Intermountain Medical Center | 28014 | Dialysis Intermountain Med Ctr | 15400-Intermountain Medical Center | 28014-Dialysis Intermountain Med Ctr | 15400~000000041465 | 909743 | VA001008942 |  | 98-121 | Transducers, Ultrasonic, Wirel | Transducers | 3761 | GE HEALTHCARE | VSCAN AIR CL A1 | 1 | 154D28014A | IM DIALYSIS SERVICE CTR VINE | Unspecified | Run to Fail | IMC_CE_DIA | DIALYSIS3 | 19 | 5 | 3 | 2023-06-23 | Canyons/Desert
15400-Intermountain Medical Center | 28014 | Dialysis Intermountain Med Ctr | 15400-Intermountain Medical Center | 28014-Dialysis Intermountain Med Ctr | 15400~000000041466 | 909744 | VA001008905 |  | 98-121 | Transducers, Ultrasonic, Wirel | Transducers | 3762 | GE HEALTHCARE | VSCAN AIR CL A1 | 1 | 154D28014A | IM DIALYSIS SERVICE CTR VINE | Unspecified | Run to Fail | IMC_CE_DIA | DIALYSIS3 | 19 | 5 | 3 | 2023-06-23 | Canyons/Desert
15400-Intermountain Medical Center | 28014 | Dialysis Intermountain Med Ctr | 15400-Intermountain Medical Center | 28014-Dialysis Intermountain Med Ctr | 15400~000000041467 | 909745 | VA001008879 |  | 98-121 | Transducers, Ultrasonic, Wirel | Transducers | 3763 | GE HEALTHCARE | VSCAN AIR CL A1 | 1 | 154D28014A | IM DIALYSIS SERVICE CTR VINE | Unspecified | Run to Fail | IMC_CE_DIA | DIALYSIS3 | 19 | 5 | 3 | 2023-06-23 | Canyons/Desert
15400-Intermountain Medical Center | 28014 | Dialysis Intermountain Med Ctr | 15400-Intermountain Medical Center | 28014-Dialysis Intermountain Med Ctr | 15400~000000041468 | 909746 | VA001008938 |  | 98-121 | Transducers, Ultrasonic, Wirel | Transducers | 3764 | GE HEALTHCARE | VSCAN AIR CL A1 | 1 | 154D28014A | IM DIALYSIS SERVICE CTR VINE | Unspecified | Run to Fail | IMC_CE_DIA | DIALYSIS3 | 19 | 5 | 3 | 2023-06-23 | Canyons/Desert
15400-Intermountain Medical Center | 28014 | Dialysis Intermountain Med Ctr | 15400-Intermountain Medical Center | 28014-Dialysis Intermountain Med Ctr | 15400~000000041469 | 909747 | VA001008904 |  | 98-121 | Transducers, Ultrasonic, Wirel | Transducers | 3765 | GE HEALTHCARE | VSCAN AIR CL A1 | 1 | 154D28014A | IM DIALYSIS SERVICE CTR VINE | Unspecified | Run to Fail | IMC_CE_DIA | DIALYSIS3 | 19 | 5 | 3 | 2023-06-23 | Canyons/Desert
40000-Intermountain Medical Group | 74019 | Sports Med Specialists - Bntfl | 40000-Intermountain Medical Group | 74019-Sports Med Specialists - Bntfl | 40000~000000031083 | 898329 | 5119645UL11 | 5119645UL11 | 98-121 | Transducers, Ultrasonic, Wirel | Transducers | 3766 | GE HEALTHCARE | VSCAN AIR CL A1 | 1 | 400D74019A | MG SPORTS MED SPEC BOUNTIFUL | Unspecified | Run to Fail | LA_CE | LACREW10CE | 29 | 5 | 3 | 2022-08-30 | Canyons/Desert
40000-Intermountain Medical Group | 74019 | Sports Med Specialists - Bntfl | 40000-Intermountain Medical Group | 74019-Sports Med Specialists - Bntfl | 40000~000000031303 | 901715 | 5119647UL11 | 5119647UL11 | 98-121 | Transducers, Ultrasonic, Wirel | Transducers | 3767 | GE HEALTHCARE | VSCAN AIR CL A1 | 1 | 400D74019A | MG SPORTS MED SPEC BOUNTIFUL | Unspecified | Run to Fail | LA_CE | LACREW7CE | 26 | 5 | 3 | 2022-11-15 | Canyons/Desert
40000-Intermountain Medical Group | 74191 | Summit OBGYN | 40000-Intermountain Medical Group | 74191-Summit OBGYN | 40000~000000033886 | 921864 | VA001200297 |  | 98-121 | Transducers, Ultrasonic, Wirel | Transducers | 3768 | GE HEALTHCARE | VSCAN AIR CL A1 | 1 | 400D74191C | MG SUMMIT OBGYN | Common Area | Run to Fail | AFH_CE | AFCREW1_CE | 8 | 5 | 4 | 2024-05-24 | Canyons/Desert
40000-Intermountain Medical Group | 74293 | Thoracic Surgery | 40000-Intermountain Medical Group | 74293-Thoracic Surgery | 40000~000000032293 | 908983 | VA001008204 |  | 98-121 | Transducers, Ultrasonic, Wirel | Transducers | 3769 | GE HEALTHCARE | VSCAN AIR CL A1 | 1 | 400D74293A | MG THORACIC SURGERY STE 640 | Unspecified | Run to Fail | IES | ASP_GE | 20 | 5 | 3 | 2023-05-29 | Canyons/Desert
14400-Utah Valley Hospital | 25501 | Radiation Center | 14400-Utah Valley Hospital | 25501-Radiation Center | 14400~000000003443 | 263819 | N/A |  | 99-072 | Calibrators, Radio Therapy |  | 10 | CNMC COMPANY | WP-3840 | 1 | 144D25501A | UV RADIATION ONCOLOGY | OPRadOnc Common Area | Non Life Support | IES | ASP_GE | 238 | 5 | 0 | 2005-03-18 | Canyons/Desert
13800-Primary Childrens Hospital | 21201 | Magnetic Res Imaging - MRI | 13800-Primary Childrens Hospital | 21201-Magnetic Res Imaging - MRI | 13800~000000018755 | 375669 | PENDING | 38B10R0038COIL | 17-542 | Surface Coils, Magnetic Resona | Surface Coils, Magnetic Resona | 3074 | MAYO CLINIC | WRIST | 1 | 138D21201A | PC MRI L1 | Data Closet 1E.300 | Run to Fail | IES | ASP_GE | 191 | 5 | 0 | 2009-02-17 | Canyons/Desert
15400-Intermountain Medical Center | 21201 | Magnetic Res Imaging - MRI | 15400-Intermountain Medical Center | 32317-Plant Operation | 15400~000000017144 | 576300 | 3HB10R0202 |  | 17-542 | Surface Coils, Magnetic Resona | Surface Coils, Magnetic Resona | 3111 | MAYO CLINIC | WRIST | 1 | 154D32317C | IM PLANT OPS HEART LUNG CTR | Bldg C LL1 Mri Equipment Room | Run to Fail |  |  | 132 | 5 | 0 | 2014-01-14 | Canyons/Desert
11600-Alta View Hospital | 22001 | Same Day Surgery | 11600-Alta View Hospital | 22001-Same Day Surgery | 11600~000000006963 |  |  |  | 14-121 | Transducers, Ultrasonic | Transducers | 3318 | PHILIPS HEALTHCARE | X3-1 XMATRIX | 1 | 116D22001A | AV SHORT STAY SURGERY | Unspecified | Non Life Support |  |  | 71 | 7 | 1 | 2019-02-08 | Canyons/Desert
11600-Alta View Hospital | 22001 | Same Day Surgery | 11600-Alta View Hospital | 22001-Same Day Surgery | 11600~000000006964 |  |  |  | 14-121 | Transducers, Ultrasonic | Transducers | 3319 | PHILIPS HEALTHCARE | X3-1 XMATRIX | 1 | 116D22001A | AV SHORT STAY SURGERY | Unspecified | Non Life Support |  |  | 71 | 7 | 1 | 2019-02-08 | Canyons/Desert
11600-Alta View Hospital | 22001 | Same Day Surgery | 11600-Alta View Hospital | 22001-Same Day Surgery | 11600~000000006965 |  |  |  | 14-121 | Transducers, Ultrasonic | Transducers | 3320 | PHILIPS HEALTHCARE | X3-1 XMATRIX | 1 | 116D22001A | AV SHORT STAY SURGERY | Unspecified | Non Life Support |  |  | 71 | 7 | 1 | 2019-02-08 | Canyons/Desert
15400-Intermountain Medical Center | 21101 | Radiology | 15400-Intermountain Medical Center | 21101-Radiology | 15400~000000044187 | 927595 | DE8090CNHK |  | 14-121 | Transducers, Ultrasonic | Transducers | 3685 | PHILIPS HEALTHCARE | X3-1 XMATRIX | 1 | 154D21101B | IM OUTPT RADIOLOGY EL2 | Unspecified | Non Life Support | IMC_CE | IMCCE9 | 3 | 5 | 5 | 2024-10-22 | Canyons/Desert
15400-Intermountain Medical Center | 21101 | Radiology | 15400-Intermountain Medical Center | 21101-Radiology | 15400~000000044188 | 927596 | DE8090CNDT |  | 14-121 | Transducers, Ultrasonic | Transducers | 3686 | PHILIPS HEALTHCARE | X3-1 XMATRIX | 1 | 154D21101B | IM OUTPT RADIOLOGY EL2 | Unspecified | Non Life Support | IMC_CE | IMCCE9 | 3 | 5 | 5 | 2024-10-22 | Canyons/Desert
13200-McKay-Dee Hospital Center | 20603 | Vascular Lab | 13200-McKay-Dee Hospital Center | 20603-Vascular Lab | 13200~000000022134 | 859750 | B3KC2B |  | 14-121 | Transducers, Ultrasonic | Transducers | 3452 | PHILIPS HEALTHCARE | X5-1 | 1 | 132D20603A | MK VASCULAR LAB 3RD FLR | Common Area | Run to Fail | MKDHC_CE | MKDCREW1CE | 58 | 5 | 0 | 2020-03-06 | Canyons/Desert
12000-Bear River Valley Hospital | 21001 | Imaging Administration | 12000-Bear River Valley Hospital | 21101-Radiology | 12000~000000001619 | 875447 | F00PNK |  | 14-121 | Transducers, Ultrasonic | Transducers | 3328 | PHILIPS HEALTHCARE | X5-1 XMATRIX | 1 | 120D21101A | BR RADIOLOGY | Unspecified | Run to Fail | BRV_CE | BRVCREW2CE | 48 | 5 | 1 | 2021-01-06 | Canyons/Desert
13200-McKay-Dee Hospital Center | 20603 | Vascular Lab | 13200-McKay-Dee Hospital Center | 20603-Vascular Lab | 13200~000000014515 | 583499 | B1333L |  | 14-121 | Transducers, Ultrasonic | Transducers | 3447 | PHILIPS HEALTHCARE | X5-1 XMATRIX | 1 | 132D20603A | MK VASCULAR LAB 3RD FLR | Unspecified | Run to Fail | IES | ASP_GE | 125 | 5 | 0 | 2014-08-08 | Canyons/Desert
13200-McKay-Dee Hospital Center | 20603 | Vascular Lab | 13200-McKay-Dee Hospital Center | 20603-Vascular Lab | 13200~000000023403 | 871515 | B2WJHQ |  | 14-121 | Transducers, Ultrasonic | Transducers | 3462 | PHILIPS HEALTHCARE | X5-1 XMATRIX | 1 | 132D20603A | MK VASCULAR LAB 3RD FLR | Common Area | Run to Fail | MKDHC_CE | MKDCREW1CE | 50 | 5 | 1 | 2020-11-09 | Canyons/Desert
13200-McKay-Dee Hospital Center | 20603 | Vascular Lab | 13200-McKay-Dee Hospital Center | 20603-Vascular Lab | 13200~000000023405 | 871517 | B2NT66 |  | 14-121 | Transducers, Ultrasonic | Transducers | 3463 | PHILIPS HEALTHCARE | X5-1 XMATRIX | 1 | 132D20603A | MK VASCULAR LAB 3RD FLR | Common Area | Run to Fail | MKDHC_CE | MKDCREW1CE | 50 | 5 | 1 | 2020-11-09 | Canyons/Desert
13200-McKay-Dee Hospital Center | 20603 | Vascular Lab | 13200-McKay-Dee Hospital Center | 20603-Vascular Lab | 13200~000000023451 | 749766 | B2XMD8 |  | 14-121 | Transducers, Ultrasonic | Transducers | 3477 | PHILIPS HEALTHCARE | X5-1 XMATRIX | 1 | 132D20603A | MK VASCULAR LAB 3RD FLR | Common Area | Run to Fail | MKDHC_CE | MKDCREW1CE | 49 | 5 | 1 | 2020-12-07 | Canyons/Desert
13200-McKay-Dee Hospital Center | 20603 | Vascular Lab | 13200-McKay-Dee Hospital Center | 20603-Vascular Lab | 13200~000000023468 | 749789 | B2BQC |  | 14-121 | Transducers, Ultrasonic | Transducers | 3478 | PHILIPS HEALTHCARE | X5-1 XMATRIX | 1 | 132D20603A | MK VASCULAR LAB 3RD FLR | Common Area | Run to Fail | MKDHC_CE | MKDCREW1CE | 49 | 5 | 1 | 2020-12-18 | Canyons/Desert
13200-McKay-Dee Hospital Center | 20603 | Vascular Lab | 13200-McKay-Dee Hospital Center | 20603-Vascular Lab | 13200~000000023607 | 749866 | B2T0HT |  | 14-121 | Transducers, Ultrasonic | Transducers | 3486 | PHILIPS HEALTHCARE | X5-1 XMATRIX | 1 | 132D20603A | MK VASCULAR LAB 3RD FLR | Echo Rm 2 | Run to Fail | MKDHC_CE | MKDCREW1CE | 47 | 5 | 1 | 2021-02-18 | Canyons/Desert
13200-McKay-Dee Hospital Center | 20603 | Vascular Lab | 13200-McKay-Dee Hospital Center | 20603-Vascular Lab | 13200~000000023608 | 749867 | B2LGV9 |  | 14-121 | Transducers, Ultrasonic | Transducers | 3487 | PHILIPS HEALTHCARE | X5-1 XMATRIX | 1 | 132D20603A | MK VASCULAR LAB 3RD FLR | Echo Rm 4 | Run to Fail | MKDHC_CE | MKDCREW1CE | 47 | 5 | 1 | 2021-02-18 | Canyons/Desert
13200-McKay-Dee Hospital Center | 20603 | Vascular Lab | 13200-McKay-Dee Hospital Center | 20603-Vascular Lab | 13200~000000024053 | 882742 | F0251F |  | 14-121 | Transducers, Ultrasonic | Transducers | 3491 | PHILIPS HEALTHCARE | X5-1 XMATRIX | 1 | 132D20603A | MK VASCULAR LAB 3RD FLR | Common Area | Run to Fail | MKDHC_CE | MKDCREW1CE | 44 | 5 | 1 | 2021-05-28 | Canyons/Desert
13200-McKay-Dee Hospital Center | 20603 | Vascular Lab | 13200-McKay-Dee Hospital Center | 20603-Vascular Lab | 13200~000000024162 | 884430 | F01NL7 |  | 14-121 | Transducers, Ultrasonic | Transducers | 3497 | PHILIPS HEALTHCARE | X5-1 XMATRIX | 1 | 132D20603A | MK VASCULAR LAB 3RD FLR | Unspecified | Run to Fail | MKDHC_CE | MKDCREW1CE | 42 | 5 | 2 | 2021-07-30 | Canyons/Desert
13200-McKay-Dee Hospital Center | 20603 | Vascular Lab | 13200-McKay-Dee Hospital Center | 20603-Vascular Lab | 13200~000000024163 | 884431 | F02HLC |  | 14-121 | Transducers, Ultrasonic | Transducers | 3498 | PHILIPS HEALTHCARE | X5-1 XMATRIX | 1 | 132D20603A | MK VASCULAR LAB 3RD FLR | Unspecified | Run to Fail | MKDHC_CE | MKDCREW1CE | 42 | 5 | 2 | 2021-07-30 | Canyons/Desert
14400-Utah Valley Hospital | 20602 | Electrocardiology - EKG | Unspecified-Unspecified | __NOT_APPLICABLE__-Unspecified | 14400~000000007270 | 490129 | B09BZQ |  | 14-121 | Transducers, Ultrasonic | Transducers | 3634 | PHILIPS HEALTHCARE | X5-1 XMATRIX | 1 | Unspecified | Unspecified | Unspecified | Run to Fail | IES | ASP_GE | 151 | 5 | 0 | 2012-06-07 | Canyons/Desert
11800-American Fork Hospital | 21601 | Ultrasound | 11800-American Fork Hospital | 21601-Ultrasound | 11800~000000002844 | 490126 | 032J1B |  | 14-121 | Transducers, Ultrasonic | Transducers | 3325 | PHILIPS HEALTHCARE | X7-2 XMATRIX | 1 | 118D21601A | AF ULTRASOUND | Us 1 | Run to Fail | IES | ASP_GE | 156 | 5 | 0 | 2012-01-10 | Canyons/Desert
12800-LDS Hospital | 22301 | Anesthesiology | 12800-LDS Hospital | 22301-Anesthesiology | 12800~000000014677 | 854630 | B1ZGVQ | IHLDHPHLUS15 | 14-121 | Transducers, Ultrasonic | Transducers | 3391 | PHILIPS HEALTHCARE | X7-2T | 1 | 128D22301A | LD ANESTHESIA OR L3 | Unspecified | Run to Fail | IES | ASP_GE | 63 | 5 | 0 | 2019-10-04 | Canyons/Desert
13000-Logan Regional Hospital | 20602 | Electrocardiology - EKG | 13000-Logan Regional Hospital | 20602-Electrocardiology - EKG | 13000~000000004718 | 383597 | B14LYN | IHLRHPHLUS2 | 14-121 | Transducers, Ultrasonic | Transducers | 3407 | PHILIPS HEALTHCARE | X7-2T | 1 | 130D20602A | LO CARDIOLOGY | Cardiology | Run to Fail | IES | ASP_GE | 189 | 5 | 0 | 2009-04-29 | Canyons/Desert
13000-Logan Regional Hospital | 20602 | Electrocardiology - EKG | 13000-Logan Regional Hospital | 20602-Electrocardiology - EKG | 13000~000000009674 | 857533 | B1W334 | 75409910 | 14-121 | Transducers, Ultrasonic | Transducers | 3408 | PHILIPS HEALTHCARE | X7-2T | 1 | 130D20602A | LO CARDIOLOGY | Unspecified | Run to Fail | IES | ASP_GE | 60 | 5 | 0 | 2020-01-17 | Canyons/Desert
13200-McKay-Dee Hospital Center | 20602 | Electrocardiology - EKG | 13200-McKay-Dee Hospital Center | 20602-Electrocardiology - EKG | 13200~000000007027 | 415484 | B24VFD | IHMKHPHLUS5 | 14-121 | Transducers, Ultrasonic | Transducers | 3440 | PHILIPS HEALTHCARE | X7-2T | 1 | 132D20602A | MK CARDIO TREADMILL EKG 3RD | Common Area | Run to Fail | IES | ASP_GE | 178 | 5 | 0 | 2010-03-30 | Canyons/Desert
13200-McKay-Dee Hospital Center | 20602 | Electrocardiology - EKG | 13200-McKay-Dee Hospital Center | 20602-Electrocardiology - EKG | 13200~000000009420 | 567276 | BOB62X | IHMKHPHLUS10 | 14-121 | Transducers, Ultrasonic | Transducers | 3441 | PHILIPS HEALTHCARE | X7-2T | 1 | 132D20602A | MK CARDIO TREADMILL EKG 3RD | Equipment Storage | Run to Fail | IES | ASP_GE | 142 | 5 | 0 | 2013-03-20 | Canyons/Desert
13200-McKay-Dee Hospital Center | 20603 | Vascular Lab | 13200-McKay-Dee Hospital Center | 20603-Vascular Lab | 13200~000000014508 | 583482 | B134QN | IHMKHPHLUS15 | 14-121 | Transducers, Ultrasonic | Transducers | 3443 | PHILIPS HEALTHCARE | X7-2T | 1 | 132D20603A | MK VASCULAR LAB 3RD FLR | Unspecified | Run to Fail | IES | ASP_GE | 127 | 5 | 0 | 2014-06-27 | Canyons/Desert
13200-McKay-Dee Hospital Center | 20603 | Vascular Lab | 13200-McKay-Dee Hospital Center | 20603-Vascular Lab | 13200~000000014516 | 584190 | B134QM | IHMKHPHLUS13 | 14-121 | Transducers, Ultrasonic | Transducers | 3448 | PHILIPS HEALTHCARE | X7-2T | 1 | 132D20603A | MK VASCULAR LAB 3RD FLR | Unspecified | Run to Fail | IES | ASP_GE | 127 | 5 | 0 | 2014-06-16 | Canyons/Desert
13800-Primary Childrens Hospital | 20604 | Echo Cardiology | 13800-Primary Childrens Hospital | 20604-Echo Cardiology | 13800~000000006355 | 383670 | BO015FJ | IHPCHPHLUS4 | 14-121 | Transducers, Ultrasonic | Transducers | 3573 | PHILIPS HEALTHCARE | X7-2T | 1 | 138D20604A | PC CPC ECHO | Echocardiology | Run to Fail | IES | ASP_GE | 189 | 5 | 0 | 2009-04-13 | Canyons/Desert
13900-Riverton Hospital | 20603 | Vascular Lab | 13900-Riverton Hospital | 20602-Electrocardiology - EKG | 13900~000000001014 | 452840 | BOCMTH | IHRVHPHLUS1 | 14-121 | Transducers, Ultrasonic | Transducers | 3602 | PHILIPS HEALTHCARE | X7-2T | 1 | 139D20602A | RV EKG ELECTROCARDIOLOGY | L1 Common Area | Run to Fail | IES | ASP_GE | 184 | 5 | 0 | 2009-09-30 | Canyons/Desert
14300-Park City Hospital | 21101 | Radiology | 14300-Park City Hospital | 21601-Ultrasound | 14300~000000001320 | 470214 | 038MZZ | IHPCHPHLUS20 | 14-121 | Transducers, Ultrasonic | Transducers | 3620 | PHILIPS HEALTHCARE | X7-2T | 1 | 143D21601A | PK ULTRASOUND | Ultrasound | Run to Fail | IES | ASP_GE | 161 | 5 | 0 | 2011-08-25 | Canyons/Desert
14400-Utah Valley Hospital | 20602 | Electrocardiology - EKG | 14400-Utah Valley Hospital | 20602-Electrocardiology - EKG | 14400~000000016645 | 374016 | B1DJ4P | IHUVHPHLUS7 | 14-121 | Transducers, Ultrasonic | Transducers | 3631 | PHILIPS HEALTHCARE | X7-2T | 1 | 144D20602A | UV ELECTRO EKG | Unspecified | Run to Fail | IES | ASP_GE | 191 | 5 | 0 | 2009-02-06 | Canyons/Desert
14400-Utah Valley Hospital | 20602 | Electrocardiology - EKG | Unspecified-Unspecified | __NOT_APPLICABLE__-Unspecified | 14400~000000007266 | 490133 | B0CFD2 | IHUVHPHLUS28 | 14-121 | Transducers, Ultrasonic | Transducers | 3633 | PHILIPS HEALTHCARE | X7-2T | 1 | Unspecified | Unspecified | Unspecified | Run to Fail | IES | ASP_GE | 151 | 5 | 0 | 2012-06-07 | Canyons/Desert
14400-Utah Valley Hospital | 20602 | Electrocardiology - EKG | Unspecified-Unspecified | __NOT_APPLICABLE__-Unspecified | 14400~000000013176 |  |  |  | 14-121 | Transducers, Ultrasonic | Transducers | 3638 | PHILIPS HEALTHCARE | X7-2T | 1 | Unspecified | Unspecified | Unspecified | Run to Fail |  |  | 129 | 5 | 0 | 2014-04-23 | Canyons/Desert
14600-Cedar City Hospital | 21601 | Ultrasound | 14600-Cedar City Hospital | 21601-Ultrasound | 14600~000000002015 | 457045 | 03FHRX | IHCCHPHLUS3 | 14-121 | Transducers, Ultrasonic | Transducers | 3645 | PHILIPS HEALTHCARE | X7-2T | 1 | 146D21601A | CC ULTRASOUND | Ultrasound Rm 2 | Run to Fail | IES | ASP_GE | 164 | 5 | 0 | 2011-05-18 | Canyons/Desert
15400-Intermountain Medical Center | 20501 | Cardiovascular Lab | 15400-Intermountain Medical Center | 20602-Electrocardiology - EKG | 15400~000000010186 | 374012 | 03BZC7 | IHMCHPHLUS13 | 14-121 | Transducers, Ultrasonic | Transducers | 3672 | PHILIPS HEALTHCARE | X7-2T | 1 | 154D20602A | IM ELECTRO CARDIO EKG SLL1 | Common Area | Run to Fail | IES | ASP_GE | 191 | 5 | 0 | 2009-02-06 | Canyons/Desert
15400-Intermountain Medical Center | 20602 | Electrocardiology - EKG | 15400-Intermountain Medical Center | 20602-Electrocardiology - EKG | 15400~000000010181 | 374014 | BO6NOQ | IHMCHPHLUS14 | 14-121 | Transducers, Ultrasonic | Transducers | 3679 | PHILIPS HEALTHCARE | X7-2T | 1 | 154D20602A | IM ELECTRO CARDIO EKG SLL1 | Common Area | Run to Fail | IES | ASP_GE | 191 | 5 | 0 | 2009-02-06 | Canyons/Desert
15400-Intermountain Medical Center | 20602 | Electrocardiology - EKG | 15400-Intermountain Medical Center | 20602-Electrocardiology - EKG | 15400~000000010182 | 374015 | 039HXL | IHMCHPHLUS15 | 14-121 | Transducers, Ultrasonic | Transducers | 3680 | PHILIPS HEALTHCARE | X7-2T | 1 | 154D20602A | IM ELECTRO CARDIO EKG SLL1 | Common Area | Run to Fail | IES | ASP_GE | 191 | 5 | 0 | 2009-02-06 | Canyons/Desert
15400-Intermountain Medical Center | 20602 | Electrocardiology - EKG | 15400-Intermountain Medical Center | 20602-Electrocardiology - EKG | 15400~000000010184 | 374019 | B039N7 | IHMCHPHLUS17 | 14-121 | Transducers, Ultrasonic | Transducers | 3681 | PHILIPS HEALTHCARE | X7-2T | 1 | 154D20602A | IM ELECTRO CARDIO EKG SLL1 | Common Area | Run to Fail | IES | ASP_GE | 191 | 5 | 0 | 2009-02-06 | Canyons/Desert
15400-Intermountain Medical Center | 20602 | Electrocardiology - EKG | 15400-Intermountain Medical Center | 20602-Electrocardiology - EKG | 15400~000000010185 | 378978 | B0PM3V | IHMCHPHLUS23 | 14-121 | Transducers, Ultrasonic | Transducers | 3682 | PHILIPS HEALTHCARE | X7-2T | 1 | 154D20602A | IM ELECTRO CARDIO EKG SLL1 | Echo | Run to Fail | IES | ASP_GE | 190 | 5 | 0 | 2009-03-06 | Canyons/Desert
13200-McKay-Dee Hospital Center | 20603 | Vascular Lab | 13200-McKay-Dee Hospital Center | 20603-Vascular Lab | 13200~000000023094 | 871663 | B2XD5F |  | 14-121 | Transducers, Ultrasonic | Transducers | 3458 | PHILIPS HEALTHCARE | X8-2T TEE PROBE | 1 | 132D20603A | MK VASCULAR LAB 3RD FLR | Common Area | Run to Fail | MKDHC_CE | MKDCREW1CE | 50 | 5 | 1 | 2020-11-12 | Canyons/Desert
13200-McKay-Dee Hospital Center | 20603 | Vascular Lab | 13200-McKay-Dee Hospital Center | 20603-Vascular Lab | 13200~000000023095 | 871664 | B2930Y |  | 14-121 | Transducers, Ultrasonic | Transducers | 3459 | PHILIPS HEALTHCARE | X8-2T TEE PROBE | 1 | 132D20603A | MK VASCULAR LAB 3RD FLR | Common Area | Run to Fail | MKDHC_CE | MKDCREW1CE | 50 | 5 | 1 | 2020-11-12 | Canyons/Desert
13200-McKay-Dee Hospital Center | 20603 | Vascular Lab | 13200-McKay-Dee Hospital Center | 20603-Vascular Lab | 13200~000000023096 | 871665 | B134QM |  | 14-121 | Transducers, Ultrasonic | Transducers | 3460 | PHILIPS HEALTHCARE | X8-2T TEE PROBE | 1 | 132D20603A | MK VASCULAR LAB 3RD FLR | Common Area | Run to Fail | MKDHC_CE | MKDCREW1CE | 50 | 5 | 1 | 2020-11-12 | Canyons/Desert
13200-McKay-Dee Hospital Center | 20603 | Vascular Lab | 13200-McKay-Dee Hospital Center | 20603-Vascular Lab | 13200~000000023436 | 749763 | B1FGHM |  | 14-121 | Transducers, Ultrasonic | Transducers | 3476 | PHILIPS HEALTHCARE | X8-2T TEE PROBE | 1 | 132D20603A | MK VASCULAR LAB 3RD FLR | Common Area | Run to Fail | MKDHC_CE | MKDCREW1CE | 50 | 5 | 1 | 2020-11-30 | Canyons/Desert
13200-McKay-Dee Hospital Center | 20603 | Vascular Lab | 13200-McKay-Dee Hospital Center | 20603-Vascular Lab | 13200~000000024054 | 882743 | F026Y0 |  | 14-121 | Transducers, Ultrasonic | Transducers | 3492 | PHILIPS HEALTHCARE | X8-2T TEE PROBE | 1 | 132D20603A | MK VASCULAR LAB 3RD FLR | Common Area | Run to Fail | MKDHC_CE | MKDCREW1CE | 44 | 5 | 1 | 2021-05-28 | Canyons/Desert
13200-McKay-Dee Hospital Center | 20603 | Vascular Lab | 13200-McKay-Dee Hospital Center | 20603-Vascular Lab | 13200~000000024372 | 886913 | F03DYT |  | 14-121 | Transducers, Ultrasonic | Transducers | 3502 | PHILIPS HEALTHCARE | X8-2T TEE PROBE | 1 | 132D20603A | MK VASCULAR LAB 3RD FLR | Common Area | Run to Fail | MKDHC_CE | MKDCREW1CE | 39 | 5 | 2 | 2021-10-20 | Canyons/Desert
13800-Primary Childrens Hospital | 20604 | Echo Cardiology | 13800-Primary Childrens Hospital | 20604-Echo Cardiology | 13800~000000028862 | 892032 | FO4DK7 |  | 14-121 | Transducers, Ultrasonic | Transducers | 3582 | PHILIPS HEALTHCARE | X8-2T TEE PROBE | 1 | 138D20604A | PC CPC ECHO | Unspecified | Run to Fail | IES | ASP_GE | 54 | 5 | 1 | 2020-07-28 | Canyons/Desert
15400-Intermountain Medical Center | 70520 | Critical Care Clinic | 15400-Intermountain Medical Center | 10061-Intensive Care Shock-Trauma | 15400~000000014379 | 461949 | 000304 | IHMCHPHLXR4 | 16-247 | Picture Archiving And Communic | Picture Archiving And Communic | 627 | PHILIPS HEALTHCARE | XCELERA | 1 | 154D10061A | IM SHOCK TRAUMA T5 | Conference Rm | Non Life Support | IES | ASP_GE | 190 | 5 | 0 | 2009-03-27 | Canyons/Desert
15400-Intermountain Medical Center | 70520 | Critical Care Clinic | 15400-Intermountain Medical Center | 20602-Electrocardiology - EKG | 15400~000000014378 | 461969 | 8LR374J | IHMCHPHLXR2 | 16-247 | Picture Archiving And Communic | Picture Archiving And Communic | 628 | PHILIPS HEALTHCARE | XCELERA | 1 | 154D20602A | IM ELECTRO CARDIO EKG SLL1 | Echo | Non Life Support | IES | ASP_GE | 190 | 5 | 0 | 2009-03-27 | Canyons/Desert
12600-St George Regional Hospital | 21801 | Nuclear Medicine | 12600-St George Regional Hospital | 21801-Nuclear Medicine | 12600~000000009049 | 314236 | N/A | 435251SWXEL2 | 15-678 | Computers, Nuclear Medicine | Computer | 67 | GE HEALTHCARE | XCELERIS | 1 | 126D21801B | SG NUCLEAR MEDICINE RR | Nuclear Medicine | Run to Fail | IES | ASP_GE | 225 | 5 | 0 | 2006-04-19 | Canyons/Desert
13800-Primary Childrens Hospital | 40510 | Finance | 13800-Primary Childrens Hospital | 21801-Nuclear Medicine | 13800~000000018125 | 353979 | FRB4330B22 | 801588XEL | 15-678 | Computers, Nuclear Medicine | Computer | 68 | GE HEALTHCARE | XCELERIS | 1 | 138D21801A | PC NUC MED L1 | Nuclear Medicine | Run to Fail | IES | ASP_GE | 201 | 5 | 0 | 2008-05-01 | Canyons/Desert
14600-Cedar City Hospital | 21801 | Nuclear Medicine | 14600-Cedar City Hospital | 21801-Nuclear Medicine | 14600~000000001392 | 303064 | VVMCEXCELERIS | VVMCEXCELERIS | 15-678 | Computers, Nuclear Medicine | Computer | 69 | GE HEALTHCARE | XCELERIS | 1 | 146D21801A | CC NUCLEAR MEDICINE | Nuclear Medicine | Run to Fail | IES | ASP_GE | 218 | 5 | 0 | 2006-11-06 | Canyons/Desert
11600-Alta View Hospital | 21801 | Nuclear Medicine | 11600-Alta View Hospital | 21801-Nuclear Medicine | 11600~000000004270 | 360115 | UNK | 801501XEL1 | 21-961 | Workstations, Gamma Camera/ | Workstations, Gamma Camera/ | 3812 | GE HEALTHCARE | XELERIS | 1 | 116D21801A | AV NUCLEAR MEDICINE | Common Area | Run to Fail | IES | ASP_GE | 198 | 5 | 0 | 2008-07-28 | Canyons/Desert
11800-American Fork Hospital | 21801 | Nuclear Medicine | 11800-American Fork Hospital | 21801-Nuclear Medicine | 11800~000000003818 | 472375 | 801357XEL5 | 801357XEL5 | 21-961 | Workstations, Gamma Camera/ | Workstations, Gamma Camera/ | 3813 | GE HEALTHCARE | XELERIS | 1 | 118D21801A | AF NUCLEAR MEDICINE | Nmdc1 | Run to Fail | IES | ASP_GE | 160 | 5 | 0 | 2011-09-20 | Canyons/Desert
12200-Cassia Regional Hospital | 21101 | Radiology | 12200-Cassia Regional Hospital | 21101-Radiology | 12200~000000002017 | 455763 | 640GE00039 | 208677XEL | 21-961 | Workstations, Gamma Camera/ | Workstations, Gamma Camera/ | 3814 | GE HEALTHCARE | XELERIS | 1 | 122D21101A | CA RADIOLOGY | Common Areas | Run to Fail | IES | ASP_GE | 193 | 5 | 0 | 2008-12-18 | Canyons/Desert
12600-St George Regional Hospital | 21801 | Nuclear Medicine | 12600-St George Regional Hospital | 21801-Nuclear Medicine | 12600~000000009051 | 456653 | CZC5361JTC | 435251NMX1 | 21-961 | Workstations, Gamma Camera/ | Workstations, Gamma Camera/ | 3815 | GE HEALTHCARE | XELERIS | 1 | 126D21801B | SG NUCLEAR MEDICINE RR | Nuclear Medicine 1 | Run to Fail | IES | ASP_GE | 164 | 5 | 0 | 2011-05-18 | Canyons/Desert
12600-St George Regional Hospital | 21801 | Nuclear Medicine | 40000-Intermountain Medical Group | 74023-Southwest Cardiology-St George | 12600~000000012746 | 490645 | CZC2086CRP | 801314XEL1 | 21-961 | Workstations, Gamma Camera/ | Workstations, Gamma Camera/ | 3816 | GE HEALTHCARE | XELERIS | 1 | 400D74023A | MG SW CARDIO ST GEORGE | Southwest Cardiology | Run to Fail | IES | ASP_GE | 143 | 3.8333 | 0 | 2013-02-28 | Canyons/Desert
12800-LDS Hospital | 21101 | Radiology | 12800-LDS Hospital | 21101-Radiology | 12800~000000008259 | 375758 | FRB4380BZW | 801408XEL2 | 21-961 | Workstations, Gamma Camera/ | Workstations, Gamma Camera/ | 3817 | GE HEALTHCARE | XELERIS | 1 | 128D21101A | LD RADIOLOGY L1 | Radiol L1 Reading 2 | Run to Fail | IES | ASP_GE | 191 | 5 | 0 | 2009-02-18 | Canyons/Desert
12800-LDS Hospital | 21801 | Nuclear Medicine | 12800-LDS Hospital | 20602-Electrocardiology - EKG | 12800~000000010238 | 452009 | FRB32609ZZ |  | 21-961 | Workstations, Gamma Camera/ | Workstations, Gamma Camera/ | 3818 | GE HEALTHCARE | XELERIS | 1 | 128D20602A | LD EKG L7 | LVADProgE7 Office - E7 | Run to Fail |  |  | 289 | 5 | 0 | 2001-01-01 | Canyons/Desert
12800-LDS Hospital | 21801 | Nuclear Medicine | 12800-LDS Hospital | 21801-Nuclear Medicine | 12800~000000007148 | 469662 | CZC0525RCW | Need Vendor ID | 21-961 | Workstations, Gamma Camera/ | Workstations, Gamma Camera/ | 3819 | GE HEALTHCARE | XELERIS | 1 | 128D21801A | LD NUCLEAR MEDICINE L7 | Common Areas | Run to Fail |  |  | 161 | 5 | 0 | 2011-08-24 | Canyons/Desert
12800-LDS Hospital | 21801 | Nuclear Medicine | 12800-LDS Hospital | 21801-Nuclear Medicine | 12800~000000008005 | 362122 | CZC7204X1K | 801IMCXELH4 | 21-961 | Workstations, Gamma Camera/ | Workstations, Gamma Camera/ | 3820 | GE HEALTHCARE | XELERIS | 1 | 128D21801A | LD NUCLEAR MEDICINE L7 | Common Areas | Run to Fail | IES | ASP_GE | 197 | 5 | 0 | 2008-08-26 | Canyons/Desert
12800-LDS Hospital | 21801 | Nuclear Medicine | 12800-LDS Hospital | 21801-Nuclear Medicine | 12800~000000008006 | 362123 | FRB4370V3F | 801LDSXEL1 | 21-961 | Workstations, Gamma Camera/ | Workstations, Gamma Camera/ | 3821 | GE HEALTHCARE | XELERIS | 1 | 128D21801A | LD NUCLEAR MEDICINE L7 | Nuclear Medicine | Run to Fail | IES | ASP_GE | 197 | 5 | 0 | 2008-08-26 | Canyons/Desert
13000-Logan Regional Hospital | 21801 | Nuclear Medicine | 13000-Logan Regional Hospital | 21801-Nuclear Medicine | 13000~000000002324 | 401508 | 435716EXEL | 435716EXEL | 21-961 | Workstations, Gamma Camera/ | Workstations, Gamma Camera/ | 3822 | GE HEALTHCARE | XELERIS | 1 | 130D21801A | LO NUCLEAR MED | Alloc To Nuclear Med | Run to Fail | IES | ASP_GE | 182 | 5 | 0 | 2009-11-19 | Canyons/Desert
13000-Logan Regional Hospital | 21801 | Nuclear Medicine | 13000-Logan Regional Hospital | 21801-Nuclear Medicine | 13000~000000004687 | 376417 | 435750XEL1 | 435750XEL1 | 21-961 | Workstations, Gamma Camera/ | Workstations, Gamma Camera/ | 3823 | GE HEALTHCARE | XELERIS | 1 | 130D21801A | LO NUCLEAR MED | Alloc To Nuclear Med | Run to Fail | IES | ASP_GE | 191 | 5 | 0 | 2009-02-24 | Canyons/Desert
13000-Logan Regional Hospital | 21801 | Nuclear Medicine | 13000-Logan Regional Hospital | 21801-Nuclear Medicine | 13000~000000004688 | 376418 | 435750XEL2 | 435750XEL2 | 21-961 | Workstations, Gamma Camera/ | Workstations, Gamma Camera/ | 3824 | GE HEALTHCARE | XELERIS | 1 | 130D21801A | LO NUCLEAR MED | Alloc To Nuclear Med | Run to Fail | IES | ASP_GE | 191 | 5 | 0 | 2009-02-24 | Canyons/Desert
13200-McKay-Dee Hospital Center | 21801 | Nuclear Medicine | 13200-McKay-Dee Hospital Center | 21801-Nuclear Medicine | 13200~000000007716 | 475632 | CZC9127SGO | 801387XEL2 | 21-961 | Workstations, Gamma Camera/ | Workstations, Gamma Camera/ | 3825 | GE HEALTHCARE | XELERIS | 1 | 132D21801A | MK NUCLEAR MED 3RD FLR | Nurse Work Station | Run to Fail | IES | ASP_GE | 159 | 5 | 0 | 2011-10-07 | Canyons/Desert
13200-McKay-Dee Hospital Center | 21801 | Nuclear Medicine | 13200-McKay-Dee Hospital Center | 21801-Nuclear Medicine | 13200~000000007718 | 475634 | CZC9127SGQ | 801387MDXEL | 21-961 | Workstations, Gamma Camera/ | Workstations, Gamma Camera/ | 3826 | GE HEALTHCARE | XELERIS | 1 | 132D21801A | MK NUCLEAR MED 3RD FLR | Cath Read Rm | Run to Fail | IES | ASP_GE | 159 | 5 | 0 | 2011-10-07 | Canyons/Desert
13900-Riverton Hospital | 21801 | Nuclear Medicine | 13900-Riverton Hospital | 21801-Nuclear Medicine | 13900~000000000842 | 405233 | UNK | 801RHXEL | 21-961 | Workstations, Gamma Camera/ | Workstations, Gamma Camera/ | 3827 | GE HEALTHCARE | XELERIS | 1 | 139D21801A | RV NUCLEAR MEDICINE | L1 Common Area | Run to Fail | IES | ASP_GE | 182 | 5 | 0 | 2009-11-10 | Canyons/Desert
14200-Sevier Valley Hospital | 21101 | Radiology | 14200-Sevier Valley Hospital | 21101-Radiology | 14200~000000000392 | 479781 | CZC0424CZV | 435893XEL | 21-961 | Workstations, Gamma Camera/ | Workstations, Gamma Camera/ | 3828 | GE HEALTHCARE | XELERIS | 1 | 142D21101A | SV RADIOLOGY | Radiology | Run to Fail | IES | ASP_GE | 164 | 10 | 0 | 2011-06-01 | Canyons/Desert
14300-Park City Hospital | 21101 | Radiology | 14300-Park City Hospital | 21101-Radiology | 14300~000000001915 | 410649 | CZC8273203 | 435658XEL | 21-961 | Workstations, Gamma Camera/ | Workstations, Gamma Camera/ | 3829 | GE HEALTHCARE | XELERIS | 1 | 143D21101A | PK XRAY RADIOLOGY | Radiol Treatment Room | Run to Fail | IES | ASP_GE | 179 | 5 | 0 | 2010-02-12 | Canyons/Desert
14400-Utah Valley Hospital | 21001 | Imaging Administration | 15400-Intermountain Medical Center | 11504-Cardiovascular Nursing 3 | 14400~000000013897 | 361782 | CZC7204X4V | 801IMCXELP | 21-961 | Workstations, Gamma Camera/ | Workstations, Gamma Camera/ | 3830 | GE HEALTHCARE | XELERIS | 1 | 154D11504A | IM ACUTE CARDIO S4 ACVU4 | CVU4 Common Area | Run to Fail | IES | ASP_GE | 207 | 5 | 0 | 2007-11-01 | Canyons/Desert
14400-Utah Valley Hospital | 21101 | Radiology | 14400-Utah Valley Hospital | 21801-Nuclear Medicine | 14400~000000003514 | 409054 | 801357XEL3 | 801357XEL3 | 21-961 | Workstations, Gamma Camera/ | Workstations, Gamma Camera/ | 3831 | GE HEALTHCARE | XELERIS | 1 | 144D21801A | UV NUCLEAR MEDICINE | Room 6 | Run to Fail | IES | ASP_GE | 235 | 5 | 0 | 2005-06-22 | Canyons/Desert
14400-Utah Valley Hospital | 21401 | Computed Tomography - CT | 14400-Utah Valley Hospital | 21101-Radiology | 14400~000000005602 | 449232 | 801357XEL | 801408UHXEL | 21-961 | Workstations, Gamma Camera/ | Workstations, Gamma Camera/ | 3832 | GE HEALTHCARE | XELERIS | 1 | 144D21101A | UV RADIOLOGY | OP Radiol Pet Scan | Run to Fail | IES | ASP_GE | 177 | 5 | 0 | 2010-04-07 | Canyons/Desert
14400-Utah Valley Hospital | 21801 | Nuclear Medicine | 14400-Utah Valley Hospital | 21101-Radiology | 14400~000000005988 | 424946 | 801357XEL4 | 801357XEL4 | 21-961 | Workstations, Gamma Camera/ | Workstations, Gamma Camera/ | 3833 | GE HEALTHCARE | XELERIS | 1 | 144D21101A | UV RADIOLOGY | Reception Desk | Run to Fail | IES | ASP_GE | 174 | 5 | 0 | 2010-07-12 | Canyons/Desert
14400-Utah Valley Hospital | 21801 | Nuclear Medicine | 14400-Utah Valley Hospital | 21801-Nuclear Medicine | 14400~000000003513 | 268911 | 801357XEL1 | 801357XEL1 | 21-961 | Workstations, Gamma Camera/ | Workstations, Gamma Camera/ | 3834 | GE HEALTHCARE | XELERIS | 1 | 144D21801A | UV NUCLEAR MEDICINE | Room 12 | Run to Fail | IES | ASP_GE | 235 | 5 | 0 | 2005-06-22 | Canyons/Desert
14400-Utah Valley Hospital | 21801 | Nuclear Medicine | 14400-Utah Valley Hospital | 21801-Nuclear Medicine | 14400~000000014070 | 361784 | CZC7204X3N | 801IMCXELH5 | 21-961 | Workstations, Gamma Camera/ | Workstations, Gamma Camera/ | 3835 | GE HEALTHCARE | XELERIS | 1 | 144D21801A | UV NUCLEAR MEDICINE | Unspecified | Run to Fail | IES | ASP_GE | 207 | 5 | 0 | 2007-11-01 | Canyons/Desert
14600-Cedar City Hospital | 21801 | Nuclear Medicine | 14600-Cedar City Hospital | 21801-Nuclear Medicine | 14600~000000001390 | 371286 | CZC82732DM | VVMCXEL01 | 21-961 | Workstations, Gamma Camera/ | Workstations, Gamma Camera/ | 3836 | GE HEALTHCARE | XELERIS | 1 | 146D21801A | CC NUCLEAR MEDICINE | Nuclear Medicine | Run to Fail | IES | ASP_GE | 192 | 5 | 0 | 2009-01-09 | Canyons/Desert
14600-Cedar City Hospital | 21801 | Nuclear Medicine | 14600-Cedar City Hospital | 21801-Nuclear Medicine | 14600~000000001979 | 445494 | CZC94158N7 | VVMCXEL02 | 21-961 | Workstations, Gamma Camera/ | Workstations, Gamma Camera/ | 3837 | GE HEALTHCARE | XELERIS | 1 | 146D21801A | CC NUCLEAR MEDICINE | Nuclear Medicine | Run to Fail | IES | ASP_GE | 167 | 5 | 0 | 2011-02-22 | Canyons/Desert
15400-Intermountain Medical Center | 21101 | Radiology | 15400-Intermountain Medical Center | 21101-Radiology | 15400~000000019680 | 361786 | CZC5230HCX | 801IMCXELRM2 | 21-961 | Workstations, Gamma Camera/ | Workstations, Gamma Camera/ | 3838 | GE HEALTHCARE | XELERIS | 1 | 154D21101A | IM RADIOLOGY ADMI OFFICE TLL1 | BldgB L2 OutptRadCommon Area | Run to Fail | IES | ASP_GE | 197 | 5 | 0 | 2008-08-19 | Canyons/Desert
15400-Intermountain Medical Center | 21101 | Radiology | 15400-Intermountain Medical Center | 21101-Radiology | 15400~000000019681 | 361787 | CZC7105FHR | 801IMCXEL1 | 21-961 | Workstations, Gamma Camera/ | Workstations, Gamma Camera/ | 3839 | GE HEALTHCARE | XELERIS | 1 | 154D21101A | IM RADIOLOGY ADMI OFFICE TLL1 | BldgB L2 OutptRadCommon Area | Run to Fail | IES | ASP_GE | 197 | 5 | 0 | 2008-08-19 | Canyons/Desert
15400-Intermountain Medical Center | 21801 | Nuclear Medicine | 15400-Intermountain Medical Center | 21801-Nuclear Medicine | 15400~000000019621 | 361788 | CZC7105FKZ | 801IMCXEL | 21-961 | Workstations, Gamma Camera/ | Workstations, Gamma Camera/ | 3840 | GE HEALTHCARE | XELERIS | 1 | 154D21801A | IM NUCLEAR MED TLL1 | BldgC Nuclear Medicine | Run to Fail | IES | ASP_GE | 197 | 5 | 0 | 2008-08-19 | Canyons/Desert
15400-Intermountain Medical Center | 21801 | Nuclear Medicine | 15400-Intermountain Medical Center | 21802-Cardiac Molecular Imaging | 15400~000000009111 | 361777 | CZC7205DH5 | 801IMCXELRM1 | 21-961 | Workstations, Gamma Camera/ | Workstations, Gamma Camera/ | 3841 | GE HEALTHCARE | XELERIS | 1 | 154D21802A | IM CARDIAC MOLECULAR IMAG SLL1 | BldgC Nuclear Cardiology LL1 | Run to Fail | IES | ASP_GE | 207 | 5 | 0 | 2007-11-01 | Canyons/Desert
15400-Intermountain Medical Center | 21802 | Cardiac Molecular Imaging | 15400-Intermountain Medical Center | 21802-Cardiac Molecular Imaging | 15400~000000009110 | 361778 | CZC7204X7P | 801IMCXELH2 | 21-961 | Workstations, Gamma Camera/ | Workstations, Gamma Camera/ | 3842 | GE HEALTHCARE | XELERIS | 1 | 154D21802A | IM CARDIAC MOLECULAR IMAG SLL1 | BldgC Nuclear Cardiology LL1 | Run to Fail | IES | ASP_GE | 207 | 5 | 0 | 2007-11-01 | Canyons/Desert
15400-Intermountain Medical Center | 21802 | Cardiac Molecular Imaging | 15400-Intermountain Medical Center | 70540-Cardiac Care Clinic | 15400~000000009105 | 361793 | CZC7204X7Y | 801IMCXELL1 | 21-961 | Workstations, Gamma Camera/ | Workstations, Gamma Camera/ | 3843 | GE HEALTHCARE | XELERIS | 1 | 154D70540A | IM CARDIAC CARE CLINIC SOT 500 | CV CllinicMatt Mccleary | Run to Fail | IES | ASP_GE | 207 | 5 | 0 | 2007-11-01 | Canyons/Desert
15400-Intermountain Medical Center | 21802 | Cardiac Molecular Imaging | 40000-Intermountain Medical Group | 74135-Salt Lake Clinic - Radiology | 15400~000000009108 | 361781 | CZC7205DH4 | 801IMCXELH3 | 21-961 | Workstations, Gamma Camera/ | Workstations, Gamma Camera/ | 3844 | GE HEALTHCARE | XELERIS | 1 | 400D74135A | MG SL CLINIC RADIOLOGY 1ST FLR | Unspecified | Run to Fail | IES | ASP_GE | 207 | 5 | 0 | 2007-11-01 | Canyons/Desert
40000-Intermountain Medical Group | 74023 | Southwest Cardiology-St George | 40000-Intermountain Medical Group | 74023-Southwest Cardiology-St George | 40000~000000013791 | 470210 | FRB43706C9 | 435251SWXEL | 21-961 | Workstations, Gamma Camera/ | Workstations, Gamma Camera/ | 3845 | GE HEALTHCARE | XELERIS | 1 | 400D74023A | MG SW CARDIO ST GEORGE | Southwest Cardiology | Run to Fail | IES | ASP_GE | 161 | 5 | 0 | 2011-08-25 | Canyons/Desert
40000-Intermountain Medical Group | 74135 | Salt Lake Clinic - Radiology | 40000-Intermountain Medical Group | 74135-Salt Lake Clinic - Radiology | 40000~000000007802 | 363127 | CZC7205DMV | 801SLCXEL | 21-961 | Workstations, Gamma Camera/ | Workstations, Gamma Camera/ | 3846 | GE HEALTHCARE | XELERIS | 1 | 400D74135A | MG SL CLINIC RADIOLOGY 1ST FLR | Nuclear Medicine | Run to Fail | IES | ASP_GE | 196 | 5 | 0 | 2008-09-12 | Canyons/Desert
12800-LDS Hospital | 25501 | Radiation Center | 12800-LDS Hospital | 25501-Radiation Center | 12800~000000008168 | 132137 | 23954 | 221494 | 15-938 | X-Ray Film Processors, Automat | XR / RF | 3866 | CARESTREAM HEALTH INCORPORATED | X-OMAT M7B | 1 | 128D25501A | LD RADIATION CENTER L1 | Rad. Therapy | Non Life Support |  |  | 421 | 5 | 0 | 1990-01-01 | Canyons/Desert
12800-LDS Hospital | 21101 | Radiology | 12800-LDS Hospital | 21101-Radiology | 12800~000000008040 | 216868 | 5244 | 5244 | 10-552 | Cameras, Identification |  | 27 | EASTMAN KODAK COMPANY | X-OMATIC X-1 | 1 | 128D21101A | LD RADIOLOGY L1 | Radiol L1 Storage | Run to Fail |  |  | 267 | 5 | 0 | 2002-10-31 | Canyons/Desert
40000-Intermountain Medical Group | 74013 | Logan Regional Orthopedics | 40000-Intermountain Medical Group | 74013-Logan Regional Orthopedics | 40000~000000009045 | 216731 | 656 | 656 | 10-552 | Cameras, Identification | Cameras, Identification | 29 | EASTMAN KODAK COMPANY | X-OMATIC X-1 | 1 | 400D74013A | MG BUDGE CLINIC ORTHOPEDICS | Common Area | Run to Fail | LRH_CE | LRHCREW7CE | 267 | 5 | 0 | 2002-10-28 | Canyons/Desert
40000-Intermountain Medical Group | 77006 | Salt Lake Workmed | 40000-Intermountain Medical Group | 77006-Salt Lake Workmed | 40000~000000008826 | 216867 | 306 | 306 | 10-552 | Cameras, Identification | Cameras, Identification | 31 | EASTMAN KODAK COMPANY | X-OMATIC X-1 | 1 | 400D77006A | MG WORKMED SALT LAKE | Radiology | Run to Fail | IES | ASP_GE | 267 | 5 | 0 | 2002-10-31 | Canyons/Desert
12200-Cassia Regional Hospital | 70513 | Orthopedic Clinic | 37500-Primary Childrens - Riverton | 21101-Radiology | 12200~000000000490 | 455792 | MJATDY8 | IHCRHKONCR | 17-904 | Digital Imaging Systems, Compu | XR / RF | 262 | KONICA MINOLTA MEDICAL IMAGING USA INC | XPRESS A | 1 | 375D21101A | PR RADIOLOGY | Recovery Nurse Station | Non Life Support | IES | ASP_GE | 166 | 5 | 0 | 2011-03-10 | Canyons/Desert
12800-LDS Hospital | 21101 | Radiology | 12800-LDS Hospital | 21101-Radiology | 12800~000000004570 | 452116 | LKNVBKK | IHLDHKONCR2 | 17-904 | Digital Imaging Systems, Compu | XR / RF | 266 | KONICA MINOLTA MEDICAL IMAGING USA INC | XPRESS A | 1 | 128D21101A | LD RADIOLOGY L1 | Radiol L1 Common Area | Non Life Support | IES | ASP_GE | 188 | 5 | 0 | 2009-05-14 | Canyons/Desert
14300-Park City Hospital | 21101 | Radiology | 14300-Park City Hospital | 21101-Radiology | 14300~000000000773 | 392562 | LKPVWVN | IHPCHKONCR | 17-904 | Digital Imaging Systems, Compu | XR / RF | 272 | KONICA MINOLTA MEDICAL IMAGING USA INC | XPRESS A | 1 | 143D21101A | PK XRAY RADIOLOGY | Radiol Common Area | Non Life Support | IES | ASP_GE | 184 | 7 | 0 | 2009-09-26 | Canyons/Desert
15400-Intermountain Medical Center | 10061 | Intensive Care Shock-Trauma | 15400-Intermountain Medical Center | 10061-Intensive Care Shock-Trauma | 15400~000000019119 | 349026 | LKMWNL4 | 06764084 | 17-904 | Digital Imaging Systems, Compu | XR / RF | 275 | KONICA MINOLTA MEDICAL IMAGING USA INC | XPRESS A | 1 | 154D10061A | IM SHOCK TRAUMA T5 | Standby Shock Trauma | Non Life Support | IES | ASP_GE | 203 | 5 | 0 | 2008-02-22 | Canyons/Desert
15400-Intermountain Medical Center | 21101 | Radiology | 11300-Supply Chain Organization | 32213-Asset Recovery - SLC | 15400~000000013079 | 357886 | LKMWNY5 | IHMCHKONCR4 | 17-904 | Digital Imaging Systems, Compu | XR / RF | 276 | KONICA MINOLTA MEDICAL IMAGING USA INC | XPRESS A | 1 | 113D32213C | SC ASSET RECOVERY AIRPORT WHS | Scrapped | Non Life Support | IES | ASP_GE | 207 | 5 | 0 | 2007-11-01 | Canyons/Desert
15400-Intermountain Medical Center | 21101 | Radiology | 15400-Intermountain Medical Center | 20101-Emergency Department | 15400~000000013082 | 352160 | LKMWNF1 | IHMCHKONCR2 | 17-904 | Digital Imaging Systems, Compu | XR / RF | 277 | KONICA MINOLTA MEDICAL IMAGING USA INC | XPRESS A | 1 | 154D20101A | IM EMERGENCY ROOM TLL1 | Emergency Rm Allocated | Non Life Support | IES | ASP_GE | 207 | 5 | 0 | 2007-11-01 | Canyons/Desert
15400-Intermountain Medical Center | 21101 | Radiology | 15400-Intermountain Medical Center | 21101-Radiology | 15400~000000013081 | 352161 | LKWVBKF | 06764077 | 17-904 | Digital Imaging Systems, Compu | XR / RF | 278 | KONICA MINOLTA MEDICAL IMAGING USA INC | XPRESS A | 1 | 154D21101A | IM RADIOLOGY ADMI OFFICE TLL1 | Unspecified | Non Life Support | IES | ASP_GE | 207 | 5 | 0 | 2007-11-01 | Canyons/Desert
15400-Intermountain Medical Center | 21101 | Radiology | 15400-Intermountain Medical Center | 21101-Radiology | 15400~000000013083 | 352159 | LKMWNK3 | IHMCHKONCR1 | 17-904 | Digital Imaging Systems, Compu | XR / RF | 279 | KONICA MINOLTA MEDICAL IMAGING USA INC | XPRESS A | 1 | 154D21101A | IM RADIOLOGY ADMI OFFICE TLL1 | Bldg C LL1 Radiol Common Area | Non Life Support | IES | ASP_GE | 207 | 5 | 0 | 2007-11-01 | Canyons/Desert
37500-Primary Childrens - Riverton | 21101 | Radiology | 37500-Primary Childrens - Riverton | 21101-Radiology | 37500~000000000468 | 405225 | MJ00895 | 06765962 | 17-904 | Digital Imaging Systems, Compu | XR / RF | 281 | KONICA MINOLTA MEDICAL IMAGING USA INC | XPRESS A | 1 | 375D21101A | PR RADIOLOGY | Control Desk | Non Life Support | IES | ASP_GE | 183 | 5 | 0 | 2009-11-01 | Canyons/Desert
12600-St George Regional Hospital | 21101 | Radiology | 11300-Supply Chain Organization | 32213-Asset Recovery - SLC | 12600~000000003337 | 457290 | LKPVXAM | IHDXHKONCR2 | 17-904 | Digital Imaging Systems, Compu | XR / RF | 263 | KONICA MINOLTA MEDICAL IMAGING USA INC | XPRESS E | 1 | 113D32213C | SC ASSET RECOVERY AIRPORT WHS | Scrapped | Non Life Support | IES | ASP_GE | 184 | 5 | 0 | 2009-09-09 | Canyons/Desert
12600-St George Regional Hospital | 21101 | Radiology | 40000-Intermountain Medical Group | 73031-South Jordan Clinic | 12600~000000003339 | 457494 | LKPVXAL | IHSJCKONCR | 17-904 | Digital Imaging Systems, Compu | XR / RF | 264 | KONICA MINOLTA MEDICAL IMAGING USA INC | XPRESS E | 1 | 400D73031A | MG SOUTH JORDAN CLINIC | Common Area | Non Life Support | IES | ASP_GE | 185 | 5 | 0 | 2009-09-01 | Canyons/Desert
40000-Intermountain Medical Group | 72038 | Payson Instacare | 40000-Intermountain Medical Group | 72038-Payson Instacare | 40000~000000029094 | 452115 | LKNVBKF | IHLDHKONCR1 | 17-904 | Digital Imaging Systems, Compu | XR / RF | 282 | KONICA MINOLTA MEDICAL IMAGING USA INC | XPRESS E | 1 | 400D72038A | MG PAYSON INSTACARE | Unspecified | Non Life Support | IES | ASP_GE | 188 | 5 | 0 | 2009-05-14 | Canyons/Desert
40000-Intermountain Medical Group | 74096 | Sandy OB-GYN - England | 40000-Intermountain Medical Group | 72002-River Road Instacare | 40000~000000013021 | 457292 | LKBXH8K | 06764197 | 17-904 | Digital Imaging Systems, Compu | XR / RF | 286 | KONICA MINOLTA MEDICAL IMAGING USA INC | XPRESS E | 1 | 400D72002A | MG RIVER ROAD INSTACARE | Radiology | Non Life Support | IES | ASP_GE | 164 | 5 | 0 | 2011-05-23 | Canyons/Desert