## christiana_csic_retired
company_name | warranty_expiration | u_site | service_contract_cost | asset_sys_id | u_region | manufacture_date | install_date | x_nuvo_sh_contract_end | modality_source | model_number | model_name_source | make_source | acquisition_cost | acquisition_method
CHRISTIANA |  | HOSPITAL-CH | 0 | 14214282 | DE |  | 2014-12-03 19:00 |  | Infusion Pumps; General-Purpose (LVP) | 56888 | 8100 ALARIS PUMP | ALARIS MEDICAL SYSTEMS INC SUB CARDINAL HEALTH INC | 4000 | Purchased
CHRISTIANA |  | HOSPITAL-CH | 0 | 14214074 | DE |  | 2014-12-03 19:00 |  | Infusion Pumps; General-Purpose (LVP) | 56891 | 8100 ALARIS PUMP | ALARIS MEDICAL SYSTEMS INC SUB CARDINAL HEALTH IN | 4000 | Purchased
CHRISTIANA |  | HOSPITAL-CH | 0 | 100649 | DE |  | 2014-02-13 19:00 |  | Polysomnographs | 53388 | ALICE 6 LDE POLYSOMNOGRAPHS; GENERAL | Philips Respironics Inc | 2540.4 | Purchased
CHRISTIANA |  | HOSPITAL-CH | 0 | 91425 | DE |  | 2019-03-29 05:02 |  | Controllers | 65133 | SPYGLASS CAMERA M00546100 | BOSTON SCIENTIFIC - ENDOSURGERY GROUP | 8000 | Purchased
CHRISTIANA |  | HOSPITAL-CH | 0 | 13875828 | DE |  | 2014-12-03 19:00 |  | Infusion Pumps; General-Purpose (LVP) | 66000 | 8100 ALARIS PUMP | ALARIS MEDICAL SYSTEMS INC SUB CARDINAL HEALTH INC | 4000 | Rental
CHRISTIANA |  | HOSPITAL-CH | 0 | 14211130 | DE |  | 2014-12-03 19:00 |  | Infusion Pumps; General-Purpose (LVP) | 56612 | 8100 ALARIS PUMP | ALARIS MEDICAL SYSTEMS INC SUB CARDINAL HEALTH IN | 4000 | Purchased
CHRISTIANA |  | HOSPITAL-CH | 0 | 11001213 | DE |  | 2011-11-21 19:00 |  | X-Ray Film Handling Equipment; Automatic; Daylight | 48462 | 9890-010-88151 | Philips | 155569
CHRISTIANA |  | HOSPITAL-CH | 0 | 1534NE0649 | DE |  | 2016-07-10 20:00 |  | Alarms; Occupancy; Bed | 87823 | KeepSafe Deluxe 8374NC | POSEY COMPANY | 135 | Purchased
CHRISTIANA |  | HOSPITAL-CH | 0 | 110429000000 | DE |  | 2011-08-25 20:00 |  | Resuscitators; Pulmonary; Pneumatic | 47907 | Neopuff Infant Resuscitator RD900AEU | FISHER & PAYKEL MEDICAL INC | 15000
CHRISTIANA |  | HOSPITAL-CH | 0 | 14212709 | DE |  | 2014-12-03 19:00 |  | Infusion Pumps; General-Purpose (LVP) | 56450 | 8100 ALARIS PUMP | ALARIS MEDICAL SYSTEMS INC SUB CARDINAL HEALTH IN | 4000 | Purchased
CHRISTIANA |  | HOSPITAL-CH | 0 | 14208537 | DE |  | 2014-12-03 19:00 |  | Infusion Pumps; General-Purpose (LVP) | 58670 | 8100 ALARIS PUMP | ALARIS MEDICAL SYSTEMS INC SUB CARDINAL HEALTH INC | 4000 | Purchased
CHRISTIANA |  | HOSPITAL-CH | 0 | 14211960 | DE |  | 2014-12-03 19:00 |  | Infusion Pumps; General-Purpose (LVP) | 59841 | 8100 ALARIS PUMP | ALARIS MEDICAL SYSTEMS INC SUB CARDINAL HEALTH IN | 4000 | Purchased
CHRISTIANA |  | HOSPITAL-CH | 0 | 14212572 | DE |  | 2014-12-03 19:00 |  | Infusion Pumps; General-Purpose (LVP) | 59843 | 8100 ALARIS PUMP | ALARIS MEDICAL SYSTEMS INC SUB CARDINAL HEALTH INC | 4000 | Purchased
CHRISTIANA |  | HOSPITAL-CH | 0 | 14216262 | DE |  | 2014-07-13 20:00 |  | Infusion Pumps; Multitherapy; Syringe | 58288 | 8110 Alaris Syringe Module Infusion Pump | ALARIS MEDICAL SYSTEMS INC SUB CARDINAL HEALTH INC | 2605 | Purchased
CHRISTIANA |  | HOSPITAL-CH | 0 | 14226185 | DE |  | 2014-12-03 19:00 |  | Infusion Pumps; General-Purpose (PCU) | 59190 | 8015 ALARIS PC | ALARIS MEDICAL SYSTEMS INC SUB CARDINAL HEALTH INC | 2146 | Purchased
CHRISTIANA |  | HOSPITAL-WH | 0 | 14166502 | DE |  | 2014-12-03 19:00 |  | Infusion Pumps; General-Purpose (PCU) | 58857 | 8015 ALARIS PC | ALARIS MEDICAL SYSTEMS INC SUB CARDINAL HEALTH INC | 2146 | Purchased
CHRISTIANA |  | 1 Reads Way | 0 | NONE | DE |  | 2014-10-19 20:00 |  | Scales; Infant | 54791 | NONE | HEALTH O METER INC DIV SUNBEAM CORP | 1500
CHRISTIANA |  | HOSPITAL-CH | 0 | 14212565 | DE |  | 2014-12-03 19:00 |  | Infusion Pumps; General-Purpose (LVP) | 56614 | 8100 ALARIS PUMP | ALARIS MEDICAL SYSTEMS INC SUB CARDINAL HEALTH INC | 4000 | Purchased
CHRISTIANA |  | Springside Connor Building | 0 | 284513 | DE |  | 2004-10-07 20:00 |  | Tables; Examination/Treatment; Adjustable; Physical Therapy | 36551 | R28535 Physical Therapy Table R28535 | MED-ORTHO/Cardon Rehab | 1700 | Purchased
CHRISTIANA |  | HOSPITAL-CH | 0 | HDKF50344 | DE |  | 2002-07-21 20:00 |  | Transilluminators | 33616 | 6600-0416-901 | GE MEDICAL SYSTEMS | 2999 | Purchased
CHRISTIANA |  | HOSPITAL-CH | 0 | 85505 | DE |  | 2016-02-03 19:00 |  | Warming Units; Patient; Forced-Air | 61921 | 3M Bair Hugger 775 | 3M Healthcare (formerly Arizant Healthcare; Inc.) | 7500 | Purchased
CHRISTIANA |  | HOSPITAL-CH | 0 | 99319 | DE |  | 2007-03-05 19:00 |  | Warming Units; Patient; Forced-Air | 62859 | 3M Bair Hugger 775 | 3M Healthcare (formerly Arizant Healthcare; Inc.) | 7500 | Purchased
CHRISTIANA |  | HOSPITAL-CH | 0 | 104725 | DE |  | 2017-01-02 19:00 |  | Warming Units; Patient; Forced-Air | 64185 | 3M Bair Hugger 775 | 3M Healthcare (formerly Arizant Healthcare; Inc.) | 7500
CHRISTIANA |  | HOSPITAL-CH | 0 | 132240 | DE |  | 2019-03-29 06:16 |  | Warming Units; Patient; Forced-Air | 67631 | 3M Bair Hugger 775 | 3M Healthcare (formerly Arizant Healthcare; Inc.) | 7500 | Purchased
CHRISTIANA |  | CANCER CENTER | 0 | 7400708 | DE |  | 2013-02-28 19:00 |  | Chiller | 50536 | 4463518 - chiller | Kraus | 50000
CHRISTIANA |  | HOSPITAL-CH | 0 | 66000118 | DE |  | 2017-12-25 19:00 |  | Warming Unit; Solution | 66333 | H-1100 WARMING UNIT SOLUTION | SMITHS / LEVEL 1 | 5386.59
CHRISTIANA |  | HOSPITAL-CH | 0 | 6036 | DE |  | 2015-08-04 20:00 |  | Video Systems; Endoscopic | 57852 | MANOSCAN SYSTEM | GIVEN IMAGING | 57648.75 | Purchased
CHRISTIANA |  | HOSPITAL-CH | 0 | 43745 | DE |  | 2015-10-20 20:00 |  | Circulatory Assist Units; Peripheral Compression; Intermittent | 61125 | AC 500 | HUNTLEIGH HEALTHCARE LLC | 269 | Purchased
CHRISTIANA |  | HOSPITAL-CH | 0 | 30462 | DE |  | 2015-10-20 20:00 |  | Circulatory Assist Units; Peripheral Compression; Intermittent | 61127 | AC 500 | HUNTLEIGH HEALTHCARE LLC | 269 | Purchased
CHRISTIANA |  | HOSPITAL-CH | 0 | fx1115931 | DE |  | 2013-07-14 20:00 |  | Circulatory Assist Units; Peripheral Compression; Intermittent | 45091 | AC 500 | HUNTLEIGH HEALTHCARE LLC | 269 | Purchased
CHRISTIANA |  | HOSPITAL-CH | 0 | fx1114954 | DE |  | 2013-07-14 20:00 |  | Circulatory Assist Units; Peripheral Compression; Intermittent | 45080 | AC 500 | HUNTLEIGH HEALTHCARE LLC | 269 | Purchased
CHRISTIANA |  | HOSPITAL-CH | 0 | 31613 | DE |  | 2015-10-20 20:00 |  | Circulatory Assist Units; Peripheral Compression; Intermittent | 61126 | AC 500 | HUNTLEIGH HEALTHCARE LLC | 269 | Purchased
CHRISTIANA |  | HOSPITAL-CH | 0 | 30454 | DE |  | 2015-10-20 20:00 |  | Circulatory Assist Units; Peripheral Compression; Intermittent | 61128 | AC 500 | HUNTLEIGH HEALTHCARE LLC | 269 | Purchased
CHRISTIANA |  | HOSPITAL-CH | 0 | fx1115232 | DE |  | 2013-07-14 20:00 |  | Circulatory Assist Units; Peripheral Compression; Intermittent | 45095 | AC 500 | HUNTLEIGH HEALTHCARE LLC | 269 | Purchased
CHRISTIANA |  | HOSPITAL-CH | 0 | 31620 | DE |  | 2015-10-20 20:00 |  | Circulatory Assist Units; Peripheral Compression; Intermittent | 61170 | AC 500 | HUNTLEIGH HEALTHCARE LLC | 269 | Purchased
CHRISTIANA |  | HOSPITAL-CH | 0 | 900043561 | DE |  | 1996-05-08 20:00 |  | Circulatory Assist Units; Peripheral Compression; Intermittent | 45437 | AC 500 | HUNTLEIGH HEALTHCARE LLC | 269 | Purchased
CHRISTIANA |  | HOSPITAL-CH | 0 | FXR002752 | DE |  | 2015-10-20 20:00 |  | Circulatory Assist Units; Peripheral Compression; Intermittent | 61171 | AC 500 | HUNTLEIGH HEALTHCARE LLC | 269 | Purchased
CHRISTIANA |  | HOSPITAL-CH | 0 | fx1121132 | DE |  | 2013-07-14 20:00 |  | Circulatory Assist Units; Peripheral Compression; Intermittent | 45069 | AC 500 | HUNTLEIGH HEALTHCARE LLC | 269 | Purchased
CHRISTIANA |  | HOSPITAL-CH | 0 | 900050358 | DE |  | 2013-07-14 20:00 |  | Circulatory Assist Units; Peripheral Compression; Intermittent | 45073 | AC 500 | HUNTLEIGH HEALTHCARE LLC | 269 | Purchased
CHRISTIANA |  | HOSPITAL-CH | 0 | 30436 | DE |  | 2015-10-20 20:00 |  | Circulatory Assist Units; Peripheral Compression; Intermittent | 61122 | AC 500 | HUNTLEIGH HEALTHCARE LLC | 269 | Purchased
CHRISTIANA |  | HOSPITAL-CH | 0 | 900050385 | DE |  | 2013-07-14 20:00 |  | Circulatory Assist Units; Peripheral Compression; Intermittent | 45077 | AC 500 | HUNTLEIGH HEALTHCARE LLC | 269 | Purchased
CHRISTIANA |  | HOSPITAL-CH | 0 | 30452 | DE |  | 2015-10-20 20:00 |  | Circulatory Assist Units; Peripheral Compression; Intermittent | 61121 | AC 500 | HUNTLEIGH HEALTHCARE LLC | 269 | Purchased
CHRISTIANA |  | HOSPITAL-CH | 0 | 1000005325 | DE |  | 2013-06-22 20:00 |  | Circulatory Assist Units; Peripheral Compression; Intermittent | 52602 | AC 500 | HUNTLEIGH HEALTHCARE LLC | 269 | Purchased
CHRISTIANA |  | HOSPITAL-CH | 0 | d900047893 | DE |  | 2013-07-14 20:00 |  | Circulatory Assist Units; Peripheral Compression; Intermittent | 45065 | AC 500 | HUNTLEIGH HEALTHCARE LLC | 269 | Purchased
CHRISTIANA |  | HOSPITAL-CH | 0 | 900050394 | DE |  | 2013-07-14 20:00 |  | Circulatory Assist Units; Peripheral Compression; Intermittent | 45079 | AC 500 | HUNTLEIGH HEALTHCARE LLC | 269 | Purchased
CHRISTIANA |  | HOSPITAL-CH | 0 | 900057573 | DE |  | 2013-06-22 20:00 |  | Circulatory Assist Units; Peripheral Compression; Intermittent | 52601 | AC 500 | HUNTLEIGH HEALTHCARE LLC | 269 | Purchased
CHRISTIANA |  | HOSPITAL-CH | 0 | 900057569 | DE |  | 2013-06-22 20:00 |  | Circulatory Assist Units; Peripheral Compression; Intermittent | 52604 | AC 500 | HUNTLEIGH HEALTHCARE LLC | 269 | Purchased
CHRISTIANA |  | HOSPITAL-CH | 0 | 900038429 | DE |  | 2013-06-22 20:00 |  | Circulatory Assist Units; Peripheral Compression; Intermittent | 52606 | AC 500 | HUNTLEIGH HEALTHCARE LLC | 269 | Purchased
CHRISTIANA |  | HOSPITAL-CH | 0 | fx1115205 | DE |  | 2013-07-14 20:00 |  | Circulatory Assist Units; Peripheral Compression; Intermittent | 45094 | AC 500 | HUNTLEIGH HEALTHCARE LLC | 269 | Purchased
CHRISTIANA |  | HOSPITAL-CH | 0 | 30442 | DE |  | 2015-10-20 20:00 |  | Circulatory Assist Units; Peripheral Compression; Intermittent | 61112 | AC 500 | HUNTLEIGH HEALTHCARE LLC | 269 | Purchased
CHRISTIANA |  | HOSPITAL-CH | 0 | fx1113401 | DE |  | 2013-06-22 20:00 |  | Circulatory Assist Units; Peripheral Compression; Intermittent | 52603 | AC 500 | HUNTLEIGH HEALTHCARE LLC | 269 | Purchased
CHRISTIANA |  | HOSPITAL-CH | 0 | fx1060747 | DE |  | 2013-06-22 20:00 |  | Circulatory Assist Units; Peripheral Compression; Intermittent | 52605 | AC 500 | HUNTLEIGH HEALTHCARE LLC | 269 | Purchased
CHRISTIANA |  | HOSPITAL-CH | 0 | 900043582 | DE |  | 2013-07-14 20:00 |  | Circulatory Assist Units; Peripheral Compression; Intermittent | 45068 | AC 500 | HUNTLEIGH HEALTHCARE LLC | 269 | Purchased
CHRISTIANA |  | HOSPITAL-CH | 0 | 31644 | DE |  | 2015-10-20 20:00 |  | Circulatory Assist Units; Peripheral Compression; Intermittent | 61114 | AC 500 | HUNTLEIGH HEALTHCARE LLC | 269 | Purchased
CHRISTIANA |  | HOSPITAL-CH | 0 | fx114925 | DE |  | 2013-07-14 20:00 |  | Circulatory Assist Units; Peripheral Compression; Intermittent | 45072 | AC 500 | HUNTLEIGH HEALTHCARE LLC | 269 | Purchased
CHRISTIANA |  | HOSPITAL-CH | 0 | 900047929 | DE |  | 2013-07-14 20:00 |  | Circulatory Assist Units; Peripheral Compression; Intermittent | 45086 | AC 500 | HUNTLEIGH HEALTHCARE LLC | 269 | Purchased
CHRISTIANA |  | HOSPITAL-CH | 0 | 900038468 | DE |  | 2013-06-22 20:00 |  | Circulatory Assist Units; Peripheral Compression; Intermittent | 52607 | AC 500 | HUNTLEIGH HEALTHCARE LLC | 269 | Purchased
CHRISTIANA |  | HOSPITAL-CH | 0 | FXR002226 | DE |  | 2015-10-20 20:00 |  | Circulatory Assist Units; Peripheral Compression; Intermittent | 61115 | AC 500 | HUNTLEIGH HEALTHCARE LLC | 269 | Purchased
CHRISTIANA |  | HOSPITAL-CH | 0 | fx1114909 | DE |  | 2013-07-14 20:00 |  | Circulatory Assist Units; Peripheral Compression; Intermittent | 45076 | AC 500 | HUNTLEIGH HEALTHCARE LLC | 269 | Purchased
CHRISTIANA |  | HOSPITAL-WH | 0 | PS046942 | DE |  | 2019-03-29 06:18 |  | Circulatory Assist Units; Peripheral Compression; Intermittent | 29008 | AC 500 | HUNTLEIGH HEALTHCARE LLC | 269 | Purchased
CHRISTIANA |  | HOSPITAL-CH | 0 | fx1114917 | DE |  | 2013-07-14 20:00 |  | Circulatory Assist Units; Peripheral Compression; Intermittent | 45090 | AC 500 | HUNTLEIGH HEALTHCARE LLC | 269 | Purchased
CHRISTIANA |  | HOSPITAL-CH | 0 | 1000005309 | DE |  | 2013-06-22 20:00 |  | Circulatory Assist Units; Peripheral Compression; Intermittent | 52599 | AC 500 | HUNTLEIGH HEALTHCARE LLC | 269 | Purchased
CHRISTIANA |  | HOSPITAL-CH | 0 | 1200043172 | DE |  | 2013-07-14 20:00 |  | Circulatory Assist Units; Peripheral Compression; Intermittent | 45093 | AC 500 | HUNTLEIGH HEALTHCARE LLC | 269 | Purchased
CHRISTIANA |  | HOSPITAL-CH | 0 | FX1077339 | DE |  | 2015-10-20 20:00 |  | Circulatory Assist Units; Peripheral Compression; Intermittent | 61103 | AC 500 | HUNTLEIGH HEALTHCARE LLC | 269 | Purchased
CHRISTIANA |  | HOSPITAL-CH | 0 | FXR002747 | DE |  | 2015-10-20 20:00 |  | Circulatory Assist Units; Peripheral Compression; Intermittent | 61105 | AC 500 | HUNTLEIGH HEALTHCARE LLC | 750 | Purchased
CHRISTIANA |  | HOSPITAL-CH | 0 | 31606 | DE |  | 2015-10-20 20:00 |  | Circulatory Assist Units; Peripheral Compression; Intermittent | 61102 | AC 500 | HUNTLEIGH HEALTHCARE LLC | 269 | Purchased
CHRISTIANA |  | HOSPITAL-CH | 0 | 31605 | DE |  | 2015-10-20 20:00 |  | Circulatory Assist Units; Peripheral Compression; Intermittent | 61104 | AC 500 | HUNTLEIGH HEALTHCARE LLC | 269 | Purchased
CHRISTIANA |  | HOSPITAL-CH | 0 | 30473 | DE |  | 2015-10-20 20:00 |  | Circulatory Assist Units; Peripheral Compression; Intermittent | 61106 | AC 500 | HUNTLEIGH HEALTHCARE LLC | 269 | Purchased
CHRISTIANA |  | HOSPITAL-CH | 0 | PS018826 | DE |  | 1996-05-07 20:00 |  | Circulatory Assist Units; Peripheral Compression; Intermittent | 24066 | AC 500 | HUNTLEIGH HEALTHCARE LLC | 269 | Purchased
CHRISTIANA |  | HOSPITAL-CH | 0 | 31635 | DE |  | 2015-10-20 20:00 |  | Circulatory Assist Units; Peripheral Compression; Intermittent | 61107 | AC 500 | HUNTLEIGH HEALTHCARE LLC | 269 | Purchased
CHRISTIANA |  | HOSPITAL-CH | 0 | 31601 | DE |  | 2015-10-20 20:00 |  | Circulatory Assist Units; Peripheral Compression; Intermittent | 61109 | AC 500 | HUNTLEIGH HEALTHCARE LLC | 269 | Purchased
CHRISTIANA |  | HOSPITAL-CH | 0 | FXR002228 | DE |  | 2015-10-20 20:00 |  | Circulatory Assist Units; Peripheral Compression; Intermittent | 61111 | AC 500 | HUNTLEIGH HEALTHCARE LLC | 269 | Purchased
CHRISTIANA |  | HOSPITAL-CH | 0 | fx1115218 | DE |  | 2013-07-14 20:00 |  | Circulatory Assist Units; Peripheral Compression; Intermittent | 45082 | AC 500 | HUNTLEIGH HEALTHCARE LLC | 269 | Purchased
CHRISTIANA |  | HOSPITAL-CH | 0 | FXR002755 | DE |  | 2015-10-20 20:00 |  | Circulatory Assist Units; Peripheral Compression; Intermittent | 61108 | AC 500 | HUNTLEIGH HEALTHCARE LLC | 269 | Purchased
CHRISTIANA |  | HOSPITAL-CH | 0 | 39268 | DE |  | 2015-10-20 20:00 |  | Circulatory Assist Units; Peripheral Compression; Intermittent | 61110 | AC 500 | HUNTLEIGH HEALTHCARE LLC | 269 | Purchased
CHRISTIANA |  | HOSPITAL-CH | 0 | 900038470 | DE |  | 2013-06-22 20:00 |  | Circulatory Assist Units; Peripheral Compression; Intermittent | 52593 | AC 500 | HUNTLEIGH HEALTHCARE LLC | 269 | Purchased
CHRISTIANA |  | HOSPITAL-CH | 0 | fxr013812 | DE |  | 2013-07-14 20:00 |  | Circulatory Assist Units; Peripheral Compression; Intermittent | 45071 | AC 500 | HUNTLEIGH HEALTHCARE LLC | 50000 | Purchased
CHRISTIANA |  | HOSPITAL-CH | 0 | 900038481 | DE |  | 2013-06-22 20:00 |  | Circulatory Assist Units; Peripheral Compression; Intermittent | 52594 | AC 500 | HUNTLEIGH HEALTHCARE LLC | 269 | Purchased
CHRISTIANA |  | HOSPITAL-CH | 0 | fx1115943 | DE |  | 2013-07-14 20:00 |  | Circulatory Assist Units; Peripheral Compression; Intermittent | 45085 | AC 500 | HUNTLEIGH HEALTHCARE LLC | 269 | Purchased
CHRISTIANA |  | HOSPITAL-CH | 0 | 900038664 | DE |  | 2013-06-22 20:00 |  | Circulatory Assist Units; Peripheral Compression; Intermittent | 52595 | AC 500 | HUNTLEIGH HEALTHCARE LLC | 269 | Purchased
CHRISTIANA |  | HOSPITAL-WH | 0 | fx1106053 | DE |  | 2013-06-22 20:00 |  | Circulatory Assist Units; Peripheral Compression; Intermittent | 52597 | AC 500 | HUNTLEIGH HEALTHCARE LLC | 269 | Purchased
CHRISTIANA |  | HOSPITAL-CH | 0 | fx1114793 | DE |  | 2013-07-14 20:00 |  | Circulatory Assist Units; Peripheral Compression; Intermittent | 45075 | AC 500 | HUNTLEIGH HEALTHCARE LLC | 269 | Purchased
CHRISTIANA |  | HOSPITAL-CH | 0 | fxr013815 | DE |  | 2013-07-14 20:00 |  | Circulatory Assist Units; Peripheral Compression; Intermittent | 45089 | AC 500 | HUNTLEIGH HEALTHCARE LLC | 269 | Purchased
CHRISTIANA |  | HOSPITAL-CH | 0 | 900038658 | DE |  | 2013-06-22 20:00 |  | Circulatory Assist Units; Peripheral Compression; Intermittent | 52596 | AC 500 | HUNTLEIGH HEALTHCARE LLC | 269 | Purchased
CHRISTIANA |  | HOSPITAL-CH | 0 | FXR002751 | DE |  | 2015-10-20 20:00 |  | Circulatory Assist Units; Peripheral Compression; Intermittent | 61100 | AC 500 | HUNTLEIGH HEALTHCARE LLC | 269 | Purchased
CHRISTIANA |  | HOSPITAL-CH | 0 | 900038465 | DE |  | 2013-06-22 20:00 |  | Circulatory Assist Units; Peripheral Compression; Intermittent | 52579 | AC 500 | HUNTLEIGH HEALTHCARE LLC | 269 | Purchased
CHRISTIANA |  | HOSPITAL-CH | 0 | 900038482 | DE |  | 2013-06-22 20:00 |  | Circulatory Assist Units; Peripheral Compression; Intermittent | 52586 | AC 500 | HUNTLEIGH HEALTHCARE LLC | 269 | Purchased
CHRISTIANA |  | HOSPITAL-CH | 0 | 90050377 | DE |  | 2013-07-14 20:00 |  | Circulatory Assist Units; Peripheral Compression; Intermittent | 45078 | AC 500 | HUNTLEIGH HEALTHCARE LLC | 269 | Purchased
CHRISTIANA |  | HOSPITAL-CH | 0 | 1000005297 | DE |  | 2013-06-22 20:00 |  | Circulatory Assist Units; Peripheral Compression; Intermittent | 52585 | AC 500 | HUNTLEIGH HEALTHCARE LLC | 269 | Purchased
CHRISTIANA |  | HOSPITAL-WH | 0 | 900038453 | DE |  | 2013-06-22 20:00 |  | Circulatory Assist Units; Peripheral Compression; Intermittent | 52588 | AC 500 | HUNTLEIGH HEALTHCARE LLC | 269 | Purchased
CHRISTIANA |  | HOSPITAL-CH | 0 | fx1054962 | DE |  | 2013-06-22 20:00 |  | Circulatory Assist Units; Peripheral Compression; Intermittent | 52590 | AC 500 | HUNTLEIGH HEALTHCARE LLC | 269 | Purchased
CHRISTIANA |  | HOSPITAL-CH | 0 | PS038619 | DE |  | 2008-01-20 19:00 |  | Circulatory Assist Units; Peripheral Compression; Intermittent | 25858 | AC 500 | HUNTLEIGH HEALTHCARE LLC | 269 | Purchased
CHRISTIANA |  | HOSPITAL-WH | 0 | fx1114526 | DE |  | 2013-07-14 20:00 |  | Circulatory Assist Units; Peripheral Compression; Intermittent | 45081 | AC 500 | HUNTLEIGH HEALTHCARE LLC | 269 | Purchased
CHRISTIANA |  | HOSPITAL-CH | 0 | 900043557 | DE |  | 2013-07-14 20:00 |  | Circulatory Assist Units; Peripheral Compression; Intermittent | 45070 | AC 500 | HUNTLEIGH HEALTHCARE LLC | 269 | Purchased
CHRISTIANA |  | HOSPITAL-CH | 0 | 900038466 | DE |  | 2013-06-22 20:00 |  | Circulatory Assist Units; Peripheral Compression; Intermittent | 52587 | AC 500 | HUNTLEIGH HEALTHCARE LLC | 269 | Purchased
CHRISTIANA |  | HOSPITAL-CH | 0 | fx115080 | DE |  | 2013-07-14 20:00 |  | Circulatory Assist Units; Peripheral Compression; Intermittent | 45096 | AC 500 | HUNTLEIGH HEALTHCARE LLC | 269 | Purchased
CHRISTIANA |  | HOSPITAL-CH | 0 | 1000025927 | DE |  | 2013-06-22 20:00 |  | Circulatory Assist Units; Peripheral Compression; Intermittent | 52592 | AC 500 | HUNTLEIGH HEALTHCARE LLC | 269 | Purchased
CHRISTIANA |  | HOSPITAL-CH | 0 | fx1115394 | DE |  | 2013-07-14 20:00 |  | Circulatory Assist Units; Peripheral Compression; Intermittent | 45074 | AC 500 | HUNTLEIGH HEALTHCARE LLC | 269 | Purchased
CHRISTIANA |  | HOSPITAL-CH | 0 | 900038652 | DE |  | 2013-06-22 20:00 |  | Circulatory Assist Units; Peripheral Compression; Intermittent | 52591 | AC 500 | HUNTLEIGH HEALTHCARE LLC | 269 | Purchased
CHRISTIANA |  | HOSPITAL-CH | 0 | 21496 | DE |  | 2013-07-14 20:00 |  | Circulatory Assist Units; Peripheral Compression; Intermittent | 45088 | AC 500 | HUNTLEIGH HEALTHCARE LLC | 269 | Purchased
CHRISTIANA |  | HOSPITAL-CH | 0 | 900050393 | DE |  | 2013-07-14 20:00 |  | Circulatory Assist Units; Peripheral Compression; Intermittent | 45063 | AC 500 | HUNTLEIGH HEALTHCARE LLC | 269 | Purchased
CHRISTIANA |  | HOSPITAL-CH | 0 | NONE | DE |  | 2019-03-29 06:18 |  | Otoscopes | 64046 | 20100 | CARDINAL | 350
CHRISTIANA |  | HOSPITAL-CH | 48573.98 | 5111058 | DE |  | 2015-05-25 20:00 |  | Slide Stainers; Cytology/Histology | 57499 | Benchmark Special Stainer | Ventana Medical Systems Inc A Roche Group Co | 44000 | Purchased
CHRISTIANA |  | HOSPITAL-WH | 0 | 6772-128 | DE |  | 2008-08-03 20:00 |  | Scales; Patient; Bedside; Sling | 40442 | 2002 | SCALE-TRONIX INC | 625 | Purchased
CHRISTIANA |  | HOSPITAL-WH | 0 | 2002-2664 | DE |  | 2012-03-22 20:00 |  | Scales; Patient; Bedside; Sling | 37254 | 2002 | SCALE-TRONIX INC | 625 | Purchased
CHRISTIANA |  | HOSPITAL-WH | 0 | 2002-2723 | DE |  | 2006-01-25 19:00 |  | Scales; Patient; Bedside; Sling | 38070 | 2002 | SCALE-TRONIX INC | 625 | Purchased
CHRISTIANA |  | HOSPITAL-WH | 0 | 2002-2722 | DE |  | 2006-01-25 19:00 |  | Scales; Patient; Bedside; Sling | 38069 | 2002 | SCALE-TRONIX INC | 625 | Purchased
CHRISTIANA |  | Stoney Batter Medical Pavilion | 0 | 00-12282 | DE |  | 2011-08-25 20:00 |  | Exercisers; Muscle Strength; Lever/Pulley-Cable; Upper Limb/Trunk; Back; Row | 48103 | Lat Pulldown Mid Row Dual 200 | HOIST FITNESS SYSTEM | 7500 | Purchased
CHRISTIANA |  | New Castle Center | 0 | 18634 | DE |  | 2010-07-12 20:00 |  | Audiometers | 47012 | 23300 audiometer | CARDINAL | 15000 | Purchased
CHRISTIANA |  | New Castle Center | 0 | 600432 | DE |  | 2010-07-12 20:00 |  | Audiometers | 47013 | 23300 audiometer | CARDINAL | 15000 | Purchased
CHRISTIANA |  | HOSPITAL-WH | 0 | CT1665 | DE |  | 2008-01-20 19:00 |  | Chairs; Examination/Treatment; Otorhinolaryngology | 22720 | ENT Chair 491 | MIDMARK CORP | 3848 | Purchased
CHRISTIANA |  | Glasgow High School | 0 | 31053 | DE |  | 2001-02-11 19:00 |  | Scales; Patient; Floor | 31053 | UNK | HEALTH O METER INC DIV SUNBEAM CORP | 1500 | Purchased
CHRISTIANA |  | Glasgow High School | 0 | 31054 | DE |  | 2001-02-11 19:00 |  | Scales; Patient; Floor | 31054 | UNK | HEALTH O METER INC DIV SUNBEAM CORP | 1500 | Purchased
CHRISTIANA |  | HOSPITAL-CH | 0 | 866115 | DE |  | 1988-08-27 20:00 |  | Microscopes; Light; Laboratory | 14007 | NS | AMERICAN OPTICAL CORP | 1383 | Purchased
CHRISTIANA |  | HOSPITAL-WH | 0 | 7315 | DE |  | 1988-08-27 20:00 |  | Retinoscopes | 13521 | NS | BAUSCH & LOMB | 15000 | Purchased
CHRISTIANA |  | HOSPITAL-WH | 0 | 500980 | DE |  | 1988-08-27 20:00 |  | Communication Aids; Patient/Staff | 13749 | NS | Canon Medical Systems | 5000 | Purchased
CHRISTIANA |  | HOSPITAL-WH | 0 | 402756 | DE |  | 1988-08-27 20:00 |  | Communication Aids; Patient/Staff | 13748 | NS | Canon Medical Systems | 5000 | Purchased
CHRISTIANA |  | HOSPITAL-CH | 0 | 473030 | DE |  | 1988-08-27 20:00 |  | Oxygen Analyzers | 11669 | NS | CATALYST RESEARCH DIV MSA (MINE SAFETY APPLIANCES) | 700 | Purchased
CHRISTIANA |  | HOSPITAL-WH | 0 | NONE | DE |  | 1988-08-27 20:00 |  | Oxygen Analyzers | 14032 | NS | GE MEDICAL SYSTEMS | 700 | Purchased
CHRISTIANA |  | HOSPITAL-CH | 0 | 9501565 | DE |  | 1995-04-23 20:00 |  | Centrifuges; Tabletop; Low-Speed; Nonrefrigerated; Cell Washing | 22457 | Sorvall Cell Washer CW2 | SORVALL PRODUCTS LP | 8000 | Purchased
CHRISTIANA |  | HOSPITAL-CH | 0 | 10202385 | DE |  | 2003-02-23 19:00 |  | Centrifuges; Tabletop; Low-Speed; Nonrefrigerated; Cell Washing | 34565 | Sorvall Cell Washer CW2 | SORVALL PRODUCTS LP | 6175
CHRISTIANA |  | HCCC | 0 | T2474 | DE |  | 2014-11-10 19:00 |  | Heating Units; Hot-Pack | 54851 | Chattanooga Hydrocollator Heating Unit SS-2 | SAMMONS PRESTON ROLYAN AN ABILITYONE CO | 799 | Purchased
CHRISTIANA |  | MAP II | 0 | 06K3800J | DE |  | 2006-11-25 19:00 |  | Auditory Function Screening Devices | 39546 | Bio-logic Navigator Pro | BIO-LOGIC SYSTEMS | 38795 | Purchased
CHRISTIANA |  | HOSPITAL-CH | 0 | UBC-25991 | DE |  |  |  | Battery Chargers | 57554PAT | UBC | THORATEC | 2000
CHRISTIANA |  | HOSPITAL-CH | 0 | UBC-28574 | DE |  | 2016-03-27 20:00 |  | Battery Chargers | 62020PAT | UBC | THORATEC | 50000 | Purchased
CHRISTIANA |  | HOSPITAL-CH | 0 | UBC-08579 | DE |  | 2010-12-28 19:00 |  | Battery Chargers | 64154 | UBC | THORATEC | 2000 | Purchased
CHRISTIANA |  | HOSPITAL-CH | 0 | UBC-36305 | DE |  | 2019-03-29 06:19 |  | Battery Chargers | 67625PAT | UBC | THORATEC | 2000 | Purchased
CHRISTIANA |  | HOSPITAL-CH | 0 | UBC-37719 | DE |  | 2018-12-06 19:00 |  | Battery Chargers | 68516PAT | UBC | THORATEC | 1500 | Purchased
CHRISTIANA |  | HOSPITAL-CH | 0 | UBC-37589 | DE |  | 2018-12-06 19:00 |  | Battery Chargers | 67872PAT | UBC | THORATEC | 2000 | Purchased
CHRISTIANA |  | HOSPITAL-CH | 0 | UBC-09079 | DE |  | 2013-08-18 20:00 |  | Battery Chargers | 45106 | UBC | THORATEC | 2000 | Purchased
CHRISTIANA |  | HOSPITAL-CH | 0 | UBC-22924 | DE |  | 2015-05-13 20:00 |  | Battery Chargers | 57468PAT | UBC | THORATEC | 2000 | Purchased
CHRISTIANA |  | HOSPITAL-CH | 0 | UBC-28415 | DE |  | 2016-03-17 20:00 |  | Battery Chargers | 61860PAT | UBC | THORATEC | 2000 | Purchased
CHRISTIANA |  | HOSPITAL-CH | 0 | UBC-36823 | DE |  | 2019-03-29 06:19 |  | Battery Chargers | 67628PAT | UBC | THORATEC | 3233.54 | Purchased
CHRISTIANA |  | HOSPITAL-CH | 0 | 31525-18 | DE |  | 2019-03-29 06:19 |  | Laryngostroboscopes | 41405 | 7200 | KAY ELEMETRICS CORP | 11807.5
CHRISTIANA |  | CONCORD M.O.B. | 0 | B0D33T | PA |  | 2019-03-29 06:19 |  | Probes; Ultrasonic | B0D33T | C5-1 | Philips Healthcare North America | 10000 | Purchased
CHRISTIANA |  | HCCC | 0 | B1LNLV | DE |  | 2019-03-29 06:19 |  | Probes; Ultrasonic | B1LNLV | C5-1 | Philips Healthcare North America | 10000 | Purchased
CHRISTIANA |  | HOSPITAL-CH | 0 | B0QLTR | DE |  | 2019-03-29 06:19 |  | Probes; Ultrasonic | B0QLTR | C5-1 | Philips Healthcare North America | 10000 | Purchased
CHRISTIANA |  | HOSPITAL-CH | 0 | b2g34q | DE |  | 2018-04-12 20:00 |  | Probes; Ultrasonic | b2g34q | C5-1 | Philips Healthcare North America | 10000 | Purchased
CHRISTIANA |  | HOSPITAL-CH | 0 | B2JFTX | DE |  | 2018-06-12 20:00 |  | Probes; Ultrasonic | B2JFTX | C5-1 | Philips Healthcare North America | 10000 | Purchased
CHRISTIANA |  | HOSPITAL-CH | 0 | B1V43G | DE |  | 2019-03-29 06:19 |  | Probes; Ultrasonic | B1V43G | C5-1 | Philips Healthcare North America | 10000
CHRISTIANA |  | HOSPITAL-CH | 0 | B00R2R | DE |  | 2019-03-29 06:19 |  | Probes; Ultrasonic | B00R2R | C5-1 | Philips Healthcare North America | 10000 | Purchased
CHRISTIANA |  | HOSPITAL-CH | 0 | B1QWLX | DE |  | 2019-03-29 06:19 |  | Probes; Ultrasonic | B1QWLX | C5-1 | Philips Healthcare North America | 10000
CHRISTIANA |  | HOSPITAL-CH | 0 | B0TVZG | DE |  | 2019-03-29 06:19 |  | Probes; Ultrasonic | B0TVZG | C5-1 | Philips Healthcare North America | 10000
CHRISTIANA |  | HOSPITAL-CH | 0 | B228FR | DE |  | 2017-05-17 20:00 |  | Probes; Ultrasonic | B228FR | C5-1 | Philips Healthcare North America | 10000 | Purchased
CHRISTIANA |  | HOSPITAL-CH | 0 | 12120024AB | DE |  | 2006-04-05 20:00 |  | Infusion Pumps; Multitherapy; Syringe | 38274 | AS50 | BAXTER HEALTHCARE CORP IV SYSTEMS/IV THERAPY | 1850
CHRISTIANA |  | HOSPITAL-CH | 0 | 14110162AB | DE |  | 2004-12-14 19:00 |  | Infusion Pumps; Multitherapy; Syringe | 37034 | 3500 | LAB-LINE INSTRUMENTS INC | 2275 | Purchased
CHRISTIANA |  | HOSPITAL-WH | 0 | 707092AB | DE |  | 1999-06-20 20:00 |  | Infusion Pumps; Multitherapy; Syringe | 27699 | AS50 | BAXTER HEALTHCARE CORP IV SYSTEMS/IV THERAPY | 2545
CHRISTIANA |  | HOSPITAL-WH | 0 | 15100249AB | DE |  | 2005-10-10 20:00 |  | Infusion Pumps; Multitherapy; Syringe | 37849 | AS50 | BAXTER HEALTHCARE CORP IV SYSTEMS/IV THERAPY | 2275
CHRISTIANA |  | HOSPITAL-CH | 0 | 9040029AB | DE |  | 2006-04-05 20:00 |  | Infusion Pumps; Multitherapy; Syringe | 38984 | AS50 | BAXTER HEALTHCARE CORP IV SYSTEMS/IV THERAPY | 1850
CHRISTIANA |  | HOSPITAL-CH | 0 | 712753AB | DE |  | 1996-06-09 20:00 |  | Infusion Pumps; Multitherapy; Syringe | 29585 | AS50 | BAXTER HEALTHCARE CORP IV SYSTEMS/IV THERAPY | 2545
CHRISTIANA |  | Limestone Mill Creek Medical Center | 0 | NONE | DE |  | 2011-04-12 20:00 |  | Cameras; Gamma | 47567 | DST | SMV AMERICA | 85000 | Purchased
CHRISTIANA |  | HOSPITAL-CH | 0 | 03-231802 | DE |  | 2019-03-29 06:19 |  | Laboratory Shakers | 64040 | Swirler MS450 | IKA-WORKS INC | 350 | Purchased
CHRISTIANA |  | HOSPITAL-CH | 0 | 201293 | DE |  | 1988-08-27 20:00 |  | TEST EQUIPMENT; TEST EQUIPMENT | 10532 | Minolta Air Shields Fluoro-Lite Meter 451 | HILL-ROM AIR-SHIELDS A HILL-ROM CO | 1000 | Purchased
CHRISTIANA |  | HOSPITAL-CH | 0 | 503193 | DE |  | 1988-08-27 20:00 |  | TEST EQUIPMENT; TEST EQUIPMENT | 39684 | Minolta Air Shields Fluoro-Lite Meter 451 | HILL-ROM AIR-SHIELDS A HILL-ROM CO | 1000
CHRISTIANA |  | HOSPITAL-CH | 0 | 8299 | DE |  | 2025-01-24 19:00 |  | Monitors; Physiologic; Electrocardiography/Vital Signs; Telemetric | NKC219 | Life Scope G3 GZ-130P | Nihon Kohden Corp | 3600 | Purchased
CHRISTIANA |  | HOSPITAL-CH | 0 | DE483B6989 | DE |  | 2014-05-18 20:00 |  | Physiologic Monitor Module Housings | 57784 | M8004A MP50 | PHILIPS MEDICAL SYSTEMS CARDIAC & MONITORING SYSTEMS DIV | 10313 | Purchased
CHRISTIANA |  | HOSPITAL-CH | 0 | 57001720664 | DE |  | 2012-02-26 19:00 |  | Scales; Patient; Floor | 47581 | NA | SECA | 1500
CHRISTIANA |  | HOSPITAL-CH | 0 | NONE | DE |  | 2006-12-01 14:09 |  | Scales; Patient; Floor | 35328 | NA | SECA | 1400
CHRISTIANA |  | Foulkstone Plaza | 0 | 988684 | DE |  | 2000-03-07 19:00 |  | Analyzers; Physiologic; Middle Ear | 27956 | NA | CARDINAL | 20000
CHRISTIANA |  | WH SURGI | 0 | 33543L12D0 | DE |  | 2013-08-06 20:00 |  | Radiofrequency Therapy Systems; Tissue Ablation; Endometrial | 45266 | 9 | Hologic Inc | 15000 | Purchased
CHRISTIANA |  | CH-SURGI | 0 | 33593A13D0 | DE |  | 2013-08-06 20:00 |  | Radiofrequency Therapy Systems; Tissue Ablation; Endometrial | 45265 | 9 | Hologic Inc | 15000
CHRISTIANA |  | HOSPITAL-CH | 0 | 200188 | DE |  | 2007-07-24 20:00 |  | Cameras; Video; Endoscope | 40236 | IS40200 | OLYMPUS AMERICA INC | 18139.68
CHRISTIANA |  | HOSPITAL-CH | 0 | D10009 | DE |  | 1991-10-12 20:00 |  | Scales; Clinical; Laboratory | 19273 | DeltaRange Precision Balance PE3600 | METTLER INSTRUMENT CORP | 1500 | Purchased
CHRISTIANA |  | HOSPITAL-CH | 0 | DE91509745 | DE |  | 2002-01-07 19:00 |  | Alarms; Physiologic Monitoring System | 32373 | M1109A | PHILIPS MEDICAL SYSTEMS CARDIAC & MONITORING SYSTEMS DIV | 135 | Purchased
CHRISTIANA |  | HOSPITAL-CH | 0 | DEG1509748 | DE |  | 2002-01-07 19:00 |  | Alarms; Physiologic Monitoring System | 32313 | M1109A | PHILIPS MEDICAL SYSTEMS CARDIAC & MONITORING SYSTEMS DIV | 135 | Purchased
CHRISTIANA |  | HOSPITAL-CH | 0 | DEG1509744 | DE |  | 2002-01-07 19:00 |  | Alarms; Physiologic Monitoring System | 32321 | M1109A | PHILIPS MEDICAL SYSTEMS CARDIAC & MONITORING SYSTEMS DIV | 135 | Purchased
CHRISTIANA |  | HOSPITAL-CH | 0 | DE91509813 | DE |  | 2002-01-07 19:00 |  | Alarms; Physiologic Monitoring System | 32328 | M1109A | PHILIPS MEDICAL SYSTEMS CARDIAC & MONITORING SYSTEMS DIV | 135 | Purchased
CHRISTIANA |  | HOSPITAL-CH | 0 | 5354 | DE |  | 2014-08-07 20:00 |  | Warming/Cooling Units; Patient; Circulating-Liquid | 54356 | Arctic Sun Temperature Management System 5000 | MEDIVANCE | 39995 | Purchased
CHRISTIANA |  | HOSPITAL-CH | 0 | 5275 | DE |  | 2014-08-07 20:00 |  | Warming/Cooling Units; Patient; Circulating-Liquid | 54347 | Arctic Sun Temperature Management System 5000 | MEDIVANCE | 39995 | Purchased
CHRISTIANA |  | HOSPITAL-CH | 0 | 5451 | DE |  | 2014-08-07 20:00 |  | Warming/Cooling Units; Patient; Circulating-Liquid | 54353 | Arctic Sun Temperature Management System 5000 | MEDIVANCE | 39995 | Purchased
CHRISTIANA |  | HOSPITAL-CH | 0 | HDGP50905 | DE |  | 2011-03-23 20:00 |  | Incubators; Infant | 47235 | Giraffe OmniBed 6650-0003-901 | GE Healthcare USA | 29609.75 | Purchased
CHRISTIANA |  | HOSPITAL-CH | 0 | HDGP50899 | DE |  | 2011-03-23 20:00 |  | Incubators; Infant | 47231 | Giraffe OmniBed 6650-0003-901 | GE Healthcare USA | 29609.75 | Purchased
CHRISTIANA |  | HOSPITAL-CH | 0 | HDGQ51363 | DE |  | 2011-11-21 19:00 |  | Incubators; Infant | 48266 | Giraffe OmniBed 6650-0004-901 | GE Healthcare USA | 29609.75 | Purchased
CHRISTIANA |  | HOSPITAL-CH | 0 | HDGP50901 | DE |  | 2011-08-21 20:00 |  | Incubators; Infant | 47234 | Giraffe OmniBed 6650-0003-901 | GE Healthcare USA | 29609.75 | Purchased
CHRISTIANA |  | HOSPITAL-CH | 0 | HDGN50180 | DE |  | 2009-04-05 20:00 |  | Incubators; Infant | 42602 | Giraffe OmniBed 6650-0003-901 | GE Healthcare USA | 21200.59 | Purchased
CHRISTIANA |  | HOSPITAL-CH | 0 | M22124 | DE |  | 2005-01-24 19:00 |  | Infusion Pumps; Multitherapy; Syringe | 37075 | 3500 | SMITHS / LEVEL 1 | 2275 | Purchased
CHRISTIANA |  | HOSPITAL-CH | 0 | M22107 | DE |  | 2005-01-24 19:00 |  | Infusion Pumps; Multitherapy; Syringe | 37070 | 3500 | SMITHS / LEVEL 1 | 2275 | Purchased
CHRISTIANA |  | HOSPITAL-CH | 0 | M22082 | DE |  | 2005-01-24 19:00 |  | Infusion Pumps; Multitherapy; Syringe | 37027 | 3500 | SMITHS / LEVEL 1 | 2275 | Purchased
CHRISTIANA |  | HOSPITAL-CH | 0 | M22110 | DE |  | 2005-01-24 19:00 |  | Infusion Pumps; Multitherapy; Syringe | 37074 | 3500 | SMITHS / LEVEL 1 | 2343 | Purchased
CHRISTIANA |  | HOSPITAL-CH | 0 | M22096 | DE |  | 2005-01-24 19:00 |  | Infusion Pumps; Multitherapy; Syringe | 37050 | 3500 | SMITHS / LEVEL 1 | 2275 | Purchased
CHRISTIANA |  | HOSPITAL-CH | 0 | M22072 | DE |  | 2005-01-24 19:00 |  | Infusion Pumps; Multitherapy; Syringe | 37063 | 3500 | SMITHS / LEVEL 1 | 2275 | Purchased
CHRISTIANA |  | HOSPITAL-CH | 0 | M102394 | DE |  | 2015-02-08 19:00 |  | Infusion Pumps; Multitherapy; Syringe | 57343 | 3500 | SMITHS / LEVEL 1 | 2275 | Purchased
CHRISTIANA |  | HOSPITAL-CH | 0 | M102386 | DE |  | 2015-02-08 19:00 |  | Infusion Pumps; Multitherapy; Syringe | 57345 | 3500 | SMITHS / LEVEL 1 | 2275 | Purchased
CHRISTIANA |  | HOSPITAL-CH | 0 | M22087 | DE |  | 2005-01-24 19:00 |  | Infusion Pumps; Multitherapy; Syringe | 37042 | 3500 | SMITHS / LEVEL 1 | 2343 | Purchased
CHRISTIANA |  | Trailer Life Net | 0 | M22099 | DE |  | 2005-01-24 19:00 |  | Infusion Pumps; Multitherapy; Syringe | 37045 | 3500 | SMITHS / LEVEL 1 | 2343
CHRISTIANA |  | HOSPITAL-CH | 0 | M11986 | DE |  | 2004-02-09 19:00 |  | Infusion Pumps; Multitherapy; Syringe | 35421 | 3500 | SMITHS / LEVEL 1 | 2275 | Purchased
CHRISTIANA |  | HOSPITAL-CH | 0 | M22105 | DE |  | 2005-01-24 19:00 |  | Infusion Pumps; Multitherapy; Syringe | 37044 | 3500 | SMITHS / LEVEL 1 | 2275 | Purchased
CHRISTIANA |  | HOSPITAL-WH | 0 | A03559 | DE |  | 2005-05-24 20:00 |  | Irrigation/Distention Systems; Arthroscopic | 34738 | Continuous Wave II Arthroscopy Pump AR-6400 | ARTHREX INC | 15000
CHRISTIANA |  | HOSPITAL-WH | 0 | A03461 | DE |  | 2012-11-17 19:00 |  | Irrigation/Distention Systems; Arthroscopic | 42205 | Continuous Wave II Arthroscopy Pump AR-6400 | ARTHREX INC | 15000
CHRISTIANA |  | HOSPITAL-CH | 0 | SH1887 | DE |  | 2013-07-31 20:00 |  | Telemanipulation Systems; Surgical | 45146 | da Vinci Si Vision System Cart VS3000 | INTUITIVE SURGICAL INC | 2100000 | Purchased
CHRISTIANA |  | HOSPITAL-CH | 0 | 203836 | DE |  | 2019-03-29 06:20 |  | Centrifuges | 39792 | 3531 | ABBOTT CRITICAL CARE SYSTEMS DIV ABBOTT LABORATORIES | 5000 | Purchased
CHRISTIANA |  | HOSPITAL-CH | 0 | 2212 | DE |  | 1991-12-09 19:00 |  | Warming/Cooling Units; Patient; Heart-Lung Bypass | 19347 | Sarns Dual Heater/Cooler 11160 | SARNS 3M HEALTH CARE | 5693
CHRISTIANA |  | HOSPITAL-CH | 0 | 2438 | DE |  | 1993-12-19 19:00 |  | Warming/Cooling Units; Patient; Heart-Lung Bypass | 20930 | Sarns Dual Heater/Cooler 11160 | SARNS 3M HEALTH CARE | 3154
CHRISTIANA |  | HOSPITAL-WH | 0 | 10205 | DE |  | 2013-12-14 19:00 |  | Anesthesia Units | 53255 | Narkomed M | NORTH AMERICAN DRAEGER | 45000
CHRISTIANA |  | HOSPITAL-CH | 0 | 10198 | DE |  | 2001-07-01 20:00 |  | Anesthesia Units | 31662 | Narkomed M | NORTH AMERICAN DRAEGER | 22000 | Purchased
CHRISTIANA |  | HOSPITAL-CH | 0 | 10392 | DE |  | 2010-04-26 20:00 |  | Anesthesia Units | 46574 | Narkomed M | NORTH AMERICAN DRAEGER | 14500 | Purchased
CHRISTIANA |  | HOSPITAL-CH | 0 | 10335 | DE |  | 2003-12-07 19:00 |  | Anesthesia Units | 35229 | Narkomed M | NORTH AMERICAN DRAEGER | 25400 | Purchased
CHRISTIANA |  | HOSPITAL-CH | 0 | 10026 | DE |  | 1999-05-09 20:00 |  | Anesthesia Units | 28713 | Narkomed M | NORTH AMERICAN DRAEGER | 25000 | Purchased
CHRISTIANA |  | HOSPITAL-CH | 0 | 10208 | DE |  | 2013-12-14 19:00 |  | Anesthesia Units | 53254 | Narkomed M | NORTH AMERICAN DRAEGER | 12498 | Purchased
CHRISTIANA |  | HOSPITAL-CH | 0 | 13044 | DE |  | 2013-08-31 20:00 |  | Anesthesia Units | 51272 | Narkomed M | NORTH AMERICAN DRAEGER | 45000 | Purchased
CHRISTIANA |  | HOSPITAL-CH | 0 | 10245 | DE |  | 2011-03-22 20:00 |  | Anesthesia Units | 47584 | Narkomed M | NORTH AMERICAN DRAEGER | 15400 | Purchased
CHRISTIANA |  | HOSPITAL-CH | 0 | 10345 | DE |  | 2013-10-31 20:00 |  | Anesthesia Units | 51273 | Narkomed M | NORTH AMERICAN DRAEGER | 45000 | Purchased
CHRISTIANA |  | HOSPITAL-CH | 0 | 03D5WD | DE |  | 2008-09-20 20:00 |  | Scanning Systems; Ultrasonic; Portable | 42142 | M-Turbo Ultrasound System | SonoSite Inc | 45800 | Purchased
CHRISTIANA |  | Foulkstone Plaza | 0 | WK0K8Z | DE |  | 2008-09-20 20:00 |  | Scanning Systems; Ultrasonic; Portable | 46522 | M-Turbo Ultrasound System | SonoSite Inc | 40000
CHRISTIANA |  | HOSPITAL-WH | 0 | 03C7NB | DE |  | 2008-01-17 19:00 |  | Scanning Systems; Ultrasonic; Portable | 41386 | M-Turbo Ultrasound System | SonoSite Inc | 45800 | Purchased
CHRISTIANA |  | HOSPITAL-WH | 0 | EC 06926-B | DE |  | 2014-02-13 19:00 |  | Insufflators; Endoscopic | 50437 | Electronic Insufflator 264320-20 | STORZ ENDOSCOPY-AMERICA INC | 25000 | Purchased
CHRISTIANA |  | HOSPITAL-WH | 0 | PW15739-B | DE |  | 2013-12-06 19:00 |  | Insufflators; Endoscopic | 45933 | Electronic Insufflator 264320-20 | STORZ ENDOSCOPY-AMERICA INC | 25000 | Purchased
CHRISTIANA |  | HOSPITAL-CH | 0 | M02011 | DE |  | 2000-01-02 19:00 |  | Scanning Systems; Ultrasonic; General-Purpose | 29366 | Ultrasound System SSD-1700 | Aloka Co Ltd (USA) | 108900
CHRISTIANA |  | HOSPITAL-CH | 0 | 66860 | DE |  | 2018-07-31 20:00 |  | Power Systems; Electromechanical; Surgery; Otolaryngology | 67917 | EC300 | MEDTRONIC XOMED SURGICAL PRODUCTS INC DIV MEDTRONIC INC | 1500 | Purchased
CHRISTIANA |  | HOSPITAL-CH | 0 | CN-08751 | DE |  | 2008-01-20 19:00 |  | Scales; Clinical; Laboratory | 25634 | Electronic Balance CT1200 | OHAUS CORP | 500
CHRISTIANA |  | HOSPITAL-CH | 0 | CN-8732 | DE |  | 2008-01-20 19:00 |  | Scales; Clinical; Laboratory | 25639 | Electronic Balance CT1200 | OHAUS CORP | 500
CHRISTIANA |  | HOSPITAL-CH | 0 | CN-08583 | DE |  | 2008-01-20 19:00 |  | Scales; Clinical; Laboratory | 25648 | Electronic Balance CT1200 | OHAUS CORP | 500
CHRISTIANA |  | HOSPITAL-CH | 0 | CN-08696 | DE |  | 1997-04-08 20:00 |  | Scales; Clinical; Laboratory | 25631 | Electronic Balance CT1200 | OHAUS CORP | 500
CHRISTIANA |  | HOSPITAL-CH | 0 | CN-08731 | DE |  | 2008-01-20 19:00 |  | Scales; Clinical; Laboratory | 25632 | Electronic Balance CT1200 | OHAUS CORP | 500
CHRISTIANA |  | HOSPITAL-CH | 0 | CN-08575 | DE |  | 2008-01-20 19:00 |  | Scales; Clinical; Laboratory | 25638 | Electronic Balance CT1200 | OHAUS CORP | 500
CHRISTIANA |  | HOSPITAL-CH | 0 | CN-08702 | DE |  | 2008-01-20 19:00 |  | Scales; Clinical; Laboratory | 25646 | Electronic Balance CT1200 | OHAUS CORP | 500
CHRISTIANA |  | HOSPITAL-CH | 0 | CN-08192 | DE |  | 2008-01-20 19:00 |  | Scales; Clinical; Laboratory | 25650 | Electronic Balance CT1200 | OHAUS CORP | 500
CHRISTIANA |  | HOSPITAL-CH | 0 | CN-8738 | DE |  | 2008-01-20 19:00 |  | Scales; Clinical; Laboratory | 25637 | Electronic Balance CT1200 | OHAUS CORP | 500
CHRISTIANA |  | HOSPITAL-CH | 0 | CN08425 | DE |  | 1997-04-20 20:00 |  | Scales; Clinical; Laboratory | 25534 | Electronic Balance CT1200 | OHAUS CORP | 500
CHRISTIANA |  | HOSPITAL-CH | 0 | CN08430 | DE |  | 1997-04-20 20:00 |  | Scales; Clinical; Laboratory | 25535 | Electronic Balance CT1200 | OHAUS CORP | 500
CHRISTIANA |  | HOSPITAL-CH | 0 | CN-08661 | DE |  | 2008-01-20 19:00 |  | Scales; Clinical; Laboratory | 25635 | Electronic Balance CT1200 | OHAUS CORP | 500
CHRISTIANA |  | HOSPITAL-CH | 0 | CN-08714 | DE |  | 2008-01-20 19:00 |  | Scales; Clinical; Laboratory | 25642 | Electronic Balance CT1200 | OHAUS CORP | 500
CHRISTIANA |  | HOSPITAL-CH | 0 | CN-08612 | DE |  | 2008-01-20 19:00 |  | Scales; Clinical; Laboratory | 25649 | Electronic Balance CT1200 | OHAUS CORP | 500
CHRISTIANA |  | HOSPITAL-CH | 0 | 4032 | DE |  | 1989-11-07 19:00 |  | Stimulators; Electrical; Peripheral Nerve; Block Monitoring | 17740 | NP-V | MEDICAL RESEARCH LABORATORIES INC | 3495 | Purchased
CHRISTIANA |  | HOSPITAL-CH | 0 | MCB37030211033 | DE |  | 2008-01-10 19:00 |  | Ergometers; Bicycle | 40634 | Upright Fitness Cycle E3200HRT | Vision Fitness | 7500
CHRISTIANA |  | HOSPITAL-WH | 0 | PCO 0221 | DE |  | 2009-05-17 20:00 |  | Lasers; Carbon Dioxide; Surgical/Dermatologic | 42627 | Pixel CO2 | Alma Lasers | 24900 | Purchased
CHRISTIANA |  |  | 0 | A3361 | DE |  | 2002-12-03 19:00 |  | Microscopes; Light; Laboratory | 33398 | Revelation Series III | LW SCIENTIFIC INC | 3500 | Purchased
CHRISTIANA |  | HOSPITAL-CH | 0 | 40323 | DE |  | 2012-08-21 20:00 |  | Temperature Monitors | 26170 | Tempcheck HLTA-40 | LEVEL 1 INC | 2500 | Purchased
CHRISTIANA |  | HOSPITAL-WH | 0 | 625 | DE |  | 1988-08-27 20:00 |  | Testers; Hearing Aid | 13752 | Fonix FC5010 | Frye Electronics Inc | 3000 | Purchased
CHRISTIANA |  | HOSPITAL-WH | 0 | PY601998-T | DE |  | 2014-02-12 19:00 |  | Image Processors; Video; Endoscopy | 50438 | Aida Hd Connect 20205620 | KARL STORZ ENDOSCOPY AMERICA; INC. | 7500 | Purchased
CHRISTIANA |  | HOSPITAL-CH | 0 | HDHF53127 | DE |  | 2002-09-18 20:00 |  | Incubators; Infant | 33720 | Giraffe Incubator 6651-0006-901 | GE Healthcare USA | 17943.75 | Purchased
CHRISTIANA |  | HOSPITAL-CH | 0 | 4100p322828 | DE |  | 2014-07-16 20:00 |  | Exercisers; Muscle Strength; Lever/Pulley-Cable; Lower Limb; Leg Press | 51435 | Seated Leg Press 4860 | CYBEX INTERNATIONAL INC | 7500
CHRISTIANA |  | HOSPITAL-CH | 0 | 4132P2177726 | DE |  | 2014-07-16 20:00 |  | Exercisers; Muscle Strength; Lift Test Platforms | 51440 | Strength Testing System 340 | CYBEX INTERNATIONAL INC | 7500
CHRISTIANA |  | CANCER CENTER | 0 | C6041 | DE |  | 2010-01-27 19:00 |  | pH Meters | 46645 | pH Meter 340 | CORNING INC LIFE SCIENCES DIV | 7500 | Purchased
CHRISTIANA |  | HOSPITAL-CH | 0 | JX003575 | DE |  | 2001-04-23 20:00 |  | Chairs; Examination/Treatment | 31464 | Power Table 75L | MIDMARK CORP | 9500 | Purchased
CHRISTIANA |  | HOSPITAL-CH | 0 | 1600366 | DE |  | 2007-05-30 20:00 |  | Scanning Systems; Ultrasonic; Endoscopic | 39564 | EUS Exera Compact Endoscopic Ultrasound EU-C60 | OLYMPUS AMERICA INC | 104992
CHRISTIANA |  | HOSPITAL-CH | 0 | 558 | DE |  | 2007-03-28 20:00 |  | Radiographic/Fluoroscopic Systems; Angiography/Interventional | 39591 | Allura Xper FD10 | PHILIPS MEDICAL SYSTEMS NORTH AMERICA | 950000 | Purchased
CHRISTIANA |  | HOSPITAL-CH | 24699.9 | 527 | DE |  | 2012-03-27 20:00 |  | Radiographic/Fluoroscopic Systems; Angiography/Interventional | 39771 | Allura Xper FD10 | PHILIPS MEDICAL SYSTEMS NORTH AMERICA | 950000 | Purchased
CHRISTIANA |  | HOSPITAL-WH | 0 | 72698 | DE |  | 1991-11-18 19:00 |  | Centrifuges; Tabletop; Low-Speed; Nonrefrigerated; Blood Bank | 19212 | Immufuge II | DADE BEHRING INC | 678
CHRISTIANA |  | HOSPITAL-CH | 0 | 0526-02973 | DE |  | 2009-05-22 20:00 |  | Ovens; Drying | 42647 | 0526-02973 | BOEKEL INDUSTRIES INC | 350 | Purchased
CHRISTIANA |  | HOSPITAL-CH | 0 | 30603 | DE |  | 1991-05-18 20:00 |  | Analyzers; Laboratory; Body Fluid; Electrolyte | 19204 | LABLYTE/830 | BECKMAN INSTRUMENTS INC | 7712 | Purchased
CHRISTIANA |  | HOSPITAL-CH | 0 | 20010015 | DE |  | 2001-02-03 19:00 |  | Warming Units; Blood/Intravenous Solution | 31367 | Level 1 H-1025 | SMITHS / LEVEL 1 | 4800
CHRISTIANA |  | Smyrna Health & Wellness Center | 0 | v1847819 | DE |  | 2018-02-21 19:00 |  | Tables; Examination/Treatment; Adjustable | 65414 | 222 Ritter Barrier-Free Power Examination table | RITTER-MIDWEST DIV SYBRON CORP | 3344.35 | Purchased
CHRISTIANA |  | Star Campus | 0 | v1859754 | DE |  | 2018-01-25 19:00 |  | Tables; Examination/Treatment; Adjustable | 65366 | 222 Ritter Barrier-Free Power Examination table | RITTER-MIDWEST DIV SYBRON CORP | 3344.35
CHRISTIANA |  | HCCC | 0 | V1937187 | DE |  | 2018-01-03 19:00 |  | Tables; Examination/Treatment; Adjustable | 65435 | 222 Ritter Barrier-Free Power Examination table | RITTER-MIDWEST DIV SYBRON CORP | 3344.35
CHRISTIANA |  | Middletown Care Center(Sleepy Hollow) | 0 | V1847431 | DE |  | 2019-03-29 06:22 |  | Tables; Examination/Treatment; Adjustable | 67088 | 222 Ritter Barrier-Free Power Examination table | RITTER-MIDWEST DIV SYBRON CORP | 3344.35
CHRISTIANA |  | HOSPITAL-CH | 0 | V1190668 | DE |  | 2006-01-25 19:00 |  | Tables; Examination/Treatment; Adjustable | 50054 | 222 Ritter Barrier-Free Power Examination table | RITTER-MIDWEST DIV SYBRON CORP | 3344.35 | Purchased
CHRISTIANA |  | HOSPITAL-CH | 0 | NONE | DE |  | 2000-11-20 19:00 |  | Retinoscopes | 30709 | retinoscope | A-DEC INC | 15000
CHRISTIANA |  | HOSPITAL-CH | 0 | 18512 | DE |  | 2008-01-20 19:00 |  | Retinoscopes | 18512 | retinoscope | A-DEC INC | 15000
CHRISTIANA |  | HOSPITAL-CH | 0 | NONE | DE |  | 2007-02-19 19:00 |  | Scales; Patient; Floor | 36328 | NONE | DETECTO SCALE CO DIV CARDINAL SCALE MFG CO | 1500
CHRISTIANA |  | HOSPITAL-CC | 0 | NONE | MD |  | 2006-02-23 19:00 |  | Scales; Patient; Floor | 34810 | NONE | DETECTO SCALE CO DIV CARDINAL SCALE MFG CO | 1500 | Purchased
CHRISTIANA |  | HOSPITAL-CH | 0 | 3515 | DE |  | 1988-08-27 20:00 |  | Washers; Labware/Surgical Instrument; Ultrasonic | 14531 | NONE | KONTES GLASS CO | 4740 | Purchased
CHRISTIANA |  | HCCC | 0 | M20159 | DE |  | 2019-03-29 06:22 |  | Radius Gauges; Contact Lens | 32005 | MICRO GAUGE | MARCO PRODUCTS CO | 2500 | Purchased
CHRISTIANA |  | HCCC | 125 | 18285 | DE |  | 2001-11-11 19:00 |  | Ophthalmometers | 31998 | NONE | BAUSCH & LOMB | 5000 | Purchased
CHRISTIANA |  | HOSPITAL-WH | 0 | 190654 | DE |  | 2008-01-20 19:00 |  | Washers; Labware/Surgical Instrument; Ultrasonic | 18401 | SONATRON | Simplified System | 5000 | Purchased
CHRISTIANA |  | HOSPITAL-WH | 0 | 1653559 | DE |  | 2016-04-14 20:00 |  | Amalgamators | 60301 | Silamat S5 | IVOCLAR VIVADENT | 5000 | Purchased
CHRISTIANA |  | HOSPITAL-CH | 0 | 1272 | DE |  | 2008-01-20 19:00 |  | Baths; Tissue Flotation | 19195 | Tissue Flotation Bath 135 | FISHER SCIENTIFIC | 2000 | Purchased
CHRISTIANA |  | HOSPITAL-CH | 0 | M8515638 | DE |  | 1988-08-27 20:00 |  | Exercisers; Breathing; Spirometry | 10693 | 2025-05-20 | CHESEBROUGH-POND'S INC HOSPITAL PRODUCTS DIV | 3500 | Purchased
CHRISTIANA |  | HCCC | 0 | T01207634 | DE |  | 2001-05-23 20:00 |  | Baths; Whirlpool | 31582 | FERNO Ille Physical Therapy Unit 100 ESASS | FERNO ILLE DIV FERNO-WASHINGTON INC | 25000 | Purchased
CHRISTIANA |  | HOSPITAL-CH | 0 | DYQC5011 | DE |  | 2006-03-15 19:00 |  | Scanning Systems; Ultrasonic; Vascular | 38264 | Site-Rite 5 Ultrasound System Scanner 9760036 | BARD ACCESS SYSTEMS DIV C R BARD INC | 13500
CHRISTIANA |  | CANCER CENTER | 0 | 02Z4TK | DE |  | 2019-03-29 06:22 |  | Probes; Ultrasonic | 02Z4TK | L17-5 | Philips Healthcare North America | 10000 | Purchased
CHRISTIANA |  | HOSPITAL-CH | 0 | 431R07N049 | DE |  | 2017-10-22 20:00 |  | Analyzers; Laboratory; Immunoassay; Photometric | 68429 | 431-A OPTIREAD | Sensititre Ltd | 12231 | Purchased
CHRISTIANA |  | HOSPITAL-WH | 0 | 10-162689 | DE |  | 2010-09-28 20:00 |  | Monitors; Video; High-Definition; Medical Image; Endoscopic | 46478 | 26 inch Radiance G2 HB Display SC-WU26-A1511 | STORZ ENDOSCOPY-AMERICA INC | 1500 | Purchased
CHRISTIANA |  | HOSPITAL-WH | 0 | 10-162664 | DE |  | 2010-09-28 20:00 |  | Monitors; Video; High-Definition; Medical Image; Endoscopic | 46474 | 26 inch Radiance G2 HB Display SC-WU26-A1511 | STORZ ENDOSCOPY-AMERICA INC | 1500 | Purchased
CHRISTIANA |  | HOSPITAL-WH | 0 | 08-133839 | DE |  | 2010-09-28 20:00 |  | Monitors; Video; High-Definition; Medical Image; Endoscopic | 46485 | 26 inch Radiance G2 HB Display SC-WU26-A1511 | STORZ ENDOSCOPY-AMERICA INC | 1500 | Purchased
CHRISTIANA |  | HOSPITAL-WH | 0 | 10-162705 | DE |  | 2010-09-28 20:00 |  | Monitors; Video; High-Definition; Medical Image; Endoscopic | 46477 | 26 inch Radiance G2 HB Display SC-WU26-A1511 | STORZ ENDOSCOPY-AMERICA INC | 1500 | Purchased
CHRISTIANA |  | HOSPITAL-CH | 0 | 10-161126 | DE |  | 2010-10-13 20:00 |  | Monitors; Video; High-Definition; Medical Image; Endoscopic | 47275 | 26 inch Radiance G2 HB Display SC-WU26-A1511 | STORZ ENDOSCOPY-AMERICA INC | 1500
CHRISTIANA |  | HOSPITAL-CH | 0 | 18-289544 | DE |  | 2018-09-06 20:00 |  | Monitors; Video; High-Definition; Medical Image; Endoscopic | 66962 | 26 inch Radiance G2 HB Display SC-WU26-A1511 | KARL STORZ ENDOSCOPY AMERICA; INC. | 5360 | Purchased
CHRISTIANA |  | HOSPITAL-CH | 0 | 18-290035 | DE |  | 2018-09-06 20:00 |  | Monitors; Video; High-Definition; Medical Image; Endoscopic | 66963 | 26 inch Radiance G2 HB Display SC-WU26-A1511 | KARL STORZ ENDOSCOPY AMERICA; INC. | 5360 | Purchased
CHRISTIANA |  | HOSPITAL-CH | 0 | 17279-047 | DE |  | 2018-05-21 20:00 |  | Warming Units | 67660 | Warmer - 7937 | Sage Products Inc | 2500
CHRISTIANA |  | HOSPITAL-WH | 0 | 17283-005 | DE |  | 2018-07-10 20:00 |  | Warming Units | 61013 | Warmer - 7937 | Sage Products Inc | 2500 | Purchased
CHRISTIANA |  | Middletown Care Center(Sleepy Hollow) | 0 | 21100000000000 | DE |  | 2017-03-25 20:00 |  | Sphygmomanometers; Electronic; Automatic | 64485 | 6000 SERIES DO NOT USE Sphygmomanometers; Electronic; Automatic - 6000 | WELCH ALLYN PROTOCOL LTD | 3500
CHRISTIANA |  | CONCORD M.O.B. | 0 | 100011000000 | PA |  | 2016-06-20 20:00 |  | Sphygmomanometers; Electronic; Automatic | 62266 | 6000 SERIES DO NOT USE Sphygmomanometers; Electronic; Automatic - 6000 | Hillrom | 3500 | Purchased
CHRISTIANA |  | Union Professional Building Elkton | 0 | 100048000000 | MD |  | 2014-09-11 20:00 |  | Infusion Pumps; General-Purpose (LVP) | 53830 | 8100 ALARIS PUMP | ALARIS MEDICAL SYSTEMS INC SUB CARDINAL HEALTH IN | 3500 | Purchased
CHRISTIANA |  | HOSPITAL-WH | 0 | 103001000000 | DE |  | 2013-06-13 20:00 |  | Sphygmomanometers; Electronic; Automatic | 52355 | 68NXTX Sphygmomanometers; Electronic; Automatic | Hillrom | 3500 | Purchased
CHRISTIANA |  | HOSPITAL-CH | 0 | 100076000000 | DE |  | 2015-05-25 20:00 |  | Sphygmomanometers; Electronic; Automatic | 57490 | 6000 SERIES DO NOT USE Sphygmomanometers; Electronic; Automatic - 6000 | Hillrom | 3500 | Purchased
CHRISTIANA |  | Smyrna Health & Wellness Center | 0 | 21100000000000 | DE |  | 2017-03-25 20:00 |  | Sphygmomanometers; Electronic; Automatic | 64492 | 6000 SERIES DO NOT USE Sphygmomanometers; Electronic; Automatic - 6000 | WELCH ALLYN PROTOCOL LTD | 3500
CHRISTIANA |  | HOSPITAL-WH | 0 | AAX 9072 | DE |  | 2012-03-28 20:00 |  | Arthroscopic Shaver Systems | 48387 | POWER II | SMITH & NEPHEW DYONICS INC DIV SMITH & NEPHEW PLC | 10000 | Purchased
CHRISTIANA |  | HOSPITAL-CH | 0 | E3411I40568 | DE |  | 1995-02-01 19:00 |  | MONITORING SYSTEMS; PHYSIOLOGIC | 22773 | M1092A | PHILIPS MEDICAL SYSTEMS CARDIAC & MONITORING SYSTEMS DIV | 15259
CHRISTIANA |  | HOSPITAL-CH | 0 | 4006A91266 | DE |  | 2013-07-24 20:00 |  | MONITORING SYSTEMS; Physiologic; Acute Care | 51264 | M1205A | PHILIPS MEDICAL SYSTEMS CARDIAC & MONITORING SYSTEMS DIV | 10408
CHRISTIANA |  | HOSPITAL-CH | 0 | 3805G11137 | DE |  | 2000-10-08 20:00 |  | Physiologic Monitor Modules; ELECTROENCEPHALOGRAPHY | 30618 | M1205A | PHILIPS MEDICAL SYSTEMS CARDIAC & MONITORING SYSTEMS DIV | 10408 | Purchased
CHRISTIANA |  | HOSPITAL-CH | 0 | 4006A95557 | DE |  | 2013-07-24 20:00 |  | MONITORING SYSTEMS; Physiologic; Acute Care | 51265 | M1205A | PHILIPS MEDICAL SYSTEMS CARDIAC & MONITORING SYSTEMS DIV | 10408
CHRISTIANA |  | HOSPITAL-CH | 0 | 3727A23796 | DE |  | 2008-01-20 19:00 |  | MONITORING SYSTEMS; Physiologic; Acute Care | 26697 | M1204A | PHILIPS MEDICAL SYSTEMS CARDIAC & MONITORING SYSTEMS DIV | 10000
CHRISTIANA |  | WH SURGI | 0 | 3939A66593 | DE |  | 2000-02-24 19:00 |  | MONITORING SYSTEMS; Physiologic; Acute Care | 29630 | M1204A | PHILIPS MEDICAL SYSTEMS CARDIAC & MONITORING SYSTEMS DIV | 11000
CHRISTIANA |  | HOSPITAL-WH | 0 | 4335A30441 | DE |  | 2004-11-28 19:00 |  | MONITORING SYSTEMS; Physiologic; Acute Care | 36773 | M1204A | PHILIPS MEDICAL SYSTEMS CARDIAC & MONITORING SYSTEMS DIV | 10107.26
CHRISTIANA |  | HOSPITAL-CH | 0 | 3812A38752 | DE |  | 2004-06-02 20:00 |  | MONITORING SYSTEMS; Physiologic; Acute Care | 36063 | M1204A | PHILIPS MEDICAL SYSTEMS CARDIAC & MONITORING SYSTEMS DIV | 5750
CHRISTIANA |  | HOSPITAL-CH | 0 | 3727A21418 | DE |  | 2008-01-20 19:00 |  | MONITORING SYSTEMS; Physiologic; Acute Care | 25500 | M1204A | PHILIPS MEDICAL SYSTEMS CARDIAC & MONITORING SYSTEMS DIV | 10000
CHRISTIANA |  | WH SURGI | 0 | 3939A66594 | DE |  | 1999-11-09 19:00 |  | MONITORING SYSTEMS; Physiologic; Acute Care | 29623 | M1204A | PHILIPS MEDICAL SYSTEMS CARDIAC & MONITORING SYSTEMS DIV | 11000
CHRISTIANA |  | HOSPITAL-WH | 0 | 3727A24966 | DE |  | 2008-01-20 19:00 |  | MONITORING SYSTEMS; Physiologic; Acute Care | 26760 | M1204A | PHILIPS MEDICAL SYSTEMS CARDIAC & MONITORING SYSTEMS DIV | 10000
CHRISTIANA |  | HOSPITAL-CH | 0 | 3727A23356 | DE |  | 2008-01-20 19:00 |  | MONITORING SYSTEMS; Physiologic; Acute Care | 26591 | M1204A | PHILIPS MEDICAL SYSTEMS CARDIAC & MONITORING SYSTEMS DIV | 10000
CHRISTIANA |  | WH SURGI | 0 | 3939A66597 | DE |  | 1999-11-09 19:00 |  | MONITORING SYSTEMS; Physiologic; Acute Care | 29222 | M1204A | PHILIPS MEDICAL SYSTEMS CARDIAC & MONITORING SYSTEMS DIV | 11000
CHRISTIANA |  | HOSPITAL-CH | 0 | 3812A38741 | DE |  | 2004-06-02 20:00 |  | MONITORING SYSTEMS; Physiologic; Acute Care | 36067 | M1204A | PHILIPS MEDICAL SYSTEMS CARDIAC & MONITORING SYSTEMS DIV | 5750
CHRISTIANA |  | HOSPITAL-CH | 0 | 4308A13378 | DE |  | 2003-03-22 19:00 |  | MONITORING SYSTEMS; Physiologic; Acute Care | 34579 | M1204A | PHILIPS MEDICAL SYSTEMS CARDIAC & MONITORING SYSTEMS DIV | 10408.58
CHRISTIANA |  | HOSPITAL-CH | 0 | 4006A78285 | DE |  | 2000-11-14 19:00 |  | MONITORING SYSTEMS; Physiologic; Acute Care | 29971 | M1204A | PHILIPS MEDICAL SYSTEMS CARDIAC & MONITORING SYSTEMS DIV | 10408
CHRISTIANA |  | WH SURGI | 0 | 3039A66595 | DE |  | 2000-02-24 19:00 |  | MONITORING SYSTEMS; Physiologic; Acute Care | 29230 | M1204A | PHILIPS MEDICAL SYSTEMS CARDIAC & MONITORING SYSTEMS DIV | 11000
CHRISTIANA |  | HOSPITAL-CH | 0 | 3727A23355 | DE |  | 2008-01-20 19:00 |  | MONITORING SYSTEMS; Physiologic; Acute Care | 26474 | M1204A | PHILIPS MEDICAL SYSTEMS CARDIAC & MONITORING SYSTEMS DIV | 10000
CHRISTIANA |  | HOSPITAL-CH | 0 | 3713A19204 | DE |  | 1997-03-30 19:00 |  | MONITORING SYSTEMS; Physiologic; Acute Care | 25333 | M1204A | PHILIPS MEDICAL SYSTEMS CARDIAC & MONITORING SYSTEMS DIV | 10000
CHRISTIANA |  | HOSPITAL-WH | 0 | 3907A49298 | DE |  | 1998-08-17 20:00 |  | MONITORING SYSTEMS; Physiologic; Acute Care | 28658 | M1204A | PHILIPS MEDICAL SYSTEMS CARDIAC & MONITORING SYSTEMS DIV | 7700
CHRISTIANA |  | HOSPITAL-CH | 0 | 3907A49304 | DE |  | 1998-08-17 20:00 |  | MONITORING SYSTEMS; Physiologic; Acute Care | 28613 | M1204A | PHILIPS MEDICAL SYSTEMS CARDIAC & MONITORING SYSTEMS DIV | 7700
CHRISTIANA |  | HOSPITAL-CH | 0 | 3727A23799 | DE |  | 2008-01-20 19:00 |  | MONITORING SYSTEMS; Physiologic; Acute Care | 26969 | M1204A | PHILIPS MEDICAL SYSTEMS CARDIAC & MONITORING SYSTEMS DIV | 10000
CHRISTIANA |  | HOSPITAL-CH | 0 | 3907A49305 | DE |  | 1998-08-17 20:00 |  | MONITORING SYSTEMS; Physiologic; Acute Care | 28648 | M1204A | PHILIPS MEDICAL SYSTEMS CARDIAC & MONITORING SYSTEMS DIV | 7700
CHRISTIANA |  | HOSPITAL-WH | 0 | 3727A24968 | DE |  | 2008-01-20 19:00 |  | MONITORING SYSTEMS; Physiologic; Acute Care | 26756 | M1204A | PHILIPS MEDICAL SYSTEMS CARDIAC & MONITORING SYSTEMS DIV | 10000
CHRISTIANA |  | HOSPITAL-CH | 0 | 4335A25753 | DE |  | 1997-03-30 19:00 |  | MONITORING SYSTEMS; Physiologic; Acute Care | 25449 | M1204A | PHILIPS MEDICAL SYSTEMS CARDIAC & MONITORING SYSTEMS DIV | 10000
CHRISTIANA |  | HOSPITAL-CH | 0 | 3727A21419 | DE |  | 2008-01-20 19:00 |  | MONITORING SYSTEMS; Physiologic; Acute Care | 25501 | M1204A | PHILIPS MEDICAL SYSTEMS CARDIAC & MONITORING SYSTEMS DIV | 10000
CHRISTIANA |  | HOSPITAL-CH | 0 | 3727A23336 | DE |  | 2008-01-20 19:00 |  | MONITORING SYSTEMS; Physiologic; Acute Care | 26603 | M1204A | PHILIPS MEDICAL SYSTEMS CARDIAC & MONITORING SYSTEMS DIV | 10000
CHRISTIANA |  | HOSPITAL-CH | 0 | 4006A88016 | DE |  | 2007-04-11 20:00 |  | MONITORING SYSTEMS; Physiologic; Acute Care | 46922 | M1204A | PHILIPS MEDICAL SYSTEMS CARDIAC & MONITORING SYSTEMS DIV | 1000
CHRISTIANA |  | CH-SURGI | 0 | 3907A47555 | DE |  | 2008-01-20 19:00 |  | MONITORING SYSTEMS; Physiologic; Acute Care | 28528 | M1204A | PHILIPS MEDICAL SYSTEMS CARDIAC & MONITORING SYSTEMS DIV | 7700 | Purchased
CHRISTIANA |  | HOSPITAL-WH | 0 | 3727A24971 | DE |  | 2008-01-20 19:00 |  | MONITORING SYSTEMS; Physiologic; Acute Care | 26748 | M1204A | PHILIPS MEDICAL SYSTEMS CARDIAC & MONITORING SYSTEMS DIV | 10000
CHRISTIANA |  | WH SURGI | 0 | 3939A66596 | DE |  | 2000-02-24 19:00 |  | MONITORING SYSTEMS; Physiologic; Acute Care | 29226 | M1204A | PHILIPS MEDICAL SYSTEMS CARDIAC & MONITORING SYSTEMS DIV | 11000
CHRISTIANA |  | HOSPITAL-WH | 0 | 4335A32193 | DE |  | 2005-08-02 20:00 |  | MONITORING SYSTEMS; Physiologic; Acute Care | 37613 | M1204A | PHILIPS MEDICAL SYSTEMS CARDIAC & MONITORING SYSTEMS DIV | 9765.19
CHRISTIANA |  | HOSPITAL-WH | 0 | 3812A38707 | DE |  | 2005-11-16 19:00 |  | MONITORING SYSTEMS; Physiologic; Acute Care | 37896 | M1204A | PHILIPS MEDICAL SYSTEMS CARDIAC & MONITORING SYSTEMS DIV | 5950
CHRISTIANA |  | HOSPITAL-CH | 0 | 3727A23797 | DE |  | 2008-01-20 19:00 |  | MONITORING SYSTEMS; Physiologic; Acute Care | 26973 | M1204A | PHILIPS MEDICAL SYSTEMS CARDIAC & MONITORING SYSTEMS DIV | 10000
CHRISTIANA |  | HOSPITAL-CH | 0 | 3812A38751 | DE |  | 2005-11-16 19:00 |  | MONITORING SYSTEMS; Physiologic; Acute Care | 37895 | M1204A | PHILIPS MEDICAL SYSTEMS CARDIAC & MONITORING SYSTEMS DIV | 5950
CHRISTIANA |  | HOSPITAL-CH | 0 | 3727A21421 | DE |  | 1997-06-25 20:00 |  | MONITORING SYSTEMS; Physiologic; Acute Care | 25499 | M1204A | PHILIPS MEDICAL SYSTEMS CARDIAC & MONITORING SYSTEMS DIV | 10000
CHRISTIANA |  | HOSPITAL-CH | 0 | 3836A40608 | DE |  | 1998-10-13 20:00 |  | MONITORING SYSTEMS; Physiologic; Acute Care | 28029 | M1204A | PHILIPS MEDICAL SYSTEMS CARDIAC & MONITORING SYSTEMS DIV | 8900
CHRISTIANA |  | HOSPITAL-WH | 0 | 3812A38736 | DE |  | 2005-11-16 19:00 |  | MONITORING SYSTEMS; Physiologic; Acute Care | 37897 | M1204A | PHILIPS MEDICAL SYSTEMS CARDIAC & MONITORING SYSTEMS DIV | 5950
CHRISTIANA |  | HOSPITAL-CH | 0 | 3950A67459 | DE |  | 2007-04-11 20:00 |  | MONITORING SYSTEMS; Physiologic; Acute Care | 46923 | M1204A | PHILIPS MEDICAL SYSTEMS CARDIAC & MONITORING SYSTEMS DIV | 1000
CHRISTIANA |  | HOSPITAL-WH | 0 | 3727A24973 | DE |  | 2008-01-20 19:00 |  | MONITORING SYSTEMS; Physiologic; Acute Care | 26744 | M1204A | PHILIPS MEDICAL SYSTEMS CARDIAC & MONITORING SYSTEMS DIV | 10000
CHRISTIANA |  | HOSPITAL-CH | 0 | 3727A23795 | DE |  | 2008-01-20 19:00 |  | MONITORING SYSTEMS; Physiologic; Acute Care | 26764 | M1204A | PHILIPS MEDICAL SYSTEMS CARDIAC & MONITORING SYSTEMS DIV | 10000
CHRISTIANA |  | HOSPITAL-WH | 0 | 7771154 | DE |  | 2007-08-27 20:00 |  | Cameras; Video; Endoscope | 40217 | CV-180 | OLYMPUS AMERICA INC | 19008 | Purchased
CHRISTIANA |  | HOSPITAL-CH | 0 | 7219 | DE |  | 2010-11-25 19:00 |  | Cameras; Video; Endoscope | 46980 | CV-180 | OLYMPUS AMERICA INC | 19999 | Purchased
CHRISTIANA |  | HOSPITAL-WH | 0 | E617032 | DE |  | 2008-01-20 19:00 |  | Radiographic Units; Dental | 27978 | AD215 | TROPHY RADIOLOGY INC | 2710 | Purchased
CHRISTIANA |  | HOSPITAL-WH | 0 | 88437 | DE |  | 2013-05-13 20:00 |  | Printers; Video | 49757 | UP-DR80MD | SONY MEDICAL SYSTEMS | 6999.99 | Purchased
CHRISTIANA |  | HOSPITAL-CH | 0 | 703268 | DE |  | 2015-09-30 20:00 |  | Printers; Video | 61057 | UP-DR80MD | SONY MEDICAL SYSTEMS | 6999.99 | Purchased
CHRISTIANA |  | HOSPITAL-CH | 0 | 923392 | DE |  | 1992-04-27 20:00 |  | Tissue Embedding Equipment | 19753 | 4587 | MILES SCIENTIFIC DIV MILES LABORATORIES INC | 9720
CHRISTIANA |  | HOSPITAL-CH | 0 | 600024403 | DE |  | 2017-04-13 20:00 |  | Detectors; Blood Flow; Ultrasonic | 64461 | 811-B Ultrasonic Doppler Flow Detector | PARKS MEDICAL ELECTRONICS INC | 639 | Purchased
CHRISTIANA |  | HOSPITAL-CH | 0 | 600024408 | DE |  | 2017-04-13 20:00 |  | Detectors; Blood Flow; Ultrasonic | 64470 | 811-B Ultrasonic Doppler Flow Detector | PARKS MEDICAL ELECTRONICS INC | 639 | Purchased
CHRISTIANA |  | HOSPITAL-CH | 0 | 811-099002084 | DE |  | 1991-09-29 20:00 |  | Detectors; Blood Flow; Ultrasonic | 48960 | 811-B Ultrasonic Doppler Flow Detector | PARKS MEDICAL ELECTRONICS INC | 1000 | Purchased
CHRISTIANA |  | HOSPITAL-CH | 0 | 811-B-800 | DE |  | 1997-02-03 19:00 |  | Detectors; Blood Flow; Ultrasonic | 24727 | 811-B Ultrasonic Doppler Flow Detector | PARKS MEDICAL ELECTRONICS INC | 1000
CHRISTIANA |  | HOSPITAL-CH | 0 | 105114 | DE |  | 1998-12-10 19:00 |  | Detectors; Blood Flow; Ultrasonic | 28244 | 811-B Ultrasonic Doppler Flow Detector | PARKS MEDICAL ELECTRONICS INC | 1000 | Purchased
CHRISTIANA |  | HOSPITAL-CH | 0 | 120391 | DE |  | 2001-09-04 20:00 |  | Detectors; Blood Flow; Ultrasonic | 31934 | 811-B Ultrasonic Doppler Flow Detector | PARKS MEDICAL ELECTRONICS INC | 1000
CHRISTIANA |  | HOSPITAL-CH | 0 | 811B-600002743 | DE |  | 2007-12-15 19:00 |  | Detectors; Blood Flow; Ultrasonic | 41573 | 811-B Ultrasonic Doppler Flow Detector | PARKS MEDICAL ELECTRONICS INC | 1000 | Purchased
CHRISTIANA |  | HOSPITAL-CH | 0 | NONE | DE |  | 2000-05-03 20:00 |  | Detectors; Blood Flow; Ultrasonic | 29864 | 811-B Ultrasonic Doppler Flow Detector | PARKS MEDICAL ELECTRONICS INC | 1000 | Purchased
CHRISTIANA |  | HOSPITAL-CH | 0 | 64768 | DE |  | 1997-02-03 19:00 |  | Detectors; Blood Flow; Ultrasonic | 27461 | 811-B Ultrasonic Doppler Flow Detector | PARKS MEDICAL ELECTRONICS INC | 1000 | Purchased
CHRISTIANA |  | HOSPITAL-CH | 0 | 19845 | DE |  | 1992-06-06 20:00 |  | Detectors; Blood Flow; Ultrasonic | 19845 | 811-B Ultrasonic Doppler Flow Detector | PARKS MEDICAL ELECTRONICS INC | 1000 | Purchased
CHRISTIANA |  | HOSPITAL-CH | 0 | 96626 | DE |  | 1997-02-03 19:00 |  | Detectors; Blood Flow; Ultrasonic | 26397 | 811-B Ultrasonic Doppler Flow Detector | PARKS MEDICAL ELECTRONICS INC | 1000 | Purchased
CHRISTIANA |  | HOSPITAL-CH | 0 | 99002024 | DE |  | 2008-01-20 19:00 |  | Detectors; Blood Flow; Ultrasonic | 62565 | 811-B Ultrasonic Doppler Flow Detector | PARKS MEDICAL ELECTRONICS INC | 1000 | Purchased
CHRISTIANA |  | HOSPITAL-WH | 0 | 141863 | DE |  | 2004-07-25 20:00 |  | Detectors; Blood Flow; Ultrasonic | 36419 | 811-B Ultrasonic Doppler Flow Detector | PARKS MEDICAL ELECTRONICS INC | 1000 | Purchased
CHRISTIANA |  | HOSPITAL-CH | 0 | 70320 | DE |  | 1992-09-02 20:00 |  | Detectors; Blood Flow; Ultrasonic | 20041 | 811-B Ultrasonic Doppler Flow Detector | PARKS MEDICAL ELECTRONICS INC | 1000 | Purchased
CHRISTIANA |  | HOSPITAL-CH | 0 | 70323 | DE |  | 1992-10-11 20:00 |  | Detectors; Blood Flow; Ultrasonic | 20117 | 811-B Ultrasonic Doppler Flow Detector | PARKS MEDICAL ELECTRONICS INC | 1000 | Purchased
CHRISTIANA |  | HOSPITAL-CH | 0 | 243819 | DE |  | 1999-10-13 20:00 |  | Microscopes; Light; Laboratory | 29110 | Labophot Microscope | NIKON INSTRUMENTS INC | 3500 | Purchased
CHRISTIANA |  | HOSPITAL-WH | 0 | 67-0262 | DE |  | 1988-08-27 20:00 |  | Scales; Patient; Chair | 15508 | 6700 | SCALE-TRONIX INC | 1500 | Purchased
CHRISTIANA |  | HOSPITAL-WH | 0 | 10041 | DE |  | 2001-12-18 19:00 |  | Exercisers; Aerobic; Treadmill | 32082 | Treadmill 945-385 | BIODEX MEDICAL SYSTEMS INC | 7500 | Purchased
CHRISTIANA |  | HOSPITAL-CH | 0 | 101701144 | DE |  | 2019-03-29 06:24 |  | Ventilators; Transport | 100453 | Crossvent2 IT | Biomed Devices Inc. | 10500
CHRISTIANA |  | HOSPITAL-WH | 0 | 10241626 | DE |  | 2013-08-11 20:00 |  | Baths; Paraffin; Physical Therapy | 52102 | Sammons Rolyan Splint Pan A426110 (SM-1502) | SAMMONS PRESTON ROLYAN AN ABILITYONE CO | 25000
CHRISTIANA |  | HOSPITAL-CH | 0 | 1440 | DE |  | 2009-07-30 20:00 |  | Analyzers; Laboratory; Molecular Assay; Genetic Testing | 42174 | COBAS TaqMan Analyzer 48 | Roche Molecular Systems Inc | 1500
CHRISTIANA |  | HOSPITAL-CH | 33120 | 3413 | DE |  | 2012-07-18 20:00 |  | Analyzers; Laboratory; Molecular Assay; Genetic Testing | 49265 | COBAS TaqMan Analyzer 48 | Roche Molecular Systems Inc | 1500
CHRISTIANA |  | CANCER CENTER | 0 | NONE | DE |  | 2018-08-21 20:00 |  | Chiller | 68182 | R407C | MEDiCooL Inc | 50000 | Purchased
CHRISTIANA |  | HOSPITAL-CH | 0 | FR2A16BNB | DE |  | 2019-03-29 06:24 |  | TEST EQUIPMENT; TEST EQUIPMENT | 64886 | FR2A | COLE-PARMER INSTRUMENT CO | 5000 | Purchased
CHRISTIANA |  | CANCER CENTER | 0 | K9357 | DE |  | 1996-09-10 20:00 |  | MONITORING SYSTEMS; Physiologic; Acute Care | 24749 | 8710 | GE MEDICAL SYSTEMS | 7067.75 | Purchased
CHRISTIANA |  | HOSPITAL-WH | 0 | 13121-090 | DE |  | 2014-01-06 19:00 |  | Warming Units; Multipurpose | 45980 | Warmer 7938 | Sage Products Inc | 7500 | Purchased
CHRISTIANA |  | HOSPITAL-WH | 0 | AAY05M03 | DE |  | 2006-09-14 20:00 |  | Centrifuges; Tabletop; Ultrahigh-Speed | 38087 | Airfuge Air-Driven Ultracentrifuge CLS | BECKMAN INSTRUMENTS INC | 45000 | Purchased
CHRISTIANA |  | HOSPITAL-CH | 0 | AAY04A07 | DE |  | 2004-10-18 20:00 |  | Centrifuges; Tabletop; Ultrahigh-Speed | 36605 | Airfuge Air-Driven Ultracentrifuge CLS | BECKMAN INSTRUMENTS INC | 12025 | Purchased
CHRISTIANA |  | HOSPITAL-CH | 0 | J0640816 | DE |  | 2006-11-14 19:00 |  | THERMOMETERS; Electronic; Infrared; Ear | 39361 | 3000A | INTELLIGENT MEDICAL SYSTEMS INC | 1500 | Purchased
CHRISTIANA |  | HOSPITAL-CH | 0 | J0640813 | DE |  | 2006-11-14 19:00 |  | THERMOMETERS; Electronic; Infrared; Ear | 39362 | 3000A | INTELLIGENT MEDICAL SYSTEMS INC | 1500 | Purchased
CHRISTIANA |  | CH-SURGI | 0 | J0231206 | DE |  | 2010-08-01 20:00 |  | THERMOMETERS; Electronic; Infrared; Ear | 46996 | 3000A | INTELLIGENT MEDICAL SYSTEMS INC | 1500
CHRISTIANA |  | HOSPITAL-CH | 0 | J0641845 | DE |  | 2006-11-14 19:00 |  | THERMOMETERS; Electronic; Infrared; Ear | 39360 | 3000A | INTELLIGENT MEDICAL SYSTEMS INC | 1500 | Purchased
CHRISTIANA |  | HOSPITAL-CH | 0 | 96Q2HX1 | DE |  |  |  | Electroencephalographs | 45615 | EEG TOWER | XLTEK A Natus Medical Co | 56258.69
CHRISTIANA |  | HOSPITAL-CH | 0 | BGMSQW1 | DE |  | 2013-03-31 20:00 |  | Electroencephalographs | 51792 | EEG TOWER | XLTEK A Natus Medical Co | 56258.69
CHRISTIANA |  | HOSPITAL-CH | 0 | 63PBV52 | DE |  | 2013-03-31 20:00 |  | Electroencephalographs | 61051 | EEG TOWER | XLTEK A Natus Medical Co | 44365.91 | Purchased
CHRISTIANA |  | HOSPITAL-CH | 0 | BJ6VQW1 | DE |  | 2013-03-31 20:00 |  | Electroencephalographs | 51794 | EEG TOWER | XLTEK A Natus Medical Co | 56258.69
CHRISTIANA |  | HOSPITAL-CH | 0 | 62W50C3 | DE |  | 2016-10-03 20:00 |  | Electroencephalographs | 64142 | EEG TOWER | XLTEK A Natus Medical Co | 46511 | Purchased
CHRISTIANA |  | HOSPITAL-CH | 0 | 62T80C3 | DE |  | 2016-10-03 20:00 |  | Electroencephalographs | 64141 | EEG TOWER | XLTEK A Natus Medical Co | 46511 | Purchased
CHRISTIANA |  | HOSPITAL-CH | 0 | 62K70C3 | DE |  | 2016-10-03 20:00 |  | Electroencephalographs | 64138 | EEG TOWER | XLTEK A Natus Medical Co | 46511 | Purchased
CHRISTIANA |  | HOSPITAL-CH | 0 | 62R60C3 | DE |  | 2016-10-03 20:00 |  | Electroencephalographs | 64139 | EEG TOWER | XLTEK A Natus Medical Co | 46511 | Purchased
CHRISTIANA |  | Riverside Medical Arts Complex | 0 | 1436 | DE |  | 2009-03-29 20:00 |  | Flowmeters; Blood; Laser | 42309 | PeriFlux System 5000 5002 | Perimed Inc | 35000 | Purchased
CHRISTIANA |  | HOSPITAL-CH | 0 | 1244KF0251 | DE |  | 2012-11-10 19:00 |  | Alarms; Occupancy; Bed | 50677 | Sitter Elite 8345 | POSEY COMPANY | 135
CHRISTIANA |  | HOSPITAL-CH | 0 | 1238KF0510 | DE |  | 2012-11-10 19:00 |  | Alarms; Occupancy; Bed | 50688 | Sitter Elite 8345 | POSEY COMPANY | 150
CHRISTIANA |  | HOSPITAL-CH | 0 | 1244KF0077 | DE |  | 2013-01-28 19:00 |  | Alarms; Occupancy; Bed | 50674 | Sitter Elite 8345 | POSEY COMPANY | 135 | Purchased
CHRISTIANA |  | HOSPITAL-WH | 0 | 12220061 | DE |  | 2012-11-19 19:00 |  | Alarms; Occupancy; Bed | 49772 | Sitter Elite 8345 | POSEY COMPANY | 135 | Purchased
CHRISTIANA |  | HOSPITAL-CH | 0 | 62223419 | DE |  | 2007-11-05 19:00 |  | MONITORING SYSTEMS; Physiologic; Acute Care | 40667 | ATLAS / 622 | CARDINAL | 4538 | Purchased
CHRISTIANA |  | HOSPITAL-WH | 0 | 3008KAAQ | DE |  | 2006-08-21 20:00 |  | Tourniquets; Pneumatic; Automated; Compressed Gas | 42299 | Tourniquet System A.T.S. 3000 | Zimmer Biomet | 17982 | Purchased
CHRISTIANA |  | HOSPITAL-WH | 0 | 3010FACG | DE |  | 2010-10-21 20:00 |  | Tourniquets; Pneumatic; Automated; Compressed Gas | 46493 | Tourniquet System A.T.S. 3000 | ZIMMER DENTAL | 2000 | Purchased
CHRISTIANA |  | CANCER CENTER | 0 | NE11525 | DE |  | 2017-08-31 20:00 |  | Lights; Examination | 65512 | Ritter Exam Light 152-001 | MIDMARK CORP | 1500 | Purchased
CHRISTIANA |  | HCCC | 0 | V325452 | DE |  | 2015-08-26 20:00 |  | Lights; Examination | 57977 | Ritter Exam Light 152-001 | MIDMARK CORP | 1500
CHRISTIANA |  | Glasgow Medical Center | 0 | V415553 | DE |  | 2019-03-29 06:25 |  | Lights; Examination | 45883 | Ritter Exam Light 152-001 | MIDMARK CORP | 1500
CHRISTIANA |  | New Castle Center | 0 | V385814 | DE |  | 2017-10-23 20:00 |  | Lights; Examination | 63728 | Ritter Exam Light 152-001 | MIDMARK CORP | 1500 | Purchased
CHRISTIANA |  | New Castle Center | 0 | V385838 | DE |  | 2017-10-23 20:00 |  | Lights; Examination | 63733 | Ritter Exam Light 152-001 | MIDMARK CORP | 1500 | Purchased
CHRISTIANA |  | New Castle Center | 0 | V385839 | DE |  | 2017-10-23 20:00 |  | Lights; Examination | 63732 | Ritter Exam Light 152-001 | MIDMARK CORP | 1500 | Purchased
CHRISTIANA |  | HOSPITAL-CH | 0 | 12558 | DE |  | 2012-06-19 20:00 |  | TEST EQUIPMENT; TEST EQUIPMENT | 49501 | EHS 12 ECG Simulator | DALE TECHNOLOGY INC DIV FLUKE CORP | 5000 | Purchased
CHRISTIANA |  | HOSPITAL-CH | 0 | 039MT3 | DE |  | 2007-11-07 19:00 |  | Scanning Systems; Ultrasonic; Portable | 40263 | MicroMaxx Ultrasound System | SonoSite Inc | 39217.5
CHRISTIANA |  | HOSPITAL-CH | 0 | 970443 | DE |  | 2008-01-20 19:00 |  | Lights; Examination | 27411 | INFINITY | Skytron Div The KMW Group | 1500 | Purchased
CHRISTIANA |  | HOSPITAL-CH | 0 | HSE53772 | DE |  | 2017-08-31 20:00 |  | Centrifuges | 65410 | Sprout Plus | FISHER SCIENTIFIC | 3965 | Purchased
CHRISTIANA |  | HOSPITAL-CH | 0 | hsd46523 | DE |  | 2017-08-31 20:00 |  | Centrifuges; Tabletop; Low-Speed; Nonrefrigerated; Cell Washing | 65412 | Sprout Plus | FISHER SCIENTIFIC | 3965 | Purchased
CHRISTIANA |  | HOSPITAL-WH | 0 | 204184-1227 | DE |  | 2008-02-19 19:00 |  | Baths; Water; Laboratory | 40624 | 2833 | THERMO FISHER SCIENTIFIC | 5000 | Purchased
CHRISTIANA |  | Star Campus | 0 | NONE | DE |  | 2016-02-29 19:00 |  | Lights; Examination | 62063 | N/A | MIDMARK CORP | 800
CHRISTIANA |  | Star Campus | 0 | NONE | DE |  | 2016-02-29 19:00 |  | Lights; Examination | 62064 | N/A | MIDMARK CORP | 800
CHRISTIANA |  | Claymont | 0 | NONE | DE |  | 2002-10-13 20:00 |  | Lights; Examination | 33513 | N/A | MIDMARK CORP | 800 | Purchased
CHRISTIANA |  | Limestone Mill Creek Medical Center | 0 | DW0000180210195 | DE |  | 2019-03-29 06:25 |  | Lights; Examination | 67368 | N/A | MIDMARK CORP | 800 | Purchased
CHRISTIANA |  | HOSPITAL-CH | 0 | 9035429 | DE |  | 2009-06-22 20:00 |  | Lights; Examination | 46136 | Infinity Surgical Light IN9S | Skytron Div The KMW Group | 1500 | Purchased
CHRISTIANA |  | HOSPITAL-CH | 0 | D04940110 | DE |  | 2008-01-20 19:00 |  | Lights; Examination | 25300 | Infinity Surgical Light IN9S | Skytron Div The KMW Group | 1500
CHRISTIANA |  | HOSPITAL-CH | 0 | D04950164 | DE |  | 1995-04-03 20:00 |  | Lights; Examination | 23004 | Infinity Surgical Light IN9S | Skytron Div The KMW Group | 1500 | Purchased
CHRISTIANA |  | HOSPITAL-CH | 0 | NONE | DE |  | 2008-08-25 20:00 |  | Scales; Patient; Floor | 35100 | Mechanical column scale 700 | SECA | 1500
CHRISTIANA |  | Glasgow Medical Center | 0 | 5700180000000 | DE |  | 2010-02-11 19:00 |  | Scales; Patient; Floor | 62096 | Mechanical column scale 700 | SECA | 1500
CHRISTIANA |  | HOSPITAL-CH | 0 | 5700230000000 | DE |  | 2013-03-12 20:00 |  | Scales; Patient; Floor | 48376 | Mechanical column scale 700 | SECA | 1500 | Purchased
CHRISTIANA |  | HOSPITAL-CH | 0 | 3510A54386 | DE |  | 2008-01-20 19:00 |  | MONITORING SYSTEMS; Physiologic; Acute Care | 22988 | M1176A "66" | PHILIPS MEDICAL SYSTEMS CARDIAC & MONITORING SYSTEMS DIV | 10000
CHRISTIANA |  | HOSPITAL-CH | 0 | 2882 | DE |  | 1988-08-27 20:00 |  | Traction Units; Intermittent | 14288 | TX-1 | CHATTANOOGA GROUP DIV ENCORE MEDICAL CORP | 1200
CHRISTIANA |  | HOSPITAL-CH | 0 | 1033 | DE |  | 2019-11-02 20:00 |  | Pumps; Extracorporeal Perfusion | 68409 | 02450-00114 circulator 8.0 | EIGHT MEDICAL CORPORATION | 86625 | Purchased
CHRISTIANA |  | HOSPITAL-CH | 0 | GFFY10869 | DE |  | 1995-06-30 20:00 |  | Regulators; Suction; Tracheal | 23103 | ISU | GE MEDICAL SYSTEMS | 483
CHRISTIANA |  | HOSPITAL-CH | 0 | GFFU06369 | DE |  | 1991-04-23 20:00 |  | Regulators; Suction; Tracheal | 18978 | ISU | GE MEDICAL SYSTEMS | 412.5
CHRISTIANA |  | HOSPITAL-CH | 0 | GFFA11410 | DE |  | 2008-01-20 19:00 |  | Regulators; Suction; Tracheal | 26302 | ISU | GE MEDICAL SYSTEMS | 500
CHRISTIANA |  | HOSPITAL-CH | 0 | GFFD03338 | DE |  | 2000-03-01 19:00 |  | Regulators; Suction; Tracheal | 30315 | ISU | GE MEDICAL SYSTEMS | 487.5
CHRISTIANA |  | Middletown Care Center(Sleepy Hollow) | 0 | T1273C | DE |  | 2013-03-31 20:00 |  | Heating Units; Hot-Pack | 47995 | M-4 | CHATTANOOGA GROUP DIV ENCORE MEDICAL CORP | 5000 | Purchased
CHRISTIANA |  | HOSPITAL-CH | 0 | 09-0710-32 | DE |  | 2010-08-28 20:00 |  | Radiographic/Fluoroscopic Units; Mobile | 47127 | InSight2 Fluoroscan | Hologic Inc | 56500 | Purchased
CHRISTIANA |  | HOSPITAL-WH | 0 | 5H0178 | DE |  | 2013-08-17 20:00 |  | Radiographic/Fluoroscopic Units; Mobile; Extremity | 52147 | OrthoScan HD 1000 | ORTHOSCAN INC. | 95000 | Purchased
CHRISTIANA |  | HOSPITAL-WH | 0 | 20011011002 | DE |  | 2001-12-16 19:00 |  | Compressors; Medical-Air | 32472 | Aridyne High-Flow Hospital Grade Medical 3500 | ALLIED HEALTHCARE PRODUCTS INC | 2200 | Purchased
CHRISTIANA |  | HOSPITAL-WH | 0 | 20051214002 | DE |  | 2006-03-20 19:00 |  | Compressors; Medical-Air | 38153 | Aridyne High-Flow Hospital Grade Medical 3500 | ALLIED HEALTHCARE PRODUCTS INC | 2500 | Purchased
CHRISTIANA |  | HOSPITAL-WH | 0 | TMM4-WLB1108146801 | DE |  | 2014-11-13 19:00 |  | Stretcher/Chairs; Mobile | 54413 | Multi-Purpose Stretcher-Chair TMM4-WLB | TRANSMOTION MEDICAL INC | 7831 | Purchased
CHRISTIANA |  | HOSPITAL-WH | 0 | TMM4-WLB 042213 5388 | DE |  | 2013-06-05 20:00 |  | Stretcher/Chairs; Mobile | 50255 | Multi-Purpose Stretcher-Chair TMM4-WLB | TRANSMOTION MEDICAL INC | 7500 | Purchased
CHRISTIANA |  | HOSPITAL-WH | 0 | TMM4-WLB1108146798 | DE |  | 2014-11-13 19:00 |  | Stretcher/Chairs; Mobile | 54416 | Multi-Purpose Stretcher-Chair TMM4-WLB | TRANSMOTION MEDICAL INC | 7831 | Purchased
CHRISTIANA |  | HOSPITAL-WH | 0 | TMM4-WLB1108146800 | DE |  | 2014-11-13 19:00 |  | Stretcher/Chairs; Mobile | 54415 | Multi-Purpose Stretcher-Chair TMM4-WLB | TRANSMOTION MEDICAL INC | 7831 | Purchased
CHRISTIANA |  | HOSPITAL-WH | 0 | TMM4-WLB1108146799 | DE |  | 2014-11-13 19:00 |  | Stretcher/Chairs; Mobile | 54414 | Multi-Purpose Stretcher-Chair TMM4-WLB | TRANSMOTION MEDICAL INC | 7831 | Purchased
CHRISTIANA |  | HOSPITAL-CH | 0 | US769132-P | DE |  | 2017-08-27 20:00 |  | Image Processors; Video; Endoscopy | 65404 | Image 1 SPIES TC 200 | STORZ ENDOSCOPY-AMERICA INC | 11342.24
CHRISTIANA |  | HCCC | 0 | Z06992 | DE |  | 2009-12-31 19:00 |  | Exercisers | 45400 | BICEP CURL | HOIST FITNESS SYSTEM | 7500 | Purchased
CHRISTIANA |  | HOSPITAL-CH | 2644.17 | 1218 | DE |  | 1999-01-18 19:00 |  | Monitors; Bedside; Blood Gas/pH; Extracorporeal | 28375 | CDI 500 | TERUMO CARDIOVASCULAR SYSTEMS CORP DIV TERUMO CORP | 20160
CHRISTIANA |  | HOSPITAL-CH | 2644.17 | 1217 | DE |  | 1999-01-18 19:00 |  | Monitors; Bedside; Blood Gas/pH; Extracorporeal | 28374 | CDI 500 | TERUMO CARDIOVASCULAR SYSTEMS CORP DIV TERUMO CORP | 20160 | Purchased
CHRISTIANA |  | HOSPITAL-CH | 2644.17 | 1219 | DE |  | 2019-03-29 06:26 |  | Monitors; Bedside; Blood Gas/pH; Extracorporeal | 28373 | CDI 500 | TERUMO CARDIOVASCULAR SYSTEMS CORP DIV TERUMO CORP | 13440
CHRISTIANA |  | CANCER CENTER | 0 | B1MXPD | DE |  | 2019-03-29 06:26 |  | Probes; Ultrasonic | B1MXPD | L12-5 | Philips Healthcare North America | 10000 | Purchased
CHRISTIANA |  | HOSPITAL-CH | 0 | B0HX39 | DE |  | 2006-12-01 14:09 |  | Probes; Ultrasonic | B0HX39 | L12-5 | Philips Healthcare North America | 10000
CHRISTIANA |  | HOSPITAL-CH | 0 | B0RJ2M | DE |  | 2019-03-29 06:26 |  | Probes; Ultrasonic | B0RJ2M | L12-5 | Philips Healthcare North America | 10000 | Purchased
CHRISTIANA |  | CANCER CENTER | 0 | B1RJ7G | DE |  | 2019-03-29 06:26 |  | Probes; Ultrasonic | B1RJ7G | L12-5 | Philips Healthcare North America | 10000 | Purchased
CHRISTIANA |  | HOSPITAL-CH | 0 | B19T5C | DE |  | 2019-03-29 06:26 |  | Probes; Ultrasonic | B19T5C | L12-5 | Philips Healthcare North America | 10000
CHRISTIANA |  | CONCORD M.O.B. | 0 | B0816D | PA |  | 2019-03-29 06:26 |  | Probes; Ultrasonic | B0816D | L12-5 | Philips Healthcare North America | 10000 | Purchased
CHRISTIANA |  | Springside Connor Building | 0 | 03FVBF | DE |  | 2019-03-29 06:26 |  | Probes; Ultrasonic | 03FVBF | L12-5 | Philips Healthcare North America | 10000 | Purchased
CHRISTIANA |  | HOSPITAL-CH | 0 | DE21067247 | DE |  | 2012-06-17 20:00 |  | MONITORING SYSTEMS; Physiologic; Acute Care | 52268 | M8105A MP 5 | PHILIPS MEDICAL SYSTEMS CARDIAC & MONITORING SYSTEMS DIV | 15000
CHRISTIANA |  | MIDDLETOWN ED | 0 | DE21007846 | DE |  | 2013-03-17 20:00 |  | MONITORING SYSTEMS; Physiologic; Acute Care | 51345 | M8105A MP 5 | PHILIPS MEDICAL SYSTEMS CARDIAC & MONITORING SYSTEMS DIV | 11420.25 | Purchased
CHRISTIANA |  | MIDDLETOWN ED | 0 | DE21007844 | DE |  | 2013-03-17 20:00 |  | MONITORING SYSTEMS; Physiologic; Acute Care | 51294 | M8105A MP 5 | PHILIPS MEDICAL SYSTEMS CARDIAC & MONITORING SYSTEMS DIV | 11420.25 | Purchased
CHRISTIANA |  | MIDDLETOWN ED | 0 | DE21007835 | DE |  | 2013-03-17 20:00 |  | MONITORING SYSTEMS; Physiologic; Acute Care | 51300 | M8105A MP 5 | PHILIPS MEDICAL SYSTEMS CARDIAC & MONITORING SYSTEMS DIV | 11420.25 | Purchased
CHRISTIANA |  | MIDDLETOWN ED | 0 | DE21007837 | DE |  | 2013-03-17 20:00 |  | MONITORING SYSTEMS; Physiologic; Acute Care | 51330 | M8105A MP 5 | PHILIPS MEDICAL SYSTEMS CARDIAC & MONITORING SYSTEMS DIV | 11420.25 | Purchased
CHRISTIANA |  | MIDDLETOWN ED | 0 | DE21007850 | DE |  | 2013-03-17 20:00 |  | MONITORING SYSTEMS; Physiologic; Acute Care | 51292 | M8105A MP 5 | PHILIPS MEDICAL SYSTEMS CARDIAC & MONITORING SYSTEMS DIV | 11420.25 | Purchased
CHRISTIANA |  | MIDDLETOWN ED | 0 | DE21007831 | DE |  | 2013-03-17 20:00 |  | MONITORING SYSTEMS; Physiologic; Acute Care | 51298 | M8105A MP 5 | PHILIPS MEDICAL SYSTEMS CARDIAC & MONITORING SYSTEMS DIV | 11420.25 | Purchased
CHRISTIANA |  | HOSPITAL-CH | 0 | DE91318138 | DE |  | 2009-06-06 20:00 |  | MONITORING SYSTEMS; Physiologic; Acute Care | 42792 | M8105A MP 5 | PHILIPS MEDICAL SYSTEMS CARDIAC & MONITORING SYSTEMS DIV | 11420.25 | Purchased
CHRISTIANA |  | MIDDLETOWN ED | 0 | DE21007849 | DE |  | 2013-03-17 20:00 |  | MONITORING SYSTEMS; Physiologic; Acute Care | 51304 | M8105A MP 5 | PHILIPS MEDICAL SYSTEMS CARDIAC & MONITORING SYSTEMS DIV | 11420.25 | Purchased
CHRISTIANA |  | MIDDLETOWN ED | 0 | DE21007842 | DE |  | 2013-03-27 20:00 |  | MONITORING SYSTEMS; Physiologic; Acute Care | 51375 | M8105A MP 5 | PHILIPS MEDICAL SYSTEMS CARDIAC & MONITORING SYSTEMS DIV | 11420.25 | Purchased
CHRISTIANA |  | MIDDLETOWN ED | 0 | DE21007834 | DE |  | 2013-03-17 20:00 |  | MONITORING SYSTEMS; Physiologic; Acute Care | 51365 | M8105A MP 5 | PHILIPS MEDICAL SYSTEMS CARDIAC & MONITORING SYSTEMS DIV | 11420.25 | Purchased
CHRISTIANA |  | HCCC | 0 | DE656B1885 | DE |  | 2018-01-14 19:00 |  | MONITORING SYSTEMS; Physiologic; Acute Care | 66363 | M8105A MP 5 | PHILIPS MEDICAL SYSTEMS CARDIAC & MONITORING SYSTEMS DIV | 2500
CHRISTIANA |  | MIDDLETOWN ED | 0 | DE21007852 | DE |  | 2013-03-17 20:00 |  | MONITORING SYSTEMS; Physiologic; Acute Care | 51303 | M8105A MP 5 | PHILIPS MEDICAL SYSTEMS CARDIAC & MONITORING SYSTEMS DIV | 11420.25 | Purchased
CHRISTIANA |  | HOSPITAL-CH | 0 | DE91318133 | DE |  | 2009-06-06 20:00 |  | MONITORING SYSTEMS; Physiologic; Acute Care | 42794 | M8105A MP 5 | PHILIPS MEDICAL SYSTEMS CARDIAC & MONITORING SYSTEMS DIV | 11420.25 | Purchased
CHRISTIANA |  | MIDDLETOWN ED | 0 | DE21007833 | DE |  | 2013-03-17 20:00 |  | MONITORING SYSTEMS; Physiologic; Acute Care | 51359 | M8105A MP 5 | PHILIPS MEDICAL SYSTEMS CARDIAC & MONITORING SYSTEMS DIV | 11420.25 | Purchased
CHRISTIANA |  | HOSPITAL-CH | 0 | DE91318160 | DE |  | 2009-06-06 20:00 |  | MONITORING SYSTEMS; Physiologic; Acute Care | 42795 | M8105A MP 5 | PHILIPS MEDICAL SYSTEMS CARDIAC & MONITORING SYSTEMS DIV | 11420.25 | Purchased
CHRISTIANA |  | MIDDLETOWN ED | 0 | DE21007839 | DE |  | 2013-03-17 20:00 |  | MONITORING SYSTEMS; Physiologic; Acute Care | 51296 | M8105A MP 5 | PHILIPS MEDICAL SYSTEMS CARDIAC & MONITORING SYSTEMS DIV | 11420.25 | Purchased
CHRISTIANA |  | HOSPITAL-CH | 0 | 7K0S-112230 | DE |  | 2007-10-15 20:00 |  | Hemodialysis Units | 40602 | 2008 Series Hemodialysis Machines 2008K | FRESENIUS MEDICAL CARE NORTH AMERICA | 12500 | Purchased
CHRISTIANA |  | HOSPITAL-CH | 0 | 7K0S-112233 | DE |  | 2007-10-15 20:00 |  | Hemodialysis Units | 40603 | 2008 Series Hemodialysis Machines 2008K | FRESENIUS MEDICAL CARE NORTH AMERICA | 12500
CHRISTIANA |  | HOSPITAL-WH | 0 | 8K0S-125914 | DE |  | 2008-08-27 20:00 |  | Hemodialysis Units | 42040 | 2008 Series Hemodialysis Machines 2008K | FRESENIUS MEDICAL CARE NORTH AMERICA | 12500 | Purchased
CHRISTIANA |  | HOSPITAL-CH | 0 | 7K0S-112135 | DE |  | 2007-10-15 20:00 |  | Hemodialysis Units | 40605 | 2008 Series Hemodialysis Machines 2008K | FRESENIUS MEDICAL CARE NORTH AMERICA | 12500 | Purchased
CHRISTIANA |  | HOSPITAL-CH | 0 | 7K0S-111882 | DE |  | 2007-10-15 20:00 |  | Hemodialysis Units | 40607 | 2008 Series Hemodialysis Machines 2008K | FRESENIUS MEDICAL CARE NORTH AMERICA | 12500 | Purchased
CHRISTIANA |  | HOSPITAL-WH | 0 | 7K0S-114705 | DE |  | 2007-12-12 19:00 |  | Hemodialysis Units | 40424 | 2008 Series Hemodialysis Machines 2008K | FRESENIUS MEDICAL CARE NORTH AMERICA | 12000
CHRISTIANA |  | HOSPITAL-CH | 0 | 8K0S-125909 | DE |  | 2008-08-27 20:00 |  | Hemodialysis Units | 42033 | 2008 Series Hemodialysis Machines 2008K | FRESENIUS MEDICAL CARE NORTH AMERICA | 12500 | Purchased
CHRISTIANA |  | HOSPITAL-CH | 0 | 8K0S-124917 | DE |  | 2008-08-27 20:00 |  | Hemodialysis Units | 42039 | 2008 Series Hemodialysis Machines 2008K | FRESENIUS MEDICAL CARE NORTH AMERICA | 12500 | Purchased
CHRISTIANA |  | HOSPITAL-WH | 0 | 7K0S-114835 | DE |  | 2007-12-12 19:00 |  | Hemodialysis Units | 40425 | 2008 Series Hemodialysis Machines 2008K | FRESENIUS MEDICAL CARE NORTH AMERICA | 12000
CHRISTIANA |  | HOSPITAL-WH | 0 | 7K0S-114893 | DE |  | 2007-12-12 19:00 |  | Hemodialysis Units | 40423 | 2008 Series Hemodialysis Machines 2008K | FRESENIUS MEDICAL CARE NORTH AMERICA | 12000
CHRISTIANA |  | HOSPITAL-CH | 0 | 7K0S-114785 | DE |  | 2007-12-12 19:00 |  | Hemodialysis Units | 40429 | 2008 Series Hemodialysis Machines 2008K | FRESENIUS MEDICAL CARE NORTH AMERICA | 12000 | Purchased
CHRISTIANA |  | HOSPITAL-CH | 0 | 8K0S-125730 | DE |  | 2008-08-27 20:00 |  | Hemodialysis Units | 42032 | 2008 Series Hemodialysis Machines 2008K | FRESENIUS MEDICAL CARE NORTH AMERICA | 12500 | Purchased
CHRISTIANA |  | HOSPITAL-CH | 0 | 8K0S-125723 | DE |  | 2008-08-27 20:00 |  | Hemodialysis Units | 42031 | 2008 Series Hemodialysis Machines 2008K | FRESENIUS MEDICAL CARE NORTH AMERICA | 12500 | Purchased
CHRISTIANA |  | HOSPITAL-CH | 0 | 8K0S-125527 | DE |  | 2008-08-27 20:00 |  | Hemodialysis Units | 42035 | 2008 Series Hemodialysis Machines 2008K | FRESENIUS MEDICAL CARE NORTH AMERICA | 12500 | Purchased
CHRISTIANA |  | HOSPITAL-CH | 0 | 8K0S-125796 | DE |  | 2008-08-27 20:00 |  | Hemodialysis Units | 42037 | 2008 Series Hemodialysis Machines 2008K | FRESENIUS MEDICAL CARE NORTH AMERICA | 12500 | Purchased
CHRISTIANA |  | HOSPITAL-CH | 0 | 8K0S-126030 | DE |  | 2008-08-27 20:00 |  | Hemodialysis Units | 42030 | 2008 Series Hemodialysis Machines 2008K | FRESENIUS MEDICAL CARE NORTH AMERICA | 12500 | Purchased
CHRISTIANA |  | HOSPITAL-CH | 0 | 8K0S-125782 | DE |  | 2008-08-27 20:00 |  | Hemodialysis Units | 42034 | 2008 Series Hemodialysis Machines 2008K | FRESENIUS MEDICAL CARE NORTH AMERICA | 12500 | Purchased
CHRISTIANA |  | HOSPITAL-CH | 0 | 09099EX112E | DE |  | 2019-03-29 06:26 |  | Probes; Ultrasonic | 09099EX112E | E9-4 | ZONARE Medical Systems Inc | 10000 | Purchased
CHRISTIANA |  | CANCER CENTER | 0 | HC0631443 | DE |  | 2010-05-23 20:00 |  | Light Sources; Fiberoptic | 40678 | Xenon Nova 175 Light Source 20131520 | STORZ ENDOSCOPY-AMERICA INC | 8920 | Purchased
CHRISTIANA |  | MAP II | 0 | EA0653594 | DE |  | 2019-03-29 06:26 |  | Light Sources; Fiberoptic | 42992 | Xenon Nova 175 Light Source 20131520 | STORZ ENDOSCOPY-AMERICA INC | 8920 | Purchased
CHRISTIANA |  | HCCC | 0 | 4117318 | DE |  | 2001-01-02 19:00 |  | Exercisers; Aerobic; Climbing; Stair/Stepper; Powered | 32623 | Recumbent Cross Trainer TRS 4000 (T4) | NUSTEP INC | 3210
CHRISTIANA |  | HOSPITAL-CH | 0 | NONE | DE |  | 2003-05-13 20:00 |  | Microscopes; Light; Laboratory | 34537 | STC-HL | Optical Services Co | 3500
CHRISTIANA |  | HOSPITAL-CH | 0 | 14795 | DE |  | 1988-09-26 20:00 |  | Nebulizers; Heated | 16296 | 2M-81-31 | TRAVENOL LABORATORIES INC HOSPITAL PRODUCTS DIV | 2000 | Purchased
CHRISTIANA |  | HOSPITAL-CH | 0 | 14733 | DE |  | 1988-09-26 20:00 |  | Nebulizers; Heated | 16294 | 2M-81-31 | TRAVENOL LABORATORIES INC HOSPITAL PRODUCTS DIV | 2000 | Purchased
CHRISTIANA |  | HOSPITAL-CH | 0 | 16261 | DE |  | 2008-01-20 19:00 |  | Nebulizers; Heated | 18050 | 2M-81-31 | TRAVENOL LABORATORIES INC HOSPITAL PRODUCTS DIV | 2000 | Purchased
CHRISTIANA |  | HOSPITAL-CH | 0 | 16216 | DE |  | 2008-01-20 19:00 |  | Nebulizers; Heated | 18052 | 2M-81-31 | TRAVENOL LABORATORIES INC HOSPITAL PRODUCTS DIV | 2000 | Purchased
CHRISTIANA |  | HOSPITAL-CH | 0 | 16252 | DE |  | 2008-01-20 19:00 |  | Nebulizers; Heated | 18043 | 2M-81-31 | TRAVENOL LABORATORIES INC HOSPITAL PRODUCTS DIV | 2000 | Purchased
CHRISTIANA |  | HOSPITAL-CH | 0 | 16024 | DE |  | 2008-01-20 19:00 |  | Nebulizers; Heated | 18051 | 2M-81-31 | TRAVENOL LABORATORIES INC HOSPITAL PRODUCTS DIV | 2000 | Purchased
CHRISTIANA |  | HOSPITAL-CH | 0 | 15264 | DE |  | 2008-01-20 19:00 |  | Nebulizers; Heated | 18053 | 2M-81-31 | TRAVENOL LABORATORIES INC HOSPITAL PRODUCTS DIV | 2000 | Purchased
CHRISTIANA |  | HOSPITAL-CH | 0 | 13822 | DE |  | 2008-01-20 19:00 |  | Nebulizers; Heated | 18218 | 2M-81-31 | TRAVENOL LABORATORIES INC HOSPITAL PRODUCTS DIV | 2000 | Purchased
CHRISTIANA |  | HOSPITAL-CH | 0 | T23927 | DE |  | 2002-04-10 20:00 |  | Nebulizers; Heated | 34011 | 2M-81-31 | TRAVENOL LABORATORIES INC HOSPITAL PRODUCTS DIV | 1500 | Purchased
CHRISTIANA |  | HOSPITAL-CH | 0 | 13659 | DE |  | 2008-01-20 19:00 |  | Nebulizers; Heated | 18289 | 2M-81-31 | TRAVENOL LABORATORIES INC HOSPITAL PRODUCTS DIV | 2000 | Purchased
CHRISTIANA |  | HOSPITAL-CH | 0 | NONE | DE |  | 2008-01-20 19:00 |  | Nebulizers; Heated | 18290 | 2M-81-31 | TRAVENOL LABORATORIES INC HOSPITAL PRODUCTS DIV | 2000 | Purchased
CHRISTIANA |  | HOSPITAL-CH | 0 | 15006 | DE |  | 2002-09-24 20:00 |  | Nebulizers; Heated | 16312 | 2M-81-31 | TRAVENOL LABORATORIES INC HOSPITAL PRODUCTS DIV | 1000 | Purchased
CHRISTIANA |  | HOSPITAL-CH | 0 | 13726 | DE |  | 2008-01-20 19:00 |  | Nebulizers; Heated | 18281 | 2M-81-31 | TRAVENOL LABORATORIES INC HOSPITAL PRODUCTS DIV | 2000 | Purchased
CHRISTIANA |  | HOSPITAL-CH | 0 | T23884 | DE |  | 2002-04-10 20:00 |  | Nebulizers; Heated | 34013 | 2M-81-31 | TRAVENOL LABORATORIES INC HOSPITAL PRODUCTS DIV | 1500 | Purchased
CHRISTIANA |  | HOSPITAL-CH | 0 | 16002 | DE |  | 2008-01-20 19:00 |  | Nebulizers; Heated | 18042 | 2M-81-31 | TRAVENOL LABORATORIES INC HOSPITAL PRODUCTS DIV | 2000 | Purchased
CHRISTIANA |  | HOSPITAL-CH | 0 | 14700 | DE |  | 1988-09-26 20:00 |  | Nebulizers; Heated | 16303 | 2M-81-31 | TRAVENOL LABORATORIES INC HOSPITAL PRODUCTS DIV | 2000 | Purchased
CHRISTIANA |  | HOSPITAL-WH | 0 | 14835 | DE |  | 1988-09-26 20:00 |  | Nebulizers; Heated | 16304 | 2M-81-31 | TRAVENOL LABORATORIES INC HOSPITAL PRODUCTS DIV | 2000 | Purchased
CHRISTIANA |  | HOSPITAL-CH | 0 | 15266 | DE |  | 2008-01-20 19:00 |  | Nebulizers; Heated | 18054 | 2M-81-31 | TRAVENOL LABORATORIES INC HOSPITAL PRODUCTS DIV | 2000 | Purchased
CHRISTIANA |  | HOSPITAL-CH | 0 | 16033 | DE |  | 2008-01-20 19:00 |  | Nebulizers; Heated | 18056 | 2M-81-31 | TRAVENOL LABORATORIES INC HOSPITAL PRODUCTS DIV | 2000 | Purchased
CHRISTIANA |  | HOSPITAL-CH | 0 | 14741 | DE |  | 1988-09-26 20:00 |  | Nebulizers; Heated | 16306 | 2M-81-31 | TRAVENOL LABORATORIES INC HOSPITAL PRODUCTS DIV | 2000 | Purchased
CHRISTIANA |  | HOSPITAL-WH | 0 | 13165 | DE |  | 2008-01-20 19:00 |  | Nebulizers; Heated | 18431 | 2M-81-31 | TRAVENOL LABORATORIES INC HOSPITAL PRODUCTS DIV | 2000 | Purchased
CHRISTIANA |  | HOSPITAL-CH | 0 | 16000 | DE |  | 2008-01-20 19:00 |  | Nebulizers; Heated | 18055 | 2M-81-31 | TRAVENOL LABORATORIES INC HOSPITAL PRODUCTS DIV | 2000 | Purchased
CHRISTIANA |  | HOSPITAL-CH | 0 | 16326 | DE |  | 2008-01-20 19:00 |  | Nebulizers; Heated | 18059 | 2M-81-31 | TRAVENOL LABORATORIES INC HOSPITAL PRODUCTS DIV | 2000 | Purchased
CHRISTIANA |  | HOSPITAL-WH | 0 | 15000 | DE |  | 1988-09-26 20:00 |  | Nebulizers; Heated | 16313 | 2M-81-31 | TRAVENOL LABORATORIES INC HOSPITAL PRODUCTS DIV | 2000 | Purchased
CHRISTIANA |  | HOSPITAL-CH | 0 | 16355 | DE |  | 2008-01-20 19:00 |  | Nebulizers; Heated | 18061 | 2M-81-31 | TRAVENOL LABORATORIES INC HOSPITAL PRODUCTS DIV | 2000 | Purchased
CHRISTIANA |  | HOSPITAL-WH | 0 | 13080 | DE |  | 2008-01-20 19:00 |  | Nebulizers; Heated | 18438 | 2M-81-31 | TRAVENOL LABORATORIES INC HOSPITAL PRODUCTS DIV | 2000 | Purchased
CHRISTIANA |  | HOSPITAL-CH | 0 | 16189 | DE |  | 2008-01-20 19:00 |  | Nebulizers; Heated | 18062 | 2M-81-31 | TRAVENOL LABORATORIES INC HOSPITAL PRODUCTS DIV | 2000 | Purchased
CHRISTIANA |  | HOSPITAL-CH | 0 | 13735 | DE |  | 2008-01-20 19:00 |  | Nebulizers; Heated | 18457 | 2M-81-31 | TRAVENOL LABORATORIES INC HOSPITAL PRODUCTS DIV | 2000 | Purchased
CHRISTIANA |  | Dover Pediatrics | 0 | NONE | DE |  | 2003-02-05 19:00 |  | Scales; Patient; Floor | 34463 | 339 | DETECTO SCALE CO DIV CARDINAL SCALE MFG CO | 1500 | Purchased
CHRISTIANA |  | Springside Connor Building | 0 | NONE | DE |  | 2003-02-05 19:00 |  | Scales; Patient; Floor | 54498 | 339 | DETECTO SCALE CO DIV CARDINAL SCALE MFG CO | 1500 | Purchased
CHRISTIANA |  | HOSPITAL-CH | 0 | A051667 | DE |  | 2005-11-13 19:00 |  | Radiofrequency Generators | 37747 | Rita Electrosurgical Radiofrequency Gene 1500X | RITA MEDICAL SYSTEMS INC | 2199.99 | Purchased
CHRISTIANA |  | HOSPITAL-CH | 0 | B5353 | DE |  | 2013-01-29 19:00 |  | Bilirubinometers | 50627 | BiliChek | RESPIRONICS INC | 4622.75 | Purchased
CHRISTIANA |  | HOSPITAL-CH | 0 | 1664 | DE |  | 2001-01-13 19:00 |  | Bilirubinometers | 31294 | BiliChek | RESPIRONICS INC | 4622.75 | Purchased
CHRISTIANA |  | HOSPITAL-CH | 0 | 122772 | DE |  | 2006-03-28 19:00 |  | Positive Airway Pressure Units; Bi-Level | 38319 | 582059 Vision | Philips Respironics Inc | 8500
CHRISTIANA |  | HOSPITAL-CH | 0 | 125041 | DE |  | 2006-10-23 20:00 |  | Positive Airway Pressure Units; Bi-Level | 39318 | 582059 Vision | Philips Respironics Inc | 8500
CHRISTIANA |  | HOSPITAL-CH | 0 | 109108 | DE |  | 2002-09-21 20:00 |  | Positive Airway Pressure Units; Bi-Level | 33648 | 582059 Vision | Philips Respironics Inc | 8500 | Purchased
CHRISTIANA |  | HOSPITAL-CH | 0 | 136109 | DE |  | 2008-11-10 19:00 |  | Positive Airway Pressure Units; Bi-Level | 42186 | 582059 Vision | Philips Respironics Inc | 8500 | Purchased
CHRISTIANA |  | HOSPITAL-CH | 0 | 125050 | DE |  | 2006-10-23 20:00 |  | Positive Airway Pressure Units; Bi-Level | 39317 | 582059 Vision | Philips Respironics Inc | 8500 | Purchased
CHRISTIANA |  | HOSPITAL-CH | 0 | 125064 | DE |  | 2006-10-23 20:00 |  | Positive Airway Pressure Units; Bi-Level | 39319 | 582059 Vision | Philips Respironics Inc | 8500 | Purchased
CHRISTIANA |  | HOSPITAL-CH | 0 | 110093 | DE |  | 2003-04-22 20:00 |  | Positive Airway Pressure Units; Bi-Level | 34634 | 582059 Vision | Philips Respironics Inc | 8500
CHRISTIANA |  | HOSPITAL-CH | 0 | 111059 | DE |  | 2004-03-02 19:00 |  | Positive Airway Pressure Units; Bi-Level | 35454 | 582059 Vision | Philips Respironics Inc | 8500 | Purchased
CHRISTIANA |  | HOSPITAL-CH | 0 | 128895 | DE |  | 2007-09-04 20:00 |  | Positive Airway Pressure Units; Bi-Level | 40329 | 582059 Vision | Philips Respironics Inc | 8500
CHRISTIANA |  | HOSPITAL-CH | 0 | 128958 | DE |  | 2007-09-04 20:00 |  | Positive Airway Pressure Units; Bi-Level | 40331 | 582059 Vision | Philips Respironics Inc | 8500
CHRISTIANA |  | HOSPITAL-CH | 0 | 101382 | DE |  | 1999-10-27 20:00 |  | Positive Airway Pressure Units; Bi-Level | 29314 | 582059 Vision | Philips Respironics Inc | 8500
CHRISTIANA |  | HOSPITAL-CH | 0 | 102421 | DE |  | 1999-10-27 20:00 |  | Positive Airway Pressure Units; Bi-Level | 28767 | 582059 Vision | Philips Respironics Inc | 8500
CHRISTIANA |  | HOSPITAL-CH | 0 | 101457 | DE |  | 1999-02-21 19:00 |  | Positive Airway Pressure Units; Bi-Level | 28448 | 582059 Vision | Philips Respironics Inc | 8500 | Purchased
CHRISTIANA |  | HOSPITAL-CH | 0 | 113028 | DE |  | 2004-02-28 19:00 |  | Positive Airway Pressure Units; Bi-Level | 35453 | 582059 Vision | Philips Respironics Inc | 8500
CHRISTIANA |  | HOSPITAL-CH | 0 | 106306 | DE |  | 2001-10-03 20:00 |  | Positive Airway Pressure Units; Bi-Level | 31944 | 582059 Vision | Philips Respironics Inc | 8500 | Purchased
CHRISTIANA |  | HOSPITAL-CH | 0 | 116444 | DE |  | 2004-12-27 19:00 |  | Positive Airway Pressure Units; Bi-Level | 36834 | 582059 Vision | Philips Respironics Inc | 8500
CHRISTIANA |  | HOSPITAL-CH | 0 | 116689 | DE |  | 2004-12-27 19:00 |  | Positive Airway Pressure Units; Bi-Level | 36835 | 582059 Vision | Philips Respironics Inc | 8500
CHRISTIANA |  | HOSPITAL-CH | 0 | 109176 | DE |  | 2003-05-14 20:00 |  | Positive Airway Pressure Units; Bi-Level | 34632 | 582059 Vision | Philips Respironics Inc | 8500
CHRISTIANA |  | HOSPITAL-CH | 0 | 122765 | DE |  | 2006-03-28 19:00 |  | Positive Airway Pressure Units; Bi-Level | 38317 | 582059 Vision | Philips Respironics Inc | 8500 | Purchased
CHRISTIANA |  | HOSPITAL-CH | 0 | 116348 | DE |  | 2005-01-01 19:00 |  | Positive Airway Pressure Units; Bi-Level | 36919 | 582059 Vision | Philips Respironics Inc | 8500 | Purchased
CHRISTIANA |  | HOSPITAL-CH | 0 | 106158 | DE |  | 2002-01-27 19:00 |  | Positive Airway Pressure Units; Bi-Level | 32168 | 582059 Vision | Philips Respironics Inc | 8500 | Purchased
CHRISTIANA |  | HOSPITAL-CH | 0 | 7006314 | DE |  |  |  | Light Sources | 20237 | 700 | DAVIS & GECK SUB AMERICAN HOME PRODUCTS CORP | 2000
CHRISTIANA |  | MAP II | 0 | 125-33718 | DE |  | 2015-05-10 20:00 |  | Oximeters; Pulse | 57441 | Novametrix Handheld Pulse Oximeter 512 | Dixtal Medical Inc | 850 | Purchased
CHRISTIANA |  | HOSPITAL-CH | 0 | 125-25189MN | DE |  | 2014-07-31 20:00 |  | Oximeters; Pulse | 81034 | Novametrix Handheld Pulse Oximeter 512 | Dixtal Medical Inc | 850 | Purchased
CHRISTIANA |  | HOSPITAL-CH | 0 | 125-33368 | DE |  | 2010-12-14 19:00 |  | Oximeters; Pulse | 46861 | Novametrix Handheld Pulse Oximeter 512 | Dixtal Medical Inc | 850 | Purchased
CHRISTIANA |  | HOSPITAL-CH | 0 | 2129310000000000 | DE |  | 2013-04-01 20:00 |  | Electrical Conductivity Meters; Dialysate | 49436 | Dialysis Reference Meter HDM99XP | IBP | 5000
CHRISTIANA |  | HOSPITAL-CH | 0 | 12660077 | DE |  |  |  | Electrical Multimeters | 49505 | 77IV Digital Multimeter | FLUKE BIOMEDICAL CORP | 5000
CHRISTIANA |  | HOSPITAL-CH | 0 | 4208P188028 | DE |  | 2014-07-16 20:00 |  | Exercisers; Leg/Ankle | 51436 | 5315A001-97 | CYBEX INTERNATIONAL INC | 7500
CHRISTIANA |  | Springside Connor Building | 0 | 531597S26276 | DE |  | 2011-08-22 20:00 |  | Exercisers | 47881 | 5315A001-97 | CYBEX INTERNATIONAL INC | 7500 | Purchased
CHRISTIANA |  | HOSPITAL-WH | 0 | 1A32-7NPM-M | DE |  | 2019-03-29 06:27 |  | Data Management Systems; Patient | 45748 | RP5800-866023 PIICIX PC | PHILIPS MEDICAL SYSTEMS CARDIAC & MONITORING SYSTEMS DIV | 0
CHRISTIANA |  | HOSPITAL-WH | 0 | 5H5C-3LL6-8 | DE |  | 2019-03-29 06:27 |  | Data Management Systems; Patient | 45753 | RP5800-866023 PIICIX PC | PHILIPS MEDICAL SYSTEMS CARDIAC & MONITORING SYSTEMS DIV | 0
CHRISTIANA |  | HOSPITAL-WH | 0 | 3M42-OLJ3-Z | DE |  | 2019-03-29 06:27 |  | Data Management Systems; Patient | 53611 | RP5800-866023 PIICIX PC | PHILIPS MEDICAL SYSTEMS CARDIAC & MONITORING SYSTEMS DIV | 0
CHRISTIANA |  | HOSPITAL-WH | 0 | 410F-3EH3-T | DE |  | 2019-03-29 06:27 |  | Data Management Systems; Patient | 45750 | RP5800-866023 PIICIX PC | PHILIPS MEDICAL SYSTEMS CARDIAC & MONITORING SYSTEMS DIV | 0
CHRISTIANA |  | HOSPITAL-WH | 0 | 0K7W-5KGZ-3 | DE |  | 2019-03-29 06:27 |  | Data Management Systems; Patient | 50365 | RP5800-866023 PIICIX PC | PHILIPS MEDICAL SYSTEMS CARDIAC & MONITORING SYSTEMS DIV | 0
CHRISTIANA |  | HOSPITAL-WH | 0 | 5C4A-12JD-5 | DE |  | 2019-03-29 06:27 |  | Data Management Systems; Patient | 52493 | RP5800-866023 PIICIX PC | PHILIPS MEDICAL SYSTEMS CARDIAC & MONITORING SYSTEMS DIV | 0
CHRISTIANA |  | HOSPITAL-WH | 0 | 6V0K-60JV-9 | DE |  | 2019-03-29 06:27 |  | Data Management Systems; Patient | 45751 | RP5800-866023 PIICIX PC | PHILIPS MEDICAL SYSTEMS CARDIAC & MONITORING SYSTEMS DIV | 0
CHRISTIANA |  | HOSPITAL-WH | 0 | 524B-7GN2-P | DE |  | 2019-03-29 06:27 |  | Data Management Systems; Patient | 50367 | RP5800-866023 PIICIX PC | PHILIPS MEDICAL SYSTEMS CARDIAC & MONITORING SYSTEMS DIV | 0
CHRISTIANA |  | HOSPITAL-WH | 0 | 466W-6MXZ-D | DE |  | 2019-03-29 06:27 |  | Data Management Systems; Patient | 45755 | RP5800-866023 PIICIX PC | PHILIPS MEDICAL SYSTEMS CARDIAC & MONITORING SYSTEMS DIV | 0
CHRISTIANA |  | HOSPITAL-WH | 0 | 4U50-72P0-K | DE |  | 2019-03-29 06:27 |  | Data Management Systems; Patient | 45754 | RP5800-866023 PIICIX PC | PHILIPS MEDICAL SYSTEMS CARDIAC & MONITORING SYSTEMS DIV | 0
CHRISTIANA |  | HOSPITAL-WH | 0 | 203N-6VGP-5 | DE |  | 2019-03-29 06:27 |  | Data Management Systems; Patient | 45749 | RP5800-866023 PIICIX PC | PHILIPS MEDICAL SYSTEMS CARDIAC & MONITORING SYSTEMS DIV | 0
CHRISTIANA |  | HOSPITAL-WH | 0 | 5Z1W-22HW-C | DE |  | 2019-03-29 06:27 |  | Data Management Systems; Patient | 50366 | RP5800-866023 PIICIX PC | PHILIPS MEDICAL SYSTEMS CARDIAC & MONITORING SYSTEMS DIV | 0
CHRISTIANA |  | HOSPITAL-WH | 0 | 7D58-58M8-H | DE |  | 2019-03-29 06:27 |  | Data Management Systems; Patient | 53612 | RP5800-866023 PIICIX PC | PHILIPS MEDICAL SYSTEMS CARDIAC & MONITORING SYSTEMS DIV | 0
CHRISTIANA |  | HOSPITAL-CH | 0 | UA3162JVJ | DE |  | 2012-03-25 20:00 |  | Data Management Systems; Patient | 51510 | RP5800-866023 PIICIX PC | PHILIPS MEDICAL SYSTEMS CARDIAC & MONITORING SYSTEMS DIV | 25000
CHRISTIANA |  | HOSPITAL-CH | 0 | UA3162JTW | DE |  | 2012-03-25 20:00 |  | Data Management Systems; Patient | 51512 | RP5800-866023 PIICIX PC | PHILIPS MEDICAL SYSTEMS CARDIAC & MONITORING SYSTEMS DIV | 25000
CHRISTIANA |  | HOSPITAL-CH | 0 | UA3150HZH | DE |  | 2012-03-25 20:00 |  | Data Management Systems; Patient | 51511 | RP5800-866023 PIICIX PC | PHILIPS MEDICAL SYSTEMS CARDIAC & MONITORING SYSTEMS DIV | 25000
CHRISTIANA |  | HOSPITAL-WH | 0 | 2UA31902J0 | DE |  | 2019-03-29 06:27 |  | Data Management Systems; Patient | 53613 | RP5800-866023 PIICIX PC | PHILIPS MEDICAL SYSTEMS CARDIAC & MONITORING SYSTEMS DIV | 0
CHRISTIANA |  | HOSPITAL-WH | 0 | 2UA31902RP | DE |  | 2014-06-30 20:00 |  | Data Management Systems; Patient | 52494 | RP5800-866023 PIICIX PC | PHILIPS MEDICAL SYSTEMS CARDIAC & MONITORING SYSTEMS DIV | 0
CHRISTIANA |  | HOSPITAL-CH | 0 | UA31902S0 | DE |  | 2013-06-29 20:00 |  | Data Management Systems; Patient | 52319 | RP5800-866023 PIICIX PC | PHILIPS MEDICAL SYSTEMS CARDIAC & MONITORING SYSTEMS DIV | 25000
CHRISTIANA |  | HOSPITAL-CH | 0 | UA31902VV | DE |  | 2013-07-06 20:00 |  | Data Management Systems; Patient | 52318 | RP5800-866023 PIICIX PC | PHILIPS MEDICAL SYSTEMS CARDIAC & MONITORING SYSTEMS DIV | 25000
CHRISTIANA |  | HOSPITAL-CH | 0 | UA31902TW | DE |  | 2013-07-06 20:00 |  | Data Management Systems; Patient | 52316 | RP5800-866023 PIICIX PC | PHILIPS MEDICAL SYSTEMS CARDIAC & MONITORING SYSTEMS DIV | 25000
CHRISTIANA |  | HOSPITAL-CH | 0 | 2UA4330ZS1 | DE |  | 2015-04-30 20:00 |  | Data Management Systems; Patient | 54856 | RP5800-866023 PIICIX PC | PHILIPS MEDICAL SYSTEMS CARDIAC & MONITORING SYSTEMS DIV | 25000
CHRISTIANA |  | CH-SURGI | 0 | 2UA4320DX4 | DE |  | 2014-10-01 20:00 |  | Data Management Systems; Patient | 54730 | RP5800-866023 PIICIX PC | PHILIPS MEDICAL SYSTEMS CARDIAC & MONITORING SYSTEMS DIV | 25000
CHRISTIANA |  | HOSPITAL-CH | 0 | UA31902X5 | DE |  | 2013-06-29 20:00 |  | Data Management Systems; Patient | 52317 | RP5800-866023 PIICIX PC | PHILIPS MEDICAL SYSTEMS CARDIAC & MONITORING SYSTEMS DIV | 25000
CHRISTIANA |  | HOSPITAL-CH | 0 | 214835 | DE |  | 2012-07-29 20:00 |  | Analyzers; Laboratory; Immunoassay; Photometric; ELISA | 49308 | BIO-TEK Absorbance Microplate Reader ELx800 | BIOTEK INC | 75000 | Purchased
CHRISTIANA |  | WH SURGI | 0 | 5080097-09 | DE |  | 2005-09-28 20:00 |  | Light Sources | 37251 | PHOTON Illumination System PHOTON-2X | SYNERGETICS INC | 9900 | Purchased
CHRISTIANA |  | Smyrna Health & Wellness Center | 0 | NONE | DE |  | 2018-02-21 19:00 |  | Lights; Examination | 65413 | Ritter 250 LED Exam Light 250-002 | MIDMARK CORP | 800
CHRISTIANA |  | HOSPITAL-WH | 0 | 480-02343 | DE |  | 1999-04-13 20:00 |  | Exercisers; Continuous Passive Motion; Lower Limb; Knee | 28679 | Continuous Passive Motion (CPM) system 480 | ORTHOREHAB AN OTTO BOCK CO GROUP | 3650 | Purchased
CHRISTIANA |  | HOSPITAL-WH | 0 | 480-02562 | DE |  | 1999-05-15 20:00 |  | Exercisers; Continuous Passive Motion; Lower Limb; Knee | 28835 | Continuous Passive Motion (CPM) system 480 | ORTHOREHAB AN OTTO BOCK CO GROUP | 3650
CHRISTIANA |  | MAP II | 0 | 18344966 | DE |  | 2019-03-29 06:27 |  | Printers | 67646 | FLOWSTAR NS - U2-1 | LABORIE MEDICAL TECHNOLOGIES CORP. | 4250
CHRISTIANA |  | HOSPITAL-WH | 0 | 4953170000000 | DE |  | 2018-06-20 20:00 |  | Light Sources; Fiberoptic | 60925 | CLH-250 | OLYMPUS AMERICA INC | 1900 | Purchased
CHRISTIANA |  | HOSPITAL-CH | 0 | ZS778244-P | DE |  | 2018-06-12 20:00 |  | Image Processors; Video; Endoscopy | 67620 | TC301 IMAGE 1S X LINK | KARL STORZ ENDOSCOPY AMERICA; INC. | 7500 | Purchased
CHRISTIANA |  | HOSPITAL-CH | 0 | 156696 | DE |  | 2018-10-14 20:00 |  | Automation Systems; Medication Dispensing; Clinical Pharmacy | ID69100 | One-Cell | Omnicell Inc | 75000 | Purchased
CHRISTIANA |  | CANCER CENTER | 0 | LN0112038 | DE |  | 2003-01-30 19:00 |  | Lights; Examination | 34434 | 2401M | GETINGE/CASTLE INC | 1500 | Purchased
CHRISTIANA |  | HCCC | 0 | NONE | DE |  | 2013-07-28 20:00 |  | Exercisers | 45407 | WEIGHT MACHINE | KING FITNESS | 0
CHRISTIANA |  | HOSPITAL-CH | 0 | D4 OR LIGHT | DE |  | 2006-09-24 20:00 |  | Lights; Surgical; Ceiling-Mounted | D4 OR LIGHT | STELLAR | Skytron Div The KMW Group | 9999.99
CHRISTIANA |  | HOSPITAL-CH | 0 | D1 OR LIGHT | DE |  | 2006-09-24 20:00 |  | Lights; Surgical; Ceiling-Mounted | D1 OR LIGHT | STELLAR | Skytron Div The KMW Group | 9999.99
CHRISTIANA |  | HOSPITAL-CH | 0 | D5 OR LIGHT | DE |  | 2006-09-24 20:00 |  | Lights; Surgical; Ceiling-Mounted | D5 OR LIGHT | STELLAR | Skytron Div The KMW Group | 9999.99
CHRISTIANA |  | HOSPITAL-CH | 0 | D3 OR LIGHT | DE |  | 2006-03-05 19:00 |  | Lights; Surgical; Ceiling-Mounted | D3 OR LIGHT | STELLAR | Skytron Div The KMW Group | 9999.99
CHRISTIANA |  | HOSPITAL-CH | 0 | D2 OR LIGHT | DE |  | 2006-03-05 19:00 |  | Lights; Surgical; Ceiling-Mounted | D2 OR LIGHT | STELLAR | Skytron Div The KMW Group | 9999.99
CHRISTIANA |  | HOSPITAL-CH | 0 | EP2 EP LIGHT | DE |  | 2007-05-06 20:00 |  | Lights; Surgical; Ceiling-Mounted | EP2 EP LIGHT | STELLAR | Skytron Div The KMW Group | 25000 | Purchased
CHRISTIANA |  | HOSPITAL-CH | 0 | D6 OR LIGHT | DE |  | 2006-03-05 19:00 |  | Lights; Surgical; Ceiling-Mounted | D6 OR LIGHT | STELLAR | Skytron Div The KMW Group | 9999.99
CHRISTIANA |  | HOSPITAL-CH | 0 | EP1 EP LIGHT | DE |  | 2007-05-06 20:00 |  | Lights; Surgical; Ceiling-Mounted | EP1 EP LIGHT | STELLAR | Skytron Div The KMW Group | 9744 | Purchased
CHRISTIANA |  | HOSPITAL-CH | 0 | 10119 | DE |  | 2002-03-31 19:00 |  | Warming Units; Patient; Conductive Layer; Infant | 33122 | Olympic Warm-Lamp 45 | OLYMPIC MEDICAL CORP A NATUS MEDICAL CO | 1884.5 | Purchased
CHRISTIANA |  | HOSPITAL-CH | 0 | V97097 | DE |  | 2006-01-25 19:00 |  | Tables; Examination/Treatment; Adjustable | 46110 | 22-008-202-4 | RITTER-MIDWEST DIV SYBRON CORP | 2000 | Purchased
CHRISTIANA |  | HOSPITAL-CH | 0 | 970H0002314 | DE |  | 1999-08-29 20:00 |  | Physiologic Monitor Modules; Noninvasive Blood Pressure | 29198 | 117300 | GE MEDICAL SYSTEMS | 375 | Purchased
CHRISTIANA |  | HOSPITAL-CH | 0 | 990H0013036 | DE |  | 1999-08-29 20:00 |  | Physiologic Monitor Modules; Noninvasive Blood Pressure | 29208 | 117300 | GE MEDICAL SYSTEMS | 375 | Purchased
CHRISTIANA |  | HOSPITAL-CH | 0 | 990H0013112 | DE |  | 1999-08-29 20:00 |  | Physiologic Monitor Modules; Noninvasive Blood Pressure | 29188 | 117300 | GE MEDICAL SYSTEMS | 375 | Purchased
CHRISTIANA |  | HOSPITAL-CH | 0 | 980H0005472 | DE |  | 1999-08-29 20:00 |  | Physiologic Monitor Modules; Noninvasive Blood Pressure | 29179 | 117300 | GE MEDICAL SYSTEMS | 375 | Purchased
CHRISTIANA |  | HOSPITAL-CH | 0 | 980H0010881 | DE |  | 1999-08-29 20:00 |  | Physiologic Monitor Modules; Noninvasive Blood Pressure | 29183 | 117300 | GE MEDICAL SYSTEMS | 375 | Purchased
CHRISTIANA |  | HOSPITAL-CH | 0 | 980H0007665 | DE |  | 1999-08-29 20:00 |  | Physiologic Monitor Modules; Noninvasive Blood Pressure | 29174 | 117300 | GE MEDICAL SYSTEMS | 375 | Purchased
CHRISTIANA |  | HOSPITAL-CH | 0 | 990H0013076 | DE |  | 1999-08-29 20:00 |  | Physiologic Monitor Modules; Noninvasive Blood Pressure | 29203 | 117300 | GE MEDICAL SYSTEMS | 375 | Purchased
CHRISTIANA |  | HOSPITAL-CH | 0 | 990H0013104 | DE |  | 1999-08-29 20:00 |  | Physiologic Monitor Modules; Noninvasive Blood Pressure | 29193 | 117300 | GE MEDICAL SYSTEMS | 375 | Purchased
CHRISTIANA |  | HOSPITAL-CH | 0 | 3022A01491 | DE |  | 2008-01-20 19:00 |  | Physiologic Monitor Modules; Exhaled Carbon Dioxide | 18367 | M1016A | PHILIPS MEDICAL SYSTEMS CARDIAC & MONITORING SYSTEMS DIV | 2054 | Purchased
CHRISTIANA |  | HOSPITAL-CH | 0 | 3523A09314 | DE |  | 1996-03-02 19:00 |  | Physiologic Monitor Modules; Exhaled Carbon Dioxide | 23824 | M1016A | PHILIPS MEDICAL SYSTEMS CARDIAC & MONITORING SYSTEMS DIV | 3000 | Purchased
CHRISTIANA |  | HOSPITAL-CH | 0 | 3739A11586 | DE |  | 2008-01-20 19:00 |  | Physiologic Monitor Modules; Exhaled Carbon Dioxide | 26827 | M1016A | PHILIPS MEDICAL SYSTEMS CARDIAC & MONITORING SYSTEMS DIV | 3000 | Purchased
CHRISTIANA |  | HOSPITAL-CH | 0 | 3523A09198 | DE |  | 1995-10-16 20:00 |  | Physiologic Monitor Modules; Exhaled Carbon Dioxide | 23711 | M1016A | PHILIPS MEDICAL SYSTEMS CARDIAC & MONITORING SYSTEMS DIV | 3000
CHRISTIANA |  | HOSPITAL-CH | 0 | 3739A11608 | DE |  | 2008-01-20 19:00 |  | Physiologic Monitor Modules; Exhaled Carbon Dioxide | 26826 | M1016A | PHILIPS MEDICAL SYSTEMS CARDIAC & MONITORING SYSTEMS DIV | 3000
CHRISTIANA |  | CANCER CENTER | 0 | 7168 | DE |  | 2019-03-29 06:28 |  | Aspirators | 33268 | EasyGoVac Aspirator PM65 | PRECISION MEDICAL INC | 1500 | Purchased
CHRISTIANA |  | CONCORD M.O.B. | 0 | 3123 | PA |  | 2018-05-24 20:00 |  | Aspirators | 67361 | EasyGoVac Aspirator PM65 | PRECISION MEDICAL INC | 1500
CHRISTIANA |  | CANCER CENTER | 0 | R6843 | DE |  | 2009-03-13 20:00 |  | Scanning Systems; Magnetic Resonance Imaging | 42772 | SIGNA VIBRANT | GE MEDICAL SYSTEMS | 1328000 | Purchased
CHRISTIANA |  | HOSPITAL-CH | 0 | DA104525 | DE |  | 2007-04-28 20:00 |  | Monitors; Physiologic; Electrocardiography/Vital Signs | 39862 | Propaq Encore Vital Signs Monitor 202EL | CARDINAL | 9290 | Purchased
CHRISTIANA |  | HOSPITAL-CH | 0 | 4125010 | DE |  | 2019-03-29 06:28 |  | Monitors; Physiologic; Electrocardiography/Vital Signs | 36371 | Propaq Encore Vital Signs Monitor 202EL | CARDINAL | 9290 | Purchased
CHRISTIANA |  | HOSPITAL-WH | 0 | DA024331 | DE |  | 2003-07-15 20:00 |  | Monitors; Physiologic; Electrocardiography/Vital Signs | 34345 | Propaq Encore Vital Signs Monitor 202EL | CARDINAL | 7216.05
CHRISTIANA |  | HOSPITAL-WH | 0 | 1346012 | DE |  | 2001-12-16 19:00 |  | Monitors; Physiologic; Electrocardiography/Vital Signs | 32117 | Propaq Encore Vital Signs Monitor 202EL | CARDINAL | 9802.5
CHRISTIANA |  | HOSPITAL-CH | 0 | 13091322 | DE |  | 2018-12-10 19:00 |  | Infusion Pumps; Analgesic; Patient-Controlled | 107927 | 8120 ALARIS PUMP | ALARIS MEDICAL SYSTEMS INC SUB CARDINAL HEALTH INC | 1200 | Purchased
CHRISTIANA |  | HOSPITAL-CH | 0 | 12787855 | DE |  | 2018-12-10 19:00 |  | Infusion Pumps; Analgesic; Patient-Controlled | 69737 | 8120 ALARIS PUMP | ALARIS MEDICAL SYSTEMS INC SUB CARDINAL HEALTH INC | 1200 | Purchased
CHRISTIANA |  | HOSPITAL-CH | 0 | 12556866 | DE |  | 2018-12-10 19:00 |  | Infusion Pumps; Analgesic; Patient-Controlled | 109009 | 8120 ALARIS PUMP | ALARIS MEDICAL SYSTEMS INC SUB CARDINAL HEALTH INC | 1200 | Purchased
CHRISTIANA |  | HOSPITAL-CH | 0 | 12872575 | DE |  | 2018-12-10 19:00 |  | Infusion Pumps; Analgesic; Patient-Controlled | T0100 | 8120 ALARIS PUMP | ALARIS MEDICAL SYSTEMS INC SUB CARDINAL HEALTH INC | 1200 | Purchased
CHRISTIANA |  | HOSPITAL-CH | 0 | 12508516 | DE |  | 2018-12-10 19:00 |  | Infusion Pumps; Analgesic; Patient-Controlled | 51488 | 8120 ALARIS PUMP | ALARIS MEDICAL SYSTEMS INC SUB CARDINAL HEALTH INC | 1200 | Purchased
CHRISTIANA |  | HOSPITAL-CH | 0 | 12424402 | DE |  | 2018-12-10 19:00 |  | Infusion Pumps; Analgesic; Patient-Controlled | 107065 | 8120 ALARIS PUMP | ALARIS MEDICAL SYSTEMS INC SUB CARDINAL HEALTH INC | 1200 | Purchased
CHRISTIANA |  | HOSPITAL-CH | 0 | 12872742 | DE |  | 2018-12-10 19:00 |  | Infusion Pumps; Analgesic; Patient-Controlled | 68252 | 8120 ALARIS PUMP | ALARIS MEDICAL SYSTEMS INC SUB CARDINAL HEALTH INC | 1200 | Purchased
CHRISTIANA |  | HOSPITAL-CH | 0 | 12508887 | DE |  | 2018-12-10 19:00 |  | Infusion Pumps; Analgesic; Patient-Controlled | 107204 | 8120 ALARIS PUMP | ALARIS MEDICAL SYSTEMS INC SUB CARDINAL HEALTH INC | 1200 | Purchased
CHRISTIANA |  | HOSPITAL-CH | 0 | 13091389 | DE |  | 2018-12-10 19:00 |  | Infusion Pumps; Analgesic; Patient-Controlled | 69477 | 8120 ALARIS PUMP | ALARIS MEDICAL SYSTEMS INC SUB CARDINAL HEALTH INC | 1200 | Purchased
CHRISTIANA |  | HOSPITAL-CH | 0 | 12424933 | DE |  | 2018-12-10 19:00 |  | Infusion Pumps; Analgesic; Patient-Controlled | 69903 | 8120 ALARIS PUMP | ALARIS MEDICAL SYSTEMS INC SUB CARDINAL HEALTH INC | 1200 | Purchased
CHRISTIANA |  | HOSPITAL-CH | 0 | 12362741 | DE |  | 2018-12-10 19:00 |  | Infusion Pumps; Analgesic; Patient-Controlled | 69764 | 8120 ALARIS PUMP | ALARIS MEDICAL SYSTEMS INC SUB CARDINAL HEALTH INC | 1200 | Purchased
CHRISTIANA |  | HOSPITAL-CH | 0 | 12424272 | DE |  | 2018-12-10 19:00 |  | Infusion Pumps; Analgesic; Patient-Controlled | 69398 | 8120 ALARIS PUMP | ALARIS MEDICAL SYSTEMS INC SUB CARDINAL HEALTH INC | 1200 | Purchased
CHRISTIANA |  | HOSPITAL-CH | 0 | 12873259 | DE |  | 2018-12-10 19:00 |  | Infusion Pumps; Analgesic; Patient-Controlled | 69896 | 8120 ALARIS PUMP | ALARIS MEDICAL SYSTEMS INC SUB CARDINAL HEALTH INC | 1200 | Purchased
CHRISTIANA |  | HOSPITAL-CH | 0 | 12561375 | DE |  | 2018-12-10 19:00 |  | Infusion Pumps; Analgesic; Patient-Controlled | 70842 | 8120 ALARIS PUMP | ALARIS MEDICAL SYSTEMS INC SUB CARDINAL HEALTH INC | 1200 | Purchased
CHRISTIANA |  | HOSPITAL-CH | 0 | 12424856 | DE |  | 2018-12-10 19:00 |  | Infusion Pumps; Analgesic; Patient-Controlled | 107365 | 8120 ALARIS PUMP | ALARIS MEDICAL SYSTEMS INC SUB CARDINAL HEALTH INC | 1200 | Purchased
CHRISTIANA |  | HOSPITAL-CH | 0 | 12872598 | DE |  | 2018-12-10 19:00 |  | Infusion Pumps; Analgesic; Patient-Controlled | 107206 | 8120 ALARIS PUMP | ALARIS MEDICAL SYSTEMS INC SUB CARDINAL HEALTH INC | 1200 | Purchased
CHRISTIANA |  | HOSPITAL-CH | 0 | 12424853 | DE |  | 2018-12-10 19:00 |  | Infusion Pumps; Analgesic; Patient-Controlled | 71164 | 8120 ALARIS PUMP | ALARIS MEDICAL SYSTEMS INC SUB CARDINAL HEALTH INC | 1200 | Purchased
CHRISTIANA |  | HOSPITAL-CH | 0 | 12693558 | DE |  | 2018-12-10 19:00 |  | Infusion Pumps; Analgesic; Patient-Controlled | 107493 | 8120 ALARIS PUMP | ALARIS MEDICAL SYSTEMS INC SUB CARDINAL HEALTH INC | 1200 | Purchased
CHRISTIANA |  | HOSPITAL-CH | 0 | 12337585 | DE |  | 2018-12-10 19:00 |  | Infusion Pumps; Analgesic; Patient-Controlled | 69136 | 8120 ALARIS PUMP | ALARIS MEDICAL SYSTEMS INC SUB CARDINAL HEALTH INC | 1200 | Purchased
CHRISTIANA |  | HOSPITAL-CH | 0 | 12779587 | DE |  | 2018-12-10 19:00 |  | Infusion Pumps; Analgesic; Patient-Controlled | 70901 | 8120 ALARIS PUMP | ALARIS MEDICAL SYSTEMS INC SUB CARDINAL HEALTH INC | 1200 | Purchased
CHRISTIANA |  | HOSPITAL-CH | 0 | 12424275 | DE |  | 2018-12-10 19:00 |  | Infusion Pumps; Analgesic; Patient-Controlled | 70004 | 8120 ALARIS PUMP | ALARIS MEDICAL SYSTEMS INC SUB CARDINAL HEALTH INC | 1200 | Purchased
CHRISTIANA |  | HOSPITAL-CH | 0 | 12476564 | DE |  | 2018-12-10 19:00 |  | Infusion Pumps; Analgesic; Patient-Controlled | 109008 | 8120 ALARIS PUMP | ALARIS MEDICAL SYSTEMS INC SUB CARDINAL HEALTH INC | 1200 | Purchased
CHRISTIANA |  | HOSPITAL-CH | 0 | 9909099 | DE |  | 2018-12-10 19:00 |  | Infusion Pumps; Analgesic; Patient-Controlled | 115329 | 8120 ALARIS PUMP | ALARIS MEDICAL SYSTEMS INC SUB CARDINAL HEALTH INC | 1200 | Purchased
CHRISTIANA |  | HOSPITAL-CH | 0 | 12337706 | DE |  | 2018-12-10 19:00 |  | Infusion Pumps; Analgesic; Patient-Controlled | 109588 | 8120 ALARIS PUMP | ALARIS MEDICAL SYSTEMS INC SUB CARDINAL HEALTH INC | 1200 | Purchased
CHRISTIANA |  | HOSPITAL-CH | 0 | 12693529 | DE |  | 2018-12-10 19:00 |  | Infusion Pumps; Analgesic; Patient-Controlled | 71122 | 8120 ALARIS PUMP | ALARIS MEDICAL SYSTEMS INC SUB CARDINAL HEALTH INC | 1200 | Purchased
CHRISTIANA |  | HOSPITAL-CH | 0 | 12395360 | DE |  | 2018-12-10 19:00 |  | Infusion Pumps; Analgesic; Patient-Controlled | 107207 | 8120 ALARIS PUMP | ALARIS MEDICAL SYSTEMS INC SUB CARDINAL HEALTH INC | 1200 | Purchased
CHRISTIANA |  | HOSPITAL-CH | 0 | NONE | DE |  | 2008-09-07 20:00 |  | Respirators; Air-Purifying; Respirators; Air-Purifying; Particulate/Gas/Vapor | 54674 | 231-01-301 Air-Mate™ Belt-Mounted High Efficiency Powered Air Purifying Respirator(PAPR) | 3M Occupational Health & Environmental Safety Div | 325 | Purchased
CHRISTIANA |  | HOSPITAL-CH | 0 | 747239 | DE |  | 2008-09-07 20:00 |  | Respirators; Air-Purifying; Respirators; Air-Purifying; Particulate/Gas/Vapor | 57403 | 231-01-301 Air-Mate™ Belt-Mounted High Efficiency Powered Air Purifying Respirator(PAPR) | 3M Occupational Health & Environmental Safety Div | 325 | Purchased
CHRISTIANA |  | HOSPITAL-CH | 0 | 821414SR | DE |  | 2015-02-10 19:00 |  | Respirators; Air-Purifying; Respirators; Air-Purifying; Particulate/Gas/Vapor | 57370 | 231-01-301 Air-Mate™ Belt-Mounted High Efficiency Powered Air Purifying Respirator(PAPR) | 3M Occupational Health & Environmental Safety Div | 449 | Purchased
CHRISTIANA |  | 11 Reads Way | 0 | 10-xlc-0204d | DE |  | 2016-07-11 20:00 |  | Exercisers; Aerobic; Elliptical Motion | 62261 | Commercial Elliptical LC900 | TRUE FITNESS | 7500
CHRISTIANA |  | 11 Reads Way | 0 | 10-XLC0204D | DE |  | 2013-05-08 20:00 |  | Exercisers; Aerobic; Elliptical Motion | 51902 | Commercial Elliptical LC900 | TRUE FITNESS | 7500
CHRISTIANA |  | HOSPITAL-WH | 0 | NONE | DE |  | 2017-08-31 20:00 |  | Scales; Patient; Bedside; Sling | 60816 | FG 821-HD | SR INSTRUMENTS INC | 1500
CHRISTIANA |  | HOSPITAL-WH | 0 | NONE | DE |  | 2002-08-05 20:00 |  | Analyzers; Laboratory; Clinical Chemistry; Automated; Discrete | 33334 | VITROS 250 | ORTHO DIAGNOSTIC SYSTEMS INC A JOHNSON & JOHNSON CO | 90000 | Purchased
CHRISTIANA |  | HOSPITAL-WH | 0 | 25014587 | DE |  | 2001-08-23 20:00 |  | Analyzers; Laboratory; Clinical Chemistry; Automated; Discrete | 31556 | VITROS 250 | ORTHO DIAGNOSTIC SYSTEMS INC A JOHNSON & JOHNSON CO | 25000 | Purchased
CHRISTIANA |  | WH SURGI | 0 | G01839756 | DE |  | 2001-10-10 20:00 |  | Oximeters; Pulse | 32064 | Covidien Nellcor NPB-40 | NELLCOR PURITAN BENNETT INC | 550 | Purchased
CHRISTIANA |  | WH SURGI | 0 | G01839594 | DE |  | 2001-10-10 20:00 |  | Oximeters; Pulse | 32062 | Covidien Nellcor NPB-40 | NELLCOR PURITAN BENNETT INC | 550 | Purchased
CHRISTIANA |  | WH SURGI | 0 | G99845654 | DE |  | 2000-04-06 20:00 |  | Oximeters; Pulse | 29722 | Covidien Nellcor NPB-40 | NELLCOR PURITAN BENNETT INC | 550 | Purchased
CHRISTIANA |  | HOSPITAL-WH | 0 | G01839595 | DE |  | 2001-10-10 20:00 |  | Oximeters; Pulse | 32063 | Covidien Nellcor NPB-40 | NELLCOR PURITAN BENNETT INC | 550 | Purchased
CHRISTIANA |  | WH SURGI | 0 | G01839598 | DE |  | 2001-10-10 20:00 |  | Oximeters; Pulse | 32065 | Covidien Nellcor NPB-40 | NELLCOR PURITAN BENNETT INC | 550 | Purchased
CHRISTIANA |  | HOSPITAL-CH | 0 | G03828611 | DE |  | 2004-01-15 19:00 |  | Oximeters; Pulse | 31950 | Covidien Nellcor NPB-40 | NELLCOR PURITAN BENNETT INC | 550 | Purchased
CHRISTIANA |  | WH SURGI | 0 | G99845578 | DE |  | 2000-04-06 20:00 |  | Oximeters; Pulse | 29721 | Covidien Nellcor NPB-40 | NELLCOR PURITAN BENNETT INC | 550 | Purchased
CHRISTIANA |  | WH SURGI | 0 | G00842445 | DE |  | 2004-11-11 19:00 |  | Oximeters; Pulse | 36663 | Covidien Nellcor NPB-40 | NELLCOR PURITAN BENNETT INC | 550 | Purchased
CHRISTIANA |  | WH SURGI | 0 | G01839711 | DE |  | 2001-10-10 20:00 |  | Oximeters; Pulse | 32061 | Covidien Nellcor NPB-40 | NELLCOR PURITAN BENNETT INC | 550 | Purchased
CHRISTIANA |  | WH SURGI | 0 | G00808550 | DE |  | 2004-11-11 19:00 |  | Oximeters; Pulse | 36662 | Covidien Nellcor NPB-40 | NELLCOR PURITAN BENNETT INC | 550 | Purchased
CHRISTIANA |  | HOSPITAL-WH | 0 | G02836458 | DE |  | 2002-06-25 20:00 |  | Oximeters; Pulse | 33531 | Covidien Nellcor NPB-40 | NELLCOR PURITAN BENNETT INC | 550 | Purchased
CHRISTIANA |  | HOSPITAL-CH | 0 | PEP014236P | DE |  | 2000-12-17 19:00 |  | Pacemakers; Cardiac; External; Invasive Electrode | 30692 | External Pacemaker 5348 | MEDTRONIC INC CARDIOVASCULAR SECTOR | 1200 | Purchased
CHRISTIANA |  | HOSPITAL-CH | 0 | PEP014215P | DE |  | 2019-04-26 07:07 |  | Pacemakers; Cardiac; External; Invasive Electrode | 30477 | External Pacemaker 5348 | MEDTRONIC INC CARDIOVASCULAR SECTOR | 1950 | Purchased
CHRISTIANA |  | HOSPITAL-CH | 0 | PEP014228P | DE |  | 2000-07-24 20:00 |  | Pacemakers; Cardiac; External; Invasive Electrode | 30476 | External Pacemaker 5348 | MEDTRONIC INC CARDIOVASCULAR SECTOR | 3000 | Purchased
CHRISTIANA |  | HOSPITAL-CH | 0 | PEP014216P | DE |  | 2000-07-24 20:00 |  | Pacemakers; Cardiac; External; Invasive Electrode | 30480 | External Pacemaker 5348 | MEDTRONIC INC CARDIOVASCULAR SECTOR | 1950
CHRISTIANA |  | HOSPITAL-CH | 0 | PEP014241P | DE |  | 2000-12-17 19:00 |  | Pacemakers; Cardiac; External; Invasive Electrode | 30691 | External Pacemaker 5348 | MEDTRONIC INC CARDIOVASCULAR SECTOR | 1200 | Purchased
CHRISTIANA |  | HOSPITAL-CH | 0 | PEP052651P | DE |  | 2009-12-14 19:00 |  | Pacemakers; Cardiac; External; Invasive Electrode | 42222 | External Pacemaker 5348 | MEDTRONIC INC CARDIOVASCULAR SECTOR | 3000
CHRISTIANA |  | Trailer Life Net | 0 | PEP004094P | DE |  | 2008-01-20 19:00 |  | Pacemakers; Cardiac; External; Invasive Electrode | 26131 | External Pacemaker 5348 | MEDTRONIC INC CARDIOVASCULAR SECTOR | 3000 | Purchased
CHRISTIANA |  | HOSPITAL-CH | 0 | PEP014234P | DE |  | 2000-07-24 20:00 |  | Pacemakers; Cardiac; External; Invasive Electrode | 30481 | External Pacemaker 5348 | MEDTRONIC INC CARDIOVASCULAR SECTOR | 1950
CHRISTIANA |  | HOSPITAL-CH | 0 | PEP014231P | DE |  | 2000-07-25 20:00 |  | Pacemakers; Cardiac; External; Invasive Electrode | 30488 | External Pacemaker 5348 | MEDTRONIC INC CARDIOVASCULAR SECTOR | 1950
CHRISTIANA |  | HOSPITAL-CH | 0 | PEP014214P | DE |  | 2000-07-24 20:00 |  | Pacemakers; Cardiac; External; Invasive Electrode | 30472 | External Pacemaker 5348 | MEDTRONIC INC CARDIOVASCULAR SECTOR | 1950
CHRISTIANA |  | HOSPITAL-CH | 0 | PEP014220P | DE |  | 2000-07-24 20:00 |  | Pacemakers; Cardiac; External; Invasive Electrode | 30474 | External Pacemaker 5348 | MEDTRONIC INC CARDIOVASCULAR SECTOR | 1950
CHRISTIANA |  | HOSPITAL-CH | 0 | PEP014232P | DE |  | 2000-07-24 20:00 |  | Pacemakers; Cardiac; External; Invasive Electrode | 30463 | External Pacemaker 5348 | MEDTRONIC INC CARDIOVASCULAR SECTOR | 3000
CHRISTIANA |  | HOSPITAL-CH | 0 | PEP014235P | DE |  | 2019-03-29 06:29 |  | Pacemakers; Cardiac; External; Invasive Electrode | 30489 | External Pacemaker 5348 | MEDTRONIC INC CARDIOVASCULAR SECTOR | 1950
CHRISTIANA |  | HOSPITAL-WH | 0 | PEP014240P | DE |  | 2019-03-29 06:29 |  | Pacemakers; Cardiac; External; Invasive Electrode | 30033 | External Pacemaker 5348 | MEDTRONIC INC CARDIOVASCULAR SECTOR | 3000 | Purchased
CHRISTIANA |  | HOSPITAL-CH | 0 | PEP014223P | DE |  |  |  | Pacemakers; Cardiac; External; Invasive Electrode | 30467 | External Pacemaker 5348 | MEDTRONIC INC CARDIOVASCULAR SECTOR | 1950
CHRISTIANA |  | HOSPITAL-CH | 0 | PEP014237P | DE |  | 2000-12-17 19:00 |  | Pacemakers; Cardiac; External; Invasive Electrode | 30693 | External Pacemaker 5348 | MEDTRONIC INC CARDIOVASCULAR SECTOR | 3000 | Purchased
CHRISTIANA |  | HOSPITAL-CH | 0 | PEP100215R | DE |  | 2009-09-29 20:00 |  | Pacemakers; Cardiac; External; Invasive Electrode | 46101 | External Pacemaker 5348 | MEDTRONIC INC CARDIOVASCULAR SECTOR | 2500
CHRISTIANA |  | HOSPITAL-CH | 0 | PEP006764P | DE |  | 2008-01-20 19:00 |  | Pacemakers; Cardiac; External; Invasive Electrode | 26425 | External Pacemaker 5348 | MEDTRONIC INC CARDIOVASCULAR SECTOR | 3000
CHRISTIANA |  | HOSPITAL-CH | 0 | PEP051504P | DE |  | 2009-02-17 19:00 |  | Pacemakers; Cardiac; External; Invasive Electrode | 42505 | External Pacemaker 5348 | MEDTRONIC INC CARDIOVASCULAR SECTOR | 2500
CHRISTIANA |  | HOSPITAL-CH | 0 | PEP051652P | DE |  | 2009-07-22 20:00 |  | Pacemakers; Cardiac; External; Invasive Electrode | 42975 | External Pacemaker 5348 | MEDTRONIC INC CARDIOVASCULAR SECTOR | 2500 | Purchased
CHRISTIANA |  | HOSPITAL-CH | 0 | PEP051503P | DE |  | 2009-02-17 19:00 |  | Pacemakers; Cardiac; External; Invasive Electrode | 42503 | External Pacemaker 5348 | MEDTRONIC INC CARDIOVASCULAR SECTOR | 2500
CHRISTIANA |  | HOSPITAL-CH | 0 | PEP051505P | DE |  | 2009-02-17 19:00 |  | Pacemakers; Cardiac; External; Invasive Electrode | 42504 | External Pacemaker 5348 | MEDTRONIC INC CARDIOVASCULAR SECTOR | 2500
CHRISTIANA |  | HOSPITAL-CH | 0 | 44604 | DE |  | 2004-09-19 20:00 |  | Mixers; Clinical Laboratory | 36290 | Vortex-Genie K-550-G | SCIENTIFIC INDUSTRIES INC | 750 | Purchased
CHRISTIANA |  | HOSPITAL-CH | 0 | GK10678 | DE |  | 1989-02-27 19:00 |  | Incubators; Infant; Mobile | 16829 | C68-2 | HILL-ROM AIR-SHIELDS A HILL-ROM CO | 13790
CHRISTIANA |  | HOSPITAL-CH | 0 | 14331-173 | DE |  | 2015-10-27 20:00 |  | Warming Units; Multipurpose | 61176 | Warmer 7939 | Sage Products Inc | 7500 | Purchased
CHRISTIANA |  | HOSPITAL-CH | 0 | 14259-292 | DE |  | 2015-08-17 20:00 |  | Warming Units; Multipurpose | 55100 | Warmer 7939 | Sage Products Inc | 7500 | Purchased
CHRISTIANA |  | HOSPITAL-WH | 0 | 17288-047 | DE |  | 2018-05-21 20:00 |  | Warming Units; Multipurpose | 60940 | Warmer 7939 | Sage Products Inc | 7500 | Purchased
CHRISTIANA |  | HOSPITAL-WH | 0 | 17351-011 | DE |  | 2018-07-10 20:00 |  | Warming Units; Multipurpose | 61011 | Warmer 7939 | Sage Products Inc | 7500 | Purchased
CHRISTIANA |  | HOSPITAL-CH | 0 | E0608-0024-065 | DE |  | 2008-10-10 20:00 |  | Microscopes; Light; Laboratory; Fluorescence | 40703 | 125614B | FISHER SCIENTIFIC | 3500 | Purchased
CHRISTIANA |  | HOSPITAL-CH | 0 | 11001206 | DE |  | 2011-11-21 19:00 |  | X-Ray Film Handling Equipment; Automatic; Daylight | 48461 | 9890-010-88151 | PHILIPS MEDICAL SYSTEMS NORTH AMERICA | 7000
CHRISTIANA |  | HOSPITAL-CH | 0 | E05624 | DE |  | 2007-07-18 20:00 |  | Ventilators; Transport | 40465 | LTV Series Ventilator 1200 | CareFusion Respiratory | 10500 | Purchased
CHRISTIANA |  | HOSPITAL-CH | 0 | E05607 | DE |  | 2007-07-18 20:00 |  | Ventilators; Transport | 40198 | LTV Series Ventilator 1200 | CareFusion Respiratory | 10500 | Purchased
CHRISTIANA |  | HOSPITAL-CH | 0 | E06692 | DE |  | 2007-07-18 20:00 |  | Ventilators; Transport | 40466 | LTV Series Ventilator 1200 | CareFusion Respiratory | 10500 | Purchased
CHRISTIANA |  | HOSPITAL-CH | 0 | E05575 | DE |  | 2007-07-18 20:00 |  | Ventilators; Transport | 40199 | LTV Series Ventilator 1200 | CareFusion Respiratory | 10500 | Purchased
CHRISTIANA |  | HOSPITAL-CH | 0 | E64628 | DE |  | 2013-03-10 20:00 |  | Ventilators; Transport | 51411 | LTV Series Ventilator 1200 | CareFusion Respiratory | 12000 | Purchased
CHRISTIANA |  | HOSPITAL-CH | 0 | E64633 | DE |  | 2013-03-10 20:00 |  | Ventilators; Transport | 51277 | LTV Series Ventilator 1200 | CareFusion Respiratory | 12000 | Purchased
CHRISTIANA |  | HOSPITAL-CH | 0 | E05675 | DE |  | 2007-07-18 20:00 |  | Ventilators; Transport | 40186 | LTV Series Ventilator 1200 | CareFusion Respiratory | 10500 | Purchased
CHRISTIANA |  | HOSPITAL-CH | 0 | E43088 | DE |  | 2010-08-19 20:00 |  | Ventilators; Transport | 47130 | LTV Series Ventilator 1200 | CareFusion Respiratory | 25000 | Purchased
CHRISTIANA |  | HOSPITAL-CH | 0 | E43508 | DE |  | 2010-08-19 20:00 |  | Ventilators; Transport | 47131 | LTV Series Ventilator 1200 | CareFusion Respiratory | 25000 | Purchased
CHRISTIANA |  | HOSPITAL-CH | 0 | E05685 | DE |  | 2007-07-18 20:00 |  | Ventilators; Transport | 40204 | LTV Series Ventilator 1200 | CareFusion Respiratory | 10500 | Purchased
CHRISTIANA |  | HOSPITAL-CH | 0 | E05510 | DE |  | 2007-07-18 20:00 |  | Ventilators; Transport | 40202 | LTV Series Ventilator 1200 | CareFusion Respiratory | 10500 | Purchased
CHRISTIANA |  | HOSPITAL-CH | 0 | E05551 | DE |  | 2007-07-18 20:00 |  | Ventilators; Transport | 40200 | LTV Series Ventilator 1200 | CareFusion Respiratory | 10500 | Purchased
CHRISTIANA |  | HOSPITAL-CH | 0 | E05754 | DE |  | 2007-07-18 20:00 |  | Ventilators; Transport | 40464 | LTV Series Ventilator 1200 | CareFusion Respiratory | 10500 | Purchased
CHRISTIANA |  | HOSPITAL-CH | 0 | E43512 | DE |  | 2010-08-19 20:00 |  | Ventilators; Transport | 47133 | LTV Series Ventilator 1200 | CareFusion Respiratory | 25000 | Purchased
CHRISTIANA |  | HOSPITAL-CH | 0 | E05704 | DE |  | 2007-07-18 20:00 |  | Ventilators; Transport | 40194 | LTV Series Ventilator 1200 | CareFusion Respiratory | 10500 | Purchased
CHRISTIANA |  | HOSPITAL-CH | 0 | E05604 | DE |  | 2007-07-18 20:00 |  | Ventilators; Transport | 40191 | LTV Series Ventilator 1200 | CareFusion Respiratory | 10500 | Purchased
CHRISTIANA |  | HOSPITAL-CH | 0 | E05666 | DE |  | 2007-07-18 20:00 |  | Ventilators; Transport | 40192 | LTV Series Ventilator 1200 | CareFusion Respiratory | 10500 | Purchased
CHRISTIANA |  | HOSPITAL-CH | 0 | E05612 | DE |  | 2007-07-18 20:00 |  | Ventilators; Transport | 40190 | LTV Series Ventilator 1200 | CareFusion Respiratory | 10500 | Purchased
CHRISTIANA |  | HOSPITAL-CH | 0 | E05923 | DE |  | 2007-09-17 20:00 |  | Ventilators; Transport | 40258 | LTV Series Ventilator 1200 | CareFusion Respiratory | 10500 | Purchased
CHRISTIANA |  | HOSPITAL-CH | 0 | E05912 | DE |  | 2007-09-17 20:00 |  | Ventilators; Transport | 40260 | LTV Series Ventilator 1200 | CareFusion Respiratory | 10500 | Purchased
CHRISTIANA |  | HOSPITAL-CH | 0 | E05475 | DE |  | 2007-07-18 20:00 |  | Ventilators; Transport | 40189 | LTV Series Ventilator 1200 | CareFusion Respiratory | 10500 | Purchased
CHRISTIANA |  | HOSPITAL-CH | 0 | E05505 | DE |  | 2007-07-18 20:00 |  | Ventilators; Transport | 40187 | LTV Series Ventilator 1200 | CareFusion Respiratory | 10500 | Purchased
CHRISTIANA |  | HOSPITAL-CH | 0 | E06059 | DE |  | 2007-09-17 20:00 |  | Ventilators; Transport | 40261 | LTV Series Ventilator 1200 | CareFusion Respiratory | 10500 | Purchased
CHRISTIANA |  | HOSPITAL-CH | 0 | E05682 | DE |  | 2007-07-18 20:00 |  | Ventilators; Transport | 40177 | LTV Series Ventilator 1200 | CareFusion Respiratory | 10500 | Purchased
CHRISTIANA |  | HOSPITAL-CH | 0 | E05472 | DE |  | 2007-07-18 20:00 |  | Ventilators; Transport | 40178 | LTV Series Ventilator 1200 | CareFusion Respiratory | 10500 | Purchased
CHRISTIANA |  | HOSPITAL-CH | 0 | E05470 | DE |  | 2007-07-18 20:00 |  | Ventilators; Transport | 40175 | LTV Series Ventilator 1200 | CareFusion Respiratory | 10500 | Purchased
CHRISTIANA |  | HOSPITAL-CH | 0 | E05545 | DE |  | 2007-07-18 20:00 |  | Ventilators; Transport | 40181 | LTV Series Ventilator 1200 | CareFusion Respiratory | 10500 | Purchased
CHRISTIANA |  | HOSPITAL-CH | 0 | E05606 | DE |  | 2007-07-18 20:00 |  | Ventilators; Transport | 40179 | LTV Series Ventilator 1200 | CareFusion Respiratory | 10500 | Purchased
CHRISTIANA |  | HOSPITAL-CC | 0 | 40965942 | MD |  | 2009-05-02 20:00 |  | Centrifuges | 42656 | SORVALL ST40 | THERMO SCIENTIFIC CLINICAL CHEMISTRY DIV THERMO FISHER SCIENTIFIC INC | 5000 | Purchased
CHRISTIANA |  | HOSPITAL-CH | 0 | AP1205001-00019 | DE |  | 2013-06-23 20:00 |  | Aspirators; Surgical | 52519 | Penumbra System Pump MAX PMX110 | Penumbra Inc | 2500 | Purchased
CHRISTIANA |  | HOSPITAL-CH | 0 | 30738 | DE |  | 2004-12-06 19:00 |  | Detectors; Beta/Gamma Radiation | 66366 | Senorx Gamma Finder II | SENORX INC | 50000 | Purchased
CHRISTIANA |  | HOSPITAL-WH | 0 | 30344 | DE |  | 2004-12-06 19:00 |  | Detectors; Beta/Gamma Radiation | 36829 | Senorx Gamma Finder I | SENORX INC | 50000
CHRISTIANA |  | HOSPITAL-CH | 0 | 30172 | DE |  | 2019-03-29 06:29 |  | Detectors; Beta/Gamma Radiation | 100057 | Senorx Gamma Finder I | SENORX INC | 50000 | Purchased
CHRISTIANA |  | HOSPITAL-CH | 0 | 30365 | DE |  | 2004-12-06 19:00 |  | Detectors; Beta/Gamma Radiation | 36828 | Senorx Gamma Finder I | SENORX INC | 50000
CHRISTIANA |  | HOSPITAL-CH | 0 | 30007 | DE |  | 2014-03-13 20:00 |  | Detectors; Beta/Gamma Radiation | 49643 | Senorx Gamma Finder I | SENORX INC | 17150
CHRISTIANA |  | HOSPITAL-WH | 0 | 30236 | DE |  | 2017-12-17 19:00 |  | Detectors; Beta/Gamma Radiation | 87397 | Senorx Gamma Finder I | SENORX INC | 50000 | Purchased
CHRISTIANA |  | HOSPITAL-CH | 0 | 30573 | DE |  | 2017-03-15 20:00 |  | Detectors; Beta/Gamma Radiation | 100238 | Senorx Gamma Finder I | SENORX INC | 50000
CHRISTIANA |  | HOSPITAL-CH | 0 | 30352 | DE |  | 2017-02-13 19:00 |  | Detectors; Beta/Gamma Radiation | 66450 | Senorx Gamma Finder I | SENORX INC | 50000
CHRISTIANA |  | HOSPITAL-WH | 0 | ARZJ-1064 | DE |  | 2013-06-05 20:00 |  | Anesthesia Unit Vaporizers | 51737 | Vapor - 2000 Sevoflurane | NORTH AMERICAN DRAEGER | 2500 | Purchased
CHRISTIANA |  | HOSPITAL-WH | 0 | ARZJ-0586 | DE |  | 2013-07-02 20:00 |  | Anesthesia Unit Vaporizers | 52086 | Vapor - 2000 Sevoflurane | NORTH AMERICAN DRAEGER | 2500 | Purchased
CHRISTIANA |  | HOSPITAL-WH | 0 | ARZJ-1093 | DE |  | 2012-07-02 20:00 |  | Anesthesia Unit Vaporizers | 52397 | Vapor - 2000 Sevoflurane | NORTH AMERICAN DRAEGER | 2500 | Purchased
CHRISTIANA |  | HOSPITAL-CH | 0 | ARZK-0195 | DE |  | 2013-06-12 20:00 |  | Anesthesia Unit Vaporizers | 52025 | Vapor - 2000 Sevoflurane | NORTH AMERICAN DRAEGER | 2500
CHRISTIANA |  | HOSPITAL-WH | 0 | ASAA-1125 | DE |  | 2013-05-20 20:00 |  | Anesthesia Unit Vaporizers | 51975 | Vapor - 2000 Sevoflurane | NORTH AMERICAN DRAEGER | 2500 | Purchased
CHRISTIANA |  | HOSPITAL-CH | 0 | ASAC-0697 | DE |  | 2014-10-05 20:00 |  | Anesthesia Unit Vaporizers | 54741 | Vapor - 2000 Sevoflurane | NORTH AMERICAN DRAEGER | 2500 | Purchased
CHRISTIANA |  | HOSPITAL-CH | 0 | ARZJ-1061 | DE |  | 2013-06-05 20:00 |  | Anesthesia Unit Vaporizers | 51730 | Vapor - 2000 Sevoflurane | NORTH AMERICAN DRAEGER | 2500
CHRISTIANA |  | HOSPITAL-WH | 0 | ARZJ-1067 | DE |  | 2013-06-05 20:00 |  | Anesthesia Unit Vaporizers | 51748 | Vapor - 2000 Sevoflurane | NORTH AMERICAN DRAEGER | 2500
CHRISTIANA |  | HOSPITAL-WH | 0 | ARZJ-1062 | DE |  | 2012-07-16 20:00 |  | Anesthesia Unit Vaporizers | 52422 | Vapor - 2000 Sevoflurane | NORTH AMERICAN DRAEGER | 2500 | Purchased
CHRISTIANA |  | HOSPITAL-CH | 0 | ARZK-0156 | DE |  | 2013-05-20 20:00 |  | Anesthesia Unit Vaporizers | 51973 | Vapor - 2000 Sevoflurane | NORTH AMERICAN DRAEGER | 2500 | Purchased
CHRISTIANA |  | HOSPITAL-CH | 0 | ASBJ-1739 | DE |  | 2013-05-23 20:00 |  | Anesthesia Unit Vaporizers | 51999 | Vapor - 2000 Sevoflurane | NORTH AMERICAN DRAEGER | 2500 | Purchased
CHRISTIANA |  | HOSPITAL-CH | 0 | arzk-0073 | DE |  | 2013-06-13 20:00 |  | Anesthesia Unit Vaporizers | 52056 | Vapor - 2000 Sevoflurane | NORTH AMERICAN DRAEGER | 2500
CHRISTIANA |  | HOSPITAL-CH | 0 | ARZK-0153 | DE |  | 2013-06-12 20:00 |  | Anesthesia Unit Vaporizers | 52033 | Vapor - 2000 Sevoflurane | NORTH AMERICAN DRAEGER | 2500
CHRISTIANA |  | HOSPITAL-CH | 0 | ARZJ-0433 | DE |  | 2013-06-12 20:00 |  | Anesthesia Unit Vaporizers | 52030 | Vapor - 2000 Sevoflurane | NORTH AMERICAN DRAEGER | 2500 | Purchased
CHRISTIANA |  | HOSPITAL-CH | 0 | ARXF-2276 | DE |  | 2018-10-11 20:00 |  | Anesthesia Unit Vaporizers | 68340 | Vapor - 2000 Sevoflurane | NORTH AMERICAN DRAEGER | 2500 | Purchased
CHRISTIANA |  | HOSPITAL-WH | 0 | ARZJ-1096 | DE |  | 2012-07-16 20:00 |  | Anesthesia Unit Vaporizers | 52428 | Vapor - 2000 Sevoflurane | NORTH AMERICAN DRAEGER | 2500
CHRISTIANA |  | HOSPITAL-CH | 0 | ARYA-0379 | DE |  | 2019-03-29 06:30 |  | Anesthesia Unit Vaporizers | 66102 | Vapor - 2000 Sevoflurane | NORTH AMERICAN DRAEGER | 2500 | Purchased
CHRISTIANA |  | HOSPITAL-WH | 0 | ARZJ-0960 | DE |  | 2013-06-05 20:00 |  | Anesthesia Unit Vaporizers | 51751 | Vapor - 2000 Sevoflurane | NORTH AMERICAN DRAEGER | 2500 | Purchased
CHRISTIANA |  | HOSPITAL-CH | 0 | arzj-0378 | DE |  | 2013-06-13 20:00 |  | Anesthesia Unit Vaporizers | 52062 | Vapor - 2000 Sevoflurane | NORTH AMERICAN DRAEGER | 2500 | Purchased
CHRISTIANA |  | HOSPITAL-CH | 0 | ARZK-0191 | DE |  | 2013-06-12 20:00 |  | Anesthesia Unit Vaporizers | 52050 | Vapor - 2000 Sevoflurane | NORTH AMERICAN DRAEGER | 2500
CHRISTIANA |  | HOSPITAL-WH | 0 | ARZJ-0581 | DE |  | 2012-07-16 20:00 |  | Anesthesia Unit Vaporizers | 52425 | Vapor - 2000 Sevoflurane | NORTH AMERICAN DRAEGER | 2500 | Purchased
CHRISTIANA |  | HOSPITAL-WH | 0 | ARZJ-1094 | DE |  | 2013-06-05 20:00 |  | Anesthesia Unit Vaporizers | 51741 | Vapor - 2000 Sevoflurane | NORTH AMERICAN DRAEGER | 2500 | Purchased
CHRISTIANA |  | HOSPITAL-CH | 0 | ARXE-1509 | DE |  | 2013-05-23 20:00 |  | Anesthesia Unit Vaporizers | 52022 | Vapor - 2000 Sevoflurane | NORTH AMERICAN DRAEGER | 2500
CHRISTIANA |  | CH-SURGI | 0 | RU608955-T | DE |  | 2015-06-07 20:00 |  | Image Processors; Video; Endoscopy | 57537 | Aida Hd Connect 20205520 | STORZ ENDOSCOPY-AMERICA INC | 15000 | Purchased
CHRISTIANA |  | CH-SURGI | 0 | RU608972-T | DE |  | 2015-06-07 20:00 |  | Image Processors; Video; Endoscopy | 57539 | Aida Hd Connect 20205520 | STORZ ENDOSCOPY-AMERICA INC | 15000 | Purchased
CHRISTIANA |  | HOSPITAL-WH | 0 | NW605404-T | DE |  | 2013-05-13 20:00 |  | Image Processors; Video; Endoscopy | 50253 | Aida Hd Connect 20205520 | STORZ ENDOSCOPY-AMERICA INC | 7500 | Purchased
CHRISTIANA |  | HOSPITAL-WH | 0 | NW605405-T | DE |  | 2013-05-13 20:00 |  | Image Processors; Video; Endoscopy | 50252 | Aida Hd Connect 20205520 | STORZ ENDOSCOPY-AMERICA INC | 7500 | Purchased
CHRISTIANA |  | Middletown Care Center(Sleepy Hollow) | 1002 | 23775 | DE |  | 2013-02-28 19:00 |  | Chiller | 50527 | Schreiber Chiller 1001AC | SCHEIBER | 50000 | Purchased
CHRISTIANA |  | HOSPITAL-CH | 0 | BX1802435 | DE |  | 2018-07-05 20:00 |  | Compressed Gas Proportioners; Oxygen-Air | 68912 | Low flow air and oxygen blender 2003IB1 | International Biomedical Inc | 4477 | Purchased
CHRISTIANA |  | HOSPITAL-CH | 0 | 300205 | DE |  | 2010-03-02 19:00 |  | Sterilizing Units; Germicidal Gas; Ethylene Oxide | 40150 | 8XL Steri-Vac Sterilizer | 3M Occupational Health & Environmental Safety Div | 2995 | Purchased
CHRISTIANA |  | HOSPITAL-CH | 0 | R4790008 | DE |  | 2008-04-12 20:00 |  | Analyzers; Laboratory; Immunoassay; Photometric | 62392 | 211877 | BECTON DICKINSON MICROBIOLOGY SYSTEMS DIV BECTON DICKINSON A | 75000 | Purchased
CHRISTIANA |  | HOSPITAL-CH | 0 | 189283 | DE |  | 1999-10-12 20:00 |  | Microscopes; Light; Laboratory | 29093 | Microstar IV Binocular Microscope 410 | NIKON INSTRUMENTS INC | 3500
CHRISTIANA |  | HOSPITAL-CH | 0 | BF325610 | DE |  | 1999-10-13 20:00 |  | Microscopes; Light; Laboratory | 29161 | Microstar IV Binocular Microscope 410 | NIKON INSTRUMENTS INC | 3500
CHRISTIANA |  | HOSPITAL-WH | 0 | NONE | DE |  | 2001-03-14 19:00 |  | Monitors; Physiologic; Electrocardiography | 29543 | Patient Monitor 101 | Ivy Biomedical Systems Inc | 11999.99
CHRISTIANA |  | HOSPITAL-WH | 0 | 770-1829740DP | DE |  | 2011-01-05 19:00 |  | Radiographic Units; Dental; Intraoral | 46845 | Intra-oral X-ray System GX-770 | GENDEX DENTAL SYSTEMS SRL | 75000 | Purchased
CHRISTIANA |  | HOSPITAL-WH | 0 | 770-1874965DP | DE |  | 2011-01-05 19:00 |  | Radiographic Units; Dental; Intraoral | 46844 | Intra-oral X-ray System GX-770 | GENDEX DENTAL SYSTEMS SRL | 75000
CHRISTIANA |  | HOSPITAL-WH | 0 | 770-1151049DP | DE |  | 2008-01-20 19:00 |  | Radiographic Units; Dental; Intraoral | 27975 | Intra-oral X-ray System GX-770 | GENDEX DENTAL SYSTEMS SRL | 2710 | Purchased
CHRISTIANA |  | HOSPITAL-WH | 0 | 770-1192845DP | DE |  | 2008-01-20 19:00 |  | Radiographic Units; Dental; Intraoral | 27976 | Intra-oral X-ray System GX-770 | GENDEX DENTAL SYSTEMS SRL | 2710
CHRISTIANA |  | HOSPITAL-WH | 0 | 770-1251338DP | DE |  | 2008-01-20 19:00 |  | Radiographic Units; Dental; Intraoral | 27977 | Intra-oral X-ray System GX-770 | GENDEX DENTAL SYSTEMS SRL | 2710
CHRISTIANA |  | HOSPITAL-WH | 0 | 770-1151048DP | DE |  | 2008-01-20 19:00 |  | Radiographic Units; Dental; Intraoral | 27238 | Intra-oral X-ray System GX-770 | GENDEX DENTAL SYSTEMS SRL | 2710 | Purchased
CHRISTIANA |  | HOSPITAL-WH | 0 | 770-1874967DP | DE |  | 2011-01-05 19:00 |  | Radiographic Units; Dental; Intraoral | 46843 | Intra-oral X-ray System GX-770 | GENDEX DENTAL SYSTEMS SRL | 75000
CHRISTIANA |  | HOSPITAL-WH | 0 | 770-1829742DP | DE |  | 2011-01-05 19:00 |  | Radiographic Units; Dental; Intraoral | 46846 | Intra-oral X-ray System GX-770 | GENDEX DENTAL SYSTEMS SRL | 75000 | Purchased
CHRISTIANA |  | HOSPITAL-WH | 0 | 500757-750 | DE |  | 2003-06-18 20:00 |  | Freezers; Blood | 34583 | 8097 | FORMA SCIENTIFIC INC | 25000
CHRISTIANA |  | HOSPITAL-CH | 0 | 3805G19135 | DE |  | 2004-03-29 19:00 |  | Physiologic Monitor Modules; ELECTROENCEPHALOGRAPHY | 35741 | M1032A | PHILIPS MEDICAL SYSTEMS CARDIAC & MONITORING SYSTEMS DIV | 2000 | Purchased
CHRISTIANA |  | HOSPITAL-WH | 0 | 3805G19092 | DE |  | 2004-03-29 19:00 |  | Physiologic Monitor Modules; ELECTROENCEPHALOGRAPHY | 35752 | M1032A | PHILIPS MEDICAL SYSTEMS CARDIAC & MONITORING SYSTEMS DIV | 2000 | Purchased
CHRISTIANA |  | HOSPITAL-CH | 0 | 3805G19229 | DE |  | 2004-03-29 19:00 |  | Physiologic Monitor Modules; ELECTROENCEPHALOGRAPHY | 35797 | M1032A | PHILIPS MEDICAL SYSTEMS CARDIAC & MONITORING SYSTEMS DIV | 2000 | Purchased
CHRISTIANA |  | HOSPITAL-CH | 0 | 3805G19510 | DE |  | 2004-03-29 19:00 |  | Physiologic Monitor Modules; ELECTROENCEPHALOGRAPHY | 35686 | M1032A | PHILIPS MEDICAL SYSTEMS CARDIAC & MONITORING SYSTEMS DIV | 2000 | Purchased
CHRISTIANA |  | HOSPITAL-WH | 0 | 3805G19142 | DE |  | 2004-03-29 19:00 |  | Physiologic Monitor Modules; ELECTROENCEPHALOGRAPHY | 35740 | M1032A | PHILIPS MEDICAL SYSTEMS CARDIAC & MONITORING SYSTEMS DIV | 2000 | Purchased
CHRISTIANA |  | HOSPITAL-WH | 0 | 3805G19103 | DE |  | 2004-03-29 19:00 |  | Physiologic Monitor Modules; ELECTROENCEPHALOGRAPHY | 35753 | M1032A | PHILIPS MEDICAL SYSTEMS CARDIAC & MONITORING SYSTEMS DIV | 2000 | Purchased
CHRISTIANA |  | WH SURGI | 0 | 3805G09013 | DE |  | 1999-11-09 19:00 |  | Physiologic Monitor Modules; ELECTROENCEPHALOGRAPHY | 29275 | M1032A | PHILIPS MEDICAL SYSTEMS CARDIAC & MONITORING SYSTEMS DIV | 2000 | Purchased
CHRISTIANA |  | HOSPITAL-WH | 0 | 3805G19167 | DE |  | 2004-03-29 19:00 |  | Physiologic Monitor Modules; ELECTROENCEPHALOGRAPHY | 35754 | M1032A | PHILIPS MEDICAL SYSTEMS CARDIAC & MONITORING SYSTEMS DIV | 2000 | Purchased
CHRISTIANA |  | HOSPITAL-CH | 0 | 3309A01307 | DE |  | 1994-07-11 20:00 |  | Physiologic Monitor Modules; ELECTROENCEPHALOGRAPHY | 22299 | M1032A | PHILIPS MEDICAL SYSTEMS CARDIAC & MONITORING SYSTEMS DIV | 2000 | Purchased
CHRISTIANA |  | HOSPITAL-WH | 0 | 3805G19134 | DE |  | 2004-03-29 19:00 |  | Physiologic Monitor Modules; ELECTROENCEPHALOGRAPHY | 35743 | M1032A | PHILIPS MEDICAL SYSTEMS CARDIAC & MONITORING SYSTEMS DIV | 2000 | Purchased
CHRISTIANA |  | HOSPITAL-CH | 0 | 3514A10379 | DE |  | 1994-07-11 20:00 |  | Physiologic Monitor Modules; ELECTROENCEPHALOGRAPHY | 23138 | M1032A | PHILIPS MEDICAL SYSTEMS CARDIAC & MONITORING SYSTEMS DIV | 2000 | Purchased
CHRISTIANA |  | HOSPITAL-CH | 0 | 3524A12526 | DE |  | 1996-01-30 19:00 |  | Physiologic Monitor Modules; ELECTROENCEPHALOGRAPHY | 23836 | M1032A | PHILIPS MEDICAL SYSTEMS CARDIAC & MONITORING SYSTEMS DIV | 2000 | Purchased
CHRISTIANA |  | HOSPITAL-CH | 0 | 3524A12460 | DE |  | 1996-01-30 19:00 |  | Physiologic Monitor Modules; ELECTROENCEPHALOGRAPHY | 23834 | M1032A | PHILIPS MEDICAL SYSTEMS CARDIAC & MONITORING SYSTEMS DIV | 2000 | Purchased
CHRISTIANA |  | HOSPITAL-WH | 0 | 3805G19165 | DE |  | 2004-03-29 19:00 |  | Physiologic Monitor Modules; ELECTROENCEPHALOGRAPHY | 35755 | M1032A | PHILIPS MEDICAL SYSTEMS CARDIAC & MONITORING SYSTEMS DIV | 2000 | Purchased
CHRISTIANA |  | HOSPITAL-WH | 0 | 3805G19141 | DE |  | 2004-03-29 19:00 |  | Physiologic Monitor Modules; ELECTROENCEPHALOGRAPHY | 35757 | M1032A | PHILIPS MEDICAL SYSTEMS CARDIAC & MONITORING SYSTEMS DIV | 2000 | Purchased
CHRISTIANA |  | HOSPITAL-WH | 0 | 3805G19137 | DE |  | 2004-03-29 19:00 |  | Physiologic Monitor Modules; ELECTROENCEPHALOGRAPHY | 35742 | M1032A | PHILIPS MEDICAL SYSTEMS CARDIAC & MONITORING SYSTEMS DIV | 2000 | Purchased
CHRISTIANA |  | HOSPITAL-CH | 0 | 3348G01366 | DE |  | 1997-10-28 19:00 |  | Physiologic Monitor Modules; ELECTROENCEPHALOGRAPHY | 21361 | M1032A | PHILIPS MEDICAL SYSTEMS CARDIAC & MONITORING SYSTEMS DIV | 2000 | Purchased
CHRISTIANA |  | HOSPITAL-CH | 0 | 3524A12527 | DE |  | 1996-01-30 19:00 |  | Physiologic Monitor Modules; ELECTROENCEPHALOGRAPHY | 23837 | M1032A | PHILIPS MEDICAL SYSTEMS CARDIAC & MONITORING SYSTEMS DIV | 2000 | Purchased
CHRISTIANA |  | HOSPITAL-CH | 0 | 3524A12487 | DE |  | 1996-01-30 19:00 |  | Physiologic Monitor Modules; ELECTROENCEPHALOGRAPHY | 23835 | M1032A | PHILIPS MEDICAL SYSTEMS CARDIAC & MONITORING SYSTEMS DIV | 2000 | Purchased
CHRISTIANA |  | HOSPITAL-WH | 0 | 3805G19120 | DE |  | 2004-03-29 19:00 |  | Physiologic Monitor Modules; ELECTROENCEPHALOGRAPHY | 35756 | M1032A | PHILIPS MEDICAL SYSTEMS CARDIAC & MONITORING SYSTEMS DIV | 2000 | Purchased
CHRISTIANA |  | HOSPITAL-CH | 0 | 3624A13113 | DE |  | 1996-07-23 20:00 |  | Physiologic Monitor Modules; ELECTROENCEPHALOGRAPHY | 25164 | M1032A | PHILIPS MEDICAL SYSTEMS CARDIAC & MONITORING SYSTEMS DIV | 2000 | Purchased
CHRISTIANA |  | HOSPITAL-WH | 0 | 3740A14885 | DE |  | 1997-10-28 19:00 |  | Physiologic Monitor Modules; ELECTROENCEPHALOGRAPHY | 27137 | M1032A | PHILIPS MEDICAL SYSTEMS CARDIAC & MONITORING SYSTEMS DIV | 2000 | Purchased
CHRISTIANA |  | HOSPITAL-CH | 0 | 3805G19168 | DE |  | 2004-03-29 19:00 |  | Physiologic Monitor Modules; ELECTROENCEPHALOGRAPHY | 35734 | M1032A | PHILIPS MEDICAL SYSTEMS CARDIAC & MONITORING SYSTEMS DIV | 2000 | Purchased
CHRISTIANA |  | HOSPITAL-CH | 0 | 3805G19156 | DE |  | 2004-03-29 19:00 |  | Physiologic Monitor Modules; ELECTROENCEPHALOGRAPHY | 35746 | M1032A | PHILIPS MEDICAL SYSTEMS CARDIAC & MONITORING SYSTEMS DIV | 2000 | Purchased
CHRISTIANA |  | HOSPITAL-WH | 0 | 3805G19140 | DE |  | 2004-03-29 19:00 |  | Physiologic Monitor Modules; ELECTROENCEPHALOGRAPHY | 35748 | M1032A | PHILIPS MEDICAL SYSTEMS CARDIAC & MONITORING SYSTEMS DIV | 2000 | Purchased
CHRISTIANA |  | WH SURGI | 0 | 3805G09023 | DE |  | 1999-11-03 19:00 |  | Physiologic Monitor Modules; ELECTROENCEPHALOGRAPHY | 28948 | M1032A | PHILIPS MEDICAL SYSTEMS CARDIAC & MONITORING SYSTEMS DIV | 2000 | Purchased
CHRISTIANA |  | HOSPITAL-WH | 0 | 3805G19138 | DE |  | 2004-03-29 19:00 |  | Physiologic Monitor Modules; ELECTROENCEPHALOGRAPHY | 35759 | M1032A | PHILIPS MEDICAL SYSTEMS CARDIAC & MONITORING SYSTEMS DIV | 2000 | Purchased
CHRISTIANA |  | HOSPITAL-CH | 0 | 3622A12675 | DE |  | 1996-06-10 20:00 |  | Physiologic Monitor Modules; ELECTROENCEPHALOGRAPHY | 24131 | M1032A | PHILIPS MEDICAL SYSTEMS CARDIAC & MONITORING SYSTEMS DIV | 2000 | Purchased
CHRISTIANA |  | HOSPITAL-CH | 0 | 3805G19099 | DE |  | 2004-03-29 19:00 |  | Physiologic Monitor Modules; ELECTROENCEPHALOGRAPHY | 35747 | M1032A | PHILIPS MEDICAL SYSTEMS CARDIAC & MONITORING SYSTEMS DIV | 2000 | Purchased
CHRISTIANA |  | HOSPITAL-CH | 0 | 3624A13114 | DE |  | 1996-07-23 20:00 |  | Physiologic Monitor Modules; ELECTROENCEPHALOGRAPHY | 25162 | M1032A | PHILIPS MEDICAL SYSTEMS CARDIAC & MONITORING SYSTEMS DIV | 2000 | Purchased
CHRISTIANA |  | HOSPITAL-WH | 0 | 3805G19163 | DE |  | 2004-03-29 19:00 |  | Physiologic Monitor Modules; ELECTROENCEPHALOGRAPHY | 35760 | M1032A | PHILIPS MEDICAL SYSTEMS CARDIAC & MONITORING SYSTEMS DIV | 2000 | Purchased
CHRISTIANA |  | HOSPITAL-WH | 0 | 3805G19146 | DE |  | 2004-03-29 19:00 |  | Physiologic Monitor Modules; ELECTROENCEPHALOGRAPHY | 35750 | M1032A | PHILIPS MEDICAL SYSTEMS CARDIAC & MONITORING SYSTEMS DIV | 2000 | Purchased
CHRISTIANA |  | HOSPITAL-CH | 0 | 3805G19539 | DE |  | 2004-03-29 19:00 |  | Physiologic Monitor Modules; ELECTROENCEPHALOGRAPHY | 35682 | M1032A | PHILIPS MEDICAL SYSTEMS CARDIAC & MONITORING SYSTEMS DIV | 2000
CHRISTIANA |  | HOSPITAL-WH | 0 | 3805G19144 | DE |  | 2004-03-29 19:00 |  | Physiologic Monitor Modules; ELECTROENCEPHALOGRAPHY | 35761 | M1032A | PHILIPS MEDICAL SYSTEMS CARDIAC & MONITORING SYSTEMS DIV | 2000 | Purchased
CHRISTIANA |  | HOSPITAL-CH | 0 | 3805G19145 | DE |  | 2004-03-29 19:00 |  | Physiologic Monitor Modules; ELECTROENCEPHALOGRAPHY | 35738 | M1032A | PHILIPS MEDICAL SYSTEMS CARDIAC & MONITORING SYSTEMS DIV | 2000 | Purchased
CHRISTIANA |  | HOSPITAL-WH | 0 | 3805G19148 | DE |  | 2004-03-29 19:00 |  | Physiologic Monitor Modules; ELECTROENCEPHALOGRAPHY | 35749 | M1032A | PHILIPS MEDICAL SYSTEMS CARDIAC & MONITORING SYSTEMS DIV | 2000 | Purchased
CHRISTIANA |  | HOSPITAL-WH | 0 | 3805G19149 | DE |  | 2004-03-29 19:00 |  | Physiologic Monitor Modules; ELECTROENCEPHALOGRAPHY | 35751 | M1032A | PHILIPS MEDICAL SYSTEMS CARDIAC & MONITORING SYSTEMS DIV | 2000 | Purchased
CHRISTIANA |  | HOSPITAL-CH | 0 | 3805G19302 | DE |  | 2004-03-29 19:00 |  | Physiologic Monitor Modules; ELECTROENCEPHALOGRAPHY | 35700 | M1032A | PHILIPS MEDICAL SYSTEMS CARDIAC & MONITORING SYSTEMS DIV | 2000 | Purchased
CHRISTIANA |  | HOSPITAL-CH | 0 | 3624A13133 | DE |  | 1996-07-28 20:00 |  | Physiologic Monitor Modules; ELECTROENCEPHALOGRAPHY | 24731 | M1032A | PHILIPS MEDICAL SYSTEMS CARDIAC & MONITORING SYSTEMS DIV | 2000 | Purchased
CHRISTIANA |  | HOSPITAL-WH | 0 | 3740A14898 | DE |  | 1997-10-28 19:00 |  | Physiologic Monitor Modules; ELECTROENCEPHALOGRAPHY | 27136 | M1032A | PHILIPS MEDICAL SYSTEMS CARDIAC & MONITORING SYSTEMS DIV | 2000 | Purchased
CHRISTIANA |  | HOSPITAL-CH | 0 | 3624A13132 | DE |  | 1996-07-28 20:00 |  | Physiologic Monitor Modules; ELECTROENCEPHALOGRAPHY | 25054 | M1032A | PHILIPS MEDICAL SYSTEMS CARDIAC & MONITORING SYSTEMS DIV | 2000 | Purchased
CHRISTIANA |  | HOSPITAL-CH | 0 | 3624A13135 | DE |  | 1996-07-28 20:00 |  | Physiologic Monitor Modules; ELECTROENCEPHALOGRAPHY | 25051 | M1032A | PHILIPS MEDICAL SYSTEMS CARDIAC & MONITORING SYSTEMS DIV | 2000 | Purchased
CHRISTIANA |  | HOSPITAL-CH | 0 | 3410A02385 | DE |  | 1994-07-11 20:00 |  | Physiologic Monitor Modules; ELECTROENCEPHALOGRAPHY | 21594 | M1032A | PHILIPS MEDICAL SYSTEMS CARDIAC & MONITORING SYSTEMS DIV | 2000 | Purchased
CHRISTIANA |  | CH-SURGI | 0 | 3348G01370 | DE |  | 1994-03-16 19:00 |  | Physiologic Monitor Modules; ELECTROENCEPHALOGRAPHY | 21071 | M1032A | PHILIPS MEDICAL SYSTEMS CARDIAC & MONITORING SYSTEMS DIV | 2000 | Purchased
CHRISTIANA |  | HOSPITAL-CH | 0 | 3622A12676 | DE |  | 1996-06-10 20:00 |  | Physiologic Monitor Modules; ELECTROENCEPHALOGRAPHY | 24132 | M1032A | PHILIPS MEDICAL SYSTEMS CARDIAC & MONITORING SYSTEMS DIV | 2000 | Purchased
CHRISTIANA |  | HOSPITAL-CH | 0 | 3805G19304 | DE |  | 2004-03-29 19:00 |  | Physiologic Monitor Modules; ELECTROENCEPHALOGRAPHY | 35702 | M1032A | PHILIPS MEDICAL SYSTEMS CARDIAC & MONITORING SYSTEMS DIV | 2000 | Purchased
CHRISTIANA |  | HOSPITAL-CH | 0 | 3624A13105 | DE |  | 1996-07-23 20:00 |  | Physiologic Monitor Modules; ELECTROENCEPHALOGRAPHY | 25165 | M1032A | PHILIPS MEDICAL SYSTEMS CARDIAC & MONITORING SYSTEMS DIV | 2000 | Purchased
CHRISTIANA |  | HOSPITAL-CH | 0 | 3624A13141 | DE |  | 1996-07-28 20:00 |  | Physiologic Monitor Modules; ELECTROENCEPHALOGRAPHY | 25052 | M1032A | PHILIPS MEDICAL SYSTEMS CARDIAC & MONITORING SYSTEMS DIV | 2000 | Purchased
CHRISTIANA |  | HOSPITAL-CH | 0 | 3624A13130 | DE |  | 1996-07-28 20:00 |  | Physiologic Monitor Modules; ELECTROENCEPHALOGRAPHY | 25049 | M1032A | PHILIPS MEDICAL SYSTEMS CARDIAC & MONITORING SYSTEMS DIV | 2000 | Purchased
CHRISTIANA |  | HOSPITAL-CH | 0 | 3805G19380 | DE |  | 2004-03-29 19:00 |  | Physiologic Monitor Modules; ELECTROENCEPHALOGRAPHY | 35701 | M1032A | PHILIPS MEDICAL SYSTEMS CARDIAC & MONITORING SYSTEMS DIV | 2000 | Purchased
CHRISTIANA |  | HOSPITAL-CH | 0 | 3410A02106 | DE |  | 1994-04-25 20:00 |  | Physiologic Monitor Modules; ELECTROENCEPHALOGRAPHY | 21425 | M1032A | PHILIPS MEDICAL SYSTEMS CARDIAC & MONITORING SYSTEMS DIV | 2000 | Purchased
CHRISTIANA |  | HOSPITAL-CH | 0 | 3622A12641 | DE |  | 1996-06-10 20:00 |  | Physiologic Monitor Modules; ELECTROENCEPHALOGRAPHY | 24125 | M1032A | PHILIPS MEDICAL SYSTEMS CARDIAC & MONITORING SYSTEMS DIV | 2000 | Purchased
CHRISTIANA |  | HOSPITAL-CH | 0 | 3805G12262 | DE |  | 2000-11-18 19:00 |  | Physiologic Monitor Modules; ELECTROENCEPHALOGRAPHY | 30032 | M1032A | PHILIPS MEDICAL SYSTEMS CARDIAC & MONITORING SYSTEMS DIV | 2000 | Purchased
CHRISTIANA |  | WH SURGI | 0 | 3805G10618 | DE |  | 2002-11-24 19:00 |  | Physiologic Monitor Modules; ELECTROENCEPHALOGRAPHY | 34272 | M1032A | PHILIPS MEDICAL SYSTEMS CARDIAC & MONITORING SYSTEMS DIV | 2000 | Purchased
CHRISTIANA |  | HOSPITAL-CH | 0 | 3805G19292 | DE |  | 2004-03-29 19:00 |  | Physiologic Monitor Modules; ELECTROENCEPHALOGRAPHY | 35696 | M1032A | PHILIPS MEDICAL SYSTEMS CARDIAC & MONITORING SYSTEMS DIV | 2000 | Purchased
CHRISTIANA |  | HOSPITAL-CH | 0 | 3805G19306 | DE |  | 2004-03-29 19:00 |  | Physiologic Monitor Modules; ELECTROENCEPHALOGRAPHY | 35694 | M1032A | PHILIPS MEDICAL SYSTEMS CARDIAC & MONITORING SYSTEMS DIV | 2000 | Purchased
CHRISTIANA |  | HOSPITAL-CH | 0 | 3805G12246 | DE |  | 2000-11-18 19:00 |  | Physiologic Monitor Modules; ELECTROENCEPHALOGRAPHY | 30031 | M1032A | PHILIPS MEDICAL SYSTEMS CARDIAC & MONITORING SYSTEMS DIV | 2000 | Purchased
CHRISTIANA |  | HOSPITAL-CH | 0 | 3624A13106 | DE |  | 1996-07-23 20:00 |  | Physiologic Monitor Modules; ELECTROENCEPHALOGRAPHY | 25166 | M1032A | PHILIPS MEDICAL SYSTEMS CARDIAC & MONITORING SYSTEMS DIV | 2000 | Purchased
CHRISTIANA |  | HOSPITAL-WH | 0 | 3624A12953 | DE |  | 1996-07-29 20:00 |  | Physiologic Monitor Modules; ELECTROENCEPHALOGRAPHY | 24676 | M1032A | PHILIPS MEDICAL SYSTEMS CARDIAC & MONITORING SYSTEMS DIV | 2000 | Purchased
CHRISTIANA |  | HOSPITAL-CH | 0 | 3805G19354 | DE |  | 2004-03-29 19:00 |  | Physiologic Monitor Modules; ELECTROENCEPHALOGRAPHY | 35726 | M1032A | PHILIPS MEDICAL SYSTEMS CARDIAC & MONITORING SYSTEMS DIV | 2000 | Purchased
CHRISTIANA |  | HOSPITAL-CH | 0 | 3524A12529 | DE |  | 1996-01-30 19:00 |  | Physiologic Monitor Modules; ELECTROENCEPHALOGRAPHY | 23842 | M1032A | PHILIPS MEDICAL SYSTEMS CARDIAC & MONITORING SYSTEMS DIV | 2000 | Purchased
CHRISTIANA |  | HOSPITAL-CH | 0 | 3524A12531 | DE |  | 1996-01-30 19:00 |  | Physiologic Monitor Modules; ELECTROENCEPHALOGRAPHY | 23840 | M1032A | PHILIPS MEDICAL SYSTEMS CARDIAC & MONITORING SYSTEMS DIV | 2000 | Purchased
CHRISTIANA |  | HOSPITAL-WH | 0 | 3624A12972 | DE |  | 1996-07-29 20:00 |  | Physiologic Monitor Modules; ELECTROENCEPHALOGRAPHY | 24686 | M1032A | PHILIPS MEDICAL SYSTEMS CARDIAC & MONITORING SYSTEMS DIV | 2000 | Purchased
CHRISTIANA |  | HOSPITAL-CH | 0 | 3524A12530 | DE |  | 1996-01-30 19:00 |  | Physiologic Monitor Modules; ELECTROENCEPHALOGRAPHY | 23841 | M1032A | PHILIPS MEDICAL SYSTEMS CARDIAC & MONITORING SYSTEMS DIV | 2000 | Purchased
CHRISTIANA |  | HOSPITAL-CH | 0 | 3524A12528 | DE |  | 1996-01-30 19:00 |  | Physiologic Monitor Modules; ELECTROENCEPHALOGRAPHY | 23839 | M1032A | PHILIPS MEDICAL SYSTEMS CARDIAC & MONITORING SYSTEMS DIV | 2000 | Purchased
CHRISTIANA |  | HOSPITAL-CH | 0 | 3805G19561 | DE |  | 2004-03-29 19:00 |  | Physiologic Monitor Modules; ELECTROENCEPHALOGRAPHY | 35671 | M1032A | PHILIPS MEDICAL SYSTEMS CARDIAC & MONITORING SYSTEMS DIV | 2000 | Purchased
CHRISTIANA |  | HOSPITAL-CH | 0 | 3524A12489 | DE |  | 1996-01-30 19:00 |  | Physiologic Monitor Modules; ELECTROENCEPHALOGRAPHY | 23838 | M1032A | PHILIPS MEDICAL SYSTEMS CARDIAC & MONITORING SYSTEMS DIV | 2000 | Purchased
CHRISTIANA |  | HOSPITAL-CH | 0 | 3805G19295 | DE |  | 2004-03-29 19:00 |  | Physiologic Monitor Modules; ELECTROENCEPHALOGRAPHY | 35676 | M1032A | PHILIPS MEDICAL SYSTEMS CARDIAC & MONITORING SYSTEMS DIV | 2000 | Purchased
CHRISTIANA |  | HOSPITAL-CH | 0 | 3624A13104 | DE |  | 1996-07-23 20:00 |  | Physiologic Monitor Modules; ELECTROENCEPHALOGRAPHY | 25161 | M1032A | PHILIPS MEDICAL SYSTEMS CARDIAC & MONITORING SYSTEMS DIV | 2000 | Purchased
CHRISTIANA |  | CH-SURGI | 0 | 3309A00301 | DE |  | 1993-09-19 20:00 |  | Physiologic Monitor Modules; ELECTROENCEPHALOGRAPHY | 20637 | M1032A | PHILIPS MEDICAL SYSTEMS CARDIAC & MONITORING SYSTEMS DIV | 2000 | Purchased
CHRISTIANA |  | HOSPITAL-CH | 0 | 3524A12113 | DE |  | 1995-10-16 20:00 |  | Physiologic Monitor Modules; ELECTROENCEPHALOGRAPHY | 23654 | M1032A | PHILIPS MEDICAL SYSTEMS CARDIAC & MONITORING SYSTEMS DIV | 2000 | Purchased
CHRISTIANA |  | HOSPITAL-CH | 0 | 3524A12108 | DE |  | 1995-10-16 20:00 |  | Physiologic Monitor Modules; ELECTROENCEPHALOGRAPHY | 23656 | M1032A | PHILIPS MEDICAL SYSTEMS CARDIAC & MONITORING SYSTEMS DIV | 2000 | Purchased
CHRISTIANA |  | HOSPITAL-CH | 0 | 3410A02105 | DE |  | 1994-04-25 20:00 |  | Physiologic Monitor Modules; ELECTROENCEPHALOGRAPHY | 21443 | M1032A | PHILIPS MEDICAL SYSTEMS CARDIAC & MONITORING SYSTEMS DIV | 2000 | Purchased
CHRISTIANA |  | HOSPITAL-CH | 0 | 3805G19498 | DE |  | 2004-03-29 19:00 |  | Physiologic Monitor Modules; ELECTROENCEPHALOGRAPHY | 35678 | M1032A | PHILIPS MEDICAL SYSTEMS CARDIAC & MONITORING SYSTEMS DIV | 2000
CHRISTIANA |  | HOSPITAL-CH | 0 | 3805G19360 | DE |  | 2004-03-29 19:00 |  | Physiologic Monitor Modules; ELECTROENCEPHALOGRAPHY | 35657 | M1032A | PHILIPS MEDICAL SYSTEMS CARDIAC & MONITORING SYSTEMS DIV | 2000
CHRISTIANA |  | HOSPITAL-CH | 0 | 3524A12107 | DE |  | 1995-10-16 20:00 |  | Physiologic Monitor Modules; ELECTROENCEPHALOGRAPHY | 23655 | M1032A | PHILIPS MEDICAL SYSTEMS CARDIAC & MONITORING SYSTEMS DIV | 2000 | Purchased
CHRISTIANA |  | WH SURGI | 0 | 3805G09011 | DE |  | 1999-11-03 19:00 |  | Physiologic Monitor Modules; ELECTROENCEPHALOGRAPHY | 29657 | M1032A | PHILIPS MEDICAL SYSTEMS CARDIAC & MONITORING SYSTEMS DIV | 2000 | Purchased
CHRISTIANA |  | HOSPITAL-WH | 0 | 3805G19410 | DE |  | 2004-03-29 19:00 |  | Physiologic Monitor Modules; ELECTROENCEPHALOGRAPHY | 35721 | M1032A | PHILIPS MEDICAL SYSTEMS CARDIAC & MONITORING SYSTEMS DIV | 2000 | Purchased
CHRISTIANA |  | HOSPITAL-WH | 0 | 3624A12971 | DE |  | 1996-07-29 20:00 |  | Physiologic Monitor Modules; ELECTROENCEPHALOGRAPHY | 24694 | M1032A | PHILIPS MEDICAL SYSTEMS CARDIAC & MONITORING SYSTEMS DIV | 2000 | Purchased
CHRISTIANA |  | HOSPITAL-CH | 0 | 3524A12120 | DE |  | 1995-10-16 20:00 |  | Physiologic Monitor Modules; ELECTROENCEPHALOGRAPHY | 23658 | M1032A | PHILIPS MEDICAL SYSTEMS CARDIAC & MONITORING SYSTEMS DIV | 2000 | Purchased
CHRISTIANA |  | HOSPITAL-CH | 0 | 3524A120110 | DE |  | 1995-10-16 20:00 |  | Physiologic Monitor Modules; ELECTROENCEPHALOGRAPHY | 23660 | M1032A | PHILIPS MEDICAL SYSTEMS CARDIAC & MONITORING SYSTEMS DIV | 2000 | Purchased
CHRISTIANA |  | HOSPITAL-CH | 0 | 3805G19545 | DE |  | 2004-03-29 19:00 |  | Physiologic Monitor Modules; ELECTROENCEPHALOGRAPHY | 35659 | M1032A | PHILIPS MEDICAL SYSTEMS CARDIAC & MONITORING SYSTEMS DIV | 2000 | Purchased
CHRISTIANA |  | HOSPITAL-WH | 0 | 3624A12966 | DE |  | 1996-07-29 20:00 |  | Physiologic Monitor Modules; ELECTROENCEPHALOGRAPHY | 24670 | M1032A | PHILIPS MEDICAL SYSTEMS CARDIAC & MONITORING SYSTEMS DIV | 2000 | Purchased
CHRISTIANA |  | HOSPITAL-CH | 0 | 3524A12081 | DE |  | 1995-10-16 20:00 |  | Physiologic Monitor Modules; ELECTROENCEPHALOGRAPHY | 23657 | M1032A | PHILIPS MEDICAL SYSTEMS CARDIAC & MONITORING SYSTEMS DIV | 2000 | Purchased
CHRISTIANA |  | HOSPITAL-CH | 0 | 3524A10298 | DE |  | 1995-10-16 20:00 |  | Physiologic Monitor Modules; ELECTROENCEPHALOGRAPHY | 23659 | M1032A | PHILIPS MEDICAL SYSTEMS CARDIAC & MONITORING SYSTEMS DIV | 2000 | Purchased
CHRISTIANA |  | HOSPITAL-CH | 0 | 3410A02108 | DE |  | 1994-04-25 20:00 |  | Physiologic Monitor Modules; ELECTROENCEPHALOGRAPHY | 21433 | M1032A | PHILIPS MEDICAL SYSTEMS CARDIAC & MONITORING SYSTEMS DIV | 2000 | Purchased
CHRISTIANA |  | HOSPITAL-CH | 0 | 3624A13131 | DE |  | 1996-07-28 20:00 |  | Physiologic Monitor Modules; ELECTROENCEPHALOGRAPHY | 24736 | M1032A | PHILIPS MEDICAL SYSTEMS CARDIAC & MONITORING SYSTEMS DIV | 2000 | Purchased
CHRISTIANA |  | HOSPITAL-CH | 0 | 3624A11373 | DE |  | 1996-07-29 20:00 |  | Physiologic Monitor Modules; ELECTROENCEPHALOGRAPHY | 24751 | M1032A | PHILIPS MEDICAL SYSTEMS CARDIAC & MONITORING SYSTEMS DIV | 2000 | Purchased
CHRISTIANA |  | CH-SURGI | 0 | 3805G10599 | DE |  | 2000-05-01 20:00 |  | Physiologic Monitor Modules; ELECTROENCEPHALOGRAPHY | 29784 | M1032A | PHILIPS MEDICAL SYSTEMS CARDIAC & MONITORING SYSTEMS DIV | 2000 | Purchased
CHRISTIANA |  | HOSPITAL-WH | 0 | 3805G19422 | DE |  | 2004-03-29 19:00 |  | Physiologic Monitor Modules; ELECTROENCEPHALOGRAPHY | 35712 | M1032A | PHILIPS MEDICAL SYSTEMS CARDIAC & MONITORING SYSTEMS DIV | 2000 | Purchased
CHRISTIANA |  | HOSPITAL-WH | 0 | 3805G19427 | DE |  | 2004-03-29 19:00 |  | Physiologic Monitor Modules; ELECTROENCEPHALOGRAPHY | 35714 | M1032A | PHILIPS MEDICAL SYSTEMS CARDIAC & MONITORING SYSTEMS DIV | 2000 | Purchased
CHRISTIANA |  | WH SURGI | 0 | 3624A12960 | DE |  | 1996-07-29 20:00 |  | Physiologic Monitor Modules; ELECTROENCEPHALOGRAPHY | 24662 | M1032A | PHILIPS MEDICAL SYSTEMS CARDIAC & MONITORING SYSTEMS DIV | 2000 | Purchased
CHRISTIANA |  | HOSPITAL-CH | 0 | 3622A12681 | DE |  | 1996-06-10 20:00 |  | Physiologic Monitor Modules; ELECTROENCEPHALOGRAPHY | 24135 | M1032A | PHILIPS MEDICAL SYSTEMS CARDIAC & MONITORING SYSTEMS DIV | 2000 | Purchased
CHRISTIANA |  | HOSPITAL-CH | 0 | 3805G19187 | DE |  | 2004-03-29 19:00 |  | Physiologic Monitor Modules; ELECTROENCEPHALOGRAPHY | 35768 | M1032A | PHILIPS MEDICAL SYSTEMS CARDIAC & MONITORING SYSTEMS DIV | 2000 | Purchased
CHRISTIANA |  | HOSPITAL-WH | 0 | 3805G19352 | DE |  | 2004-03-29 19:00 |  | Physiologic Monitor Modules; ELECTROENCEPHALOGRAPHY | 35663 | M1032A | PHILIPS MEDICAL SYSTEMS CARDIAC & MONITORING SYSTEMS DIV | 2000 | Purchased
CHRISTIANA |  | HOSPITAL-CH | 0 | 3805G19379 | DE |  | 2004-03-29 19:00 |  | Physiologic Monitor Modules; ELECTROENCEPHALOGRAPHY | 35704 | M1032A | PHILIPS MEDICAL SYSTEMS CARDIAC & MONITORING SYSTEMS DIV | 2000
CHRISTIANA |  | HOSPITAL-WH | 0 | 3740A14886 | DE |  | 1997-10-28 19:00 |  | Physiologic Monitor Modules; ELECTROENCEPHALOGRAPHY | 27139 | M1032A | PHILIPS MEDICAL SYSTEMS CARDIAC & MONITORING SYSTEMS DIV | 2000 | Purchased
CHRISTIANA |  | HOSPITAL-CH | 0 | 3524A12080 | DE |  | 1995-10-16 20:00 |  | Physiologic Monitor Modules; ELECTROENCEPHALOGRAPHY | 23653 | M1032A | PHILIPS MEDICAL SYSTEMS CARDIAC & MONITORING SYSTEMS DIV | 2000 | Purchased
CHRISTIANA |  | HOSPITAL-CH | 0 | 3805G19532 | DE |  | 2004-03-29 19:00 |  | Physiologic Monitor Modules; ELECTROENCEPHALOGRAPHY | 35707 | M1032A | PHILIPS MEDICAL SYSTEMS CARDIAC & MONITORING SYSTEMS DIV | 2000 | Purchased
CHRISTIANA |  | HOSPITAL-WH | 0 | 3740A14909 | DE |  | 1997-10-28 19:00 |  | Physiologic Monitor Modules; ELECTROENCEPHALOGRAPHY | 27138 | M1032A | PHILIPS MEDICAL SYSTEMS CARDIAC & MONITORING SYSTEMS DIV | 2000 | Purchased
CHRISTIANA |  | HOSPITAL-CH | 0 | 3805G19356 | DE |  | 2004-03-29 19:00 |  | Physiologic Monitor Modules; ELECTROENCEPHALOGRAPHY | 35666 | M1032A | PHILIPS MEDICAL SYSTEMS CARDIAC & MONITORING SYSTEMS DIV | 2000 | Purchased
CHRISTIANA |  | HOSPITAL-CH | 0 | 3805A15879 | DE |  | 2004-03-29 19:00 |  | Physiologic Monitor Modules; ELECTROENCEPHALOGRAPHY | 42561 | M1032A | PHILIPS MEDICAL SYSTEMS CARDIAC & MONITORING SYSTEMS DIV | 2000 | Purchased
CHRISTIANA |  | HOSPITAL-CH | 0 | 3524A11593 | DE |  | 1995-09-10 20:00 |  | Physiologic Monitor Modules; ELECTROENCEPHALOGRAPHY | 23283 | M1032A | PHILIPS MEDICAL SYSTEMS CARDIAC & MONITORING SYSTEMS DIV | 2000 | Purchased
CHRISTIANA |  | HOSPITAL-WH | 0 | 3805G19133 | DE |  | 2004-03-29 19:00 |  | Physiologic Monitor Modules; ELECTROENCEPHALOGRAPHY | 35762 | M1032A | PHILIPS MEDICAL SYSTEMS CARDIAC & MONITORING SYSTEMS DIV | 2000 | Purchased
CHRISTIANA |  | HOSPITAL-CH | 0 | 3410A02107 | DE |  | 1994-04-25 20:00 |  | Physiologic Monitor Modules; ELECTROENCEPHALOGRAPHY | 21429 | M1032A | PHILIPS MEDICAL SYSTEMS CARDIAC & MONITORING SYSTEMS DIV | 2000 | Purchased
CHRISTIANA |  | HOSPITAL-CH | 0 | 3805G19353 | DE |  | 2004-03-29 19:00 |  | Physiologic Monitor Modules; ELECTROENCEPHALOGRAPHY | 35711 | M1032A | PHILIPS MEDICAL SYSTEMS CARDIAC & MONITORING SYSTEMS DIV | 2000 | Purchased
CHRISTIANA |  | HOSPITAL-WH | 0 | 3805G19423 | DE |  | 2004-03-29 19:00 |  | Physiologic Monitor Modules; ELECTROENCEPHALOGRAPHY | 35669 | M1032A | PHILIPS MEDICAL SYSTEMS CARDIAC & MONITORING SYSTEMS DIV | 2000 | Purchased
CHRISTIANA |  | HOSPITAL-WH | 0 | 3624A12964 | DE |  | 1996-07-29 20:00 |  | Physiologic Monitor Modules; ELECTROENCEPHALOGRAPHY | 24656 | M1032A | PHILIPS MEDICAL SYSTEMS CARDIAC & MONITORING SYSTEMS DIV | 2000 | Purchased
CHRISTIANA |  | HOSPITAL-WH | 0 | 3805G19130 | DE |  | 2004-03-29 19:00 |  | Physiologic Monitor Modules; ELECTROENCEPHALOGRAPHY | 35763 | M1032A | PHILIPS MEDICAL SYSTEMS CARDIAC & MONITORING SYSTEMS DIV | 2000 | Purchased
CHRISTIANA |  | HOSPITAL-CH | 0 | 218000433 | DE |  | 2013-08-21 20:00 |  | Exercisers; Aerobic; Treadmill | 45433 | 790705-001 | Medical Graphics Corp | 75000
CHRISTIANA |  | HOSPITAL-CH | 0 | NONE | DE |  | 2002-07-21 20:00 |  | Lights; Examination | 33618 | 6600-0832-800 | GE MEDICAL SYSTEMS | 1999.99 | Purchased
CHRISTIANA |  | HOSPITAL-CH | 0 | NONE | DE |  | 2013-03-12 20:00 |  | Lights; Examination | 47238 | 6600-0832-800 | GE MEDICAL SYSTEMS | 9500 | Purchased
CHRISTIANA |  | HOSPITAL-CH | 0 | NONE | DE |  | 2012-03-07 19:00 |  | Lights; Examination | 48135 | 6600-0832-800 | GE MEDICAL SYSTEMS | 9500 | Purchased
CHRISTIANA |  | HOSPITAL-CH | 0 | NONE | DE |  | 2002-09-18 20:00 |  | Lights; Examination | 51208 | 6600-0832-800 | GE MEDICAL SYSTEMS | 9500 | Purchased
CHRISTIANA |  | HOSPITAL-CH | 0 | NONE | DE |  | 2002-09-18 20:00 |  | Lights; Examination | 33718 | 6600-0832-800 | GE MEDICAL SYSTEMS | 450 | Purchased
CHRISTIANA |  | HOSPITAL-CH | 0 | NONE | DE |  | 2013-03-20 20:00 |  | Lights; Examination | 50600 | 6600-0832-800 | GE MEDICAL SYSTEMS | 9500 | Purchased
CHRISTIANA |  | HOSPITAL-CH | 0 | NONE | DE |  | 2007-03-21 20:00 |  | Lights; Examination | 39530 | 6600-0832-800 | GE MEDICAL SYSTEMS | 9500 | Purchased
CHRISTIANA |  | HOSPITAL-CH | 0 | NONE | DE |  | 2012-03-27 20:00 |  | Lights; Examination | 49173 | 6600-0832-800 | GE MEDICAL SYSTEMS | 9500 | Purchased
CHRISTIANA |  | HOSPITAL-CH | 0 | NONE | DE |  | 2009-08-31 20:00 |  | Lights; Examination | 46165 | 6600-0832-800 | GE MEDICAL SYSTEMS | 1500 | Purchased
CHRISTIANA |  | CH-SURGI | 0 | CSC 5 OR LIGHT | DE |  | 2006-09-24 20:00 |  | Lights; Surgical; Ceiling-Mounted | CSC5 OR LIGHT | SQ | STERIS Corp | 29999.99 | Purchased
CHRISTIANA |  | CH-SURGI | 0 | CSC1 OR LIGHT | DE |  | 2006-09-24 20:00 |  | Lights; Surgical; Ceiling-Mounted | CSC1 OR LIGHT | SQ | STERIS Corp | 29999.99 | Purchased
CHRISTIANA |  | CH-SURGI | 0 | CSC 7 OR LIGHT | DE |  | 2006-09-24 20:00 |  | Lights; Surgical; Ceiling-Mounted | CSC7 OR LIGHT | SQ | STERIS Corp | 29999.99 | Purchased
CHRISTIANA |  | CH-SURGI | 0 | CSC 6 OR LIGHT | DE |  | 2006-09-24 20:00 |  | Lights; Surgical; Ceiling-Mounted | CSC6 OR LIGHT | SQ | STERIS Corp | 29999.99 | Purchased
CHRISTIANA |  | CH-SURGI | 0 | CSC2 OR LIGHT | DE |  | 2006-09-24 20:00 |  | Lights; Surgical; Ceiling-Mounted | CSC2 OR LIGHT | SQ | STERIS Corp | 29999.99 | Purchased
CHRISTIANA |  | HOSPITAL-WH | 0 | 100212000000 | DE |  | 2013-06-19 20:00 |  | Sterilizing Units; Steam; Tabletop | 52379 | 01-122101 | DRI-TEC | 3500
CHRISTIANA |  |  | 0 | 3E04008 | NJ |  | 1999-10-13 20:00 |  | Microscopes; Light; Laboratory | 29124 | BX40 | OLYMPUS AMERICA INC | 3500
CHRISTIANA |  | HOSPITAL-CH | 0 | NS | DE |  | 1988-08-27 20:00 |  | Testers; Oxygen Concentrator | 14981 | Oxygen Analyzer 406 | Instrumentation Laboratory Co | 700 | Purchased
CHRISTIANA |  | HOSPITAL-CH | 0 | 39017370006 | DE |  | 2019-03-29 06:31 |  | Defibrillator/Monitors | 67044 | TrueCPR 3309630-003 | PHYSIO-CONTROL CORP | 1292.4 | Purchased
CHRISTIANA |  | HOSPITAL-CH | 0 | 14779 | DE |  | 2002-09-14 20:00 |  | Anesthesia Units | 33626 | Narkomed GS | NORTH AMERICAN DRAEGER | 33169
CHRISTIANA |  | HOSPITAL-WH | 0 | 13112 | DE |  | 2008-01-02 19:00 |  | Anesthesia Units | 40422 | Narkomed GS | NORTH AMERICAN DRAEGER | 45000
CHRISTIANA |  | HOSPITAL-WH | 0 | 14778 | DE |  | 2002-09-14 20:00 |  | Anesthesia Units | 33625 | Narkomed GS | NORTH AMERICAN DRAEGER | 33169 | Purchased
CHRISTIANA |  | HOSPITAL-CH | 0 | 12188 | DE |  | 1999-11-30 19:00 |  | Anesthesia Units | 29351 | Narkomed GS | NORTH AMERICAN DRAEGER | 40000
CHRISTIANA |  | HOSPITAL-WH | 0 | 14418 | DE |  | 2013-12-19 19:00 |  | Anesthesia Units | 53253 | Narkomed GS | NORTH AMERICAN DRAEGER | 33169
CHRISTIANA |  | HOSPITAL-WH | 0 | 12194 | DE |  | 1999-10-27 20:00 |  | Anesthesia Units | 29051 | Narkomed GS | NORTH AMERICAN DRAEGER | 29325
CHRISTIANA |  | HOSPITAL-WH | 0 | 12192 | DE |  | 1999-10-28 20:00 |  | Anesthesia Units | 29053 | Narkomed GS | NORTH AMERICAN DRAEGER | 29325
CHRISTIANA |  | HOSPITAL-WH | 0 | 12198 | DE |  | 1999-10-27 20:00 |  | Anesthesia Units | 29054 | Narkomed GS | NORTH AMERICAN DRAEGER | 29325 | Purchased
CHRISTIANA |  | HOSPITAL-WH | 0 | 12199 | DE |  | 1999-10-27 20:00 |  | Anesthesia Units | 29056 | Narkomed GS | NORTH AMERICAN DRAEGER | 29325
CHRISTIANA |  | HOSPITAL-WH | 0 | 12195 | DE |  | 1999-10-27 20:00 |  | Anesthesia Units | 29058 | Narkomed GS | NORTH AMERICAN DRAEGER | 29325
CHRISTIANA |  | HOSPITAL-WH | 0 | 12197 | DE |  | 1999-10-27 20:00 |  | Anesthesia Units | 29057 | Narkomed GS | NORTH AMERICAN DRAEGER | 29325
CHRISTIANA |  | HOSPITAL-CH | 0 | 12177 | DE |  | 1999-11-30 19:00 |  | Anesthesia Units | 29355 | Narkomed GS | NORTH AMERICAN DRAEGER | 40000 | Purchased
CHRISTIANA |  | HOSPITAL-CH | 0 | 11211 | DE |  | 2007-04-29 20:00 |  | Anesthesia Units | 39898 | Narkomed GS | NORTH AMERICAN DRAEGER | 34000
CHRISTIANA |  | HOSPITAL-WH | 0 | 14427 | DE |  | 2013-11-30 19:00 |  | Anesthesia Units | 53156 | Narkomed GS | NORTH AMERICAN DRAEGER | 29325
CHRISTIANA |  | HOSPITAL-CH | 0 | 14416 | DE |  | 2013-11-30 19:00 |  | Anesthesia Units | 53157 | Narkomed GS | NORTH AMERICAN DRAEGER | 29325
CHRISTIANA |  | HOSPITAL-CH | 0 | 12206 | DE |  | 1999-10-27 20:00 |  | Anesthesia Units | 30290 | Narkomed GS | NORTH AMERICAN DRAEGER | 29325
CHRISTIANA |  | HOSPITAL-CH | 0 | 12180 | DE |  | 1999-11-30 19:00 |  | Anesthesia Units | 29361 | Narkomed GS | NORTH AMERICAN DRAEGER | 40000 | Purchased
CHRISTIANA |  | HOSPITAL-WH | 0 | 12196 | DE |  | 1999-10-27 20:00 |  | Anesthesia Units | 29052 | Narkomed GS | NORTH AMERICAN DRAEGER | 29325
CHRISTIANA |  | HOSPITAL-CH | 0 | 66320760 | DE |  | 2006-05-20 20:00 |  | Image Digitization Systems; Computed Radiography | 38578 | CR-IR 356RU | FUJI PHOTO FILM CO LTD | 79408.98 | Purchased
CHRISTIANA |  | WH SURGI | 1981.68 | 10070305 | DE |  | 2006-01-26 19:00 |  | Sterilizing Units; Steam; Bulk | 37802 | Amsco Eagle 3000 Series Sterilizer 3053 | STERIS Corp | 150000 | Purchased
CHRISTIANA |  | HOSPITAL-CH | 0 | 10100306 | DE |  | 2006-01-26 19:00 |  | Sterilizing Units; Steam; Bulk | 37804 | Amsco Eagle 3000 Series Sterilizer 3053 | STERIS Corp | 150000 | Purchased
CHRISTIANA |  | HOSPITAL-CH | 0 | R8336306-07 | DE |  | 2007-01-30 19:00 |  | Sterilizing Units; Steam; Bulk | 37937 | Amsco Eagle 3000 Series Sterilizer 3053 | STERIS Corp | 50000 | Purchased
CHRISTIANA |  | HOSPITAL-CH | 0 | 10030303 | DE |  | 2006-01-26 19:00 |  | Sterilizing Units; Steam; Bulk | 37803 | Amsco Eagle 3000 Series Sterilizer 3053 | STERIS Corp | 150000 | Purchased
CHRISTIANA |  | HOSPITAL-WH | 0 | 555-1105-0554 | DE |  | 2019-03-29 06:31 |  | Ultrasound Therapy Systems; Physical Therapy | 42176 | E-Z Scan 5500+ - AB5500+ | SONOMED INC | 2499.99 | Purchased
CHRISTIANA |  | HOSPITAL-CH | 0 | 2021304 | DE |  | 2008-01-20 19:00 |  | Monitors; Video | 24841 | PVM-2030 | SONY MEDICAL SYSTEMS | 6999.99 | Purchased
CHRISTIANA |  | WH SURGI | 0 | 2021371 | DE |  | 2008-01-20 19:00 |  | Monitors; Video | 24803 | PVM-2030 | SONY MEDICAL SYSTEMS | 6999.99 | Purchased
CHRISTIANA |  | CH-SURGI | 0 | 201630 | DE |  | 2008-01-20 19:00 |  | Monitors; Video | 24716 | PVM-2030 | SONY MEDICAL SYSTEMS | 6999.99 | Purchased
CHRISTIANA |  | HOSPITAL-CH | 0 | 2016993 | DE |  | 2008-01-20 19:00 |  | Monitors; Video | 22423 | PVM-2030 | SONY MEDICAL SYSTEMS | 6999.99 | Purchased
CHRISTIANA |  | HOSPITAL-CH | 0 | 2031985 | DE |  | 2008-01-20 19:00 |  | Monitors; Video | 22414 | PVM-2030 | SONY MEDICAL SYSTEMS | 6999.99 | Purchased
CHRISTIANA |  | Woodstown | 1000 | V713581 | NJ |  | 2019-03-29 06:31 |  | Sterilizing Units; Steam; Tabletop | 42784 | Ritter UltraClave Automatic Sterilizer M9 | RITTER-MIDWEST DIV SYBRON CORP | 4500 | Purchased
CHRISTIANA |  | Woodstown | 1000 | M019550 | NJ |  | 2019-03-29 06:31 |  | Sterilizing Units; Steam; Tabletop | 33722 | Ritter UltraClave Automatic Sterilizer M9 | RITTER-MIDWEST DIV SYBRON CORP | 4500
CHRISTIANA |  | Woodstown | 0 | V1313035 | NJ |  | 2008-03-05 19:00 |  | Sterilizing Units; Steam; Tabletop | 51429 | Ritter UltraClave Automatic Sterilizer M9 | RITTER-MIDWEST DIV SYBRON CORP | 4500 | Purchased
CHRISTIANA |  | HOSPITAL-CH | 991.18 | V1086980 | DE |  | 2011-09-07 20:00 |  | Sterilizing Units; Steam; Tabletop | 48159 | Ritter UltraClave Automatic Sterilizer M9 | RITTER-MIDWEST DIV SYBRON CORP | 4500 | Purchased
CHRISTIANA |  | HOSPITAL-CH | 0 | S051405437 | DE |  | 2017-08-24 20:00 |  | Analyzers; Point-of-Care; Whole Blood; Coagulation | 65397 | Thrombelastograph Hemostasis Analyzer Sy TEG 5000 | HAEMONETICS CORP | 2278 | Purchased
CHRISTIANA |  | HOSPITAL-CH | 0 | S051405440 | DE |  | 2017-08-24 20:00 |  | Analyzers; Point-of-Care; Whole Blood; Coagulation | 65398 | Thrombelastograph Hemostasis Analyzer Sy TEG 5000 | HAEMONETICS CORP | 50000 | Purchased
CHRISTIANA |  | WH SURGI | 0 | WR3544 | DE |  | 2018-10-22 20:00 |  | Light Sources; Endoscope; Fiberoptic Cable | 67949 | TL300 Power LED 300 - TL300 | KARL STORZ ENDOSCOPY AMERICA; INC. | 9445.2 | Purchased
CHRISTIANA |  | HOSPITAL-WH | 0 | UR3400 | DE |  | 2018-10-22 20:00 |  | Light Sources; Endoscope; Fiberoptic Cable | 67946 | TL300 Power LED 300 - TL300 | KARL STORZ ENDOSCOPY AMERICA; INC. | 9445.2 | Purchased
CHRISTIANA |  | HOSPITAL-WH | 0 | WR3551 | DE |  | 2018-10-22 20:00 |  | Light Sources; Endoscope; Fiberoptic Cable | 67950 | TL300 Power LED 300 - TL300 | KARL STORZ ENDOSCOPY AMERICA; INC. | 9445.2 | Purchased
CHRISTIANA |  | HOSPITAL-WH | 0 | S101707023 | DE |  | 2018-09-05 20:00 |  | Analyzers; Point-of-Care; Whole Blood; Coagulation | 68192 | Thrombelastograph Hemostasis Analyzer Sy TEG 5000 | HAEMONETICS CORP | 85000 | Purchased
CHRISTIANA |  | HOSPITAL-WH | 0 | S101707024 | DE |  | 2018-09-05 20:00 |  | Analyzers; Point-of-Care; Whole Blood; Coagulation | 68193 | Thrombelastograph Hemostasis Analyzer Sy TEG 5000 | HAEMONETICS CORP | 85000 | Purchased
CHRISTIANA |  | HOSPITAL-CH | 0 | ph003262 | DE |  | 2018-08-29 20:00 |  | pH Meters | 66915 | 90XL PH MODULE | MESA MEDICAL | 4594.07 | Purchased
CHRISTIANA |  | HOSPITAL-CH | 0 | A1 OR LIGHT | DE |  | 2006-09-24 20:00 |  | Lights; Surgical; Ceiling-Mounted | A1 OR LIGHT | SQVIS-2-120-R | STERIS Corp | 29999.99 | Purchased
CHRISTIANA |  | Neuroscience Center | 0 | BPE012011-A9 | DE |  | 2015-02-08 19:00 |  | Polysomnographs; Portable | 57089 | SomnoStar Sleep System Z4 | CareFusion Respiratory | 7115
CHRISTIANA |  | Neuroscience Center | 0 | BPE012011-A7 | DE |  | 2015-02-08 19:00 |  | Polysomnographs; Portable | 57095 | SomnoStar Sleep System Z4 | CareFusion Respiratory | 7115
CHRISTIANA |  | Neuroscience Center | 0 | BPE012011-A1 | DE |  | 2015-02-08 19:00 |  | Polysomnographs; Portable | 57096 | SomnoStar Sleep System Z4 | CareFusion Respiratory | 7115
CHRISTIANA |  | Neuroscience Center | 0 | BPE012011-A6 | DE |  | 2015-02-08 19:00 |  | Polysomnographs; Portable | 57094 | SomnoStar Sleep System Z4 | CareFusion Respiratory | 7115
CHRISTIANA |  | Neuroscience Center | 0 | BPE012011-A8 | DE |  | 2015-02-08 19:00 |  | Polysomnographs; Portable | 57090 | SomnoStar Sleep System Z4 | CareFusion Respiratory | 7115
CHRISTIANA |  | Neuroscience Center | 0 | BPE012011-A4 | DE |  | 2015-02-08 19:00 |  | Polysomnographs; Portable | 57092 | SomnoStar Sleep System Z4 | CareFusion Respiratory | 7115
CHRISTIANA |  | Neuroscience Center | 0 | BPE012011-A3 | DE |  | 2015-02-08 19:00 |  | Polysomnographs; Portable | 57091 | SomnoStar Sleep System Z4 | CareFusion Respiratory | 7115
CHRISTIANA |  | HOSPITAL-CH | 0 | 15246-381 | DE |  | 2004-04-12 20:00 |  | Baths; Tissue Flotation | 35463 | 3964 | SHANDON LIPSHAW | 25000 | Purchased
CHRISTIANA |  | HOSPITAL-CH | 0 | BEJK04957 | DE |  | 2016-07-19 20:00 |  | Anesthesia Unit Vaporizers | 62401 | TEC 7 Sevoflurane | BAXTER HEALTHCARE CORP PRODUCT SERVICE MANAGEMENT DIV | 2500 | Purchased
CHRISTIANA |  | WH SURGI | 0 | BEJT-06118 | DE |  | 2016-07-19 20:00 |  | Anesthesia Unit Vaporizers | 62665 | TEC 7 Sevoflurane | BAXTER HEALTHCARE CORP PRODUCT SERVICE MANAGEMENT DIV | 2500 | Purchased
CHRISTIANA |  | WH SURGI | 0 | BEJM04761 | DE |  | 2016-07-19 20:00 |  | Anesthesia Unit Vaporizers | 62666 | TEC 7 Sevoflurane | BAXTER HEALTHCARE CORP PRODUCT SERVICE MANAGEMENT DIV | 2500 | Purchased
CHRISTIANA |  | WH SURGI | 0 | BEJL03354 | DE |  | 2016-07-19 20:00 |  | Anesthesia Unit Vaporizers | 62668 | TEC 7 Sevoflurane | BAXTER HEALTHCARE CORP PRODUCT SERVICE MANAGEMENT DIV | 2500 | Purchased
CHRISTIANA |  | CH-SURGI | 0 | BEJT-07583 | DE |  | 2015-01-07 19:00 |  | Anesthesia Unit Vaporizers | 57235 | TEC 7 Sevoflurane | BAXTER HEALTHCARE CORP PRODUCT SERVICE MANAGEMENT DIV | 2500 | Purchased
CHRISTIANA |  | WH SURGI | 0 | BEJM00128 | DE |  | 2016-07-19 20:00 |  | Anesthesia Unit Vaporizers | 62667 | TEC 7 Sevoflurane | BAXTER HEALTHCARE CORP PRODUCT SERVICE MANAGEMENT DIV | 2500 | Purchased
CHRISTIANA |  | WH SURGI | 0 | BEJK03355 | DE |  | 2016-07-19 20:00 |  | Anesthesia Unit Vaporizers | 62669 | TEC 7 Sevoflurane | BAXTER HEALTHCARE CORP PRODUCT SERVICE MANAGEMENT DIV | 2500 | Purchased
CHRISTIANA |  | HOSPITAL-CH | 0 | 3426G01443 | DE |  | 2008-01-20 19:00 |  | Physiologic Monitor Modules; Inspired Oxygen | 27325 | M1021A | PHILIPS MEDICAL SYSTEMS CARDIAC & MONITORING SYSTEMS DIV | 4000 | Purchased
CHRISTIANA |  | HOSPITAL-CH | 0 | 3426G01416 | DE |  | 1996-07-23 20:00 |  | Physiologic Monitor Modules; Inspired Oxygen | 25140 | M1021A | PHILIPS MEDICAL SYSTEMS CARDIAC & MONITORING SYSTEMS DIV | 4607.4 | Purchased
CHRISTIANA |  | HOSPITAL-CH | 0 | 3426g06837 | DE |  | 1997-10-05 20:00 |  | Physiologic Monitor Modules; Inspired Oxygen | 61866 | M1021A | PHILIPS MEDICAL SYSTEMS CARDIAC & MONITORING SYSTEMS DIV | 4000 | Purchased
CHRISTIANA |  | HOSPITAL-CH | 0 | 3426G02154 | DE |  | 2008-01-20 19:00 |  | Physiologic Monitor Modules; Inspired Oxygen | 26862 | M1021A | PHILIPS MEDICAL SYSTEMS CARDIAC & MONITORING SYSTEMS DIV | 4000 | Purchased
CHRISTIANA |  | HOSPITAL-CH | 0 | 3426G02741 | DE |  | 1999-12-30 19:00 |  | Physiologic Monitor Modules; Inspired Oxygen | 29618 | M1021A | PHILIPS MEDICAL SYSTEMS CARDIAC & MONITORING SYSTEMS DIV | 5568.36 | Purchased
CHRISTIANA |  | HOSPITAL-CH | 0 | 3426G03201 | DE |  | 1997-10-05 20:00 |  | Physiologic Monitor Modules; Inspired Oxygen | 26861 | M1021A | PHILIPS MEDICAL SYSTEMS CARDIAC & MONITORING SYSTEMS DIV | 4000 | Purchased
CHRISTIANA |  | HOSPITAL-CH | 0 | 3426G06843 | DE |  | 2017-03-09 19:00 |  | Physiologic Monitor Modules; Inspired Oxygen | 64324 | M1021A | PHILIPS MEDICAL SYSTEMS CARDIAC & MONITORING SYSTEMS DIV | 2500 | Purchased
CHRISTIANA |  | HOSPITAL-CH | 0 | A00GEN | DE |  | 2014-08-25 20:00 |  | Monitors; Video; High-Definition; Medical Image; Endoscopic | 54496 | Tele Pack X 20045020 | STORZ ENDOSCOPY-AMERICA INC | 16761 | Purchased
CHRISTIANA |  | HOSPITAL-CH | 0 | 2507 | DE |  | 1994-09-29 20:00 |  | Radiotherapy Systems; Linear Accelerator | 22223 | MD2 | SIEMENS HEALTH SYSTEMS | 573800 | Purchased
CHRISTIANA |  | HOSPITAL-CH | 0 | 46107 | DE |  | 2007-11-28 19:00 |  | Warming Units; Blood/Intravenous Solution | 39922 | Irrigation Fluid Warming System ORS-2038D | ECOLAB | 24950 | Purchased
CHRISTIANA |  | HOSPITAL-CH | 0 | 4870 | DE |  | 2006-06-12 20:00 |  | Warming Units; Blood/Intravenous Solution | 38485 | Irrigation Fluid Warming System ORS-2038D | EchoLab | 24950
CHRISTIANA |  | HOSPITAL-CH | 0 | 51891 | DE |  | 2010-07-12 20:00 |  | Warming Units; Blood/Intravenous Solution | 47021 | Irrigation Fluid Warming System ORS-2038D | EchoLab | 7500
CHRISTIANA |  | HOSPITAL-CH | 0 | 56864 | DE |  | 2019-03-29 06:32 |  | Warming Units; Blood/Intravenous Solution | 54701 | Irrigation Fluid Warming System ORS-2038D | EchoLab | 61950
CHRISTIANA |  | HOSPITAL-CH | 0 | A2879 | DE |  |  |  | Warming Units; Blood/Intravenous Solution | 21364 | Level 1 Fluid Warmer H-250 | SMITHS / LEVEL 1 | 1000
CHRISTIANA |  | HOSPITAL-CH | 0 | A3095 | DE |  | 1995-02-22 19:00 |  | Warming Units; Blood/Intravenous Solution | 22253 | Level 1 Fluid Warmer H-250 | SMITHS / LEVEL 1 | 1817
CHRISTIANA |  | HOSPITAL-CH | 0 | 304632 | DE |  | 2003-04-07 20:00 |  | Lavage Units | 34554 | OFP | OLYMPUS AMERICA INC | 1188 | Purchased
CHRISTIANA |  | HOSPITAL-CH | 0 | 1865 | DE |  | 2003-02-11 19:00 |  | Lavage Units | 34560 | OFP | OLYMPUS AMERICA INC | 1188 | Purchased
CHRISTIANA |  | CH-SURGI | 0 | 7046546 | DE |  | 2010-11-02 20:00 |  | Testers; SCOPE LEAK | 47171 | MU-1 | OLYMPUS AMERICA INC | 528 | Purchased
CHRISTIANA |  | HOSPITAL-CH | 0 | C151 | DE |  | 2008-09-10 20:00 |  | Radiotherapy Systems; Linear Accelerator | 41578 | CyberKnife System - CyberKnife | ACCURAY INC | 2500000 | Purchased
CHRISTIANA |  | HOSPITAL-CH | 0 | NONE | DE |  |  |  | Pumps; Circulating-Liquid; Localized Heating | T-16 | TP-200 | GAYMAR INDUSTRIES INC | 800
CHRISTIANA |  | Pike Creek | 0 | BB08100048 | DE |  | 2011-05-01 20:00 |  | Oximeters; Pulse | 47638 | 3301 | SMITHS / LEVEL 1 | 1750 | Purchased
CHRISTIANA |  | Springside Connor Building | 0 | NONE | DE |  | 1995-01-02 19:00 |  | Scales; Patient; Floor | 22148 | Health O Meter Physician Office Scale 400DLD | HEALTH O METER INC DIV SUNBEAM CORP | 1500 | Purchased
CHRISTIANA |  | HOSPITAL-CH | 0 | C860009329 | DE |  | 2016-08-17 20:00 |  | Circulatory Assist Units; Peripheral Compression; Intermittent | 63309 | Hemo-Force Intermittent DVT Pump MDS600INT | Medline Industries; Inc. | 269
CHRISTIANA |  | HOSPITAL-CH | 0 | C860022792 | DE |  | 2016-08-17 20:00 |  | Circulatory Assist Units; Peripheral Compression; Intermittent | 63357 | Hemo-Force Intermittent DVT Pump MDS600INT | Medline Industries; Inc. | 269 | Purchased
CHRISTIANA |  | HOSPITAL-CH | 0 | C860022580 | DE |  | 2016-07-13 20:00 |  | Circulatory Assist Units; Peripheral Compression; Intermittent | 63324 | Hemo-Force Intermittent DVT Pump MDS600INT | Medline Industries; Inc. | 269 | Purchased
CHRISTIANA |  | HOSPITAL-CH | 0 | C860009460 | DE |  | 2016-08-17 20:00 |  | Circulatory Assist Units; Peripheral Compression; Intermittent | 63574 | Hemo-Force Intermittent DVT Pump MDS600INT | Medline Industries; Inc. | 269 | Purchased
CHRISTIANA |  | HOSPITAL-CH | 0 | C860009416 | DE |  | 2016-08-17 20:00 |  | Circulatory Assist Units; Peripheral Compression; Intermittent | 63453 | Hemo-Force Intermittent DVT Pump MDS600INT | Medline Industries; Inc. | 269
CHRISTIANA |  | HOSPITAL-CH | 0 | C860009324 | DE |  | 2016-08-17 20:00 |  | Circulatory Assist Units; Peripheral Compression; Intermittent | 63171 | Hemo-Force Intermittent DVT Pump MDS600INT | Medline Industries; Inc. | 269 | Purchased
CHRISTIANA |  | HOSPITAL-CH | 0 | C860022790 | DE |  | 2016-08-17 20:00 |  | Circulatory Assist Units; Peripheral Compression; Intermittent | 63054 | Hemo-Force Intermittent DVT Pump MDS600INT | Medline Industries; Inc. | 269 | Purchased
CHRISTIANA |  | HOSPITAL-CH | 0 | C860022826 | DE |  | 2016-08-17 20:00 |  | Circulatory Assist Units; Peripheral Compression; Intermittent | 63691 | Hemo-Force Intermittent DVT Pump MDS600INT | Medline Industries; Inc. | 269
CHRISTIANA |  | HOSPITAL-CH | 0 | C860009501 | DE |  | 2016-08-17 20:00 |  | Circulatory Assist Units; Peripheral Compression; Intermittent | 63310 | Hemo-Force Intermittent DVT Pump MDS600INT | Medline Industries; Inc. | 269 | Purchased
CHRISTIANA |  | HOSPITAL-CH | 0 | C860009281 | DE |  | 2016-08-17 20:00 |  | Circulatory Assist Units; Peripheral Compression; Intermittent | 63214 | Hemo-Force Intermittent DVT Pump MDS600INT | Medline Industries; Inc. | 269 | Purchased
CHRISTIANA |  | HOSPITAL-CH | 0 | C860022679 | DE |  | 2016-08-17 20:00 |  | Circulatory Assist Units; Peripheral Compression; Intermittent | 63283 | Hemo-Force Intermittent DVT Pump MDS600INT | Medline Industries; Inc. | 269 | Purchased
CHRISTIANA |  | HOSPITAL-CH | 0 | C860009484 | DE |  | 2016-08-17 20:00 |  | Circulatory Assist Units; Peripheral Compression; Intermittent | 63226 | Hemo-Force Intermittent DVT Pump MDS600INT | Medline Industries; Inc. | 269 | Purchased
CHRISTIANA |  | HOSPITAL-CH | 0 | C860022883 | DE |  | 2016-08-17 20:00 |  | Circulatory Assist Units; Peripheral Compression; Intermittent | 63228 | Hemo-Force Intermittent DVT Pump MDS600INT | Medline Industries; Inc. | 269 | Purchased
CHRISTIANA |  | HOSPITAL-CH | 0 | C86000959 | DE |  | 2016-08-17 20:00 |  | Circulatory Assist Units; Peripheral Compression; Intermittent | 63509 | Hemo-Force Intermittent DVT Pump MDS600INT | Medline Industries; Inc. | 269 | Purchased
CHRISTIANA |  | HOSPITAL-CH | 0 | C860022615 | DE |  | 2016-08-17 20:00 |  | Circulatory Assist Units; Peripheral Compression; Intermittent | 63402 | Hemo-Force Intermittent DVT Pump MDS600INT | Medline Industries; Inc. | 269 | Purchased
CHRISTIANA |  | HOSPITAL-CH | 0 | C860009647 | DE |  | 2016-08-17 20:00 |  | Circulatory Assist Units; Peripheral Compression; Intermittent | 63603 | Hemo-Force Intermittent DVT Pump MDS600INT | Medline Industries; Inc. | 269 | Purchased
CHRISTIANA |  | HOSPITAL-CH | 0 | C860022804 | DE |  | 2016-08-17 20:00 |  | Circulatory Assist Units; Peripheral Compression; Intermittent | 63343 | Hemo-Force Intermittent DVT Pump MDS600INT | Medline Industries; Inc. | 269 | Purchased
CHRISTIANA |  | HOSPITAL-CH | 0 | C860009066 | DE |  | 2016-08-17 20:00 |  | Circulatory Assist Units; Peripheral Compression; Intermittent | 63121 | Hemo-Force Intermittent DVT Pump MDS600INT | Medline Industries; Inc. | 269 | Purchased
CHRISTIANA |  | HOSPITAL-CH | 0 | C860009061 | DE |  | 2016-08-17 20:00 |  | Circulatory Assist Units; Peripheral Compression; Intermittent | 63123 | Hemo-Force Intermittent DVT Pump MDS600INT | Medline Industries; Inc. | 269 | Purchased
CHRISTIANA |  | HOSPITAL-CH | 0 | C860009177 | DE |  | 2016-08-17 20:00 |  | Circulatory Assist Units; Peripheral Compression; Intermittent | 63488 | Hemo-Force Intermittent DVT Pump MDS600INT | Medline Industries; Inc. | 269 | Purchased
CHRISTIANA |  | HOSPITAL-CH | 0 | C860024604 | DE |  | 2016-08-17 20:00 |  | Circulatory Assist Units; Peripheral Compression; Intermittent | 63028 | Hemo-Force Intermittent DVT Pump MDS600INT | Medline Industries; Inc. | 269 | Purchased
CHRISTIANA |  | HOSPITAL-CH | 0 | C860024699 | DE |  | 2016-08-17 20:00 |  | Circulatory Assist Units; Peripheral Compression; Intermittent | 63030 | Hemo-Force Intermittent DVT Pump MDS600INT | Medline Industries; Inc. | 269 | Purchased
CHRISTIANA |  | HOSPITAL-CH | 0 | C860009099 | DE |  | 2016-08-17 20:00 |  | Circulatory Assist Units; Peripheral Compression; Intermittent | 63217 | Hemo-Force Intermittent DVT Pump MDS600INT | Medline Industries; Inc. | 269 | Purchased
CHRISTIANA |  | HOSPITAL-CH | 0 | C860022626 | DE |  | 2016-08-17 20:00 |  | Circulatory Assist Units; Peripheral Compression; Intermittent | 63286 | Hemo-Force Intermittent DVT Pump MDS600INT | Medline Industries; Inc. | 269 | Purchased
CHRISTIANA |  | HOSPITAL-CH | 0 | C860012525 | DE |  | 2016-08-17 20:00 |  | Circulatory Assist Units; Peripheral Compression; Intermittent | 63646 | Hemo-Force Intermittent DVT Pump MDS600INT | Medline Industries; Inc. | 269
CHRISTIANA |  | HOSPITAL-CH | 0 | C860022741 | DE |  | 2016-08-17 20:00 |  | Circulatory Assist Units; Peripheral Compression; Intermittent | 63229 | Hemo-Force Intermittent DVT Pump MDS600INT | Medline Industries; Inc. | 269
CHRISTIANA |  | HOSPITAL-CH | 0 | C860018411 | DE |  | 2016-08-17 20:00 |  | Circulatory Assist Units; Peripheral Compression; Intermittent | 63188 | Hemo-Force Intermittent DVT Pump MDS600INT | Medline Industries; Inc. | 269 | Purchased
CHRISTIANA |  | HOSPITAL-CH | 0 | C860009264 | DE |  | 2016-08-17 20:00 |  | Circulatory Assist Units; Peripheral Compression; Intermittent | 63454 | Hemo-Force Intermittent DVT Pump MDS600INT | Medline Industries; Inc. | 269
CHRISTIANA |  | HOSPITAL-CH | 0 | C860022698 | DE |  | 2016-08-17 20:00 |  | Circulatory Assist Units; Peripheral Compression; Intermittent | 63676 | Hemo-Force Intermittent DVT Pump MDS600INT | Medline Industries; Inc. | 269 | Purchased
CHRISTIANA |  | HOSPITAL-CH | 0 | C860022634 | DE |  | 2016-08-17 20:00 |  | Circulatory Assist Units; Peripheral Compression; Intermittent | 63056 | Hemo-Force Intermittent DVT Pump MDS600INT | Medline Industries; Inc. | 269 | Purchased
CHRISTIANA |  | HOSPITAL-CH | 0 | C860009494 | DE |  | 2016-08-17 20:00 |  | Circulatory Assist Units; Peripheral Compression; Intermittent | 63570 | Hemo-Force Intermittent DVT Pump MDS600INT | Medline Industries; Inc. | 269 | Purchased
CHRISTIANA |  | HOSPITAL-CH | 0 | C860009083 | DE |  | 2016-08-17 20:00 |  | Circulatory Assist Units; Peripheral Compression; Intermittent | 63122 | Hemo-Force Intermittent DVT Pump MDS600INT | Medline Industries; Inc. | 269 | Purchased
CHRISTIANA |  | HOSPITAL-CH | 0 | C86000965 | DE |  | 2016-08-17 20:00 |  | Circulatory Assist Units; Peripheral Compression; Intermittent | 63561 | Hemo-Force Intermittent DVT Pump MDS600INT | Medline Industries; Inc. | 269 | Purchased
CHRISTIANA |  | HOSPITAL-CH | 0 | C860009373 | DE |  | 2016-08-17 20:00 |  | Circulatory Assist Units; Peripheral Compression; Intermittent | 63456 | Hemo-Force Intermittent DVT Pump MDS600INT | Medline Industries; Inc. | 269 | Purchased
CHRISTIANA |  | HOSPITAL-CH | 0 | C860022778 | DE |  | 2016-08-17 20:00 |  | Circulatory Assist Units; Peripheral Compression; Intermittent | 63403 | Hemo-Force Intermittent DVT Pump MDS600INT | Medline Industries; Inc. | 269
CHRISTIANA |  | HOSPITAL-CH | 0 | C860009115 | DE |  | 2016-08-17 20:00 |  | Circulatory Assist Units; Peripheral Compression; Intermittent | 63216 | Hemo-Force Intermittent DVT Pump MDS600INT | Medline Industries; Inc. | 269 | Purchased
CHRISTIANA |  | HOSPITAL-CH | 0 | C860009353 | DE |  | 2016-08-17 20:00 |  | Circulatory Assist Units; Peripheral Compression; Intermittent | 63521 | Hemo-Force Intermittent DVT Pump MDS600INT | Medline Industries; Inc. | 269 | Purchased
CHRISTIANA |  | HOSPITAL-CH | 0 | C860022629 | DE |  | 2016-08-17 20:00 |  | Circulatory Assist Units; Peripheral Compression; Intermittent | 63071 | Hemo-Force Intermittent DVT Pump MDS600INT | Medline Industries; Inc. | 269 | Purchased
CHRISTIANA |  | HOSPITAL-CH | 0 | C860009096 | DE |  | 2016-08-17 20:00 |  | Circulatory Assist Units; Peripheral Compression; Intermittent | 63446 | Hemo-Force Intermittent DVT Pump MDS600INT | Medline Industries; Inc. | 269
CHRISTIANA |  | HOSPITAL-CH | 0 | C860009054 | DE |  | 2016-08-17 20:00 |  | Circulatory Assist Units; Peripheral Compression; Intermittent | 63164 | Hemo-Force Intermittent DVT Pump MDS600INT | Medline Industries; Inc. | 269 | Purchased
CHRISTIANA |  | HOSPITAL-CH | 0 | C860009291 | DE |  | 2016-08-17 20:00 |  | Circulatory Assist Units; Peripheral Compression; Intermittent | 63508 | Hemo-Force Intermittent DVT Pump MDS600INT | Medline Industries; Inc. | 269 | Purchased
CHRISTIANA |  | HOSPITAL-CH | 0 | C860024352 | DE |  | 2016-08-17 20:00 |  | Circulatory Assist Units; Peripheral Compression; Intermittent | 63544 | Hemo-Force Intermittent DVT Pump MDS600INT | Medline Industries; Inc. | 269
CHRISTIANA |  | HOSPITAL-CH | 0 | C860024779 | DE |  | 2016-08-17 20:00 |  | Circulatory Assist Units; Peripheral Compression; Intermittent | 63032 | Hemo-Force Intermittent DVT Pump MDS600INT | Medline Industries; Inc. | 269 | Purchased
CHRISTIANA |  | HOSPITAL-CH | 0 | C860009489 | DE |  | 2016-08-17 20:00 |  | Circulatory Assist Units; Peripheral Compression; Intermittent | 63219 | Hemo-Force Intermittent DVT Pump MDS600INT | Medline Industries; Inc. | 269
CHRISTIANA |  | HOSPITAL-WH | 0 | C850025628 | DE |  | 2019-03-29 06:32 |  | Circulatory Assist Units; Peripheral Compression; Intermittent | 60498 | Hemo-Force Intermittent DVT Pump MDS600INT | Medline Industries; Inc. | 269 | Purchased
CHRISTIANA |  | HOSPITAL-CH | 0 | C860022661 | DE |  | 2016-08-17 20:00 |  | Circulatory Assist Units; Peripheral Compression; Intermittent | 63345 | Hemo-Force Intermittent DVT Pump MDS600INT | Medline Industries; Inc. | 269 | Purchased
CHRISTIANA |  | HOSPITAL-CH | 0 | C860022857 | DE |  | 2016-08-17 20:00 |  | Circulatory Assist Units; Peripheral Compression; Intermittent | 63395 | Hemo-Force Intermittent DVT Pump MDS600INT | Medline Industries; Inc. | 269 | Purchased
CHRISTIANA |  | HOSPITAL-CH | 0 | C860024400 | DE |  | 2016-08-17 20:00 |  | Circulatory Assist Units; Peripheral Compression; Intermittent | 63033 | Hemo-Force Intermittent DVT Pump MDS600INT | Medline Industries; Inc. | 269 | Purchased
CHRISTIANA |  | HOSPITAL-CH | 0 | C860022904 | DE |  | 2016-08-17 20:00 |  | Circulatory Assist Units; Peripheral Compression; Intermittent | 63391 | Hemo-Force Intermittent DVT Pump MDS600INT | Medline Industries; Inc. | 269 | Purchased
CHRISTIANA |  | HOSPITAL-CH | 0 | C860009355 | DE |  | 2016-08-17 20:00 |  | Circulatory Assist Units; Peripheral Compression; Intermittent | 63218 | Hemo-Force Intermittent DVT Pump MDS600INT | Medline Industries; Inc. | 269 | Purchased
CHRISTIANA |  | HOSPITAL-CH | 0 | C860022747 | DE |  | 2016-08-17 20:00 |  | Circulatory Assist Units; Peripheral Compression; Intermittent | 63073 | Hemo-Force Intermittent DVT Pump MDS600INT | Medline Industries; Inc. | 269 | Purchased
CHRISTIANA |  | HOSPITAL-CH | 0 | C860009176 | DE |  | 2016-08-17 20:00 |  | Circulatory Assist Units; Peripheral Compression; Intermittent | 63543 | Hemo-Force Intermittent DVT Pump MDS600INT | Medline Industries; Inc. | 269 | Purchased
CHRISTIANA |  | HOSPITAL-CH | 0 | C860022811 | DE |  | 2016-08-17 20:00 |  | Circulatory Assist Units; Peripheral Compression; Intermittent | 63360 | Hemo-Force Intermittent DVT Pump MDS600INT | Medline Industries; Inc. | 269 | Purchased
CHRISTIANA |  | HOSPITAL-CH | 0 | C860009199 | DE |  | 2016-08-17 20:00 |  | Circulatory Assist Units; Peripheral Compression; Intermittent | 63166 | Hemo-Force Intermittent DVT Pump MDS600INT | Medline Industries; Inc. | 269 | Purchased
CHRISTIANA |  | HOSPITAL-CH | 0 | C860009492 | DE |  | 2016-08-17 20:00 |  | Circulatory Assist Units; Peripheral Compression; Intermittent | 63553 | Hemo-Force Intermittent DVT Pump MDS600INT | Medline Industries; Inc. | 269 | Purchased
CHRISTIANA |  | HOSPITAL-CH | 0 | C860009502 | DE |  | 2016-08-17 20:00 |  | Circulatory Assist Units; Peripheral Compression; Intermittent | 63307 | Hemo-Force Intermittent DVT Pump MDS600INT | Medline Industries; Inc. | 269
CHRISTIANA |  | HOSPITAL-CH | 0 | C860009174 | DE |  | 2016-08-17 20:00 |  | Circulatory Assist Units; Peripheral Compression; Intermittent | 63472 | Hemo-Force Intermittent DVT Pump MDS600INT | Medline Industries; Inc. | 269 | Purchased
CHRISTIANA |  | HOSPITAL-CH | 0 | C860009498 | DE |  | 2016-08-13 20:00 |  | Circulatory Assist Units; Peripheral Compression; Intermittent | 63437 | Hemo-Force Intermittent DVT Pump MDS600INT | Medline Industries; Inc. | 269 | Purchased
CHRISTIANA |  | HOSPITAL-CH | 0 | C860009108 | DE |  | 2016-08-17 20:00 |  | Circulatory Assist Units; Peripheral Compression; Intermittent | 63481 | Hemo-Force Intermittent DVT Pump MDS600INT | Medline Industries; Inc. | 269 | Purchased
CHRISTIANA |  | HOSPITAL-CH | 0 | C860022675 | DE |  | 2016-08-17 20:00 |  | Circulatory Assist Units; Peripheral Compression; Intermittent | 63050 | Hemo-Force Intermittent DVT Pump MDS600INT | Medline Industries; Inc. | 269 | Purchased
CHRISTIANA |  | HOSPITAL-CH | 0 | C860022820 | DE |  | 2016-08-17 20:00 |  | Circulatory Assist Units; Peripheral Compression; Intermittent | 63268 | Hemo-Force Intermittent DVT Pump MDS600INT | Medline Industries; Inc. | 269 | Purchased
CHRISTIANA |  | HOSPITAL-CH | 0 | C860009102 | DE |  | 2016-08-17 20:00 |  | Circulatory Assist Units; Peripheral Compression; Intermittent | 63222 | Hemo-Force Intermittent DVT Pump MDS600INT | Medline Industries; Inc. | 269 | Purchased
CHRISTIANA |  | HOSPITAL-CH | 0 | C860009042 | DE |  | 2016-08-17 20:00 |  | Circulatory Assist Units; Peripheral Compression; Intermittent | 63224 | Hemo-Force Intermittent DVT Pump MDS600INT | Medline Industries; Inc. | 269 | Purchased
CHRISTIANA |  | HOSPITAL-CH | 0 | C860022733 | DE |  | 2016-08-17 20:00 |  | Circulatory Assist Units; Peripheral Compression; Intermittent | 63262 | Hemo-Force Intermittent DVT Pump MDS600INT | Medline Industries; Inc. | 269 | Purchased
CHRISTIANA |  | HOSPITAL-CH | 0 | C860009073 | DE |  | 2016-08-17 20:00 |  | Circulatory Assist Units; Peripheral Compression; Intermittent | 63157 | Hemo-Force Intermittent DVT Pump MDS600INT | Medline Industries; Inc. | 269 | Purchased
CHRISTIANA |  | HOSPITAL-CH | 0 | C860022725 | DE |  | 2016-08-17 20:00 |  | Circulatory Assist Units; Peripheral Compression; Intermittent | 63384 | Hemo-Force Intermittent DVT Pump MDS600INT | Medline Industries; Inc. | 269 | Purchased
CHRISTIANA |  | HOSPITAL-CH | 0 | C860022691 | DE |  | 2016-08-17 20:00 |  | Circulatory Assist Units; Peripheral Compression; Intermittent | 63103 | Hemo-Force Intermittent DVT Pump MDS600INT | Medline Industries; Inc. | 269 | Purchased
CHRISTIANA |  | HOSPITAL-CH | 0 | C860022785 | DE |  | 2016-08-17 20:00 |  | Circulatory Assist Units; Peripheral Compression; Intermittent | 63397 | Hemo-Force Intermittent DVT Pump MDS600INT | Medline Industries; Inc. | 269 | Purchased
CHRISTIANA |  | HOSPITAL-CH | 0 | C860009163 | DE |  | 2016-08-17 20:00 |  | Circulatory Assist Units; Peripheral Compression; Intermittent | 63156 | Hemo-Force Intermittent DVT Pump MDS600INT | Medline Industries; Inc. | 269 | Purchased
CHRISTIANA |  | HOSPITAL-CH | 0 | C860009275 | DE |  | 2016-08-17 20:00 |  | Circulatory Assist Units; Peripheral Compression; Intermittent | 63158 | Hemo-Force Intermittent DVT Pump MDS600INT | Medline Industries; Inc. | 269
CHRISTIANA |  | HOSPITAL-CH | 0 | C860022567 | DE |  | 2016-08-17 20:00 |  | Circulatory Assist Units; Peripheral Compression; Intermittent | 63296 | Hemo-Force Intermittent DVT Pump MDS600INT | Medline Industries; Inc. | 269 | Purchased
CHRISTIANA |  | HOSPITAL-CH | 0 | C860022793 | DE |  | 2016-08-17 20:00 |  | Circulatory Assist Units; Peripheral Compression; Intermittent | 63328 | Hemo-Force Intermittent DVT Pump MDS600INT | Medline Industries; Inc. | 269 | Purchased
CHRISTIANA |  | HOSPITAL-CH | 0 | C860022608 | DE |  | 2016-08-17 20:00 |  | Circulatory Assist Units; Peripheral Compression; Intermittent | 63678 | Hemo-Force Intermittent DVT Pump MDS600INT | Medline Industries; Inc. | 269 | Purchased
CHRISTIANA |  | HOSPITAL-CH | 0 | C860009663 | DE |  | 2016-08-17 20:00 |  | Circulatory Assist Units; Peripheral Compression; Intermittent | 63571 | Hemo-Force Intermittent DVT Pump MDS600INT | Medline Industries; Inc. | 269 | Purchased
CHRISTIANA |  | HOSPITAL-CH | 0 | C860009679 | DE |  | 2016-08-17 20:00 |  | Circulatory Assist Units; Peripheral Compression; Intermittent | 63621 | Hemo-Force Intermittent DVT Pump MDS600INT | Medline Industries; Inc. | 269 | Purchased
CHRISTIANA |  | HOSPITAL-CH | 0 | C860018434 | DE |  | 2016-08-17 20:00 |  | Circulatory Assist Units; Peripheral Compression; Intermittent | 63251 | Hemo-Force Intermittent DVT Pump MDS600INT | Medline Industries; Inc. | 269 | Purchased
CHRISTIANA |  | HOSPITAL-CH | 0 | C860009153 | DE |  | 2016-08-17 20:00 |  | Circulatory Assist Units; Peripheral Compression; Intermittent | 63533 | Hemo-Force Intermittent DVT Pump MDS600INT | Medline Industries; Inc. | 269 | Purchased
CHRISTIANA |  | HOSPITAL-CH | 0 | C860009064 | DE |  | 2016-08-17 20:00 |  | Circulatory Assist Units; Peripheral Compression; Intermittent | 63159 | Hemo-Force Intermittent DVT Pump MDS600INT | Medline Industries; Inc. | 269 | Purchased
CHRISTIANA |  | HOSPITAL-CH | 0 | C860009313 | DE |  | 2016-08-17 20:00 |  | Circulatory Assist Units; Peripheral Compression; Intermittent | 63421 | Hemo-Force Intermittent DVT Pump MDS600INT | Medline Industries; Inc. | 269 | Purchased
CHRISTIANA |  | HOSPITAL-CH | 0 | C860022682 | DE |  | 2016-08-17 20:00 |  | Circulatory Assist Units; Peripheral Compression; Intermittent | 63299 | Hemo-Force Intermittent DVT Pump MDS600INT | Medline Industries; Inc. | 269 | Purchased
CHRISTIANA |  | HOSPITAL-CH | 0 | C860009227 | DE |  | 2016-08-17 20:00 |  | Circulatory Assist Units; Peripheral Compression; Intermittent | 63455 | Hemo-Force Intermittent DVT Pump MDS600INT | Medline Industries; Inc. | 269 | Purchased
CHRISTIANA |  | HOSPITAL-CH | 0 | C860009599 | DE |  | 2016-08-17 20:00 |  | Circulatory Assist Units; Peripheral Compression; Intermittent | 63135 | Hemo-Force Intermittent DVT Pump MDS600INT | Medline Industries; Inc. | 269
CHRISTIANA |  | HOSPITAL-CH | 0 | C860009129 | DE |  | 2016-08-17 20:00 |  | Circulatory Assist Units; Peripheral Compression; Intermittent | 63490 | Hemo-Force Intermittent DVT Pump MDS600INT | Medline Industries; Inc. | 269 | Purchased
CHRISTIANA |  | HOSPITAL-CH | 0 | C860012563 | DE |  | 2016-08-17 20:00 |  | Circulatory Assist Units; Peripheral Compression; Intermittent | 63563 | Hemo-Force Intermittent DVT Pump MDS600INT | Medline Industries; Inc. | 269 | Purchased
CHRISTIANA |  | HOSPITAL-CH | 0 | C8600024606 | DE |  | 2016-08-17 20:00 |  | Circulatory Assist Units; Peripheral Compression; Intermittent | 63523 | Hemo-Force Intermittent DVT Pump MDS600INT | Medline Industries; Inc. | 269 | Purchased
CHRISTIANA |  | HOSPITAL-CH | 0 | C860022891 | DE |  | 2016-08-17 20:00 |  | Circulatory Assist Units; Peripheral Compression; Intermittent | 63043 | Hemo-Force Intermittent DVT Pump MDS600INT | Medline Industries; Inc. | 269
CHRISTIANA |  | HOSPITAL-CH | 0 | C860018428 | DE |  | 2016-08-17 20:00 |  | Circulatory Assist Units; Peripheral Compression; Intermittent | 63231 | Hemo-Force Intermittent DVT Pump MDS600INT | Medline Industries; Inc. | 269 | Purchased
CHRISTIANA |  | HOSPITAL-CH | 0 | C860018447 | DE |  | 2016-08-17 20:00 |  | Circulatory Assist Units; Peripheral Compression; Intermittent | 63242 | Hemo-Force Intermittent DVT Pump MDS600INT | Medline Industries; Inc. | 269 | Purchased
CHRISTIANA |  | HOSPITAL-CH | 0 | C860009523 | DE |  | 2016-08-17 20:00 |  | Circulatory Assist Units; Peripheral Compression; Intermittent | 63613 | Hemo-Force Intermittent DVT Pump MDS600INT | Medline Industries; Inc. | 269 | Purchased
CHRISTIANA |  | HOSPITAL-CH | 0 | C860009542 | DE |  | 2016-08-17 20:00 |  | Circulatory Assist Units; Peripheral Compression; Intermittent | 63136 | Hemo-Force Intermittent DVT Pump MDS600INT | Medline Industries; Inc. | 269 | Purchased
CHRISTIANA |  | HOSPITAL-CH | 0 | C860009368 | DE |  | 2016-08-17 20:00 |  | Circulatory Assist Units; Peripheral Compression; Intermittent | 63486 | Hemo-Force Intermittent DVT Pump MDS600INT | Medline Industries; Inc. | 269 | Purchased
CHRISTIANA |  | HOSPITAL-CH | 0 | C860027994 | DE |  | 2016-08-17 20:00 |  | Circulatory Assist Units; Peripheral Compression; Intermittent | 62809 | Hemo-Force Intermittent DVT Pump MDS600INT | Medline Industries; Inc. | 269 | Purchased
CHRISTIANA |  | HOSPITAL-CH | 0 | C860009377 | DE |  | 2016-08-17 20:00 |  | Circulatory Assist Units; Peripheral Compression; Intermittent | 63414 | Hemo-Force Intermittent DVT Pump MDS600INT | Medline Industries; Inc. | 269 | Purchased
CHRISTIANA |  | HOSPITAL-CH | 0 | C860018402 | DE |  | 2016-08-17 20:00 |  | Circulatory Assist Units; Peripheral Compression; Intermittent | 63257 | Hemo-Force Intermittent DVT Pump MDS600INT | Medline Industries; Inc. | 269 | Purchased
CHRISTIANA |  | HOSPITAL-CH | 0 | C860022876 | DE |  | 2016-08-17 20:00 |  | Circulatory Assist Units; Peripheral Compression; Intermittent | 63347 | Hemo-Force Intermittent DVT Pump MDS600INT | Medline Industries; Inc. | 269
CHRISTIANA |  | HOSPITAL-CH | 0 | C860003896 | DE |  | 2016-08-17 20:00 |  | Circulatory Assist Units; Peripheral Compression; Intermittent | 63499 | Hemo-Force Intermittent DVT Pump MDS600INT | Medline Industries; Inc. | 269
CHRISTIANA |  | HOSPITAL-CH | 0 | C860009593 | DE |  | 2016-08-17 20:00 |  | Circulatory Assist Units; Peripheral Compression; Intermittent | 63139 | Hemo-Force Intermittent DVT Pump MDS600INT | Medline Industries; Inc. | 269 | Purchased
CHRISTIANA |  | HOSPITAL-CH | 0 | C860022859 | DE |  | 2016-08-17 20:00 |  | Circulatory Assist Units; Peripheral Compression; Intermittent | 63408 | Hemo-Force Intermittent DVT Pump MDS600INT | Medline Industries; Inc. | 269 | Purchased
CHRISTIANA |  | HOSPITAL-CH | 0 | C860009690 | DE |  | 2016-08-17 20:00 |  | Circulatory Assist Units; Peripheral Compression; Intermittent | 63557 | Hemo-Force Intermittent DVT Pump MDS600INT | Medline Industries; Inc. | 269 | Purchased
CHRISTIANA |  | HOSPITAL-CH | 0 | C860012603 | DE |  | 2016-08-17 20:00 |  | Circulatory Assist Units; Peripheral Compression; Intermittent | 63565 | Hemo-Force Intermittent DVT Pump MDS600INT | Medline Industries; Inc. | 269 | Purchased
CHRISTIANA |  | HOSPITAL-CH | 0 | C860009589 | DE |  | 2016-08-17 20:00 |  | Circulatory Assist Units; Peripheral Compression; Intermittent | 63619 | Hemo-Force Intermittent DVT Pump MDS600INT | Medline Industries; Inc. | 269 | Purchased
CHRISTIANA |  | HOSPITAL-CH | 0 | C860009240 | DE |  | 2016-08-17 20:00 |  | Circulatory Assist Units; Peripheral Compression; Intermittent | 63162 | Hemo-Force Intermittent DVT Pump MDS600INT | Medline Industries; Inc. | 269 | Purchased
CHRISTIANA |  | HOSPITAL-WH | 0 | C860022646 | DE |  | 2016-08-17 20:00 |  | Circulatory Assist Units; Peripheral Compression; Intermittent | 63045 | Hemo-Force Intermittent DVT Pump MDS600INT | Medline Industries; Inc. | 269
CHRISTIANA |  | HOSPITAL-WH | 0 | C860022805 | DE |  | 2016-08-17 20:00 |  | Circulatory Assist Units; Peripheral Compression; Intermittent | 63233 | Hemo-Force Intermittent DVT Pump MDS600INT | Medline Industries; Inc. | 269 | Purchased
CHRISTIANA |  | HOSPITAL-CH | 0 | C860022566 | DE |  | 2016-08-17 20:00 |  | Circulatory Assist Units; Peripheral Compression; Intermittent | 63235 | Hemo-Force Intermittent DVT Pump MDS600INT | Medline Industries; Inc. | 269 | Purchased
CHRISTIANA |  | HOSPITAL-CH | 0 | C860009394 | DE |  | 2016-08-17 20:00 |  | Circulatory Assist Units; Peripheral Compression; Intermittent | 63140 | Hemo-Force Intermittent DVT Pump MDS600INT | Medline Industries; Inc. | 269 | Purchased
CHRISTIANA |  | HOSPITAL-CH | 0 | C860009711 | DE |  | 2016-08-17 20:00 |  | Circulatory Assist Units; Peripheral Compression; Intermittent | 63584 | Hemo-Force Intermittent DVT Pump MDS600INT | Medline Industries; Inc. | 269 | Purchased
CHRISTIANA |  | HOSPITAL-CH | 0 | C860018431 | DE |  | 2016-08-17 20:00 |  | Circulatory Assist Units; Peripheral Compression; Intermittent | 63247 | Hemo-Force Intermittent DVT Pump MDS600INT | Medline Industries; Inc. | 269 | Purchased
CHRISTIANA |  | HOSPITAL-CH | 0 | C860009110 | DE |  | 2016-08-17 20:00 |  | Circulatory Assist Units; Peripheral Compression; Intermittent | 63476 | Hemo-Force Intermittent DVT Pump MDS600INT | Medline Industries; Inc. | 269
CHRISTIANA |  | HOSPITAL-CH | 0 | C860022835 | DE |  | 2016-08-17 20:00 |  | Circulatory Assist Units; Peripheral Compression; Intermittent | 63048 | Hemo-Force Intermittent DVT Pump MDS600INT | Medline Industries; Inc. | 269 | Purchased
CHRISTIANA |  | HOSPITAL-CH | 0 | C860018414 | DE |  | 2016-08-17 20:00 |  | Circulatory Assist Units; Peripheral Compression; Intermittent | 63238 | Hemo-Force Intermittent DVT Pump MDS600INT | Medline Industries; Inc. | 269 | Purchased
CHRISTIANA |  | HOSPITAL-WH | 0 | C860022571 | DE |  | 2016-08-17 20:00 |  | Circulatory Assist Units; Peripheral Compression; Intermittent | 63681 | Hemo-Force Intermittent DVT Pump MDS600INT | Medline Industries; Inc. | 269 | Purchased
CHRISTIANA |  | HOSPITAL-CH | 0 | C860009652 | DE |  | 2016-08-17 20:00 |  | Circulatory Assist Units; Peripheral Compression; Intermittent | 63582 | Hemo-Force Intermittent DVT Pump MDS600INT | Medline Industries; Inc. | 269 | Purchased
CHRISTIANA |  | HOSPITAL-CH | 0 | C860022097 | DE |  | 2016-08-17 20:00 |  | Circulatory Assist Units; Peripheral Compression; Intermittent | 63637 | Hemo-Force Intermittent DVT Pump MDS600INT | Medline Industries; Inc. | 269 | Purchased
CHRISTIANA |  | HOSPITAL-CH | 0 | C860022680 | DE |  | 2016-08-17 20:00 |  | Circulatory Assist Units; Peripheral Compression; Intermittent | 63350 | Hemo-Force Intermittent DVT Pump MDS600INT | Medline Industries; Inc. | 269 | Purchased
CHRISTIANA |  | HOSPITAL-CH | 0 | C860024478 | DE |  | 2016-08-17 20:00 |  | Circulatory Assist Units; Peripheral Compression; Intermittent | 63549 | Hemo-Force Intermittent DVT Pump MDS600INT | Medline Industries; Inc. | 269
CHRISTIANA |  | HOSPITAL-CH | 0 | C860022631 | DE |  | 2016-08-17 20:00 |  | Circulatory Assist Units; Peripheral Compression; Intermittent | 63342 | Hemo-Force Intermittent DVT Pump MDS600INT | Medline Industries; Inc. | 269 | Purchased
CHRISTIANA |  | HOSPITAL-CH | 0 | C860009690 | DE |  | 2016-08-17 20:00 |  | Circulatory Assist Units; Peripheral Compression; Intermittent | 63558 | Hemo-Force Intermittent DVT Pump MDS600INT | Medline Industries; Inc. | 269 | Purchased
CHRISTIANA |  | HOSPITAL-CH | 0 | C860012594 | DE |  | 2016-08-17 20:00 |  | Circulatory Assist Units; Peripheral Compression; Intermittent | 63567 | Hemo-Force Intermittent DVT Pump MDS600INT | Medline Industries; Inc. | 269
CHRISTIANA |  | HOSPITAL-CH | 0 | C860003891 | DE |  | 2016-08-17 20:00 |  | Circulatory Assist Units; Peripheral Compression; Intermittent | 63502 | Hemo-Force Intermittent DVT Pump MDS600INT | Medline Industries; Inc. | 269
CHRISTIANA |  | HOSPITAL-CH | 0 | C860009540 | DE |  | 2016-08-17 20:00 |  | Circulatory Assist Units; Peripheral Compression; Intermittent | 63132 | Hemo-Force Intermittent DVT Pump MDS600INT | Medline Industries; Inc. | 269 | Purchased
CHRISTIANA |  | HOSPITAL-CH | 0 | C860009263 | DE |  | 2016-08-17 20:00 |  | Circulatory Assist Units; Peripheral Compression; Intermittent | 63213 | Hemo-Force Intermittent DVT Pump MDS600INT | Medline Industries; Inc. | 269 | Purchased
CHRISTIANA |  | HOSPITAL-CH | 0 | C860022628 | DE |  | 2016-08-17 20:00 |  | Circulatory Assist Units; Peripheral Compression; Intermittent | 63341 | Hemo-Force Intermittent DVT Pump MDS600INT | Medline Industries; Inc. | 269 | Purchased
CHRISTIANA |  | HOSPITAL-CH | 0 | C860009148 | DE |  | 2016-08-17 20:00 |  | Circulatory Assist Units; Peripheral Compression; Intermittent | 63474 | Hemo-Force Intermittent DVT Pump MDS600INT | Medline Industries; Inc. | 269
CHRISTIANA |  | HOSPITAL-CH | 0 | C860009151 | DE |  | 2016-08-17 20:00 |  | Circulatory Assist Units; Peripheral Compression; Intermittent | 63526 | Hemo-Force Intermittent DVT Pump MDS600INT | Medline Industries; Inc. | 269 | Purchased
CHRISTIANA |  | HOSPITAL-CH | 0 | C860009411 | DE |  | 2016-08-17 20:00 |  | Circulatory Assist Units; Peripheral Compression; Intermittent | 63312 | Hemo-Force Intermittent DVT Pump MDS600INT | Medline Industries; Inc. | 269 | Purchased
CHRISTIANA |  | HOSPITAL-CH | 0 | C860022769 | DE |  | 2016-08-17 20:00 |  | Circulatory Assist Units; Peripheral Compression; Intermittent | 63083 | Hemo-Force Intermittent DVT Pump MDS600INT | Medline Industries; Inc. | 269 | Purchased
CHRISTIANA |  | HOSPITAL-CH | 0 | C860009466 | DE |  | 2016-08-17 20:00 |  | Circulatory Assist Units; Peripheral Compression; Intermittent | 63595 | Hemo-Force Intermittent DVT Pump MDS600INT | Medline Industries; Inc. | 269 | Purchased
CHRISTIANA |  | HOSPITAL-CH | 0 | C860024603 | DE |  | 2016-08-17 20:00 |  | Circulatory Assist Units; Peripheral Compression; Intermittent | 63041 | Hemo-Force Intermittent DVT Pump MDS600INT | Medline Industries; Inc. | 269 | Purchased
CHRISTIANA |  | HOSPITAL-CH | 0 | C860009260 | DE |  | 2016-08-17 20:00 |  | Circulatory Assist Units; Peripheral Compression; Intermittent | 63410 | Hemo-Force Intermittent DVT Pump MDS600INT | Medline Industries; Inc. | 269 | Purchased
CHRISTIANA |  | HOSPITAL-CH | 0 | C860009551 | DE |  | 2016-08-17 20:00 |  | Circulatory Assist Units; Peripheral Compression; Intermittent | 63131 | Hemo-Force Intermittent DVT Pump MDS600INT | Medline Industries; Inc. | 269 | Purchased
CHRISTIANA |  | HOSPITAL-CH | 0 | C8660022774 | DE |  | 2016-08-17 20:00 |  | Circulatory Assist Units; Peripheral Compression; Intermittent | 63332 | Hemo-Force Intermittent DVT Pump MDS600INT | Medline Industries; Inc. | 269 | Purchased
CHRISTIANA |  | HOSPITAL-CH | 0 | C860009202 | DE |  | 2016-08-17 20:00 |  | Circulatory Assist Units; Peripheral Compression; Intermittent | 63529 | Hemo-Force Intermittent DVT Pump MDS600INT | Medline Industries; Inc. | 269 | Purchased
CHRISTIANA |  | HOSPITAL-CH | 0 | C860009470 | DE |  | 2016-08-17 20:00 |  | Circulatory Assist Units; Peripheral Compression; Intermittent | 63622 | Hemo-Force Intermittent DVT Pump MDS600INT | Medline Industries; Inc. | 269 | Purchased
CHRISTIANA |  | HOSPITAL-CH | 0 | C860009614 | DE |  | 2016-08-17 20:00 |  | Circulatory Assist Units; Peripheral Compression; Intermittent | 63513 | Hemo-Force Intermittent DVT Pump MDS600INT | Medline Industries; Inc. | 269 | Purchased
CHRISTIANA |  | HOSPITAL-CH | 0 | C860009687 | DE |  | 2016-08-17 20:00 |  | Circulatory Assist Units; Peripheral Compression; Intermittent | 63516 | Hemo-Force Intermittent DVT Pump MDS600INT | Medline Industries; Inc. | 269 | Purchased
CHRISTIANA |  | HOSPITAL-CH | 0 | C860009323 | DE |  | 2016-08-17 20:00 |  | Circulatory Assist Units; Peripheral Compression; Intermittent | 63173 | Hemo-Force Intermittent DVT Pump MDS600INT | Medline Industries; Inc. | 269 | Purchased
CHRISTIANA |  | HOSPITAL-CH | 0 | C860022736 | DE |  | 2016-08-17 20:00 |  | Circulatory Assist Units; Peripheral Compression; Intermittent | 63356 | Hemo-Force Intermittent DVT Pump MDS600INT | Medline Industries; Inc. | 269 | Purchased
CHRISTIANA |  | HOSPITAL-CH | 0 | C860022639 | DE |  | 2016-08-17 20:00 |  | Circulatory Assist Units; Peripheral Compression; Intermittent | 63677 | Hemo-Force Intermittent DVT Pump MDS600INT | Medline Industries; Inc. | 269 | Purchased
CHRISTIANA |  | HOSPITAL-CH | 0 | C860022649 | DE |  | 2016-08-17 20:00 |  | Circulatory Assist Units; Peripheral Compression; Intermittent | 63354 | Hemo-Force Intermittent DVT Pump MDS600INT | Medline Industries; Inc. | 269 | Purchased
CHRISTIANA |  | HOSPITAL-CH | 0 | C860012552 | DE |  | 2016-08-17 20:00 |  | Circulatory Assist Units; Peripheral Compression; Intermittent | 63566 | Hemo-Force Intermittent DVT Pump MDS600INT | Medline Industries; Inc. | 269 | Purchased
CHRISTIANA |  | HOSPITAL-CH | 0 | C8760009426 | DE |  | 2016-08-17 20:00 |  | Circulatory Assist Units; Peripheral Compression; Intermittent | 63496 | Hemo-Force Intermittent DVT Pump MDS600INT | Medline Industries; Inc. | 269 | Purchased
CHRISTIANA |  | HOSPITAL-CH | 0 | C860022788 | DE |  | 2016-08-17 20:00 |  | Circulatory Assist Units; Peripheral Compression; Intermittent | 63095 | Hemo-Force Intermittent DVT Pump MDS600INT | Medline Industries; Inc. | 269 | Purchased
CHRISTIANA |  | HOSPITAL-CH | 0 | C860022714 | DE |  | 2016-08-17 20:00 |  | Circulatory Assist Units; Peripheral Compression; Intermittent | 63372 | Hemo-Force Intermittent DVT Pump MDS600INT | Medline Industries; Inc. | 269 | Purchased
CHRISTIANA |  | HOSPITAL-CH | 0 | C860018435 | DE |  | 2016-08-17 20:00 |  | Circulatory Assist Units; Peripheral Compression; Intermittent | 63189 | Hemo-Force Intermittent DVT Pump MDS600INT | Medline Industries; Inc. | 269
CHRISTIANA |  | HOSPITAL-CH | 0 | C860009575 | DE |  | 2016-08-17 20:00 |  | Circulatory Assist Units; Peripheral Compression; Intermittent | 63515 | Hemo-Force Intermittent DVT Pump MDS600INT | Medline Industries; Inc. | 269 | Purchased
CHRISTIANA |  | HOSPITAL-CH | 0 | C860012516 | DE |  | 2016-08-17 20:00 |  | Circulatory Assist Units; Peripheral Compression; Intermittent | 63427 | Hemo-Force Intermittent DVT Pump MDS600INT | Medline Industries; Inc. | 269 | Purchased
CHRISTIANA |  | HOSPITAL-CH | 0 | C860009397 | DE |  | 2016-08-17 20:00 |  | Circulatory Assist Units; Peripheral Compression; Intermittent | 63176 | Hemo-Force Intermittent DVT Pump MDS600INT | Medline Industries; Inc. | 269 | Purchased
CHRISTIANA |  | HOSPITAL-CH | 0 | C860009372 | DE |  | 2016-08-17 20:00 |  | Circulatory Assist Units; Peripheral Compression; Intermittent | 63313 | Hemo-Force Intermittent DVT Pump MDS600INT | Medline Industries; Inc. | 269 | Purchased
CHRISTIANA |  | HOSPITAL-CH | 0 | C860018424 | DE |  | 2016-08-17 20:00 |  | Circulatory Assist Units; Peripheral Compression; Intermittent | 63639 | Hemo-Force Intermittent DVT Pump MDS600INT | Medline Industries; Inc. | 269 | Purchased
CHRISTIANA |  | HOSPITAL-CH | 0 | C860022748 | DE |  | 2016-08-17 20:00 |  | Circulatory Assist Units; Peripheral Compression; Intermittent | 63662 | Hemo-Force Intermittent DVT Pump MDS600INT | Medline Industries; Inc. | 269 | Purchased
CHRISTIANA |  | HOSPITAL-CH | 0 | C860022632 | DE |  | 2016-08-17 20:00 |  | Circulatory Assist Units; Peripheral Compression; Intermittent | 63288 | Hemo-Force Intermittent DVT Pump MDS600INT | Medline Industries; Inc. | 269 | Purchased
CHRISTIANA |  | HOSPITAL-CH | 0 | C860022569 | DE |  | 2019-03-29 06:33 |  | Circulatory Assist Units; Peripheral Compression; Intermittent | 63657 | Hemo-Force Intermittent DVT Pump MDS600INT | Medline Industries; Inc. | 269 | Purchased
CHRISTIANA |  | HOSPITAL-CH | 0 | C860009124 | DE |  | 2016-08-17 20:00 |  | Circulatory Assist Units; Peripheral Compression; Intermittent | 63610 | Hemo-Force Intermittent DVT Pump MDS600INT | Medline Industries; Inc. | 269 | Purchased
CHRISTIANA |  | HOSPITAL-CH | 0 | C860018420 | DE |  | 2016-08-17 20:00 |  | Circulatory Assist Units; Peripheral Compression; Intermittent | 63192 | Hemo-Force Intermittent DVT Pump MDS600INT | Medline Industries; Inc. | 269 | Purchased
CHRISTIANA |  | HOSPITAL-CH | 0 | C860003877 | DE |  | 2016-08-17 20:00 |  | Circulatory Assist Units; Peripheral Compression; Intermittent | 63641 | Hemo-Force Intermittent DVT Pump MDS600INT | Medline Industries; Inc. | 269 | Purchased
CHRISTIANA |  | HOSPITAL-CH | 0 | C860009334 | DE |  | 2016-08-17 20:00 |  | Circulatory Assist Units; Peripheral Compression; Intermittent | 63177 | Hemo-Force Intermittent DVT Pump MDS600INT | Medline Industries; Inc. | 269 | Purchased
CHRISTIANA |  | HOSPITAL-CH | 0 | C860009429 | DE |  | 2016-08-17 20:00 |  | Circulatory Assist Units; Peripheral Compression; Intermittent | 63179 | Hemo-Force Intermittent DVT Pump MDS600INT | Medline Industries; Inc. | 269
CHRISTIANA |  | HOSPITAL-CH | 0 | C860009296 | DE |  | 2016-08-17 20:00 |  | Circulatory Assist Units; Peripheral Compression; Intermittent | 63316 | Hemo-Force Intermittent DVT Pump MDS600INT | Medline Industries; Inc. | 269 | Purchased
CHRISTIANA |  | HOSPITAL-CH | 0 | C860009485 | DE |  | 2016-08-17 20:00 |  | Circulatory Assist Units; Peripheral Compression; Intermittent | 63318 | Hemo-Force Intermittent DVT Pump MDS600INT | Medline Industries; Inc. | 269 | Purchased
CHRISTIANA |  | HOSPITAL-CH | 0 | C860022854 | DE |  | 2016-08-17 20:00 |  | Circulatory Assist Units; Peripheral Compression; Intermittent | 63670 | Hemo-Force Intermittent DVT Pump MDS600INT | Medline Industries; Inc. | 269 | Purchased
CHRISTIANA |  | HOSPITAL-CH | 0 | C860009063 | DE |  | 2016-08-17 20:00 |  | Circulatory Assist Units; Peripheral Compression; Intermittent | 63124 | Hemo-Force Intermittent DVT Pump MDS600INT | Medline Industries; Inc. | 269 | Purchased
CHRISTIANA |  | HOSPITAL-CH | 0 | C860009127 | DE |  | 2016-08-17 20:00 |  | Circulatory Assist Units; Peripheral Compression; Intermittent | 63534 | Hemo-Force Intermittent DVT Pump MDS600INT | Medline Industries; Inc. | 269 | Purchased
CHRISTIANA |  | HOSPITAL-CH | 0 | C860009294 | DE |  | 2016-08-17 20:00 |  | Circulatory Assist Units; Peripheral Compression; Intermittent | 63538 | Hemo-Force Intermittent DVT Pump MDS600INT | Medline Industries; Inc. | 269 | Purchased
CHRISTIANA |  | HOSPITAL-CH | 0 | C860012547 | DE |  | 2016-08-17 20:00 |  | Circulatory Assist Units; Peripheral Compression; Intermittent | 63564 | Hemo-Force Intermittent DVT Pump MDS600INT | Medline Industries; Inc. | 269 | Purchased
CHRISTIANA |  | HOSPITAL-CH | 0 | C860018440 | DE |  | 2016-08-17 20:00 |  | Circulatory Assist Units; Peripheral Compression; Intermittent | 63206 | Hemo-Force Intermittent DVT Pump MDS600INT | Medline Industries; Inc. | 269 | Purchased
CHRISTIANA |  | HOSPITAL-CH | 0 | C860022882 | DE |  | 2016-08-17 20:00 |  | Circulatory Assist Units; Peripheral Compression; Intermittent | 63695 | Hemo-Force Intermittent DVT Pump MDS600INT | Medline Industries; Inc. | 269 | Purchased
CHRISTIANA |  | HOSPITAL-CH | 0 | C860009245 | DE |  | 2016-08-17 20:00 |  | Circulatory Assist Units; Peripheral Compression; Intermittent | 63536 | Hemo-Force Intermittent DVT Pump MDS600INT | Medline Industries; Inc. | 269 | Purchased
CHRISTIANA |  | HOSPITAL-CH | 0 | C860018423 | DE |  | 2016-08-17 20:00 |  | Circulatory Assist Units; Peripheral Compression; Intermittent | 63194 | Hemo-Force Intermittent DVT Pump MDS600INT | Medline Industries; Inc. | 269 | Purchased
CHRISTIANA |  | HOSPITAL-CH | 0 | C860018421 | DE |  | 2016-08-17 20:00 |  | Circulatory Assist Units; Peripheral Compression; Intermittent | 63196 | Hemo-Force Intermittent DVT Pump MDS600INT | Medline Industries; Inc. | 269 | Purchased
CHRISTIANA |  | HOSPITAL-CH | 0 | C860022601 | DE |  | 2016-08-17 20:00 |  | Circulatory Assist Units; Peripheral Compression; Intermittent | 63682 | Hemo-Force Intermittent DVT Pump MDS600INT | Medline Industries; Inc. | 269
CHRISTIANA |  | HOSPITAL-CH | 0 | C860009413 | DE |  | 2016-08-17 20:00 |  | Circulatory Assist Units; Peripheral Compression; Intermittent | 63128 | Hemo-Force Intermittent DVT Pump MDS600INT | Medline Industries; Inc. | 269 | Purchased
CHRISTIANA |  | HOSPITAL-CH | 0 | C860009552 | DE |  | 2016-08-17 20:00 |  | Circulatory Assist Units; Peripheral Compression; Intermittent | 63130 | Hemo-Force Intermittent DVT Pump MDS600INT | Medline Industries; Inc. | 269 | Purchased
CHRISTIANA |  | HOSPITAL-CH | 0 | C860009669 | DE |  | 2016-08-17 20:00 |  | Circulatory Assist Units; Peripheral Compression; Intermittent | 63597 | Hemo-Force Intermittent DVT Pump MDS600INT | Medline Industries; Inc. | 289
CHRISTIANA |  | HOSPITAL-CH | 0 | C860009261 | DE |  | 2016-08-17 20:00 |  | Circulatory Assist Units; Peripheral Compression; Intermittent | 63209 | Hemo-Force Intermittent DVT Pump MDS600INT | Medline Industries; Inc. | 269 | Purchased
CHRISTIANA |  | HOSPITAL-CH | 0 | C860022879 | DE |  | 2016-08-17 20:00 |  | Circulatory Assist Units; Peripheral Compression; Intermittent | 63362 | Hemo-Force Intermittent DVT Pump MDS600INT | Medline Industries; Inc. | 269 | Purchased
CHRISTIANA |  | HOSPITAL-CH | 0 | C860009121 | DE |  | 2016-08-17 20:00 |  | Circulatory Assist Units; Peripheral Compression; Intermittent | 63531 | Hemo-Force Intermittent DVT Pump MDS600INT | Medline Industries; Inc. | 269 | Purchased
CHRISTIANA |  | HOSPITAL-CH | 0 | C860022600 | DE |  | 2016-08-17 20:00 |  | Circulatory Assist Units; Peripheral Compression; Intermittent | 63635 | Hemo-Force Intermittent DVT Pump MDS600INT | Medline Industries; Inc. | 269 | Purchased
CHRISTIANA |  | HOSPITAL-CH | 0 | C860018425 | DE |  | 2016-08-17 20:00 |  | Circulatory Assist Units; Peripheral Compression; Intermittent | 63208 | Hemo-Force Intermittent DVT Pump MDS600INT | Medline Industries; Inc. | 269 | Purchased
CHRISTIANA |  | HOSPITAL-CH | 0 | C860009266 | DE |  | 2016-08-17 20:00 |  | Circulatory Assist Units; Peripheral Compression; Intermittent | 63210 | Hemo-Force Intermittent DVT Pump MDS600INT | Medline Industries; Inc. | 269 | Purchased
CHRISTIANA |  | HOSPITAL-CH | 0 | C860009434 | DE |  | 2016-08-17 20:00 |  | Circulatory Assist Units; Peripheral Compression; Intermittent | 63572 | Hemo-Force Intermittent DVT Pump MDS600INT | Medline Industries; Inc. | 269 | Purchased
CHRISTIANA |  | HOSPITAL-CH | 0 | C860009297 | DE |  | 2016-08-17 20:00 |  | Circulatory Assist Units; Peripheral Compression; Intermittent | 63505 | Hemo-Force Intermittent DVT Pump MDS600INT | Medline Industries; Inc. | 269
CHRISTIANA |  | HOSPITAL-CH | 0 | C860009051 | DE |  | 2016-08-17 20:00 |  | Circulatory Assist Units; Peripheral Compression; Intermittent | 63155 | Hemo-Force Intermittent DVT Pump MDS600INT | Medline Industries; Inc. | 269 | Purchased
CHRISTIANA |  | HOSPITAL-CH | 0 | C860022880 | DE |  | 2016-08-17 20:00 |  | Circulatory Assist Units; Peripheral Compression; Intermittent | 63386 | Hemo-Force Intermittent DVT Pump MDS600INT | Medline Industries; Inc. | 269 | Purchased
CHRISTIANA |  | HOSPITAL-CH | 0 | C860012514 | DE |  | 2016-08-17 20:00 |  | Circulatory Assist Units; Peripheral Compression; Intermittent | 63649 | Hemo-Force Intermittent DVT Pump MDS600INT | Medline Industries; Inc. | 269 | Purchased
CHRISTIANA |  | HOSPITAL-CH | 0 | C860009206 | DE |  | 2016-08-17 20:00 |  | Circulatory Assist Units; Peripheral Compression; Intermittent | 63475 | Hemo-Force Intermittent DVT Pump MDS600INT | Medline Industries; Inc. | 269
CHRISTIANA |  | HOSPITAL-CH | 0 | C860018446 | DE |  | 2016-08-17 20:00 |  | Circulatory Assist Units; Peripheral Compression; Intermittent | 63198 | Hemo-Force Intermittent DVT Pump MDS600INT | Medline Industries; Inc. | 269 | Purchased
CHRISTIANA |  | HOSPITAL-CH | 0 | C860022653 | DE |  | 2016-08-17 20:00 |  | Circulatory Assist Units; Peripheral Compression; Intermittent | 63082 | Hemo-Force Intermittent DVT Pump MDS600INT | Medline Industries; Inc. | 269 | Purchased
CHRISTIANA |  | HOSPITAL-CH | 0 | C860022648 | DE |  | 2016-08-17 20:00 |  | Circulatory Assist Units; Peripheral Compression; Intermittent | 63281 | Hemo-Force Intermittent DVT Pump MDS600INT | Medline Industries; Inc. | 269 | Purchased
CHRISTIANA |  | HOSPITAL-CH | 0 | C860022866 | DE |  | 2016-08-17 20:00 |  | Circulatory Assist Units; Peripheral Compression; Intermittent | 63665 | Hemo-Force Intermittent DVT Pump MDS600INT | Medline Industries; Inc. | 269 | Purchased
CHRISTIANA |  | HOSPITAL-CH | 0 | C860009109 | DE |  | 2016-08-17 20:00 |  | Circulatory Assist Units; Peripheral Compression; Intermittent | 63527 | Hemo-Force Intermittent DVT Pump MDS600INT | Medline Industries; Inc. | 269 | Purchased
CHRISTIANA |  | HOSPITAL-CH | 0 | C860009612 | DE |  | 2016-08-17 20:00 |  | Circulatory Assist Units; Peripheral Compression; Intermittent | 63117 | Hemo-Force Intermittent DVT Pump MDS600INT | Medline Industries; Inc. | 269 | Purchased
CHRISTIANA |  | HOSPITAL-CH | 0 | C860009100 | DE |  | 2016-08-17 20:00 |  | Circulatory Assist Units; Peripheral Compression; Intermittent | 63480 | Hemo-Force Intermittent DVT Pump MDS600INT | Medline Industries; Inc. | 269 | Purchased
CHRISTIANA |  | HOSPITAL-CH | 0 | C860022614 | DE |  | 2016-08-17 20:00 |  | Circulatory Assist Units; Peripheral Compression; Intermittent | 63348 | Hemo-Force Intermittent DVT Pump MDS600INT | Medline Industries; Inc. | 269 | Purchased
CHRISTIANA |  | HOSPITAL-CH | 0 | C860009706 | DE |  | 2016-08-17 20:00 |  | Circulatory Assist Units; Peripheral Compression; Intermittent | 63625 | Hemo-Force Intermittent DVT Pump MDS600INT | Medline Industries; Inc. | 269 | Purchased
CHRISTIANA |  | HOSPITAL-CH | 0 | C860009392 | DE |  | 2016-08-17 20:00 |  | Circulatory Assist Units; Peripheral Compression; Intermittent | 63422 | Hemo-Force Intermittent DVT Pump MDS600INT | Medline Industries; Inc. | 269 | Purchased
CHRISTIANA |  | HOSPITAL-CH | 0 | C860018426 | DE |  | 2016-08-17 20:00 |  | Circulatory Assist Units; Peripheral Compression; Intermittent | 63200 | Hemo-Force Intermittent DVT Pump MDS600INT | Medline Industries; Inc. | 269 | Purchased
CHRISTIANA |  | HOSPITAL-CH | 0 | C860018450 | DE |  | 2016-08-17 20:00 |  | Circulatory Assist Units; Peripheral Compression; Intermittent | 63202 | Hemo-Force Intermittent DVT Pump MDS600INT | Medline Industries; Inc. | 269 | Purchased
CHRISTIANA |  | HOSPITAL-CH | 0 | C860009518 | DE |  | 2016-08-17 20:00 |  | Circulatory Assist Units; Peripheral Compression; Intermittent | 63587 | Hemo-Force Intermittent DVT Pump MDS600INT | Medline Industries; Inc. | 269 | Purchased
CHRISTIANA |  | HOSPITAL-CH | 0 | C860009350 | DE |  | 2016-08-17 20:00 |  | Circulatory Assist Units; Peripheral Compression; Intermittent | 63146 | Hemo-Force Intermittent DVT Pump MDS600INT | Medline Industries; Inc. | 269 | Purchased
CHRISTIANA |  | HOSPITAL-CH | 0 | C860009699 | DE |  | 2016-08-17 20:00 |  | Circulatory Assist Units; Peripheral Compression; Intermittent | 63581 | Hemo-Force Intermittent DVT Pump MDS600INT | Medline Industries; Inc. | 269 | Purchased
CHRISTIANA |  | HOSPITAL-CH | 0 | C860018408 | DE |  | 2016-08-17 20:00 |  | Circulatory Assist Units; Peripheral Compression; Intermittent | 63201 | Hemo-Force Intermittent DVT Pump MDS600INT | Medline Industries; Inc. | 269 | Purchased
CHRISTIANA |  | HOSPITAL-CH | 0 | C860018419 | DE |  | 2016-08-17 20:00 |  | Circulatory Assist Units; Peripheral Compression; Intermittent | 63203 | Hemo-Force Intermittent DVT Pump MDS600INT | Medline Industries; Inc. | 269 | Purchased
CHRISTIANA |  | HOSPITAL-CH | 0 | C860009534 | DE |  | 2016-08-17 20:00 |  | Circulatory Assist Units; Peripheral Compression; Intermittent | 63514 | Hemo-Force Intermittent DVT Pump MDS600INT | Medline Industries; Inc. | 269
CHRISTIANA |  | HOSPITAL-WH | 0 | C860022630 | DE |  | 2019-03-29 06:33 |  | Circulatory Assist Units; Peripheral Compression; Intermittent | 63387 | Hemo-Force Intermittent DVT Pump MDS600INT | Medline Industries; Inc. | 269 | Purchased
CHRISTIANA |  | HOSPITAL-CH | 0 | C860009344 | DE |  | 2016-08-17 20:00 |  | Circulatory Assist Units; Peripheral Compression; Intermittent | 63438 | Hemo-Force Intermittent DVT Pump MDS600INT | Medline Industries; Inc. | 269
CHRISTIANA |  | HOSPITAL-CH | 0 | C860022767 | DE |  | 2016-08-17 20:00 |  | Circulatory Assist Units; Peripheral Compression; Intermittent | 63075 | Hemo-Force Intermittent DVT Pump MDS600INT | Medline Industries; Inc. | 269 | Purchased
CHRISTIANA |  | HOSPITAL-CH | 0 | C860009605 | DE |  | 2016-08-17 20:00 |  | Circulatory Assist Units; Peripheral Compression; Intermittent | 63586 | Hemo-Force Intermittent DVT Pump MDS600INT | Medline Industries; Inc. | 269 | Purchased
CHRISTIANA |  | HOSPITAL-CH | 0 | C86002690 | DE |  | 2016-08-17 20:00 |  | Circulatory Assist Units; Peripheral Compression; Intermittent | 63634 | Hemo-Force Intermittent DVT Pump MDS600INT | Medline Industries; Inc. | 269 | Purchased
CHRISTIANA |  | HOSPITAL-CH | 0 | C860022731 | DE |  | 2016-08-17 20:00 |  | Circulatory Assist Units; Peripheral Compression; Intermittent | 63703 | Hemo-Force Intermittent DVT Pump MDS600INT | Medline Industries; Inc. | 269 | Purchased
CHRISTIANA |  | HOSPITAL-CH | 0 | C86001257 | DE |  | 2016-08-17 20:00 |  | Circulatory Assist Units; Peripheral Compression; Intermittent | 63562 | Hemo-Force Intermittent DVT Pump MDS600INT | Medline Industries; Inc. | 269 | Purchased
CHRISTIANA |  | HOSPITAL-CH | 0 | C860022641 | DE |  | 2016-08-17 20:00 |  | Circulatory Assist Units; Peripheral Compression; Intermittent | 63076 | Hemo-Force Intermittent DVT Pump MDS600INT | Medline Industries; Inc. | 269 | Purchased
CHRISTIANA |  | HOSPITAL-CH | 0 | C860009383 | DE |  | 2016-08-17 20:00 |  | Circulatory Assist Units; Peripheral Compression; Intermittent | 63148 | Hemo-Force Intermittent DVT Pump MDS600INT | Medline Industries; Inc. | 269 | Purchased
CHRISTIANA |  | HOSPITAL-CH | 0 | C860009458 | DE |  | 2016-08-17 20:00 |  | Circulatory Assist Units; Peripheral Compression; Intermittent | 63573 | Hemo-Force Intermittent DVT Pump MDS600INT | Medline Industries; Inc. | 269 | Purchased
CHRISTIANA |  | HOSPITAL-CH | 0 | C86000964 | DE |  | 2016-08-17 20:00 |  | Circulatory Assist Units; Peripheral Compression; Intermittent | 63580 | Hemo-Force Intermittent DVT Pump MDS600INT | Medline Industries; Inc. | 269 | Purchased
CHRISTIANA |  | HOSPITAL-CH | 0 | C860022683 | DE |  | 2016-08-17 20:00 |  | Circulatory Assist Units; Peripheral Compression; Intermittent | 63683 | Hemo-Force Intermittent DVT Pump MDS600INT | Medline Industries; Inc. | 269 | Purchased
CHRISTIANA |  | HOSPITAL-CH | 0 | C860018407 | DE |  | 2016-08-17 20:00 |  | Circulatory Assist Units; Peripheral Compression; Intermittent | 63205 | Hemo-Force Intermittent DVT Pump MDS600INT | Medline Industries; Inc. | 269 | Purchased
CHRISTIANA |  | HOSPITAL-CH | 0 | C860009205 | DE |  | 2016-08-17 20:00 |  | Circulatory Assist Units; Peripheral Compression; Intermittent | 63478 | Hemo-Force Intermittent DVT Pump MDS600INT | Medline Industries; Inc. | 269 | Purchased
CHRISTIANA |  | HOSPITAL-CH | 0 | C860022607 | DE |  | 2016-08-17 20:00 |  | Circulatory Assist Units; Peripheral Compression; Intermittent | 63685 | Hemo-Force Intermittent DVT Pump MDS600INT | Medline Industries; Inc. | 269 | Purchased
CHRISTIANA |  | HOSPITAL-CH | 0 | C860009673 | DE |  | 2016-08-17 20:00 |  | Circulatory Assist Units; Peripheral Compression; Intermittent | 63654 | Hemo-Force Intermittent DVT Pump MDS600INT | Medline Industries; Inc. | 269 | Purchased
CHRISTIANA |  | HOSPITAL-CH | 0 | C860009098 | DE |  | 2016-08-17 20:00 |  | Circulatory Assist Units; Peripheral Compression; Intermittent | 63506 | Hemo-Force Intermittent DVT Pump MDS600INT | Medline Industries; Inc. | 269 | Purchased
CHRISTIANA |  | HOSPITAL-CH | 0 | C860009395 | DE |  | 2016-08-17 20:00 |  | Circulatory Assist Units; Peripheral Compression; Intermittent | 63153 | Hemo-Force Intermittent DVT Pump MDS600INT | Medline Industries; Inc. | 269 | Purchased
CHRISTIANA |  | HOSPITAL-CH | 0 | C860022758 | DE |  | 2019-03-29 06:33 |  | Circulatory Assist Units; Peripheral Compression; Intermittent | 63389 | Hemo-Force Intermittent DVT Pump MDS600INT | Medline Industries; Inc. | 269 | Purchased
CHRISTIANA |  | HOSPITAL-CH | 0 | C860022765 | DE |  | 2016-08-17 20:00 |  | Circulatory Assist Units; Peripheral Compression; Intermittent | 63689 | Hemo-Force Intermittent DVT Pump MDS600INT | Medline Industries; Inc. | 269
CHRISTIANA |  | HOSPITAL-CH | 0 | C860009384 | DE |  | 2016-08-17 20:00 |  | Circulatory Assist Units; Peripheral Compression; Intermittent | 63522 | Hemo-Force Intermittent DVT Pump MDS600INT | Medline Industries; Inc. | 269 | Purchased
CHRISTIANA |  | HOSPITAL-CH | 0 | C860022893 | DE |  | 2016-08-17 20:00 |  | Circulatory Assist Units; Peripheral Compression; Intermittent | 63404 | Hemo-Force Intermittent DVT Pump MDS600INT | Medline Industries; Inc. | 269 | Purchased
CHRISTIANA |  | HOSPITAL-CH | 0 | C860022689 | DE |  | 2016-08-17 20:00 |  | Circulatory Assist Units; Peripheral Compression; Intermittent | 63279 | Hemo-Force Intermittent DVT Pump MDS600INT | Medline Industries; Inc. | 269
CHRISTIANA |  | HOSPITAL-CH | 0 | 63181 | DE |  | 2016-08-17 20:00 |  | Circulatory Assist Units; Peripheral Compression; Intermittent | 63181 | Hemo-Force Intermittent DVT Pump MDS600INT | Medline Industries; Inc. | 269 | Purchased
CHRISTIANA |  | HOSPITAL-CH | 0 | C860009132 | DE |  | 2016-08-17 20:00 |  | Circulatory Assist Units; Peripheral Compression; Intermittent | 63492 | Hemo-Force Intermittent DVT Pump MDS600INT | Medline Industries; Inc. | 269 | Purchased
CHRISTIANA |  | HOSPITAL-CH | 0 | C860009310 | DE |  | 2016-08-17 20:00 |  | Circulatory Assist Units; Peripheral Compression; Intermittent | 63152 | Hemo-Force Intermittent DVT Pump MDS600INT | Medline Industries; Inc. | 269 | Purchased
CHRISTIANA |  | HOSPITAL-CH | 0 | C860009309 | DE |  | 2016-08-17 20:00 |  | Circulatory Assist Units; Peripheral Compression; Intermittent | 63154 | Hemo-Force Intermittent DVT Pump MDS600INT | Medline Industries; Inc. | 269 | Purchased
CHRISTIANA |  | HOSPITAL-CH | 0 | C860009714 | DE |  | 2016-08-17 20:00 |  | Circulatory Assist Units; Peripheral Compression; Intermittent | 63436 | Hemo-Force Intermittent DVT Pump MDS600INT | Medline Industries; Inc. | 269 | Purchased
CHRISTIANA |  | HOSPITAL-WH | 0 | ASFF-0161 | DE |  | 2019-03-29 06:33 |  | Monitors; Physiologic; Respiration; Anesthetic Gas; Intraoperative | 53742 | M1019A | PHILIPS MEDICAL SYSTEMS CARDIAC & MONITORING SYSTEMS DIV | 5000
CHRISTIANA |  | HOSPITAL-WH | 0 | ASCK-0300 | DE |  | 2011-10-27 20:00 |  | Monitors; Physiologic; Respiration; Anesthetic Gas; Intraoperative | 48325 | M1019A | PHILIPS MEDICAL SYSTEMS CARDIAC & MONITORING SYSTEMS DIV | 15000
CHRISTIANA |  | HOSPITAL-WH | 0 | ASCK-0160 | DE |  | 2011-10-27 20:00 |  | Monitors; Physiologic; Respiration; Anesthetic Gas; Intraoperative | 48324 | M1019A | PHILIPS MEDICAL SYSTEMS CARDIAC & MONITORING SYSTEMS DIV | 15000
CHRISTIANA |  | HOSPITAL-WH | 0 | ASCK-0298 | DE |  | 2011-10-27 20:00 |  | Monitors; Physiologic; Respiration; Anesthetic Gas; Intraoperative | 48322 | M1019A | PHILIPS MEDICAL SYSTEMS CARDIAC & MONITORING SYSTEMS DIV | 15000
CHRISTIANA |  | HOSPITAL-WH | 0 | ASCK-0293 | DE |  | 2011-10-27 20:00 |  | Monitors; Physiologic; Respiration; Anesthetic Gas; Intraoperative | 48321 | M1019A | PHILIPS MEDICAL SYSTEMS CARDIAC & MONITORING SYSTEMS DIV | 15000
CHRISTIANA |  | HOSPITAL-WH | 0 | ASCK-0291 | DE |  | 2011-10-27 20:00 |  | Monitors; Physiologic; Respiration; Anesthetic Gas; Intraoperative | 48320 | M1019A | PHILIPS MEDICAL SYSTEMS CARDIAC & MONITORING SYSTEMS DIV | 15000
CHRISTIANA |  | HOSPITAL-CH | 0 | ARZE-0045 | DE |  | 2015-06-04 20:00 |  | Monitors; Physiologic; Respiration; Anesthetic Gas; Intraoperative | 55878 | M1019A | PHILIPS MEDICAL SYSTEMS CARDIAC & MONITORING SYSTEMS DIV | 3795
CHRISTIANA |  | HOSPITAL-CH | 0 | ARZK-0661 | DE |  | 2019-10-02 06:26 |  | Anesthesia Unit Vaporizers | 54059 | D-Vapor - desflurane D-Vapor | NORTH AMERICAN DRAEGER | 4995 | Purchased
CHRISTIANA |  | HOSPITAL-WH | 0 | ASCK-0294 | DE |  | 2011-10-27 20:00 |  | Monitors; Physiologic; Respiration; Anesthetic Gas; Intraoperative | 48319 | M1019A | PHILIPS MEDICAL SYSTEMS CARDIAC & MONITORING SYSTEMS DIV | 15000
CHRISTIANA |  | HOSPITAL-CH | 0 | ASE-J-0098 | DE |  | 2013-10-14 20:00 |  | Monitors; Physiologic; Respiration; Anesthetic Gas; Intraoperative | 53025 | M1019A | PHILIPS MEDICAL SYSTEMS CARDIAC & MONITORING SYSTEMS DIV | 13473
CHRISTIANA |  | HOSPITAL-CH | 0 | ASAA-0014 | DE |  | 2009-07-01 20:00 |  | Monitors; Physiologic; Respiration; Anesthetic Gas; Intraoperative | 42935 | M1019A | PHILIPS MEDICAL SYSTEMS CARDIAC & MONITORING SYSTEMS DIV | 5000
CHRISTIANA |  | HOSPITAL-WH | 0 | ASCK-0297 | DE |  | 2011-10-27 20:00 |  | Monitors; Physiologic; Respiration; Anesthetic Gas; Intraoperative | 48316 | M1019A | PHILIPS MEDICAL SYSTEMS CARDIAC & MONITORING SYSTEMS DIV | 15000
CHRISTIANA |  | CH-SURGI | 0 | ASAA-0017 | DE |  | 2009-07-01 20:00 |  | Monitors; Physiologic; Respiration; Anesthetic Gas; Intraoperative | 42917 | M1019A | PHILIPS MEDICAL SYSTEMS CARDIAC & MONITORING SYSTEMS DIV | 15000
CHRISTIANA |  | HOSPITAL-CH | 0 | ASAA-0015 | DE |  | 2009-07-01 20:00 |  | Monitors; Physiologic; Respiration; Anesthetic Gas; Intraoperative | 42918 | M1019A | PHILIPS MEDICAL SYSTEMS CARDIAC & MONITORING SYSTEMS DIV | 15000
CHRISTIANA |  | HOSPITAL-CH | 0 | ARZJ-0051 | DE |  | 2015-04-20 20:00 |  | Monitors; Physiologic; Respiration; Anesthetic Gas; Intraoperative | 55823 | M1019A | PHILIPS MEDICAL SYSTEMS CARDIAC & MONITORING SYSTEMS DIV | 4019.99
CHRISTIANA |  | HOSPITAL-CH | 0 | 1754 | DE |  | 1988-08-27 20:00 |  | Densitometers; Laboratory; Scanning Light | 12873 | CDS-200 | BECKMAN INSTRUMENTS INC | 7945 | Purchased
CHRISTIANA |  | HOSPITAL-CH | 0 | 482077 | DE |  | 2009-07-23 20:00 |  | Scales; Infant | 42989 | 8435/750 | DETECTO SCALE CO DIV CARDINAL SCALE MFG CO | 1500 | Purchased
CHRISTIANA |  | HOSPITAL-CH | 0 | 3333 | DE |  | 2018-07-15 20:00 |  | Testers; Pulse Oximetry Monitor | 100617 | OxSim Miniaturized Optical SpO2 Pulse Ox OX-1 | Pronk Technologies Inc | 5000 | Purchased
CHRISTIANA |  | MIDDLETOWN ED | 0 | 1664110000000 | DE |  | 2013-03-26 20:00 |  | Laboratory Shakers | 51509 | 2309 | THERMO SCIENTIFIC CLINICAL CHEMISTRY DIV THERMO FISHER SCIENTIFIC INC | 350 | Purchased
CHRISTIANA |  | HOSPITAL-CH | 0 | 561306A647 | DE |  | 2015-10-31 20:00 |  | Physiologic Monitor Modules; Pulse Oximetry | 61208 | 10076644 PHYSIOLOGIC MODULES; PULSE OX | Covidien Auto Suture Div Covidien | 425 | Purchased
CHRISTIANA |  | HOSPITAL-CH | 0 | 561310A803 | DE |  | 2015-10-31 20:00 |  | Physiologic Monitor Modules; Pulse Oximetry | 61259 | 10076644 PHYSIOLOGIC MODULES; PULSE OX | Covidien Auto Suture Div Covidien | 425 | Purchased
CHRISTIANA |  | HOSPITAL-CH | 0 | 561312A381 | DE |  | 2015-10-31 20:00 |  | Physiologic Monitor Modules; Pulse Oximetry | 61261 | 10076644 PHYSIOLOGIC MODULES; PULSE OX | Covidien Auto Suture Div Covidien | 425 | Purchased
CHRISTIANA |  | HOSPITAL-CH | 0 | 561313A658 | DE |  | 2015-10-31 20:00 |  | Physiologic Monitor Modules; Pulse Oximetry | 61263 | 10076644 PHYSIOLOGIC MODULES; PULSE OX | Covidien Auto Suture Div Covidien | 425 | Purchased
CHRISTIANA |  | HOSPITAL-CH | 0 | 561309A554 | DE |  | 2015-10-31 20:00 |  | Physiologic Monitor Modules; Pulse Oximetry | 61275 | 10076644 PHYSIOLOGIC MODULES; PULSE OX | Covidien Auto Suture Div Covidien | 425 | Purchased
CHRISTIANA |  | HOSPITAL-CH | 0 | 561306A646 | DE |  | 2015-10-31 20:00 |  | Physiologic Monitor Modules; Pulse Oximetry | 61209 | 10076644 PHYSIOLOGIC MODULES; PULSE OX | Covidien Auto Suture Div Covidien | 425 | Purchased
CHRISTIANA |  | HOSPITAL-CH | 0 | 561311A032 | DE |  | 2018-04-12 20:00 |  | Physiologic Monitor Modules; Pulse Oximetry | 61481 | 10076644 PHYSIOLOGIC MODULES; PULSE OX | Covidien Auto Suture Div Covidien | 425 | Purchased
CHRISTIANA |  | HOSPITAL-CH | 0 | 561313A663 | DE |  | 2015-10-31 20:00 |  | Physiologic Monitor Modules; Pulse Oximetry | 61260 | 10076644 PHYSIOLOGIC MODULES; PULSE OX | Covidien Auto Suture Div Covidien | 425 | Purchased
CHRISTIANA |  | HOSPITAL-CH | 0 | 561313A664 | DE |  | 2015-10-31 20:00 |  | Physiologic Monitor Modules; Pulse Oximetry | 61262 | 10076644 PHYSIOLOGIC MODULES; PULSE OX | Covidien Auto Suture Div Covidien | 425 | Purchased
CHRISTIANA |  | HOSPITAL-CH | 0 | 561312A382 | DE |  | 2015-10-31 20:00 |  | Physiologic Monitor Modules; Pulse Oximetry | 61272 | 10076644 PHYSIOLOGIC MODULES; PULSE OX | Covidien Auto Suture Div Covidien | 425 | Purchased
CHRISTIANA |  | HOSPITAL-CH | 0 | 561313A594 | DE |  | 2018-04-12 20:00 |  | Physiologic Monitor Modules; Pulse Oximetry | 61437 | 10076644 PHYSIOLOGIC MODULES; PULSE OX | Covidien Auto Suture Div Covidien | 425 | Purchased
CHRISTIANA |  | HOSPITAL-CH | 0 | 561306A654 | DE |  | 2015-10-31 20:00 |  | Physiologic Monitor Modules; Pulse Oximetry | 61212 | 10076644 PHYSIOLOGIC MODULES; PULSE OX | Covidien Auto Suture Div Covidien | 425 | Purchased
CHRISTIANA |  | HOSPITAL-CH | 0 | 561309A552 | DE |  | 2015-10-31 20:00 |  | Physiologic Monitor Modules; Pulse Oximetry | 61214 | 10076644 PHYSIOLOGIC MODULES; PULSE OX | Covidien Auto Suture Div Covidien | 425 | Purchased
CHRISTIANA |  | HOSPITAL-CH | 0 | 561311A092 | DE |  | 2015-10-31 20:00 |  | Physiologic Monitor Modules; Pulse Oximetry | 61315 | 10076644 PHYSIOLOGIC MODULES; PULSE OX | Covidien Auto Suture Div Covidien | 425 | Purchased
CHRISTIANA |  | HOSPITAL-CH | 0 | 561313A572 | DE |  | 2015-10-31 20:00 |  | Physiologic Monitor Modules; Pulse Oximetry | 61298 | 10076644 PHYSIOLOGIC MODULES; PULSE OX | Covidien Auto Suture Div Covidien | 425 | Purchased
CHRISTIANA |  | HOSPITAL-CH | 0 | 561313A612 | DE |  | 2015-10-31 20:00 |  | Physiologic Monitor Modules; Pulse Oximetry | 61300 | 10076644 PHYSIOLOGIC MODULES; PULSE OX | Covidien Auto Suture Div Covidien | 425 | Purchased
CHRISTIANA |  | HOSPITAL-CH | 0 | 561309a365 | DE |  | 2018-04-11 20:00 |  | Physiologic Monitor Modules; Pulse Oximetry | 61522 | 10076644 PHYSIOLOGIC MODULES; PULSE OX | Covidien Auto Suture Div Covidien | 425 | Purchased
CHRISTIANA |  | HOSPITAL-CH | 0 | 561313A681 | DE |  | 2015-10-31 20:00 |  | Physiologic Monitor Modules; Pulse Oximetry | 61264 | 10076644 PHYSIOLOGIC MODULES; PULSE OX | Covidien Auto Suture Div Covidien | 425 | Purchased
CHRISTIANA |  | HOSPITAL-CH | 0 | 561310A736 | DE |  | 2015-10-31 20:00 |  | Physiologic Monitor Modules; Pulse Oximetry | 61314 | 10076644 PHYSIOLOGIC MODULES; PULSE OX | Covidien Auto Suture Div Covidien | 425 | Purchased
CHRISTIANA |  | HOSPITAL-CH | 0 | 561306A610 | DE |  | 2015-10-31 20:00 |  | Physiologic Monitor Modules; Pulse Oximetry | 61316 | 10076644 PHYSIOLOGIC MODULES; PULSE OX | Covidien Auto Suture Div Covidien | 425 | Purchased
CHRISTIANA |  | HOSPITAL-CH | 0 | 561310a885 | DE |  | 2018-04-11 20:00 |  | Physiologic Monitor Modules; Pulse Oximetry | 61532 | 10076644 PHYSIOLOGIC MODULES; PULSE OX | Covidien Auto Suture Div Covidien | 425 | Purchased
CHRISTIANA |  | HOSPITAL-CH | 0 | 561304A009 | DE |  | 2018-04-12 20:00 |  | Physiologic Monitor Modules; Pulse Oximetry | 61551 | 10076644 PHYSIOLOGIC MODULES; PULSE OX | Covidien Auto Suture Div Covidien | 425 | Purchased
CHRISTIANA |  | HOSPITAL-CH | 0 | 561313A665 | DE |  | 2015-10-31 20:00 |  | Physiologic Monitor Modules; Pulse Oximetry | 61301 | 10076644 PHYSIOLOGIC MODULES; PULSE OX | Covidien Auto Suture Div Covidien | 425 | Purchased
CHRISTIANA |  | HOSPITAL-CH | 0 | 561311a182 | DE |  | 2018-04-11 20:00 |  | Physiologic Monitor Modules; Pulse Oximetry | 61526 | 10076644 PHYSIOLOGIC MODULES; PULSE OX | Covidien Auto Suture Div Covidien | 425 | Purchased
CHRISTIANA |  | HOSPITAL-CH | 0 | 561310A640 | DE |  | 2018-04-12 20:00 |  | Physiologic Monitor Modules; Pulse Oximetry | 61473 | 10076644 PHYSIOLOGIC MODULES; PULSE OX | Covidien Auto Suture Div Covidien | 425 | Purchased
CHRISTIANA |  | HOSPITAL-CH | 0 | 561311A091 | DE |  | 2015-10-31 20:00 |  | Physiologic Monitor Modules; Pulse Oximetry | 61317 | 10076644 PHYSIOLOGIC MODULES; PULSE OX | Covidien Auto Suture Div Covidien | 425 | Purchased
CHRISTIANA |  | HOSPITAL-CH | 0 | 561311A030 | DE |  | 2018-04-12 20:00 |  | Physiologic Monitor Modules; Pulse Oximetry | 61543 | 10076644 PHYSIOLOGIC MODULES; PULSE OX | Covidien Auto Suture Div Covidien | 425 | Purchased
CHRISTIANA |  | HOSPITAL-CH | 0 | 561310A692 | DE |  | 2018-04-12 20:00 |  | Physiologic Monitor Modules; Pulse Oximetry | 61552 | 10076644 PHYSIOLOGIC MODULES; PULSE OX | Covidien Auto Suture Div Covidien | 425 | Purchased
CHRISTIANA |  | HOSPITAL-CH | 0 | 561311A068 | DE |  | 2018-04-12 20:00 |  | Physiologic Monitor Modules; Pulse Oximetry | 61542 | 10076644 PHYSIOLOGIC MODULES; PULSE OX | Covidien Auto Suture Div Covidien | 425 | Purchased
CHRISTIANA |  | HOSPITAL-CH | 0 | 561312A394 | DE |  | 2015-10-31 20:00 |  | Physiologic Monitor Modules; Pulse Oximetry | 61253 | 10076644 PHYSIOLOGIC MODULES; PULSE OX | Covidien Auto Suture Div Covidien | 425 | Purchased
CHRISTIANA |  | HOSPITAL-CH | 0 | 561310a972 | DE |  | 2018-04-11 20:00 |  | Physiologic Monitor Modules; Pulse Oximetry | 61485 | 10076644 PHYSIOLOGIC MODULES; PULSE OX | Covidien Auto Suture Div Covidien | 425 | Purchased
CHRISTIANA |  | HOSPITAL-CH | 0 | 561309A384 | DE |  | 2015-10-31 20:00 |  | Physiologic Monitor Modules; Pulse Oximetry | 61185 | 10076644 PHYSIOLOGIC MODULES; PULSE OX | Covidien Auto Suture Div Covidien | 425 | Purchased
CHRISTIANA |  | HOSPITAL-CH | 0 | 561311A181 | DE |  | 2018-04-12 20:00 |  | Physiologic Monitor Modules; Pulse Oximetry | 61562 | 10076644 PHYSIOLOGIC MODULES; PULSE OX | Covidien Auto Suture Div Covidien | 425 | Purchased
CHRISTIANA |  | HOSPITAL-CH | 0 | 561310A782 | DE |  | 2015-10-31 20:00 |  | Physiologic Monitor Modules; Pulse Oximetry | 61288 | 10076644 PHYSIOLOGIC MODULES; PULSE OX | Covidien Auto Suture Div Covidien | 425 | Purchased
CHRISTIANA |  | HOSPITAL-CH | 0 | 561313A571 | DE |  | 2015-10-31 20:00 |  | Physiologic Monitor Modules; Pulse Oximetry | 61290 | 10076644 PHYSIOLOGIC MODULES; PULSE OX | Covidien Auto Suture Div Covidien | 425 | Purchased
CHRISTIANA |  | HOSPITAL-CH | 0 | 561317A638 | DE |  | 2018-04-12 20:00 |  | Physiologic Monitor Modules; Pulse Oximetry | 61465 | 10076644 PHYSIOLOGIC MODULES; PULSE OX | Covidien Auto Suture Div Covidien | 425 | Purchased
CHRISTIANA |  | HOSPITAL-CH | 0 | 561310A814 | DE |  | 2015-10-31 20:00 |  | Physiologic Monitor Modules; Pulse Oximetry | 61256 | 10076644 PHYSIOLOGIC MODULES; PULSE OX | Covidien Auto Suture Div Covidien | 425 | Purchased
CHRISTIANA |  | HOSPITAL-CH | 0 | 561309A383 | DE |  | 2015-10-31 20:00 |  | Physiologic Monitor Modules; Pulse Oximetry | 61289 | 10076644 PHYSIOLOGIC MODULES; PULSE OX | Covidien Auto Suture Div Covidien | 425 | Purchased
CHRISTIANA |  | HOSPITAL-CH | 0 | 561304A039 | DE |  | 2015-10-31 20:00 |  | Physiologic Monitor Modules; Pulse Oximetry | 61291 | 10076644 PHYSIOLOGIC MODULES; PULSE OX | Covidien Auto Suture Div Covidien | 425 | Purchased
CHRISTIANA |  | HOSPITAL-WH | 0 | 561310A857 | DE |  | 2018-04-12 20:00 |  | Physiologic Monitor Modules; Pulse Oximetry | 61449 | 10076644 PHYSIOLOGIC MODULES; PULSE OX | Covidien Auto Suture Div Covidien | 425 | Purchased
CHRISTIANA |  | HOSPITAL-CH | 0 | 561312A454 | DE |  | 2015-10-31 20:00 |  | Physiologic Monitor Modules; Pulse Oximetry | 61207 | 10076644 PHYSIOLOGIC MODULES; PULSE OX | Covidien Auto Suture Div Covidien | 425 | Purchased
CHRISTIANA |  | HOSPITAL-CH | 0 | 561309A547 | DE |  | 2015-10-31 20:00 |  | Physiologic Monitor Modules; Pulse Oximetry | 61238 | 10076644 PHYSIOLOGIC MODULES; PULSE OX | Covidien Auto Suture Div Covidien | 425 | Purchased
CHRISTIANA |  | HOSPITAL-CH | 0 | 561310A783 | DE |  | 2015-10-31 20:00 |  | Physiologic Monitor Modules; Pulse Oximetry | 61239 | 10076644 PHYSIOLOGIC MODULES; PULSE OX | Covidien Auto Suture Div Covidien | 425
CHRISTIANA |  | HOSPITAL-CH | 0 | 561310A850 | DE |  | 2018-04-12 20:00 |  | Physiologic Monitor Modules; Pulse Oximetry | 61467 | 10076644 PHYSIOLOGIC MODULES; PULSE OX | Covidien Auto Suture Div Covidien | 425 | Purchased
CHRISTIANA |  | HOSPITAL-CH | 0 | 561310A813 | DE |  | 2015-10-31 20:00 |  | Physiologic Monitor Modules; Pulse Oximetry | 61244 | 10076644 PHYSIOLOGIC MODULES; PULSE OX | Covidien Auto Suture Div Covidien | 425 | Purchased
CHRISTIANA |  | HOSPITAL-CH | 0 | 561311A128 | DE |  | 2018-04-12 20:00 |  | Physiologic Monitor Modules; Pulse Oximetry | 61431 | 10076644 PHYSIOLOGIC MODULES; PULSE OX | Covidien Auto Suture Div Covidien | 425 | Purchased
CHRISTIANA |  | HOSPITAL-CH | 0 | 561310a731 | DE |  | 2018-04-11 20:00 |  | Physiologic Monitor Modules; Pulse Oximetry | 61498 | 10076644 PHYSIOLOGIC MODULES; PULSE OX | Covidien Auto Suture Div Covidien | 425 | Purchased
CHRISTIANA |  | HOSPITAL-CH | 0 | 561310A955 | DE |  | 2018-04-12 20:00 |  | Physiologic Monitor Modules; Pulse Oximetry | 61443 | 10076644 PHYSIOLOGIC MODULES; PULSE OX | Covidien Auto Suture Div Covidien | 425 | Purchased
CHRISTIANA |  | HOSPITAL-CH | 0 | 561310A816 | DE |  | 2015-10-31 20:00 |  | Physiologic Monitor Modules; Pulse Oximetry | 61243 | 10076644 PHYSIOLOGIC MODULES; PULSE OX | Covidien Auto Suture Div Covidien | 425 | Purchased
CHRISTIANA |  | HOSPITAL-CH | 0 | 561304A016 | DE |  | 2015-10-31 20:00 |  | Physiologic Monitor Modules; Pulse Oximetry | 61411 | 10076644 PHYSIOLOGIC MODULES; PULSE OX | Covidien Auto Suture Div Covidien | 425 | Purchased
CHRISTIANA |  | HOSPITAL-CH | 0 | 561312A483 | DE |  | 2015-10-31 20:00 |  | Physiologic Monitor Modules; Pulse Oximetry | 61199 | 10076644 PHYSIOLOGIC MODULES; PULSE OX | Covidien Auto Suture Div Covidien | 425 | Purchased
CHRISTIANA |  | HOSPITAL-CH | 0 | 561304A013 | DE |  | 2018-04-11 20:00 |  | Physiologic Monitor Modules; Pulse Oximetry | 61499 | 10076644 PHYSIOLOGIC MODULES; PULSE OX | Covidien Auto Suture Div Covidien | 425 | Purchased
CHRISTIANA |  | HOSPITAL-CH | 0 | 561310A632 | DE |  | 2018-04-12 20:00 |  | Physiologic Monitor Modules; Pulse Oximetry | 61429 | 10076644 PHYSIOLOGIC MODULES; PULSE OX | Covidien Auto Suture Div Covidien | 425 | Purchased
CHRISTIANA |  | HOSPITAL-CH | 0 | 561310A869 | DE |  | 2018-04-12 20:00 |  | Physiologic Monitor Modules; Pulse Oximetry | 61450 | 10076644 PHYSIOLOGIC MODULES; PULSE OX | Covidien Auto Suture Div Covidien | 425 | Purchased
CHRISTIANA |  | HOSPITAL-CH | 0 | 561311A088 | DE |  | 2015-10-31 20:00 |  | Physiologic Monitor Modules; Pulse Oximetry | 61319 | 10076644 PHYSIOLOGIC MODULES; PULSE OX | Covidien Auto Suture Div Covidien | 425 | Purchased
CHRISTIANA |  | HOSPITAL-CH | 0 | 561312A490 | DE |  | 2015-10-31 20:00 |  | Physiologic Monitor Modules; Pulse Oximetry | 61198 | 10076644 PHYSIOLOGIC MODULES; PULSE OX | Covidien Auto Suture Div Covidien | 425 | Purchased
CHRISTIANA |  | HOSPITAL-WH | 0 | 561312A467 | DE |  | 2015-10-31 20:00 |  | Physiologic Monitor Modules; Pulse Oximetry | 61200 | 10076644 PHYSIOLOGIC MODULES; PULSE OX | Covidien Auto Suture Div Covidien | 425 | Purchased
CHRISTIANA |  | HOSPITAL-CH | 0 | 561310a668 | DE |  | 2018-04-11 20:00 |  | Physiologic Monitor Modules; Pulse Oximetry | 61513 | 10076644 PHYSIOLOGIC MODULES; PULSE OX | Covidien Auto Suture Div Covidien | 425 | Purchased
CHRISTIANA |  | HOSPITAL-CH | 0 | 561311A093 | DE |  | 2015-10-31 20:00 |  | Physiologic Monitor Modules; Pulse Oximetry | 61318 | 10076644 PHYSIOLOGIC MODULES; PULSE OX | Covidien Auto Suture Div Covidien | 425 | Purchased
CHRISTIANA |  | HOSPITAL-CH | 0 | 561311A048 | DE |  | 2015-10-31 20:00 |  | Physiologic Monitor Modules; Pulse Oximetry | 61320 | 10076644 PHYSIOLOGIC MODULES; PULSE OX | Covidien Auto Suture Div Covidien | 425 | Purchased
CHRISTIANA |  | HOSPITAL-CH | 0 | 561311a031 | DE |  | 2018-04-11 20:00 |  | Physiologic Monitor Modules; Pulse Oximetry | 61495 | 10076644 PHYSIOLOGIC MODULES; PULSE OX | Covidien Auto Suture Div Covidien | 425 | Purchased
CHRISTIANA |  | HOSPITAL-CH | 0 | 561310A748 | DE |  | 2018-04-12 20:00 |  | Physiologic Monitor Modules; Pulse Oximetry | 61546 | 10076644 PHYSIOLOGIC MODULES; PULSE OX | Covidien Auto Suture Div Covidien | 425 | Purchased
CHRISTIANA |  | HOSPITAL-CH | 0 | 561309A380 | DE |  | 2015-10-31 20:00 |  | Physiologic Monitor Modules; Pulse Oximetry | 61234 | 10076644 PHYSIOLOGIC MODULES; PULSE OX | Covidien Auto Suture Div Covidien | 425 | Purchased
CHRISTIANA |  | HOSPITAL-CH | 0 | 561310a709 | DE |  | 2018-04-11 20:00 |  | Physiologic Monitor Modules; Pulse Oximetry | 61503 | 10076644 PHYSIOLOGIC MODULES; PULSE OX | Covidien Auto Suture Div Covidien | 425 | Purchased
CHRISTIANA |  | HOSPITAL-CH | 0 | 561304A046 | DE |  | 2015-10-31 20:00 |  | Physiologic Monitor Modules; Pulse Oximetry | 61370 | 10076644 PHYSIOLOGIC MODULES; PULSE OX | Covidien Auto Suture Div Covidien | 425 | Purchased
CHRISTIANA |  | HOSPITAL-CH | 0 | 561312A462 | DE |  | 2015-10-31 20:00 |  | Physiologic Monitor Modules; Pulse Oximetry | 61202 | 10076644 PHYSIOLOGIC MODULES; PULSE OX | Covidien Auto Suture Div Covidien | 425 | Purchased
CHRISTIANA |  | HOSPITAL-CH | 0 | 561312A459 | DE |  | 2015-10-31 20:00 |  | Physiologic Monitor Modules; Pulse Oximetry | 61204 | 10076644 PHYSIOLOGIC MODULES; PULSE OX | Covidien Auto Suture Div Covidien | 425 | Purchased
CHRISTIANA |  | HOSPITAL-CH | 0 | 561312A453 | DE |  | 2015-10-31 20:00 |  | Physiologic Monitor Modules; Pulse Oximetry | 61206 | 10076644 PHYSIOLOGIC MODULES; PULSE OX | Covidien Auto Suture Div Covidien | 425 | Purchased
CHRISTIANA |  | HOSPITAL-CH | 0 | 561309A548 | DE |  | 2015-10-31 20:00 |  | Physiologic Monitor Modules; Pulse Oximetry | 61231 | 10076644 PHYSIOLOGIC MODULES; PULSE OX | Covidien Auto Suture Div Covidien | 425 | Purchased
CHRISTIANA |  | HOSPITAL-CH | 0 | 561311A052 | DE |  | 2015-10-31 20:00 |  | Physiologic Monitor Modules; Pulse Oximetry | 61322 | 10076644 PHYSIOLOGIC MODULES; PULSE OX | Covidien Auto Suture Div Covidien | 425 | Purchased
CHRISTIANA |  | HOSPITAL-CH | 0 | 561311A175 | DE |  | 2018-04-12 20:00 |  | Physiologic Monitor Modules; Pulse Oximetry | 61560 | 10076644 PHYSIOLOGIC MODULES; PULSE OX | Covidien Auto Suture Div Covidien | 425 | Purchased
CHRISTIANA |  | WH SURGI | 0 | 561306A635 | DE |  | 2015-10-31 20:00 |  | Physiologic Monitor Modules; Pulse Oximetry | 61403 | 10076644 PHYSIOLOGIC MODULES; PULSE OX | Covidien Auto Suture Div Covidien | 425 | Purchased
CHRISTIANA |  | HOSPITAL-CH | 0 | 561311A038 | DE |  | 2015-10-31 20:00 |  | Physiologic Monitor Modules; Pulse Oximetry | 61349 | 10076644 PHYSIOLOGIC MODULES; PULSE OX | Covidien Auto Suture Div Covidien | 425 | Purchased
CHRISTIANA |  | HOSPITAL-CH | 0 | 561310A678 | DE |  | 2015-10-31 20:00 |  | Physiologic Monitor Modules; Pulse Oximetry | 61351 | 10076644 PHYSIOLOGIC MODULES; PULSE OX | Covidien Auto Suture Div Covidien | 425 | Purchased
CHRISTIANA |  | HOSPITAL-CH | 0 | 561310A821 | DE |  | 2018-04-12 20:00 |  | Physiologic Monitor Modules; Pulse Oximetry | 61451 | 10076644 PHYSIOLOGIC MODULES; PULSE OX | Covidien Auto Suture Div Covidien | 425 | Purchased
CHRISTIANA |  | HOSPITAL-WH | 0 | 561312A489 | DE |  | 2015-10-31 20:00 |  | Physiologic Monitor Modules; Pulse Oximetry | 61190 | 10076644 PHYSIOLOGIC MODULES; PULSE OX | Covidien Auto Suture Div Covidien | 425 | Purchased
CHRISTIANA |  | HOSPITAL-CH | 0 | 561312A460 | DE |  | 2015-10-31 20:00 |  | Physiologic Monitor Modules; Pulse Oximetry | 61194 | 10076644 PHYSIOLOGIC MODULES; PULSE OX | Covidien Auto Suture Div Covidien | 425 | Purchased
CHRISTIANA |  | HOSPITAL-CH | 0 | 561309a366 | DE |  | 2018-04-11 20:00 |  | Physiologic Monitor Modules; Pulse Oximetry | 61525 | 10076644 PHYSIOLOGIC MODULES; PULSE OX | Covidien Auto Suture Div Covidien | 425 | Purchased
CHRISTIANA |  | HOSPITAL-CH | 0 | 561306A617 | DE |  | 2015-10-31 20:00 |  | Physiologic Monitor Modules; Pulse Oximetry | 61352 | 10076644 PHYSIOLOGIC MODULES; PULSE OX | Covidien Auto Suture Div Covidien | 425 | Purchased
CHRISTIANA |  | HOSPITAL-CH | 0 | 561312A435 | DE |  | 2015-10-31 20:00 |  | Physiologic Monitor Modules; Pulse Oximetry | 61197 | 10076644 PHYSIOLOGIC MODULES; PULSE OX | Covidien Auto Suture Div Covidien | 425 | Purchased
CHRISTIANA |  | HOSPITAL-CH | 0 | 561309A397 | DE |  | 2015-10-31 20:00 |  | Physiologic Monitor Modules; Pulse Oximetry | 61355 | 10076644 PHYSIOLOGIC MODULES; PULSE OX | Covidien Auto Suture Div Covidien | 425 | Purchased
CHRISTIANA |  | HOSPITAL-CH | 0 | 561313A669 | DE |  | 2015-10-31 20:00 |  | Physiologic Monitor Modules; Pulse Oximetry | 61359 | 10076644 PHYSIOLOGIC MODULES; PULSE OX | Covidien Auto Suture Div Covidien | 425 | Purchased
CHRISTIANA |  | HOSPITAL-CH | 0 | 561311a135 | DE |  | 2018-04-11 20:00 |  | Physiologic Monitor Modules; Pulse Oximetry | 61491 | 10076644 PHYSIOLOGIC MODULES; PULSE OX | Covidien Auto Suture Div Covidien | 425 | Purchased
CHRISTIANA |  | HOSPITAL-CH | 0 | 561310A956 | DE |  | 2018-04-12 20:00 |  | Physiologic Monitor Modules; Pulse Oximetry | 61458 | 10076644 PHYSIOLOGIC MODULES; PULSE OX | Covidien Auto Suture Div Covidien | 425 | Purchased
CHRISTIANA |  | HOSPITAL-CH | 0 | 561306A588 | DE |  | 2015-10-31 20:00 |  | Physiologic Monitor Modules; Pulse Oximetry | 61356 | 10076644 PHYSIOLOGIC MODULES; PULSE OX | Covidien Auto Suture Div Covidien | 425 | Purchased
CHRISTIANA |  | HOSPITAL-CH | 0 | 561312A444 | DE |  | 2015-10-31 20:00 |  | Physiologic Monitor Modules; Pulse Oximetry | 61221 | 10076644 PHYSIOLOGIC MODULES; PULSE OX | Covidien Auto Suture Div Covidien | 425 | Purchased
CHRISTIANA |  | HOSPITAL-CH | 0 | 21561304a052 | DE |  | 2018-04-11 20:00 |  | Physiologic Monitor Modules; Pulse Oximetry | 61497 | 10076644 PHYSIOLOGIC MODULES; PULSE OX | Covidien Auto Suture Div Covidien | 425 | Purchased
CHRISTIANA |  | HOSPITAL-CH | 0 | 561313A765 | DE |  | 2015-10-31 20:00 |  | Physiologic Monitor Modules; Pulse Oximetry | 61302 | 10076644 PHYSIOLOGIC MODULES; PULSE OX | Covidien Auto Suture Div Covidien | 425 | Purchased
CHRISTIANA |  | HOSPITAL-CH | 0 | 561313A757 | DE |  | 2015-10-31 20:00 |  | Physiologic Monitor Modules; Pulse Oximetry | 61306 | 10076644 PHYSIOLOGIC MODULES; PULSE OX | Covidien Auto Suture Div Covidien | 425 | Purchased
CHRISTIANA |  | HOSPITAL-CH | 0 | 561306A651 | DE |  | 2015-10-31 20:00 |  | Physiologic Monitor Modules; Pulse Oximetry | 61219 | 10076644 PHYSIOLOGIC MODULES; PULSE OX | Covidien Auto Suture Div Covidien | 425 | Purchased
CHRISTIANA |  | HOSPITAL-CH | 0 | 561311A369 | DE |  | 2015-10-31 20:00 |  | Physiologic Monitor Modules; Pulse Oximetry | 61265 | 10076644 PHYSIOLOGIC MODULES; PULSE OX | Covidien Auto Suture Div Covidien | 425 | Purchased
CHRISTIANA |  | HOSPITAL-CH | 0 | 561312A434 | DE |  | 2015-10-31 20:00 |  | Physiologic Monitor Modules; Pulse Oximetry | 61222 | 10076644 PHYSIOLOGIC MODULES; PULSE OX | Covidien Auto Suture Div Covidien | 425 | Purchased
CHRISTIANA |  | HOSPITAL-CH | 0 | 561310A875 | DE |  | 2018-04-12 20:00 |  | Physiologic Monitor Modules; Pulse Oximetry | 61474 | 10076644 PHYSIOLOGIC MODULES; PULSE OX | Covidien Auto Suture Div Covidien | 425 | Purchased
CHRISTIANA |  | HOSPITAL-CH | 0 | 561310A635 | DE |  | 2018-04-12 20:00 |  | Physiologic Monitor Modules; Pulse Oximetry | 61438 | 10076644 PHYSIOLOGIC MODULES; PULSE OX | Covidien Auto Suture Div Covidien | 425 | Purchased
CHRISTIANA |  | HOSPITAL-CH | 0 | 561306A615 | DE |  | 2015-10-31 20:00 |  | Physiologic Monitor Modules; Pulse Oximetry | 61303 | 10076644 PHYSIOLOGIC MODULES; PULSE OX | Covidien Auto Suture Div Covidien | 425 | Purchased
CHRISTIANA |  | HOSPITAL-CH | 0 | 561313A769 | DE |  | 2015-10-31 20:00 |  | Physiologic Monitor Modules; Pulse Oximetry | 61305 | 10076644 PHYSIOLOGIC MODULES; PULSE OX | Covidien Auto Suture Div Covidien | 425 | Purchased
CHRISTIANA |  | HOSPITAL-CH | 0 | 561310A950 | DE |  | 2015-10-31 20:00 |  | Physiologic Monitor Modules; Pulse Oximetry | 61307 | 10076644 PHYSIOLOGIC MODULES; PULSE OX | Covidien Auto Suture Div Covidien | 425 | Purchased
CHRISTIANA |  | HOSPITAL-CH | 0 | 561311A073 | DE |  | 2018-04-12 20:00 |  | Physiologic Monitor Modules; Pulse Oximetry | 61472 | 10076644 PHYSIOLOGIC MODULES; PULSE OX | Covidien Auto Suture Div Covidien | 425 | Purchased
CHRISTIANA |  | HOSPITAL-CH | 0 | 561311a196 | DE |  | 2018-04-11 20:00 |  | Physiologic Monitor Modules; Pulse Oximetry | 61492 | 10076644 PHYSIOLOGIC MODULES; PULSE OX | Covidien Auto Suture Div Covidien | 425 | Purchased
CHRISTIANA |  | HOSPITAL-CH | 0 | 561308A620 | DE |  | 2015-10-31 20:00 |  | Physiologic Monitor Modules; Pulse Oximetry | 61187 | 10076644 PHYSIOLOGIC MODULES; PULSE OX | Covidien Auto Suture Div Covidien | 425 | Purchased
CHRISTIANA |  | HOSPITAL-CH | 0 | 561313A559 | DE |  | 2015-10-31 20:00 |  | Physiologic Monitor Modules; Pulse Oximetry | 61308 | 10076644 PHYSIOLOGIC MODULES; PULSE OX | Covidien Auto Suture Div Covidien | 425 | Purchased
CHRISTIANA |  | HOSPITAL-CH | 0 | 561304A014 | DE |  | 2015-10-31 20:00 |  | Physiologic Monitor Modules; Pulse Oximetry | 61267 | 10076644 PHYSIOLOGIC MODULES; PULSE OX | Covidien Auto Suture Div Covidien | 425 | Purchased
CHRISTIANA |  | HOSPITAL-CH | 0 | 561309A371 | DE |  | 2018-04-12 20:00 |  | Physiologic Monitor Modules; Pulse Oximetry | 61493 | 10076644 PHYSIOLOGIC MODULES; PULSE OX | Covidien Auto Suture Div Covidien | 425 | Purchased
CHRISTIANA |  | HOSPITAL-CH | 0 | 561312A441 | DE |  | 2015-10-31 20:00 |  | Physiologic Monitor Modules; Pulse Oximetry | 61225 | 10076644 PHYSIOLOGIC MODULES; PULSE OX | Covidien Auto Suture Div Covidien | 425 | Purchased
CHRISTIANA |  | HOSPITAL-CH | 0 | 561309A385 | DE |  | 2015-10-31 20:00 |  | Physiologic Monitor Modules; Pulse Oximetry | 61186 | 10076644 PHYSIOLOGIC MODULES; PULSE OX | Covidien Auto Suture Div Covidien | 425 | Purchased
CHRISTIANA |  | HOSPITAL-CH | 0 | 561309A390 | DE |  | 2015-10-31 20:00 |  | Physiologic Monitor Modules; Pulse Oximetry | 61188 | 10076644 PHYSIOLOGIC MODULES; PULSE OX | Covidien Auto Suture Div Covidien | 425 | Purchased
CHRISTIANA |  | HOSPITAL-CH | 0 | 561311A027 | DE |  | 2018-04-12 20:00 |  | Physiologic Monitor Modules; Pulse Oximetry | 61462 | 10076644 PHYSIOLOGIC MODULES; PULSE OX | Covidien Auto Suture Div Covidien | 425 | Purchased
CHRISTIANA |  | HOSPITAL-CH | 0 | 21561310A732 | DE |  | 2015-10-31 20:00 |  | Physiologic Monitor Modules; Pulse Oximetry | 61309 | 10076644 PHYSIOLOGIC MODULES; PULSE OX | Covidien Auto Suture Div Covidien | 425 | Purchased
CHRISTIANA |  | HOSPITAL-CH | 0 | 561311A029 | DE |  | 2018-04-12 20:00 |  | Physiologic Monitor Modules; Pulse Oximetry | 61454 | 10076644 PHYSIOLOGIC MODULES; PULSE OX | Covidien Auto Suture Div Covidien | 425 | Purchased
CHRISTIANA |  | HOSPITAL-CH | 0 | 561312A377 | DE |  | 2015-10-31 20:00 |  | Physiologic Monitor Modules; Pulse Oximetry | 61399 | 10076644 PHYSIOLOGIC MODULES; PULSE OX | Covidien Auto Suture Div Covidien | 425 | Purchased
CHRISTIANA |  | HOSPITAL-CH | 0 | 561310A579 | DE |  | 2015-10-31 20:00 |  | Physiologic Monitor Modules; Pulse Oximetry | 61401 | 10076644 PHYSIOLOGIC MODULES; PULSE OX | Covidien Auto Suture Div Covidien | 425 | Purchased
CHRISTIANA |  | HOSPITAL-CH | 0 | 561311A366 | DE |  | 2015-10-31 20:00 |  | Physiologic Monitor Modules; Pulse Oximetry | 61402 | 10076644 PHYSIOLOGIC MODULES; PULSE OX | Covidien Auto Suture Div Covidien | 425 | Purchased
CHRISTIANA |  | HOSPITAL-CH | 0 | 561310A819 | DE |  | 2018-04-12 20:00 |  | Physiologic Monitor Modules; Pulse Oximetry | 61563 | 10076644 PHYSIOLOGIC MODULES; PULSE OX | Covidien Auto Suture Div Covidien | 425 | Purchased
CHRISTIANA |  | HOSPITAL-CH | 0 | 561313A774 | DE |  | 2018-04-12 20:00 |  | Physiologic Monitor Modules; Pulse Oximetry | 61476 | 10076644 PHYSIOLOGIC MODULES; PULSE OX | Covidien Auto Suture Div Covidien | 425 | Purchased
CHRISTIANA |  | HOSPITAL-CH | 0 | 561311A047 | DE |  | 2018-04-12 20:00 |  | Physiologic Monitor Modules; Pulse Oximetry | 61439 | 10076644 PHYSIOLOGIC MODULES; PULSE OX | Covidien Auto Suture Div Covidien | 425 | Purchased
CHRISTIANA |  | HOSPITAL-CH | 0 | 561313A646 | DE |  | 2015-10-31 20:00 |  | Physiologic Monitor Modules; Pulse Oximetry | 61328 | 10076644 PHYSIOLOGIC MODULES; PULSE OX | Covidien Auto Suture Div Covidien | 425 | Purchased
CHRISTIANA |  | HOSPITAL-CH | 0 | 561313A567 | DE |  | 2015-10-31 20:00 |  | Physiologic Monitor Modules; Pulse Oximetry | 61330 | 10076644 PHYSIOLOGIC MODULES; PULSE OX | Covidien Auto Suture Div Covidien | 425 | Purchased
CHRISTIANA |  | HOSPITAL-CH | 0 | 561313A686 | DE |  | 2015-10-31 20:00 |  | Physiologic Monitor Modules; Pulse Oximetry | 61332 | 10076644 PHYSIOLOGIC MODULES; PULSE OX | Covidien Auto Suture Div Covidien | 425 | Purchased
CHRISTIANA |  | HOSPITAL-CH | 0 | 561310A607 | DE |  | 2015-10-31 20:00 |  | Physiologic Monitor Modules; Pulse Oximetry | 61183 | 10076644 PHYSIOLOGIC MODULES; PULSE OX | Covidien Auto Suture Div Covidien | 425 | Purchased
CHRISTIANA |  | HOSPITAL-CH | 0 | 561311A161 | DE |  | 2018-04-12 20:00 |  | Physiologic Monitor Modules; Pulse Oximetry | 61440 | 10076644 PHYSIOLOGIC MODULES; PULSE OX | Covidien Auto Suture Div Covidien | 425 | Purchased
CHRISTIANA |  | HOSPITAL-CH | 0 | 561311A099 | DE |  | 2015-10-31 20:00 |  | Physiologic Monitor Modules; Pulse Oximetry | 61327 | 10076644 PHYSIOLOGIC MODULES; PULSE OX | Covidien Auto Suture Div Covidien | 425 | Purchased
CHRISTIANA |  | HOSPITAL-CH | 0 | 561313A764 | DE |  | 2015-10-31 20:00 |  | Physiologic Monitor Modules; Pulse Oximetry | 61329 | 10076644 PHYSIOLOGIC MODULES; PULSE OX | Covidien Auto Suture Div Covidien | 425 | Purchased
CHRISTIANA |  | HOSPITAL-CH | 0 | 561313A601 | DE |  | 2015-10-31 20:00 |  | Physiologic Monitor Modules; Pulse Oximetry | 61331 | 10076644 PHYSIOLOGIC MODULES; PULSE OX | Covidien Auto Suture Div Covidien | 425 | Purchased
CHRISTIANA |  | HOSPITAL-CH | 0 | 561306A608 | DE |  | 2018-04-12 20:00 |  | Physiologic Monitor Modules; Pulse Oximetry | 61461 | 10076644 PHYSIOLOGIC MODULES; PULSE OX | Covidien Auto Suture Div Covidien | 425 | Purchased
CHRISTIANA |  | HOSPITAL-CH | 0 | 561311A149 | DE |  | 2018-04-12 20:00 |  | Physiologic Monitor Modules; Pulse Oximetry | 61434 | 10076644 PHYSIOLOGIC MODULES; PULSE OX | Covidien Auto Suture Div Covidien | 425 | Purchased
CHRISTIANA |  | HOSPITAL-CH | 0 | 561306A613 | DE |  | 2018-04-12 20:00 |  | Physiologic Monitor Modules; Pulse Oximetry | 61538 | 10076644 PHYSIOLOGIC MODULES; PULSE OX | Covidien Auto Suture Div Covidien | 425 | Purchased
CHRISTIANA |  | HOSPITAL-CH | 0 | 561311A173 | DE |  | 2018-04-12 20:00 |  | Physiologic Monitor Modules; Pulse Oximetry | 61455 | 10076644 PHYSIOLOGIC MODULES; PULSE OX | Covidien Auto Suture Div Covidien | 425 | Purchased
CHRISTIANA |  | HOSPITAL-CH | 0 | 561306A643 | DE |  | 2015-10-31 20:00 |  | Physiologic Monitor Modules; Pulse Oximetry | 61278 | 10076644 PHYSIOLOGIC MODULES; PULSE OX | Covidien Auto Suture Div Covidien | 425 | Purchased
CHRISTIANA |  | HOSPITAL-CH | 0 | 561310A749 | DE |  | 2018-04-12 20:00 |  | Physiologic Monitor Modules; Pulse Oximetry | 61537 | 10076644 PHYSIOLOGIC MODULES; PULSE OX | Covidien Auto Suture Div Covidien | 425 | Purchased
CHRISTIANA |  | HOSPITAL-CH | 0 | 561310A750 | DE |  | 2018-04-12 20:00 |  | Physiologic Monitor Modules; Pulse Oximetry | 61475 | 10076644 PHYSIOLOGIC MODULES; PULSE OX | Covidien Auto Suture Div Covidien | 425 | Purchased
CHRISTIANA |  | HOSPITAL-CH | 0 | 561309A394 | DE |  | 2015-10-31 20:00 |  | Physiologic Monitor Modules; Pulse Oximetry | 61334 | 10076644 PHYSIOLOGIC MODULES; PULSE OX | Covidien Auto Suture Div Covidien | 425 | Purchased
CHRISTIANA |  | HOSPITAL-CH | 0 | 561311A077 | DE |  | 2015-10-31 20:00 |  | Physiologic Monitor Modules; Pulse Oximetry | 61336 | 10076644 PHYSIOLOGIC MODULES; PULSE OX | Covidien Auto Suture Div Covidien | 425 | Purchased
CHRISTIANA |  | HOSPITAL-CH | 0 | 561313A772 | DE |  | 2018-04-12 20:00 |  | Physiologic Monitor Modules; Pulse Oximetry | 61463 | 10076644 PHYSIOLOGIC MODULES; PULSE OX | Covidien Auto Suture Div Covidien | 425 | Purchased
CHRISTIANA |  | HOSPITAL-CH | 0 | 561313A592 | DE |  | 2015-10-31 20:00 |  | Physiologic Monitor Modules; Pulse Oximetry | 61277 | 10076644 PHYSIOLOGIC MODULES; PULSE OX | Covidien Auto Suture Div Covidien | 425 | Purchased
CHRISTIANA |  | HOSPITAL-CH | 0 | 561311A367 | DE |  | 2015-10-31 20:00 |  | Physiologic Monitor Modules; Pulse Oximetry | 61279 | 10076644 PHYSIOLOGIC MODULES; PULSE OX | Covidien Auto Suture Div Covidien | 425 | Purchased
CHRISTIANA |  | HOSPITAL-CH | 0 | 561313A674 | DE |  | 2018-04-12 20:00 |  | Physiologic Monitor Modules; Pulse Oximetry | 61535 | 10076644 PHYSIOLOGIC MODULES; PULSE OX | Covidien Auto Suture Div Covidien | 425 | Purchased
CHRISTIANA |  | HOSPITAL-CH | 0 | 561311A100 | DE |  | 2015-10-31 20:00 |  | Physiologic Monitor Modules; Pulse Oximetry | 61333 | 10076644 PHYSIOLOGIC MODULES; PULSE OX | Covidien Auto Suture Div Covidien | 425 | Purchased
CHRISTIANA |  | HOSPITAL-CH | 0 | 561311A101 | DE |  | 2015-10-31 20:00 |  | Physiologic Monitor Modules; Pulse Oximetry | 61337 | 10076644 PHYSIOLOGIC MODULES; PULSE OX | Covidien Auto Suture Div Covidien | 425 | Purchased
CHRISTIANA |  | HOSPITAL-CH | 0 | 561311A136 | DE |  | 2018-04-12 20:00 |  | Physiologic Monitor Modules; Pulse Oximetry | 61423 | 10076644 PHYSIOLOGIC MODULES; PULSE OX | Covidien Auto Suture Div Covidien | 425 | Purchased
CHRISTIANA |  | HOSPITAL-CH | 0 | 561312A397 | DE |  | 2015-10-31 20:00 |  | Physiologic Monitor Modules; Pulse Oximetry | 61282 | 10076644 PHYSIOLOGIC MODULES; PULSE OX | Covidien Auto Suture Div Covidien | 425 | Purchased
CHRISTIANA |  | HOSPITAL-CH | 0 | 561313A602 | DE |  | 2018-04-12 20:00 |  | Physiologic Monitor Modules; Pulse Oximetry | 61547 | 10076644 PHYSIOLOGIC MODULES; PULSE OX | Covidien Auto Suture Div Covidien | 425 | Purchased
CHRISTIANA |  | HOSPITAL-CH | 0 | 561313A755 | DE |  | 2018-04-12 20:00 |  | Physiologic Monitor Modules; Pulse Oximetry | 61548 | 10076644 PHYSIOLOGIC MODULES; PULSE OX | Covidien Auto Suture Div Covidien | 425 | Purchased
CHRISTIANA |  | HOSPITAL-CH | 0 | 561306A578 | DE |  | 2015-10-31 20:00 |  | Physiologic Monitor Modules; Pulse Oximetry | 61338 | 10076644 PHYSIOLOGIC MODULES; PULSE OX | Covidien Auto Suture Div Covidien | 425 | Purchased
CHRISTIANA |  | HOSPITAL-CH | 0 | 561313A683 | DE |  | 2015-10-31 20:00 |  | Physiologic Monitor Modules; Pulse Oximetry | 61340 | 10076644 PHYSIOLOGIC MODULES; PULSE OX | Covidien Auto Suture Div Covidien | 425 | Purchased
CHRISTIANA |  | HOSPITAL-CH | 0 | 561311A102 | DE |  | 2015-10-31 20:00 |  | Physiologic Monitor Modules; Pulse Oximetry | 61342 | 10076644 PHYSIOLOGIC MODULES; PULSE OX | Covidien Auto Suture Div Covidien | 425 | Purchased
CHRISTIANA |  | HOSPITAL-CH | 0 | 561311A024 | DE |  | 2018-04-12 20:00 |  | Physiologic Monitor Modules; Pulse Oximetry | 61430 | 10076644 PHYSIOLOGIC MODULES; PULSE OX | Covidien Auto Suture Div Covidien | 425 | Purchased
CHRISTIANA |  | HOSPITAL-CH | 0 | 561311A018 | DE |  | 2018-04-12 20:00 |  | Physiologic Monitor Modules; Pulse Oximetry | 61479 | 10076644 PHYSIOLOGIC MODULES; PULSE OX | Covidien Auto Suture Div Covidien | 425 | Purchased
CHRISTIANA |  | HOSPITAL-CH | 0 | 561306A652 | DE |  | 2015-10-31 20:00 |  | Physiologic Monitor Modules; Pulse Oximetry | 61281 | 10076644 PHYSIOLOGIC MODULES; PULSE OX | Covidien Auto Suture Div Covidien | 425 | Purchased
CHRISTIANA |  | HOSPITAL-CH | 0 | 561309a419 | DE |  | 2018-04-11 20:00 |  | Physiologic Monitor Modules; Pulse Oximetry | 61516 | 10076644 PHYSIOLOGIC MODULES; PULSE OX | Covidien Auto Suture Div Covidien | 425 | Purchased
CHRISTIANA |  | HOSPITAL-CH | 0 | 561311A044 | DE |  | 2018-04-12 20:00 |  | Physiologic Monitor Modules; Pulse Oximetry | 61483 | 10076644 PHYSIOLOGIC MODULES; PULSE OX | Covidien Auto Suture Div Covidien | 425 | Purchased
CHRISTIANA |  | HOSPITAL-CH | 0 | 561304A056 | DE |  | 2015-10-31 20:00 |  | Physiologic Monitor Modules; Pulse Oximetry | 61339 | 10076644 PHYSIOLOGIC MODULES; PULSE OX | Covidien Auto Suture Div Covidien | 425 | Purchased
CHRISTIANA |  | HOSPITAL-CH | 0 | 561311A074 | DE |  | 2015-10-31 20:00 |  | Physiologic Monitor Modules; Pulse Oximetry | 61341 | 10076644 PHYSIOLOGIC MODULES; PULSE OX | Covidien Auto Suture Div Covidien | 425 | Purchased
CHRISTIANA |  | HOSPITAL-CH | 0 | 561311a072 | DE |  | 2018-04-11 20:00 |  | Physiologic Monitor Modules; Pulse Oximetry | 61517 | 10076644 PHYSIOLOGIC MODULES; PULSE OX | Covidien Auto Suture Div Covidien | 425 | Purchased
CHRISTIANA |  | HOSPITAL-CH | 0 | 561310a686 | DE |  | 2018-04-11 20:00 |  | Physiologic Monitor Modules; Pulse Oximetry | 61519 | 10076644 PHYSIOLOGIC MODULES; PULSE OX | Covidien Auto Suture Div Covidien | 425 | Purchased
CHRISTIANA |  | HOSPITAL-CH | 0 | 561311a168 | DE |  | 2018-04-11 20:00 |  | Physiologic Monitor Modules; Pulse Oximetry | 61487 | 10076644 PHYSIOLOGIC MODULES; PULSE OX | Covidien Auto Suture Div Covidien | 425 | Purchased
CHRISTIANA |  | HOSPITAL-CH | 0 | 561306A591 | DE |  | 2015-10-31 20:00 |  | Physiologic Monitor Modules; Pulse Oximetry | 61344 | 10076644 PHYSIOLOGIC MODULES; PULSE OX | Covidien Auto Suture Div Covidien | 425 | Purchased
CHRISTIANA |  | HOSPITAL-CH | 0 | NONE | DE |  | 2015-10-31 20:00 |  | Physiologic Monitor Modules; Pulse Oximetry | 61346 | 10076644 PHYSIOLOGIC MODULES; PULSE OX | Covidien Auto Suture Div Covidien | 425 | Purchased
CHRISTIANA |  | HOSPITAL-CH | 0 | 561310a665 | DE |  | 2018-04-11 20:00 |  | Physiologic Monitor Modules; Pulse Oximetry | 61514 | 10076644 PHYSIOLOGIC MODULES; PULSE OX | Covidien Auto Suture Div Covidien | 425 | Purchased
CHRISTIANA |  | HOSPITAL-CH | 0 | 561311A194 | DE |  | 2018-04-12 20:00 |  | Physiologic Monitor Modules; Pulse Oximetry | 61456 | 10076644 PHYSIOLOGIC MODULES; PULSE OX | Covidien Auto Suture Div Covidien | 425 | Purchased
CHRISTIANA |  | HOSPITAL-CH | 0 | 561312A452 | DE |  | 2015-10-31 20:00 |  | Physiologic Monitor Modules; Pulse Oximetry | 61181 | 10076644 PHYSIOLOGIC MODULES; PULSE OX | Covidien Auto Suture Div Covidien | 425 | Purchased
CHRISTIANA |  | HOSPITAL-CH | 0 | 561306A587 | DE |  | 2015-10-31 20:00 |  | Physiologic Monitor Modules; Pulse Oximetry | 61324 | 10076644 PHYSIOLOGIC MODULES; PULSE OX | Covidien Auto Suture Div Covidien | 425 | Purchased
CHRISTIANA |  | HOSPITAL-CH | 0 | 561313A623 | DE |  | 2015-10-31 20:00 |  | Physiologic Monitor Modules; Pulse Oximetry | 61326 | 10076644 PHYSIOLOGIC MODULES; PULSE OX | Covidien Auto Suture Div Covidien | 425 | Purchased
CHRISTIANA |  | HOSPITAL-CH | 0 | 561311a163 | DE |  | 2018-04-11 20:00 |  | Physiologic Monitor Modules; Pulse Oximetry | 61527 | 10076644 PHYSIOLOGIC MODULES; PULSE OX | Covidien Auto Suture Div Covidien | 425 | Purchased
CHRISTIANA |  | HOSPITAL-CH | 0 | 561309a521 | DE |  | 2018-04-11 20:00 |  | Physiologic Monitor Modules; Pulse Oximetry | 61531 | 10076644 PHYSIOLOGIC MODULES; PULSE OX | Covidien Auto Suture Div Covidien | 425 | Purchased
CHRISTIANA |  | HOSPITAL-CH | 0 | 561311A042 | DE |  | 2015-10-31 20:00 |  | Physiologic Monitor Modules; Pulse Oximetry | 61343 | 10076644 PHYSIOLOGIC MODULES; PULSE OX | Covidien Auto Suture Div Covidien | 425 | Purchased
CHRISTIANA |  | HOSPITAL-CH | 0 | 561313A596 | DE |  | 2015-10-31 20:00 |  | Physiologic Monitor Modules; Pulse Oximetry | 61345 | 10076644 PHYSIOLOGIC MODULES; PULSE OX | Covidien Auto Suture Div Covidien | 425 | Purchased
CHRISTIANA |  | HOSPITAL-CH | 0 | 561311A050 | DE |  | 2015-10-31 20:00 |  | Physiologic Monitor Modules; Pulse Oximetry | 61347 | 10076644 PHYSIOLOGIC MODULES; PULSE OX | Covidien Auto Suture Div Covidien | 425 | Purchased
CHRISTIANA |  | HOSPITAL-CH | 0 | 561310A644 | DE |  | 2015-10-31 20:00 |  | Physiologic Monitor Modules; Pulse Oximetry | 61182 | 10076644 PHYSIOLOGIC MODULES; PULSE OX | Covidien Auto Suture Div Covidien | 425 | Purchased
CHRISTIANA |  | HOSPITAL-CH | 0 | 561310A894 | DE |  | 2018-04-12 20:00 |  | Physiologic Monitor Modules; Pulse Oximetry | 61436 | 10076644 PHYSIOLOGIC MODULES; PULSE OX | Covidien Auto Suture Div Covidien | 425 | Purchased
CHRISTIANA |  | HOSPITAL-CH | 0 | 561311A098 | DE |  | 2015-10-31 20:00 |  | Physiologic Monitor Modules; Pulse Oximetry | 61323 | 10076644 PHYSIOLOGIC MODULES; PULSE OX | Covidien Auto Suture Div Covidien | 425 | Purchased
CHRISTIANA |  | HOSPITAL-CH | 0 | 561313A573 | DE |  | 2015-10-31 20:00 |  | Physiologic Monitor Modules; Pulse Oximetry | 61325 | 10076644 PHYSIOLOGIC MODULES; PULSE OX | Covidien Auto Suture Div Covidien | 425 | Purchased
CHRISTIANA |  | HOSPITAL-CH | 0 | B2YYPV | DE |  | 2019-03-29 06:35 |  | Probes; Ultrasonic | B2YYPV | L12-3 | Philips Healthcare North America | 10000 | Purchased
CHRISTIANA |  | HOSPITAL-CH | 0 | B1RY9K | DE |  | 2017-09-20 20:00 |  | Probes; Ultrasonic | B1RY9K | 3019-3V | Philips Healthcare North America | 17000 | Purchased
CHRISTIANA |  | WH SURGI | 0 | C3202858 | DE |  | 2015-03-03 19:00 |  | Drilling Machines; Dental | 55793 | Surgic XT NE111 | Biomet 3i LLC | 4174.8 | Purchased
CHRISTIANA |  | HOSPITAL-CH | 0 | 109438 | DE |  |  |  | TEST EQUIPMENT; TEST EQUIPMENT | 49497 | 07-443 DENSITOMETER | NUCLEAR ASSOC A SYNCOR RADIATION MANAGEMENT CO | 5000
CHRISTIANA |  | HOSPITAL-CH | 0 | 8100-K6894 | DE |  | 1992-08-23 20:00 |  | Sphygmomanometers; Electronic; Automatic | 20075 | 8100 Sphygmomanometers; Electronic; Automatic 8100 | GE MEDICAL SYSTEMS | 2461 | Purchased
CHRISTIANA |  | HOSPITAL-WH | 0 | 8100-L7355 | DE |  | 1995-04-10 20:00 |  | Sphygmomanometers; Electronic; Automatic | 22706 | 8100 Sphygmomanometers; Electronic; Automatic 8100 | GE MEDICAL SYSTEMS | 2997.25
CHRISTIANA |  | HOSPITAL-CH | 0 | 8100J6933 | DE |  | 2008-01-20 19:00 |  | Sphygmomanometers; Electronic; Automatic | 17792 | 8100 Sphygmomanometers; Electronic; Automatic 8100 | GE MEDICAL SYSTEMS | 2236 | Purchased
CHRISTIANA |  | HOSPITAL-CH | 0 | 8100J2847 | DE |  | 1988-11-19 19:00 |  | Sphygmomanometers; Electronic; Automatic | 16607 | 8100 Sphygmomanometers; Electronic; Automatic 8100 | GE MEDICAL SYSTEMS | 4358 | Purchased
CHRISTIANA |  | HOSPITAL-WH | 0 | 8100-K1729 | DE |  | 2008-01-20 19:00 |  | Sphygmomanometers; Electronic; Automatic | 18897 | 8100 Sphygmomanometers; Electronic; Automatic 8100 | GE MEDICAL SYSTEMS | 2403 | Purchased
CHRISTIANA |  | HOSPITAL-CH | 0 | 3760 | DE |  | 1991-08-18 20:00 |  | pH Meters | 19202 | pH Meter 245 | CORNING INC LIFE SCIENCES DIV | 1000
CHRISTIANA |  | CH-SURGI | 0 | MC-0026 | DE |  | 2017-10-25 20:00 |  | Controllers | 68245 | FG-0612 Symphion | BOSTON SCIENTIFIC - ENDOSURGERY GROUP | 8000 | Purchased
CHRISTIANA |  | HOSPITAL-WH | 0 | 1110083106 | DE |  | 2012-08-19 20:00 |  | Tents; Mist | 48361 | Celleration MIST Therapy System CP-80004 | Celleration Inc | 2500
CHRISTIANA |  | CANCER CENTER | 0 | 6531 | DE |  | 2015-12-07 19:00 |  | Baths; Water; Molded Plastic Splint | 61671 | Water Bath MTRH1500 | CIVCO Medical Solutions | 2000 | Purchased
CHRISTIANA |  | HOSPITAL-CH | 0 | HCFY00113 | DE |  | 1995-12-18 19:00 |  | Phototherapy Units; Visible Light; Hyperbilirubinemia | 23494 | 6600-0532-801 | GE MEDICAL SYSTEMS | 2000 | Purchased
CHRISTIANA |  | HOSPITAL-WH | 0 | RM1B1705 | DE |  | 2018-09-09 20:00 |  | Lasers; Ho:YAG; Surgical | 60246 | SLT II | CYNOSURE INC | 155000 | Purchased
CHRISTIANA |  | HOSPITAL-WH | 0 | KP-120725-4 | DE |  | 2012-10-01 20:00 |  | Pumps; Subcutaneous Infiltration | 49537 | Infiltration Pump K | M.D. RESOURCE | 2500 | Purchased
CHRISTIANA |  | HOSPITAL-CH | 0 | 07030308A | DE |  | 2007-11-05 19:00 |  | Osmometers; Freezing Point | 40230 | Micro-Osmometer 2020 | ADVANCED INSTRUMENTS INC | 16660.26
CHRISTIANA |  | HOSPITAL-CH | 0 | 14030327C | DE |  | 2014-05-19 20:00 |  | Osmometers; Freezing Point | 53568 | Micro-Osmometer 2020 | ADVANCED INSTRUMENTS INC | 20305.17 | Purchased
CHRISTIANA |  | HOSPITAL-CH | 0 | 2M7K263002 | DE |  | 2007-11-06 19:00 |  | Spectrophotometers | 40222 | GENESYS 6 | THERMO SCIENTIFIC CLINICAL CHEMISTRY DIV THERMO FISHER SCIENTIFIC INC | 2500
CHRISTIANA |  | HOSPITAL-CH | 0 | XXQPJ144000562 | DE |  | 2015-08-09 20:00 |  | Printers | 57829 | QLN220 PRINTER | ZEBRA | 725
CHRISTIANA |  | HOSPITAL-CH | 0 | XXQPJ144000461 | DE |  | 2015-08-09 20:00 |  | Printers | 57832 | QLN220 PRINTER | ZEBRA | 725
CHRISTIANA |  | HOSPITAL-CH | 0 | XXQPJ181900654 | DE |  | 2015-08-09 20:00 |  | Printers | 68162 | QLN220 PRINTER | ZEBRA | 725 | Purchased
CHRISTIANA |  | HOSPITAL-CH | 0 | XXQPJ170401148 | DE |  | 2015-08-09 20:00 |  | Printers | 100601 | QLN220 PRINTER | ZEBRA | 725 | Purchased
CHRISTIANA |  | HOSPITAL-CH | 0 | XXQPJ144000479 | DE |  | 2015-08-09 20:00 |  | Printers | 54859 | QLN220 PRINTER | ZEBRA | 725 | Purchased
CHRISTIANA |  | HOSPITAL-CH | 0 | XXQPJ183902100 | DE |  | 2015-08-09 20:00 |  | Printers | 101010 | QLN220 PRINTER | ZEBRA | 725 | Purchased
CHRISTIANA |  | HOSPITAL-WH | 0 | XXQPJ144000514 | DE |  | 2015-08-09 20:00 |  | Printers | 57790 | QLN220 PRINTER | ZEBRA | 725
CHRISTIANA |  | HOSPITAL-CH | 0 | XXQPJ183902104 | DE |  | 2015-08-09 20:00 |  | Printers | 101007 | QLN220 PRINTER | ZEBRA | 725 | Purchased
CHRISTIANA |  | HOSPITAL-CH | 0 | XXQPJ182000450 | DE |  | 2015-08-09 20:00 |  | Printers | 68158 | QLN220 PRINTER | ZEBRA | 725 | Purchased
CHRISTIANA |  | HOSPITAL-WH | 0 | XXQPJ131700430 | DE |  | 2015-05-13 20:00 |  | Printers | 87204 | QLN220 PRINTER | ZEBRA | 725
CHRISTIANA |  | HOSPITAL-CH | 0 | 9657010 | DE |  | 2012-06-19 20:00 |  | Testers; Electrical Safety | 49453 | Dale Digital Safety Tester LT544Dplus | DALE TECHNOLOGY INC DIV FLUKE CORP | 5000 | Purchased
CHRISTIANA |  | HOSPITAL-CH | 0 | NX 60527 A | DE |  | 1988-08-27 20:00 |  | Freezers; Laboratory | 14388 | ULT 2140DCC | REVCO SCIENTIFIC INC | 3093 | Purchased
CHRISTIANA |  | HOSPITAL-CH | 0 | 3251A13810 | DE |  | 2008-01-20 19:00 |  | Physiologic Monitor Modules; Temperature | 18373 | M1029A | PHILIPS MEDICAL SYSTEMS CARDIAC & MONITORING SYSTEMS DIV | 650 | Purchased
CHRISTIANA |  | HOSPITAL-CH | 0 | 3805G11865 | DE |  | 1999-09-07 20:00 |  | Physiologic Monitor Modules; Temperature | 28959 | M1029A | PHILIPS MEDICAL SYSTEMS CARDIAC & MONITORING SYSTEMS DIV | 650 | Purchased
CHRISTIANA |  | HOSPITAL-WH | 0 | 3523A27503 | DE |  | 1996-07-29 20:00 |  | Physiologic Monitor Modules; Temperature | 24664 | M1029A | PHILIPS MEDICAL SYSTEMS CARDIAC & MONITORING SYSTEMS DIV | 650 | Purchased
CHRISTIANA |  | HOSPITAL-CH | 0 | 3251A13795 | DE |  | 1993-03-09 19:00 |  | Physiologic Monitor Modules; Temperature | 20296 | M1029A | PHILIPS MEDICAL SYSTEMS CARDIAC & MONITORING SYSTEMS DIV | 650 | Purchased
CHRISTIANA |  | HOSPITAL-CH | 7515.5 | 1204VG463 | DE |  | 2014-10-09 20:00 |  | Insufflators; Laparoscopic | 57232 | AirSeal iFS Intelligent Flow System AS-iFS1 | CONMED CORP | 22500 | Purchased
CHRISTIANA |  | HOSPITAL-CH | 7515.5 | 1301CE782 | DE |  | 2015-05-15 20:00 |  | Insufflators; Laparoscopic | 65330 | AirSeal iFS Intelligent Flow System AS-iFS1 | CONMED CORP | 18900 | Purchased
CHRISTIANA |  | CONCORD M.O.B. | 0 | 10005020 | PA |  | 2009-11-08 19:00 |  | Electrocardiographs; Multichannel; Interpretive | 39673 | Electrocardiograph CP 100 | CARDINAL | 15000
CHRISTIANA |  | HOSPITAL-CH | 0 | 7083708 | DE |  | 2007-12-13 19:00 |  | Saws; Surgical | 40471 | PAL | MICROAIRE SURGICAL INSTRUMENTS | 1250 | Purchased
CHRISTIANA |  | HOSPITAL-WH | 0 | X310444 | DE |  | 2004-02-10 19:00 |  | Scales; Clinical; Laboratory | 34452 | Denver XP-Series Toploading Balance XP-300 | DENVER INSTRUMENT CO | 1500 | Purchased
CHRISTIANA |  | HOSPITAL-CH | 0 | DE72862668 | DE |  | 2009-04-06 20:00 |  | MONITORING SYSTEMS; Physiologic; Acute Care | 42584 | M8002A MP30 | PHILIPS MEDICAL SYSTEMS CARDIAC & MONITORING SYSTEMS DIV | 18688.44 | Purchased
CHRISTIANA |  | HOSPITAL-CH | 0 | DE72862662 | DE |  | 2009-04-06 20:00 |  | MONITORING SYSTEMS; Physiologic; Acute Care | 42583 | M8002A MP30 | PHILIPS MEDICAL SYSTEMS CARDIAC & MONITORING SYSTEMS DIV | 18688.44 | Purchased
CHRISTIANA |  | HOSPITAL-WH | 0 | DE801C3511 | DE |  | 2014-09-30 20:00 |  | MONITORING SYSTEMS; Physiologic; Acute Care | 55858 | M8002A MP30 | PHILIPS MEDICAL SYSTEMS CARDIAC & MONITORING SYSTEMS DIV | 15000 | Purchased
CHRISTIANA |  | HOSPITAL-WH | 0 | DE728B6524 | DE |  | 2019-03-29 06:50 |  | MONITORING SYSTEMS; Physiologic; Acute Care | 60605 | M8002A MP30 | PHILIPS MEDICAL SYSTEMS CARDIAC & MONITORING SYSTEMS DIV | 6071.04 | Purchased
CHRISTIANA |  | HOSPITAL-WH | 0 | DE801C3528 | DE |  | 2014-09-30 20:00 |  | MONITORING SYSTEMS; Physiologic; Acute Care | 55866 | M8002A MP30 | PHILIPS MEDICAL SYSTEMS CARDIAC & MONITORING SYSTEMS DIV | 15000 | Purchased
CHRISTIANA |  | HOSPITAL-CH | 0 | DE728A9273 | DE |  | 2012-11-23 19:00 |  | MONITORING SYSTEMS; Physiologic; Acute Care | 50473 | M8002A MP30 | PHILIPS MEDICAL SYSTEMS CARDIAC & MONITORING SYSTEMS DIV | 60171.04 | Purchased
CHRISTIANA |  | HOSPITAL-CH | 0 | DE54017965 | DE |  | 2005-12-26 19:00 |  | MONITORING SYSTEMS; Physiologic; Acute Care | 38238 | M8002A MP30 | PHILIPS MEDICAL SYSTEMS CARDIAC & MONITORING SYSTEMS DIV | 6071.04 | Purchased
CHRISTIANA |  | HOSPITAL-WH | 0 | DE801C3524 | DE |  | 2014-09-30 20:00 |  | MONITORING SYSTEMS; Physiologic; Acute Care | 55855 | M8002A MP30 | PHILIPS MEDICAL SYSTEMS CARDIAC & MONITORING SYSTEMS DIV | 15000 | Purchased
CHRISTIANA |  | HOSPITAL-WH | 0 | DE801C3522 | DE |  | 2014-09-30 20:00 |  | MONITORING SYSTEMS; Physiologic; Acute Care | 80884 | M8002A MP30 | PHILIPS MEDICAL SYSTEMS CARDIAC & MONITORING SYSTEMS DIV | 15000 | Purchased
CHRISTIANA |  | HOSPITAL-WH | 0 | DE801C3527 | DE |  | 2014-09-30 20:00 |  | MONITORING SYSTEMS; Physiologic; Acute Care | 55865 | M8002A MP30 | PHILIPS MEDICAL SYSTEMS CARDIAC & MONITORING SYSTEMS DIV | 15000 | Purchased
CHRISTIANA |  | HOSPITAL-CH | 0 | DE54017973 | DE |  | 2005-12-26 19:00 |  | MONITORING SYSTEMS; Physiologic; Acute Care | 38236 | M8002A MP30 | PHILIPS MEDICAL SYSTEMS CARDIAC & MONITORING SYSTEMS DIV | 18688.44 | Purchased
CHRISTIANA |  | HOSPITAL-WH | 0 | DE801C3530 | DE |  | 2014-09-30 20:00 |  | MONITORING SYSTEMS; Physiologic; Acute Care | 55862 | M8002A MP30 | PHILIPS MEDICAL SYSTEMS CARDIAC & MONITORING SYSTEMS DIV | 15000 | Purchased
CHRISTIANA |  | HOSPITAL-CH | 0 | DE54017967 | DE |  | 2005-12-26 19:00 |  | MONITORING SYSTEMS; Physiologic; Acute Care | 38232 | M8002A MP30 | PHILIPS MEDICAL SYSTEMS CARDIAC & MONITORING SYSTEMS DIV | 18688.44 | Purchased
CHRISTIANA |  | HOSPITAL-CH | 0 | DE72869098 | DE |  | 2005-12-26 19:00 |  | MONITORING SYSTEMS; Physiologic; Acute Care | 46378 | M8002A MP30 | PHILIPS MEDICAL SYSTEMS CARDIAC & MONITORING SYSTEMS DIV | 15000 | Purchased
CHRISTIANA |  | HOSPITAL-WH | 0 | DE54017917 | DE |  | 2005-12-26 19:00 |  | MONITORING SYSTEMS; Physiologic; Acute Care | 38234 | M8002A MP30 | PHILIPS MEDICAL SYSTEMS CARDIAC & MONITORING SYSTEMS DIV | 18688.44
CHRISTIANA |  | HOSPITAL-CH | 0 | DE801C1528 | DE |  | 2013-12-04 19:00 |  | MONITORING SYSTEMS; Physiologic; Acute Care | 53059 | M8002A MP30 | PHILIPS MEDICAL SYSTEMS CARDIAC & MONITORING SYSTEMS DIV | 6071.04 | Purchased
CHRISTIANA |  | HOSPITAL-CH | 0 | DE801C1514 | DE |  | 2013-12-04 19:00 |  | MONITORING SYSTEMS; Physiologic; Acute Care | 53057 | M8002A MP30 | PHILIPS MEDICAL SYSTEMS CARDIAC & MONITORING SYSTEMS DIV | 6071.04 | Purchased
CHRISTIANA |  | HOSPITAL-CH | 0 | DE801C1550 | DE |  | 2013-12-04 19:00 |  | MONITORING SYSTEMS; Physiologic; Acute Care | 53058 | M8002A MP30 | PHILIPS MEDICAL SYSTEMS CARDIAC & MONITORING SYSTEMS DIV | 6071.04 | Purchased
CHRISTIANA |  | HOSPITAL-CH | 0 | DE72871861 | DE |  | 2005-12-26 19:00 |  | MONITORING SYSTEMS; Physiologic; Acute Care | 46401 | M8002A MP30 | PHILIPS MEDICAL SYSTEMS CARDIAC & MONITORING SYSTEMS DIV | 15000 | Purchased
CHRISTIANA |  | HOSPITAL-WH | 0 | DE801C3517 | DE |  | 2014-09-30 20:00 |  | MONITORING SYSTEMS; Physiologic; Acute Care | 55861 | M8002A MP30 | PHILIPS MEDICAL SYSTEMS CARDIAC & MONITORING SYSTEMS DIV | 15000 | Purchased
CHRISTIANA |  | HOSPITAL-CH | 0 | DE72878075 | DE |  | 2005-12-26 19:00 |  | MONITORING SYSTEMS; Physiologic; Acute Care | 47066 | M8002A MP30 | PHILIPS MEDICAL SYSTEMS CARDIAC & MONITORING SYSTEMS DIV | 15000 | Purchased
CHRISTIANA |  | HOSPITAL-CH | 0 | DE728A9283 | DE |  | 2012-11-23 19:00 |  | MONITORING SYSTEMS; Physiologic; Acute Care | 50476 | M8002A MP30 | PHILIPS MEDICAL SYSTEMS CARDIAC & MONITORING SYSTEMS DIV | 60171.04 | Purchased
CHRISTIANA |  | HOSPITAL-CH | 0 | DE843A0316 | DE |  | 2010-08-05 20:00 |  | MONITORING SYSTEMS; Physiologic; Acute Care | 47060 | M8007A MP70 | PHILIPS MEDICAL SYSTEMS CARDIAC & MONITORING SYSTEMS DIV | 14356.83 | Purchased
CHRISTIANA |  | HOSPITAL-CH | 0 | 6120082M | DE |  | 2013-04-01 20:00 |  | TEST EQUIPMENT; TEST EQUIPMENT | 49422 | 55201 | BAPCO | 5000 | Purchased
CHRISTIANA |  | HOSPITAL-CH | 0 | 125 | DE |  |  |  | TEST EQUIPMENT; TEST EQUIPMENT | 49249 | 300 MED SIM PATIENT SIMULATOR | DYNATECH NEVADA | 5000
CHRISTIANA |  | HOSPITAL-CH | 0 | NONE | DE |  | 2019-03-29 06:50 |  | Incubators; Laboratory; Test Tube | 35401 | H2025-1 | SCIENTIFIC PRODUCTS DIV AMERICAN HOSPITAL SUPPLY CORP | 3500 | Purchased
CHRISTIANA |  | William Penn High School | 0 | 3328A05998 | DE |  | 2019-03-29 06:51 |  | Electrocardiographs; Multichannel | 64045 | M1700A | PHILIPS MEDICAL SYSTEMS CARDIAC & MONITORING SYSTEMS DIV | 15000 | Purchased
CHRISTIANA |  | Smyrna Health & Wellness Center | 0 | 3328A05994 | DE |  | 1993-11-12 19:00 |  | Electrocardiographs; Multichannel | 20869 | M1700A | PHILIPS MEDICAL SYSTEMS CARDIAC & MONITORING SYSTEMS DIV | 9000
CHRISTIANA |  | WH SURGI | 0 | 500992 | DE |  | 2007-11-10 19:00 |  | Smoke Evacuation Systems; Surgical | 40372 | PSWTURBO Whisper | BUFFALO FILTER DIV MEDTEK DEVICES INC | 2545 | Purchased
CHRISTIANA |  | HOSPITAL-WH | 0 | 1542 | DE |  | 2008-01-04 19:00 |  | Scales; Patient; Bedside; Sling | 40433 | FG 821-HD | SR INSTRUMENTS INC | 1000 | Purchased
CHRISTIANA |  | Smyrna Home for the Chronically Ill | 0 | E30602-0068 | DE |  | 2013-08-22 20:00 |  | Scales; Patient; Floor | 45568 | 758C | DETECTO SCALE CO DIV CARDINAL SCALE MFG CO | 1500 | Purchased
CHRISTIANA |  | HOSPITAL-CH | 0 | 288532 | DE |  |  |  | TEST EQUIPMENT; TEST EQUIPMENT | 49419 | CABLE | No Manufacturer Specified | 150
CHRISTIANA |  | HOSPITAL-CH | 0 | 356107 | DE |  |  |  | TEST EQUIPMENT; TEST EQUIPMENT | 49420 | CABLE | No Manufacturer Specified | 150
CHRISTIANA |  | Trailer Life Net | 0 | AR13A003230 | DE |  | 2013-01-30 19:00 |  | Defibrillator/Pacemaker/Physiologic Monitors | 50628 | X Series Defibrillator | ZOLL MEDICAL CORP | 31995.6 | Purchased
CHRISTIANA |  | Trailer Life Net | 0 | AR13A003108 | DE |  | 2013-01-30 19:00 |  | Defibrillator/Pacemaker/Physiologic Monitors | 50630 | X Series Defibrillator | ZOLL MEDICAL CORP | 31995.6 | Purchased
CHRISTIANA |  | HOSPITAL-CC | 0 | 1846 | MD |  | 2008-01-20 19:00 |  | Patient Transfer Aids | 23306 | FLEE2 | Faaborglifton / Hover Tech | 1034 | Purchased
CHRISTIANA |  | HOSPITAL-WH | 0 | 2719 | DE |  | 1996-03-04 19:00 |  | Patient Transfer Aids | 23227 | FLEE2 | Faaborglifton / Hover Tech | 5978 | Purchased
CHRISTIANA |  | HOSPITAL-CH | 0 | 2727 | DE |  | 1996-02-07 19:00 |  | Patient Transfer Aids | 23764 | FLEE2 | Faaborglifton / Hover Tech | 2000 | Purchased
CHRISTIANA |  | HOSPITAL-WH | 0 | 6163 | DE |  | 2006-01-01 19:00 |  | Patient Transfer Aids | 37821 | 1001S-165-1 | Faaborglifton / Hover Tech | 5450 | Purchased
CHRISTIANA |  | HOSPITAL-WH | 0 | US20902161 | DE |  | 2009-02-21 19:00 |  | Electrocardiographs; Multichannel | 42288 | TC 70 | PHILIPS MEDICAL SYSTEMS CARDIAC & MONITORING SYSTEMS DIV | 15000 | Purchased
CHRISTIANA |  | HOSPITAL-CH | 0 | US11309108 | DE |  | 2013-01-27 19:00 |  | Electrocardiographs; Multichannel | 50669 | TC 70 | PHILIPS MEDICAL SYSTEMS CARDIAC & MONITORING SYSTEMS DIV | 10080 | Purchased
CHRISTIANA |  | HOSPITAL-CH | 0 | USO0801328 | DE |  | 2008-10-16 20:00 |  | Electrocardiographs; Multichannel | 42189 | 860315 | PHILIPS MEDICAL SYSTEMS CARDIAC & MONITORING SYSTEMS DIV | 11164.2
CHRISTIANA |  | HOSPITAL-WH | 0 | US71411642 | DE |  | 2014-07-20 20:00 |  | Electrocardiographs; Multichannel | 53735 | 860315 | PHILIPS MEDICAL SYSTEMS CARDIAC & MONITORING SYSTEMS DIV | 11155.41
CHRISTIANA |  | HOSPITAL-CH | 0 | US20902160 | DE |  | 2009-02-21 19:00 |  | Electrocardiographs; Multichannel | 42287 | TC 70 | PHILIPS MEDICAL SYSTEMS CARDIAC & MONITORING SYSTEMS DIV | 15000 | Purchased
CHRISTIANA |  | HOSPITAL-CH | 0 | 106459 | DE |  | 2002-06-11 20:00 |  | Injectors; Contrast Media; Angiography | 42582 | Medrad Mark V ProVis Angiographic Inject | MEDRAD Inc Unit of Bayer Medical Care | 21673.5 | Purchased
CHRISTIANA |  | HOSPITAL-CH | 0 | 93190 | DE |  | 2016-12-20 19:00 |  | Injectors; Contrast Media; Angiography | 62651 | Medrad Mark V ProVis Angiographic Inject | MEDRAD Inc Unit of Bayer Medical Care | 25000
CHRISTIANA |  | HOSPITAL-WH | 0 | 445201 | DE |  | 1999-10-13 20:00 |  | Microscopes; Light; Laboratory | 29125 | Optiphot-2 Microscope | NIKON INSTRUMENTS INC | 500
CHRISTIANA |  | HOSPITAL-CH | 0 | 136521 | DE |  | 1999-10-12 20:00 |  | Microscopes; Light; Laboratory | 29095 | Optiphot-2 Microscope | NIKON INSTRUMENTS INC | 3500
CHRISTIANA |  | HOSPITAL-CH | 225 | 05K0132 | DE |  | 2006-02-19 19:00 |  | Slit Lamp/Camera Adapters | 38141 | ULTRA SLIT LAMP | MARCO PRODUCTS CO | 2500 | Purchased
CHRISTIANA |  | HOSPITAL-WH | 0 | 90612002233 | DE |  | 2016-07-11 20:00 |  | Exercisers; Muscle Strength | 57946 | Fit 3 Multi-Gym FSF3 | Life Fitness | 7500 | Purchased
CHRISTIANA |  | Stoney Batter Medical Pavilion | 0 | 63293 | DE |  | 2011-08-25 20:00 |  | Exercisers; Muscle Strength; Lever/Pulley-Cable; Upper Limb/Trunk; Chest Press | 48104 | Strength 9000 Series Training Equipment SU35 | Life Fitness | 7500 | Purchased
CHRISTIANA |  | HOSPITAL-CH | 0 | 100 | DE |  |  |  | TEST EQUIPMENT; TEST EQUIPMENT | 49568 | 1460 | NELLCOR PURITAN BENNETT INC | 5000
CHRISTIANA |  | HOSPITAL-CH | 0 | 36080-K4 | DE |  |  |  | TEST EQUIPMENT; TEST EQUIPMENT | 49558 | 42601-01 TRANSDUCER SIMULATOR | ABBOTT CRITICAL CARE SYSTEMS DIV ABBOTT LABORATORIES | 5000
CHRISTIANA |  | HOSPITAL-WH | 0 | 15140 | DE |  | 2002-09-24 20:00 |  | Scanning Systems; Ultrasonic; Vascular | 34315 | FLO-Lab 2100-SX | PARKS MEDICAL ELECTRONICS INC | 31820 | Purchased
CHRISTIANA |  | HOSPITAL-CH | 0 | 15138 | DE |  | 2002-11-02 19:00 |  | Scanning Systems; Ultrasonic; Vascular | 34365 | FLO-Lab 2100-SX | PARKS MEDICAL ELECTRONICS INC | 31820 | Purchased
CHRISTIANA |  | HOSPITAL-CH | 0 | 2100-000001266 | DE |  | 2002-11-02 19:00 |  | Scanning Systems; Ultrasonic; Vascular | 41602 | FLO-Lab 2100-SX | PARKS MEDICAL ELECTRONICS INC | 31820 | Purchased
CHRISTIANA |  | HOSPITAL-CH | 0 | 2100-000001248 | DE |  | 2002-11-02 19:00 |  | Scanning Systems; Ultrasonic; Vascular | 41601 | FLO-Lab 2100-SX | PARKS MEDICAL ELECTRONICS INC | 31820 | Purchased
CHRISTIANA |  | HOSPITAL-CH | 0 | 13909 | DE |  | 2007-06-05 20:00 |  | Scanning Systems; Ultrasonic; Vascular | 39893 | FLO-Lab 2100-SX | PARKS MEDICAL ELECTRONICS INC | 29999.99 | Purchased
CHRISTIANA |  | HOSPITAL-CH | 0 | 13671 | DE |  | 2007-06-02 20:00 |  | Scanning Systems; Ultrasonic; Vascular | 39895 | FLO-Lab 2100-SX | PARKS MEDICAL ELECTRONICS INC | 31820 | Purchased
CHRISTIANA |  | HOSPITAL-WH | 0 | 14575 | DE |  | 2001-11-06 19:00 |  | Scanning Systems; Ultrasonic; Vascular | 32066 | FLO-Lab 2100-SX | PARKS MEDICAL ELECTRONICS INC | 31820 | Purchased
CHRISTIANA |  | Pike Creek | 0 | 14157 | DE |  | 2011-03-23 20:00 |  | Scanning Systems; Ultrasonic; Vascular | 47648 | FLO-Lab 2100-SX | PARKS MEDICAL ELECTRONICS INC | 31820 | Purchased
CHRISTIANA |  | MIDDLETOWN ED | 0 | 15097 | DE |  | 2007-06-02 20:00 |  | Scanning Systems; Ultrasonic; Vascular | 39896 | FLO-Lab 2100-SX | PARKS MEDICAL ELECTRONICS INC | 31820 | Purchased
CHRISTIANA |  | HOSPITAL-CH | 0 | 15127 | DE |  | 2003-03-16 19:00 |  | Scanning Systems; Ultrasonic; Vascular | 34575 | FLO-Lab 2100-SX | PARKS MEDICAL ELECTRONICS INC | 59900 | Purchased
CHRISTIANA |  | Middletown Care Center(Sleepy Hollow) | 0 | 2100-000002355 | DE |  | 2013-09-03 20:00 |  | Scanning Systems; Ultrasonic; Vascular | 45700 | FLO-Lab 2100-SX | PARKS MEDICAL ELECTRONICS INC | 31820 | Purchased
CHRISTIANA |  | HOSPITAL-CH | 0 | 15790 | DE |  | 2007-06-02 20:00 |  | Scanning Systems; Ultrasonic; Vascular | 39894 | FLO-Lab 2100-SX | PARKS MEDICAL ELECTRONICS INC | 31820 | Purchased
CHRISTIANA |  | Foulkstone Plaza | 0 | NA | DE |  | 2001-08-26 20:00 |  | Exercisers; Aerobic; Climbing | 31734 | VERSA-CLIMBER | HEART RATE INC | 7500 | Purchased
CHRISTIANA |  | HOSPITAL-CH | 0 | OOEGK003 | DE |  | 2000-05-17 20:00 |  | Electrosurgical Units; Monopolar/Bipolar; Argon-Enhanced Coagulation | 29608 | System 7500 | CONMED ASPEN SURGICAL SYSTEMS | 21383
CHRISTIANA |  | HOSPITAL-CH | 0 | 40462 | DE |  | 2006-01-15 19:00 |  | Injectors; Contrast Media | 38217 | Medrad Stellant Dual Syringe CT Injectio DX | MEDRAD Inc Unit of Bayer Medical Care | 40000 | Purchased
CHRISTIANA |  | MIDDLETOWN ED | 0 | 39755 | DE |  | 2013-01-31 19:00 |  | Injectors; Contrast Media | 45293 | Medrad Stellant Dual Syringe CT Injectio DX | MEDRAD Inc Unit of Bayer Medical Care | 40000 | Purchased
CHRISTIANA |  | CANCER CENTER | 0 | 483 | DE |  | 2006-10-13 20:00 |  | Injectors; Contrast Media | 39339 | Medrad Stellant Dual Syringe CT Injectio DX | MEDRAD Inc Unit of Bayer Medical Care | 25999.99 | Purchased
CHRISTIANA |  | HOSPITAL-CH | 0 | TA0621 | DE |  | 2016-10-31 20:00 |  | TELEMETRY UNITS | 64050 | MINI RX; TELEMETRY UNITS; GENERAL | GE MEDICAL SYSTEMS | 5831.2 | Purchased
CHRISTIANA |  | HOSPITAL-CH | 0 | TA0677 | DE |  | 2016-10-31 20:00 |  | TELEMETRY UNITS | 64048 | MINI RX; TELEMETRY UNITS; GENERAL | GE MEDICAL SYSTEMS | 5831.2 | Purchased
CHRISTIANA |  | HOSPITAL-WH | 0 | 8142769 | DE |  | 1993-05-22 20:00 |  | Light Sources; Fiberoptic | 18500 | CLV-U20 | OLYMPUS AMERICA INC | 7900 | Purchased
CHRISTIANA |  | HOSPITAL-CH | 0 | DA026828 | DE |  | 2004-07-18 20:00 |  | Monitors; Physiologic; Electrocardiography/Vital Signs | 36410 | Propaq Encore Vital Signs Monitor 204EL | CARDINAL | 10490
CHRISTIANA |  | HOSPITAL-CH | 0 | DAO13376 | DE |  | 2000-10-24 20:00 |  | Monitors; Physiologic; Electrocardiography/Vital Signs | 30609 | Propaq Encore Vital Signs Monitor 204EL | CARDINAL | 9885 | Purchased
CHRISTIANA |  | Pike Creek | 0 | 10835728 | DE |  | 2011-04-12 20:00 |  | Defibrillators; External; Manual | 47653 | LIFEPAK Defibrillator 9 | PHYSIO-CONTROL CORP | 25000
CHRISTIANA |  | Quillen Building | 0 | 12141839 | DE |  | 2011-04-12 20:00 |  | Defibrillators; External; Manual | 47658 | LIFEPAK Defibrillator 9 | PHYSIO-CONTROL CORP | 25000
CHRISTIANA |  | Ketlay Plaza | 0 | 5983230 | DE |  | 2011-03-23 20:00 |  | Defibrillators; External; Manual | 47613 | LIFEPAK Defibrillator 9 | PHYSIO-CONTROL CORP | 10000
CHRISTIANA |  | HOSPITAL-CH | 477.27 | 890 | DE |  | 2007-01-25 19:00 |  | Tables; Operating; Orthopedic; Spinal | 39581 | Modular Table System 5890 | Mizuho OSI | 35000
CHRISTIANA |  | HOSPITAL-WH | 477.27 | 1859 | DE |  | 2007-09-16 20:00 |  | Tables; Operating; Orthopedic; Spinal | 36676 | Modular Table System 5890 | Mizuho OSI | 35000
CHRISTIANA |  | HOSPITAL-WH | 0 | US99602154 | DE |  | 2002-02-05 19:00 |  | Scanning Systems; Ultrasonic; General-Purpose | 32153 | M2411B | PHILIPS MEDICAL SYSTEMS NORTH AMERICA | 149999.99 | Purchased
CHRISTIANA |  | HOSPITAL-CH | 0 | 13751 | DE |  | 1999-10-18 20:00 |  | Infusion Pumps; Multitherapy; Syringe | 29245 | 2001 | SMITHS / LEVEL 1 | 2275 | Purchased
CHRISTIANA |  | HOSPITAL-CH | 0 | 9121 | DE |  | 1999-10-18 20:00 |  | Infusion Pumps; Multitherapy; Syringe | 29242 | 2001 | SMITHS / LEVEL 1 | 2275
CHRISTIANA |  | HOSPITAL-CH | 0 | 13557 | DE |  | 1999-10-18 20:00 |  | Infusion Pumps; Multitherapy; Syringe | 29256 | 2001 | SMITHS / LEVEL 1 | 2275
CHRISTIANA |  | HOSPITAL-CH | 0 | 9322 | DE |  | 1999-07-20 20:00 |  | Infusion Pumps; Multitherapy; Syringe | 28912 | 2001 | SMITHS / LEVEL 1 | 2275
CHRISTIANA |  | CH-SURGI | 0 | F0C1820YON2 | DE |  | 2014-09-30 20:00 |  | NETWORK SWITCHES | 54729 | 2600 catalyst plus series SI | PHILIPS MEDICAL SYSTEMS CARDIAC & MONITORING SYSTEMS DIV | 4287 | Purchased
CHRISTIANA |  | HOSPITAL-CH | 0 | 4002-1062 | DE |  | 2008-01-20 19:00 |  | Scales; Infant | 25564 | 4002 | SCALE-TRONIX INC | 1400 | Purchased
CHRISTIANA |  | WH SURGI | 0 | DE85011847 | DE |  | 1999-10-30 20:00 |  | MONITORING SYSTEMS; Physiologic; Acute Care | 30151 | M3046A | PHILIPS MEDICAL SYSTEMS CARDIAC & MONITORING SYSTEMS DIV | 3478.7
CHRISTIANA |  | HOSPITAL-CH | 0 | 41976639 | DE |  | 2018-08-21 20:00 |  | Centrifuges | 62185 | RC3B PLUS | SORVALL PRODUCTS LP | 5000 | Purchased
CHRISTIANA |  | HOSPITAL-CH | 0 | 9800379 | DE |  | 2008-01-20 19:00 |  | Centrifuges | 27342 | RC3B PLUS | SORVALL PRODUCTS LP | 1000 | Purchased
CHRISTIANA |  | HOSPITAL-CH | 0 | RUF10270687PA | DE |  | 2012-07-22 20:00 |  | Tents; Mist | 49463 | 14203A | GE MEDICAL SYSTEMS | 2500 | Purchased
CHRISTIANA |  | HOSPITAL-CH | 0 | 9050617 | DE |  | 2010-05-18 20:00 |  | Analyzers; Laboratory; Hematology; Coagulation; Automated | 46588 | ACL TOP Family 500 CTS | Beckman Coulter Inc | 65000 | Purchased
CHRISTIANA |  | HOSPITAL-WH | 0 | 9050623 | DE |  | 2010-11-03 20:00 |  | Analyzers; Laboratory; Hematology; Coagulation; Automated | 46857 | ACL TOP Family 500 CTS | Beckman Coulter Inc | 75000 | Purchased
CHRISTIANA |  | HOSPITAL-CH | 0 | 70487 | DE |  | 2004-03-28 19:00 |  | Exercisers; Aerobic; Treadmill | 35513 | Quinton Treadmill TM55 | QUINTON INSTRUMENTS INC | 5000
CHRISTIANA |  | HOSPITAL-CH | 0 | 117351000000 | DE |  | 2017-11-08 19:00 |  | Exercisers; Aerobic; Treadmill | 66365 | Quinton Treadmill TM55 | QUINTON INSTRUMENTS INC | 26866.75 | Purchased
CHRISTIANA |  | HOSPITAL-WH | 0 | 11040077760 | DE |  | 2007-01-21 19:00 |  | Exercisers; Aerobic; Treadmill | 39556 | Quinton Treadmill TM55 | QUINTON INSTRUMENTS INC | 20734 | Purchased
CHRISTIANA |  | Smyrna Health & Wellness Center | 0 | ap70522380 | DE |  | 2008-02-18 19:00 |  | Exercisers; Aerobic; Treadmill | 41376 | Treadmill AC-7600 | STAR TRAC BY UNISEN INC | 2500 | Purchased
CHRISTIANA |  | HOSPITAL-CH | 0 | AP70522390 | DE |  | 2008-02-18 19:00 |  | Exercisers; Aerobic; Treadmill | 41375 | Treadmill AC-7600 | STAR TRAC BY UNISEN INC | 2500
CHRISTIANA |  | PMRI | 0 | AP70522388 | DE |  | 2008-02-18 19:00 |  | Exercisers; Aerobic; Treadmill | 41377 | Treadmill AC-7600 | STAR TRAC BY UNISEN INC | 2500 | Purchased
CHRISTIANA |  | HOSPITAL-WH | 0 | GEN1462 | DE |  | 2014-09-01 20:00 |  | Hydrothermal Ablation Systems; Endometrial | 53782 | Genesys HTA System | BOSTON SCIENTIFIC CORP | 14950 | Purchased
CHRISTIANA |  | HOSPITAL-WH | 0 | 7899 | DE |  | 2016-11-09 19:00 |  | Amalgamators | 60610 | High Speed Amalgamator 4052-320 | BENCO DENTAL SUPPLY CO | 5000 | Purchased
CHRISTIANA |  | HOSPITAL-CH | 0 | 600609 | DE |  | 2016-11-16 19:00 |  | Electroporation Therapy Systems; Tissue Ablation | T64064 | Nanoknife system HVP-01 | AngioDynamics Inc | 15000 | Purchased
CHRISTIANA |  | HOSPITAL-CH | 0 | 902720563 | DE |  | 2010-11-01 20:00 |  | Pressure Measuring Units; Intracranial | 47284 | 295-1 Intra-Compartmental Pressure Monitor | Stryker Corp | 15000 | Purchased
CHRISTIANA |  | HCCC | 0 | V1804912 | DE |  | 2018-01-03 19:00 |  | Tables; Examination/Treatment; Adjustable | 65432 | 307 | RITTER-MIDWEST DIV SYBRON CORP | 2000
CHRISTIANA |  | HOSPITAL-WH | 0 | CD090768 | DE |  | 2019-03-29 06:52 |  | Chairs; Examination/Treatment | 27566 | 307 | RITTER-MIDWEST DIV SYBRON CORP | 2000 | Purchased
CHRISTIANA |  | Smyrna Health & Wellness Center | 0 | V235388 | DE |  | 2011-03-02 19:00 |  | Tables; Examination/Treatment | 47559 | 307 | RITTER-MIDWEST DIV SYBRON CORP | 2000 | Purchased
CHRISTIANA |  | HCCC | 0 | V18004908 | DE |  | 2018-01-03 19:00 |  | Tables; Examination/Treatment | 65434 | 307 | RITTER-MIDWEST DIV SYBRON CORP | 2000
CHRISTIANA |  | HCCC | 0 | V1857629 | DE |  | 2018-01-03 19:00 |  | Tables; Examination/Treatment | 65433 | 307 | RITTER-MIDWEST DIV SYBRON CORP | 2000
CHRISTIANA |  | Star Campus | 0 | v1861885 | DE |  | 2018-01-25 19:00 |  | Tables; Examination/Treatment; Adjustable | 65437 | Ritter Manual Examination Table 204-001 | MIDMARK CORP | 5494.94
CHRISTIANA |  | Glasgow Medical Center | 0 | V1861870 | DE |  | 2017-10-09 20:00 |  | Tables; Examination/Treatment; Adjustable | 65455 | Ritter Manual Examination Table 204-001 | MIDMARK CORP | 5494.94
CHRISTIANA |  | Glasgow Medical Center | 0 | V1861860 | DE |  | 2017-10-09 20:00 |  | Tables; Examination/Treatment; Adjustable | 65453 | Ritter Manual Examination Table 204-001 | MIDMARK CORP | 5494.94
CHRISTIANA |  | Glasgow Medical Center | 0 | V186185 | DE |  | 2017-10-09 20:00 |  | Tables; Examination/Treatment; Adjustable | 65456 | Ritter Manual Examination Table 204-001 | MIDMARK CORP | 5494.94
CHRISTIANA |  | Middletown Care Center(Sleepy Hollow) | 0 | V1857624 | DE |  | 2019-03-29 06:52 |  | Tables; Examination/Treatment; Adjustable | 63729 | Ritter Manual Examination Table 204-001 | MIDMARK CORP | 5494.94
CHRISTIANA |  | Middletown Care Center(Sleepy Hollow) | 0 | V1857628 | DE |  | 2019-03-29 06:52 |  | Tables; Examination/Treatment; Adjustable | 67089 | Ritter Manual Examination Table 204-001 | MIDMARK CORP | 5494.94
CHRISTIANA |  | Middletown Care Center(Sleepy Hollow) | 0 | V1804915 | DE |  | 2019-03-29 06:52 |  | Tables; Examination/Treatment; Adjustable | 67090 | Ritter Manual Examination Table 204-001 | MIDMARK CORP | 5494.94
CHRISTIANA |  | Glasgow Medical Center | 0 | V1861878 | DE |  | 2017-10-09 20:00 |  | Tables; Examination/Treatment; Adjustable | 65457 | Ritter Manual Examination Table 204-001 | MIDMARK CORP | 5494.94
CHRISTIANA |  | Star Campus | 0 | v1861868 | DE |  | 2018-01-25 19:00 |  | Tables; Examination/Treatment; Adjustable | 65364 | Ritter Manual Examination Table 204-001 | MIDMARK CORP | 5494.94
CHRISTIANA |  | Glasgow Medical Center | 0 | V1859758 | DE |  | 2017-10-09 20:00 |  | Tables; Examination/Treatment; Adjustable | 65454 | Ritter Manual Examination Table 204-001 | MIDMARK CORP | 5494.94
CHRISTIANA |  | Star Campus | 0 | v1861863 | DE |  | 2018-01-25 19:00 |  | Tables; Examination/Treatment; Adjustable | 65365 | Ritter Manual Examination Table 204-001 | MIDMARK CORP | 5494.94
CHRISTIANA |  | HOSPITAL-CH | 0 | NONE | DE |  | 2019-03-29 06:52 |  | TEST EQUIPMENT; TEST EQUIPMENT | 49386 | RX-1 GAS ANALYZER | TIF INSTRUMENTS | 5000 | Purchased
CHRISTIANA |  | HOSPITAL-CH | 0 | 15499 | DE |  | 2019-03-29 06:52 |  | TEST EQUIPMENT; TEST EQUIPMENT | 49412 | DGX LASER POWER METER | OPHIR OPFRONICS LTD | 5000 | Purchased
CHRISTIANA |  | HOSPITAL-CH | 0 | NONE | DE |  |  |  | TEST EQUIPMENT; TEST EQUIPMENT | 26156 | 113 A ECG SIMULATOR | DYNATECH NEVADA | 2500
CHRISTIANA |  | HOSPITAL-CH | 0 | 100703015 | DE |  |  |  | TEST EQUIPMENT; TEST EQUIPMENT | 49506 | 35XP-A | METERMAN | 5000
CHRISTIANA |  | HOSPITAL-CH | 0 | TPC456 | DE |  |  |  | TEST EQUIPMENT; TEST EQUIPMENT | 49372 | TECH PATIEN CARDIO ECG SIMULATOR | HE Instruments | 5000
CHRISTIANA |  | HOSPITAL-CH | 0 | 13102111 | DE |  | 2015-08-30 20:00 |  | Washers; Microplate | 57987 | BIO-TEK Microplate Strip Washer ELx50 | BIO-TEK INSTRUMENTS INC | 4790.7 | Purchased
CHRISTIANA |  | HOSPITAL-CH | 0 | 90889 | DE |  | 2012-06-20 20:00 |  | TEST EQUIPMENT; TEST EQUIPMENT | 26186 | BIO-TEK Digital Safety Analyzer 170 | BIO-TEK INSTRUMENTS INC | 2500 | Purchased
CHRISTIANA |  | HOSPITAL-CH | 0 | 6545 | DE |  | 2011-06-15 20:00 |  | Dryers; Labware | 40133 | 54344 | OLYMPIC MEDICAL CORP A NATUS MEDICAL CO | 1000 | Purchased
CHRISTIANA |  | HOSPITAL-CH | 0 | ? | DE |  | 1997-06-29 20:00 |  | Smoke Evacuation Systems; Surgical | 26400 | VALLEY VAC | VALLEYLAB DIV TYCO HEALTHCARE GROUP LP | 965 | Purchased
CHRISTIANA |  | Smyrna Health & Wellness Center | 0 | 200700116 | DE |  | 2012-09-02 20:00 |  | Audiometers | 49811 | 23301 | CARDINAL | 15000 | Purchased
CHRISTIANA |  | HOSPITAL-WH | 0 | B17F-02173 | DE |  | 2017-06-18 20:00 |  | Defibrillators; External; Automated | 60499 | FRX | PHILIPS MEDICAL SYSTEMS CARDIAC & MONITORING SYSTEMS DIV | 1087.31
CHRISTIANA |  | Wilson Primary Care | 0 | B17F-01494 | DE |  | 2017-06-14 20:00 |  | Defibrillators; External; Automated | 64775 | FRX | PHILIPS MEDICAL SYSTEMS CARDIAC & MONITORING SYSTEMS DIV | 156.86
CHRISTIANA |  | Foulkstone Plaza | 0 | B10J-00609 | DE |  | 2016-12-19 19:00 |  | Defibrillators; External; Automated | 60644 | FRX | PHILIPS MEDICAL SYSTEMS CARDIAC & MONITORING SYSTEMS DIV | 10000
CHRISTIANA |  |  | 0 | B11F-06134 |  |  | 2019-03-29 06:52 |  | Defibrillators; External; Automated | 60529 | FRX | PHILIPS MEDICAL SYSTEMS CARDIAC & MONITORING SYSTEMS DIV | 10000
CHRISTIANA |  | Glasgow Medical Center | 0 | B17A-02799 | DE |  | 2017-01-31 19:00 |  | Defibrillators; External; Automated | 64250 | FRX | PHILIPS MEDICAL SYSTEMS CARDIAC & MONITORING SYSTEMS DIV | 1311.72
CHRISTIANA |  | HOSPITAL-WH | 0 | B10K-00768 | DE |  | 2011-01-30 19:00 |  | Defibrillators; External; Automated | 46838 | FRX | PHILIPS MEDICAL SYSTEMS CARDIAC & MONITORING SYSTEMS DIV | 10000
CHRISTIANA |  | HOSPITAL-WH | 0 | B10L-02823 | DE |  | 2011-01-30 19:00 |  | Defibrillators; External; Automated | 46837 | FRX | PHILIPS MEDICAL SYSTEMS CARDIAC & MONITORING SYSTEMS DIV | 10000
CHRISTIANA |  | Star Campus | 0 | B17A-02698 | DE |  | 2017-01-31 19:00 |  | Defibrillators; External; Automated | 64247 | FRX | PHILIPS MEDICAL SYSTEMS CARDIAC & MONITORING SYSTEMS DIV | 1311.72
CHRISTIANA |  | Middletown Care Center(Sleepy Hollow) | 0 | B17A-02801 | DE |  | 2017-01-31 19:00 |  | Defibrillators; External; Automated | 64249 | FRX | PHILIPS MEDICAL SYSTEMS CARDIAC & MONITORING SYSTEMS DIV | 1311.72
CHRISTIANA |  | HOSPITAL-WH | 0 | 94085294 | DE |  | 2019-03-29 06:52 |  | Lights; Dental Activator | 22724 | C-7910 | COLTENE/WHALEDENT INC | 1999.99
CHRISTIANA |  | HOSPITAL-CH | 0 | 01-B-01395C | DE |  | 1988-08-27 20:00 |  | Percussors; Manual; Airway Clearance | 10555 | MEDAVIBE VS | Bunn / Now Graham-Field | 1200 | Purchased
CHRISTIANA | 2005-08-26 | HOSPITAL-CH | 0 | 50679 | DE |  | 2009-07-16 20:00 |  | Scanning Systems; Computed Tomography; Axial; Full-Body | 46030 | 7393114 | SIEMENS HEALTH SYSTEMS | 1000000 | Purchased
CHRISTIANA |  | HOSPITAL-WH | 0 | ALT14F013 | DE |  | 2014-07-31 20:00 |  | Centrifuges; Tabletop | 53757 | Allegra X-30 | BECKMAN INSTRUMENTS INC | 45000 | Purchased
CHRISTIANA |  | HOSPITAL-WH | 0 | ALT13C007 | DE |  | 2013-06-18 20:00 |  | Centrifuges; Tabletop | 52387 | Allegra X-30 | BECKMAN INSTRUMENTS INC | 45000 | Purchased
CHRISTIANA |  | HOSPITAL-WH | 0 | COA100650 | DE |  | 2011-08-09 20:00 |  | Exercisers; Aerobic; Stationary Bicycle; Upright | 57873 | Upright Bike 93CI | Life Fitness | 7500
CHRISTIANA |  | HOSPITAL-WH | 0 | CCB100174 | DE |  | 2011-08-09 20:00 |  | Exercisers; Aerobic; Stationary Bicycle; Upright | 57872 | Upright Bike 93CI | Life Fitness | 7500 | Purchased
CHRISTIANA |  | HOSPITAL-CH | 0 | 10030258 | DE |  | 2011-01-12 19:00 |  | Scales; Patient; Floor | 48582 | BWB-800 | TANITA CORP OF AMERICA INC | 1500
CHRISTIANA |  | HOSPITAL-CH | 0 | 12110099 | DE |  | 2005-08-21 20:00 |  | Scales; Patient; Floor | 45577 | BWB-800 | TANITA CORP OF AMERICA INC | 1500
CHRISTIANA |  |  | 0 | NONE |  |  | 2017-03-26 20:00 |  | Scales; Patient; Floor | 62786 | BWB-800 | TANITA CORP OF AMERICA INC | 1500
CHRISTIANA |  | Neuroscience Center | 0 | 10020056 | DE |  | 2011-01-12 19:00 |  | Scales; Patient; Floor | 46125 | BWB-800 | TANITA CORP OF AMERICA INC | 1500
CHRISTIANA |  | HOSPITAL-WH | 0 | 12030108 | DE |  | 2013-04-16 20:00 |  | Scales; Patient; Floor | 50607 | BWB-800 | TANITA CORP OF AMERICA INC | 1500
CHRISTIANA |  | HOSPITAL-CH | 0 | 1209126 | DE |  | 2013-06-18 20:00 |  | Scales; Patient; Floor | 51881 | BWB-800 | TANITA CORP OF AMERICA INC | 1500
CHRISTIANA |  | HOSPITAL-WH | 0 | NONE | DE |  | 1988-08-27 20:00 |  | Oxygen Analyzers | 14031 | 40G | GE MEDICAL SYSTEMS | 700 | Purchased
CHRISTIANA |  | HOSPITAL-CH | 0 | 18046AC403 | DE |  | 2019-03-29 06:53 |  | Centrifuges | 67381 | 755VES | DRUCKER CO | 3965 | Purchased
CHRISTIANA |  | HOSPITAL-WH | 0 | 6002-1119 | DE |  | 2008-01-20 19:00 |  | Scales; Patient; Wheelchair | 24234 | 6002 | SCALE-TRONIX INC | 2000 | Purchased
CHRISTIANA |  | HOSPITAL-CH | 0 | 35416C616F | DE |  | 2016-07-18 20:00 |  | Scanning Systems; Ultrasonic; Portable | 62344 | ZS3 SCANNER; ULTRASONIC PORTABLE | ZONARE Medical Systems Inc | 78600 | Purchased
CHRISTIANA |  | HOSPITAL-CH | 0 | NONE | DE |  | 2012-07-18 20:00 |  | Dryers; Medical Device | 40663 | ThermaSure 300 series Medical Device Dry 330 | HLD SYSTEMS | 9500
CHRISTIANA |  | HOSPITAL-CH | 0 | 26376 | DE |  | 2018-09-16 20:00 |  | Exercisers; Aerobic; Stationary Bicycle | 62245 | GX4.0 | ICON Health & Fitness Inc | 7500 | Purchased
CHRISTIANA |  | CONCORD M.O.B. | 0 | 52/11WB | PA |  | 2018-05-22 20:00 |  | Exercisers; Aerobic; Stationary Bicycle | 57449 | GX4.0 | ICON Health & Fitness Inc | 539 | Purchased
CHRISTIANA |  | HOSPITAL-WH | 0 | 10549C6X115L | DE |  | 2018-01-01 19:00 |  | Probes; Ultrasonic | 10549C6X115L | C6-2 | ZONARE Medical Systems Inc | 10000 | Purchased
CHRISTIANA |  | HOSPITAL-CH | 0 | 10528C6X115L | DE |  | 2019-03-29 06:53 |  | Probes; Ultrasonic | 10528C6X115L | C6-2 | ZONARE Medical Systems Inc | 10000 | Purchased
CHRISTIANA |  | HOSPITAL-CH | 0 | TMM3-B 1116168461 | DE |  | 2016-12-04 19:00 |  | Chairs; Radiography/Fluoroscopy; Head/Torso | 64137 | Video Fluoroscopy Swallow Study Stretche TMM3-B | TRANSMOTION MEDICAL INC | 7598 | Purchased
CHRISTIANA |  | CANCER CENTER | 0 | 43847 | DE |  | 2014-03-09 20:00 |  | Incubators; Incubators; Laboratory; Aerobic; Carbon Dioxide | 53549 | GALAXY 170S | New Brunswick Scientific bv An Eppendorf Co | 3500 | Purchased
CHRISTIANA |  | Foulkstone Plaza | 0 | 10502017 | DE |  | 2012-08-20 20:00 |  | Heating Mantles; Laboratory | 49310 | Heat Therapy Unit PR-1501 | WHITEHALL MFG DIV OF ACORN | 1500 | Purchased
CHRISTIANA |  | HOSPITAL-CH | 0 | 41001632 | DE |  | 2014-12-03 19:00 |  | Testers; Light Intensity | 55141 | Biliblanket Light METER II | GE MEDICAL SYSTEMS | 4275
CHRISTIANA |  | HOSPITAL-WH | 0 | P12829504 | DE |  | 2012-11-25 19:00 |  | Oximeters; Pulse | 49779 | N-65 | NELLCOR PURITAN BENNETT INC | 2000 | Purchased
CHRISTIANA |  | HOSPITAL-CH | 0 | P12828994 | DE |  | 2013-02-07 19:00 |  | Oximeters; Pulse | 51139 | N-65 | NELLCOR PURITAN BENNETT INC | 2000 | Purchased
CHRISTIANA |  | HOSPITAL-CH | 0 | P14809390 | DE |  | 2014-05-13 20:00 |  | Oximeters; Pulse | 54067 | N-65 | NELLCOR PURITAN BENNETT INC | 2000 | Purchased
CHRISTIANA |  | HOSPITAL-CH | 0 | P14809866 | DE |  | 2015-08-18 20:00 |  | Oximeters; Pulse | 57891 | N-65 | NELLCOR PURITAN BENNETT INC | 2000 | Purchased
CHRISTIANA |  | HOSPITAL-CH | 0 | p13805959 | DE |  | 2013-07-24 20:00 |  | Oximeters; Pulse | 45259 | N-65 | NELLCOR PURITAN BENNETT INC | 2000 | Purchased
CHRISTIANA |  | Smyrna Health & Wellness Center | 0 | p148159382014 | DE |  | 2016-12-07 19:00 |  | Oximeters; Pulse | 100053 | N-65 | NELLCOR PURITAN BENNETT INC | 2000
CHRISTIANA |  | HOSPITAL-CH | 0 | p13822945-2013 | DE |  | 2013-01-27 19:00 |  | Oximeters; Pulse | 87190 | N-65 | NELLCOR PURITAN BENNETT INC | 2000 | Purchased
CHRISTIANA |  | HOSPITAL-CH | 0 | 10004362 | DE |  | 2011-04-06 20:00 |  | Apnea Monitors; Neonatal | 42110 | SMART MONITOR 2 APNEA MONITORS; NEONATAL | Philips Respironics Inc | 10000 | Purchased
CHRISTIANA |  | HOSPITAL-WH | 0 | 40151172 | DE |  | 2001-10-20 20:00 |  | Centrifuges; Tabletop; High-Speed | 31966 | Heraeus Multifuge Centrifuge 3S | KENDRO LABORATORY PRODUCTS A SPX CORP CO | 4650 | Purchased
CHRISTIANA |  | HOSPITAL-CH | 0 | 40151171 | DE |  | 2001-10-20 20:00 |  | Centrifuges; Tabletop; High-Speed | 31967 | Heraeus Multifuge Centrifuge 3S | KENDRO LABORATORY PRODUCTS A SPX CORP CO | 4650 | Purchased
CHRISTIANA |  | HOSPITAL-CH | 0 | 40056511 | DE |  | 2001-01-28 19:00 |  | Centrifuges; Tabletop; High-Speed | 31320 | Heraeus Multifuge Centrifuge 3S | KENDRO LABORATORY PRODUCTS A SPX CORP CO | 3548 | Purchased
CHRISTIANA |  | MAP II | 0 | E07215-0116 | DE |  | 2015-06-10 20:00 |  | Scales; Patient; Floor | 57514 | 6439 FLOOR SCALE | DETECTO SCALE CO DIV CARDINAL SCALE MFG CO | 1500 | Purchased
CHRISTIANA |  | MAP II | 0 | 3217A31417 | DE |  | 1995-09-11 20:00 |  | Electrocardiographs; Multichannel | 21288 | M1701A | PHILIPS MEDICAL SYSTEMS CARDIAC & MONITORING SYSTEMS DIV | 9000 | Purchased
CHRISTIANA |  | MAP II | 0 | 11GGJ020 | DE |  | 2011-09-07 20:00 |  | Electrosurgical Units; Monopolar/Bipolar | 48157 | HYFRECATOR 2000 | CONMED CORP | 7500 | Purchased
CHRISTIANA |  | MAP II | 0 | 09FGJ033 | DE |  | 2009-10-18 20:00 |  | Electrosurgical Units; Monopolar/Bipolar | 46144 | HYFRECATOR 2000 | CONMED CORP | 7500 | Purchased
CHRISTIANA |  | MAP II | 0 | 12JGJ331 | DE |  | 2013-03-31 20:00 |  | Electrosurgical Units; Monopolar/Bipolar | 49548 | HYFRECATOR 2000 | CONMED CORP | 7500 | Purchased
CHRISTIANA |  | CONCORD M.O.B. | 0 | 13KGJ155 | PA |  | 2013-12-05 19:00 |  | Electrosurgical Units; Monopolar/Bipolar | 53144 | HYFRECATOR 2000 | CONMED CORP | 1266
CHRISTIANA |  | HOSPITAL-CH | 0 | 9950260000000 | DE |  | 2019-03-29 06:53 |  | Warming/Cooling Units; Patient; Circulating-Liquid | 49708 | CritiCool | Mennen Medical Corp | 7500 | Purchased
CHRISTIANA |  | HOSPITAL-CH | 0 | 703591 | DE |  | 2010-10-13 20:00 |  | Radiometers; Phototherapy | 46991 | JD-100 RADIOMETER; PHOTOTHERAPY | Philips Respironics Inc | 75000 | Purchased
CHRISTIANA |  | HOSPITAL-CH | 0 | 703505 | DE |  | 2012-08-29 20:00 |  | Radiometers; Phototherapy | 49086 | JD-100 RADIOMETER; PHOTOTHERAPY | Philips Respironics Inc | 75000 | Purchased
CHRISTIANA |  | HOSPITAL-CH | 0 | C309 | DE |  | 2008-01-20 19:00 |  | Radiographic Quality Assurance Devices | 17970 | 7000 | VICTOREEN LLC | 7519 | Purchased
CHRISTIANA |  | Stoney Batter Medical Pavilion | 0 | FF09308-B018 | DE |  | 2011-08-31 20:00 |  | Freezer | 47997 | GR2 | Game Ready | 7500
CHRISTIANA |  | Smyrna Health & Wellness Center | 0 | E038449 | DE |  | 2004-11-09 19:00 |  | Tables; Examination/Treatment; Adjustable | 36677 | 104 Examination Table | MIDMARK CORP | 5576.62
CHRISTIANA |  | HOSPITAL-CH | 0 | V77376 | DE |  | 2012-10-18 20:00 |  | Tables; Examination/Treatment; Adjustable | 49917 | 104 Examination Table | MIDMARK CORP | 5576.62
CHRISTIANA |  | Smyrna Health & Wellness Center | 0 | E038442 | DE |  | 2004-11-09 19:00 |  | Tables; Examination/Treatment; Adjustable | 36682 | 104 Examination Table | MIDMARK CORP | 5576.62
CHRISTIANA |  | HOSPITAL-CH | 0 | CD100053 | DE |  | 2008-01-20 19:00 |  | Tables; Examination/Treatment; Adjustable | 26385 | 104 Examination Table | MIDMARK CORP | 5576.62
CHRISTIANA |  | HOSPITAL-CH | 0 | E026816 | DE |  | 2005-01-05 19:00 |  | Tables; Examination/Treatment; Adjustable | 36868 | 104 Examination Table | MIDMARK CORP | 5576.62
CHRISTIANA |  | Smyrna Health & Wellness Center | 0 | E038479 | DE |  | 2004-11-09 19:00 |  | Tables; Examination/Treatment; Adjustable | 36576 | 104 Examination Table | MIDMARK CORP | 5576.62
CHRISTIANA |  | Star Campus | 0 | E026780 | DE |  | 2016-03-08 19:00 |  | Tables; Examination/Treatment; Adjustable | 62068 | 104 Examination Table | MIDMARK CORP | 5576.62
CHRISTIANA |  | Star Campus | 0 | E024426 | DE |  | 2016-03-08 19:00 |  | Tables; Examination/Treatment; Adjustable | 62072 | 104 Examination Table | MIDMARK CORP | 5576.62
CHRISTIANA |  | HOSPITAL-CH | 0 | E038735 | DE |  | 2005-01-05 19:00 |  | Tables; Examination/Treatment; Adjustable | 36862 | 104 Examination Table | RITTER-MIDWEST DIV SYBRON CORP | 5576.62 | Purchased
CHRISTIANA |  | Limestone Mill Creek Medical Center | 0 | BS-076328 | DE |  | 2008-07-02 20:00 |  | Tables; Examination/Treatment; Adjustable | 41706 | 104 Examination Table | MIDMARK CORP | 5576.62
CHRISTIANA |  | Star Campus | 0 | KC031159 | DE |  | 2016-03-08 19:00 |  | Tables; Examination/Treatment; Adjustable | 62075 | 104 Examination Table | MIDMARK CORP | 5576.62
CHRISTIANA |  | Mckean High School | 0 | CD111652 | DE |  | 2013-01-22 19:00 |  | Tables; Examination/Treatment; Adjustable | 45761 | 104 Examination Table | RITTER-MIDWEST DIV SYBRON CORP | 5576.62 | Purchased
CHRISTIANA |  | MAP II | 0 | CD090773 | DE |  | 2008-01-20 19:00 |  | Tables; Examination/Treatment; Adjustable | 25422 | 104 Examination Table | RITTER-MIDWEST DIV SYBRON CORP | 5576.62 | Purchased
CHRISTIANA |  | HCCC | 0 | KC031559 | DE |  | 2012-01-31 19:00 |  | Tables; Examination/Treatment; Adjustable | 48006 | 104 Examination Table | MIDMARK CORP | 5576.62 | Purchased
CHRISTIANA |  | MAP II Condo | 0 | NONE | DE |  | 2010-12-16 19:00 |  | Tables; Examination/Treatment; Adjustable | 40414 | 104 Examination Table | RITTER-MIDWEST DIV SYBRON CORP | 5576.62 | Purchased
CHRISTIANA |  | Smyrna Health & Wellness Center | 0 | E038475 | DE |  | 2004-11-09 19:00 |  | Tables; Examination/Treatment; Adjustable | 36686 | 104 Examination Table | MIDMARK CORP | 5576.62
CHRISTIANA |  | Smyrna Health & Wellness Center | 0 | E038437 | DE |  | 2004-11-09 19:00 |  | Tables; Examination/Treatment; Adjustable | 36575 | 104 Examination Table | MIDMARK CORP | 5576.62
CHRISTIANA |  | MAP II | 0 | CD090788 | DE |  | 2008-01-20 19:00 |  | Tables; Examination/Treatment; Adjustable | 25415 | 104 Examination Table | RITTER-MIDWEST DIV SYBRON CORP | 5576.62 | Purchased
CHRISTIANA |  | MAP II | 0 | CD060259 | DE |  | 2008-01-20 19:00 |  | Tables; Examination/Treatment; Adjustable | 27757 | 104 Examination Table | RITTER-MIDWEST DIV SYBRON CORP | 5576.62 | Purchased
CHRISTIANA |  | MAP II | 0 | BS054981 | DE |  | 2017-10-12 20:00 |  | Tables; Examination/Treatment; Adjustable | 23221 | 104 Examination Table | MIDMARK CORP | 5576.62
CHRISTIANA |  | Limestone Mill Creek Medical Center | 0 | BS074827 | DE |  | 2008-07-02 20:00 |  | Tables; Examination/Treatment; Adjustable | 41715 | 104 Examination Table | RITTER-MIDWEST DIV SYBRON CORP | 5576.62 | Purchased
CHRISTIANA |  | Smyrna Health & Wellness Center | 0 | E038467 | DE |  | 2004-11-09 19:00 |  | Tables; Examination/Treatment; Adjustable | 36685 | 104 Examination Table | MIDMARK CORP | 5576.62
CHRISTIANA |  | HOSPITAL-WH | 0 | VG2909 | DE |  | 2001-08-05 20:00 |  | Electrosurgical Units; Monopolar/Bipolar | 31663 | Oratec Vulcan ElectroThermal Arthroscopy 815000CE | ORATEC INTERVENTIONS INC | 499
CHRISTIANA |  | Del Tech | 0 | 1479 | DE |  | 2002-02-19 19:00 |  | Ultrasound Therapy Systems; Physical Therapy | 32134 | 250 | CHATTANOOGA GROUP DIV ENCORE MEDICAL CORP | 2499.99 | Purchased
CHRISTIANA |  | HOSPITAL-CH | 0 | US00209331 | DE |  | 2006-09-20 20:00 |  | Defibrillator/Pacemakers; External | 39387 | M3535A MRX | PHILIPS MEDICAL SYSTEMS CARDIAC & MONITORING SYSTEMS DIV | 9250 | Purchased
CHRISTIANA |  | HOSPITAL-CH | 0 | US00323604 | DE |  | 2008-02-26 19:00 |  | Defibrillator/Pacemakers; External | 41560 | M3535A MRX | PHILIPS MEDICAL SYSTEMS CARDIAC & MONITORING SYSTEMS DIV | 11636.68 | Purchased
CHRISTIANA |  | HOSPITAL-CH | 0 | US00324014 | DE |  | 2008-02-26 19:00 |  | Defibrillator/Pacemakers; External | 41565 | M3535A MRX | PHILIPS MEDICAL SYSTEMS CARDIAC & MONITORING SYSTEMS DIV | 11636.68 | Purchased
CHRISTIANA |  | HOSPITAL-CH | 0 | US00324049 | DE |  | 2008-02-26 19:00 |  | Defibrillator/Pacemakers; External | 41541 | M3535A MRX | PHILIPS MEDICAL SYSTEMS CARDIAC & MONITORING SYSTEMS DIV | 11636.68 | Purchased
CHRISTIANA |  | HOSPITAL-WH | 0 | US00324061 | DE |  | 2008-02-26 19:00 |  | Defibrillator/Pacemakers; External | 41464 | M3535A MRX | PHILIPS MEDICAL SYSTEMS CARDIAC & MONITORING SYSTEMS DIV | 11636.68 | Purchased
CHRISTIANA |  | HOSPITAL-WH | 0 | US00571190 | DE |  | 2013-12-11 19:00 |  | Defibrillator/Pacemakers; External | 45966 | M3535A MRX | PHILIPS MEDICAL SYSTEMS CARDIAC & MONITORING SYSTEMS DIV | 11636.68 | Purchased
CHRISTIANA |  | HOSPITAL-CH | 0 | US00209333 | DE |  | 2006-09-20 20:00 |  | Defibrillator/Pacemakers; External | 39388 | M3535A MRX | PHILIPS MEDICAL SYSTEMS CARDIAC & MONITORING SYSTEMS DIV | 9250 | Purchased
CHRISTIANA |  | HOSPITAL-CH | 0 | US00323603 | DE |  | 2008-02-26 19:00 |  | Defibrillator/Pacemakers; External | 41554 | M3535A MRX | PHILIPS MEDICAL SYSTEMS CARDIAC & MONITORING SYSTEMS DIV | 11636.68 | Purchased
CHRISTIANA |  | HOSPITAL-CH | 0 | US00323605 | DE |  | 2008-02-26 19:00 |  | Defibrillator/Pacemakers; External | 41553 | M3535A MRX | PHILIPS MEDICAL SYSTEMS CARDIAC & MONITORING SYSTEMS DIV | 11636.68 | Purchased
CHRISTIANA |  | HOSPITAL-CH | 0 | US00324050 | DE |  | 2008-02-26 19:00 |  | Defibrillator/Pacemakers; External | 41546 | M3535A MRX | PHILIPS MEDICAL SYSTEMS CARDIAC & MONITORING SYSTEMS DIV | 11636.68 | Purchased
CHRISTIANA |  | HOSPITAL-CH | 0 | US00324052 | DE |  | 2008-02-26 19:00 |  | Defibrillator/Pacemakers; External | 41538 | M3535A MRX | PHILIPS MEDICAL SYSTEMS CARDIAC & MONITORING SYSTEMS DIV | 11636.68 | Purchased
CHRISTIANA |  | HOSPITAL-CH | 0 | us00571848 | DE |  | 2014-01-15 19:00 |  | Defibrillator/Pacemakers; External | 52894 | M3535A MRX | PHILIPS MEDICAL SYSTEMS CARDIAC & MONITORING SYSTEMS DIV | 11636.68 | Purchased
CHRISTIANA |  | HOSPITAL-CH | 0 | US00324051 | DE |  | 2008-02-26 19:00 |  | Defibrillator/Pacemakers; External | 41545 | M3535A MRX | PHILIPS MEDICAL SYSTEMS CARDIAC & MONITORING SYSTEMS DIV | 11636.68 | Purchased
CHRISTIANA |  | HOSPITAL-CH | 0 | US00324054 | DE |  | 2008-02-26 19:00 |  | Defibrillator/Pacemakers; External | 41543 | M3535A MRX | PHILIPS MEDICAL SYSTEMS CARDIAC & MONITORING SYSTEMS DIV | 11636.68 | Purchased
CHRISTIANA |  | HOSPITAL-CH | 0 | US00324056 | DE |  | 2008-02-26 19:00 |  | Defibrillator/Pacemakers; External | 41550 | M3535A MRX | PHILIPS MEDICAL SYSTEMS CARDIAC & MONITORING SYSTEMS DIV | 11636.68 | Purchased
CHRISTIANA |  | HOSPITAL-CH | 0 | US00208157 | DE |  | 2006-12-04 19:00 |  | Defibrillator/Pacemakers; External | 39466 | M3535A MRX | PHILIPS MEDICAL SYSTEMS CARDIAC & MONITORING SYSTEMS DIV | 9250 | Purchased
CHRISTIANA |  | HOSPITAL-CH | 0 | US00324053 | DE |  | 2008-02-26 19:00 |  | Defibrillator/Pacemakers; External | 41536 | M3535A MRX | PHILIPS MEDICAL SYSTEMS CARDIAC & MONITORING SYSTEMS DIV | 11636.68 | Purchased
CHRISTIANA |  | HOSPITAL-CH | 0 | US00324055 | DE |  | 2008-02-26 19:00 |  | Defibrillator/Pacemakers; External | 41539 | M3535A MRX | PHILIPS MEDICAL SYSTEMS CARDIAC & MONITORING SYSTEMS DIV | 11636.68 | Purchased
CHRISTIANA |  | HOSPITAL-CH | 0 | US00208158 | DE |  | 2006-12-04 19:00 |  | Defibrillator/Pacemakers; External | 39465 | M3535A MRX | PHILIPS MEDICAL SYSTEMS CARDIAC & MONITORING SYSTEMS DIV | 9250 | Purchased
CHRISTIANA |  | HOSPITAL-CH | 0 | US00323606 | DE |  | 2008-04-05 20:00 |  | Defibrillator/Pacemakers; External | 41585 | M3535A MRX | PHILIPS MEDICAL SYSTEMS CARDIAC & MONITORING SYSTEMS DIV | 25000 | Purchased
CHRISTIANA |  | HOSPITAL-CH | 0 | us00567219 | DE |  | 2008-02-26 19:00 |  | Defibrillator/Pacemakers; External | 51261 | M3535A MRX | PHILIPS MEDICAL SYSTEMS CARDIAC & MONITORING SYSTEMS DIV | 9890 | Purchased
CHRISTIANA |  | HOSPITAL-CH | 0 | US00323598 | DE |  | 2008-02-26 19:00 |  | Defibrillator/Pacemakers; External | 41559 | M3535A MRX | PHILIPS MEDICAL SYSTEMS CARDIAC & MONITORING SYSTEMS DIV | 11636.68 | Purchased
CHRISTIANA |  | HOSPITAL-WH | 0 | US00323600 | DE |  | 2008-02-26 19:00 |  | Defibrillator/Pacemakers; External | 41467 | M3535A MRX | PHILIPS MEDICAL SYSTEMS CARDIAC & MONITORING SYSTEMS DIV | 11636.68 | Purchased
CHRISTIANA |  | HOSPITAL-WH | 0 | US00323602 | DE |  | 2008-02-26 19:00 |  | Defibrillator/Pacemakers; External | 41462 | M3535A MRX | PHILIPS MEDICAL SYSTEMS CARDIAC & MONITORING SYSTEMS DIV | 11636.68 | Purchased
CHRISTIANA |  | HOSPITAL-CH | 0 | US00324057 | DE |  | 2008-02-26 19:00 |  | Defibrillator/Pacemakers; External | 41549 | M3535A MRX | PHILIPS MEDICAL SYSTEMS CARDIAC & MONITORING SYSTEMS DIV | 11636.68 | Purchased
CHRISTIANA |  | HOSPITAL-WH | 0 | US00323599 | DE |  | 2008-02-26 19:00 |  | Defibrillator/Pacemakers; External | 41465 | M3535A MRX | PHILIPS MEDICAL SYSTEMS CARDIAC & MONITORING SYSTEMS DIV | 11636.68 | Purchased
CHRISTIANA |  | HOSPITAL-WH | 0 | US00323601 | DE |  | 2008-02-26 19:00 |  | Defibrillator/Pacemakers; External | 41463 | M3535A MRX | PHILIPS MEDICAL SYSTEMS CARDIAC & MONITORING SYSTEMS DIV | 11636.68 | Purchased
CHRISTIANA |  | HOSPITAL-CH | 0 | US00324047 | DE |  | 2008-02-26 19:00 |  | Defibrillator/Pacemakers; External | 41540 | M3535A MRX | PHILIPS MEDICAL SYSTEMS CARDIAC & MONITORING SYSTEMS DIV | 11636.68 | Purchased
CHRISTIANA |  | HOSPITAL-WH | 0 | US00209037 | DE |  | 2005-11-03 19:00 |  | Defibrillator/Pacemakers; External | 37819 | M3535A MRX | PHILIPS MEDICAL SYSTEMS CARDIAC & MONITORING SYSTEMS DIV | 13138.6 | Purchased
CHRISTIANA |  | HOSPITAL-CH | 0 | US00324046 | DE |  | 2008-02-26 19:00 |  | Defibrillator/Pacemakers; External | 41547 | M3535A MRX | PHILIPS MEDICAL SYSTEMS CARDIAC & MONITORING SYSTEMS DIV | 11636.68 | Purchased
CHRISTIANA |  | HOSPITAL-WH | 0 | US00324048 | DE |  | 2008-02-26 19:00 |  | Defibrillator/Pacemakers; External | 41502 | M3535A MRX | PHILIPS MEDICAL SYSTEMS CARDIAC & MONITORING SYSTEMS DIV | 11636.68 | Purchased
CHRISTIANA |  | HOSPITAL-WH | 0 | US00209036 | DE |  | 2005-11-03 19:00 |  | Defibrillator/Pacemakers; External | 37820 | M3535A MRX | PHILIPS MEDICAL SYSTEMS CARDIAC & MONITORING SYSTEMS DIV | 13168.6 | Purchased
CHRISTIANA |  | HOSPITAL-CH | 0 | US00210053 | DE |  | 2006-02-28 19:00 |  | Defibrillator/Pacemakers; External | 38227 | M3535A MRX | PHILIPS MEDICAL SYSTEMS CARDIAC & MONITORING SYSTEMS DIV | 11399.52 | Purchased
CHRISTIANA |  | HOSPITAL-CH | 0 | US00214211 | DE |  | 2006-12-11 19:00 |  | Defibrillator/Pacemakers; External | 39451 | M3535A MRX | PHILIPS MEDICAL SYSTEMS CARDIAC & MONITORING SYSTEMS DIV | 13000 | Purchased
CHRISTIANA |  | Glasgow Medical Center | 0 | US00324026 | DE |  | 2008-02-26 19:00 |  | Defibrillator/Pacemakers; External | 41360 | M3535A MRX | PHILIPS MEDICAL SYSTEMS CARDIAC & MONITORING SYSTEMS DIV | 11636.68 | Purchased
CHRISTIANA |  | HOSPITAL-CH | 0 | US00323592 | DE |  | 2008-02-26 19:00 |  | Defibrillator/Pacemakers; External | 41555 | M3535A MRX | PHILIPS MEDICAL SYSTEMS CARDIAC & MONITORING SYSTEMS DIV | 11636.68 | Purchased
CHRISTIANA |  | HOSPITAL-CH | 0 | us00567220 | DE |  | 2008-02-26 19:00 |  | Defibrillator/Pacemakers; External | 51259 | M3535A MRX | PHILIPS MEDICAL SYSTEMS CARDIAC & MONITORING SYSTEMS DIV | 9890 | Purchased
CHRISTIANA |  | HOSPITAL-CH | 0 | US00324024 | DE |  | 2008-02-26 19:00 |  | Defibrillator/Pacemakers; External | 41561 | M3535A MRX | PHILIPS MEDICAL SYSTEMS CARDIAC & MONITORING SYSTEMS DIV | 11636.68 | Purchased
CHRISTIANA |  | HOSPITAL-WH | 0 | US00324027 | DE |  | 2008-02-26 19:00 |  | Defibrillator/Pacemakers; External | 41468 | M3535A MRX | PHILIPS MEDICAL SYSTEMS CARDIAC & MONITORING SYSTEMS DIV | 11636.68 | Purchased
CHRISTIANA |  | HOSPITAL-CH | 0 | US00324045 | DE |  | 2008-02-26 19:00 |  | Defibrillator/Pacemakers; External | 41548 | M3535A MRX | PHILIPS MEDICAL SYSTEMS CARDIAC & MONITORING SYSTEMS DIV | 11636.68 | Purchased
CHRISTIANA |  | HOSPITAL-CH | 0 | US00324025 | DE |  | 2008-02-26 19:00 |  | Defibrillator/Pacemakers; External | 41562 | M3535A MRX | PHILIPS MEDICAL SYSTEMS CARDIAC & MONITORING SYSTEMS DIV | 11636.68 | Purchased
CHRISTIANA |  | CH-SURGI | 0 | US00324044 | DE |  | 2008-02-26 19:00 |  | Defibrillator/Pacemakers; External | 41535 | M3535A MRX | PHILIPS MEDICAL SYSTEMS CARDIAC & MONITORING SYSTEMS DIV | 11636.68 | Purchased
CHRISTIANA |  | MIDDLETOWN ED | 0 | US00565625 | DE |  | 2013-03-21 20:00 |  | Defibrillator/Pacemakers; External | 51380 | M3535A MRX | PHILIPS MEDICAL SYSTEMS CARDIAC & MONITORING SYSTEMS DIV | 25000 | Purchased
CHRISTIANA |  | HOSPITAL-CH | 0 | US00543877 | DE |  | 2014-06-18 20:00 |  | Defibrillator/Pacemakers; External | 54169 | M3535A MRX | PHILIPS MEDICAL SYSTEMS CARDIAC & MONITORING SYSTEMS DIV | 25000 | Purchased
CHRISTIANA |  | MIDDLETOWN ED | 0 | US00565624 | DE |  | 2013-03-21 20:00 |  | Defibrillator/Pacemakers; External | 51379 | M3535A MRX | PHILIPS MEDICAL SYSTEMS CARDIAC & MONITORING SYSTEMS DIV | 19780 | Purchased
CHRISTIANA |  | HOSPITAL-CH | 0 | US00556319 | DE |  | 2012-02-26 19:00 |  | Defibrillator/Pacemakers; External | 48987 | M3535A MRX | PHILIPS MEDICAL SYSTEMS CARDIAC & MONITORING SYSTEMS DIV | 25000 | Purchased
CHRISTIANA |  | EDUCATION | 0 | US00207358 | DE |  | 2006-11-09 19:00 |  | Defibrillator/Pacemakers; External | 39376 | M3535A MRX | PHILIPS MEDICAL SYSTEMS CARDIAC & MONITORING SYSTEMS DIV | 25000 | Purchased
CHRISTIANA |  | HOSPITAL-CH | 0 | US00323593 | DE |  | 2008-02-26 19:00 |  | Defibrillator/Pacemakers; External | 41552 | M3535A MRX | PHILIPS MEDICAL SYSTEMS CARDIAC & MONITORING SYSTEMS DIV | 11636.68 | Purchased
CHRISTIANA |  | HOSPITAL-WH | 0 | US00546067 | DE |  | 2011-02-02 19:00 |  | Defibrillator/Pacemakers; External | 46836 | M3535A MRX | PHILIPS MEDICAL SYSTEMS CARDIAC & MONITORING SYSTEMS DIV | 25000 | Purchased
CHRISTIANA |  | HOSPITAL-CH | 0 | US00323594 | DE |  | 2008-02-26 19:00 |  | Defibrillator/Pacemakers; External | 41556 | M3535A MRX | PHILIPS MEDICAL SYSTEMS CARDIAC & MONITORING SYSTEMS DIV | 11636.68 | Purchased
CHRISTIANA |  | HOSPITAL-CH | 0 | US00323596 | DE |  | 2008-02-26 19:00 |  | Defibrillator/Pacemakers; External | 41551 | M3535A MRX | PHILIPS MEDICAL SYSTEMS CARDIAC & MONITORING SYSTEMS DIV | 11636.68 | Purchased
CHRISTIANA |  | HOSPITAL-CH | 0 | US00323595 | DE |  | 2008-02-26 19:00 |  | Defibrillator/Pacemakers; External | 41557 | M3535A MRX | PHILIPS MEDICAL SYSTEMS CARDIAC & MONITORING SYSTEMS DIV | 11636.68 | Purchased
CHRISTIANA |  | HOSPITAL-CH | 0 | US00323597 | DE |  | 2008-02-26 19:00 |  | Defibrillator/Pacemakers; External | 41558 | M3535A MRX | PHILIPS MEDICAL SYSTEMS CARDIAC & MONITORING SYSTEMS DIV | 11636.68 | Purchased
CHRISTIANA |  | HOSPITAL-CH | 0 | US00556320 | DE |  | 2012-02-26 19:00 |  | Defibrillator/Pacemakers; External | 48986 | M3535A MRX | PHILIPS MEDICAL SYSTEMS CARDIAC & MONITORING SYSTEMS DIV | 25000 | Purchased
CHRISTIANA |  | HOSPITAL-WH | 0 | US00556321 | DE |  | 2012-02-26 19:00 |  | Defibrillator/Pacemakers; External | 48985 | M3535A MRX | PHILIPS MEDICAL SYSTEMS CARDIAC & MONITORING SYSTEMS DIV | 25000 | Purchased
CHRISTIANA |  | HOSPITAL-WH | 0 | US00569611 | DE |  | 2013-09-30 20:00 |  | Defibrillator/Pacemakers; External | 45747 | M3535A MRX | PHILIPS MEDICAL SYSTEMS CARDIAC & MONITORING SYSTEMS DIV | 25000 | Purchased
CHRISTIANA |  | HOSPITAL-CH | 0 | US00209332 | DE |  | 2006-09-20 20:00 |  | Defibrillator/Pacemakers; External | 39389 | M3535A MRX | PHILIPS MEDICAL SYSTEMS CARDIAC & MONITORING SYSTEMS DIV | 9250
CHRISTIANA |  | HOSPITAL-WH | 0 | US00545240 | DE |  | 2010-10-14 20:00 |  | Defibrillator/Pacemakers; External | 46492 | M3535A MRX | PHILIPS MEDICAL SYSTEMS CARDIAC & MONITORING SYSTEMS DIV | 25000 | Purchased
CHRISTIANA |  | HOSPITAL-CH | 0 | US00315120 | DE |  | 2007-02-20 19:00 |  | Defibrillator/Pacemakers; External | 39594 | M3535A MRX | PHILIPS MEDICAL SYSTEMS CARDIAC & MONITORING SYSTEMS DIV | 25000 | Purchased
CHRISTIANA |  | HOSPITAL-WH | 0 | US00324015 | DE |  | 2008-02-26 19:00 |  | Defibrillator/Pacemakers; External | 41566 | M3535A MRX | PHILIPS MEDICAL SYSTEMS CARDIAC & MONITORING SYSTEMS DIV | 11636.68 | Purchased
CHRISTIANA |  | HOSPITAL-CH | 0 | US00324018 | DE |  | 2008-02-26 19:00 |  | Defibrillator/Pacemakers; External | 41328 | M3535A MRX | PHILIPS MEDICAL SYSTEMS CARDIAC & MONITORING SYSTEMS DIV | 11636.68 | Purchased
CHRISTIANA |  | PMRI | 0 | US00569612 | DE |  | 2013-09-30 20:00 |  | Defibrillator/Pacemakers; External | 52201 | M3535A MRX | PHILIPS MEDICAL SYSTEMS CARDIAC & MONITORING SYSTEMS DIV | 11636.68 | Purchased
CHRISTIANA |  | HOSPITAL-WH | 0 | US00210656 | DE |  | 2006-05-23 20:00 |  | Defibrillator/Pacemakers; External | 38420 | M3535A MRX | PHILIPS MEDICAL SYSTEMS CARDIAC & MONITORING SYSTEMS DIV | 12999.99 | Purchased
CHRISTIANA |  | HOSPITAL-CH | 0 | US00324016 | DE |  | 2008-02-26 19:00 |  | Defibrillator/Pacemakers; External | 41564 | M3535A MRX | PHILIPS MEDICAL SYSTEMS CARDIAC & MONITORING SYSTEMS DIV | 11636.68 | Purchased
CHRISTIANA |  | HCCC | 0 | US00324019 | DE |  | 2008-02-26 19:00 |  | Defibrillator/Pacemakers; External | 41567 | M3535A MRX | PHILIPS MEDICAL SYSTEMS CARDIAC & MONITORING SYSTEMS DIV | 11636.68 | Purchased
CHRISTIANA |  | HOSPITAL-CH | 0 | US00324017 | DE |  | 2008-02-26 19:00 |  | Defibrillator/Pacemakers; External | 40673 | M3535A MRX | PHILIPS MEDICAL SYSTEMS CARDIAC & MONITORING SYSTEMS DIV | 11636.68 | Purchased
CHRISTIANA |  | HOSPITAL-CH | 0 | US00324020 | DE |  | 2008-02-26 19:00 |  | Defibrillator/Pacemakers; External | 41470 | M3535A MRX | PHILIPS MEDICAL SYSTEMS CARDIAC & MONITORING SYSTEMS DIV | 11636.68 | Purchased
CHRISTIANA |  | HOSPITAL-CH | 0 | US00324022 | DE |  | 2008-02-26 19:00 |  | Defibrillator/Pacemakers; External | 41563 | M3535A MRX | PHILIPS MEDICAL SYSTEMS CARDIAC & MONITORING SYSTEMS DIV | 11636.68
CHRISTIANA |  | HOSPITAL-CH | 0 | US00210296 | DE |  | 2006-03-07 19:00 |  | Defibrillator/Pacemakers; External | 38255 | M3535A MRX | PHILIPS MEDICAL SYSTEMS CARDIAC & MONITORING SYSTEMS DIV | 11399.52 | Purchased
CHRISTIANA |  | HOSPITAL-CH | 0 | US00214212 | DE |  | 2006-12-11 19:00 |  | Defibrillator/Pacemakers; External | 39452 | M3535A MRX | PHILIPS MEDICAL SYSTEMS CARDIAC & MONITORING SYSTEMS DIV | 13000 | Purchased
CHRISTIANA |  | HOSPITAL-WH | 0 | US00324021 | DE |  | 2008-02-26 19:00 |  | Defibrillator/Pacemakers; External | 41469 | M3535A MRX | PHILIPS MEDICAL SYSTEMS CARDIAC & MONITORING SYSTEMS DIV | 11636.68 | Purchased
CHRISTIANA |  | HOSPITAL-CH | 0 | US00324023 | DE |  | 2008-02-26 19:00 |  | Defibrillator/Pacemakers; External | 41471 | M3535A MRX | PHILIPS MEDICAL SYSTEMS CARDIAC & MONITORING SYSTEMS DIV | 11636.68 | Purchased
CHRISTIANA |  | HOSPITAL-CH | 0 | US00324059 | DE |  | 2008-02-26 19:00 |  | Defibrillator/Pacemakers; External | 41466 | M3535A MRX | PHILIPS MEDICAL SYSTEMS CARDIAC & MONITORING SYSTEMS DIV | 11636.68 | Purchased
CHRISTIANA |  | HOSPITAL-CH | 0 | US00323591 | DE |  | 2008-04-05 20:00 |  | Defibrillator/Pacemakers; External | 41586 | M3535A MRX | PHILIPS MEDICAL SYSTEMS CARDIAC & MONITORING SYSTEMS DIV | 25000 | Purchased
CHRISTIANA |  | HOSPITAL-CH | 0 | US00324058 | DE |  | 2008-02-26 19:00 |  | Defibrillator/Pacemakers; External | 41542 | M3535A MRX | PHILIPS MEDICAL SYSTEMS CARDIAC & MONITORING SYSTEMS DIV | 11636.68 | Purchased
CHRISTIANA |  | HOSPITAL-CH | 0 | US00324060 | DE |  | 2008-02-26 19:00 |  | Defibrillator/Pacemakers; External | 41537 | M3535A MRX | PHILIPS MEDICAL SYSTEMS CARDIAC & MONITORING SYSTEMS DIV | 11636.68 | Purchased
CHRISTIANA |  | HOSPITAL-CH | 0 | B0DVTP | DE |  | 2019-03-29 06:54 |  | Probe; Ultrasonic; Transesophageal Echocardiography | B0DVTP | T6207 | PHILIPS MEDICAL SYSTEMS NORTH AMERICA | 18750 | Purchased
CHRISTIANA |  | HOSPITAL-WH | 0 | B0THKQ | DE |  | 2006-09-16 20:00 |  | Probe; Ultrasonic; Transesophageal Echocardiography | B0THKQ | T6207 | PHILIPS MEDICAL SYSTEMS NORTH AMERICA | 40000 | Purchased
CHRISTIANA |  | HOSPITAL-CH | 0 | B0DTVP | DE |  | 2019-03-29 06:54 |  | Probe; Ultrasonic; Transesophageal Echocardiography | B0DTVP | T6207 | PHILIPS MEDICAL SYSTEMS NORTH AMERICA | 10000 | Purchased
CHRISTIANA |  | HOSPITAL-CH | 0 | B046PR | DE |  | 2007-02-07 19:00 |  | Probe; Ultrasonic; Transesophageal Echocardiography | B046PR | T6207 | PHILIPS MEDICAL SYSTEMS NORTH AMERICA | 10000 | Purchased
CHRISTIANA | 2003-05-23 | HOSPITAL-CH | 0 | 57329 | DE |  | 2002-05-27 20:00 | 2022-12-31 | Scanning Systems; Ultrasonic; General-Purpose | 33511 | SEQUOIA C256 | SIEMENS HEALTH SYSTEMS | 249999.99 | Purchased
CHRISTIANA |  | HOSPITAL-CH | 0 | 405134-3014 | DE |  | 2009-07-17 19:00 |  | Carts; Computer/Video Monitor | 54914 | HI-Summit Medication Cart | Howard Medical | 6589 | Purchased
CHRISTIANA |  | HOSPITAL-WH | 0 | 401700-2614 | DE |  | 2016-02-21 19:00 |  | Carts; Computer/Video Monitor | 60279 | HI-Summit Medication Cart | Howard Medical | 6589 | Purchased
CHRISTIANA |  | HOSPITAL-CH | 0 | 4348144 | DE |  | 2004-08-29 20:00 |  | Scanning Systems; Ultrasonic; Abdominal | 36572 | BladderScan BVI 3000 | VERATHON INC | 11553.5 | Purchased
CHRISTIANA |  | HOSPITAL-CH | 0 | 3295438 | DE |  | 2003-07-30 20:00 |  | Scanning Systems; Ultrasonic; Abdominal | 34916 | BladderScan BVI 3000 | VERATHON INC | 11445
CHRISTIANA |  | HOSPITAL-WH | 0 | 7358092 | DE |  | 2007-09-26 20:00 |  | Scanning Systems; Ultrasonic; Abdominal | 39704 | BladderScan BVI 3000 | VERATHON INC | 12539 | Purchased
CHRISTIANA |  | HOSPITAL-CH | 0 | 6294313 | DE |  | 2004-08-01 20:00 |  | Scanning Systems; Ultrasonic; Abdominal | 45144 | BladderScan BVI 3000 | VERATHON INC | 7995 | Purchased
CHRISTIANA |  | HOSPITAL-CH | 0 | 4297867 | DE |  | 2004-07-31 20:00 |  | Scanning Systems; Ultrasonic; Abdominal | 36452 | BladderScan BVI 3000 | VERATHON INC | 7995
CHRISTIANA |  | HOSPITAL-WH | 0 | 6344661 | DE |  | 2006-08-28 20:00 |  | Scanning Systems; Ultrasonic; Abdominal | 38837 | BladderScan BVI 3000 | VERATHON INC | 12039
CHRISTIANA |  | HOSPITAL-CH | 0 | B3105122 | DE |  | 1999-12-26 19:00 |  | Scanning Systems; Ultrasonic; Abdominal | 29310 | BladderScan BVI 3000 | VERATHON INC | 8790 | Purchased
CHRISTIANA |  | HOSPITAL-CH | 0 | 4297873 | DE |  | 2004-07-31 20:00 |  | Scanning Systems; Ultrasonic; Abdominal | 36453 | BladderScan BVI 3000 | VERATHON INC | 7995 | Purchased
CHRISTIANA |  | HOSPITAL-CH | 0 | B3105107 | DE |  | 2013-06-27 20:00 |  | Scanning Systems; Ultrasonic; Abdominal | 44949 | BladderScan BVI 3000 | VERATHON INC | 8000
CHRISTIANA |  | HOSPITAL-CH | 0 | 4297869 | DE |  | 2004-07-31 20:00 |  | Scanning Systems; Ultrasonic; Abdominal | 36454 | BladderScan BVI 3000 | VERATHON INC | 7995 | Purchased
CHRISTIANA |  | HOSPITAL-CH | 0 | 6294312 | DE |  | 2006-08-17 20:00 |  | Scanning Systems; Ultrasonic; Abdominal | 39055 | BladderScan BVI 3000 | VERATHON INC | 10350
CHRISTIANA |  | HOSPITAL-CH | 0 | B3104202 | DE |  | 2012-12-10 19:00 |  | Scanning Systems; Ultrasonic; Abdominal | 48980 | BladderScan BVI 3000 | VERATHON INC | 10000
CHRISTIANA |  | HOSPITAL-WH | 0 | 3425683 | DE |  | 2003-08-24 20:00 |  | Scanning Systems; Ultrasonic; Abdominal | 34856 | BladderScan BVI 3000 | VERATHON INC | 10450 | Purchased
CHRISTIANA |  | HOSPITAL-CH | 0 | B3105158 | DE |  | 2013-07-04 20:00 |  | Scanning Systems; Ultrasonic; Abdominal | 44986 | BladderScan BVI 3000 | VERATHON INC | 10350 | Purchased
CHRISTIANA |  | HOSPITAL-WH | 0 | 2112104 | DE |  | 2002-04-30 20:00 |  | Scanning Systems; Ultrasonic; Abdominal | 25819 | BladderScan BVI 3000 | VERATHON INC | 8000 | Purchased
CHRISTIANA |  | HOSPITAL-WH | 0 | 7358091 | DE |  | 2007-09-25 20:00 |  | Scanning Systems; Ultrasonic; Abdominal | 39706 | BladderScan BVI 3000 | VERATHON INC | 11539 | Purchased
CHRISTIANA |  | HOSPITAL-WH | 0 | 2112129 | DE |  | 2002-04-30 20:00 |  | Scanning Systems; Ultrasonic; Abdominal | 25818 | BladderScan BVI 3000 | VERATHON INC | 10000
CHRISTIANA |  | CANCER CENTER | 0 | NONE | DE |  | 1994-08-29 20:00 |  | Scales; Patient; Floor | 22024 | PHYSICIAN | DETECTO SCALE CO DIV CARDINAL SCALE MFG CO | 1500
CHRISTIANA |  | HOSPITAL-WH | 0 | BEAZ058 | DE |  | 2013-12-01 19:00 |  | Radiographic Units; Dental | 50410 | cs9300 RADIOGRAPHIC UNITS; DEN | Carestream Dental LLC Div Carestream Health Inc | 178000 | Purchased
CHRISTIANA |  | Smyrna Health & Wellness Center | 0 | 03CGTR | DE |  | 2019-03-29 06:54 |  | Probes; Ultrasonic | 03CGTR | 3D9-3V | Philips Healthcare North America | 10000
CHRISTIANA |  | Middletown Care Center(Sleepy Hollow) | 0 | 02W4JX | DE |  | 2019-03-29 06:54 |  | Probes; Ultrasonic | 02W4JX | 3D9-3V | Philips Healthcare North America | 10000
CHRISTIANA |  | HOSPITAL-CH | 0 | NONE | DE |  | 2001-02-11 19:00 |  | Scales; Patient; Floor | 31110 | RITTER | DETECTO SCALE CO DIV CARDINAL SCALE MFG CO | 1500 | Purchased
CHRISTIANA |  | HOSPITAL-CH | 0 | NONE | DE |  | 2005-10-02 20:00 |  | Lights; Examination | 37631 | 6600-0887-701 | GE MEDICAL SYSTEMS | 1500 | Purchased
CHRISTIANA |  | HOSPITAL-CH | 0 | PY080113 | DE |  | 2001-10-30 19:00 |  | Electromyographs | 41577 | 982A0386 | NICOLET INSTRUMENT CORP | 15000
CHRISTIANA |  | HOSPITAL-CH | 0 | 6016 | DE |  | 2008-01-20 19:00 |  | Pumps; Extracorporeal Perfusion | 26770 | 550 | MEDTRONIC BIO-MEDICUS INC DIV MEDTRONIC INC | 86625 | Purchased
CHRISTIANA |  | HOSPITAL-WH | 0 | 02-034524 | DE |  | 2019-03-29 06:54 |  | Aspirators; Surgical; Liposuction | 36622 | Byron PSI-TEC III Aspirator | BYRON MEDICAL | 2500 | Purchased
CHRISTIANA |  | WH SURGI | 0 | 02-073602 | DE |  | 2013-05-28 20:00 |  | Aspirators; Surgical; Liposuction | 41407 | Byron PSI-TEC III Aspirator | BYRON MEDICAL | 2500
CHRISTIANA |  | HOSPITAL-CH | 0 | 06-75233 | DE |  | 2006-09-10 20:00 |  | Monitors; Video; High-Definition; Medical Image; Endoscopic | 38895 | SC-SX19-A1A11 19 inch Radiance Surgical Display SC-SX19-A1A11 | National Display Systems | 9370
CHRISTIANA |  | HOSPITAL-CH | 0 | 06-64458 | DE |  | 2006-01-25 19:00 |  | Monitors; Video; High-Definition; Medical Image; Endoscopic | 38477 | SC-SX19-A1A11 19 inch Radiance Surgical Display SC-SX19-A1A11 | National Display Systems | 9370 | Purchased
CHRISTIANA |  | HOSPITAL-CH | 0 | CL3320 | DE |  | 2012-07-04 20:00 |  | Workstations; Digital Radiography; Mammographic | 49638 | R2 Technology ImageChecker DMax ASY-01969 | Hologic Inc | 8500 | Purchased
CHRISTIANA |  | HOSPITAL-WH | 12320 | 85007130177 | DE |  | 2013-07-21 20:00 |  | Radiographic Units; Specimen | 51268 | Trident Specimen Radiography System RC | Hologic Inc | 150000 | Purchased
CHRISTIANA |  | CH-SURGI | 12320 | 85007170754 | DE |  | 2019-03-29 06:55 |  | Radiographic Units; Specimen | 65529 | Trident Specimen Radiography System RC | Hologic Inc | 150000 | Purchased
CHRISTIANA |  | CH-SURGI | 12320 | 85008170756 | DE |  | 2017-09-12 20:00 |  | Radiographic Units; Specimen | 60490 | Trident Specimen Radiography System RC | Hologic Inc | 150000 | Purchased
CHRISTIANA |  | HOSPITAL-CH | 0 | HDGD00116 | DE |  | 2001-12-09 19:00 |  | Incubators; Infant | 30430 | Giraffe OmniBed 6650-0002-901 | GE Healthcare USA | 25000 | Purchased
CHRISTIANA |  | HOSPITAL-CH | 0 | 117746 | DE |  |  |  | TEST EQUIPMENT; TEST EQUIPMENT | 26032 | LIONHEART III | BIO-TEK INSTRUMENTS INC | 2500
CHRISTIANA |  | WH SURGI | 0 | 80203 | DE |  | 2003-04-13 20:00 |  | Cryosurgical Units; Ophthalmic | 33346 | Frigitronics Cryosurgical System CE-2000 | Cooper Surgical | 50000 | Purchased
CHRISTIANA |  | HOSPITAL-CH | 0 | 4010P147726 | DE |  | 2014-07-09 20:00 |  | Exercisers; Muscle Strength; Pneumatic; Upper Limb/Trunk; Chest Fly | 53513 | Fly/Rear Delt VR1 | CYBEX INTERNATIONAL INC | 2995
CHRISTIANA |  | HOSPITAL-CH | 0 | 4005P356428 | DE |  | 2014-07-09 20:00 |  | Exercisers; Muscle Strength; Pneumatic; Upper Limb/Trunk; Chest Fly | 53511 | Fly/Rear Delt VR1 | CYBEX INTERNATIONAL INC | 7500
CHRISTIANA |  | HOSPITAL-CH | 0 | T0285 | DE |  | 2015-01-06 19:00 |  | Scanning Systems; Ultrasonic; Portable | 57229 | uSmart Ultrasound System 3300 | Terason Div Teratech Corp | 29850 | Federal Grant
CHRISTIANA |  | HOSPITAL-CH | 0 | TL200-0684 | DE |  | 2015-10-13 20:00 |  | Electrosurgical Units | 61068 | Aquamantys | Salient Surgical Technologies Inc | 4000 | Purchased
CHRISTIANA |  | HOSPITAL-CH | 0 | TPAB027779 | DE |  | 2016-01-24 19:00 |  | Monitors; Monitor; Bedside; Cardiac Output | 61898 | EV1000M | Edwards Lifesciences Corp | 7200 | Purchased
CHRISTIANA |  | HOSPITAL-WH | 0 | TPAB028283 | DE |  | 2016-01-24 19:00 |  | Monitors; Monitor; Bedside; Cardiac Output | 61886 | EV1000M | Edwards Lifesciences Corp | 7200 | Purchased
CHRISTIANA |  | HOSPITAL-WH | 0 | TPAB028278 | DE |  | 2016-01-24 19:00 |  | Monitors; Monitor; Bedside; Cardiac Output | 61913 | EV1000M | Edwards Lifesciences Corp | 7200 | Purchased
CHRISTIANA |  | HOSPITAL-CH | 0 | TPAB348710 | DE |  | 2018-01-03 19:00 |  | Monitors; Monitor; Bedside; Cardiac Output | 66345 | EV1000M | Edwards Lifesciences Corp | 7200 | Purchased
CHRISTIANA |  | HOSPITAL-CH | 0 | TPAB027787 | DE |  | 2016-01-24 19:00 |  | Monitors; Monitor; Bedside; Cardiac Output | 61884 | EV1000M | Edwards Lifesciences Corp | 7200 | Purchased
CHRISTIANA |  | HOSPITAL-WH | 0 | TPAB027785 | DE |  | 2016-01-24 19:00 |  | Monitors; Monitor; Bedside; Cardiac Output | 61916 | EV1000M | Edwards Lifesciences Corp | 7200 | Purchased
CHRISTIANA |  | HOSPITAL-CH | 0 | TPAB028301 | DE |  | 2016-01-24 19:00 |  | Monitors; Monitor; Bedside; Cardiac Output | 61906 | EV1000M | Edwards Lifesciences Corp | 7200 | Purchased
CHRISTIANA |  | HOSPITAL-CH | 0 | TPAB408303 | DE |  | 2019-03-29 06:55 |  | Monitors; Monitor; Bedside; Cardiac Output | 69370 | EV1000M | Edwards Lifesciences Corp | 7200 | Purchased
CHRISTIANA |  | HOSPITAL-CH | 0 | TPAB027751 | DE |  | 2016-01-24 19:00 |  | Monitors; Monitor; Bedside; Cardiac Output | 61908 | EV1000M | Edwards Lifesciences Corp | 7200 | Purchased
CHRISTIANA |  | HOSPITAL-CH | 0 | TPAB028225 | DE |  | 2016-01-24 19:00 |  | Monitors; Monitor; Bedside; Cardiac Output | 61890 | EV1000M | Edwards Lifesciences Corp | 7200 | Purchased
CHRISTIANA |  | HOSPITAL-CH | 0 | TPBA017778 | DE |  | 2016-01-24 19:00 |  | Monitors; Monitor; Bedside; Cardiac Output | 61901 | EV1000M | Edwards Lifesciences Corp | 7200 | Purchased
CHRISTIANA |  | HOSPITAL-CH | 0 | TPAB027763 | DE |  | 2016-01-24 19:00 |  | Monitors; Monitor; Bedside; Cardiac Output | 61894 | EV1000M | Edwards Lifesciences Corp | 7200 | Purchased
CHRISTIANA |  | HOSPITAL-CH | 0 | TPAB027753 | DE |  | 2016-01-24 19:00 |  | Monitors; Monitor; Bedside; Cardiac Output | 61904 | EV1000M | Edwards Lifesciences Corp | 7200 | Purchased
CHRISTIANA |  | HOSPITAL-CH | 0 | TPAB027760 | DE |  | 2016-01-24 19:00 |  | Monitors; Monitor; Bedside; Cardiac Output | 61880 | EV1000M | Edwards Lifesciences Corp | 7200 | Purchased
CHRISTIANA |  | HOSPITAL-CH | 0 | TPAA818189 | DE |  | 2014-09-02 20:00 |  | Monitors; Monitor; Bedside; Cardiac Output | 54468 | EV1000M | Edwards Lifesciences Corp | 7200 | Purchased
CHRISTIANA |  | HOSPITAL-CH | 0 | TPAA818479 | DE |  | 2014-09-02 20:00 |  | Monitors; Monitor; Bedside; Cardiac Output | 54488 | EV1000M | Edwards Lifesciences Corp | 7200 | Purchased
CHRISTIANA |  | HOSPITAL-CH | 0 | TPAA854576 | DE |  | 2014-09-02 20:00 |  | Monitors; Monitor; Bedside; Cardiac Output | 54470 | EV1000M | Edwards Lifesciences Corp | 7200 | Purchased
CHRISTIANA |  | HOSPITAL-WH | 0 | TPAA818425 | DE |  | 2014-09-02 20:00 |  | Monitors; Monitor; Bedside; Cardiac Output | 54472 | EV1000M | Edwards Lifesciences Corp | 7200 | Purchased
CHRISTIANA |  | HOSPITAL-CH | 0 | TPAA818277 | DE |  | 2014-09-02 20:00 |  | Monitors; Monitor; Bedside; Cardiac Output | 54474 | EV1000M | Edwards Lifesciences Corp | 7200 | Purchased
CHRISTIANA |  | HOSPITAL-CH | 0 | TPAB348333 | DE |  | 2018-01-03 19:00 |  | Monitors; Monitor; Bedside; Cardiac Output | 66342 | EV1000M | Edwards Lifesciences Corp | 7200 | Purchased
CHRISTIANA |  | HOSPITAL-CH | 0 | TPAB348679 | DE |  | 2018-05-16 20:00 |  | Monitors; Monitor; Bedside; Cardiac Output | 67415 | EV1000M | Edwards Lifesciences Corp | 15500 | Purchased
CHRISTIANA |  | HOSPITAL-CH | 0 | TPAB408381 | DE |  | 2019-03-29 06:55 |  | Monitors; Monitor; Bedside; Cardiac Output | T0089 | EV1000M | Edwards Lifesciences Corp | 7200 | Purchased
CHRISTIANA |  | HOSPITAL-CH | 0 | TPAA818447 | DE |  | 2014-09-02 20:00 |  | Monitors; Monitor; Bedside; Cardiac Output | 54482 | EV1000M | Edwards Lifesciences Corp | 7200 | Purchased
CHRISTIANA |  | HOSPITAL-CH | 0 | TPAA818574 | DE |  | 2014-09-02 20:00 |  | Monitors; Monitor; Bedside; Cardiac Output | 54484 | EV1000M | Edwards Lifesciences Corp | 7200 | Purchased
CHRISTIANA |  | HOSPITAL-CH | 0 | TPAA818253 | DE |  | 2014-09-02 20:00 |  | Monitors; Monitor; Bedside; Cardiac Output | 54480 | EV1000M | Edwards Lifesciences Corp | 7200 | Purchased
CHRISTIANA |  | HOSPITAL-CH | 0 | TPAA818466 | DE |  | 2014-09-02 20:00 |  | Monitors; Monitor; Bedside; Cardiac Output | 54486 | EV1000M | Edwards Lifesciences Corp | 7200 | Purchased
CHRISTIANA |  | HOSPITAL-CH | 0 | TPAB258438 | DE |  | 2018-05-16 20:00 |  | Monitors; Monitor; Bedside; Cardiac Output | 68098 | EV1000M | Edwards Lifesciences Corp | 7200 | Purchased
CHRISTIANA |  | HOSPITAL-CH | 0 | NONE | DE |  | 2017-01-10 19:00 |  | Stereotactic Systems; Neurosurgical; Frameless | 55106 | stealth s7 | MEDTRONIC NAVIGATION INC | 15000 | Purchased
CHRISTIANA |  | HOSPITAL-CH | 0 | NONE | DE |  | 2013-06-20 20:00 |  | Stereotactic Systems; Neurosurgical; Frameless | 51255 | stealth s7 | MEDTRONIC NAVIGATION INC | 15000 | Purchased
CHRISTIANA |  | HOSPITAL-WH | 0 | A13287006 | DE |  | 2014-12-17 19:00 |  | Automation Systems; Medication Dispensing; Clinical Pharmacy | ID55753 | AcuDose Medication Supply Tower Pharmacy | MCKESSON CORP | 75000 | Purchased
CHRISTIANA |  | HOSPITAL-CH | 0 | 500613000000 | DE |  | 2012-05-14 20:00 |  | Automation Systems; Medication Dispensing; Clinical Pharmacy | ID49263 | AcuDose Medication Supply Tower Pharmacy | MCKESSON CORP | 75000 | Purchased
CHRISTIANA |  | HOSPITAL-CH | 0 | 500611000000 | DE |  | 2012-05-14 20:00 |  | Automation Systems; Medication Dispensing; Clinical Pharmacy | ID49253 | AcuDose Medication Supply Tower Pharmacy | MCKESSON CORP | 75000 | Purchased
CHRISTIANA |  | HOSPITAL-WH | 0 | A13288001 | DE |  | 2014-12-18 19:00 |  | Automation Systems; Medication Dispensing; Clinical Pharmacy | ID55757 | AcuDose Medication Supply Tower Pharmacy | MCKESSON CORP | 75000 | Purchased
CHRISTIANA |  | HOSPITAL-CH | 0 | 460607000000 | DE |  | 2008-09-14 20:00 |  | Automation Systems; Medication Dispensing; Clinical Pharmacy | ID57998 | AcuDose Medication Supply Tower Pharmacy | MCKESSON CORP | 75000
CHRISTIANA |  | HOSPITAL-CH | 0 | 2.9684e+17 | DE |  | 2015-07-21 20:00 |  | Automation Systems; Medication Dispensing; Clinical Pharmacy | ID57796 | AcuDose Medication Supply Tower Pharmacy | MCKESSON CORP | 75000 | Purchased
CHRISTIANA |  | HOSPITAL-WH | 0 | 2.9684e+17 | DE |  | 2015-09-28 20:00 |  | Automation Systems; Medication Dispensing; Clinical Pharmacy | ID60181 | AcuDose Medication Supply Tower Pharmacy | MCKESSON CORP | 75000 | Purchased
CHRISTIANA |  | HOSPITAL-WH | 0 | 500610000000 | DE |  |  |  | Automation Systems; Medication Dispensing; Clinical Pharmacy | ID55763 | AcuDose Medication Supply Tower Pharmacy | MCKESSON CORP | 75000
CHRISTIANA |  | HOSPITAL-CH | 0 | 2.9684e+17 | DE |  | 2015-07-21 20:00 |  | Automation Systems; Medication Dispensing; Clinical Pharmacy | ID57795 | AcuDose Medication Supply Tower Pharmacy | MCKESSON CORP | 75000 | Purchased
CHRISTIANA |  | HOSPITAL-CH | 0 | 460607000000 | DE |  | 2007-02-25 19:00 |  | Automation Systems; Medication Dispensing; Clinical Pharmacy | ID33150 | AcuDose Medication Supply Tower Pharmacy | MCKESSON CORP | 75000 | Purchased
CHRISTIANA |  | HOSPITAL-CH | 0 | 500611000000 | DE |  | 2012-05-14 20:00 |  | Automation Systems; Medication Dispensing; Clinical Pharmacy | ID49260 | AcuDose Medication Supply Tower Pharmacy | MCKESSON CORP | 75000 | Purchased
CHRISTIANA |  | HOSPITAL-CH | 0 | 560613000000 | DE |  | 2013-07-10 20:00 |  | Automation Systems; Medication Dispensing; Clinical Pharmacy | ID45022 | AcuDose Medication Supply Tower Pharmacy | MCKESSON CORP | 75000 | Purchased
CHRISTIANA |  | HOSPITAL-CH | 0 | 2969990000000000 | DE |  | 2015-04-06 20:00 |  | Automation Systems; Medication Dispensing; Clinical Pharmacy | ID57205 | AcuDose Medication Supply Tower Pharmacy | MCKESSON CORP | 75000 | Purchased
CHRISTIANA |  | HOSPITAL-CH | 0 | 140-148 | DE |  | 2018-07-30 20:00 |  | Automation Systems; Medication Dispensing; Clinical Pharmacy | 67914 | AcuDose Medication Supply Tower Pharmacy | MCKESSON CORP | 75000 | Purchased
CHRISTIANA |  | WH SURGI | 0 | 500610000000 | DE |  | 2009-08-30 20:00 |  | Automation Systems; Medication Dispensing; Clinical Pharmacy | ID55766 | AcuDose Medication Supply Tower Pharmacy | MCKESSON CORP | 75000 | Purchased
CHRISTIANA |  | HOSPITAL-CH | 0 | 500612000000 | DE |  | 2012-06-10 20:00 |  | Automation Systems; Medication Dispensing; Clinical Pharmacy | ID49255 | AcuDose Medication Supply Tower Pharmacy | MCKESSON CORP | 75000 | Purchased
CHRISTIANA |  | HOSPITAL-CH | 0 | 120606000000 | DE |  | 2006-09-14 20:00 |  | Automation Systems; Medication Dispensing; Clinical Pharmacy | ID33128 | AcuDose Medication Supply Tower Pharmacy | MCKESSON CORP | 75000 | Purchased
CHRISTIANA |  | HOSPITAL-CH | 0 | 2969990000000000 | DE |  | 2015-04-06 20:00 |  | Automation Systems; Medication Dispensing; Clinical Pharmacy | ID57202 | AcuDose Medication Supply Tower Pharmacy | MCKESSON CORP | 75000 | Purchased
CHRISTIANA |  | HOSPITAL-CH | 0 | 2.9684e+17 | DE |  | 2015-08-06 20:00 |  | Automation Systems; Medication Dispensing; Clinical Pharmacy | ID61036 | AcuDose Medication Supply Tower Pharmacy | MCKESSON CORP | 75000 | Purchased
CHRISTIANA |  | HOSPITAL-CH | 0 | 2.9684e+17 | DE |  | 2015-08-06 20:00 |  | Automation Systems; Medication Dispensing; Clinical Pharmacy | ID61029 | AcuDose Medication Supply Tower Pharmacy | MCKESSON CORP | 75000 | Purchased
CHRISTIANA |  | HOSPITAL-CH | 0 | 1463105002 | DE |  | 2005-10-10 20:00 |  | Automation Systems; Medication Dispensing; Clinical Pharmacy | ID33073 | AcuDose Medication Supply Tower Pharmacy | MCKESSON CORP | 75000 | Purchased
CHRISTIANA |  | HOSPITAL-CH | 0 | 520612000000 | DE |  | 2012-06-10 20:00 |  | Automation Systems; Medication Dispensing; Clinical Pharmacy | ID49256 | AcuDose Medication Supply Tower Pharmacy | MCKESSON CORP | 75000 | Purchased
CHRISTIANA |  | HOSPITAL-CH | 0 | 500611000000 | DE |  | 2012-06-10 20:00 |  | Automation Systems; Medication Dispensing; Clinical Pharmacy | ID49257 | AcuDose Medication Supply Tower Pharmacy | MCKESSON CORP | 75000 | Purchased
CHRISTIANA |  | HOSPITAL-CH | 0 | 2.9684e+17 | DE |  | 2015-08-06 20:00 |  | Automation Systems; Medication Dispensing; Clinical Pharmacy | ID61037 | AcuDose Medication Supply Tower Pharmacy | MCKESSON CORP | 75000 | Purchased
CHRISTIANA |  | HOSPITAL-CH | 0 | 2.9684e+17 | DE |  | 2015-08-06 20:00 |  | Automation Systems; Medication Dispensing; Clinical Pharmacy | ID61030 | AcuDose Medication Supply Tower Pharmacy | MCKESSON CORP | 75000 | Purchased
CHRISTIANA |  | HOSPITAL-CH | 0 | 2969990000000000 | DE |  | 2015-08-06 20:00 |  | Automation Systems; Medication Dispensing; Clinical Pharmacy | ID62472 | AcuDose Medication Supply Tower Pharmacy | MCKESSON CORP | 75000 | Purchased
CHRISTIANA |  | HOSPITAL-CH | 0 | 460607000000 | DE |  | 2008-09-11 20:00 |  | Automation Systems; Medication Dispensing; Clinical Pharmacy | ID33191 | AcuDose Medication Supply Tower Pharmacy | MCKESSON CORP | 75000 | Purchased
CHRISTIANA |  | HOSPITAL-WH | 0 | 500610000000 | DE |  | 2010-11-16 19:00 |  | Automation Systems; Medication Dispensing; Clinical Pharmacy | ID55764 | AcuDose Medication Supply Tower Pharmacy | MCKESSON CORP | 75000 | Purchased
CHRISTIANA |  | HOSPITAL-CH | 0 | 140606000000 | DE |  | 2006-09-14 20:00 |  | Automation Systems; Medication Dispensing; Clinical Pharmacy | ID33129 | AcuDose Medication Supply Tower Pharmacy | MCKESSON CORP | 75000 | Purchased
CHRISTIANA |  | HOSPITAL-CH | 0 | 1463230002 | DE |  | 2005-10-10 20:00 |  | Automation Systems; Medication Dispensing; Clinical Pharmacy | ID33041 | AcuDose Medication Supply Tower Pharmacy | MCKESSON CORP | 75000 | Purchased
CHRISTIANA |  | HOSPITAL-WH | 0 | 500610000000 | DE |  | 2019-03-29 06:55 |  | Automation Systems; Medication Dispensing; Clinical Pharmacy | ID33118 | AcuDose Medication Supply Tower Pharmacy | MCKESSON CORP | 75000 | Purchased
CHRISTIANA |  | WH SURGI | 0 | 500609000000 | DE |  | 2010-11-16 19:00 |  | Automation Systems; Medication Dispensing; Clinical Pharmacy | ID42249 | AcuDose Medication Supply Tower Pharmacy | MCKESSON CORP | 75000 | Purchased
CHRISTIANA |  | HOSPITAL-WH | 0 | 2.9684e+17 | DE |  | 2014-07-06 20:00 |  | Automation Systems; Medication Dispensing; Clinical Pharmacy | ID60685 | AcuDose Medication Supply Tower Pharmacy | MCKESSON CORP | 75000 | Purchased
CHRISTIANA |  | WH SURGI | 0 | 500609000000 | DE |  | 2009-08-30 20:00 |  | Automation Systems; Medication Dispensing; Clinical Pharmacy | ID42247 | AcuDose Medication Supply Tower Pharmacy | MCKESSON CORP | 75000 | Purchased
CHRISTIANA |  | HOSPITAL-CH | 0 | 140604000000 | DE |  | 2005-10-10 20:00 |  | Automation Systems; Medication Dispensing; Clinical Pharmacy | ID33075 | AcuDose Medication Supply Tower Pharmacy | MCKESSON CORP | 75000 | Purchased
CHRISTIANA |  | CH-SURGI | 0 | 460607000000 | DE |  | 2007-02-25 19:00 |  | Automation Systems; Medication Dispensing; Clinical Pharmacy | ID33153 | AcuDose Medication Supply Tower Pharmacy | MCKESSON CORP | 35000
CHRISTIANA |  | HOSPITAL-CH | 0 | 500610000000 | DE |  | 2002-02-19 19:00 |  | Automation Systems; Medication Dispensing; Clinical Pharmacy | ID51603 | AcuDose Medication Supply Tower Pharmacy | MCKESSON CORP | 75000 | Purchased
CHRISTIANA |  | HOSPITAL-WH | 0 | 500610000000 | DE |  | 2014-12-18 19:00 |  | Automation Systems; Medication Dispensing; Clinical Pharmacy | ID55760 | AcuDose Medication Supply Tower Pharmacy | MCKESSON CORP | 75000 | Purchased
CHRISTIANA |  | HOSPITAL-CH | 0 | 46060798002 | DE |  | 2008-09-11 20:00 |  | Automation Systems; Medication Dispensing; Clinical Pharmacy | ID33189 | AcuDose Medication Supply Tower Pharmacy | MCKESSON CORP | 75000 | Purchased
CHRISTIANA |  | HOSPITAL-CH | 0 | 2.9684e+17 | DE |  | 2015-05-12 20:00 |  | Automation Systems; Medication Dispensing; Clinical Pharmacy | ID57471 | AcuDose Medication Supply Tower Pharmacy | MCKESSON CORP | 75000 | Purchased
CHRISTIANA |  | HOSPITAL-CH | 0 | 500611000000 | DE |  | 2012-05-14 20:00 |  | Automation Systems; Medication Dispensing; Clinical Pharmacy | ID49254 | AcuDose Medication Supply Tower Pharmacy | MCKESSON CORP | 75000 | Purchased
CHRISTIANA |  | HOSPITAL-CH | 0 | 140606000000 | DE |  | 2006-09-14 20:00 |  | Automation Systems; Medication Dispensing; Clinical Pharmacy | ID33126 | AcuDose Medication Supply Tower Pharmacy | MCKESSON CORP | 75000
CHRISTIANA |  | HOSPITAL-WH | 0 | 2.9684e+17 | DE |  | 2014-07-06 20:00 |  | Automation Systems; Medication Dispensing; Clinical Pharmacy | ID60684 | AcuDose Medication Supply Tower Pharmacy | MCKESSON CORP | 75000 | Purchased
CHRISTIANA |  | HOSPITAL-WH | 0 | 500611000000 | DE |  | 2006-10-02 20:00 |  | Automation Systems; Medication Dispensing; Clinical Pharmacy | ID33091 | AcuDose Medication Supply Tower Pharmacy | MCKESSON CORP | 75000 | Purchased
CHRISTIANA |  | HOSPITAL-CH | 0 | 460607000000 | DE |  | 2007-02-25 19:00 |  | Automation Systems; Medication Dispensing; Clinical Pharmacy | ID33172 | AcuDose Medication Supply Tower Pharmacy | MCKESSON CORP | 35000
CHRISTIANA |  | HOSPITAL-CH | 0 | 460607000000 | DE |  | 2007-02-27 19:00 |  | Automation Systems; Medication Dispensing; Clinical Pharmacy | ID33158 | AcuDose Medication Supply Tower Pharmacy | MCKESSON CORP | 75000 | Purchased
CHRISTIANA |  | HOSPITAL-CH | 0 | 460606000000 | DE |  | 2007-02-25 19:00 |  | Automation Systems; Medication Dispensing; Clinical Pharmacy | ID33170 | AcuDose Medication Supply Tower Pharmacy | MCKESSON CORP | 35000
CHRISTIANA |  | HOSPITAL-CH | 0 | NONE | DE |  | 2010-11-18 19:00 |  | Automation Systems; Medication Dispensing; Clinical Pharmacy | ID33375 | AcuDose Medication Supply Tower Pharmacy | MCKESSON CORP | 75000
CHRISTIANA |  | HOSPITAL-WH | 0 | 500610000000 | DE |  | 2013-08-08 20:00 |  | Automation Systems; Medication Dispensing; Clinical Pharmacy | ID52096 | AcuDose Medication Supply Tower Pharmacy | MCKESSON CORP | 75000 | Purchased
CHRISTIANA |  | HOSPITAL-WH | 0 | A13287005 | DE |  | 2014-12-18 19:00 |  | Automation Systems; Medication Dispensing; Clinical Pharmacy | ID55758 | AcuDose Medication Supply Tower Pharmacy | MCKESSON CORP | 75000 | Purchased
CHRISTIANA |  | HOSPITAL-CH | 0 | 1462066006 | DE |  | 2013-11-14 19:00 |  | Automation Systems; Medication Dispensing; Clinical Pharmacy | ID52809 | AcuDose Medication Supply Tower Pharmacy | MCKESSON CORP | 75000 | Purchased
CHRISTIANA |  | HOSPITAL-CH | 0 | 2969980000000000 | DE |  | 2015-08-06 20:00 |  | Automation Systems; Medication Dispensing; Clinical Pharmacy | ID62473 | AcuDose Medication Supply Tower Pharmacy | MCKESSON CORP | 75000 | Purchased
CHRISTIANA |  | HOSPITAL-CH | 0 | 140606000000 | DE |  | 2007-02-25 19:00 |  | Automation Systems; Medication Dispensing; Clinical Pharmacy | ID57804 | AcuDose Medication Supply Tower Pharmacy | MCKESSON CORP | 35000
CHRISTIANA |  | MIDDLETOWN ED | 0 | 500613000000 | DE |  | 2013-03-20 20:00 |  | Automation Systems; Medication Dispensing; Clinical Pharmacy | ID51476 | AcuDose Medication Supply Tower Pharmacy | MCKESSON CORP | 75000 | Purchased
CHRISTIANA |  | HOSPITAL-CH | 0 | 460606000000 | DE |  | 2007-02-25 19:00 |  | Automation Systems; Medication Dispensing; Clinical Pharmacy | ID33177 | AcuDose Medication Supply Tower Pharmacy | MCKESSON CORP | 75000 | Purchased
CHRISTIANA |  | HOSPITAL-CH | 0 | 500610000000 | DE |  | 2011-04-03 20:00 |  | Automation Systems; Medication Dispensing; Clinical Pharmacy | ID33912 | AcuDose Medication Supply Tower Pharmacy | MCKESSON CORP | 75000 | Purchased
CHRISTIANA |  | HOSPITAL-CH | 0 | 500611000000 | DE |  | 2012-08-28 20:00 |  | Automation Systems; Medication Dispensing; Clinical Pharmacy | ID48625 | AcuDose Medication Supply Tower Pharmacy | MCKESSON CORP | 75000 | Purchased
CHRISTIANA |  | HOSPITAL-CH | 0 | 50061132001 | DE |  | 2012-08-28 20:00 |  | Automation Systems; Medication Dispensing; Clinical Pharmacy | ID48629 | AcuDose Medication Supply Tower Pharmacy | MCKESSON CORP | 112016.4 | Purchased
CHRISTIANA |  | HOSPITAL-CH | 0 | 500612000000 | DE |  | 2005-10-10 20:00 |  | Automation Systems; Medication Dispensing; Clinical Pharmacy | ID52832 | AcuDose Medication Supply Tower Pharmacy | MCKESSON CORP | 75000 | Purchased
CHRISTIANA |  | MIDDLETOWN ED | 0 | 500613000000 | DE |  | 2013-03-20 20:00 |  | Automation Systems; Medication Dispensing; Clinical Pharmacy | ID51486 | AcuDose Medication Supply Tower Pharmacy | MCKESSON CORP | 75000 | Purchased
CHRISTIANA |  | HOSPITAL-WH | 0 | 500610000000 | DE |  | 2012-05-29 20:00 |  | Automation Systems; Medication Dispensing; Clinical Pharmacy | ID50227 | AcuDose Medication Supply Tower Pharmacy | MCKESSON CORP | 75000 | Purchased
CHRISTIANA |  | HOSPITAL-WH | 0 | 500613000000 | DE |  | 2006-10-02 20:00 |  | Automation Systems; Medication Dispensing; Clinical Pharmacy | ID50374 | AcuDose Medication Supply Tower Pharmacy | MCKESSON CORP | 75000 | Purchased
CHRISTIANA |  | HOSPITAL-WH | 0 | 500613000000 | DE |  | 2013-07-04 20:00 |  | Automation Systems; Medication Dispensing; Clinical Pharmacy | ID52406 | AcuDose Medication Supply Tower Pharmacy | MCKESSON CORP | 75000 | Purchased
CHRISTIANA |  | HOSPITAL-CH | 0 | 2.9684e+17 | DE |  | 2015-02-01 19:00 |  | Automation Systems; Medication Dispensing; Clinical Pharmacy | ID57335 | AcuDose Medication Supply Tower Pharmacy | MCKESSON CORP | 75000 | Purchased
CHRISTIANA |  | HOSPITAL-WH | 0 | 500613000000 | DE |  | 2006-10-02 20:00 |  | Automation Systems; Medication Dispensing; Clinical Pharmacy | ID50372 | AcuDose Medication Supply Tower Pharmacy | MCKESSON CORP | 75000 | Purchased
CHRISTIANA |  | HOSPITAL-WH | 0 | 500613000000 | DE |  | 2006-10-02 20:00 |  | Automation Systems; Medication Dispensing; Clinical Pharmacy | ID50375 | AcuDose Medication Supply Tower Pharmacy | MCKESSON CORP | 75000 | Purchased
CHRISTIANA |  | HOSPITAL-WH | 0 | 500613000000 | DE |  | 2006-10-02 20:00 |  | Automation Systems; Medication Dispensing; Clinical Pharmacy | ID50376 | AcuDose Medication Supply Tower Pharmacy | MCKESSON CORP | 75000 | Purchased
CHRISTIANA |  | HOSPITAL-WH | 0 | 500611000000 | DE |  | 2012-05-29 20:00 |  | Automation Systems; Medication Dispensing; Clinical Pharmacy | ID48401 | AcuDose Medication Supply Tower Pharmacy | MCKESSON CORP | 75000 | Purchased
CHRISTIANA |  | HOSPITAL-CH | 0 | 4006070000000 | DE |  | 2005-10-10 20:00 |  | Automation Systems; Medication Dispensing; Clinical Pharmacy | ID33156 | AcuDose Medication Supply Tower Pharmacy | MCKESSON CORP | 75000
CHRISTIANA |  | MIDDLETOWN ED | 0 | 500613000000 | DE |  | 2013-03-20 20:00 |  | Automation Systems; Medication Dispensing; Clinical Pharmacy | ID51477 | AcuDose Medication Supply Tower Pharmacy | MCKESSON CORP | 75000 | Purchased
CHRISTIANA |  | New Castle Center | 0 | BM14752R | DE |  | 2008-01-20 19:00 |  | Analyzers; Laboratory; Immunoassay; Photometric; Enzyme (EIA) | 25204 | COUMATRAK | BOEHRINGER MANNHEIM GMBH | 60000 | Purchased
CHRISTIANA |  | HOSPITAL-CH | 0 | 12001686-04-2008 | DE |  | 2008-05-05 20:00 |  | Infusion Pumps; Multitherapy; Syringe | 41650 | 3400 | SMITHS / LEVEL 1 | 2275
CHRISTIANA |  | HOSPITAL-WH | 0 | 771823105 | DE |  | 2008-01-20 19:00 |  | Data Management Systems; Patient | 28682 | OPTILEX | VIASYS HEALTHCARE INC | 68475
CHRISTIANA |  | HOSPITAL-WH | 0 | 771823105 | DE |  | 1998-08-08 20:00 |  | Data Management Systems; Patient | 28681 | OPTILEX | VIASYS HEALTHCARE INC | 34000
CHRISTIANA |  | HOSPITAL-CH | 0 | NONE | DE |  | 1999-07-29 20:00 |  | Data Management Systems; Patient | 30181 | OPTILEX | VIASYS HEALTHCARE INC | 31975
CHRISTIANA |  | HOSPITAL-CH | 0 | 422304003 | DE |  | 2006-10-05 20:00 |  | Warming Units; Blanket | 38611 | Amsco Blanket Warmer QDJ04 | STERIS Corp | 4999.99 | Purchased
CHRISTIANA |  | HOSPITAL-CH | 0 | 422199001 | DE |  | 2004-03-10 19:00 |  | Warming Units; Blanket | 35479 | Amsco Blanket Warmer QDJ04 | STERIS Corp | 4999.99 | Purchased
CHRISTIANA |  | HOSPITAL-CH | 0 | 431994015 | DE |  | 2008-01-20 19:00 |  | Warming Units; Blanket | 25979 | Amsco Blanket Warmer QDJ04 | STERIS Corp | 7341 | Purchased
CHRISTIANA |  | CH-SURGI | 0 | 433592073 | DE |  | 2000-07-18 20:00 |  | Warming Units; Blanket | 29830 | Amsco Blanket Warmer QDJ04 | STERIS Corp | 4999.99 | Purchased
CHRISTIANA |  | HOSPITAL-CH | 0 | 430996001 | DE |  | 2004-11-14 19:00 |  | Warming Units; Blanket | 36359 | Amsco Blanket Warmer QDJ04 | STERIS Corp | 3999.99 | Purchased
CHRISTIANA |  | CH-SURGI | 0 | U9B2015 | DE |  | 1999-02-21 19:00 |  | Aspirator/Irrigators; Surgical; Ultrasonic | 28133 | CUSA EXcel | VALLEYLAB DIV TYCO HEALTHCARE GROUP LP | 65000 | Purchased
CHRISTIANA |  | CH-SURGI | 0 | U3G1612S | DE |  | 2003-09-21 20:00 |  | Aspirator/Irrigators; Surgical; Ultrasonic | 34980 | CUSA EXcel | VALLEYLAB DIV TYCO HEALTHCARE GROUP LP | 102354.4 | Purchased
CHRISTIANA |  | Star Campus | 0 | AFD666-0915 | DE |  | 2016-11-02 20:00 |  | Radiographic Systems; Film; Basic (BRS) | 64066 | GENDEX | GENDEX DENTAL SYSTEMS SRL | 250000
CHRISTIANA |  | HOSPITAL-CH | 0 | 51001289 | DE |  | 2016-01-03 19:00 |  | Centrifuges; Floor; Low-Speed; Nonrefrigerated; Blood Bank | 61833 | ORTHO WORKSTATION WITH CENTRIFUGE AND WARMER | ORTHO DIAGNOSTIC SYSTEMS INC A JOHNSON & JOHNSON CO | 1500 | Purchased
CHRISTIANA |  | HOSPITAL-CH | 0 | 8108244 | DE |  | 1988-08-27 20:00 |  | Oxygen Analyzers | 12202 | 04026-03 | NORTH AMERICAN DRAEGER | 700 | Purchased
CHRISTIANA |  | HOSPITAL-CH | 0 | 908109 | DE |  | 1988-08-27 20:00 |  | Oxygen Analyzers | 12087 | 04026-03 | NORTH AMERICAN DRAEGER | 700 | Purchased
CHRISTIANA |  | HOSPITAL-CH | 0 | 8009143 | DE |  | 1988-08-27 20:00 |  | Oxygen Analyzers | 15064 | 04026-03 | NORTH AMERICAN DRAEGER | 700 | Purchased
CHRISTIANA |  | HOSPITAL-CH | 0 | DE44029216 | DE |  | 2006-01-02 19:00 |  | MONITORING SYSTEMS; Physiologic; Acute Care | 38636 | MP50 | PHILIPS MEDICAL SYSTEMS CARDIAC & MONITORING SYSTEMS DIV | 15000 | Purchased
CHRISTIANA |  | HOSPITAL-WH | 0 | DE820B4375 | DE |  | 2014-12-08 19:00 |  | MONITORING SYSTEMS; Physiologic; Acute Care | 54429 | MP50 | PHILIPS MEDICAL SYSTEMS CARDIAC & MONITORING SYSTEMS DIV | 15000 | Purchased
CHRISTIANA |  | HOSPITAL-WH | 0 | DE820A9466 | DE |  | 2013-06-13 20:00 |  | MONITORING SYSTEMS; Physiologic; Acute Care | 52330 | MP50 | PHILIPS MEDICAL SYSTEMS CARDIAC & MONITORING SYSTEMS DIV | 15000 | Purchased
CHRISTIANA |  | HOSPITAL-WH | 0 | DE820A9456 | DE |  | 2013-06-13 20:00 |  | MONITORING SYSTEMS; Physiologic; Acute Care | 52332 | MP50 | PHILIPS MEDICAL SYSTEMS CARDIAC & MONITORING SYSTEMS DIV | 15000 | Purchased
CHRISTIANA |  | HOSPITAL-CH | 0 | DE44029223 | DE |  | 2006-01-02 19:00 |  | MONITORING SYSTEMS; Physiologic; Acute Care | 38635 | MP50 | PHILIPS MEDICAL SYSTEMS CARDIAC & MONITORING SYSTEMS DIV | 15000 | Purchased
CHRISTIANA |  | HOSPITAL-CH | 0 | DE44029210 | DE |  | 2006-01-02 19:00 |  | MONITORING SYSTEMS; Physiologic; Acute Care | 38637 | MP50 | PHILIPS MEDICAL SYSTEMS CARDIAC & MONITORING SYSTEMS DIV | 15000 | Purchased
CHRISTIANA |  | HOSPITAL-WH | 0 | DE820A9474 | DE |  | 2013-06-13 20:00 |  | MONITORING SYSTEMS; Physiologic; Acute Care | 52334 | MP50 | PHILIPS MEDICAL SYSTEMS CARDIAC & MONITORING SYSTEMS DIV | 15000 | Purchased
CHRISTIANA |  | HOSPITAL-CH | 0 | DE44029242 | DE |  | 2006-01-02 19:00 |  | MONITORING SYSTEMS; Physiologic; Acute Care | 38625 | MP50 | PHILIPS MEDICAL SYSTEMS CARDIAC & MONITORING SYSTEMS DIV | 15000 | Purchased
CHRISTIANA |  | HOSPITAL-CH | 0 | DE44029233 | DE |  | 2006-01-02 19:00 |  | MONITORING SYSTEMS; Physiologic; Acute Care | 38629 | MP50 | PHILIPS MEDICAL SYSTEMS CARDIAC & MONITORING SYSTEMS DIV | 15000 | Purchased
CHRISTIANA |  | HOSPITAL-CH | 0 | DE44029208 | DE |  | 2006-01-02 19:00 |  | MONITORING SYSTEMS; Physiologic; Acute Care | 38638 | MP50 | PHILIPS MEDICAL SYSTEMS CARDIAC & MONITORING SYSTEMS DIV | 15000 | Purchased
CHRISTIANA |  | HOSPITAL-WH | 0 | DE820A9478 | DE |  | 2013-06-13 20:00 |  | MONITORING SYSTEMS; Physiologic; Acute Care | 52359 | MP50 | PHILIPS MEDICAL SYSTEMS CARDIAC & MONITORING SYSTEMS DIV | 15000 | Purchased
CHRISTIANA |  | HOSPITAL-WH | 0 | DE820A9465 | DE |  | 2013-06-13 20:00 |  | MONITORING SYSTEMS; Physiologic; Acute Care | 52333 | MP50 | PHILIPS MEDICAL SYSTEMS CARDIAC & MONITORING SYSTEMS DIV | 15000 | Purchased
CHRISTIANA |  | HOSPITAL-CH | 0 | DE44029204 | DE |  | 2006-01-02 19:00 |  | MONITORING SYSTEMS; Physiologic; Acute Care | 38626 | MP50 | PHILIPS MEDICAL SYSTEMS CARDIAC & MONITORING SYSTEMS DIV | 15000 | Purchased
CHRISTIANA |  | HOSPITAL-CH | 0 | DE44029193 | DE |  | 2006-01-02 19:00 |  | MONITORING SYSTEMS; Physiologic; Acute Care | 38624 | MP50 | PHILIPS MEDICAL SYSTEMS CARDIAC & MONITORING SYSTEMS DIV | 15000 | Purchased
CHRISTIANA |  | HOSPITAL-CH | 0 | DE44029192 | DE |  | 2006-01-02 19:00 |  | MONITORING SYSTEMS; Physiologic; Acute Care | 38627 | MP50 | PHILIPS MEDICAL SYSTEMS CARDIAC & MONITORING SYSTEMS DIV | 15000 | Purchased
CHRISTIANA |  | HOSPITAL-WH | 0 | DE820B2432 | DE |  | 2013-12-06 19:00 |  | MONITORING SYSTEMS; Physiologic; Acute Care | 45956 | MP50 | PHILIPS MEDICAL SYSTEMS CARDIAC & MONITORING SYSTEMS DIV | 15000 | Purchased
CHRISTIANA |  | HOSPITAL-CH | 0 | DE44029180 | DE |  | 2006-01-02 19:00 |  | MONITORING SYSTEMS; Physiologic; Acute Care | 38630 | MP50 | PHILIPS MEDICAL SYSTEMS CARDIAC & MONITORING SYSTEMS DIV | 15000 | Purchased
CHRISTIANA |  | HOSPITAL-CH | 0 | DE44029202 | DE |  | 2006-01-02 19:00 |  | MONITORING SYSTEMS; Physiologic; Acute Care | 38628 | MP50 | PHILIPS MEDICAL SYSTEMS CARDIAC & MONITORING SYSTEMS DIV | 15000 | Purchased
CHRISTIANA |  | HOSPITAL-WH | 0 | DE44029182 | DE |  | 2006-01-02 19:00 |  | MONITORING SYSTEMS; Physiologic; Acute Care | 38634 | MP50 | PHILIPS MEDICAL SYSTEMS CARDIAC & MONITORING SYSTEMS DIV | 15000
CHRISTIANA |  | HOSPITAL-WH | 0 | DE820B4365 | DE |  | 2014-04-10 20:00 |  | MONITORING SYSTEMS; Physiologic; Acute Care | 53631 | MP50 | PHILIPS MEDICAL SYSTEMS CARDIAC & MONITORING SYSTEMS DIV | 15000 | Purchased
CHRISTIANA |  | HOSPITAL-CH | 0 | DE44029177 | DE |  | 2006-01-02 19:00 |  | MONITORING SYSTEMS; Physiologic; Acute Care | 38631 | MP50 | PHILIPS MEDICAL SYSTEMS CARDIAC & MONITORING SYSTEMS DIV | 15000 | Purchased
CHRISTIANA |  | HOSPITAL-CH | 0 | DE44029236 | DE |  | 2006-01-02 19:00 |  | MONITORING SYSTEMS; Physiologic; Acute Care | 38633 | MP50 | PHILIPS MEDICAL SYSTEMS CARDIAC & MONITORING SYSTEMS DIV | 15000 | Purchased
CHRISTIANA |  | HOSPITAL-WH | 0 | DE820B4433 | DE |  | 2014-04-10 20:00 |  | MONITORING SYSTEMS; Physiologic; Acute Care | 53641 | MP50 | PHILIPS MEDICAL SYSTEMS CARDIAC & MONITORING SYSTEMS DIV | 15000 | Purchased
CHRISTIANA |  | HOSPITAL-WH | 0 | DE820B4359 | DE |  | 2014-04-10 20:00 |  | MONITORING SYSTEMS; Physiologic; Acute Care | 53633 | MP50 | PHILIPS MEDICAL SYSTEMS CARDIAC & MONITORING SYSTEMS DIV | 15000 | Purchased
CHRISTIANA |  | HOSPITAL-WH | 0 | DE820B4370 | DE |  | 2014-04-10 20:00 |  | MONITORING SYSTEMS; Physiologic; Acute Care | 53625 | MP50 | PHILIPS MEDICAL SYSTEMS CARDIAC & MONITORING SYSTEMS DIV | 15000 | Purchased
CHRISTIANA |  | HOSPITAL-CH | 0 | DE44029185 | DE |  | 2006-01-02 19:00 |  | MONITORING SYSTEMS; Physiologic; Acute Care | 38650 | MP50 | PHILIPS MEDICAL SYSTEMS CARDIAC & MONITORING SYSTEMS DIV | 15000 | Purchased
CHRISTIANA |  | HOSPITAL-CH | 0 | DE44029199 | DE |  | 2006-01-02 19:00 |  | MONITORING SYSTEMS; Physiologic; Acute Care | 38651 | MP50 | PHILIPS MEDICAL SYSTEMS CARDIAC & MONITORING SYSTEMS DIV | 15000 | Purchased
CHRISTIANA |  | HOSPITAL-WH | 0 | DE820B4352 | DE |  | 2014-12-08 19:00 |  | MONITORING SYSTEMS; Physiologic; Acute Care | 80881 | MP50 | PHILIPS MEDICAL SYSTEMS CARDIAC & MONITORING SYSTEMS DIV | 15000 | Purchased
CHRISTIANA |  | HOSPITAL-CH | 0 | DE44029218 | DE |  | 2006-01-02 19:00 |  | MONITORING SYSTEMS; Physiologic; Acute Care | 38654 | MP50 | PHILIPS MEDICAL SYSTEMS CARDIAC & MONITORING SYSTEMS DIV | 15000 | Purchased
CHRISTIANA |  | HOSPITAL-WH | 0 | DE820B4376 | DE |  | 2014-04-10 20:00 |  | MONITORING SYSTEMS; Physiologic; Acute Care | 53635 | MP50 | PHILIPS MEDICAL SYSTEMS CARDIAC & MONITORING SYSTEMS DIV | 15000 | Purchased
CHRISTIANA |  | HOSPITAL-WH | 0 | DE820B4447 | DE |  | 2014-04-10 20:00 |  | MONITORING SYSTEMS; Physiologic; Acute Care | 53627 | MP50 | PHILIPS MEDICAL SYSTEMS CARDIAC & MONITORING SYSTEMS DIV | 15000 | Purchased
CHRISTIANA |  | HOSPITAL-WH | 0 | DE820B2434 | DE |  | 2013-11-28 19:00 |  | MONITORING SYSTEMS; Physiologic; Acute Care | 45853 | MP50 | PHILIPS MEDICAL SYSTEMS CARDIAC & MONITORING SYSTEMS DIV | 15000 | Purchased
CHRISTIANA |  | HOSPITAL-WH | 0 | DE820B4420 | DE |  | 2014-12-08 19:00 |  | MONITORING SYSTEMS; Physiologic; Acute Care | 80886 | MP50 | PHILIPS MEDICAL SYSTEMS CARDIAC & MONITORING SYSTEMS DIV | 15000 | Purchased
CHRISTIANA |  | HOSPITAL-WH | 0 | DE820B4428 | DE |  | 2014-12-08 19:00 |  | MONITORING SYSTEMS; Physiologic; Acute Care | 54435 | MP50 | PHILIPS MEDICAL SYSTEMS CARDIAC & MONITORING SYSTEMS DIV | 15000 | Purchased
CHRISTIANA |  | HOSPITAL-WH | 0 | DE820B2474 | DE |  | 2013-11-28 19:00 |  | MONITORING SYSTEMS; Physiologic; Acute Care | 45814 | MP50 | PHILIPS MEDICAL SYSTEMS CARDIAC & MONITORING SYSTEMS DIV | 15000 | Purchased
CHRISTIANA |  | HOSPITAL-WH | 0 | DE820A9477 | DE |  | 2013-06-13 20:00 |  | MONITORING SYSTEMS; Physiologic; Acute Care | 52344 | MP50 | PHILIPS MEDICAL SYSTEMS CARDIAC & MONITORING SYSTEMS DIV | 15000 | Purchased
CHRISTIANA |  | HOSPITAL-WH | 0 | DE820A9473 | DE |  | 2013-06-13 20:00 |  | MONITORING SYSTEMS; Physiologic; Acute Care | 52346 | MP50 | PHILIPS MEDICAL SYSTEMS CARDIAC & MONITORING SYSTEMS DIV | 15000 | Purchased
CHRISTIANA |  | HOSPITAL-CH | 0 | DE44029226 | DE |  | 2006-01-02 19:00 |  | MONITORING SYSTEMS; Physiologic; Acute Care | 38641 | MP50 | PHILIPS MEDICAL SYSTEMS CARDIAC & MONITORING SYSTEMS DIV | 15000 | Purchased
CHRISTIANA |  | HOSPITAL-WH | 0 | DE820A9479 | DE |  | 2013-06-13 20:00 |  | MONITORING SYSTEMS; Physiologic; Acute Care | 52348 | MP50 | PHILIPS MEDICAL SYSTEMS CARDIAC & MONITORING SYSTEMS DIV | 15000 | Purchased
CHRISTIANA |  | HOSPITAL-WH | 0 | DE820A9471 | DE |  | 2013-06-13 20:00 |  | MONITORING SYSTEMS; Physiologic; Acute Care | 52350 | MP50 | PHILIPS MEDICAL SYSTEMS CARDIAC & MONITORING SYSTEMS DIV | 15000 | Purchased
CHRISTIANA |  | HOSPITAL-CH | 0 | DE44029237 | DE |  | 2006-01-02 19:00 |  | MONITORING SYSTEMS; Physiologic; Acute Care | 38639 | MP50 | PHILIPS MEDICAL SYSTEMS CARDIAC & MONITORING SYSTEMS DIV | 15000 | Purchased
CHRISTIANA |  | HOSPITAL-CH | 0 | DE44029212 | DE |  | 2006-01-02 19:00 |  | MONITORING SYSTEMS; Physiologic; Acute Care | 38642 | MP50 | PHILIPS MEDICAL SYSTEMS CARDIAC & MONITORING SYSTEMS DIV | 15000 | Purchased
CHRISTIANA |  | HOSPITAL-CH | 0 | DE44029205 | DE |  | 2006-01-02 19:00 |  | MONITORING SYSTEMS; Physiologic; Acute Care | 38644 | MP50 | PHILIPS MEDICAL SYSTEMS CARDIAC & MONITORING SYSTEMS DIV | 15000 | Purchased
CHRISTIANA |  | HOSPITAL-CH | 0 | DE44029188 | DE |  | 2006-01-02 19:00 |  | MONITORING SYSTEMS; Physiologic; Acute Care | 38655 | MP50 | PHILIPS MEDICAL SYSTEMS CARDIAC & MONITORING SYSTEMS DIV | 15000 | Purchased
CHRISTIANA |  | HOSPITAL-CH | 0 | DE44029184 | DE |  | 2006-01-02 19:00 |  | MONITORING SYSTEMS; Physiologic; Acute Care | 38657 | MP50 | PHILIPS MEDICAL SYSTEMS CARDIAC & MONITORING SYSTEMS DIV | 15000 | Purchased
CHRISTIANA |  | HOSPITAL-WH | 0 | DE820A9472 | DE |  | 2013-06-13 20:00 |  | MONITORING SYSTEMS; Physiologic; Acute Care | 52336 | MP50 | PHILIPS MEDICAL SYSTEMS CARDIAC & MONITORING SYSTEMS DIV | 15000 | Purchased
CHRISTIANA |  | HOSPITAL-WH | 0 | DE820A9470 | DE |  | 2013-06-13 20:00 |  | MONITORING SYSTEMS; Physiologic; Acute Care | 52338 | MP50 | PHILIPS MEDICAL SYSTEMS CARDIAC & MONITORING SYSTEMS DIV | 15000 | Purchased
CHRISTIANA |  | HOSPITAL-WH | 0 | DE820A9468 | DE |  | 2013-06-13 20:00 |  | MONITORING SYSTEMS; Physiologic; Acute Care | 52352 | MP50 | PHILIPS MEDICAL SYSTEMS CARDIAC & MONITORING SYSTEMS DIV | 15000 | Purchased
CHRISTIANA |  | HOSPITAL-CH | 0 | DE44029194 | DE |  | 2006-01-02 19:00 |  | MONITORING SYSTEMS; Physiologic; Acute Care | 38640 | MP50 | PHILIPS MEDICAL SYSTEMS CARDIAC & MONITORING SYSTEMS DIV | 15000 | Purchased
CHRISTIANA |  | HOSPITAL-WH | 0 | DE820B4422 | DE |  | 2014-04-10 20:00 |  | MONITORING SYSTEMS; Physiologic; Acute Care | 53637 | MP50 | PHILIPS MEDICAL SYSTEMS CARDIAC & MONITORING SYSTEMS DIV | 15000 | Purchased
CHRISTIANA |  | HOSPITAL-CH | 0 | DE44029228 | DE |  | 2006-01-02 19:00 |  | MONITORING SYSTEMS; Physiologic; Acute Care | 38646 | MP50 | PHILIPS MEDICAL SYSTEMS CARDIAC & MONITORING SYSTEMS DIV | 15000 | Purchased
CHRISTIANA |  | HOSPITAL-CH | 0 | DE44029227 | DE |  | 2006-01-02 19:00 |  | MONITORING SYSTEMS; Physiologic; Acute Care | 38659 | MP50 | PHILIPS MEDICAL SYSTEMS CARDIAC & MONITORING SYSTEMS DIV | 15000 | Purchased
CHRISTIANA |  | HOSPITAL-WH | 0 | DE820A9460 | DE |  | 2013-06-13 20:00 |  | MONITORING SYSTEMS; Physiologic; Acute Care | 52340 | MP50 | PHILIPS MEDICAL SYSTEMS CARDIAC & MONITORING SYSTEMS DIV | 15000 | Purchased
CHRISTIANA |  | HOSPITAL-WH | 0 | DE820A9476 | DE |  | 2013-06-13 20:00 |  | MONITORING SYSTEMS; Physiologic; Acute Care | 52342 | MP50 | PHILIPS MEDICAL SYSTEMS CARDIAC & MONITORING SYSTEMS DIV | 15000 | Purchased
CHRISTIANA |  | HOSPITAL-WH | 0 | DE820B4366 | DE |  | 2014-04-10 20:00 |  | MONITORING SYSTEMS; Physiologic; Acute Care | 53629 | MP50 | PHILIPS MEDICAL SYSTEMS CARDIAC & MONITORING SYSTEMS DIV | 15000 | Purchased
CHRISTIANA |  | HOSPITAL-CH | 0 | DE44029234 | DE |  | 2006-01-02 19:00 |  | MONITORING SYSTEMS; Physiologic; Acute Care | 38645 | MP50 | PHILIPS MEDICAL SYSTEMS CARDIAC & MONITORING SYSTEMS DIV | 15000 | Purchased
CHRISTIANA |  | HOSPITAL-CH | 0 | DE44029232 | DE |  | 2006-01-02 19:00 |  | MONITORING SYSTEMS; Physiologic; Acute Care | 38658 | MP50 | PHILIPS MEDICAL SYSTEMS CARDIAC & MONITORING SYSTEMS DIV | 15000 | Purchased
CHRISTIANA |  | HOSPITAL-CH | 0 | DE44029215 | DE |  | 2006-01-02 19:00 |  | MONITORING SYSTEMS; Physiologic; Acute Care | 38660 | MP50 | PHILIPS MEDICAL SYSTEMS CARDIAC & MONITORING SYSTEMS DIV | 15000 | Purchased
CHRISTIANA |  | HOSPITAL-CH | 0 | RSA110276674 | DE |  | 2003-03-16 19:00 |  | Washers; Labware/Surgical Instrument; Ultrasonic | 32190 | FS20 | FISHER SCIENTIFIC | 4999.99
CHRISTIANA |  | HOSPITAL-WH | 0 | 14132-96 | DE |  |  |  |  | 37133 | QWIK WASH | ABBOTT CRITICAL CARE SYSTEMS DIV ABBOTT LABORATORIES | 0
CHRISTIANA |  | Limestone Mill Creek Medical Center | 0 | BS-074828 | DE |  | 2008-07-02 20:00 |  | Tables; Examination/Treatment; Adjustable | 41712 | Examination Table 404 | MIDMARK CORP | 2325
CHRISTIANA |  | Glasgow High School | 0 | AX046516 | DE |  | 2013-11-11 19:00 |  | Tables; Examination/Treatment; Adjustable | 52730 | Examination Table 404 | MIDMARK CORP | 5576.62 | Purchased
CHRISTIANA |  | Limestone Mill Creek Medical Center | 0 | BS074825 | DE |  | 2008-07-02 20:00 |  | Tables; Examination/Treatment; Adjustable | 41716 | Examination Table 404 | MIDMARK CORP | 2325
CHRISTIANA |  | Limestone Mill Creek Medical Center | 0 | AE012905 | DE |  | 2008-07-02 20:00 |  | Tables; Examination/Treatment; Adjustable | 41284 | Examination Table 404 | MIDMARK CORP | 2325
CHRISTIANA |  | Hockessin Primary Care | 0 | 109204 | DE |  | 2008-01-20 19:00 |  | Lights; Surgical | 27225 | OR Light 011513-6 | MEDICAL ILLUMINATION INTERNATIONAL | 800 | Purchased
CHRISTIANA |  | Middletown Care Center(Sleepy Hollow) | 0 | 109205 | DE |  | 1993-10-30 20:00 |  | Lights; Surgical | 20875 | OR Light 011513-6 | MEDICAL ILLUMINATION INTERNATIONAL | 800
CHRISTIANA |  | Middletown Care Center(Sleepy Hollow) | 0 | NONE | DE |  | 2009-07-31 20:00 |  | THERAPY POOL; THERAPY POOL | 57817 | AQUA ARK POOL | Therapeutic Sytems Inc. | 5000 | Purchased
CHRISTIANA |  | Foulkstone Plaza | 0 | E100-00671181-077 | DE |  | 2019-03-29 06:56 |  | Warming Unit; Solution | 65030 | 1001 Cayenne | Vollrath | 2500 | Purchased
CHRISTIANA |  | HOSPITAL-WH | 0 | 13-221008 | DE |  | 2013-12-06 19:00 |  | Monitors; Video; High-Definition; Medical Image; Endoscopic | 45936 | Medical Device Monitor V3C-SX19-R130 | KARL STORZ ENDOSCOPY AMERICA; INC. | 15000 | Purchased
CHRISTIANA |  | HOSPITAL-WH | 0 | 13-221017 | DE |  | 2013-12-06 19:00 |  | Monitors; Video; High-Definition; Medical Image; Endoscopic | 45928 | Medical Device Monitor V3C-SX19-R130 | KARL STORZ ENDOSCOPY AMERICA; INC. | 15000 | Purchased
CHRISTIANA |  | HOSPITAL-WH | 0 | 13-219863 | DE |  | 2013-12-06 19:00 |  | Monitors; Video; High-Definition; Medical Image; Endoscopic | 45932 | Medical Device Monitor V3C-SX19-R130 | KARL STORZ ENDOSCOPY AMERICA; INC. | 15000 | Purchased
CHRISTIANA |  | HOSPITAL-CH | 0 | 2211225 | DE |  | 2018-10-24 20:00 |  | Warming Units | 68410 | 7003-A | VitaHEAT Medical LLC | 4600 | Purchased
CHRISTIANA |  | HOSPITAL-WH | 0 | F15944 | DE |  | 2013-07-31 20:00 |  | Radiographic Units; Dental | 52450 | I FOCUS | Instrumentarium Dental Inc Div PaloDEx Group Oy | 75000 | Purchased
CHRISTIANA |  | HOSPITAL-WH | 0 | F15946 | DE |  | 2013-07-31 20:00 |  | Radiographic Units; Dental | 52432 | I FOCUS | Instrumentarium Dental Inc Div PaloDEx Group Oy | 75000 | Purchased
CHRISTIANA |  | HOSPITAL-CH | 0 | HDKD00738 | DE |  | 2000-10-28 20:00 |  | Phototherapy Units; Visible Light; Hyperbilirubinemia | 30751 | 6600-0652-801 | GE MEDICAL SYSTEMS | 2820
CHRISTIANA |  | HOSPITAL-CH | 0 | 2324A0473 | DE |  | 2011-04-06 20:00 |  | Radiographic Units; Specimen | 47448 | Digital Radiography System DX-50 | FAXITRON X-RAY CORP | 150000
CHRISTIANA |  | HOSPITAL-CH | 0 | 546897 | DE |  | 2008-01-20 19:00 |  | Light Sources | 25909 | 9000 | Integra-LUXTEC | 2000 | Purchased
CHRISTIANA |  | HOSPITAL-CH | 0 | 60187 | DE |  | 1994-03-23 19:00 |  | Injectors; Contrast Media; Angiography | 21084 | Medrad Mark V Plus Angiographic Injectio | MEDRAD Inc Unit of Bayer Medical Care | 22999.99 | Purchased
CHRISTIANA |  | HOSPITAL-CH | 0 | 64661 | DE |  | 1997-06-15 20:00 |  | Injectors; Contrast Media; Angiography | 26469 | Medrad Mark V Plus Angiographic Injectio | MEDRAD Inc Unit of Bayer Medical Care | 25965 | Purchased
CHRISTIANA |  | HOSPITAL-CH | 0 | 64653 | DE |  | 1997-06-15 20:00 |  | Injectors; Contrast Media; Angiography | 26502 | Medrad Mark V Plus Angiographic Injectio | MEDRAD Inc Unit of Bayer Medical Care | 25965 | Purchased
CHRISTIANA |  | HOSPITAL-CH | 0 | 1419KE0241 | DE |  | 2014-11-05 19:00 |  | Alarms; Occupancy; Bed | 81444 | KeepSafe Deluxe 8374NC | POSEY COMPANY | 135 | Purchased
CHRISTIANA |  | HOSPITAL-CH | 0 | 1529KE0239 | DE |  | 2017-07-25 20:00 |  | Alarms; Occupancy; Bed | 64950 | KeepSafe Deluxe 8374NC | POSEY COMPANY | 135 | Purchased
CHRISTIANA |  | HOSPITAL-CH | 0 | 1422KE0541 | DE |  | 2012-11-10 19:00 |  | Alarms; Occupancy; Bed | 81718 | KeepSafe Deluxe 8374NC | POSEY COMPANY | 135
CHRISTIANA |  | HOSPITAL-WH | 0 | 1419KE0941 | DE |  | 2014-11-05 19:00 |  | Alarms; Occupancy; Bed | 80617 | KeepSafe Deluxe 8374NC | POSEY COMPANY | 135 | Purchased
CHRISTIANA |  | HOSPITAL-CH | 0 | 1419KE0788 | DE |  | 2014-11-05 19:00 |  | Alarms; Occupancy; Bed | 80634 | KeepSafe Deluxe 8374NC | POSEY COMPANY | 135 | Purchased
CHRISTIANA |  | HOSPITAL-WH | 0 | 1641ke1324 | DE |  | 2017-05-30 20:00 |  | Alarms; Occupancy; Bed | 87338 | KeepSafe Deluxe 8374NC | POSEY COMPANY | 135 | Purchased
CHRISTIANA |  | HOSPITAL-CH | 0 | 1419KE0102 | DE |  | 2014-11-05 19:00 |  | Alarms; Occupancy; Bed | 81513 | KeepSafe Deluxe 8374NC | POSEY COMPANY | 135
CHRISTIANA |  | HOSPITAL-CH | 0 | 1421KE0041 | DE |  | 2014-11-05 19:00 |  | Alarms; Occupancy; Bed | 81506 | KeepSafe Deluxe 8374NC | POSEY COMPANY | 135 | Purchased
CHRISTIANA |  | HOSPITAL-CH | 0 | 1534NE0655 | DE |  | 2016-07-10 20:00 |  | Alarms; Occupancy; Bed | 87826 | KeepSafe Deluxe 8374NC | POSEY COMPANY | 135 | Purchased
CHRISTIANA |  | HOSPITAL-CH | 0 | 12220928 | DE |  | 2012-11-10 19:00 |  | Alarms; Occupancy; Bed | 51049 | KeepSafe Deluxe 8374NC | POSEY COMPANY | 135 | Purchased
CHRISTIANA |  | HOSPITAL-CH | 0 | 1631KE0152 | DE |  | 2017-02-22 19:00 |  | Alarms; Occupancy; Bed | 65081 | KeepSafe Deluxe 8374NC | POSEY COMPANY | 135 | Purchased
CHRISTIANA |  | HOSPITAL-CH | 0 | 12250349 | DE |  | 2013-11-11 19:00 |  | Alarms; Occupancy; Bed | 54254 | KeepSafe Deluxe 8374NC | POSEY COMPANY | 135
CHRISTIANA |  | HOSPITAL-CH | 0 | 1421KE0083 | DE |  | 2012-11-10 19:00 |  | Alarms; Occupancy; Bed | 81772 | KeepSafe Deluxe 8374NC | POSEY COMPANY | 135 | Purchased
CHRISTIANA |  | HOSPITAL-CH | 0 | 1422KE0356 | DE |  | 2012-11-10 19:00 |  | Alarms; Occupancy; Bed | 81837 | KeepSafe Deluxe 8374NC | POSEY COMPANY | 135
CHRISTIANA |  | HOSPITAL-CH | 0 | 1643KE1602 | DE |  | 2017-06-21 20:00 |  | Alarms; Occupancy; Bed | 100309 | KeepSafe Deluxe 8374NC | POSEY COMPANY | 135 | Purchased
CHRISTIANA |  | HOSPITAL-WH | 0 | 1641ke0173 | DE |  | 2017-05-30 20:00 |  | Alarms; Occupancy; Bed | 87391 | KeepSafe Deluxe 8374NC | POSEY COMPANY | 135 | Purchased
CHRISTIANA |  | HOSPITAL-CH | 0 | 1534NE0644 | DE |  | 2016-07-10 20:00 |  | Alarms; Occupancy; Bed | 87816 | KeepSafe Deluxe 8374NC | POSEY COMPANY | 135 | Purchased
CHRISTIANA |  | HOSPITAL-CH | 0 | 1534ne0653 | DE |  | 2016-07-10 20:00 |  | Alarms; Occupancy; Bed | 87828 | KeepSafe Deluxe 8374NC | POSEY COMPANY | 135 | Purchased
CHRISTIANA |  | HOSPITAL-CH | 0 | 1421KE0155 | DE |  | 2014-11-05 19:00 |  | Alarms; Occupancy; Bed | 81326 | KeepSafe Deluxe 8374NC | POSEY COMPANY | 135
CHRISTIANA |  | HOSPITAL-CH | 0 | 1744KE0309 | DE |  | 2019-03-29 06:58 |  | Alarms; Occupancy; Bed | 100757 | KeepSafe Deluxe 8374NC | POSEY COMPANY | 135
CHRISTIANA |  | HOSPITAL-WH | 0 | 1421KE0011 | DE |  | 2014-11-05 19:00 |  | Alarms; Occupancy; Bed | 80657 | KeepSafe Deluxe 8374NC | POSEY COMPANY | 135
CHRISTIANA |  | HOSPITAL-CH | 0 | 1646KE1285 | DE |  | 2019-03-29 06:58 |  | Alarms; Occupancy; Bed | 100556 | KeepSafe Deluxe 8374NC | POSEY COMPANY | 135 | Purchased
CHRISTIANA |  | HOSPITAL-CH | 0 | 1419KE0046 | DE |  | 2014-11-05 19:00 |  | Alarms; Occupancy; Bed | 81423 | KeepSafe Deluxe 8374NC | POSEY COMPANY | 135
CHRISTIANA |  | HOSPITAL-CH | 0 | 1419KE0741 | DE |  | 2012-11-10 19:00 |  | Alarms; Occupancy; Bed | 80746 | KeepSafe Deluxe 8374NC | POSEY COMPANY | 135 | Purchased
CHRISTIANA |  | HOSPITAL-WH | 0 | 1419KE0669 | DE |  | 2014-11-05 19:00 |  | Alarms; Occupancy; Bed | 80663 | KeepSafe Deluxe 8374NC | POSEY COMPANY | 135 | Purchased
CHRISTIANA |  | HOSPITAL-WH | 0 | 1641ke1323 | DE |  | 2017-05-30 20:00 |  | Alarms; Occupancy; Bed | 87334 | KeepSafe Deluxe 8374NC | POSEY COMPANY | 135 | Purchased
CHRISTIANA |  | HOSPITAL-CH | 0 | 1409ke0574 | DE |  | 2017-05-31 20:00 |  | Alarms; Occupancy; Bed | 100275 | KeepSafe Deluxe 8374NC | POSEY COMPANY | 135 | Purchased
CHRISTIANA |  | HOSPITAL-CH | 0 | 1422KE0539 | DE |  | 2012-11-10 19:00 |  | Alarms; Occupancy; Bed | 81716 | KeepSafe Deluxe 8374NC | POSEY COMPANY | 135
CHRISTIANA |  | HOSPITAL-WH | 0 | 1419KE0903 | DE |  | 2014-11-05 19:00 |  | Alarms; Occupancy; Bed | 80597 | KeepSafe Deluxe 8374NC | POSEY COMPANY | 135
CHRISTIANA |  | HOSPITAL-CH | 0 | 1419KE0126 | DE |  | 2014-11-05 19:00 |  | Alarms; Occupancy; Bed | 81473 | KeepSafe Deluxe 8374NC | POSEY COMPANY | 135 | Purchased
CHRISTIANA |  | HOSPITAL-CH | 0 | 1646KE0033 | DE |  | 2017-02-22 19:00 |  | Alarms; Occupancy; Bed | 65076 | KeepSafe Deluxe 8374NC | POSEY COMPANY | 135 | Purchased
CHRISTIANA |  | HOSPITAL-WH | 0 | 1419KE0918 | DE |  | 2014-11-05 19:00 |  | Alarms; Occupancy; Bed | 80821 | KeepSafe Deluxe 8374NC | POSEY COMPANY | 135 | Purchased
CHRISTIANA |  | HOSPITAL-WH | 0 | 1419KE0819 | DE |  | 2014-11-05 19:00 |  | Alarms; Occupancy; Bed | 80623 | KeepSafe Deluxe 8374NC | POSEY COMPANY | 135 | Purchased
CHRISTIANA |  | HOSPITAL-CH | 0 | 1422KE0366 | DE |  | 2012-11-10 19:00 |  | Alarms; Occupancy; Bed | 81751 | KeepSafe Deluxe 8374NC | POSEY COMPANY | 135 | Purchased
CHRISTIANA |  | HOSPITAL-WH | 0 | 1419KE0856 | DE |  | 2014-11-05 19:00 |  | Alarms; Occupancy; Bed | 80605 | KeepSafe Deluxe 8374NC | POSEY COMPANY | 135 | Purchased
CHRISTIANA |  | HOSPITAL-WH | 0 | 1641ke1330 | DE |  | 2017-05-30 20:00 |  | Alarms; Occupancy; Bed | 87321 | KeepSafe Deluxe 8374NC | POSEY COMPANY | 135 | Purchased
CHRISTIANA |  | HOSPITAL-CH | 0 | 1646KE0036 | DE |  | 2017-02-22 19:00 |  | Alarms; Occupancy; Bed | 65061 | KeepSafe Deluxe 8374NC | POSEY COMPANY | 135 | Purchased
CHRISTIANA |  | HOSPITAL-CH | 0 | 1422KE0368 | DE |  | 2012-11-10 19:00 |  | Alarms; Occupancy; Bed | 81753 | KeepSafe Deluxe 8374NC | POSEY COMPANY | 135
CHRISTIANA |  | HOSPITAL-CH | 0 | 1422KE0481 | DE |  | 2014-11-05 19:00 |  | Alarms; Occupancy; Bed | 81591 | KeepSafe Deluxe 8374NC | POSEY COMPANY | 135 | Purchased
CHRISTIANA |  | HOSPITAL-WH | 0 | 1419KE0671 | DE |  | 2014-11-05 19:00 |  | Alarms; Occupancy; Bed | 80667 | KeepSafe Deluxe 8374NC | POSEY COMPANY | 135 | Purchased
CHRISTIANA |  | HOSPITAL-WH | 0 | 12160355 | DE |  | 2012-11-11 19:00 |  | Alarms; Occupancy; Bed | 49749 | KeepSafe Deluxe 8374NC | POSEY COMPANY | 135 | Purchased
CHRISTIANA |  | HOSPITAL-CH | 0 | 142KE0029 | DE |  | 2014-11-05 19:00 |  | Alarms; Occupancy; Bed | 81662 | KeepSafe Deluxe 8374NC | POSEY COMPANY | 135 | Purchased
CHRISTIANA |  | HOSPITAL-CH | 0 | 1422KE0377 | DE |  | 2014-11-05 19:00 |  | Alarms; Occupancy; Bed | 81625 | KeepSafe Deluxe 8374NC | POSEY COMPANY | 135
CHRISTIANA |  | HOSPITAL-WH | 0 | 1641ke0169 | DE |  | 2017-05-30 20:00 |  | Alarms; Occupancy; Bed | 87394 | KeepSafe Deluxe 8374NC | POSEY COMPANY | 135 | Purchased
CHRISTIANA |  | HOSPITAL-WH | 0 | 1641ke1331 | DE |  | 2017-05-30 20:00 |  | Alarms; Occupancy; Bed | 87323 | KeepSafe Deluxe 8374NC | POSEY COMPANY | 135 | Purchased
CHRISTIANA |  | HOSPITAL-CH | 0 | 1626NE0260 | DE |  | 2016-12-08 19:00 |  | Alarms; Occupancy; Bed | 100063 | KeepSafe Deluxe 8374NC | POSEY COMPANY | 135 | Purchased
CHRISTIANA |  | HOSPITAL-WH | 0 | 1419KE0454 | DE |  | 2014-11-05 19:00 |  | Alarms; Occupancy; Bed | 80641 | KeepSafe Deluxe 8374NC | POSEY COMPANY | 135 | Purchased
CHRISTIANA |  | HOSPITAL-WH | 0 | 1419ke0928 | DE |  | 2014-11-05 19:00 |  | Alarms; Occupancy; Bed | 80757 | KeepSafe Deluxe 8374NC | POSEY COMPANY | 135 | Purchased
CHRISTIANA |  | HOSPITAL-CH | 0 | 1421KE0196 | DE |  | 2014-11-05 19:00 |  | Alarms; Occupancy; Bed | 81407 | KeepSafe Deluxe 8374NC | POSEY COMPANY | 135 | Purchased
CHRISTIANA |  | HOSPITAL-CH | 0 | 1630KE0366 | DE |  | 2017-03-09 19:00 |  | Alarms; Occupancy; Bed | 100230 | KeepSafe Deluxe 8374NC | POSEY COMPANY | 48.61
CHRISTIANA |  | HOSPITAL-CH | 0 | 1421KE0287 | DE |  | 2014-11-05 19:00 |  | Alarms; Occupancy; Bed | 81533 | KeepSafe Deluxe 8374NC | POSEY COMPANY | 135
CHRISTIANA |  | HOSPITAL-CH | 0 | 1643KE1601 | DE |  | 2017-06-21 20:00 |  | Alarms; Occupancy; Bed | 100314 | KeepSafe Deluxe 8374NC | POSEY COMPANY | 48.61
CHRISTIANA |  | HOSPITAL-CH | 0 | 1421KE0197 | DE |  | 2014-11-05 19:00 |  | Alarms; Occupancy; Bed | 81411 | KeepSafe Deluxe 8374NC | POSEY COMPANY | 135
CHRISTIANA |  | HOSPITAL-WH | 0 | 1419KE0292 | DE |  | 2014-11-05 19:00 |  | Alarms; Occupancy; Bed | 80761 | KeepSafe Deluxe 8374NC | POSEY COMPANY | 135 | Purchased
CHRISTIANA |  | HOSPITAL-CH | 0 | 3808222 | DE |  | 1999-10-26 20:00 |  | Tissue Culture Apparatus | 29292 | T-GRADIENT THER | WHATMAN INC | 6026 | Purchased
CHRISTIANA |  | HOSPITAL-CH | 0 | 71204280 | DE |  | 2004-11-03 19:00 |  | Stirrers | 36531 | 11-500-495H | FISHER SCIENTIFIC | 750 | Purchased
CHRISTIANA |  | HOSPITAL-CH | 0 | 35359 | DE |  | 2019-03-29 07:00 |  | Tables; Examination/Treatment; Fixed | 49191 | 4256 | HAUSMANN INDUSTRIES INC | 1700 | Purchased
CHRISTIANA |  | HOSPITAL-CH | 0 | 62909 | DE |  | 2019-03-29 07:00 |  | Light Sources; Microscope | 46741 | SPYGLASS LIGHT SOURCE M00546190 | BOSTON SCIENTIFIC - ENDOSURGERY GROUP | 4999.99 | Purchased
CHRISTIANA |  | HOSPITAL-CH | 0 | 600004271 | DE |  | 2009-05-17 20:00 |  | Detectors; Blood Flow; Ultrasonic | 42747 | 811BTS Ultrasonic Doppler Flow Detector | PARKS MEDICAL ELECTRONICS INC | 1000 | Purchased
CHRISTIANA |  | HOSPITAL-CH | 0 | 200001773 | DE |  | 2006-08-17 20:00 |  | Detectors; Blood Flow; Ultrasonic | 39169 | 811BTS Ultrasonic Doppler Flow Detector | PARKS MEDICAL ELECTRONICS INC | 1000 | Purchased
CHRISTIANA |  | HOSPITAL-CH | 0 | 501436 | DE |  | 2019-03-29 07:00 |  | TEST EQUIPMENT; TEST EQUIPMENT | 64832 | Temp 5 | OAKTON | 5000 | Purchased
CHRISTIANA |  | HOSPITAL-CH | 0 | 98082-017 | DE |  | 2019-03-29 07:00 |  | TEST EQUIPMENT; TEST EQUIPMENT | 64885 | B-498 Flow meter B-498 | Porter Instruments | 5000 | Purchased
CHRISTIANA |  | HOSPITAL-CH | 0 | D2-03261809 | DE |  | 2018-04-01 20:00 |  | Testers; Electrical Safety | 67229 | RS-200 Resistance Substitutor RS-200 | IET Labs; Inc. | 173.85 | Purchased
CHRISTIANA |  | HOSPITAL-CH | 0 | 380078-0030 | DE |  | 2011-05-17 20:00 |  | Microscopes; Light; Laboratory | 47738 | ZEISS | ZEISS | 3500 | Purchased
CHRISTIANA |  | Trailer Life Net | 0 | 2860-3217543 | DE |  | 2005-07-25 20:00 |  | Infusion Pumps; MULTICHANNEL | 37153 | 2863B | ALARIS MEDICAL SYSTEMS INC SUB CARDINAL HEALTH INC | 4999.99 | Purchased
CHRISTIANA |  | Middletown Care Center(Sleepy Hollow) | 0 | 40220 | DE |  | 1993-07-05 20:00 |  | Heating Units; Hot-Pack | 20480 | M-2 | CHATTANOOGA GROUP DIV ENCORE MEDICAL CORP | 5000 | Purchased
CHRISTIANA |  | CONCORD M.O.B. | 0 | T3506 | PA |  | 2013-12-12 19:00 |  | Heating Units; Hot-Pack | 53180 | M-2 | CHATTANOOGA GROUP DIV ENCORE MEDICAL CORP | 5000 | Purchased
CHRISTIANA |  | Smyrna Health & Wellness Center | 0 | 49795 | DE |  | 2001-05-09 20:00 |  | Heating Units; Hot-Pack | 31446 | M-2 | CHATTANOOGA GROUP DIV ENCORE MEDICAL CORP | 5000
CHRISTIANA |  | HOSPITAL-CH | 0 | GHY00J09 | DE |  | 1999-09-08 20:00 |  | Centrifuges; Tabletop; Low-Speed; Nonrefrigerated | 29283 | Spinchron DLX | BECKMAN INSTRUMENTS INC | 7000
CHRISTIANA |  | Middletown Care Center(Sleepy Hollow) | 0 | V7132267 | DE |  | 2018-03-14 20:00 |  | Sterilizing Units; Steam; Tabletop | 67086 | Ritter UltraClave Automatic Sterilizer M11 | MIDMARK CORP | 4500 | Purchased
CHRISTIANA |  | HOSPITAL-WH | 0 | V171815 | DE |  | 2010-04-26 20:00 |  | Sterilizing Units; Steam; Tabletop | 46812 | Ritter UltraClave Automatic Sterilizer M11 | MIDMARK CORP | 4500
CHRISTIANA |  | HOSPITAL-WH | 0 | V171816 | DE |  | 2010-04-26 20:00 |  | Sterilizing Units; Steam; Tabletop | 46813 | Ritter UltraClave Automatic Sterilizer M11 | MIDMARK CORP | 4500
CHRISTIANA |  | HOSPITAL-WH | 0 | V1087177 | DE |  | 2009-04-30 20:00 |  | Sterilizing Units; Steam; Tabletop | 45184 | Ritter UltraClave Automatic Sterilizer M11 | MIDMARK CORP | 4500
CHRISTIANA |  | Middletown Care Center(Sleepy Hollow) | 0 | 5088 | DE |  | 2001-07-23 20:00 |  | Heating Units; Hot-Pack | 31459 | M4 | CHATTANOOGA GROUP DIV ENCORE MEDICAL CORP | 5000 | Purchased
CHRISTIANA |  | HOSPITAL-WH | 0 | 13191L2X117L | DE |  | 2019-03-29 07:00 |  | Probes; Ultrasonic | 13191L2X117L | L20-5 | ZONARE Medical Systems Inc | 10000 | Purchased
CHRISTIANA |  | HOSPITAL-CH | 0 | 13103L2X117B | DE |  | 2018-06-05 20:00 |  | Probes; Ultrasonic | 13103L2X117B | L20-5 | ZONARE Medical Systems Inc | 10000
CHRISTIANA |  | MIDDLETOWN ED | 0 | 13053L2X116A | DE |  | 2019-03-29 07:00 |  | Probes; Ultrasonic | 13053L2X116A | L20-5 | ZONARE Medical Systems Inc | 10000 | Purchased
CHRISTIANA |  | HOSPITAL-WH | 0 | 13152L2X117G | DE |  | 0008-01-17 19:00:00 |  | Probes; Ultrasonic | 13152L2X117G | L20-5 | ZONARE Medical Systems Inc | 10000 | Purchased
CHRISTIANA |  | HOSPITAL-WH | 0 | 13033L2X115K | DE |  | 2019-03-29 07:00 |  | Probes; Ultrasonic | 13033L2X115K | L20-5 | ZONARE Medical Systems Inc | 10000 | Purchased
CHRISTIANA |  | HOSPITAL-CH | 0 | 13077L2X116F | DE |  | 2017-07-16 20:00 |  | Probes; Ultrasonic | 13077L2X116F | L20-5 | ZONARE Medical Systems Inc | 10000 | Purchased
CHRISTIANA |  | MIDDLETOWN ED | 0 | 178 | DE |  | 2016-12-01 20:00 |  | Cooling Units; Patient | 57xxx | Interchangeable Cooling Environment (ICE | EMS Innovations Inc | 5000 | Purchased
CHRISTIANA |  | WH SURGI | 0 | 1-2572949 | DE |  | 1999-10-08 20:00 |  | Refrigerators | 30171 | T-23G | TRUE FITNESS | 2500 | Purchased
CHRISTIANA |  | HOSPITAL-CH | 0 | 4055P114826 | DE |  | 2014-07-09 20:00 |  | Exercisers | 53509 | TRICEP PRESS EXERCISE; GENERAL | CYBEX INTERNATIONAL INC | 7500 | Purchased
CHRISTIANA |  | HOSPITAL-CH | 0 | TP700E41281 | DE |  | 2014-10-16 20:00 |  | Pumps; Circulating-Liquid; Localized Heating | 54642 | TP700 T/Pump | Stryker Corp | 329
CHRISTIANA |  | HOSPITAL-CH | 0 | TP700E41266 | DE |  | 2014-10-16 20:00 |  | Pumps; Circulating-Liquid; Localized Heating | 54619 | TP700 T/Pump | Stryker Corp | 329
CHRISTIANA |  | HOSPITAL-CH | 0 | 201600360 | DE |  | 2016-09-07 20:00 |  | Pumps; Circulating-Liquid; Localized Heating | 62836 | TP700 T/Pump | Stryker Corp | 328.57 | Purchased
CHRISTIANA |  | HOSPITAL-CH | 0 | TP700E41277 | DE |  |  |  | Pumps; Circulating-Liquid; Localized Heating | 54625 | TP700 T/Pump | Stryker Corp | 329
CHRISTIANA |  | HOSPITAL-CH | 0 | 201600394 | DE |  | 2016-09-07 20:00 |  | Pumps; Circulating-Liquid; Localized Heating | 62838 | TP700 T/Pump | Stryker Corp | 328.57
CHRISTIANA |  | HOSPITAL-CH | 0 | TP700E41262 | DE |  | 2014-10-16 20:00 |  | Pumps; Circulating-Liquid; Localized Heating | 54623 | TP700 T/Pump | Stryker Corp | 329
CHRISTIANA |  | HOSPITAL-WH | 0 | TP700-I21668 | DE |  | 2019-03-29 07:01 |  | Pumps; Circulating-Liquid; Localized Heating | 50501 | TP700 T/Pump | Stryker Corp | 2500
CHRISTIANA |  | HOSPITAL-CH | 0 | TP700-J21C49 | DE |  | 2012-11-27 19:00 |  | Pumps; Circulating-Liquid; Localized Heating | 50499 | TP700 T/Pump | Stryker Corp | 2500
CHRISTIANA |  | HOSPITAL-CH | 0 | TP700C41627 | DE |  | 2019-03-29 07:01 |  | Pumps; Circulating-Liquid; Localized Heating | 54344 | TP700 T/Pump | Stryker Corp | 2500
CHRISTIANA |  | HOSPITAL-CH | 0 | B4022701 | DE |  | 2014-04-06 20:00 |  | Scanning Systems; Ultrasonic; Abdominal | 57387 | BVI 9400 | VERATHON INC | 14900 | Purchased
CHRISTIANA |  | HOSPITAL-WH | 0 | B4008194 | DE |  | 2014-09-16 20:00 |  | Scanning Systems; Ultrasonic; Abdominal | 53848 | BVI 9400 | VERATHON INC | 10520 | Purchased
CHRISTIANA |  | HOSPITAL-CH | 0 | B4007085 | DE |  | 2008-08-02 20:00 |  | Scanning Systems; Ultrasonic; Abdominal | 47029 | BVI 9400 | VERATHON INC | 15089.95 | Purchased
CHRISTIANA |  | HOSPITAL-WH | 0 | B4014152 | DE |  | 2013-02-04 19:00 |  | Scanning Systems; Ultrasonic; Abdominal | 49810 | BVI 9400 | VERATHON INC | 10000 | Purchased
CHRISTIANA |  | HOSPITAL-CH | 0 | B4009435 | DE |  | 2011-05-12 20:00 |  | Scanning Systems; Ultrasonic; Abdominal | 47469 | BVI 9400 | VERATHON INC | 10000 | Purchased
CHRISTIANA |  | HOSPITAL-CH | 0 | B4302770 | DE |  | 2015-08-09 20:00 |  | Scanning Systems; Ultrasonic; Abdominal | 57880 | BVI 9400 | VERATHON INC | 14900 | Purchased
CHRISTIANA |  | HOSPITAL-WH | 0 | 2503 | DE |  | 2008-07-30 20:00 |  | Scanning Systems; Ultrasonic; Abdominal | 40649 | BVI 9400 | VERATHON INC | 8995 | Purchased
CHRISTIANA |  | HOSPITAL-WH | 0 | 2505 | DE |  | 2008-08-02 20:00 |  | Scanning Systems; Ultrasonic; Abdominal | 40646 | BVI 9400 | VERATHON INC | 8995 | Purchased
CHRISTIANA |  | HOSPITAL-WH | 0 | b4005618 | DE |  | 2014-06-23 20:00 |  | Scanning Systems; Ultrasonic; Abdominal | 53714 | BVI 9400 | VERATHON INC | 10000 | Purchased
CHRISTIANA |  | HOSPITAL-CH | 0 | B4006258 | DE |  | 2013-08-10 20:00 |  | Scanning Systems; Ultrasonic; Abdominal | 45396 | BVI 9400 | VERATHON INC | 10000 | Purchased
CHRISTIANA |  | HOSPITAL-WH | 0 | B4018592 | DE |  | 2013-11-14 19:00 |  | Scanning Systems; Ultrasonic; Abdominal | 45878 | BVI 9400 | VERATHON INC | 10000 | Purchased
CHRISTIANA |  | HOSPITAL-CH | 0 | B4302740 | DE |  | 2015-08-09 20:00 |  | Scanning Systems; Ultrasonic; Abdominal | 57882 | BVI 9400 | VERATHON INC | 14900 | Purchased
CHRISTIANA |  | HOSPITAL-CH | 0 | B4009117 | DE |  | 2011-05-12 20:00 |  | Scanning Systems; Ultrasonic; Abdominal | 47468 | BVI 9400 | VERATHON INC | 10000 | Purchased
CHRISTIANA |  | HOSPITAL-CH | 0 | B4014869 | DE |  | 2009-09-30 20:00 |  | Scanning Systems; Ultrasonic; Abdominal | 48982 | BVI 9400 | VERATHON INC | 10000 | Purchased
CHRISTIANA |  | HOSPITAL-WH | 0 | B4018604 | DE |  | 2013-12-03 19:00 |  | Scanning Systems; Ultrasonic; Abdominal | 50390 | BVI 9400 | VERATHON INC | 10000 | Purchased
CHRISTIANA |  | HOSPITAL-WH | 0 | B4018603 | DE |  | 2013-12-03 19:00 |  | Scanning Systems; Ultrasonic; Abdominal | 50389 | BVI 9400 | VERATHON INC | 10000 | Purchased
CHRISTIANA |  | MIDDLETOWN ED | 0 | B4016016 | DE |  | 2013-03-21 20:00 |  | Scanning Systems; Ultrasonic; Abdominal | 51393 | BVI 9400 | VERATHON INC | 28557.9 | Purchased
CHRISTIANA |  | HOSPITAL-WH | 0 | B4010708 | DE |  | 2011-08-31 20:00 |  | Scanning Systems; Ultrasonic; Abdominal | 46520 | BVI 9400 | VERATHON INC | 10000 | Purchased
CHRISTIANA |  | HOSPITAL-WH | 0 | 2599 | DE |  | 2008-08-14 20:00 |  | Scanning Systems; Ultrasonic; Abdominal | 45201 | BVI 9400 | VERATHON INC | 8995 | Purchased
CHRISTIANA |  | HOSPITAL-WH | 0 | B4009268 | DE |  | 2014-04-06 20:00 |  | Scanning Systems; Ultrasonic; Abdominal | 53849 | BVI 9400 | VERATHON INC | 14425 | Purchased
CHRISTIANA |  | HOSPITAL-CH | 0 | 1843 | DE |  | 2017-02-15 19:00 |  | Scanning Systems; Ultrasonic; Abdominal | T0051 | BVI 9400 | VERATHON INC | 10000 | Purchased
CHRISTIANA |  | HOSPITAL-CH | 0 | B4302774 | DE |  | 2015-08-09 20:00 |  | Scanning Systems; Ultrasonic; Abdominal | 57884 | BVI 9400 | VERATHON INC | 14900 | Purchased
CHRISTIANA |  | HOSPITAL-CH | 0 | B4302771 | DE |  | 2015-08-09 20:00 |  | Scanning Systems; Ultrasonic; Abdominal | 57881 | BVI 9400 | VERATHON INC | 14900 | Purchased
CHRISTIANA |  | HOSPITAL-CH | 0 | B4302769 | DE |  | 2015-08-09 20:00 |  | Scanning Systems; Ultrasonic; Abdominal | 57887 | BVI 9400 | VERATHON INC | 14900 | Purchased
CHRISTIANA |  | HOSPITAL-CH | 0 | 082611-E / EQ4270 | DE |  | 2012-06-10 20:00 |  | Washers; Labware/Surgical Instrument; Ultrasonic | 40138 | System 83 Plus 2 | CUSTOM ULTRASONICS INC | 1500
CHRISTIANA |  | HOSPITAL-WH | 0 | 050710-B /EQ3789 | DE |  | 2011-02-16 19:00 |  | Washers; Labware/Surgical Instrument; Ultrasonic | 40146 | System 83 Plus 2 | CUSTOM ULTRASONICS INC | 1500 | Purchased
CHRISTIANA |  | HOSPITAL-WH | 0 | 042508-C/3304EQ | DE |  | 2013-02-04 19:00 |  | Washers; Labware/Surgical Instrument; Ultrasonic | 49789 | System 83 Plus 2 | CUSTOM ULTRASONICS INC | 1500
CHRISTIANA |  | HOSPITAL-WH | 0 | 010612-A EQ4492 | DE |  | 2012-01-16 19:00 |  | Washers; Labware/Surgical Instrument; Ultrasonic | 48414 | System 83 Plus 2 | CUSTOM ULTRASONICS INC | 1500 | Purchased
CHRISTIANA |  | HOSPITAL-CH | 0 | 1041100144 | DE |  | 2011-03-22 20:00 |  | Sterilizing Units; Germicidal Gas; Hydrogen Peroxide | 40142 | 100NX | ADVANCED STERILIZATION PRODUCTS A JOHNSON & JOHNSON CO | 75000 | Purchased
CHRISTIANA |  | HOSPITAL-WH | 0 | 1041100147 | DE |  | 2011-07-28 20:00 |  | Sterilizing Units; Germicidal Gas; Hydrogen Peroxide | 47519 | 100NX | ADVANCED STERILIZATION PRODUCTS A JOHNSON & JOHNSON CO | 75000 | Purchased
CHRISTIANA |  | HOSPITAL-CH | 0 | VARIED | DE |  | 2000-02-24 19:00 |  | Printers; Video | NET NUC | Drystar Dry Imager 4500 | AGFA HEALTHCARE (US) | 9999.99 | Purchased
CHRISTIANA |  | HOSPITAL-CH | 0 | 1243 | DE |  | 2002-10-01 20:00 |  | Printers; Video | 34630 | Drystar Dry Imager 4500 | AGFA HEALTHCARE (US) | 12950 | Purchased
CHRISTIANA |  | HOSPITAL-CH | 0 | 02KV27 | DE |  | 2019-03-29 07:01 |  | Probes; Ultrasonic | 02KV27 | C5-2 | Philips Healthcare North America | 10000 | Purchased
CHRISTIANA |  | HOSPITAL-CH | 0 | 68149 | DE |  | 2019-03-29 07:01 |  | Scales; Clinical; Laboratory | 27063 | XL-5K | DENVER INSTRUMENT CO | 1500
CHRISTIANA |  | HOSPITAL-CH | 0 | 2022209 | DE |  | 2009-10-13 20:00 |  | Chambers; Anaerobic | 42969 | Bactron Anaerobic/Environmental Chamber IV | SHELDON MFG INC | 5000 | Purchased
CHRISTIANA |  | HCCC | 0 | 75A19N0027 | DE |  | 2001-06-04 20:00 |  | Exercisers; Aerobic; Elliptical Motion | 31581 | Elliptical Fitness Crosstrainer EFX 546 | PRECOR INC | 7500 | Purchased
CHRISTIANA |  | Stoney Batter Medical Pavilion | 0 | 4HI30K0044 | DE |  | 2006-01-18 19:00 |  | Exercisers; Aerobic; Elliptical Motion | 38161 | Elliptical Fitness Crosstrainer EFX 546 | PRECOR INC | 7500 | Purchased
CHRISTIANA |  | HOSPITAL-CH | 0 | 3510A52996 | DE |  | 1995-02-01 19:00 |  | MONITORING SYSTEMS; Physiologic; Acute Care | 22850 | M1175A "54" | PHILIPS MEDICAL SYSTEMS CARDIAC & MONITORING SYSTEMS DIV | 8167.2
CHRISTIANA |  | HOSPITAL-CH | 0 | 3510A52997 | DE |  | 1995-02-01 19:00 |  | MONITORING SYSTEMS; Physiologic; Acute Care | 22778 | M1175A "54" | PHILIPS MEDICAL SYSTEMS CARDIAC & MONITORING SYSTEMS DIV | 8167.2
CHRISTIANA |  | HOSPITAL-CH | 0 | 3510A52984 | DE |  | 1995-02-01 19:00 |  | MONITORING SYSTEMS; Physiologic; Acute Care | 22776 | M1175A "54" | PHILIPS MEDICAL SYSTEMS CARDIAC & MONITORING SYSTEMS DIV | 8167.2
CHRISTIANA |  | HOSPITAL-CH | 0 | US00100025 | DE |  | 2001-06-04 20:00 |  | Data Management Systems; ECG | 30794 | M3700AU | PHILIPS MEDICAL SYSTEMS CARDIAC & MONITORING SYSTEMS DIV | 24000
CHRISTIANA |  | MAP II | 0 | 8354240000000 | DE |  | 2018-10-22 20:00 |  | Scales; Infant | 68389 | Mobile Digital Baby Scale 354 | SECA | 1500 | Purchased
CHRISTIANA |  | MAP II | 0 | 8354070000000 | DE |  | 2018-10-22 20:00 |  | Scales; Infant | 68400 | Mobile Digital Baby Scale 354 | SECA | 1500 | Purchased
CHRISTIANA |  | Middletown Care Center(Sleepy Hollow) | 0 | NONE | DE |  | 2017-03-28 20:00 |  | Scales; Infant | 61975 | Mobile Digital Baby Scale 354 | SECA | 1500
CHRISTIANA |  | Glasgow Medical Center | 0 | 8354020000000 | DE |  | 2016-03-08 19:00 |  | Scales; Infant | 62097 | Mobile Digital Baby Scale 354 | SECA | 1500
CHRISTIANA |  | MAP II | 0 | 8354120000000 | DE |  | 2018-10-22 20:00 |  | Scales; Infant | 68391 | Mobile Digital Baby Scale 354 | SECA | 1500 | Purchased
CHRISTIANA |  | HOSPITAL-CH | 0 | 41257129 | DE |  | 2011-09-27 20:00 |  | Centrifuges | 47929 | SORVALL ST16 | THERMO SCIENTIFIC CLINICAL CHEMISTRY DIV THERMO FISHER SCIENTIFIC INC | 3792.31 | Purchased
CHRISTIANA |  | HOSPITAL-CH | 0 | CZC5480KV1 | DE |  | 2007-01-21 19:00 |  | Workstations; Digital Radiography | 38616 | XELERIS 2 | GE MEDICAL SYSTEMS | 8500 | Purchased
CHRISTIANA |  | HOSPITAL-WH | 0 | 118539-S | DE |  | 1988-08-27 20:00 |  | Light Sources | 45199 | CLE-4U | OLYMPUS AMERICA INC | 1157 | Purchased
CHRISTIANA |  | HOSPITAL-CH | 0 | 715353-S | DE |  | 1988-08-27 20:00 |  | Light Sources | 14469 | CLE-4U | OLYMPUS AMERICA INC | 1157 | Purchased
CHRISTIANA |  | Del Tech | 0 | 13-14958 | DE |  | 2002-02-19 19:00 |  | Baths; Whirlpool | 32136 | 110 | Ille Electric | 25000 | Purchased
CHRISTIANA |  | HOSPITAL-CH | 0 | 74-721z | DE |  | 2017-07-31 20:00 |  | TEST EQUIPMENT; TEST EQUIPMENT | 64923 | TB500B | NOVAMETRIX MEDICAL SYSTEMS INC | 5000 | Purchased
CHRISTIANA |  | HOSPITAL-CH | 0 | 74-682Z | DE |  | 2012-08-17 20:00 |  | TEST EQUIPMENT; TEST EQUIPMENT | 49455 | TB500B | NOVAMETRIX MEDICAL SYSTEMS INC | 5000 | Purchased
CHRISTIANA |  | HOSPITAL-CH | 0 | 74720Z | DE |  | 2012-08-27 20:00 |  | TEST EQUIPMENT; TEST EQUIPMENT | 49561 | TB500B | NOVAMETRIX MEDICAL SYSTEMS INC | 5000 | Purchased
CHRISTIANA |  | HOSPITAL-WH | 0 | 750I-9535 | DE |  | 2004-09-06 20:00 |  | Ophthalmic Perimeters; Automated | 45178 | HFA II-i Series 750i | ZEISS | 15000 | Purchased
CHRISTIANA |  | Glasgow Medical Center | 0 | 77017300000000 | DE |  | 2005-11-09 19:00 |  | Exercisers; Aerobic; Stationary Bicycle | 37291 | AIR FORCE ONE | LAMAR FITNESS | 7500 | Purchased
CHRISTIANA |  | HOSPITAL-CH | 0 | 1195-4638L | DE |  | 1995-08-29 20:00 |  | Package Sealers | 22438 | LS | RENNCO INC | 7000 | Purchased
CHRISTIANA |  | HOSPITAL-CH | 0 | 4296 | DE |  | 2005-07-04 20:00 |  | Printers; Video | 38370 | Drystar Dry Imager 5500 | AGFA HEALTHCARE (US) | 14999.99 | Purchased
CHRISTIANA |  | HOSPITAL-CH | 0 | 5563 | DE |  | 2006-05-11 20:00 |  | Printers; Video | 38278 | Drystar Dry Imager 5500 | AGFA HEALTHCARE (US) | 14999.99 | Purchased
CHRISTIANA |  | New Castle Center | 0 | 771512 | DE |  | 2003-12-03 19:00 |  | Microscopes; Light; Laboratory | 35268 | BAISTOLSCOPE | BRISTOLINE INC | 3500
CHRISTIANA |  | HOSPITAL-WH | 0 | B12048 | DE |  | 2018-02-16 19:00 |  | Phototherapy Units; Visible Light; Hyperbilirubinemia | 65160 | BILI TX; PHOTOTHERAPY UNITS; VISIBLE LIGHT | Philips Respironics Inc | 9500 | Purchased
CHRISTIANA |  | HOSPITAL-CH | 0 | 322017 | DE |  | 2015-07-29 20:00 |  | Laryngoscopes | 87179 | MCGRATH MAC VIDEO LARYNGOSCOPE; GENERAL | Covidien Auto Suture Div Covidien | 2500 | Purchased
CHRISTIANA |  | HOSPITAL-CH | 0 | 322023 | DE |  | 2015-07-29 20:00 |  | Laryngoscopes | 87181 | MCGRATH MAC VIDEO LARYNGOSCOPE; GENERAL | Covidien Auto Suture Div Covidien | 2500 | Purchased
CHRISTIANA |  | HOSPITAL-CH | 0 | 322726 | DE |  | 2015-09-03 20:00 |  | Laryngoscopes | 87604 | MCGRATH MAC VIDEO LARYNGOSCOPE; GENERAL | Covidien Auto Suture Div Covidien | 1899 | Purchased
CHRISTIANA |  | HOSPITAL-CH | 0 | 322774 | DE |  | 2015-09-03 20:00 |  | Laryngoscopes | 87615 | MCGRATH MAC VIDEO LARYNGOSCOPE; GENERAL | Covidien Auto Suture Div Covidien | 1899 | Purchased
CHRISTIANA |  | HOSPITAL-CH | 0 | 322729 | DE |  | 2015-09-03 20:00 |  | Laryngoscopes | 87603 | MCGRATH MAC VIDEO LARYNGOSCOPE; GENERAL | Covidien Auto Suture Div Covidien | 1899 | Purchased
CHRISTIANA |  | HOSPITAL-CH | 0 | 322771 | DE |  | 2015-09-03 20:00 |  | Laryngoscopes | 87607 | MCGRATH MAC VIDEO LARYNGOSCOPE; GENERAL | Covidien Auto Suture Div Covidien | 1899 | Purchased
CHRISTIANA |  | HOSPITAL-CH | 0 | 322773 | DE |  | 2015-09-03 20:00 |  | Laryngoscopes | 87606 | MCGRATH MAC VIDEO LARYNGOSCOPE; GENERAL | Covidien Auto Suture Div Covidien | 1899 | Purchased
CHRISTIANA |  | HOSPITAL-CH | 0 | 322725 | DE |  | 2015-09-03 20:00 |  | Laryngoscopes | 87608 | MCGRATH MAC VIDEO LARYNGOSCOPE; GENERAL | Covidien Auto Suture Div Covidien | 1899 | Purchased
CHRISTIANA |  | HOSPITAL-CH | 0 | 314428 | DE |  | 2014-07-21 20:00 |  | Laryngoscopes | 81087 | MCGRATH MAC VIDEO LARYNGOSCOPE; GENERAL | Covidien Auto Suture Div Covidien | 2500 | Purchased
CHRISTIANA |  | HOSPITAL-WH | 0 | 392362 | DE |  | 2014-07-21 20:00 |  | Laryngoscopes | 81063 | MCGRATH MAC VIDEO LARYNGOSCOPE; GENERAL | Covidien Auto Suture Div Covidien | 2500 | Purchased
CHRISTIANA |  | HOSPITAL-CH | 0 | 322015 | DE |  | 2015-08-16 20:00 |  | Laryngoscopes | 87186 | MCGRATH MAC VIDEO LARYNGOSCOPE; GENERAL | Covidien Auto Suture Div Covidien | 2500 | Purchased
CHRISTIANA |  | HOSPITAL-WH | 0 | 314620 | DE |  | 2014-07-21 20:00 |  | Laryngoscopes | 81094 | MCGRATH MAC VIDEO LARYNGOSCOPE; GENERAL | Covidien Auto Suture Div Covidien | 2500 | Purchased
CHRISTIANA |  | HOSPITAL-WH | 0 | 314619 | DE |  | 2014-07-21 20:00 |  | Laryngoscopes | 81096 | MCGRATH MAC VIDEO LARYNGOSCOPE; GENERAL | Covidien Auto Suture Div Covidien | 2500 | Purchased
CHRISTIANA |  | HOSPITAL-CH | 0 | 308023970 | DE |  | 2019-03-29 07:02 |  | MONITORING SYSTEMS; Physiologic; Acute Care | 40528 | 90308 | Spacelabs Healthcare Inc An OSI Systems Co | 500
CHRISTIANA |  | HOSPITAL-CH | 0 | D2N150364 | DE |  | 2015-10-27 20:00 |  | Pupillometers | 87636 | Pupillometer NPi-200 | NEUROPTICS | 5580 | Purchased
CHRISTIANA |  | Del Tech | 0 | 10118721120 | DE |  | 2014-01-15 19:00 |  | Tables; Examination/Treatment; Adjustable; Orthopedic; Traction | 48019 | AE-3 | CHATTANOOGA GROUP DIV ENCORE MEDICAL CORP | 1700 | Purchased
CHRISTIANA |  | HOSPITAL-CH | 0 | 25180099 | DE |  | 2013-11-18 19:00 |  | Temperature Monitors | 52881 | Fluke 52 II Dual Probe Digital Thermometer | FLUKE BIOMEDICAL CORP | 5000
CHRISTIANA |  | HOSPITAL-CH | 0 | 25180098WS | DE |  | 2019-03-29 07:02 |  | Temperature Monitors | 64849 | Fluke 52 II Dual Probe Digital Thermometer | FLUKE BIOMEDICAL CORP | 224.99 | Purchased
CHRISTIANA |  | HOSPITAL-CH | 0 | 12560 | DE |  |  |  | TEST EQUIPMENT; TEST EQUIPMENT | 49377 | ESH 10 ECG Simulator | DALE TECHNOLOGY INC DIV FLUKE CORP | 5000
CHRISTIANA |  | HOSPITAL-WH | 0 | 3 | DE |  | 2012-07-18 20:00 |  | TEST EQUIPMENT; TEST EQUIPMENT | 26192 | ESH 10 ECG Simulator | DALE TECHNOLOGY INC DIV FLUKE CORP | 2500
CHRISTIANA |  | HOSPITAL-WH | 0 | 91Q63869 | DE |  | 2001-08-27 20:00 |  | Oxygen Concentrators | 31731 | IRC5L | INVACARE LTD | 750 | Purchased
CHRISTIANA |  | Glasgow Medical Center | 0 | 630-007184 | DE |  | 2005-09-19 20:00 |  | Ergometers; Bicycle | 37505 | PRO-1000 | SCIFIT | 7500 | Purchased
CHRISTIANA |  | HOSPITAL-WH | 0 | 17614 | DE |  | 1996-04-23 20:00 |  | Infusion Pumps; Multitherapy; Syringe | 40395 | Excelsior Syringe Pump (ESP) ESP60 | EXCELSIOR MEDICAL CORP | 2500 | Purchased
CHRISTIANA |  | HOSPITAL-WH | 0 | 17618 | DE |  | 1996-04-23 20:00 |  | Infusion Pumps; Multitherapy; Syringe | 39818 | Excelsior Syringe Pump (ESP) ESP60 | EXCELSIOR MEDICAL CORP | 2500 | Purchased
CHRISTIANA |  | HOSPITAL-CH | 0 | 17390 | DE |  | 1996-04-23 20:00 |  | Infusion Pumps; Multitherapy; Syringe | 40397 | Excelsior Syringe Pump (ESP) ESP60 | EXCELSIOR MEDICAL CORP | 2500 | Purchased
CHRISTIANA |  | HOSPITAL-WH | 0 | 17620 | DE |  | 1996-04-23 20:00 |  | Infusion Pumps; Multitherapy; Syringe | 40378 | Excelsior Syringe Pump (ESP) ESP60 | EXCELSIOR MEDICAL CORP | 2500 | Purchased
CHRISTIANA |  | HOSPITAL-WH | 0 | 17619 | DE |  | 1996-04-23 20:00 |  | Infusion Pumps; Multitherapy; Syringe | 40379 | Excelsior Syringe Pump (ESP) ESP60 | EXCELSIOR MEDICAL CORP | 2500 | Purchased
CHRISTIANA |  | WH SURGI | 0 | 22192 | DE |  | 2014-11-04 19:00 |  | Infusion Pumps; Multitherapy; Syringe | 54434 | Excelsior Syringe Pump (ESP) ESP60 | EXCELSIOR MEDICAL CORP | 2500 | Purchased
CHRISTIANA |  | HOSPITAL-WH | 0 | 17625 | DE |  | 1996-04-23 20:00 |  | Infusion Pumps; Multitherapy; Syringe | 39816 | Excelsior Syringe Pump (ESP) ESP60 | EXCELSIOR MEDICAL CORP | 2500 | Purchased
CHRISTIANA |  | HOSPITAL-WH | 0 | 17621 | DE |  | 1996-04-23 20:00 |  | Infusion Pumps; Multitherapy; Syringe | 40384 | Excelsior Syringe Pump (ESP) ESP60 | EXCELSIOR MEDICAL CORP | 2500 | Purchased
CHRISTIANA |  | HOSPITAL-CH | 0 | unknown | DE |  | 1996-04-23 20:00 |  | Infusion Pumps; Multitherapy; Syringe | 66496 | Excelsior Syringe Pump (ESP) ESP60 | EXCELSIOR MEDICAL CORP | 2500 | Purchased
CHRISTIANA |  | WH SURGI | 0 | 22193 | DE |  | 2014-11-04 19:00 |  | Infusion Pumps; Multitherapy; Syringe | 54412 | Excelsior Syringe Pump (ESP) ESP60 | EXCELSIOR MEDICAL CORP | 2500 | Purchased
CHRISTIANA |  | HOSPITAL-WH | 0 | 17616 | DE |  | 1996-04-23 20:00 |  | Infusion Pumps; Multitherapy; Syringe | 40383 | Excelsior Syringe Pump (ESP) ESP60 | EXCELSIOR MEDICAL CORP | 2500 | Purchased
CHRISTIANA |  | HOSPITAL-CH | 0 | 91120022 | DE |  |  |  | TEST EQUIPMENT; TEST EQUIPMENT | 49480 | 73III | FLUKE BIOMEDICAL CORP | 5000
CHRISTIANA |  | HOSPITAL-CH | 0 | 56560279 | DE |  | 2012-06-13 20:00 |  | TEST EQUIPMENT; TEST EQUIPMENT | 49553 | 73III | FLUKE BIOMEDICAL CORP | 5000 | Purchased
CHRISTIANA |  | HOSPITAL-CH | 0 | LC021023 | DE |  | 2015-02-08 19:00 |  | Peritoneal Dialysis Units | 57332 | Liberty Cycler | FRESENIUS MEDICAL CARE NORTH AMERICA | 1800
CHRISTIANA |  | HOSPITAL-CH | 0 | LC008491 | DE |  | 2015-02-11 19:00 |  | Peritoneal Dialysis Units | 57078 | Liberty Cycler | FRESENIUS MEDICAL CARE NORTH AMERICA | 1800
CHRISTIANA |  | HOSPITAL-CH | 0 | LC100858 | DE |  | 2014-09-23 20:00 |  | Peritoneal Dialysis Units | 54697 | Liberty Cycler | FRESENIUS MEDICAL CARE NORTH AMERICA | 1800
CHRISTIANA |  | HOSPITAL-CH | 0 | LC011544 | DE |  | 2014-09-16 20:00 |  | Peritoneal Dialysis Units | 54659 | Liberty Cycler | FRESENIUS MEDICAL CARE NORTH AMERICA | 1800
CHRISTIANA |  | HOSPITAL-CH | 0 | LC025237 | DE |  | 2016-06-26 20:00 |  | Peritoneal Dialysis Units | 60451 | Liberty Cycler | FRESENIUS MEDICAL CARE NORTH AMERICA | 1800
CHRISTIANA |  | HOSPITAL-CH | 0 | LC002387 | DE |  | 2014-09-16 20:00 |  | Peritoneal Dialysis Units | 54769 | Liberty Cycler | FRESENIUS MEDICAL CARE NORTH AMERICA | 1800
CHRISTIANA |  | HOSPITAL-CH | 0 | lc004305 | DE |  | 2014-08-20 20:00 |  | Peritoneal Dialysis Units | 61066 | Liberty Cycler | FRESENIUS MEDICAL CARE NORTH AMERICA | 1800
CHRISTIANA |  | HOSPITAL-CH | 0 | LC010251 | DE |  | 2014-09-25 20:00 |  | Peritoneal Dialysis Units | 53855 | Liberty Cycler | FRESENIUS MEDICAL CARE NORTH AMERICA | 1800
CHRISTIANA |  | HOSPITAL-WH | 0 | LC016252 | DE |  | 2014-09-15 20:00 |  | Peritoneal Dialysis Units | 53847 | Liberty Cycler | FRESENIUS MEDICAL CARE NORTH AMERICA | 1800
CHRISTIANA |  | HOSPITAL-CH | 0 | LC015894 | DE |  | 2014-09-16 20:00 |  | Peritoneal Dialysis Units | 54796 | Liberty Cycler | FRESENIUS MEDICAL CARE NORTH AMERICA | 1800
CHRISTIANA |  | HOSPITAL-CH | 0 | LC023846 | DE |  | 2016-03-07 19:00 |  | Peritoneal Dialysis Units | T0156 | Liberty Cycler | FRESENIUS MEDICAL CARE NORTH AMERICA | 1800 | Purchased
CHRISTIANA |  | HOSPITAL-CH | 0 | LC020993 | DE |  | 2014-09-11 20:00 |  | Peritoneal Dialysis Units | 53790 | Liberty Cycler | FRESENIUS MEDICAL CARE NORTH AMERICA | 1800
CHRISTIANA |  | HOSPITAL-CH | 0 | LC020371 | DE |  | 2014-09-09 20:00 |  | Peritoneal Dialysis Units | 54537 | Liberty Cycler | FRESENIUS MEDICAL CARE NORTH AMERICA | 1800
CHRISTIANA |  | HOSPITAL-CH | 0 | LC003646 | DE |  | 2016-03-07 19:00 |  | Peritoneal Dialysis Units | 62001 | Liberty Cycler | FRESENIUS MEDICAL CARE NORTH AMERICA | 1800
CHRISTIANA |  | HOSPITAL-WH | 0 | 12H90377 | DE |  | 2013-03-31 20:00 |  | Dental Delivery Units | 49538 | Pac I Portable Delivery System 3420 | A-DEC INC | 1500 | Purchased
CHRISTIANA |  | HOSPITAL-WH | 0 | 13132113 | DE |  | 2016-11-09 19:00 |  | Dental Delivery Units | 60615 | Pac I Portable Delivery System 3420 | A-DEC INC | 50000 | Purchased
CHRISTIANA |  | WH SURGI | 0 | LS2-150804-1 | DE |  | 2015-10-28 20:00 |  | Compressors | 60192 | DLS-DP | M.D. RESOURCE | 5000 | Purchased
CHRISTIANA |  | HOSPITAL-CH | 0 | 1109-316-01-1-0140 | DE |  | 2015-09-01 20:00 |  | Facility Booms; Ceiling-Mounted | GIA BOOM 3 | Ergon 3 boom 300 Series | Skytron Div The KMW Group | 75000 | Purchased
CHRISTIANA |  | HOSPITAL-CH | 0 | NONE | DE |  | 2015-09-01 20:00 |  | Facility Booms; Ceiling-Mounted | GIF BOOM 2 | Ergon 3 boom 300 Series | Skytron Div The KMW Group | 75000 | Purchased
CHRISTIANA |  | HOSPITAL-CH | 0 | 1210-294-01-1-0314 | DE |  | 2015-09-01 20:00 |  | Facility Booms; Ceiling-Mounted | GIF BOOM 1 | Ergon 3 boom 300 Series | Skytron Div The KMW Group | 75000 | Purchased
CHRISTIANA |  | HOSPITAL-CH | 0 | NONE | DE |  | 2015-09-01 20:00 |  | Facility Booms; Ceiling-Mounted | C1 BOOM 2 | Ergon 3 boom 300 Series | Skytron Div The KMW Group | 75000 | Purchased
CHRISTIANA |  | HOSPITAL-CH | 0 | 1210-291-01-1-0312 | DE |  | 2015-09-01 20:00 |  | Facility Booms; Ceiling-Mounted | GIB BOOM 2 | Ergon 3 boom 300 Series | Skytron Div The KMW Group | 75000 | Purchased
CHRISTIANA |  | HOSPITAL-CH | 0 | 1208-292-00-2-0165 | DE |  | 2015-09-01 20:00 |  | Facility Booms; Ceiling-Mounted | GIC BOOM 2 | Ergon 3 boom 300 Series | Skytron Div The KMW Group | 75000 | Purchased
CHRISTIANA |  | HOSPITAL-CH | 0 | 0808-142-01-0-0022 | DE |  | 2015-09-01 20:00 |  | Facility Booms; Ceiling-Mounted | C1 BOOM 1 | Ergon 3 boom 300 Series | Skytron Div The KMW Group | 75000 | Purchased
CHRISTIANA |  | HOSPITAL-CH | 0 | 1210-291-01-1-0312 | DE |  | 2015-09-01 20:00 |  | Facility Booms; Ceiling-Mounted | GIB BOOM 1 | Ergon 3 boom 300 Series | Skytron Div The KMW Group | 75000 | Purchased
CHRISTIANA |  | HOSPITAL-CH | 0 | 1301-291-00-1-1502 | DE |  | 2015-09-01 20:00 |  | Facility Booms; Ceiling-Mounted | GIA BOOM 2 | Ergon 3 boom 300 Series | Skytron Div The KMW Group | 75000 | Purchased
CHRISTIANA |  | HOSPITAL-CH | 0 | NONE | DE |  | 2015-09-01 20:00 |  | Facility Booms; Ceiling-Mounted | GID BOOM 2 | Ergon 3 boom 300 Series | Skytron Div The KMW Group | 75000 | Purchased
CHRISTIANA |  | HOSPITAL-CH | 0 | 1301-291-00-1-0142 | DE |  | 2015-09-01 20:00 |  | Facility Booms; Ceiling-Mounted | GIE BOOM 2 | Ergon 3 boom 300 Series | Skytron Div The KMW Group | 75000 | Purchased
CHRISTIANA |  | HOSPITAL-CH | 0 | NONE | DE |  | 2015-09-01 20:00 |  | Facility Booms; Ceiling-Mounted | GID BOOM 1 | Ergon 3 boom 300 Series | Skytron Div The KMW Group | 75000 | Purchased
CHRISTIANA |  | HOSPITAL-CH | 0 | 1210-294-01-1-0316 | DE |  | 2015-09-01 20:00 |  | Facility Booms; Ceiling-Mounted | GIC BOOM 1 | Ergon 3 boom 300 Series | Skytron Div The KMW Group | 75000 | Purchased
CHRISTIANA |  | HOSPITAL-CH | 0 | 1210-294-01-1-0313 | DE |  | 2015-09-01 20:00 |  | Facility Booms; Ceiling-Mounted | GIE BOOM 1 | Ergon 3 boom 300 Series | Skytron Div The KMW Group | 75000 | Purchased
CHRISTIANA |  | HOSPITAL-CH | 0 | 0809-229-03-0-0006 | DE |  | 2015-09-01 20:00 |  | Facility Booms; Ceiling-Mounted | C1 BOOM 3 | Ergon 3 boom 300 Series | Skytron Div The KMW Group | 75000 | Purchased
CHRISTIANA |  | CH-SURGI | 0 | 66-0994 | DE |  | 2019-03-29 07:03 |  | Radiographic/Fluoroscopic Units; Mobile | 29319 | 6600 | OEC MEDICAL SYSTEMS | 56137
CHRISTIANA |  | HOSPITAL-WH | 0 | 318 | DE |  | 2018-10-17 20:00 |  | Phantoms; Ultrasound | 67945 | Phantom Bladder BVL1004 - BVL1004 | LABORIE MEDICAL TECHNOLOGIES CORP. | 986 | Purchased
CHRISTIANA |  | HOSPITAL-CH | 0 | DE502A0135 | DE |  | 2011-06-01 20:00 |  | Physiologic Monitor Module Housings | 47796 | M8048A INTELLIVUE FMS-8 | PHILIPS MEDICAL SYSTEMS CARDIAC & MONITORING SYSTEMS DIV | 10313 | Purchased
CHRISTIANA |  | HOSPITAL-CH | 0 | DE502A0102 | DE |  | 2011-06-01 20:00 |  | Physiologic Monitor Module Housings | 47799 | M8048A INTELLIVUE FMS-8 | PHILIPS MEDICAL SYSTEMS CARDIAC & MONITORING SYSTEMS DIV | 10313 | Purchased
CHRISTIANA |  | HOSPITAL-CH | 0 | DE502A0357 | DE |  | 2011-06-01 20:00 |  | Physiologic Monitor Module Housings | 47802 | M8048A INTELLIVUE FMS-8 | PHILIPS MEDICAL SYSTEMS CARDIAC & MONITORING SYSTEMS DIV | 10313 | Purchased
CHRISTIANA |  | HOSPITAL-CH | 0 | DE502A0351 | DE |  | 2011-06-01 20:00 |  | Physiologic Monitor Module Housings | 47805 | M8048A INTELLIVUE FMS-8 | PHILIPS MEDICAL SYSTEMS CARDIAC & MONITORING SYSTEMS DIV | 10313 | Purchased
CHRISTIANA |  | HOSPITAL-CH | 0 | DE502A0445 | DE |  | 2011-06-01 20:00 |  | Physiologic Monitor Module Housings | 47819 | M8048A INTELLIVUE FMS-8 | PHILIPS MEDICAL SYSTEMS CARDIAC & MONITORING SYSTEMS DIV | 10313 | Purchased
CHRISTIANA |  | HOSPITAL-CH | 0 | DE502A0465 | DE |  | 2011-06-01 20:00 |  | Physiologic Monitor Module Housings | 47821 | M8048A INTELLIVUE FMS-8 | PHILIPS MEDICAL SYSTEMS CARDIAC & MONITORING SYSTEMS DIV | 10313 | Purchased
CHRISTIANA |  | HOSPITAL-CH | 0 | DE50289555 | DE |  | 2010-11-25 19:00 |  | Physiologic Monitor Module Housings | 46985 | M8048A INTELLIVUE FMS-8 | PHILIPS MEDICAL SYSTEMS CARDIAC & MONITORING SYSTEMS DIV | 10313 | Purchased
CHRISTIANA |  | HOSPITAL-CH | 0 | DE439E7228 | DE |  | 2017-12-07 19:00 |  | Physiologic Monitor Module Housings | 66252 | M8048A INTELLIVUE FMS-8 | PHILIPS MEDICAL SYSTEMS CARDIAC & MONITORING SYSTEMS DIV | 10313 | Purchased
CHRISTIANA |  | HOSPITAL-CH | 0 | DE502A0359 | DE |  | 2011-06-01 20:00 |  | Physiologic Monitor Module Housings | 47823 | M8048A INTELLIVUE FMS-8 | PHILIPS MEDICAL SYSTEMS CARDIAC & MONITORING SYSTEMS DIV | 10313 | Purchased
CHRISTIANA |  | HOSPITAL-CH | 0 | DE502A0358 | DE |  | 2011-06-01 20:00 |  | MONITORING SYSTEMS; Physiologic; Acute Care | 47808 | MX800 | PHILIPS MEDICAL SYSTEMS CARDIAC & MONITORING SYSTEMS DIV | 10313 | Purchased
CHRISTIANA |  | HOSPITAL-CH | 0 | DE502A0302 | DE |  | 2011-06-01 20:00 |  | Physiologic Monitor Module Housings | 47787 | M8048A INTELLIVUE FMS-8 | PHILIPS MEDICAL SYSTEMS CARDIAC & MONITORING SYSTEMS DIV | 10313 | Purchased
CHRISTIANA |  | HOSPITAL-CH | 0 | DE502A0470 | DE |  | 2011-06-01 20:00 |  | Physiologic Monitor Module Housings | 47791 | M8048A INTELLIVUE FMS-8 | PHILIPS MEDICAL SYSTEMS CARDIAC & MONITORING SYSTEMS DIV | 10313 | Purchased
CHRISTIANA |  | HOSPITAL-CH | 0 | DE502A0464 | DE |  | 2011-06-01 20:00 |  | Physiologic Monitor Module Housings | 47794 | M8048A INTELLIVUE FMS-8 | PHILIPS MEDICAL SYSTEMS CARDIAC & MONITORING SYSTEMS DIV | 10313 | Purchased
CHRISTIANA |  | HOSPITAL-CH | 0 | DE50297315 | DE |  | 2011-03-24 20:00 |  | Physiologic Monitor Module Housings | 47461 | M8048A INTELLIVUE FMS-8 | PHILIPS MEDICAL SYSTEMS CARDIAC & MONITORING SYSTEMS DIV | 2500
CHRISTIANA |  | HOSPITAL-WH | 0 | BP80-3135 | DE |  | 2019-06-19 10:21 |  | Forceps; Electrosurgical | 15375 | CMC-1 | CODMAN & SHURTLEFF INC A JOHNSON & JOHNSON CO | 25000 | Purchased
CHRISTIANA |  | HOSPITAL-CH | 0 | HCEB00585 | DE |  | 2008-01-20 19:00 |  | Incubators; Infant | 28212 | Care Plus Access Series 4000 | GE MEDICAL SYSTEMS | 25000 | Purchased
CHRISTIANA |  | Neuroscience Center | 0 | A+D0873D3 | DE |  | 2009-11-11 19:00 |  | Electroencephalographs | 46554 | 1002 | NEURO MAX | 15000 | Purchased
CHRISTIANA |  | HCCC | 0 | A&D0874D3 | DE |  | 2009-11-11 19:00 |  | Electroencephalographs | 46556 | 1002 | NEURO MAX | 32651.5 | Purchased
CHRISTIANA |  | HOSPITAL-CH | 0 | 1010145 | DE |  | 2008-07-30 20:00 |  | Disinfectors; Liquid Germicide; Transesophageal Echocardiography Probe | 40853 | Automated TEE Probe Disinfector TD 100 | PCI MEDICAL INC | 35000
CHRISTIANA |  | Foulkstone Plaza | 0 | NONE | DE |  | 2011-01-23 19:00 |  | Baths; Paraffin; Physical Therapy | 46864 | BATH; PAFFIN; PHYISCAL THERAPY | THERABATH | 25000 | Purchased
CHRISTIANA |  | Harmony Business Park | 0 | QS009394 | DE |  | 2012-07-30 20:00 |  | Monitoring Systems; Physiologic; Stress Exercise; Cardiac | 49220 | Quinton Q-Stress QS6-MTTC1 | QUINTON INSTRUMENTS INC | 20079.25 | Purchased
CHRISTIANA |  | HOSPITAL-WH | 0 | 115-11168 | DE |  | 2003-02-20 19:00 |  | Monitoring Systems; Physiologic; Stress Exercise; Cardiac | 34299 | Quinton Q-Stress QS6-MTTC1 | QUINTON INSTRUMENTS INC | 20079.25 | Purchased
CHRISTIANA |  | HOSPITAL-CH | 0 | 86508 | DE |  | 2004-03-28 19:00 |  | Monitoring Systems; Physiologic; Stress Exercise; Cardiac | 35512 | Quinton Q-Stress QS6-MTTC1 | QUINTON INSTRUMENTS INC | 17684
CHRISTIANA |  | HOSPITAL-WH | 0 | QS007012 | DE |  | 2010-01-31 19:00 |  | Monitoring Systems; Physiologic; Stress Exercise; Cardiac | 46077 | Quinton Q-Stress QS6-MTTC1 | QUINTON INSTRUMENTS INC | 20079.25 | Purchased
CHRISTIANA |  | Pike Creek | 0 | TCR-002706 | DE |  | 2019-03-29 07:03 |  | Monitoring Systems; Physiologic; Stress Exercise; Cardiac | 49980 | Quinton Q-Stress QS6-MTTC1 | QUINTON INSTRUMENTS INC | 20079.25
CHRISTIANA |  | HOSPITAL-CH | 0 | QS003787 | DE |  | 2007-01-21 19:00 |  | Monitoring Systems; Physiologic; Stress Exercise; Cardiac | 39555 | Quinton Q-Stress QS6-MTTC1 | QUINTON INSTRUMENTS INC | 19999.99
CHRISTIANA |  | HOSPITAL-CH | 0 | 70541915 | DE |  | 2012-08-17 20:00 |  | TEST EQUIPMENT; TEST EQUIPMENT | 49466 | DPI705 | DRUCK LIMITED | 5000 | Purchased
CHRISTIANA |  | HOSPITAL-CH | 0 | 141110000000 | DE |  | 2015-06-25 20:00 |  | Humidifiers; Artificial Airway; Heated | 57728 | MR850 Heated Respiratory Humidifier | FISHER & PAYKEL MEDICAL INC | 695
CHRISTIANA |  | HOSPITAL-CH | 0 | 150116000000 | DE |  |  |  | Humidifiers; Artificial Airway; Heated | 57613 | MR850 Heated Respiratory Humidifier | FISHER & PAYKEL MEDICAL INC | 695
CHRISTIANA |  | HOSPITAL-CH | 0 | 150117000000 | DE |  |  |  | Humidifiers; Artificial Airway; Heated | 57652 | MR850 Heated Respiratory Humidifier | FISHER & PAYKEL MEDICAL INC | 695
CHRISTIANA |  | HOSPITAL-CH | 0 | 150117000000 | DE |  | 2015-06-25 20:00 |  | Humidifiers; Artificial Airway; Heated | 57685 | MR850 Heated Respiratory Humidifier | FISHER & PAYKEL MEDICAL INC | 695
CHRISTIANA |  | HOSPITAL-CH | 0 | 150116000000 | DE |  | 2015-06-25 20:00 |  | Humidifiers; Artificial Airway; Heated | 57693 | MR850 Heated Respiratory Humidifier | FISHER & PAYKEL MEDICAL INC | 695
CHRISTIANA |  | HOSPITAL-CH | 0 | 150116000000 | DE |  | 2015-06-25 20:00 |  | Humidifiers; Artificial Airway; Heated | 57710 | MR850 Heated Respiratory Humidifier | FISHER & PAYKEL MEDICAL INC | 695
CHRISTIANA |  | HOSPITAL-CH | 0 | 150116000000 | DE |  | 2015-06-25 20:00 |  | Humidifiers; Artificial Airway; Heated | 57639 | MR850 Heated Respiratory Humidifier | FISHER & PAYKEL MEDICAL INC | 695
CHRISTIANA |  | HOSPITAL-CH | 0 | 12011405 | DE |  |  |  | Cuff Inflators | 57231 | Rapid Cuff Inflation System E20/AG101 | HOKANSON INC | 1400
CHRISTIANA |  | HOSPITAL-CH | 0 | 12181401 | DE |  |  |  | Cuff Inflators | 57230 | Rapid Cuff Inflation System E20/AG101 | HOKANSON INC | 0
CHRISTIANA |  | HOSPITAL-WH | 0 | NONE | DE |  | 2019-03-29 07:04 |  | TEST EQUIPMENT; TEST EQUIPMENT | 87464 | MANOMETER | SPER SCIENTIFIC | 5000
CHRISTIANA |  | HOSPITAL-CH | 0 | 9400249 | DE |  | 2012-08-17 20:00 |  | Pressure Meter | 49468 | MANOMETER | SPER SCIENTIFIC | 5000 | Purchased
CHRISTIANA |  | HOSPITAL-CH | 0 | 9102661 | DE |  | 2012-08-17 20:00 |  | Pressure Meter | 49496 | MANOMETER | SPER SCIENTIFIC | 5000 | Purchased
CHRISTIANA |  | HOSPITAL-WH | 0 | NONE | DE |  | 2019-03-29 07:04 |  | TEST EQUIPMENT; TEST EQUIPMENT | 87463 | MANOMETER | SPER SCIENTIFIC | 5000
CHRISTIANA |  | 11 Reads Way | 0 | 10-9ps1159e | DE |  | 2013-05-08 20:00 |  | Exercisers; Aerobic; Treadmill | 51901 | Treadmill PS900 | TRUE FITNESS | 7500
CHRISTIANA |  | CH-SURGI | 0 | 812066507 | DE |  | 2013-02-28 19:00 |  | Air Compressor non-medical air | 50047 | 5hcd-1d1t-m550ngk | Gast Mfg Inc Unit IDEX Corp | 5000 | Purchased
CHRISTIANA |  | HOSPITAL-CH | 0 | 507931 | DE |  | 1988-08-27 20:00 |  | Monitors; Video | 12463 | MV-9284 | CIRCON SURGITEK DIV CIRCON CORP | 2000 | Purchased
CHRISTIANA |  | HCCC | 0 | 760193 | DE |  | 2015-06-14 20:00 |  | Oximeters/Co-Oximeters; Pulse | 62607 | MX51 | MASIMO CORP | 1750 | Purchased
CHRISTIANA |  | HOSPITAL-CH | 0 | 774155 | DE |  | 2015-06-14 20:00 |  | Oximeters/Co-Oximeters; Pulse | 57585 | MX51 | MASIMO CORP | 1750 | Purchased
CHRISTIANA |  | HOSPITAL-CH | 0 | 773888 | DE |  | 2015-06-14 20:00 |  | Oximeters/Co-Oximeters; Pulse | 57567 | MX51 | MASIMO CORP | 1750 | Purchased
CHRISTIANA |  | HOSPITAL-WH | 0 | NONE | DE |  | 2016-07-11 20:00 |  | Exercisers; Muscle Strength; Lever/Pulley-Cable; Upper Limb/Trunk; Abdominal Crunch | 57944 | Ab Crunch KL-2261 | HOIST FITNESS SYSTEM | 7500 | Purchased
CHRISTIANA |  | HOSPITAL-CH | 0 | 611101 | DE |  | 2011-07-11 20:00 |  | Disinfectors; Pasteurization | 47876 | Washer/High Level Disinfector 610 | HLD SYSTEMS | 9500
CHRISTIANA |  | Glasgow Medical Center | 0 | 47203866 | DE |  | 2018-07-17 20:00 |  | Defibrillators; External; Automated | 67783 | LIFEPAK CR PLUS - 80403-000148 LIFEPAK CR PLUS | PHYSIO-CONTROL CORP | 1595
CHRISTIANA |  | HOSPITAL-WH | 0 | 47203887 | DE |  | 2018-07-17 20:00 |  | Defibrillators; External; Automated | 67707 | LIFEPAK CR PLUS - 80403-000148 LIFEPAK CR PLUS | PHYSIO-CONTROL CORP | 1595 | Purchased
CHRISTIANA |  | Star Campus | 0 | 47259339 | DE |  | 2018-07-17 20:00 |  | Defibrillators; External; Automated | 67709 | LIFEPAK CR PLUS - 80403-000148 LIFEPAK CR PLUS | PHYSIO-CONTROL CORP | 1595 | Purchased
CHRISTIANA |  | Smyrna Health & Wellness Center | 0 | 47259320 | DE |  | 2018-07-17 20:00 |  | Defibrillators; External; Automated | 67768 | LIFEPAK CR PLUS - 80403-000148 LIFEPAK CR PLUS | PHYSIO-CONTROL CORP | 1595
CHRISTIANA |  | HCCC | 0 | 47233216 | DE |  | 2018-07-17 20:00 |  | Defibrillators; External; Automated | 67767 | LIFEPAK CR PLUS - 80403-000148 LIFEPAK CR PLUS | PHYSIO-CONTROL CORP | 1595
CHRISTIANA |  | CANCER CENTER | 0 | 207694 | DE |  | 2019-03-29 07:05 |  | Centrifuges; Tabletop; Low-Speed; Nonrefrigerated | 67347 | SPECTRAFUGE 16M | LABNET INTERNATIONAL INC | 5000 | Purchased
CHRISTIANA |  | HOSPITAL-CH | 0 | HCCC01148 | DE |  | 1999-12-13 19:00 |  | Warming Units; Patient; Radiant; Infant; Mobile | 29326 | Datex Ohmeda Infant Warmer 3500 | GE MEDICAL SYSTEMS | 3995 | Purchased
CHRISTIANA |  | HOSPITAL-CH | 0 | 01NB88 | DE |  | 2001-02-28 19:00 |  | Scanning Systems; Ultrasonic; Portable | 31227 | Ultrasound 180 | SonoSite Inc | 15990 | Purchased
CHRISTIANA |  | HOSPITAL-CH | 0 | 0315W9 | DE |  | 2011-05-15 20:00 |  | Scanning Systems; Ultrasonic; Portable | 47739 | Ultrasound 180 | SonoSite Inc | 25000
CHRISTIANA |  | HOSPITAL-CH | 0 | 506762-591 | DE |  | 2008-04-10 20:00 |  | Refrigerators; Blood Bank | 40591 | 3883 | FORMA SCIENTIFIC INC | 5000 | Purchased
CHRISTIANA |  | HOSPITAL-CH | 0 | 3006A25071 | DE |  | 2008-01-20 19:00 |  | Physiologic Monitor Modules; Noninvasive Blood Pressure | 18676 | M1006A | PHILIPS MEDICAL SYSTEMS CARDIAC & MONITORING SYSTEMS DIV | 2500
CHRISTIANA |  | HOSPITAL-CH | 0 | 5428 | DE |  | 2013-07-10 20:00 |  | Power Systems; Electromechanical; Surgery | 45442 | Microspeed Uni Control Unit GD670 | Aesculap AG A B Braun Group Co | 16645.79 | Purchased
CHRISTIANA |  | HOSPITAL-CH | 0 | 5936 | DE |  | 2014-09-03 20:00 |  | Power Systems; Electromechanical; Surgery | 54702 | Microspeed Uni Control Unit GD670 | Aesculap AG A B Braun Group Co | 16550 | Purchased
CHRISTIANA |  | HOSPITAL-WH | 0 | E1353 | DE |  | 2006-12-06 19:00 |  | Scales; Patient; Bedside; Sling | 39416 | FG 821 | SR INSTRUMENTS INC | 1000 | Purchased
CHRISTIANA |  | HOSPITAL-CH | 0 | B20ZWY | DE |  | 2018-08-06 20:00 |  | Probe; Ultrasonic; Transesophageal Echocardiography | B20ZWY | S7-2 OMNI | Philips Healthcare North America | 10000 | Purchased
CHRISTIANA |  | HOSPITAL-WH | 0 | 03FFQ6 | DE |  | 2019-03-29 07:05 |  | Probe; Ultrasonic; Transesophageal Echocardiography | 03FFQ6 | S7-2 OMNI | Philips Healthcare North America | 10000
CHRISTIANA |  | HOSPITAL-CH | 0 | B2JJ40 | DE |  | 2019-04-26 08:07 |  | Probe; Ultrasonic; Transesophageal Echocardiography | B2JJ40 | S7-2 OMNI | Philips Healthcare North America | 10000 | Purchased
CHRISTIANA |  | HOSPITAL-CH | 0 | B1MMHJ | DE |  | 2017-11-07 19:00 |  | Probe; Ultrasonic; Transesophageal Echocardiography | B1MMHJ | S7-2 OMNI | Philips Healthcare North America | 18000
CHRISTIANA |  | PMRI | 0 | NONE | DE |  | 2013-09-21 20:00 |  | Lights; Examination | 45705 | 48830 | CARDINAL | 850 | Purchased
CHRISTIANA |  | CANCER CENTER | 0 | NONE | DE |  | 2016-05-17 20:00 |  | Lights; Examination | 51875 | 48830 | CARDINAL | 850 | Purchased
CHRISTIANA |  | HOSPITAL-CH | 0 | ARWN-0376 | DE |  | 2013-05-22 20:00 |  | Anesthesia Unit Vaporizers | 51993 | D-Vapor - desflurane D-Vapor | NORTH AMERICAN DRAEGER | 2500 | Purchased
CHRISTIANA |  | HOSPITAL-CH | 0 | ARXK-0032 | DE |  | 2015-10-12 20:00 |  | Anesthesia Unit Vaporizers | 58019 | D-Vapor - desflurane D-Vapor | NORTH AMERICAN DRAEGER | 2500 | Purchased
CHRISTIANA |  | HOSPITAL-CH | 0 | ARZL-0305 | DE |  | 2013-06-27 20:00 |  | Anesthesia Unit Vaporizers | 52088 | D-Vapor - desflurane D-Vapor | NORTH AMERICAN DRAEGER | 2500
CHRISTIANA |  | HOSPITAL-CH | 0 | ARXK-0284 | DE |  | 2018-10-11 20:00 |  | Anesthesia Unit Vaporizers | 68339 | D-Vapor - desflurane D-Vapor | NORTH AMERICAN DRAEGER | 2500 | Purchased
CHRISTIANA |  | HOSPITAL-CH | 0 | ASBK-0022 | DE |  | 2013-05-22 20:00 |  | Anesthesia Unit Vaporizers | 51997 | D-Vapor - desflurane D-Vapor | NORTH AMERICAN DRAEGER | 2500
CHRISTIANA |  | CH-SURGI | 0 | ARYJ-0140 | DE |  | 2015-10-12 20:00 |  | Anesthesia Unit Vaporizers | 58015 | D-Vapor - desflurane D-Vapor | NORTH AMERICAN DRAEGER | 2500 | Purchased
CHRISTIANA |  | CH-SURGI | 0 | ARXD-0760 | DE |  | 2015-10-12 20:00 |  | Anesthesia Unit Vaporizers | 58018 | D-Vapor - desflurane D-Vapor | NORTH AMERICAN DRAEGER | 2500 | Purchased
CHRISTIANA |  | CH-SURGI | 0 | ARWE-0427 | DE |  | 2015-10-12 20:00 |  | Anesthesia Unit Vaporizers | 61067 | D-Vapor - desflurane D-Vapor | NORTH AMERICAN DRAEGER | 2500 | Purchased
CHRISTIANA |  | HOSPITAL-CH | 0 | ASDB-0298 | DE |  | 2013-05-23 20:00 |  | Anesthesia Unit Vaporizers | 52017 | D-Vapor - desflurane D-Vapor | NORTH AMERICAN DRAEGER | 2500 | Purchased
CHRISTIANA |  | HOSPITAL-WH | 0 | ASAH-0150 | DE |  | 2013-06-05 20:00 |  | Anesthesia Unit Vaporizers | 51739 | D-Vapor - desflurane D-Vapor | NORTH AMERICAN DRAEGER | 2500
CHRISTIANA |  | HOSPITAL-CH | 0 | ARYB-0330 | DE |  | 2013-12-19 19:00 |  | Anesthesia Unit Vaporizers | 53251 | D-Vapor - desflurane D-Vapor | NORTH AMERICAN DRAEGER | 2500
CHRISTIANA |  | HOSPITAL-CH | 0 | ARZM-0065 | DE |  | 2013-05-20 20:00 |  | Anesthesia Unit Vaporizers | 52000 | D-Vapor - desflurane D-Vapor | NORTH AMERICAN DRAEGER | 2500 | Purchased
CHRISTIANA |  | HOSPITAL-CH | 0 | ASCC-0201 | DE |  | 2013-07-11 20:00 |  | Anesthesia Unit Vaporizers | 45025 | D-Vapor - desflurane D-Vapor | NORTH AMERICAN DRAEGER | 2500 | Purchased
CHRISTIANA |  | HOSPITAL-CH | 0 | ARYH-0006 | DE |  | 2013-05-23 20:00 |  | Anesthesia Unit Vaporizers | 52020 | D-Vapor - desflurane D-Vapor | NORTH AMERICAN DRAEGER | 2500 | Purchased
CHRISTIANA |  | HOSPITAL-CH | 0 | ARZM-0363 | DE |  | 2019-03-29 07:05 |  | Anesthesia Unit Vaporizers | 66118 | D-Vapor - desflurane D-Vapor | NORTH AMERICAN DRAEGER | 2500
CHRISTIANA |  | HOSPITAL-CH | 0 | ARZM-0749 | DE |  | 2017-11-01 20:00 |  | Anesthesia Unit Vaporizers | 66112 | D-Vapor - desflurane D-Vapor | NORTH AMERICAN DRAEGER | 2500
CHRISTIANA |  | HOSPITAL-CH | 0 | ARZM-0080 | DE |  | 2018-10-11 20:00 |  | Anesthesia Unit Vaporizers | 68341 | D-Vapor - desflurane D-Vapor | NORTH AMERICAN DRAEGER | 2500 | Purchased
CHRISTIANA |  | HOSPITAL-CH | 0 | ARWH-0570 | DE |  | 2013-06-12 20:00 |  | Anesthesia Unit Vaporizers | 52038 | Vapor - 2000 Isoflurane | NORTH AMERICAN DRAEGER | 2500 | Purchased
CHRISTIANA |  | HOSPITAL-WH | 0 | ASAA-0087 | DE |  | 2013-05-20 20:00 |  | Anesthesia Unit Vaporizers | 51967 | D-Vapor - desflurane D-Vapor | NORTH AMERICAN DRAEGER | 2500
CHRISTIANA |  | HOSPITAL-CH | 0 | ARUM-0099 | DE |  | 2019-03-29 07:05 |  | Anesthesia Unit Vaporizers | 66124 | D-Vapor - desflurane D-Vapor | NORTH AMERICAN DRAEGER | 2500 | Purchased
CHRISTIANA |  | HOSPITAL-WH | 0 | ARYK-0270 | DE |  | 2019-01-15 19:00 |  | Anesthesia Unit Vaporizers | 68831 | D-Vapor - desflurane D-Vapor | NORTH AMERICAN DRAEGER | 2500 | Purchased
CHRISTIANA |  | HOSPITAL-CH | 0 | ARWC-0475 | DE |  | 2013-12-19 19:00 |  | Anesthesia Unit Vaporizers | 53252 | D-Vapor - desflurane D-Vapor | NORTH AMERICAN DRAEGER | 2500 | Purchased
CHRISTIANA |  | HOSPITAL-WH | 0 | ARZM-0402 | DE |  | 2018-10-11 20:00 |  | Anesthesia Unit Vaporizers | 68343 | D-Vapor - desflurane D-Vapor | NORTH AMERICAN DRAEGER | 2500 | Purchased
CHRISTIANA |  | HOSPITAL-CH | 0 | ARZK-0464 | DE |  | 2019-03-29 07:05 |  | Anesthesia Unit Vaporizers | 66109 | D-Vapor - desflurane D-Vapor | NORTH AMERICAN DRAEGER | 2500
CHRISTIANA |  | HOSPITAL-WH | 0 | ASBK-0021 | DE |  | 2013-05-23 20:00 |  | Anesthesia Unit Vaporizers | 52015 | D-Vapor - desflurane D-Vapor | NORTH AMERICAN DRAEGER | 2500 | Purchased
CHRISTIANA |  | HOSPITAL-CH | 0 | ARYN-0178 | DE |  | 2019-03-29 07:05 |  | Anesthesia Unit Vaporizers | 66103 | D-Vapor - desflurane D-Vapor | NORTH AMERICAN DRAEGER | 2500
CHRISTIANA |  | HOSPITAL-CH | 0 | ARYB-0113 | DE |  | 2013-06-12 20:00 |  | Anesthesia Unit Vaporizers | 52044 | D-Vapor - desflurane D-Vapor | NORTH AMERICAN DRAEGER | 2500 | Purchased
CHRISTIANA |  | HOSPITAL-WH | 0 | ARZH-0403 | DE |  | 2013-06-12 20:00 |  | Anesthesia Unit Vaporizers | 52039 | D-Vapor - desflurane D-Vapor | NORTH AMERICAN DRAEGER | 2500 | Purchased
CHRISTIANA |  | HOSPITAL-CH | 0 | ARXJ-0131 | DE |  | 2019-03-29 07:05 |  | Anesthesia Unit Vaporizers | 66106 | D-Vapor - desflurane D-Vapor | NORTH AMERICAN DRAEGER | 2500
CHRISTIANA |  | HOSPITAL-CH | 0 | ARZM-0531 | DE |  | 2018-10-11 20:00 |  | Anesthesia Unit Vaporizers | 68335 | D-Vapor - desflurane D-Vapor | NORTH AMERICAN DRAEGER | 2500
CHRISTIANA |  | HOSPITAL-CH | 0 | ARZD-0620 | DE |  | 2019-01-15 19:00 |  | Anesthesia Unit Vaporizers | 68833 | D-Vapor - desflurane D-Vapor | NORTH AMERICAN DRAEGER | 2500
CHRISTIANA |  | CH-SURGI | 0 | ARXL-0795 | DE |  | 2015-01-07 19:00 |  | Anesthesia Unit Vaporizers | 57253 | D-Vapor - desflurane D-Vapor | NORTH AMERICAN DRAEGER | 2500 | Purchased
CHRISTIANA |  | HOSPITAL-CH | 0 | ASBD-0119 | DE |  | 2014-04-06 20:00 |  | Anesthesia Unit Vaporizers | 53954 | D-Vapor - desflurane D-Vapor | NORTH AMERICAN DRAEGER | 2500 | Purchased
CHRISTIANA |  | HOSPITAL-WH | 0 | ARZJ-0699 | DE |  | 2012-07-16 20:00 |  | Anesthesia Unit Vaporizers | 53734 | D-Vapor - desflurane D-Vapor | NORTH AMERICAN DRAEGER | 2500 | Purchased
CHRISTIANA |  | HOSPITAL-WH | 0 | ASDB-0277 | DE |  | 2013-05-23 20:00 |  | Anesthesia Unit Vaporizers | 52010 | D-Vapor - desflurane D-Vapor | NORTH AMERICAN DRAEGER | 2500 | Purchased
CHRISTIANA |  | HOSPITAL-CH | 0 | ARXC-0478 | DE |  | 2013-05-23 20:00 |  | Anesthesia Unit Vaporizers | 52013 | D-Vapor - desflurane D-Vapor | NORTH AMERICAN DRAEGER | 2500 | Purchased
CHRISTIANA |  | CH-SURGI | 0 | ARYB-0536 | DE |  | 2018-11-05 19:00 |  | Anesthesia Unit Vaporizers | 68431 | D-Vapor - desflurane D-Vapor | NORTH AMERICAN DRAEGER | 2500 | Purchased
CHRISTIANA |  | HOSPITAL-CH | 0 | ARZD-0777 | DE |  | 2019-03-29 07:06 |  | Anesthesia Unit Vaporizers | 66115 | D-Vapor - desflurane D-Vapor | NORTH AMERICAN DRAEGER | 2500
CHRISTIANA |  | HOSPITAL-CH | 0 | ARZM-0755 | DE |  | 2019-01-15 19:00 |  | Anesthesia Unit Vaporizers | 68827 | D-Vapor - desflurane D-Vapor | NORTH AMERICAN DRAEGER | 2500 | Purchased
CHRISTIANA |  | HOSPITAL-CH | 0 | ASBK-0028 | DE |  | 2018-08-14 20:00 |  | Anesthesia Unit Vaporizers | 68074 | D-Vapor - desflurane D-Vapor | NORTH AMERICAN DRAEGER | 2500 | Purchased
CHRISTIANA |  | HOSPITAL-WH | 0 | ARZH-0439 | DE |  | 2019-03-29 07:06 |  | Anesthesia Unit Vaporizers | 68829 | D-Vapor - desflurane D-Vapor | NORTH AMERICAN DRAEGER | 2500 | Purchased
CHRISTIANA |  | HOSPITAL-CH | 0 | ASCK-0227 | DE |  | 2013-05-20 20:00 |  | Anesthesia Unit Vaporizers | 51974 | D-Vapor - desflurane D-Vapor | NORTH AMERICAN DRAEGER | 2500 | Purchased
CHRISTIANA |  | HOSPITAL-WH | 0 | ARYN-0168 | DE |  | 2019-03-29 07:06 |  | Anesthesia Unit Vaporizers | 68835 | D-Vapor - desflurane D-Vapor | NORTH AMERICAN DRAEGER | 2500 | Purchased
CHRISTIANA |  | HOSPITAL-WH | 0 | ARZL-0091 | DE |  | 2013-12-19 19:00 |  | Anesthesia Unit Vaporizers | 53233 | D-Vapor - desflurane D-Vapor | NORTH AMERICAN DRAEGER | 2500 | Purchased
CHRISTIANA |  | HOSPITAL-CH | 0 | ARZH-0415 | DE |  | 2014-04-09 20:00 |  | Anesthesia Unit Vaporizers | 54038 | D-Vapor - desflurane D-Vapor | NORTH AMERICAN DRAEGER | 2500 | Purchased
CHRISTIANA |  | HOSPITAL-CH | 0 | ARYL-0173 | DE |  | 2013-05-23 20:00 |  | Anesthesia Unit Vaporizers | 51998 | D-Vapor - desflurane D-Vapor | NORTH AMERICAN DRAEGER | 2500
CHRISTIANA |  | HOSPITAL-WH | 0 | asck-0225 | DE |  | 2013-06-09 20:00 |  | Anesthesia Unit Vaporizers | 50911 | D-Vapor - desflurane D-Vapor | NORTH AMERICAN DRAEGER | 2500 | Purchased
CHRISTIANA |  | HOSPITAL-CH | 0 | ARYK-0133 | DE |  | 2018-10-11 20:00 |  | Anesthesia Unit Vaporizers | 68337 | D-Vapor - desflurane D-Vapor | NORTH AMERICAN DRAEGER | 2500 | Purchased
CHRISTIANA |  | HOSPITAL-CH | 0 | ARZK-0076 | DE |  | 2017-12-27 19:00 |  | Anesthesia Unit Vaporizers | 66121 | D-Vapor - desflurane D-Vapor | NORTH AMERICAN DRAEGER | 2500 | Purchased
CHRISTIANA |  | CH-SURGI | 0 | ARXJ-0162 | DE |  | 2015-01-07 19:00 |  | Anesthesia Unit Vaporizers | 57233 | D-Vapor - desflurane D-Vapor | NORTH AMERICAN DRAEGER | 2500 | Purchased
CHRISTIANA |  | HOSPITAL-CH | 0 | ASAA-0420 | DE |  | 2013-05-23 20:00 |  | Anesthesia Unit Vaporizers | 52021 | D-Vapor - desflurane D-Vapor | NORTH AMERICAN DRAEGER | 2500 | Purchased
CHRISTIANA |  | HOSPITAL-CH | 0 | ASBK-0033 | DE |  | 2013-05-20 20:00 |  | Anesthesia Unit Vaporizers | 51988 | D-Vapor - desflurane D-Vapor | NORTH AMERICAN DRAEGER | 2500 | Purchased
CHRISTIANA |  | HOSPITAL-WH | 0 | ARZD-0555 | DE |  | 2019-03-29 07:06 |  | Anesthesia Unit Vaporizers | 60985 | D-Vapor - desflurane D-Vapor | NORTH AMERICAN DRAEGER | 2500 | Purchased
CHRISTIANA |  | HOSPITAL-CH | 0 | 97100659H | DE |  | 2008-01-20 19:00 |  | Osmometers | 27304 | 2400 | FISKE ASSOC AN ADVANCED INSTRUMENTS INC CO | 5000 | Purchased
CHRISTIANA |  | HOSPITAL-CH | 0 | 48522 | DE |  | 2009-05-14 20:00 |  | Warming Unit; Solution | 42768 | Irrigation Fluid Warming System ORS-2094D | ECOLAB | 24950 | Purchased
CHRISTIANA |  | HOSPITAL-CH | 0 | 48532 | DE |  | 2019-03-29 07:06 |  | Warming Units; Blood/Intravenous Solution | 42680 | Irrigation Fluid Warming System ORS-2094D | EchoLab | 24950
CHRISTIANA |  | HOSPITAL-CH | 0 | 45422 | DE |  | 2009-04-18 20:00 |  | Warming Units; Blood/Intravenous Solution | 42691 | Irrigation Fluid Warming System ORS-2094D | EchoLab | 24950
CHRISTIANA |  | HOSPITAL-CH | 0 | 48547 | DE |  | 2009-07-06 20:00 |  | Warming Units; Blood/Intravenous Solution | 42673 | Irrigation Fluid Warming System ORS-2094D | EchoLab | 7500
CHRISTIANA |  | HOSPITAL-CH | 0 | 48531 | DE |  | 2009-04-18 20:00 |  | Warming Units; Blood/Intravenous Solution | 42679 | Irrigation Fluid Warming System ORS-2094D | EchoLab | 24950
CHRISTIANA |  | HOSPITAL-CH | 0 | 52651 | DE |  | 2009-04-18 20:00 |  | Warming Units; Blood/Intravenous Solution | 42684 | Irrigation Fluid Warming System ORS-2094D | ECOLAB | 24950 | Purchased
CHRISTIANA |  | HOSPITAL-CH | 0 | 50001 | DE |  | 2009-04-18 20:00 |  | Warming Units; Blood/Intravenous Solution | 42693 | Irrigation Fluid Warming System ORS-2094D | ECOLAB | 24950 | Purchased
CHRISTIANA |  | HOSPITAL-CH | 0 | 41190 | DE |  | 2019-03-29 07:06 |  | Warming Units; Blood/Intravenous Solution | 48188 | Irrigation Fluid Warming System ORS-2094D | EchoLab | 7500
CHRISTIANA |  | HOSPITAL-CH | 0 | 48541 | DE |  | 2009-04-18 20:00 |  | Warming Units; Blood/Intravenous Solution | 42690 | Irrigation Fluid Warming System ORS-2094D | EchoLab | 24950
CHRISTIANA |  | HOSPITAL-CH | 0 | 48523 | DE |  | 2019-03-29 07:06 |  | Warming Units; Blood/Intravenous Solution | 42770 | Irrigation Fluid Warming System ORS-2094D | EchoLab | 24950
CHRISTIANA |  | HOSPITAL-CH | 0 | 48535 | DE |  | 2009-04-18 20:00 |  | Warming Units; Blood/Intravenous Solution | 42687 | Irrigation Fluid Warming System ORS-2094D | ECOLAB | 24950 | Purchased
CHRISTIANA |  | CH-SURGI | 0 | 7335 | DE |  | 1988-08-27 20:00 |  | Light Sources; Endoscope; Fiberoptic Cable | 12118 | Pilling Luminator Light Source 52-1201 | PILLING CO | 2000 | Purchased
CHRISTIANA |  | HOSPITAL-CH | 0 | 9083 | DE |  | 2016-08-31 20:00 |  | Compressed Gas Proportioners; Oxygen-Air | 62821 | 3500HL | Sechrist Industries Inc | 750 | Purchased
CHRISTIANA |  | HOSPITAL-CH | 0 | 82235 | DE |  | 2019-01-24 19:00 |  | Compressed Gas Proportioners; Oxygen-Air | T0121 | 3500HL | Sechrist Industries Inc | 800
CHRISTIANA |  | HOSPITAL-CH | 0 | 80836 | DE |  | 2017-08-29 20:00 |  | Compressed Gas Proportioners; Oxygen-Air | 65463 | 3500HL | Sechrist Industries Inc | 1325 | Purchased
CHRISTIANA |  | HOSPITAL-CH | 0 | 200398 | DE |  | 1988-08-27 20:00 |  | Monitors; Video | 14896 | KV-1365 | SONY MEDICAL SYSTEMS | 2000 | Purchased
CHRISTIANA |  | HOSPITAL-CH | 0 | 1492 | DE |  | 1988-08-27 20:00 |  | Monitors; Video | 12019 | AM-1401R | MITSUBISHI ELECTRONICS AMERICA INC | 2000 | Purchased
CHRISTIANA |  | HOSPITAL-CH | 0 | 1401-003362 | DE |  | 1988-08-27 20:00 |  | Monitors; Video | 12182 | AM-1401R | MITSUBISHI ELECTRONICS AMERICA INC | 2000 | Purchased
CHRISTIANA |  | HOSPITAL-CH | 0 | AREJ-0024 | DE |  | 2013-06-05 20:00 |  | Anesthesia Unit Vaporizers | 51968 | Anesthetic Vaporizer 19.1 | NORTH AMERICAN DRAEGER | 2500
CHRISTIANA |  | HOSPITAL-CH | 0 | 78653 | DE |  | 2013-06-05 20:00 |  | Anesthesia Unit Vaporizers | 51744 | Anesthetic Vaporizer 19.1 | NORTH AMERICAN DRAEGER | 2500
CHRISTIANA |  | HOSPITAL-WH | 0 | 77015 | DE |  | 2013-06-05 20:00 |  | Anesthesia Unit Vaporizers | 51740 | Anesthetic Vaporizer 19.1 | NORTH AMERICAN DRAEGER | 2500 | Purchased
CHRISTIANA |  | HOSPITAL-CH | 0 | arbe-0635 | DE |  | 2013-06-05 20:00 |  | Anesthesia Unit Vaporizers | 52061 | Anesthetic Vaporizer 19.1 | NORTH AMERICAN DRAEGER | 2500
CHRISTIANA |  | HOSPITAL-CH | 0 | 18351 | DE |  | 2013-06-13 20:00 |  | Anesthesia Unit Vaporizers | 52071 | Anesthetic Vaporizer 19.1 | NORTH AMERICAN DRAEGER | 2500
CHRISTIANA |  | HOSPITAL-CH | 0 | 41250 | DE |  | 2013-06-05 20:00 |  | Anesthesia Unit Vaporizers | 51972 | Anesthetic Vaporizer 19.1 | NORTH AMERICAN DRAEGER | 2500 | Purchased
CHRISTIANA |  | HOSPITAL-CH | 0 | ARDD-0829 | DE |  | 2013-06-05 20:00 |  | Anesthesia Unit Vaporizers | 52004 | Anesthetic Vaporizer 19.1 | NORTH AMERICAN DRAEGER | 2500
CHRISTIANA |  | HOSPITAL-CH | 0 | 42242 | DE |  | 2013-06-05 20:00 |  | Anesthesia Unit Vaporizers | 51747 | Anesthetic Vaporizer 19.1 | NORTH AMERICAN DRAEGER | 2500
CHRISTIANA |  | HOSPITAL-WH | 0 | 37271 | DE |  | 2013-06-05 20:00 |  | Anesthesia Unit Vaporizers | 52032 | Anesthetic Vaporizer 19.1 | NORTH AMERICAN DRAEGER | 2500 | Purchased
CHRISTIANA |  | HOSPITAL-CH | 0 | ARTH-0050 | DE |  | 2013-07-18 20:00 |  | Anesthesia Unit Vaporizers | 45030 | Anesthetic Vaporizer 19.1 | NORTH AMERICAN DRAEGER | 2500
CHRISTIANA |  | HOSPITAL-CH | 0 | 62980 | DE |  | 2013-06-05 20:00 |  | Anesthesia Unit Vaporizers | 51981 | Anesthetic Vaporizer 19.1 | NORTH AMERICAN DRAEGER | 2500
CHRISTIANA |  | HOSPITAL-CH | 0 | ARKK-0537 | DE |  | 2013-06-05 20:00 |  | Anesthesia Unit Vaporizers | 52049 | Anesthetic Vaporizer 19.1 | NORTH AMERICAN DRAEGER | 2500
CHRISTIANA |  | HOSPITAL-WH | 0 | 83160 | DE |  | 2013-06-05 20:00 |  | Anesthesia Unit Vaporizers | 51750 | Anesthetic Vaporizer 19.1 | NORTH AMERICAN DRAEGER | 2500 | Purchased
CHRISTIANA |  | HOSPITAL-CH | 0 | 42317 | DE |  | 2013-06-05 20:00 |  | Anesthesia Unit Vaporizers | 51731 | Anesthetic Vaporizer 19.1 | NORTH AMERICAN DRAEGER | 2500
CHRISTIANA |  | HOSPITAL-CH | 0 | 79404 | DE |  | 2013-06-13 20:00 |  | Anesthesia Unit Vaporizers | 52094 | Anesthetic Vaporizer 19.1 | NORTH AMERICAN DRAEGER | 2500
CHRISTIANA |  | HOSPITAL-CH | 0 | 83105 | DE |  | 2012-07-16 20:00 |  | Anesthesia Unit Vaporizers | 52429 | Anesthetic Vaporizer 19.1 | NORTH AMERICAN DRAEGER | 2500
CHRISTIANA |  | HOSPITAL-CH | 0 | ARKK-0266 | DE |  | 2013-06-05 20:00 |  | Anesthesia Unit Vaporizers | 52035 | Anesthetic Vaporizer 19.1 | NORTH AMERICAN DRAEGER | 2500
CHRISTIANA |  | HOSPITAL-WH | 0 | 63059 | DE |  | 2012-07-16 20:00 |  | Anesthesia Unit Vaporizers | 52423 | Anesthetic Vaporizer 19.1 | NORTH AMERICAN DRAEGER | 2500 | Purchased
CHRISTIANA |  | HOSPITAL-CH | 0 | 81541 | DE |  | 2013-06-05 20:00 |  | Anesthesia Unit Vaporizers | 52052 | Anesthetic Vaporizer 19.1 | NORTH AMERICAN DRAEGER | 2500
CHRISTIANA |  | HOSPITAL-CH | 0 | 42188 | DE |  | 2013-06-05 20:00 |  | Anesthesia Unit Vaporizers | 52043 | Anesthetic Vaporizer 19.1 | NORTH AMERICAN DRAEGER | 2500
CHRISTIANA |  | HOSPITAL-CH | 0 | BR020604 | DE |  |  |  | Lights; Examination | 26383 | Ritter Exam Light 157 | MIDMARK CORP | 800 | Purchased
CHRISTIANA |  | MAP II | 0 | 5530027623 | DE |  | 2018-10-22 20:00 |  | Scales; Infant | 68395 | 553KL | HEALTH O METER INC DIV SUNBEAM CORP | 1500 | Purchased
CHRISTIANA |  | HOSPITAL-CH | 0 | FSB1863697 | DE |  | 2018-11-06 19:00 |  | Probes; Ultrasonic | FSB1863697 | i8CX1 - PVI-475BX | Canon Medical Systems | 15000
CHRISTIANA |  | Hockessin Primary Care | 0 | 14041 | DE |  |  |  | Lights; Examination | 51217 | 31603 | BURTON CO | 200
CHRISTIANA |  | MAP II Condo | 0 | NONE | DE |  | 2009-11-03 19:00 |  | Lights; Examination | 41686 | EXAM LIGHT II | CARDINAL | 1500 | Purchased
CHRISTIANA |  | HOSPITAL-WH | 0 | 1015 | DE |  | 2000-01-23 19:00 |  | Aspirators; Thoracic | 29690 | 55-JST | Emerson; J H Co | 2500
CHRISTIANA |  | MIDDLETOWN ED | 0 | 130613000000 | DE |  | 2005-10-10 20:00 |  | Automation Systems; Medication Dispensing; Clinical Pharmacy | ID51484 | ACCUD-MAIN2D | MCKESSON CORP | 75000 | Purchased
CHRISTIANA |  | HOSPITAL-CH | 0 | 520613000000 | DE |  | 2005-10-10 20:00 |  | Automation Systems; Medication Dispensing; Clinical Pharmacy | ID45652 | ACCUD-MAIN2D | MCKESSON CORP | 75000 | Purchased
CHRISTIANA |  | HOSPITAL-CH | 0 | 120604000000 | DE |  | 2005-10-10 20:00 |  | Automation Systems; Medication Dispensing; Clinical Pharmacy | ID33078 | ACCUD-MAIN2D | MCKESSON CORP | 75000 | Purchased
CHRISTIANA |  | HOSPITAL-CH | 0 | 52069246003 | DE |  | 2005-10-10 20:00 |  | Automation Systems; Medication Dispensing; Clinical Pharmacy | ID52897 | ACCUD-MAIN2D | MCKESSON CORP | 75000 | Purchased
CHRISTIANA |  | HOSPITAL-CH | 0 | 120604000000 | DE |  | 2005-10-10 20:00 |  | Automation Systems; Medication Dispensing; Clinical Pharmacy | ID33082 | ACCUD-MAIN2D | MCKESSON CORP | 75000 | Purchased
CHRISTIANA |  | HOSPITAL-CH | 0 | 120608000000 | DE |  | 2005-10-10 20:00 |  | Automation Systems; Medication Dispensing; Clinical Pharmacy | ID33180 | ACCUD-MAIN2D | MCKESSON CORP | 75000
CHRISTIANA |  | HOSPITAL-WH | 0 | 130611000000 | DE |  | 2007-01-30 19:00 |  | Automation Systems; Medication Dispensing; Clinical Pharmacy | ID48413 | ACCUD-MAIN2D | MCKESSON CORP | 75000 | Purchased
CHRISTIANA |  | HOSPITAL-CH | 0 | 130610000000 | DE |  | 2011-04-03 20:00 |  | Automation Systems; Medication Dispensing; Clinical Pharmacy | ID33909 | ACCUD-MAIN2D | MCKESSON CORP | 75000
CHRISTIANA |  | HOSPITAL-CH | 0 | 130610000000 | DE |  | 2011-04-03 20:00 |  | Automation Systems; Medication Dispensing; Clinical Pharmacy | ID33908 | ACCUD-MAIN2D | MCKESSON CORP | 75000 | Purchased
CHRISTIANA |  | HOSPITAL-CH | 0 | 130610000000 | DE |  | 2011-04-03 20:00 |  | Automation Systems; Medication Dispensing; Clinical Pharmacy | ID33907 | ACCUD-MAIN2D | MCKESSON CORP | 75000 | Purchased
CHRISTIANA |  | HOSPITAL-CH | 0 | 120604000000 | DE |  | 2005-10-10 20:00 |  | Automation Systems; Medication Dispensing; Clinical Pharmacy | ID33077 | ACCUD-MAIN2D | MCKESSON CORP | 75000 | Purchased
CHRISTIANA |  | HOSPITAL-CH | 0 | 120604000000 | DE |  | 2005-10-10 20:00 |  | Automation Systems; Medication Dispensing; Clinical Pharmacy | ID33076 | ACCUD-MAIN2D | MCKESSON CORP | 75000 | Purchased
CHRISTIANA |  | HOSPITAL-CH | 0 | 120608000000 | DE |  | 2005-10-10 20:00 |  | Automation Systems; Medication Dispensing; Clinical Pharmacy | ID33182 | ACCUD-MAIN2D | MCKESSON CORP | 75000 | Purchased
CHRISTIANA |  | HOSPITAL-CH | 0 | 120604000000 | DE |  | 2005-10-10 20:00 |  | Automation Systems; Medication Dispensing; Clinical Pharmacy | ID33080 | ACCUD-MAIN2D | MCKESSON CORP | 75000 | Purchased
CHRISTIANA |  | MIDDLETOWN ED | 0 | 170612000000 | DE |  | 2013-03-20 20:00 |  | Automation Systems; Medication Dispensing; Clinical Pharmacy | ID51487 | ACCUD-MAIN2D | MCKESSON CORP | 75000 | Purchased
CHRISTIANA |  | HOSPITAL-CH | 0 | 520612000000 | DE |  | 2005-10-10 20:00 |  | Automation Systems; Medication Dispensing; Clinical Pharmacy | ID52833 | ACCUD-MAIN2D | MCKESSON CORP | 75000 | Purchased
CHRISTIANA |  | HOSPITAL-CH | 0 | 120607000000 | DE |  | 2007-01-30 19:00 |  | Automation Systems; Medication Dispensing; Clinical Pharmacy | ID33185 | ACCUD-MAIN2D | MCKESSON CORP | 75000
CHRISTIANA |  | HOSPITAL-WH | 0 | 120608000000 | DE |  | 2007-01-30 19:00 |  | Automation Systems; Medication Dispensing; Clinical Pharmacy | ID33192 | ACCUD-MAIN2D | MCKESSON CORP | 75000 | Purchased
CHRISTIANA |  | HOSPITAL-WH | 0 | 120608000000 | DE |  | 2010-11-16 19:00 |  | Automation Systems; Medication Dispensing; Clinical Pharmacy | ID33193 | ACCUD-MAIN2D | MCKESSON CORP | 75000 | Purchased
CHRISTIANA |  | HOSPITAL-CH | 0 | 150606000000 | DE |  | 2005-10-10 20:00 |  | Automation Systems; Medication Dispensing; Clinical Pharmacy | ID33155 | ACCUD-MAIN2D | MCKESSON CORP | 75000
CHRISTIANA |  | HOSPITAL-CH | 0 | 150606000000 | DE |  | 2005-10-10 20:00 |  | Automation Systems; Medication Dispensing; Clinical Pharmacy | ID33157 | ACCUD-MAIN2D | MCKESSON CORP | 75000 | Purchased
CHRISTIANA |  | HOSPITAL-WH | 0 | 120608000000 | DE |  | 2005-10-10 20:00 |  | Automation Systems; Medication Dispensing; Clinical Pharmacy | ID57806 | ACCUD-MAIN2D | MCKESSON CORP | 75000 | Purchased
CHRISTIANA |  | HOSPITAL-CH | 0 | 170606000000 | DE |  | 2005-10-10 20:00 |  | Automation Systems; Medication Dispensing; Clinical Pharmacy | ID57808 | ACCUD-MAIN2D | MCKESSON CORP | 75000 | Purchased
CHRISTIANA |  | HOSPITAL-CH | 0 | 170607000000 | DE |  | 2005-10-10 20:00 |  | Automation Systems; Medication Dispensing; Clinical Pharmacy | ID57807 | ACCUD-MAIN2D | MCKESSON CORP | 75000 | Purchased
CHRISTIANA |  | HOSPITAL-WH | 0 | 99082-28 | DE |  | 2017-08-23 20:00 |  | TEST EQUIPMENT; TEST EQUIPMENT | 60792 | EN 837-1 PRESSURE GAUGE ANALOG | NORTH AMERICAN DRAEGER | 5000 | Purchased
CHRISTIANA |  | HOSPITAL-CH | 0 | 122090.2 | DE |  | 2015-09-01 20:00 |  | Facility Booms; Ceiling-Mounted | B1 BOOM 3 | Prima Xtend Ceiling Arm P1364SR | Hill-Rom Co Inc | 75000
CHRISTIANA |  | HOSPITAL-CH | 0 | 40463499 | DE |  | 2005-05-02 20:00 |  | Centrifuges; Floor; Low-Speed; Nonrefrigerated; Blood Bank | 37139 | ACCU SPIN 1 | FISHER SCIENTIFIC | 4781.35 | Purchased
CHRISTIANA |  | HOSPITAL-CH | 0 | EP29504187 | DE |  | 1996-03-27 19:00 |  | Auditory Function Screening Devices | 24107 | Echoport Series ILO88 | Otodynamics Ltd | 9995
CHRISTIANA |  | HOSPITAL-CH | 50000 | J50002087 | DE |  | 2016-01-03 19:00 |  | Analyzers; Laboratory; Hematology; Blood Grouping; Automated | 61832 | 6904577 ORTHO VISION ANALYZER HEMATOLOGY | ORTHO DIAGNOSTIC SYSTEMS INC A JOHNSON & JOHNSON CO | 85000 | Purchased
CHRISTIANA |  | HOSPITAL-CH | 50000 | J50002049 | DE |  | 2016-02-25 19:00 |  | Analyzers; Laboratory; Hematology; Blood Grouping; Automated | 61989 | 6904577 ORTHO VISION ANALYZER HEMATOLOGY | ORTHO DIAGNOSTIC SYSTEMS INC A JOHNSON & JOHNSON CO | 85000 | Purchased
CHRISTIANA |  | HOSPITAL-WH | 50000 | J50002149 | DE |  | 2015-11-18 19:00 |  | Analyzers; Laboratory; Hematology; Blood Grouping; Automated | 60293 | 6904577 ORTHO VISION ANALYZER HEMATOLOGY | ORTHO DIAGNOSTIC SYSTEMS INC A JOHNSON & JOHNSON CO | 85000 | Purchased
CHRISTIANA |  | HOSPITAL-WH | 6100 | 1520-015 | DE |  | 2004-04-04 20:00 |  | Analyzers; Laboratory; Urine; Automated | 35492 | Urisys Analyzer 2400 | Roche Diagnostics Corp | 7999.99
CHRISTIANA |  | HOSPITAL-CH | 0 | DE22712657 | DE |  | 2019-03-29 07:06 |  | Physiologic Monitor Module Housings | 64771 | M3001A | PHILIPS MEDICAL SYSTEMS CARDIAC & MONITORING SYSTEMS DIV | 14356.83 | Purchased
CHRISTIANA |  | HOSPITAL-CH | 0 | DE52036763 | DE |  | 2006-01-02 19:00 |  | MONITORING SYSTEMS; Physiologic; Acute Care | 38742 | M8007A MP70 | PHILIPS MEDICAL SYSTEMS CARDIAC & MONITORING SYSTEMS DIV | 14356.83 | Purchased
CHRISTIANA |  | HOSPITAL-CH | 0 | DE52036499 | DE |  | 2005-08-30 20:00 |  | MONITORING SYSTEMS; Physiologic; Acute Care | 38003 | M8007A MP70 | PHILIPS MEDICAL SYSTEMS CARDIAC & MONITORING SYSTEMS DIV | 14356.83 | Purchased
CHRISTIANA |  | HOSPITAL-CH | 0 | DE52035610 | DE |  | 2005-08-30 20:00 |  | MONITORING SYSTEMS; Physiologic; Acute Care | 38004 | M8007A MP70 | PHILIPS MEDICAL SYSTEMS CARDIAC & MONITORING SYSTEMS DIV | 14356.83 | Purchased
CHRISTIANA |  | HOSPITAL-CH | 0 | DE22701066 | DE |  | 2019-03-29 07:06 |  | MONITORING SYSTEMS; Physiologic; Acute Care | 38711 | M8007A MP70 | PHILIPS MEDICAL SYSTEMS CARDIAC & MONITORING SYSTEMS DIV | 14356.83 | Purchased
CHRISTIANA |  | HOSPITAL-CH | 0 | DE35018551 | DE |  | 2006-01-02 19:00 |  | MONITORING SYSTEMS; Physiologic; Acute Care | 38725 | M8007A MP70 | PHILIPS MEDICAL SYSTEMS CARDIAC & MONITORING SYSTEMS DIV | 14356.83 | Purchased
CHRISTIANA |  | HOSPITAL-CH | 0 | DE35015940 | DE |  | 2006-01-02 19:00 |  | MONITORING SYSTEMS; Physiologic; Acute Care | 38704 | M8007A MP70 | PHILIPS MEDICAL SYSTEMS CARDIAC & MONITORING SYSTEMS DIV | 14356.83 | Purchased
CHRISTIANA |  | HOSPITAL-CH | 0 | DE35020022 | DE |  | 2006-01-02 19:00 |  | MONITORING SYSTEMS; Physiologic; Acute Care | 38703 | M8007A MP70 | PHILIPS MEDICAL SYSTEMS CARDIAC & MONITORING SYSTEMS DIV | 14356.83 | Purchased
CHRISTIANA |  | HOSPITAL-CH | 0 | DE843A1272 | DE |  | 2005-08-30 20:00 |  | MONITORING SYSTEMS; Physiologic; Acute Care | 47151 | M8007A MP70 | PHILIPS MEDICAL SYSTEMS CARDIAC & MONITORING SYSTEMS DIV | 14356.83 | Purchased
CHRISTIANA |  | HOSPITAL-CH | 0 | DE22701373 | DE |  | 2006-01-02 19:00 |  | MONITORING SYSTEMS; Physiologic; Acute Care | 38705 | M8007A MP70 | PHILIPS MEDICAL SYSTEMS CARDIAC & MONITORING SYSTEMS DIV | 14356.83 | Purchased
CHRISTIANA |  | HOSPITAL-CH | 0 | DE44025497 | DE |  | 2018-03-12 20:00 |  | MONITORING SYSTEMS; Physiologic; Acute Care | 67092 | M8007A MP70 | PHILIPS MEDICAL SYSTEMS CARDIAC & MONITORING SYSTEMS DIV | 14356.83 | Purchased
CHRISTIANA |  | HOSPITAL-CH | 0 | DE52036500 | DE |  | 2005-08-30 20:00 |  | MONITORING SYSTEMS; Physiologic; Acute Care | 38005 | M8007A MP70 | PHILIPS MEDICAL SYSTEMS CARDIAC & MONITORING SYSTEMS DIV | 14356.83 | Purchased
CHRISTIANA |  | HOSPITAL-CH | 0 | DE35016228 | DE |  | 2006-01-02 19:00 |  | MONITORING SYSTEMS; Physiologic; Acute Care | 38727 | M8007A MP70 | PHILIPS MEDICAL SYSTEMS CARDIAC & MONITORING SYSTEMS DIV | 14356.83 | Purchased
CHRISTIANA |  | HOSPITAL-CH | 0 | DE52036780 | DE |  | 2006-01-02 19:00 |  | MONITORING SYSTEMS; Physiologic; Acute Care | 38728 | M8007A MP70 | PHILIPS MEDICAL SYSTEMS CARDIAC & MONITORING SYSTEMS DIV | 14356.83 | Purchased
CHRISTIANA |  | HOSPITAL-CH | 0 | DE35020387 | DE |  | 2006-01-02 19:00 |  | MONITORING SYSTEMS; Physiologic; Acute Care | 38731 | M8007A MP70 | PHILIPS MEDICAL SYSTEMS CARDIAC & MONITORING SYSTEMS DIV | 14356.83 | Purchased
CHRISTIANA |  | HOSPITAL-CH | 0 | DE35020029 | DE |  | 2006-01-02 19:00 |  | MONITORING SYSTEMS; Physiologic; Acute Care | 38729 | M8007A MP70 | PHILIPS MEDICAL SYSTEMS CARDIAC & MONITORING SYSTEMS DIV | 14356.83 | Purchased
CHRISTIANA |  | HOSPITAL-CH | 0 | DE52036767 | DE |  | 2006-01-02 19:00 |  | MONITORING SYSTEMS; Physiologic; Acute Care | 38734 | M8007A MP70 | PHILIPS MEDICAL SYSTEMS CARDIAC & MONITORING SYSTEMS DIV | 14356.83 | Purchased
CHRISTIANA |  | HOSPITAL-CH | 0 | DE52036776 | DE |  | 2006-01-02 19:00 |  | MONITORING SYSTEMS; Physiologic; Acute Care | 38732 | M8007A MP70 | PHILIPS MEDICAL SYSTEMS CARDIAC & MONITORING SYSTEMS DIV | 14356.83 | Purchased
CHRISTIANA |  | HOSPITAL-CH | 0 | DE52036762 | DE |  | 2006-01-02 19:00 |  | MONITORING SYSTEMS; Physiologic; Acute Care | 38736 | M8007A MP70 | PHILIPS MEDICAL SYSTEMS CARDIAC & MONITORING SYSTEMS DIV | 14356.83 | Purchased
CHRISTIANA |  | HOSPITAL-CH | 0 | DE52036769 | DE |  | 2006-01-02 19:00 |  | MONITORING SYSTEMS; Physiologic; Acute Care | 38712 | M8007A MP70 | PHILIPS MEDICAL SYSTEMS CARDIAC & MONITORING SYSTEMS DIV | 14356.83 | Purchased
CHRISTIANA |  | HOSPITAL-CH | 0 | DE52036518 | DE |  | 2006-01-02 19:00 |  | MONITORING SYSTEMS; Physiologic; Acute Care | 38717 | M8007A MP70 | PHILIPS MEDICAL SYSTEMS CARDIAC & MONITORING SYSTEMS DIV | 14356.83 | Purchased
CHRISTIANA |  | HOSPITAL-CH | 0 | DE52036764 | DE |  | 2006-01-02 19:00 |  | MONITORING SYSTEMS; Physiologic; Acute Care | 38719 | M8007A MP70 | PHILIPS MEDICAL SYSTEMS CARDIAC & MONITORING SYSTEMS DIV | 14356.83 | Purchased
CHRISTIANA |  | HOSPITAL-CH | 0 | DE22701841 | DE |  | 2006-01-30 19:00 |  | MONITORING SYSTEMS; Physiologic; Acute Care | 38709 | M8007A MP70 | PHILIPS MEDICAL SYSTEMS CARDIAC & MONITORING SYSTEMS DIV | 14356.83 | Purchased
CHRISTIANA |  | HOSPITAL-CH | 0 | DE35018497 | DE |  | 2006-01-02 19:00 |  | MONITORING SYSTEMS; Physiologic; Acute Care | 38707 | M8007A MP70 | PHILIPS MEDICAL SYSTEMS CARDIAC & MONITORING SYSTEMS DIV | 14356.83 | Purchased
CHRISTIANA |  | HOSPITAL-WH | 0 | S11A00472 | DE |  | 2013-10-08 20:00 |  | Temperature Monitors | 52246 | Temp Check DSTA-40 | LEVEL 1 INC | 5000 | Purchased
CHRISTIANA |  | HOSPITAL-CH | 0 | 1998 0071 | DE |  | 2012-08-21 20:00 |  | Temperature Monitors | 49464 | Temp Check DSTA-40 | LEVEL 1 INC | 5000 | Purchased
CHRISTIANA |  | CANCER CENTER | 0 | 270919 | DE |  | 2002-05-29 20:00 |  | Workstations; Digital Radiography | 41664 | LEONARDO | SIEMENS HEALTH SYSTEMS | 8500
CHRISTIANA |  | HOSPITAL-CH | 0 | 21038903 | DE |  | 2019-03-29 07:07 |  | Probes; Ultrasonic | 21038903 | 5V2C | SIEMENS HEALTH SYSTEMS | 10000 | Purchased
CHRISTIANA |  | HOSPITAL-CH | 0 | 114550-1589 | DE |  | 2008-01-20 19:00 |  | Counters; Gamma | 28400 | GAMMA C-12 | SIEMENS HEALTH SYSTEMS | 2000 | Purchased
CHRISTIANA |  | HOSPITAL-CH | 0 | 5636 | DE |  | 1988-08-27 20:00 |  | Power Supplies; Regulated; Electrophoresis | 12946 | Electrofocusing Constant Power Supply 2197 | Bromma | 1500 | Purchased
CHRISTIANA |  | MIDDLETOWN ED | 0 | NONE | DE |  | 2013-03-17 20:00 |  | OPHTHALMOSCOPE/OTOSCOPES | 51327 | 408282 | Welch Allyn Inc. | 1000 | Purchased
CHRISTIANA |  | HOSPITAL-CH | 0 | 60550 | DE |  | 2012-06-20 20:00 |  | TEST EQUIPMENT; TEST EQUIPMENT | 26147 | BP PUMP | BIO-TEK INSTRUMENTS INC | 2500 | Purchased
CHRISTIANA |  | HOSPITAL-CH | 0 | W50041930 | DE |  | 2013-07-22 20:00 |  | Washer/Decontamination Units | 45119 | 9128 9100 SERIES FLOOR LOADING CART & UTENSIL WASHER/DISINFECTO | GETINGE/CASTLE INC | 45000 | Purchased
CHRISTIANA |  | HOSPITAL-CH | 0 | USR1034003 | DE |  | 2010-10-27 20:00 |  | Washer/Decontamination Units | 40148 | 9128 9100 SERIES FLOOR LOADING CART & UTENSIL WASHER/DISINFECTO | GETINGE/CASTLE INC | 45000 | Purchased
CHRISTIANA |  | HOSPITAL-CH | 0 | 0211ST012-0009 | DE |  | 2011-12-04 19:00 |  | Washers; Labware/Surgical Instrument; Ultrasonic | 40139 | CAVI-DV-17WRD-E | STERIS Corp | 1500
CHRISTIANA |  | HOSPITAL-WH | 0 | 81809003073 | DE |  | 2018-12-12 19:00 |  | Exercisers | 68002 | SIGNATURE SERIES CHIN/DIP/LEG RAISE - CHIN/DIP/LEG RAISE | Life Fitness | 4250
CHRISTIANA |  | HOSPITAL-WH | 0 | 610817 | DE |  | 1988-08-27 20:00 |  | Monitors; Video | 15404 | MV-9282 | CIRCON SURGITEK DIV CIRCON CORP | 2000 | Purchased
CHRISTIANA |  | HOSPITAL-WH | 0 | 220600004 | DE |  | 2017-10-12 20:00 |  | Microscopes; Light; Operating; Ophthalmology | 60840 | Ophthalmic Microscope M841 | LEICA MICROSYSTEMS INC | 29000 | Purchased
CHRISTIANA |  | HOSPITAL-CH | 0 | A16794 | DE |  | 2018-11-05 19:00 |  | Infusion Pumps; General-Purpose | T0085 | CME BODY GUARD 323 - BODY GUARD 323 | ALUNG TECHNOLOGIES INC | 4000 | Purchased
CHRISTIANA |  | HOSPITAL-CH | 0 | A16A27 | DE |  | 2018-11-05 19:00 |  | Infusion Pumps; General-Purpose | T0086 | CME BODY GUARD 323 - BODY GUARD 323 | ALUNG TECHNOLOGIES INC | 4000 | Purchased
CHRISTIANA |  | HOSPITAL-CH | 0 | S046967 | DE |  | 2018-11-05 19:00 |  | Analyzers; Laboratory; Clinical Chemistry; Automated; Discrete | T0061 | CR4 CONTROLLER | ALUNG TECHNOLOGIES INC | 65000 | Purchased
CHRISTIANA |  | HOSPITAL-CH | 0 | S045651 | DE |  | 2018-11-05 19:00 |  | Analyzers; Laboratory; Clinical Chemistry; Automated; Discrete | T0060 | CR4 CONTROLLER | ALUNG TECHNOLOGIES INC | 90000 | Purchased
CHRISTIANA |  | Union Professional Building Elkton | 0 | M00049462 | MD |  | 2017-07-31 20:00 |  | Sphygmomanometers; Electronic; Automatic | 65301 | 247B - VITAL SIGNS PATIENT MONITOR | SUNTECH | 750 | Purchased
CHRISTIANA |  | HOSPITAL-CH | 0 | 4732 | DE |  | 2007-06-02 20:00 |  | Scanning Systems; Ultrasonic; Intravascular | 40475 | ILAB 120 | BOSTON SCIENTIFIC CORP | 75000 | Purchased
CHRISTIANA |  | HOSPITAL-CH | 0 | 4731 | DE |  | 2007-06-02 20:00 |  | Scanning Systems; Ultrasonic; Intravascular | 39964 | ILAB 120 | BOSTON SCIENTIFIC CORP | 249999.99 | Purchased
CHRISTIANA |  | HOSPITAL-CH | 0 | 8066 | DE |  | 2013-04-10 20:00 |  | Scanning Systems; Ultrasonic; Intravascular | 46925 | ILAB 120 | BOSTON SCIENTIFIC CORP | 75000 | Purchased
CHRISTIANA |  | HOSPITAL-WH | 0 | DE805T3525 | DE |  | 2013-09-26 20:00 |  | Modules; Laboratory Automation System; Immunochemistry | 52198 | M1006E; MODULE PRESSURE | PHILIPS MEDICAL SYSTEMS CARDIAC & MONITORING SYSTEMS DIV | 2500 | Purchased
CHRISTIANA |  | HOSPITAL-WH | 0 | DE805T3541 | DE |  | 2013-09-26 20:00 |  | Modules; Laboratory Automation System; Immunochemistry | 45745 | M1006E; MODULE PRESSURE | PHILIPS MEDICAL SYSTEMS CARDIAC & MONITORING SYSTEMS DIV | 2500 | Purchased
CHRISTIANA |  | HOSPITAL-CH | 477.27 | 22177 | DE |  | 2010-12-15 19:00 |  | Tables; Operating | 47317 | SST-3000 | Mizuho OSI | 35000 | Purchased
CHRISTIANA |  | HOSPITAL-CH | 0 | 9080 | DE |  | 2013-03-11 20:00 |  | Microscopes; Light; Laboratory; Stereo | 47217 | Zoom Stereomicroscope SMZ800N | NIKON INSTRUMENTS INC | 3500 | Purchased
CHRISTIANA |  | HOSPITAL-CH | 0 | HDKF50348 | DE |  |  |  | Phototherapy Units; Visible Light; Hyperbilirubinemia | 33619 | 6600-0416-901 | GE MEDICAL SYSTEMS | 2999
CHRISTIANA |  | HOSPITAL-CH | 0 | 126619 | DE |  | 2017-12-07 19:00 |  | Warming Units; Patient; Forced-Air | 66274 | 3M Bair Hugger 775 | 3M Healthcare (formerly Arizant Healthcare; Inc.) | 7500
CHRISTIANA |  | HOSPITAL-CH | 0 | v10197 | DE |  | 2018-04-08 20:00 |  | Smoke Evacuation Systems; Surgical | 67245 | ECVV120 MINI | IC MEDICAL INC | 3960
CHRISTIANA |  | HOSPITAL-CH | 0 | v10193 | DE |  | 2018-04-08 20:00 |  | Smoke Evacuation Systems; Surgical | 67243 | ECVV120 MINI | IC MEDICAL INC | 3960
CHRISTIANA |  | HOSPITAL-CH | 0 | v10200 | DE |  | 2018-04-08 20:00 |  | Smoke Evacuation Systems; Surgical | 67244 | ECVV120 MINI | IC MEDICAL INC | 3960
CHRISTIANA |  | HOSPITAL-WH | 0 | E20039 | DE |  |  |  | Smoke Evacuation Systems; Surgical | 24830 | ES 2000 | STACKHOUSE INC VIASYS HEALTHCARE RESPIRATORY TECHNOLOGIES | 3000
CHRISTIANA |  | West Grove Medical Office Building | 0 | 101046872 | DE |  |  |  | Electrocardiographs; Multichannel | 41606 | MAC 1200 | GE MEDICAL SYSTEMS | 6999.99
CHRISTIANA |  | Annex | 0 | 550001388 | DE |  |  |  | Electrocardiographs; Multichannel | 36027 | MAC 1200 | GE MEDICAL SYSTEMS | 6999.99
CHRISTIANA |  | HOSPITAL-CH | 0 | PS047028 | DE |  |  |  | Circulatory Assist Units; Peripheral Compression; Intermittent | 28990 | AC 500 | HUNTLEIGH HEALTHCARE LLC | 500
CHRISTIANA |  | HOSPITAL-CH | 0 | PS046932 | DE |  |  |  | Circulatory Assist Units; Peripheral Compression; Intermittent | 28992 | AC 500 | HUNTLEIGH HEALTHCARE LLC | 500
CHRISTIANA |  | HOSPITAL-CH | 0 | 36596 | DE |  |  |  | Circulatory Assist Units; Peripheral Compression; Intermittent | 31006 | AC 500 | HUNTLEIGH HEALTHCARE LLC | 1250
CHRISTIANA |  | HOSPITAL-CH | 0 | 35671 | DE |  |  |  | Circulatory Assist Units; Peripheral Compression; Intermittent | 31008 | AC 500 | HUNTLEIGH HEALTHCARE LLC | 1250
CHRISTIANA |  | HOSPITAL-CH | 0 | 34677 | DE |  |  |  | Circulatory Assist Units; Peripheral Compression; Intermittent | 29539 | AC 500 | HUNTLEIGH HEALTHCARE LLC | 1250
CHRISTIANA |  | HOSPITAL-CH | 0 | 34651 | DE |  |  |  | Circulatory Assist Units; Peripheral Compression; Intermittent | 29981 | AC 500 | HUNTLEIGH HEALTHCARE LLC | 1250
CHRISTIANA |  | HOSPITAL-CH | 0 | 2233 | DE |  |  |  | Circulatory Assist Units; Peripheral Compression; Intermittent | 61123 | AC 500 | HUNTLEIGH HEALTHCARE LLC | 750
CHRISTIANA |  | HOSPITAL-WH | 0 | PS031823 | DE |  |  |  | Circulatory Assist Units; Peripheral Compression; Intermittent | 24092 | AC 500 | HUNTLEIGH HEALTHCARE LLC | 1250
CHRISTIANA |  | HOSPITAL-CH | 0 | PS031818 | DE |  |  |  | Circulatory Assist Units; Peripheral Compression; Intermittent | 24090 | AC 500 | HUNTLEIGH HEALTHCARE LLC | 1250
CHRISTIANA |  | HOSPITAL-CH | 0 | PS032049 | DE |  |  |  | Circulatory Assist Units; Peripheral Compression; Intermittent | 24015 | AC 500 | HUNTLEIGH HEALTHCARE LLC | 1250
CHRISTIANA |  | HOSPITAL-WH | 0 | P5044500 | DE |  |  |  | Circulatory Assist Units; Peripheral Compression; Intermittent | 28257 | AC 500 | HUNTLEIGH HEALTHCARE LLC | 500
CHRISTIANA |  | HOSPITAL-CH | 0 | PS046917 | DE |  |  |  | Circulatory Assist Units; Peripheral Compression; Intermittent | 28991 | AC 500 | HUNTLEIGH HEALTHCARE LLC | 500
CHRISTIANA |  | HOSPITAL-CH | 0 | PS046940 | DE |  |  |  | Circulatory Assist Units; Peripheral Compression; Intermittent | 28993 | AC 500 | HUNTLEIGH HEALTHCARE LLC | 500
CHRISTIANA |  | HOSPITAL-CH | 0 | 36603 | DE |  |  |  | Circulatory Assist Units; Peripheral Compression; Intermittent | 31009 | AC 500 | HUNTLEIGH HEALTHCARE LLC | 1250
CHRISTIANA |  | HOSPITAL-CH | 0 | 34658 | DE |  |  |  | Circulatory Assist Units; Peripheral Compression; Intermittent | 29540 | AC 500 | HUNTLEIGH HEALTHCARE LLC | 1250
CHRISTIANA |  | HOSPITAL-WH | 0 | 34726 | DE |  |  |  | Circulatory Assist Units; Peripheral Compression; Intermittent | 29982 | AC 500 | HUNTLEIGH HEALTHCARE LLC | 1250
CHRISTIANA |  | HOSPITAL-CH | 0 | 31642 | DE |  |  |  | Circulatory Assist Units; Peripheral Compression; Intermittent | 61124 | AC 500 | HUNTLEIGH HEALTHCARE LLC | 750
CHRISTIANA |  | HOSPITAL-CH | 0 | PS032280 | DE |  |  |  | Circulatory Assist Units; Peripheral Compression; Intermittent | 24091 | AC 500 | HUNTLEIGH HEALTHCARE LLC | 1250
CHRISTIANA |  | HOSPITAL-WH | 0 | PS032502 | DE |  |  |  | Circulatory Assist Units; Peripheral Compression; Intermittent | 24053 | AC 500 | HUNTLEIGH HEALTHCARE LLC | 1250
CHRISTIANA |  | HOSPITAL-CH | 0 | PS047023 | DE |  |  |  | Circulatory Assist Units; Peripheral Compression; Intermittent | 28994 | AC 500 | HUNTLEIGH HEALTHCARE LLC | 500
CHRISTIANA |  | HOSPITAL-CH | 0 | PS047035 | DE |  |  |  | Circulatory Assist Units; Peripheral Compression; Intermittent | 28997 | AC 500 | HUNTLEIGH HEALTHCARE LLC | 500
CHRISTIANA |  | HOSPITAL-CH | 0 | 35673 | DE |  |  |  | Circulatory Assist Units; Peripheral Compression; Intermittent | 30992 | AC 500 | HUNTLEIGH HEALTHCARE LLC | 1250
CHRISTIANA |  | HOSPITAL-WH | 0 | 35803 | DE |  |  |  | Circulatory Assist Units; Peripheral Compression; Intermittent | 30994 | AC 500 | HUNTLEIGH HEALTHCARE LLC | 1250
CHRISTIANA |  | HOSPITAL-WH | 0 | PS044386 | DE |  |  |  | Circulatory Assist Units; Peripheral Compression; Intermittent | 27397 | AC 500 | HUNTLEIGH HEALTHCARE LLC | 800
CHRISTIANA |  | HOSPITAL-CH | 0 | PS032614 | DE |  |  |  | Circulatory Assist Units; Peripheral Compression; Intermittent | 23928 | AC 500 | HUNTLEIGH HEALTHCARE LLC | 1250
CHRISTIANA |  | HOSPITAL-WH | 0 | PS026820 | DE |  |  |  | Circulatory Assist Units; Peripheral Compression; Intermittent | 23931 | AC 500 | HUNTLEIGH HEALTHCARE LLC | 1250
CHRISTIANA |  | HOSPITAL-WH | 0 | PS032279 | DE |  |  |  | Circulatory Assist Units; Peripheral Compression; Intermittent | 24024 | AC 500 | HUNTLEIGH HEALTHCARE LLC | 1250
CHRISTIANA |  | HOSPITAL-CH | 0 | PSO42059 | DE |  |  |  | Circulatory Assist Units; Peripheral Compression; Intermittent | 29897 | AC 500 | HUNTLEIGH HEALTHCARE LLC | 1250
CHRISTIANA |  | HOSPITAL-WH | 0 | 34679 | DE |  |  |  | Circulatory Assist Units; Peripheral Compression; Intermittent | 29986 | AC 500 | HUNTLEIGH HEALTHCARE LLC | 1250
CHRISTIANA |  | HOSPITAL-CH | 0 | 43704 | DE |  |  |  | Circulatory Assist Units; Peripheral Compression; Intermittent | 61172 | AC 500 | HUNTLEIGH HEALTHCARE LLC | 750
CHRISTIANA |  | HOSPITAL-CH | 0 | 25861 | DE |  |  |  | Circulatory Assist Units; Peripheral Compression; Intermittent | 31088 | AC 500 | HUNTLEIGH HEALTHCARE LLC | 1250
CHRISTIANA |  | HOSPITAL-CH | 0 | 25866 | DE |  |  |  | Circulatory Assist Units; Peripheral Compression; Intermittent | 31090 | AC 500 | HUNTLEIGH HEALTHCARE LLC | 1250
CHRISTIANA |  | HOSPITAL-CH | 0 | 36112 | DE |  |  |  | Circulatory Assist Units; Peripheral Compression; Intermittent | 31011 | AC 500 | HUNTLEIGH HEALTHCARE LLC | 1250
CHRISTIANA |  | HOSPITAL-CH | 0 | 35668 | DE |  |  |  | Circulatory Assist Units; Peripheral Compression; Intermittent | 31013 | AC 500 | HUNTLEIGH HEALTHCARE LLC | 1250
CHRISTIANA |  | HOSPITAL-CH | 0 | PS034986 | DE |  |  |  | Circulatory Assist Units; Peripheral Compression; Intermittent | 24018 | AC 500 | HUNTLEIGH HEALTHCARE LLC | 1250
CHRISTIANA |  | HOSPITAL-CH | 0 | PS046951 | DE |  |  |  | Circulatory Assist Units; Peripheral Compression; Intermittent | 28996 | AC 500 | HUNTLEIGH HEALTHCARE LLC | 500
CHRISTIANA |  | HOSPITAL-CH | 0 | PS046955 | DE |  |  |  | Circulatory Assist Units; Peripheral Compression; Intermittent | 28999 | AC 500 | HUNTLEIGH HEALTHCARE LLC | 500
CHRISTIANA |  | HOSPITAL-CH | 0 | 35678 | DE |  |  |  | Circulatory Assist Units; Peripheral Compression; Intermittent | 30993 | AC 500 | HUNTLEIGH HEALTHCARE LLC | 1250
CHRISTIANA |  | HOSPITAL-CH | 0 | PS032623 | DE |  |  |  | Circulatory Assist Units; Peripheral Compression; Intermittent | 23927 | AC 500 | HUNTLEIGH HEALTHCARE LLC | 1250
CHRISTIANA |  | HOSPITAL-CH | 0 | PS022056 | DE |  |  |  | Circulatory Assist Units; Peripheral Compression; Intermittent | 23932 | AC 500 | HUNTLEIGH HEALTHCARE LLC | 1250
CHRISTIANA |  | HOSPITAL-CH | 0 | PS031821 | DE |  |  |  | Circulatory Assist Units; Peripheral Compression; Intermittent | 24081 | AC 500 | HUNTLEIGH HEALTHCARE LLC | 800
CHRISTIANA |  | HOSPITAL-CH | 0 | PS042412 | DE |  |  |  | Circulatory Assist Units; Peripheral Compression; Intermittent | 29900 | AC 500 | HUNTLEIGH HEALTHCARE LLC | 1250
CHRISTIANA |  | HOSPITAL-CH | 0 | 32195 | DE |  |  |  | Circulatory Assist Units; Peripheral Compression; Intermittent | 31087 | AC 500 | HUNTLEIGH HEALTHCARE LLC | 1250
CHRISTIANA |  | HOSPITAL-CH | 0 | 31309 | DE |  |  |  | Circulatory Assist Units; Peripheral Compression; Intermittent | 31089 | AC 500 | HUNTLEIGH HEALTHCARE LLC | 1250
CHRISTIANA |  | HOSPITAL-CH | 0 | 30465 | DE |  |  |  | Circulatory Assist Units; Peripheral Compression; Intermittent | 31182 | AC 500 | HUNTLEIGH HEALTHCARE LLC | 1250
CHRISTIANA |  | HOSPITAL-CH | 0 | 36627 | DE |  |  |  | Circulatory Assist Units; Peripheral Compression; Intermittent | 31010 | AC 500 | HUNTLEIGH HEALTHCARE LLC | 1250
CHRISTIANA |  | HOSPITAL-CH | 0 | PS031252 | DE |  |  |  | Circulatory Assist Units; Peripheral Compression; Intermittent | 24017 | AC 500 | HUNTLEIGH HEALTHCARE LLC | 1250
CHRISTIANA |  | HOSPITAL-CH | 0 | PSO37575 | DE |  |  |  | Circulatory Assist Units; Peripheral Compression; Intermittent | 28260 | AC 500 | HUNTLEIGH HEALTHCARE LLC | 500
CHRISTIANA |  | HOSPITAL-CH | 0 | PS046925 | DE |  |  |  | Circulatory Assist Units; Peripheral Compression; Intermittent | 29001 | AC 500 | HUNTLEIGH HEALTHCARE LLC | 500
CHRISTIANA |  | HOSPITAL-CH | 0 | 35646 | DE |  |  |  | Circulatory Assist Units; Peripheral Compression; Intermittent | 30998 | AC 500 | HUNTLEIGH HEALTHCARE LLC | 1250
CHRISTIANA |  | HOSPITAL-WH | 0 | 36115 | DE |  |  |  | Circulatory Assist Units; Peripheral Compression; Intermittent | 31000 | AC 500 | HUNTLEIGH HEALTHCARE LLC | 1250
CHRISTIANA |  | HOSPITAL-CH | 0 | PS038509 | DE |  |  |  | Circulatory Assist Units; Peripheral Compression; Intermittent | 25857 | AC 500 | HUNTLEIGH HEALTHCARE LLC | 800
CHRISTIANA |  | HOSPITAL-WH | 0 | PS032128 | DE |  |  |  | Circulatory Assist Units; Peripheral Compression; Intermittent | 23935 | AC 500 | HUNTLEIGH HEALTHCARE LLC | 1250
CHRISTIANA |  | HOSPITAL-CH | 0 | PS046934 | DE |  |  |  | Circulatory Assist Units; Peripheral Compression; Intermittent | 28984 | AC 500 | HUNTLEIGH HEALTHCARE LLC | 500
CHRISTIANA |  | HOSPITAL-CH | 0 | PS044385 | DE |  |  |  | Circulatory Assist Units; Peripheral Compression; Intermittent | 27375 | AC 500 | HUNTLEIGH HEALTHCARE LLC | 800
CHRISTIANA |  | HOSPITAL-CH | 0 | 31305 | DE |  |  |  | Circulatory Assist Units; Peripheral Compression; Intermittent | 31187 | AC 500 | HUNTLEIGH HEALTHCARE LLC | 1250
CHRISTIANA |  | HOSPITAL-CH | 0 | 900043579 | DE |  |  |  | Circulatory Assist Units; Peripheral Compression; Intermittent | 45084 | AC 500 | HUNTLEIGH HEALTHCARE LLC | 750
CHRISTIANA |  |  | 0 | PS035226 | DE |  |  |  | Circulatory Assist Units; Peripheral Compression; Intermittent | 23986 | AC 500 | HUNTLEIGH HEALTHCARE LLC | 1250
CHRISTIANA |  | HOSPITAL-CH | 0 | 35667 | DE |  |  |  | Circulatory Assist Units; Peripheral Compression; Intermittent | 31015 | AC 500 | HUNTLEIGH HEALTHCARE LLC | 1250
CHRISTIANA |  | HOSPITAL-CH | 0 | 35672 | DE |  |  |  | Circulatory Assist Units; Peripheral Compression; Intermittent | 31017 | AC 500 | HUNTLEIGH HEALTHCARE LLC | 1250
CHRISTIANA |  | HOSPITAL-CH | 0 | PS046933 | DE |  |  |  | Circulatory Assist Units; Peripheral Compression; Intermittent | 29003 | AC 500 | HUNTLEIGH HEALTHCARE LLC | 500
CHRISTIANA |  | HOSPITAL-CH | 0 | 35680 | DE |  |  |  | Circulatory Assist Units; Peripheral Compression; Intermittent | 30996 | AC 500 | HUNTLEIGH HEALTHCARE LLC | 1250
CHRISTIANA |  | HOSPITAL-CH | 0 | 36096 | DE |  |  |  | Circulatory Assist Units; Peripheral Compression; Intermittent | 30999 | AC 500 | HUNTLEIGH HEALTHCARE LLC | 1250
CHRISTIANA |  | HOSPITAL-CH | 0 | fx1110810 | DE |  |  |  | Circulatory Assist Units; Peripheral Compression; Intermittent | 45087 | AC 500 | HUNTLEIGH HEALTHCARE LLC | 750
CHRISTIANA |  | HOSPITAL-CH | 0 | PS032291 | DE |  |  |  | Circulatory Assist Units; Peripheral Compression; Intermittent | 23936 | AC 500 | HUNTLEIGH HEALTHCARE LLC | 1250
CHRISTIANA |  |  | 0 | PS034943 | DE |  |  |  | Circulatory Assist Units; Peripheral Compression; Intermittent | 23982 | AC 500 | HUNTLEIGH HEALTHCARE LLC | 1250
CHRISTIANA |  | WH SURGI | 0 | PSO42409 | DE |  |  |  | Circulatory Assist Units; Peripheral Compression; Intermittent | 29896 | AC 500 | HUNTLEIGH HEALTHCARE LLC | 1250
CHRISTIANA |  | Riverside Medical Arts Complex | 0 | PS046954 | DE |  |  |  | Circulatory Assist Units; Peripheral Compression; Intermittent | 28983 | AC 500 | HUNTLEIGH HEALTHCARE LLC | 500
CHRISTIANA |  | HOSPITAL-CH | 0 | PS044331 | DE |  |  |  | Circulatory Assist Units; Peripheral Compression; Intermittent | 27373 | AC 500 | HUNTLEIGH HEALTHCARE LLC | 800
CHRISTIANA |  | HOSPITAL-CH | 0 | 32142 | DE |  |  |  | Circulatory Assist Units; Peripheral Compression; Intermittent | 31186 | AC 500 | HUNTLEIGH HEALTHCARE LLC | 1250
CHRISTIANA |  | HOSPITAL-WH | 0 | PS032296 | DE |  |  |  | Circulatory Assist Units; Peripheral Compression; Intermittent | 23987 | AC 500 | HUNTLEIGH HEALTHCARE LLC | 1250
CHRISTIANA |  | HOSPITAL-CH | 0 | PS034816 | DE |  |  |  | Circulatory Assist Units; Peripheral Compression; Intermittent | 23983 | AC 500 | HUNTLEIGH HEALTHCARE LLC | 1250
CHRISTIANA |  | HOSPITAL-CH | 0 | 36641 | DE |  |  |  | Circulatory Assist Units; Peripheral Compression; Intermittent | 31014 | AC 500 | HUNTLEIGH HEALTHCARE LLC | 1250
CHRISTIANA |  | HOSPITAL-CH | 0 | 36639 | DE |  |  |  | Circulatory Assist Units; Peripheral Compression; Intermittent | 31016 | AC 500 | HUNTLEIGH HEALTHCARE LLC | 1250
CHRISTIANA |  | HOSPITAL-CH | 0 | 36127 | DE |  |  |  | Circulatory Assist Units; Peripheral Compression; Intermittent | 31002 | AC 500 | HUNTLEIGH HEALTHCARE LLC | 1250
CHRISTIANA |  | HOSPITAL-CH | 0 | 35818 | DE |  |  |  | Circulatory Assist Units; Peripheral Compression; Intermittent | 31004 | AC 500 | HUNTLEIGH HEALTHCARE LLC | 1250
CHRISTIANA |  | HOSPITAL-CH | 0 | PS046708 | DE |  |  |  | Circulatory Assist Units; Peripheral Compression; Intermittent | 28986 | AC 500 | HUNTLEIGH HEALTHCARE LLC | 500
CHRISTIANA |  | HOSPITAL-CH | 0 | PS046706 | DE |  |  |  | Circulatory Assist Units; Peripheral Compression; Intermittent | 28988 | AC 500 | HUNTLEIGH HEALTHCARE LLC | 500
CHRISTIANA |  | HOSPITAL-CH | 0 | PS044334 | DE |  |  |  | Circulatory Assist Units; Peripheral Compression; Intermittent | 27382 | AC 500 | HUNTLEIGH HEALTHCARE LLC | 800
CHRISTIANA |  | HOSPITAL-CH | 0 | 36606 | DE |  |  |  | Circulatory Assist Units; Peripheral Compression; Intermittent | 31020 | AC 500 | HUNTLEIGH HEALTHCARE LLC | 1250
CHRISTIANA |  | HOSPITAL-WH | 0 | PS031804 | DE |  |  |  | Circulatory Assist Units; Peripheral Compression; Intermittent | 24098 | AC 500 | HUNTLEIGH HEALTHCARE LLC | 1250
CHRISTIANA |  | HOSPITAL-CH | 0 | 35841 | DE |  |  |  | Circulatory Assist Units; Peripheral Compression; Intermittent | 31001 | AC 500 | HUNTLEIGH HEALTHCARE LLC | 1250
CHRISTIANA |  | HOSPITAL-CH | 0 | 35814 | DE |  |  |  | Circulatory Assist Units; Peripheral Compression; Intermittent | 31003 | AC 500 | HUNTLEIGH HEALTHCARE LLC | 1250
CHRISTIANA |  | HOSPITAL-CH | 0 | 35693 | DE |  |  |  | Circulatory Assist Units; Peripheral Compression; Intermittent | 31005 | AC 500 | HUNTLEIGH HEALTHCARE LLC | 1250
CHRISTIANA |  | HOSPITAL-WH | 0 | 34645 | DE |  |  |  | Circulatory Assist Units; Peripheral Compression; Intermittent | 29538 | AC 500 | HUNTLEIGH HEALTHCARE LLC | 1250
CHRISTIANA |  | HOSPITAL-CH | 0 | FXR002186 | DE |  |  |  | Circulatory Assist Units; Peripheral Compression; Intermittent | 61120 | AC 500 | HUNTLEIGH HEALTHCARE LLC | 750
CHRISTIANA |  | HOSPITAL-CH | 0 | PS047024 | DE |  |  |  | Circulatory Assist Units; Peripheral Compression; Intermittent | 28985 | AC 500 | HUNTLEIGH HEALTHCARE LLC | 500
CHRISTIANA |  | HOSPITAL-CH | 0 | PS46674 | DE |  |  |  | Circulatory Assist Units; Peripheral Compression; Intermittent | 28987 | AC 500 | HUNTLEIGH HEALTHCARE LLC | 500
CHRISTIANA |  | HOSPITAL-CH | 0 | PS047034 | DE |  |  |  | Circulatory Assist Units; Peripheral Compression; Intermittent | 28989 | AC 500 | HUNTLEIGH HEALTHCARE LLC | 500
CHRISTIANA |  | HOSPITAL-WH | 0 | PS044401 | DE |  |  |  | Circulatory Assist Units; Peripheral Compression; Intermittent | 27381 | AC 500 | HUNTLEIGH HEALTHCARE LLC | 800
CHRISTIANA |  | HOSPITAL-CH | 0 | PS044362 | DE |  |  |  | Circulatory Assist Units; Peripheral Compression; Intermittent | 27383 | AC 500 | HUNTLEIGH HEALTHCARE LLC | 800
CHRISTIANA |  | HOSPITAL-CH | 0 | 35679 | DE |  |  |  | Circulatory Assist Units; Peripheral Compression; Intermittent | 31019 | AC 500 | HUNTLEIGH HEALTHCARE LLC | 1250
CHRISTIANA |  | HOSPITAL-CH | 0 | PS038615 | DE |  |  |  | Circulatory Assist Units; Peripheral Compression; Intermittent | 25841 | AC 500 | HUNTLEIGH HEALTHCARE LLC | 1250
CHRISTIANA |  | HOSPITAL-CH | 0 | PS032246 | DE |  |  |  | Circulatory Assist Units; Peripheral Compression; Intermittent | 24097 | AC 500 | HUNTLEIGH HEALTHCARE LLC | 1250
CHRISTIANA |  | HOSPITAL-CH | 0 | 31324 | DE |  |  |  | Circulatory Assist Units; Peripheral Compression; Intermittent | 31202 | AC 500 | HUNTLEIGH HEALTHCARE LLC | 1250
CHRISTIANA |  | HOSPITAL-CH | 0 | PS038488 | DE |  |  |  | Circulatory Assist Units; Peripheral Compression; Intermittent | 25849 | AC 500 | HUNTLEIGH HEALTHCARE LLC | 1250
CHRISTIANA |  | HOSPITAL-CH | 0 | PS038624 | DE |  |  |  | Circulatory Assist Units; Peripheral Compression; Intermittent | 25852 | AC 500 | HUNTLEIGH HEALTHCARE LLC | 1250
CHRISTIANA |  | HOSPITAL-CH | 0 | PS046943 | DE |  |  |  | Circulatory Assist Units; Peripheral Compression; Intermittent | 28971 | AC 500 | HUNTLEIGH HEALTHCARE LLC | 500
CHRISTIANA |  |  | 0 | PS027414 | DE |  |  |  | Circulatory Assist Units; Peripheral Compression; Intermittent | 24033 | AC 500 | HUNTLEIGH HEALTHCARE LLC | 1250
CHRISTIANA |  | HOSPITAL-CH | 0 | PS046928 | DE |  |  |  | Circulatory Assist Units; Peripheral Compression; Intermittent | 29010 | AC 500 | HUNTLEIGH HEALTHCARE LLC | 500
CHRISTIANA |  | HOSPITAL-CH | 0 | PS035628 | DE |  |  |  | Circulatory Assist Units; Peripheral Compression; Intermittent | 25847 | AC 500 | HUNTLEIGH HEALTHCARE LLC | 1250
CHRISTIANA |  | HOSPITAL-CH | 0 | PS038473 | DE |  |  |  | Circulatory Assist Units; Peripheral Compression; Intermittent | 25850 | AC 500 | HUNTLEIGH HEALTHCARE LLC | 1250
CHRISTIANA |  | HOSPITAL-CH | 0 | PS027383 | DE |  |  |  | Circulatory Assist Units; Peripheral Compression; Intermittent | 24032 | AC 500 | HUNTLEIGH HEALTHCARE LLC | 800
CHRISTIANA |  | HOSPITAL-CH | 0 | PS032799 | DE |  |  |  | Circulatory Assist Units; Peripheral Compression; Intermittent | 23997 | AC 500 | HUNTLEIGH HEALTHCARE LLC | 1250
CHRISTIANA |  | HOSPITAL-CH | 0 | PS047018 | DE |  |  |  | Circulatory Assist Units; Peripheral Compression; Intermittent | 29009 | AC 500 | HUNTLEIGH HEALTHCARE LLC | 500
CHRISTIANA |  | HOSPITAL-CH | 0 | PS046914 | DE |  |  |  | Circulatory Assist Units; Peripheral Compression; Intermittent | 28977 | AC 500 | HUNTLEIGH HEALTHCARE LLC | 500
CHRISTIANA |  | HOSPITAL-WH | 0 | PS038505 | DE |  |  |  | Circulatory Assist Units; Peripheral Compression; Intermittent | 25856 | AC 500 | HUNTLEIGH HEALTHCARE LLC | 1250
CHRISTIANA |  | HOSPITAL-CH | 0 | PS047022 | DE |  |  |  | Circulatory Assist Units; Peripheral Compression; Intermittent | 28974 | AC 500 | HUNTLEIGH HEALTHCARE LLC | 500
CHRISTIANA |  | HOSPITAL-CH | 0 | PS046939 | DE |  |  |  | Circulatory Assist Units; Peripheral Compression; Intermittent | 28976 | AC 500 | HUNTLEIGH HEALTHCARE LLC | 500
CHRISTIANA |  | HOSPITAL-CH | 0 | PS042464 | DE |  |  |  | Circulatory Assist Units; Peripheral Compression; Intermittent | 26662 | AC 500 | HUNTLEIGH HEALTHCARE LLC | 800
CHRISTIANA |  | HOSPITAL-CH | 0 | fx1115335 | DE |  |  |  | Circulatory Assist Units; Peripheral Compression; Intermittent | 45083 | AC 500 | HUNTLEIGH HEALTHCARE LLC | 750
CHRISTIANA |  | HOSPITAL-CH | 0 | PS032119 | DE |  |  |  | Circulatory Assist Units; Peripheral Compression; Intermittent | 23996 | AC 500 | HUNTLEIGH HEALTHCARE LLC | 1250
CHRISTIANA |  | HOSPITAL-WH | 0 | PS032134 | DE |  |  |  | Circulatory Assist Units; Peripheral Compression; Intermittent | 23992 | AC 500 | HUNTLEIGH HEALTHCARE LLC | 1250
CHRISTIANA |  | HOSPITAL-CH | 0 | PS032892 | DE |  |  |  | Circulatory Assist Units; Peripheral Compression; Intermittent | 24003 | AC 500 | HUNTLEIGH HEALTHCARE LLC | 1250
CHRISTIANA |  | HOSPITAL-CH | 0 | PS038472 | DE |  |  |  | Circulatory Assist Units; Peripheral Compression; Intermittent | 25853 | AC 500 | HUNTLEIGH HEALTHCARE LLC | 1250
CHRISTIANA |  | HOSPITAL-CH | 0 | PS047016 | DE |  |  |  | Circulatory Assist Units; Peripheral Compression; Intermittent | 28973 | AC 500 | HUNTLEIGH HEALTHCARE LLC | 500
CHRISTIANA |  | HOSPITAL-CH | 0 | PS046927 | DE |  |  |  | Circulatory Assist Units; Peripheral Compression; Intermittent | 28975 | AC 500 | HUNTLEIGH HEALTHCARE LLC | 500
CHRISTIANA |  | HOSPITAL-CH | 0 | PS046935 | DE |  |  |  | Circulatory Assist Units; Peripheral Compression; Intermittent | 28978 | AC 500 | HUNTLEIGH HEALTHCARE LLC | 500
CHRISTIANA |  | HOSPITAL-CH | 0 | PS032925 | DE |  |  |  | Circulatory Assist Units; Peripheral Compression; Intermittent | 23993 | AC 500 | HUNTLEIGH HEALTHCARE LLC | 1250
CHRISTIANA |  | HOSPITAL-CH | 0 | PS032070 | DE |  |  |  | Circulatory Assist Units; Peripheral Compression; Intermittent | 23990 | AC 500 | HUNTLEIGH HEALTHCARE LLC | 800
CHRISTIANA |  | HOSPITAL-CH | 0 | PS031486 | DE |  |  |  | Circulatory Assist Units; Peripheral Compression; Intermittent | 24022 | AC 500 | HUNTLEIGH HEALTHCARE LLC | 1250
CHRISTIANA |  | HOSPITAL-CH | 0 | PS032910 | DE |  |  |  | Circulatory Assist Units; Peripheral Compression; Intermittent | 24004 | AC 500 | HUNTLEIGH HEALTHCARE LLC | 1250
CHRISTIANA |  | HOSPITAL-CH | 0 | PS046923 | DE |  |  |  | Circulatory Assist Units; Peripheral Compression; Intermittent | 28981 | AC 500 | HUNTLEIGH HEALTHCARE LLC | 500
CHRISTIANA |  | HOSPITAL-CH | 0 | PS046949 | DE |  |  |  | Circulatory Assist Units; Peripheral Compression; Intermittent | 29004 | AC 500 | HUNTLEIGH HEALTHCARE LLC | 500
CHRISTIANA |  | HOSPITAL-WH | 0 | PS042663 | DE |  |  |  | Circulatory Assist Units; Peripheral Compression; Intermittent | 26664 | AC 500 | HUNTLEIGH HEALTHCARE LLC | 800
CHRISTIANA |  | HOSPITAL-CH | 0 | PS042645 | DE |  |  |  | Circulatory Assist Units; Peripheral Compression; Intermittent | 26666 | AC 500 | HUNTLEIGH HEALTHCARE LLC | 800
CHRISTIANA |  | HOSPITAL-CH | 0 | PS033508 | DE |  |  |  | Circulatory Assist Units; Peripheral Compression; Intermittent | 24008 | AC 500 | HUNTLEIGH HEALTHCARE LLC | 1250
CHRISTIANA |  | HOSPITAL-WH | 0 | PS028784 | DE |  |  |  | Circulatory Assist Units; Peripheral Compression; Intermittent | 24010 | AC 500 | HUNTLEIGH HEALTHCARE LLC | 1250
CHRISTIANA |  | HOSPITAL-CH | 0 | FX1077367 | DE |  |  |  | Circulatory Assist Units; Peripheral Compression; Intermittent | 61113 | AC 500 | HUNTLEIGH HEALTHCARE LLC | 750
CHRISTIANA |  | HOSPITAL-CH | 0 | 30444 | DE |  |  |  | Circulatory Assist Units; Peripheral Compression; Intermittent | 61117 | AC 500 | HUNTLEIGH HEALTHCARE LLC | 750
CHRISTIANA |  | HOSPITAL-CH | 0 | PS046924 | DE |  |  |  | Circulatory Assist Units; Peripheral Compression; Intermittent | 28982 | AC 500 | HUNTLEIGH HEALTHCARE LLC | 500
CHRISTIANA |  | HOSPITAL-CH | 0 | PS046922 | DE |  |  |  | Circulatory Assist Units; Peripheral Compression; Intermittent | 29005 | AC 500 | HUNTLEIGH HEALTHCARE LLC | 500
CHRISTIANA |  | HOSPITAL-CH | 0 | PS042660 | DE |  |  |  | Circulatory Assist Units; Peripheral Compression; Intermittent | 26663 | AC 500 | HUNTLEIGH HEALTHCARE LLC | 800
CHRISTIANA |  | HOSPITAL-CH | 0 | PS042650 | DE |  |  |  | Circulatory Assist Units; Peripheral Compression; Intermittent | 26665 | AC 500 | HUNTLEIGH HEALTHCARE LLC | 800
CHRISTIANA |  | HOSPITAL-CH | 0 | PS034666 | DE |  |  |  | Circulatory Assist Units; Peripheral Compression; Intermittent | 24009 | AC 500 | HUNTLEIGH HEALTHCARE LLC | 1250
CHRISTIANA |  | HOSPITAL-CH | 0 | PS033583 | DE |  |  |  | Circulatory Assist Units; Peripheral Compression; Intermittent | 24011 | AC 500 | HUNTLEIGH HEALTHCARE LLC | 1250
CHRISTIANA |  | HOSPITAL-WH | 0 | 31313 | DE |  |  |  | Circulatory Assist Units; Peripheral Compression; Intermittent | 31188 | AC 500 | HUNTLEIGH HEALTHCARE LLC | 1250
CHRISTIANA |  | HOSPITAL-CH | 0 | 32423 | DE |  |  |  | Circulatory Assist Units; Peripheral Compression; Intermittent | 31200 | AC 500 | HUNTLEIGH HEALTHCARE LLC | 1250
CHRISTIANA |  | HOSPITAL-WH | 0 | PS038491 | DE |  |  |  | Circulatory Assist Units; Peripheral Compression; Intermittent | 25845 | AC 500 | HUNTLEIGH HEALTHCARE LLC | 1250
CHRISTIANA |  | HOSPITAL-CH | 0 | 31607 | DE |  | 2015-10-20 20:00 |  | Circulatory Assist Units; Peripheral Compression; Intermittent | 61118 | AC 500 | HUNTLEIGH HEALTHCARE LLC | 750
CHRISTIANA |  | HOSPITAL-CH | 0 | PS032834 | DE |  |  |  | Circulatory Assist Units; Peripheral Compression; Intermittent | 24043 | AC 500 | HUNTLEIGH HEALTHCARE LLC | 1250
CHRISTIANA |  | HOSPITAL-CH | 0 | PS030482 | DE |  |  |  | Circulatory Assist Units; Peripheral Compression; Intermittent | 24036 | AC 500 | HUNTLEIGH HEALTHCARE LLC | 1250
CHRISTIANA |  | HOSPITAL-CH | 0 | PS046919 | DE |  |  |  | Circulatory Assist Units; Peripheral Compression; Intermittent | 29006 | AC 500 | HUNTLEIGH HEALTHCARE LLC | 500
CHRISTIANA |  | HOSPITAL-CH | 0 | PS042649 | DE |  |  |  | Circulatory Assist Units; Peripheral Compression; Intermittent | 26669 | AC 500 | HUNTLEIGH HEALTHCARE LLC | 800
CHRISTIANA |  | HOSPITAL-CH | 0 | PS030625 | DE |  |  |  | Circulatory Assist Units; Peripheral Compression; Intermittent | 24055 | AC 500 | HUNTLEIGH HEALTHCARE LLC | 1250
CHRISTIANA |  | HOSPITAL-CH | 0 | 32422 | DE |  |  |  | Circulatory Assist Units; Peripheral Compression; Intermittent | 31201 | AC 500 | HUNTLEIGH HEALTHCARE LLC | 1250
CHRISTIANA |  | HOSPITAL-CH | 0 | PS038475 | DE |  |  |  | Circulatory Assist Units; Peripheral Compression; Intermittent | 25843 | AC 500 | HUNTLEIGH HEALTHCARE LLC | 1250
CHRISTIANA |  | HOSPITAL-CH | 0 | FX1077336 | DE |  |  |  | Circulatory Assist Units; Peripheral Compression; Intermittent | 61119 | AC 500 | HUNTLEIGH HEALTHCARE LLC | 750
CHRISTIANA |  | HOSPITAL-WH | 0 | PS034977 | DE |  |  |  | Circulatory Assist Units; Peripheral Compression; Intermittent | 24040 | AC 500 | HUNTLEIGH HEALTHCARE LLC | 1250
CHRISTIANA |  | HOSPITAL-CH | 0 | PS028843 | DE |  |  |  | Circulatory Assist Units; Peripheral Compression; Intermittent | 24046 | AC 500 | HUNTLEIGH HEALTHCARE LLC | 1250
CHRISTIANA |  | HOSPITAL-WH | 0 | PS035215 | DE |  |  |  | Circulatory Assist Units; Peripheral Compression; Intermittent | 24035 | AC 500 | HUNTLEIGH HEALTHCARE LLC | 1250
CHRISTIANA |  | HOSPITAL-CH | 0 | PS046920 | DE |  |  |  | Circulatory Assist Units; Peripheral Compression; Intermittent | 29007 | AC 500 | HUNTLEIGH HEALTHCARE LLC | 500
CHRISTIANA |  | HOSPITAL-CH | 0 | PS042672 | DE |  |  |  | Circulatory Assist Units; Peripheral Compression; Intermittent | 26668 | AC 500 | HUNTLEIGH HEALTHCARE LLC | 800
CHRISTIANA |  | HOSPITAL-CH | 0 | PS044371 | DE |  |  |  | Circulatory Assist Units; Peripheral Compression; Intermittent | 27385 | AC 500 | HUNTLEIGH HEALTHCARE LLC | 800
CHRISTIANA |  | HOSPITAL-CH | 0 | PS044359 | DE |  |  |  | Circulatory Assist Units; Peripheral Compression; Intermittent | 27387 | AC 500 | HUNTLEIGH HEALTHCARE LLC | 800
CHRISTIANA |  | HOSPITAL-WH | 0 | PS044328 | DE |  |  |  | Circulatory Assist Units; Peripheral Compression; Intermittent | 27392 | AC 500 | HUNTLEIGH HEALTHCARE LLC | 800
CHRISTIANA |  | HOSPITAL-CH | 0 | PS042664 | DE |  |  |  | Circulatory Assist Units; Peripheral Compression; Intermittent | 26656 | AC 500 | HUNTLEIGH HEALTHCARE LLC | 800
CHRISTIANA |  | HOSPITAL-CH | 0 | PS023108 | DE |  |  |  | Circulatory Assist Units; Peripheral Compression; Intermittent | 24065 | AC 500 | HUNTLEIGH HEALTHCARE LLC | 1250
CHRISTIANA |  | HOSPITAL-CH | 0 | PS018489 | DE |  |  |  | Circulatory Assist Units; Peripheral Compression; Intermittent | 24068 | AC 500 | HUNTLEIGH HEALTHCARE LLC | 1250
CHRISTIANA |  | HOSPITAL-CH | 0 | 32432 | DE |  |  |  | Circulatory Assist Units; Peripheral Compression; Intermittent | 31085 | AC 500 | HUNTLEIGH HEALTHCARE LLC | 1250
CHRISTIANA |  | HOSPITAL-CH | 0 | PS032352 | DE |  |  |  | Circulatory Assist Units; Peripheral Compression; Intermittent | 23999 | AC 500 | HUNTLEIGH HEALTHCARE LLC | 1250
CHRISTIANA |  | HOSPITAL-CH | 0 | PS044378 | DE |  |  |  | Circulatory Assist Units; Peripheral Compression; Intermittent | 27386 | AC 500 | HUNTLEIGH HEALTHCARE LLC | 800
CHRISTIANA |  | HOSPITAL-WH | 0 | PS044357 | DE |  |  |  | Circulatory Assist Units; Peripheral Compression; Intermittent | 27388 | AC 500 | HUNTLEIGH HEALTHCARE LLC | 800
CHRISTIANA |  | HOSPITAL-CH | 0 | PS042680 | DE |  |  |  | Circulatory Assist Units; Peripheral Compression; Intermittent | 26655 | AC 500 | HUNTLEIGH HEALTHCARE LLC | 800
CHRISTIANA |  | HOSPITAL-CH | 0 | 90003866 | DE |  |  |  | Circulatory Assist Units; Peripheral Compression; Intermittent | 52600 | AC 500 | HUNTLEIGH HEALTHCARE LLC | 750
CHRISTIANA |  | HOSPITAL-CH | 0 | 900050370 | DE |  |  |  | Circulatory Assist Units; Peripheral Compression; Intermittent | 45067 | AC 500 | HUNTLEIGH HEALTHCARE LLC | 750
CHRISTIANA |  | HOSPITAL-WH | 0 | PS028847 | DE |  |  |  | Circulatory Assist Units; Peripheral Compression; Intermittent | 24064 | AC 500 | HUNTLEIGH HEALTHCARE LLC | 1250
CHRISTIANA |  | HOSPITAL-CH | 0 | 31435 | DE |  |  |  | Circulatory Assist Units; Peripheral Compression; Intermittent | 31082 | AC 500 | HUNTLEIGH HEALTHCARE LLC | 1250
CHRISTIANA |  | HOSPITAL-CH | 0 | 22365 | DE |  |  |  | Circulatory Assist Units; Peripheral Compression; Intermittent | 31084 | AC 500 | HUNTLEIGH HEALTHCARE LLC | 1250
CHRISTIANA |  | HOSPITAL-CH | 0 | PS044394 | DE |  |  |  | Circulatory Assist Units; Peripheral Compression; Intermittent | 27395 | AC 500 | HUNTLEIGH HEALTHCARE LLC | 800
CHRISTIANA |  | HOSPITAL-CH | 0 | PS042658 | DE |  |  |  | Circulatory Assist Units; Peripheral Compression; Intermittent | 26659 | AC 500 | HUNTLEIGH HEALTHCARE LLC | 800
CHRISTIANA |  | HOSPITAL-CH | 0 | PS028851 | DE |  |  |  | Circulatory Assist Units; Peripheral Compression; Intermittent | 24077 | AC 500 | HUNTLEIGH HEALTHCARE LLC | 1250
CHRISTIANA |  | HOSPITAL-CH | 0 | PS033081 | DE |  |  |  | Circulatory Assist Units; Peripheral Compression; Intermittent | 24074 | AC 500 | HUNTLEIGH HEALTHCARE LLC | 1250
CHRISTIANA |  | HOSPITAL-WH | 0 | 34685 | DE |  |  |  | Circulatory Assist Units; Peripheral Compression; Intermittent | 29987 | AC 500 | HUNTLEIGH HEALTHCARE LLC | 1250
CHRISTIANA |  | HOSPITAL-CH | 0 | 34687 | DE |  |  |  | Circulatory Assist Units; Peripheral Compression; Intermittent | 29989 | AC 500 | HUNTLEIGH HEALTHCARE LLC | 1250
CHRISTIANA |  | HOSPITAL-CH | 0 | PS044353 | DE |  |  |  | Circulatory Assist Units; Peripheral Compression; Intermittent | 27394 | AC 500 | HUNTLEIGH HEALTHCARE LLC | 800
CHRISTIANA |  | HOSPITAL-CH | 0 | PS044393 | DE |  |  |  | Circulatory Assist Units; Peripheral Compression; Intermittent | 27396 | AC 500 | HUNTLEIGH HEALTHCARE LLC | 800
CHRISTIANA |  | HOSPITAL-CH | 0 | PS042450 | DE |  |  |  | Circulatory Assist Units; Peripheral Compression; Intermittent | 26658 | AC 500 | HUNTLEIGH HEALTHCARE LLC | 800
CHRISTIANA |  | HOSPITAL-WH | 0 | PS042648 | DE |  |  |  | Circulatory Assist Units; Peripheral Compression; Intermittent | 26661 | AC 500 | HUNTLEIGH HEALTHCARE LLC | 800
CHRISTIANA |  | HOSPITAL-CH | 0 | PS028936 | DE |  |  |  | Circulatory Assist Units; Peripheral Compression; Intermittent | 24069 | AC 500 | HUNTLEIGH HEALTHCARE LLC | 1250
CHRISTIANA |  | HOSPITAL-CH | 0 | PS031975 | DE |  |  |  | Circulatory Assist Units; Peripheral Compression; Intermittent | 24075 | AC 500 | HUNTLEIGH HEALTHCARE LLC | 1250
CHRISTIANA |  | HOSPITAL-CH | 0 | PS032103 | DE |  |  |  | Circulatory Assist Units; Peripheral Compression; Intermittent | 24001 | AC 500 | HUNTLEIGH HEALTHCARE LLC | 1250
CHRISTIANA |  | HOSPITAL-CH | 0 | PS034956 | DE |  |  |  | Circulatory Assist Units; Peripheral Compression; Intermittent | 24070 | AC 500 | HUNTLEIGH HEALTHCARE LLC | 800
CHRISTIANA |  | HOSPITAL-CH | 0 | 34722 | DE |  |  |  | Circulatory Assist Units; Peripheral Compression; Intermittent | 29988 | AC 500 | HUNTLEIGH HEALTHCARE LLC | 1250
CHRISTIANA |  | HOSPITAL-CH | 0 | 22342 | DE |  |  |  | Circulatory Assist Units; Peripheral Compression; Intermittent | 31074 | AC 500 | HUNTLEIGH HEALTHCARE LLC | 1250
CHRISTIANA |  | HOSPITAL-CH | 0 | 25839 | DE |  |  |  | Circulatory Assist Units; Peripheral Compression; Intermittent | 31075 | AC 500 | HUNTLEIGH HEALTHCARE LLC | 1250
CHRISTIANA |  | HOSPITAL-CH | 0 | PS028852 | DE |  |  |  | Circulatory Assist Units; Peripheral Compression; Intermittent | 24078 | AC 500 | HUNTLEIGH HEALTHCARE LLC | 1250
CHRISTIANA |  | HOSPITAL-WH | 0 | PS032801 | DE |  |  |  | Circulatory Assist Units; Peripheral Compression; Intermittent | 24048 | AC 500 | HUNTLEIGH HEALTHCARE LLC | 1250
CHRISTIANA |  | HOSPITAL-WH | 0 | PS032211 | DE |  |  |  | Circulatory Assist Units; Peripheral Compression; Intermittent | 23945 | AC 500 | HUNTLEIGH HEALTHCARE LLC | 1250
CHRISTIANA |  | HOSPITAL-WH | 0 | PS032252 | DE |  |  |  | Circulatory Assist Units; Peripheral Compression; Intermittent | 24026 | AC 500 | HUNTLEIGH HEALTHCARE LLC | 1250
CHRISTIANA |  | HOSPITAL-CH | 0 | PS031802 | DE |  |  |  | Circulatory Assist Units; Peripheral Compression; Intermittent | 24028 | AC 500 | HUNTLEIGH HEALTHCARE LLC | 1250
CHRISTIANA |  | HOSPITAL-CH | 0 | PS031805 | DE |  |  |  | Circulatory Assist Units; Peripheral Compression; Intermittent | 24086 | AC 500 | HUNTLEIGH HEALTHCARE LLC | 1250
CHRISTIANA |  | HOSPITAL-CH | 0 | 25870 | DE |  |  |  | Circulatory Assist Units; Peripheral Compression; Intermittent | 31073 | AC 500 | HUNTLEIGH HEALTHCARE LLC | 1250
CHRISTIANA |  | HOSPITAL-CH | 0 | 34683 | DE |  |  |  | Circulatory Assist Units; Peripheral Compression; Intermittent | 31076 | AC 500 | HUNTLEIGH HEALTHCARE LLC | 1250
CHRISTIANA |  | HOSPITAL-CH | 0 | PS032201 | DE |  |  |  | Circulatory Assist Units; Peripheral Compression; Intermittent | 24049 | AC 500 | HUNTLEIGH HEALTHCARE LLC | 1250
CHRISTIANA |  | HOSPITAL-CH | 0 | PS032335 | DE |  |  |  | Circulatory Assist Units; Peripheral Compression; Intermittent | 24047 | AC 500 | HUNTLEIGH HEALTHCARE LLC | 1250
CHRISTIANA |  |  | 0 | PS028396 | DE |  |  |  | Circulatory Assist Units; Peripheral Compression; Intermittent | 23937 | AC 500 | HUNTLEIGH HEALTHCARE LLC | 1250
CHRISTIANA |  |  | 0 | PS028963 | DE |  |  |  | Circulatory Assist Units; Peripheral Compression; Intermittent | 23944 | AC 500 | HUNTLEIGH HEALTHCARE LLC | 1250
CHRISTIANA |  | HOSPITAL-CH | 0 | PS031837 | DE |  |  |  | Circulatory Assist Units; Peripheral Compression; Intermittent | 24027 | AC 500 | HUNTLEIGH HEALTHCARE LLC | 1250
CHRISTIANA |  | HOSPITAL-CH | 0 | PS031801 | DE |  |  |  | Circulatory Assist Units; Peripheral Compression; Intermittent | 24029 | AC 500 | HUNTLEIGH HEALTHCARE LLC | 1250
CHRISTIANA |  | HOSPITAL-WH | 0 | 34718 | DE |  |  |  | Circulatory Assist Units; Peripheral Compression; Intermittent | 29990 | AC 500 | HUNTLEIGH HEALTHCARE LLC | 1250
CHRISTIANA |  | HOSPITAL-CH | 0 | 30471 | DE |  |  |  | Circulatory Assist Units; Peripheral Compression; Intermittent | 61101 | AC 500 | HUNTLEIGH HEALTHCARE LLC | 750
CHRISTIANA |  | HOSPITAL-CH | 0 | 22371 | DE |  |  |  | Circulatory Assist Units; Peripheral Compression; Intermittent | 31079 | AC 500 | HUNTLEIGH HEALTHCARE LLC | 1250
CHRISTIANA |  | HOSPITAL-CH | 0 | 25845 | DE |  |  |  | Circulatory Assist Units; Peripheral Compression; Intermittent | 31081 | AC 500 | HUNTLEIGH HEALTHCARE LLC | 1250
CHRISTIANA |  | HOSPITAL-WH | 0 | PS026967 | DE |  |  |  | Circulatory Assist Units; Peripheral Compression; Intermittent | 23941 | AC 500 | HUNTLEIGH HEALTHCARE LLC | 1250
CHRISTIANA |  |  | 0 | PS031792 | DE |  |  |  | Circulatory Assist Units; Peripheral Compression; Intermittent | 24100 | AC 500 | HUNTLEIGH HEALTHCARE LLC | 1250
CHRISTIANA |  | HOSPITAL-CH | 0 | PS032811 | DE |  |  |  | Circulatory Assist Units; Peripheral Compression; Intermittent | 24060 | AC 500 | HUNTLEIGH HEALTHCARE LLC | 1250
CHRISTIANA |  | HOSPITAL-CH | 0 | PS034094 | DE |  |  |  | Circulatory Assist Units; Peripheral Compression; Intermittent | 24063 | AC 500 | HUNTLEIGH HEALTHCARE LLC | 1250
CHRISTIANA |  | HOSPITAL-WH | 0 | PS044391 | DE |  |  |  | Circulatory Assist Units; Peripheral Compression; Intermittent | 27384 | AC 500 | HUNTLEIGH HEALTHCARE LLC | 800
CHRISTIANA |  | HOSPITAL-CH | 0 | fx114907 | DE |  |  |  | Circulatory Assist Units; Peripheral Compression; Intermittent | 45064 | AC 500 | HUNTLEIGH HEALTHCARE LLC | 750
CHRISTIANA |  | HOSPITAL-CH | 0 | 32408 | DE |  |  |  | Circulatory Assist Units; Peripheral Compression; Intermittent | 31077 | AC 500 | HUNTLEIGH HEALTHCARE LLC | 1250
CHRISTIANA |  | HOSPITAL-CH | 0 | 32396 | DE |  |  |  | Circulatory Assist Units; Peripheral Compression; Intermittent | 31080 | AC 500 | HUNTLEIGH HEALTHCARE LLC | 1250
CHRISTIANA |  | HOSPITAL-CH | 0 | PS042678 | DE |  |  |  | Circulatory Assist Units; Peripheral Compression; Intermittent | 26670 | AC 500 | HUNTLEIGH HEALTHCARE LLC | 800
CHRISTIANA |  | HOSPITAL-WH | 0 | PS031754 | DE |  |  |  | Circulatory Assist Units; Peripheral Compression; Intermittent | 23940 | AC 500 | HUNTLEIGH HEALTHCARE LLC | 1250
CHRISTIANA |  | HOSPITAL-CH | 0 | PS031796 | DE |  |  |  | Circulatory Assist Units; Peripheral Compression; Intermittent | 24087 | AC 500 | HUNTLEIGH HEALTHCARE LLC | 1250
CHRISTIANA |  | HOSPITAL-CH | 0 | PS032514 | DE |  |  |  | Circulatory Assist Units; Peripheral Compression; Intermittent | 24057 | AC 500 | HUNTLEIGH HEALTHCARE LLC | 1250
CHRISTIANA |  | HOSPITAL-WH | 0 | PS028822 | DE |  |  |  | Circulatory Assist Units; Peripheral Compression; Intermittent | 24062 | AC 500 | HUNTLEIGH HEALTHCARE LLC | 1250
CHRISTIANA |  | HOSPITAL-CH | 0 | PS042655 | DE |  |  |  | Circulatory Assist Units; Peripheral Compression; Intermittent | 26652 | AC 500 | HUNTLEIGH HEALTHCARE LLC | 800
CHRISTIANA |  | HOSPITAL-CH | 0 | fx115905 | DE |  |  |  | Circulatory Assist Units; Peripheral Compression; Intermittent | 45092 | AC 500 | HUNTLEIGH HEALTHCARE LLC | 750
CHRISTIANA |  | HOSPITAL-CH | 0 | PS042705 | DE |  |  |  | Circulatory Assist Units; Peripheral Compression; Intermittent | 26737 | AC 500 | HUNTLEIGH HEALTHCARE LLC | 800
CHRISTIANA |  | HOSPITAL-WH | 0 | PS042858 | DE |  |  |  | Circulatory Assist Units; Peripheral Compression; Intermittent | 26739 | AC 500 | HUNTLEIGH HEALTHCARE LLC | 800
CHRISTIANA |  | HOSPITAL-CH | 0 | PS042442 | DE |  |  |  | Circulatory Assist Units; Peripheral Compression; Intermittent | 26653 | AC 500 | HUNTLEIGH HEALTHCARE LLC | 800
CHRISTIANA |  | HOSPITAL-WH | 0 | PS042695 | DE |  |  |  | Circulatory Assist Units; Peripheral Compression; Intermittent | 26738 | AC 500 | HUNTLEIGH HEALTHCARE LLC | 800
CHRISTIANA |  | HOSPITAL-CH | 0 | fx1114552 | DE |  |  |  | Circulatory Assist Units; Peripheral Compression; Intermittent | 45066 | AC 500 | HUNTLEIGH HEALTHCARE LLC | 750
CHRISTIANA |  | HOSPITAL-WH | 0 | PSO28520 | DE |  |  |  | Circulatory Assist Units; Peripheral Compression; Intermittent | 28261 | AC 500 | HUNTLEIGH HEALTHCARE LLC | 500
CHRISTIANA |  | HOSPITAL-CH | 0 | PS033146 | DE |  |  |  | Circulatory Assist Units; Peripheral Compression; Intermittent | 31415 | AC 500 | HUNTLEIGH HEALTHCARE LLC | 1250
CHRISTIANA |  | HOSPITAL-CH | 0 | 900038488 | DE |  |  |  | Circulatory Assist Units; Peripheral Compression; Intermittent | 52589 | AC 500 | HUNTLEIGH HEALTHCARE LLC | 750
CHRISTIANA |  | HOSPITAL-CH | 0 | PS038476 | DE |  |  |  | Circulatory Assist Units; Peripheral Compression; Intermittent | 25860 | AC 500 | HUNTLEIGH HEALTHCARE LLC | 1250
CHRISTIANA |  | HOSPITAL-WH | 0 | PS042691 | DE |  |  |  | Circulatory Assist Units; Peripheral Compression; Intermittent | 24991 | AC 500 | HUNTLEIGH HEALTHCARE LLC | 800
CHRISTIANA |  | HOSPITAL-CH | 0 | PSO38862 | DE |  |  |  | Circulatory Assist Units; Peripheral Compression; Intermittent | 28262 | AC 500 | HUNTLEIGH HEALTHCARE LLC | 500
CHRISTIANA |  | HOSPITAL-CH | 0 | 815 BR 0629 | DE |  |  |  | Chiller | 21800 | 1000 | BIO-RAD DIAGNOSTICA | 2000
CHRISTIANA |  | HOSPITAL-CH | 0 | 1017 | DE |  |  |  | Oximeters; In Vitro | 28834 | 1000 | AVOX SYSTEMS INC | 0
CHRISTIANA |  | HOSPITAL-CH | 0 | 1346 | DE |  |  |  | Oximeters; In Vitro | 25942 | 1000 | AVOX SYSTEMS INC | 0
CHRISTIANA |  | HOSPITAL-CH | 0 | 14315530 | DE |  |  |  | Recorders; Video; Tape | 12462 | CR6060V | CIRCON SURGITEK DIV CIRCON CORP | 5000
CHRISTIANA |  | HOSPITAL-WH | 0 | 10727 | DE |  |  |  | Printers; Video | 24301 | UP-5200MD | SONY MEDICAL SYSTEMS | 7000
CHRISTIANA |  | HOSPITAL-WH | 0 | 12332 | DE |  |  |  | Calibrators; Radioisotope | 14698 | CRC-12R | CAPINTEC INC | 8000
CHRISTIANA |  | HOSPITAL-CH | 0 | 33101334 | DE |  | 2010-05-18 20:00 |  | Sterilizing Units; Plasma | 46471 | NX | ADVANCED STERILIZATION PRODUCTS A JOHNSON & JOHNSON CO | 75000
CHRISTIANA |  | CH-SURGI | 0 | 10033080246 | DE |  | 2010-08-26 20:00 |  | Sterilizing Units; Plasma | 40149 | NX | ADVANCED STERILIZATION PRODUCTS A JOHNSON & JOHNSON CO | 75000
CHRISTIANA |  | CH-SURGI | 0 | AJLG0017 | DE |  |  |  | Flowmeters; Urine | 26623 | 661502 | BARD UROLOGICAL DIV C R BARD INC | 1500
CHRISTIANA |  | HOSPITAL-CH | 0 | F070004 | DE |  |  |  | Flowmeters; Urine | 23273 | 661502 | BARD UROLOGICAL DIV C R BARD INC | 15345
CHRISTIANA |  | CH-SURGI | 0 | AEAL 0003 | DE |  |  |  | Flowmeters; Urine | 28904 | 661502 | BARD UROLOGICAL DIV C R BARD INC | 13257
CHRISTIANA |  | HOSPITAL-CH | 0 | F010011 | DE |  |  |  | Flowmeters; Urine | 22455 | 661502 | BARD UROLOGICAL DIV C R BARD INC | 1500
CHRISTIANA |  | HOSPITAL-CH | 0 | 9812002013 | DE |  |  |  | Analyzers; Laboratory; Hematology; Hemoglobin | 27651 | HEMOCUE | Vitron | 600
CHRISTIANA |  | HOSPITAL-CH | 0 | 9533-011-265 | DE |  |  |  | Analyzers; Laboratory; Hematology; Hemoglobin | 23299 | HEMOCUE | Vitron | 495
CHRISTIANA |  | HOSPITAL-CH | 0 | 9533-011-096 | DE |  |  |  | Analyzers; Laboratory; Hematology; Hemoglobin | 23300 | HEMOCUE | Vitron | 495
CHRISTIANA |  | HOSPITAL-CH | 0 | 9932003291 | DE |  |  |  | Analyzers; Laboratory; Hematology; Hemoglobin | 28007 | HEMOCUE | Vitron | 798
CHRISTIANA |  | HOSPITAL-CH | 0 | 16891 | DE |  |  |  | Percussors; Manual; Airway Clearance | 40497 | FLUID FLO 2500 | MEDICAL SYSTEMS INTERNATIONAL | 0
CHRISTIANA |  | HOSPITAL-CH | 0 | 5110290 | DE |  | 2013-02-11 19:00 |  | Slide Stainers; Cytology/Histology | 49285 | Benchmark Special Stainer | Ventana Medical Systems Inc A Roche Group Co | 15000
CHRISTIANA |  | CH-SURGI | 0 | W20059 | DE |  |  |  |  | 24248 | 2002 | CARDINAL | 8000
CHRISTIANA |  | HOSPITAL-WH | 0 | 3410070 | DE |  |  |  | Centrifuges | 29706 | 2002 | CLAY ADAMS DIV BECTON DICKINSON AND CO | 0
CHRISTIANA |  | HOSPITAL-WH | 0 | 1727110000000 | DE |  |  |  | Scales; Patient; Bedside; Sling | 31814 | 2002 | SCALE-TRONIX INC | 625
CHRISTIANA |  |  | 0 | 2002-D105 | DE |  |  |  | Scales; Patient; Bedside; Sling | 27065 | 2002 | SCALE-TRONIX INC | 625
CHRISTIANA |  |  | 0 | 2002-1616 | DE |  |  |  | Scales; Patient; Bedside; Sling | 31166 | 2002 | SCALE-TRONIX INC | 625
CHRISTIANA |  | HOSPITAL-WH | 0 | 2002-2817 | DE |  |  |  | Scales; Patient; Bedside; Sling | 39007 | 2002 | SCALE-TRONIX INC | 625
CHRISTIANA |  | HOSPITAL-WH | 0 | 2002-0529 | DE |  |  |  | Scales; Patient; Bedside; Sling | 24237 | 2002 | SCALE-TRONIX INC | 625
CHRISTIANA |  | HOSPITAL-WH | 0 | NONE | DE |  |  |  | Audiometers | 17006 | 23300 audiometer | CARDINAL | 39500
CHRISTIANA |  | HOSPITAL-CH | 0 | ? | DE |  |  |  | Scales; Patient; Floor | 21990 | 408DND | HEALTH O METER INC DIV SUNBEAM CORP | 1000
CHRISTIANA |  | HOSPITAL-CH | 0 | 3292400 | DE |  |  |  | Infusion Pumps; General-Purpose | 39759 | 7100 | ALARIS MEDICAL SYSTEMS INC SUB CARDINAL HEALTH INC | 795
CHRISTIANA |  | HOSPITAL-CH | 0 | 3292734 | DE |  |  |  | Infusion Pumps; General-Purpose | 39760 | 7100 | ALARIS MEDICAL SYSTEMS INC SUB CARDINAL HEALTH INC | 795
CHRISTIANA |  | HOSPITAL-CH | 0 | 3292409 | DE |  |  |  | Infusion Pumps; General-Purpose | 39758 | 7100 | ALARIS MEDICAL SYSTEMS INC SUB CARDINAL HEALTH INC | 795
CHRISTIANA |  | HOSPITAL-CH | 0 | NS | DE |  |  |  | X-Ray Film Processors; Automatic | 12733 | NS | Canon Medical Systems | 5000
CHRISTIANA |  | HOSPITAL-CH | 0 | NONE | DE |  | 1988-08-27 20:00 |  | Microscopes; Light; Laboratory | 2478 | NS | AMERICAN OPTICAL CORP | 1383
CHRISTIANA |  | HOSPITAL-CH | 0 | 8768 | DE |  |  |  | Baths; Water; Laboratory | 12978 | NS | DADE BEHRING INC | 0
CHRISTIANA |  | Middletown Care Center(Sleepy Hollow) | 0 | 3770H614019 | DE |  |  |  | Ergometers; Bicycle | 26341 | NS | CYBEX INTERNATIONAL INC | 0
CHRISTIANA |  | HOSPITAL-WH | 225 | NONE | DE |  |  |  | Slit Lamp/Camera Adapters | 13513 | NS | HAAG-STREIT AG | 15000
CHRISTIANA |  | HOSPITAL-WH | 225 | NS | DE |  |  |  | Slit Lamp/Camera Adapters | 13519 | NS | HAAG-STREIT AG | 15000
CHRISTIANA |  | HOSPITAL-WH | 225 | NONE | DE |  |  |  | Slit Lamp/Camera Adapters | 13392 | NS | HAAG-STREIT AG | 15000
CHRISTIANA |  | HOSPITAL-WH | 225 | NS | DE |  |  |  | Slit Lamp/Camera Adapters | 14069 | NS | HAAG-STREIT AG | 15000
CHRISTIANA |  | HOSPITAL-CH | 0 | NS | DE |  |  |  | Cameras; Multi-Image | 14675 | NS | MATRIX CORP | 0
CHRISTIANA |  | HOSPITAL-CH | 0 | NONE | DE |  |  |  | Cameras; Multi-Image | 14632 | NS | MATRIX CORP | 0
CHRISTIANA |  | HOSPITAL-CH | 0 | NS | DE |  |  |  | Cameras; Multi-Image | 14672 | NS | MATRIX CORP | 0
CHRISTIANA |  | HOSPITAL-CH | 0 | NONE | DE |  |  |  | Cameras; Multi-Image | 14631 | NS | MATRIX CORP | 0
CHRISTIANA |  | HOSPITAL-CH | 0 | NONE | DE |  |  |  | X-Ray Film Mounts; Dental | 12732 | NS | DUPONT MEDICAL PRODUCTS DIAGNOSTIC IMAGING DIV | 0
CHRISTIANA |  | HOSPITAL-WH | 0 | NS | DE |  |  |  | X-Ray Film Mounts; Dental | 13839 | NS | DUPONT MEDICAL PRODUCTS DIAGNOSTIC IMAGING DIV | 0
CHRISTIANA |  | HOSPITAL-CH | 0 | NONE | DE |  |  |  | X-Ray Film Mounts; Dental | 12730 | NS | DUPONT MEDICAL PRODUCTS DIAGNOSTIC IMAGING DIV | 0
CHRISTIANA |  | HOSPITAL-CH | 0 | NS | DE |  |  |  | Centrifuges; Floor; Low-Speed; Nonrefrigerated; Blood Bank | 12937 | NS | DRUMMOND SCIENTIFIC CO | 0
CHRISTIANA |  | HOSPITAL-CH | 0 | 9504746 | DE |  |  |  | Centrifuges; Tabletop; Low-Speed; Nonrefrigerated; Cell Washing | 24111 | Sorvall Cell Washer CW2 | SORVALL PRODUCTS LP | 1000
CHRISTIANA |  | HOSPITAL-CH | 0 | 9400486 | DE |  |  |  | Centrifuges; Tabletop; Low-Speed; Nonrefrigerated; Cell Washing | 21016 | Sorvall Cell Washer CW2 | SORVALL PRODUCTS LP | 5699
CHRISTIANA |  | HOSPITAL-CH | 0 | X20N-109289-XN | DE |  |  |  | Centrifuges; Tabletop; Low-Speed; Nonrefrigerated; Cell Washing | 34799 | Sorvall Cell Washer CW2 | SORVALL PRODUCTS LP | 8500
CHRISTIANA |  | HOSPITAL-WH | 0 | X14N-109238-XN | DE |  | 2004-03-03 19:00 |  | Centrifuges; Tabletop; Low-Speed; Nonrefrigerated; Cell Washing | 35407 | Sorvall Cell Washer CW2 | SORVALL PRODUCTS LP | 8500
CHRISTIANA |  | HOSPITAL-WH | 0 | 9603856 | DE |  |  |  | Centrifuges; Tabletop; Low-Speed; Nonrefrigerated; Cell Washing | 25474 | Sorvall Cell Washer CW2 | SORVALL PRODUCTS LP | 1000
CHRISTIANA |  | HOSPITAL-CH | 0 | 341978 | DE |  |  |  | Analyzers; Laboratory; Immunoassay; Photometric; Enzyme (EIA) | 28190 | COBAS/AMP | Roche Diagnostics Corp | 100000
CHRISTIANA |  | HOSPITAL-CH | 0 | 32868-1724 | DE |  |  |  | Incubators; Incubators; Laboratory; Anaerobic | 19702 | 3033 | FORMA SCIENTIFIC INC | 5655
CHRISTIANA |  | HOSPITAL-WH | 0 | 37782-3041 | DE |  |  |  | Incubators; Incubators; Laboratory; Anaerobic | 22305 | 3033 | FORMA SCIENTIFIC INC | 6141
CHRISTIANA |  | HOSPITAL-CH | 0 | 3444A02649 | DE |  |  |  | Transducers; Ultrasonic | 25195 | 21364A | PHILIPS MEDICAL SYSTEMS CARDIAC & MONITORING SYSTEMS DIV | 45000
CHRISTIANA |  | HOSPITAL-CH | 0 | 1450791 | DE |  |  |  | X-Ray Generators | 20204 | 3915 HIGH FREQUENCY PORTABLE X-RAY GENERATOR | PICKER INTERNATIONAL LTD | 0
CHRISTIANA |  | HOSPITAL-CH | 0 | 1452148 | DE |  |  |  | X-Ray Generators | 26995 | 3915 HIGH FREQUENCY PORTABLE X-RAY GENERATOR | PICKER INTERNATIONAL LTD | 0
CHRISTIANA |  | HOSPITAL-CH | 0 | 1451537 | DE |  |  |  | X-Ray Generators | 22764 | 3915 HIGH FREQUENCY PORTABLE X-RAY GENERATOR | PICKER INTERNATIONAL LTD | 0
CHRISTIANA |  | HOSPITAL-WH | 0 | 0145 1622 | DE |  |  |  | X-Ray Generators | 22731 | 3915 HIGH FREQUENCY PORTABLE X-RAY GENERATOR | PICKER INTERNATIONAL LTD | 0
CHRISTIANA |  | HOSPITAL-CH | 0 | 1452187 | DE |  |  |  | X-Ray Generators | 26993 | 3915 HIGH FREQUENCY PORTABLE X-RAY GENERATOR | PICKER INTERNATIONAL LTD | 0
CHRISTIANA |  | HOSPITAL-CH | 0 | G002306 | DE |  |  |  | Tables; Examination/Treatment; Adjustable | 31467 | Power Table 105 | MIDMARK CORP | 0
CHRISTIANA |  | HOSPITAL-WH | 0 | C-27924 | DE |  |  |  | Aspirators | 15344 | Gomco Mobile Suction 929 | GOMCO SURGICAL MFG CO | 2233
CHRISTIANA |  | HOSPITAL-WH | 0 | L-386 | DE |  |  |  | Aspirators | 19425 | Gomco Mobile Suction 929 | GOMCO SURGICAL MFG CO | 1600
CHRISTIANA |  | HOSPITAL-CH | 0 | 9000030 | DE |  |  |  | Centrifuges; Floor; Low-Speed; Refrigerated | 19722 | RC-3C | DUPONT CRITICAL CARE INC | 17728
CHRISTIANA |  | CANCER CENTER | 0 | NGB96D41 | DE |  |  |  | Centrifuges; Floor; Low-Speed; Refrigerated | 46652 | RC-3C | BECKMAN INSTRUMENTS INC | 0
CHRISTIANA |  | HOSPITAL-CH | 0 | UBC-13342 | DE |  |  |  | Battery Chargers | 49702PAT | UBC | THORATEC | 1500
CHRISTIANA |  | HOSPITAL-CH | 0 | UBC-11421 | DE |  |  |  | Battery Chargers | 45103PAT | UBC | THORATEC | 1500
CHRISTIANA |  | HOSPITAL-CH | 0 | UBC-11721 | DE |  |  |  | Battery Chargers | 57224PAT | UBC | THORATEC | 1500
CHRISTIANA |  | HOSPITAL-CH | 0 | UBC-20247 | DE |  |  |  | Battery Chargers | 45276PAT | UBC | THORATEC | 1500
CHRISTIANA |  | HOSPITAL-CH | 0 | UBC-09910 | DE |  |  |  | Battery Chargers | 49321PAT | UBC | THORATEC | 1500
CHRISTIANA |  | HOSPITAL-CH | 0 | UBC-08846 | DE |  |  |  | Battery Chargers | 45097PAT | UBC | THORATEC | 1500
CHRISTIANA |  | HOSPITAL-CH | 0 | UBC-31047 | DE |  | 2017-04-23 20:00 |  | Battery Chargers | 64530 | UBC | THORATEC | 2000
CHRISTIANA |  | HOSPITAL-CH | 0 | UBC-14185 | DE |  | 2019-08-27 09:44 |  | Battery Chargers | 45113PAT | UBC | THORATEC | 1500
CHRISTIANA |  | HOSPITAL-CH | 0 | UBC-11258 | DE |  |  |  | Battery Chargers | 45101 | UBC | THORATEC | 1500
CHRISTIANA |  | HOSPITAL-CH | 0 | UBC-28232 | DE |  |  |  | Battery Chargers | 61952PAT | UBC | THORATEC | 2000
CHRISTIANA |  | HOSPITAL-CH | 0 | UBC-20656 | DE |  |  |  | Battery Chargers | 54168PAT | UBC | THORATEC | 1500
CHRISTIANA |  | HOSPITAL-CH | 0 | 3535A00126 | DE |  |  |  | Battery Chargers | 25187 | M2480B | PHILIPS MEDICAL SYSTEMS CARDIAC & MONITORING SYSTEMS DIV | 1068
CHRISTIANA |  | HOSPITAL-WH | 0 | 40798 | DE |  |  |  | Laryngostroboscopes | 32160 | 7200 | KAY ELEMETRICS CORP | 1000
CHRISTIANA |  | Neuroscience Center | 0 | L96-126 | DE |  |  |  | Centrifuges | 36378 | 613-13 | DRUCKER CO | 5000
CHRISTIANA |  | HOSPITAL-CH | 0 | B1PL78 | DE |  | 2018-12-26 19:00 |  | Probes; Ultrasonic | B1PL78 | C5-1 | Philips Healthcare North America | 10000
CHRISTIANA |  | Smyrna Health & Wellness Center | 0 | 0363ZJ | DE |  |  |  | Probes; Ultrasonic | 0363ZJ | C5-1 | Philips Healthcare North America | 10000
CHRISTIANA |  | HOSPITAL-CH | 0 | B0QP54 | DE |  |  |  | Probes; Ultrasonic | B0QP54 | C5-1 | Philips Healthcare North America | 10000
CHRISTIANA |  | HOSPITAL-CH | 0 | B1QBX3 | DE |  |  |  | Probes; Ultrasonic | B1QBX3 | C5-1 | Philips Healthcare North America | 10000
CHRISTIANA |  | HOSPITAL-CH | 0 | 803593AB | DE |  | 1999-06-20 20:00 |  | Infusion Pumps; Multitherapy; Syringe | 27690 | AS50 | BAXTER HEALTHCARE CORP IV SYSTEMS/IV THERAPY | 2545
CHRISTIANA |  | HOSPITAL-CH | 0 | 708399AB | DE |  | 2006-04-05 20:00 |  | Infusion Pumps; Multitherapy; Syringe | 47175 | AS50 | BAXTER HEALTHCARE CORP IV SYSTEMS/IV THERAPY | 2500
CHRISTIANA |  | HOSPITAL-CH | 0 | 12050147AB | DE |  |  |  | Infusion Pumps; Multitherapy; Syringe | 38270 | AS50 | BAXTER HEALTHCARE CORP IV SYSTEMS/IV THERAPY | 1850
CHRISTIANA |  | HOSPITAL-CH | 0 | 14110179AB | DE |  | 2004-12-14 19:00 |  | Infusion Pumps; Multitherapy; Syringe | 37033 | AS50 | BAXTER HEALTHCARE CORP IV SYSTEMS/IV THERAPY | 2275
CHRISTIANA |  | HOSPITAL-CH | 0 | 11070303AB | DE |  | 2006-04-05 20:00 |  | Infusion Pumps; Multitherapy; Syringe | 38272 | AS50 | BAXTER HEALTHCARE CORP IV SYSTEMS/IV THERAPY | 1850
CHRISTIANA |  | HOSPITAL-CH | 0 | 13030177AB | DE |  | 2006-04-05 20:00 |  | Infusion Pumps; Multitherapy; Syringe | 42127 | AS50 | BAXTER HEALTHCARE CORP IV SYSTEMS/IV THERAPY | 1850
CHRISTIANA |  | HOSPITAL-CH | 0 | 13010180AB | DE |  | 2006-04-05 20:00 |  | Infusion Pumps; Multitherapy; Syringe | 38271 | AS50 | BAXTER HEALTHCARE CORP IV SYSTEMS/IV THERAPY | 1850
CHRISTIANA |  | HOSPITAL-CH | 0 | 12060420AB | DE |  | 2006-04-05 20:00 |  | Infusion Pumps; Multitherapy; Syringe | 38273 | AS50 | BAXTER HEALTHCARE CORP IV SYSTEMS/IV THERAPY | 1850
CHRISTIANA |  | HOSPITAL-CH | 0 | 14110205AB | DE |  | 2004-12-14 19:00 |  | Infusion Pumps; Multitherapy; Syringe | 37035 | AS50 | BAXTER HEALTHCARE CORP IV SYSTEMS/IV THERAPY | 2275
CHRISTIANA |  | HOSPITAL-WH | 0 | 14110129AB | DE |  | 2004-12-14 19:00 |  | Infusion Pumps; Multitherapy; Syringe | 37037 | AS50 | BAXTER HEALTHCARE CORP IV SYSTEMS/IV THERAPY | 2275
CHRISTIANA |  | HOSPITAL-WH | 0 | 11010278AB | DE |  | 2006-04-05 20:00 |  | Infusion Pumps; Multitherapy; Syringe | 47426 | AS50 | BAXTER HEALTHCARE CORP IV SYSTEMS/IV THERAPY | 2500
CHRISTIANA |  | HOSPITAL-CH | 0 | 711006AB | DE |  |  |  | Infusion Pumps; Multitherapy; Syringe | 42128 | AS50 | BAXTER HEALTHCARE CORP IV SYSTEMS/IV THERAPY | 1850
CHRISTIANA |  | HOSPITAL-CH | 0 | 14110172AB | DE |  | 2004-12-14 19:00 |  | Infusion Pumps; Multitherapy; Syringe | 37036 | AS50 | BAXTER HEALTHCARE CORP IV SYSTEMS/IV THERAPY | 2275
CHRISTIANA |  | HOSPITAL-CH | 0 | 12070411AB | DE |  | 2006-04-05 20:00 |  | Infusion Pumps; Multitherapy; Syringe | 38275 | AS50 | BAXTER HEALTHCARE CORP IV SYSTEMS/IV THERAPY | 1850
CHRISTIANA |  | HOSPITAL-CH | 0 | 803671AB | DE |  |  |  | Infusion Pumps; Multitherapy; Syringe | 27696 | AS50 | BAXTER HEALTHCARE CORP IV SYSTEMS/IV THERAPY | 2545
CHRISTIANA |  | HOSPITAL-CH | 0 | 14110189AB | DE |  | 2004-12-14 19:00 |  | Infusion Pumps; Multitherapy; Syringe | 37031 | AS50 | BAXTER HEALTHCARE CORP IV SYSTEMS/IV THERAPY | 2275
CHRISTIANA |  | HOSPITAL-CH | 0 | 14110187AB | DE |  | 2004-12-14 19:00 |  | Infusion Pumps; Multitherapy; Syringe | 37030 | AS50 | BAXTER HEALTHCARE CORP IV SYSTEMS/IV THERAPY | 2275
CHRISTIANA |  | WH SURGI | 0 | 13080185AB | DE |  | 2003-11-23 19:00 |  | Infusion Pumps; Multitherapy; Syringe | 34869 | AS50 | BAXTER HEALTHCARE CORP IV SYSTEMS/IV THERAPY | 2295
CHRISTIANA |  | HOSPITAL-CH | 0 | 14110152AB | DE |  | 2004-12-14 19:00 |  | Infusion Pumps; Multitherapy; Syringe | 37032 | AS50 | BAXTER HEALTHCARE CORP IV SYSTEMS/IV THERAPY | 2275
CHRISTIANA |  | WH SURGI | 0 | 14110193AB | DE |  | 2014-03-16 20:00 |  | Infusion Pumps; Multitherapy; Syringe | 53463 | AS50 | BAXTER HEALTHCARE CORP IV SYSTEMS/IV THERAPY | 2275
CHRISTIANA |  | HOSPITAL-WH | 0 | 13080158AB | DE |  |  |  | Infusion Pumps; Multitherapy; Syringe | 34870 | AS50 | BAXTER HEALTHCARE CORP IV SYSTEMS/IV THERAPY | 2295
CHRISTIANA |  | HOSPITAL-CH | 0 | 12070216AB | DE |  | 2006-04-05 20:00 |  | Infusion Pumps; Multitherapy; Syringe | 38377 | AS50 | BAXTER HEALTHCARE CORP IV SYSTEMS/IV THERAPY | 1850
CHRISTIANA |  | HOSPITAL-WH | 0 | 12070408AB | DE |  | 2006-04-05 20:00 |  | Infusion Pumps; Multitherapy; Syringe | 38379 | AS50 | BAXTER HEALTHCARE CORP IV SYSTEMS/IV THERAPY | 1850
CHRISTIANA |  | HOSPITAL-WH | 0 | 15100155AB | DE |  | 2005-10-10 20:00 |  | Infusion Pumps; Multitherapy; Syringe | 37847 | AS50 | BAXTER HEALTHCARE CORP IV SYSTEMS/IV THERAPY | 2275
CHRISTIANA |  | HOSPITAL-CH | 0 | 15020099AB | DE |  |  |  | Infusion Pumps; Multitherapy; Syringe | 38378 | AS50 | BAXTER HEALTHCARE CORP IV SYSTEMS/IV THERAPY | 1850
CHRISTIANA |  | WH SURGI | 0 | 12010499AB | DE |  | 2014-05-07 20:00 |  | Infusion Pumps; Multitherapy; Syringe | 53705 | AS50 | BAXTER HEALTHCARE CORP IV SYSTEMS/IV THERAPY | 2500
CHRISTIANA |  | WH SURGI | 0 | 15100166AB | DE |  | 2005-10-10 20:00 |  | Infusion Pumps; Multitherapy; Syringe | 37848 | AS50 | BAXTER HEALTHCARE CORP IV SYSTEMS/IV THERAPY | 2275
CHRISTIANA |  | HOSPITAL-WH | 0 | 15100014AB | DE |  | 2005-10-10 20:00 |  | Infusion Pumps; Multitherapy; Syringe | 37850 | AS50 | BAXTER HEALTHCARE CORP IV SYSTEMS/IV THERAPY | 2275
CHRISTIANA |  | HOSPITAL-WH | 0 | 15100110AB | DE |  | 2005-10-10 20:00 |  | Infusion Pumps; Multitherapy; Syringe | 37851 | AS50 | BAXTER HEALTHCARE CORP IV SYSTEMS/IV THERAPY | 2275
CHRISTIANA |  | HOSPITAL-WH | 0 | 15100170AB | DE |  | 2005-10-10 20:00 |  | Infusion Pumps; Multitherapy; Syringe | 37853 | AS50 | BAXTER HEALTHCARE CORP IV SYSTEMS/IV THERAPY | 2275
CHRISTIANA |  | HOSPITAL-CH | 0 | 14060023AB | DE |  | 2006-04-05 20:00 |  | Infusion Pumps; Multitherapy; Syringe | 38380 | AS50 | BAXTER HEALTHCARE CORP IV SYSTEMS/IV THERAPY | 1850
CHRISTIANA |  | HOSPITAL-WH | 0 | 15100026AB | DE |  | 2005-10-10 20:00 |  | Infusion Pumps; Multitherapy; Syringe | 37852 | AS50 | BAXTER HEALTHCARE CORP IV SYSTEMS/IV THERAPY | 2275
CHRISTIANA |  | HOSPITAL-CH | 0 | 803684AB | DE |  | 1999-06-20 20:00 |  | Infusion Pumps; Multitherapy; Syringe | 27688 | AS50 | BAXTER HEALTHCARE CORP IV SYSTEMS/IV THERAPY | 2545
CHRISTIANA |  | HOSPITAL-CH | 0 | 806183 AB | DE |  |  |  | Infusion Pumps; Multitherapy; Syringe | 27946 | AS50 | BAXTER HEALTHCARE CORP IV SYSTEMS/IV THERAPY | 2545
CHRISTIANA |  | HOSPITAL-CH | 0 | 806130 AB | DE |  |  |  | Infusion Pumps; Multitherapy; Syringe | 27947 | AS50 | BAXTER HEALTHCARE CORP IV SYSTEMS/IV THERAPY | 2545
CHRISTIANA |  | HOSPITAL-WH | 0 | 15100241AB | DE |  | 2005-10-10 20:00 |  | Infusion Pumps; Multitherapy; Syringe | 37854 | AS50 | BAXTER HEALTHCARE CORP IV SYSTEMS/IV THERAPY | 2275
CHRISTIANA |  | HOSPITAL-CH | 0 | 13070191AB | DE |  | 2006-04-05 20:00 |  | Infusion Pumps; Multitherapy; Syringe | 38276 | AS50 | BAXTER HEALTHCARE CORP IV SYSTEMS/IV THERAPY | 1850
CHRISTIANA |  | HOSPITAL-CH | 0 | 12120160AB | DE |  | 2006-04-05 20:00 |  | Infusion Pumps; Multitherapy; Syringe | 38376 | AS50 | BAXTER HEALTHCARE CORP IV SYSTEMS/IV THERAPY | 1850
CHRISTIANA |  | HOSPITAL-CH | 0 | 10020245AB | DE |  | 2006-04-05 20:00 |  | Infusion Pumps; Multitherapy; Syringe | 42335 | AS50 | BAXTER HEALTHCARE CORP IV SYSTEMS/IV THERAPY | 2500
CHRISTIANA |  | CH-SURGI | 0 | 709379AB | DE |  |  |  | Infusion Pumps; Multitherapy; Syringe | 42590 | AS50 | BAXTER HEALTHCARE CORP IV SYSTEMS/IV THERAPY | 1895
CHRISTIANA |  | WH SURGI | 0 | 11020182AB | DE |  | 2006-10-26 20:00 |  | Infusion Pumps; Multitherapy; Syringe | 39032 | AS50 | BAXTER HEALTHCARE CORP IV SYSTEMS/IV THERAPY | 2500
CHRISTIANA |  | HOSPITAL-WH | 0 | 15030070AB | DE |  | 2004-09-05 20:00 |  | Infusion Pumps; Multitherapy; Syringe | 37109 | AS50 | BAXTER HEALTHCARE CORP IV SYSTEMS/IV THERAPY | 2295
CHRISTIANA |  | HOSPITAL-WH | 0 | 15030012AB | DE |  | 2004-09-05 20:00 |  | Infusion Pumps; Multitherapy; Syringe | 37110 | AS50 | BAXTER HEALTHCARE CORP IV SYSTEMS/IV THERAPY | 2295
CHRISTIANA |  | HOSPITAL-WH | 0 | 11020396AB | DE |  |  |  | Infusion Pumps; Multitherapy; Syringe | 46497 | AS50 | BAXTER HEALTHCARE CORP IV SYSTEMS/IV THERAPY | 2500
CHRISTIANA |  | HOSPITAL-WH | 0 | 801050AB | DE |  | 2006-04-05 20:00 |  | Infusion Pumps; Multitherapy; Syringe | 46496 | AS50 | BAXTER HEALTHCARE CORP IV SYSTEMS/IV THERAPY | 2500
CHRISTIANA |  | HOSPITAL-WH | 0 | 15030035AB | DE |  | 2004-09-05 20:00 |  | Infusion Pumps; Multitherapy; Syringe | 37111 | AS50 | BAXTER HEALTHCARE CORP IV SYSTEMS/IV THERAPY | 2295
CHRISTIANA |  | HOSPITAL-WH | 0 | 15030062AB | DE |  | 2004-09-05 20:00 |  | Infusion Pumps; Multitherapy; Syringe | 37113 | AS50 | BAXTER HEALTHCARE CORP IV SYSTEMS/IV THERAPY | 2295
CHRISTIANA |  | HOSPITAL-WH | 0 | 15020074AB | DE |  | 2005-04-13 20:00 |  | Infusion Pumps; Multitherapy; Syringe | 37097 | AS50 | BAXTER HEALTHCARE CORP IV SYSTEMS/IV THERAPY | 2500
CHRISTIANA |  | HOSPITAL-WH | 0 | 12020421AB | DE |  | 2002-03-18 19:00 |  | Infusion Pumps; Multitherapy; Syringe | 25809 | AS50 | BAXTER HEALTHCARE CORP IV SYSTEMS/IV THERAPY | 2545
CHRISTIANA |  | HOSPITAL-WH | 0 | 15030031AB | DE |  | 2004-09-05 20:00 |  | Infusion Pumps; Multitherapy; Syringe | 37112 | AS50 | BAXTER HEALTHCARE CORP IV SYSTEMS/IV THERAPY | 2295
CHRISTIANA |  | HOSPITAL-CH | 0 | 803565AB | DE |  | 1999-06-20 20:00 |  | Infusion Pumps; Multitherapy; Syringe | 27689 | AS50 | BAXTER HEALTHCARE CORP IV SYSTEMS/IV THERAPY | 2545
CHRISTIANA |  | HOSPITAL-WH | 0 | 120204172AB | DE |  | 2002-03-18 19:00 |  | Infusion Pumps; Multitherapy; Syringe | 25808 | AS50 | BAXTER HEALTHCARE CORP IV SYSTEMS/IV THERAPY | 2545
CHRISTIANA |  | HOSPITAL-CH | 0 | 15100259AB | DE |  | 2005-10-10 20:00 |  | Infusion Pumps; Multitherapy; Syringe | 37855 | AS50 | BAXTER HEALTHCARE CORP IV SYSTEMS/IV THERAPY | 2275
CHRISTIANA |  | HOSPITAL-CH | 0 | 12080290AB | DE |  | 2006-04-05 20:00 |  | Infusion Pumps; Multitherapy; Syringe | 47176 | AS50 | BAXTER HEALTHCARE CORP IV SYSTEMS/IV THERAPY | 2500
CHRISTIANA |  | CH-SURGI | 0 | 709176AB | DE |  | 2006-04-05 20:00 |  | Infusion Pumps; Multitherapy; Syringe | 42591 | AS50 | BAXTER HEALTHCARE CORP IV SYSTEMS/IV THERAPY | 1895
CHRISTIANA |  | HOSPITAL-CH | 0 | 15100168AB | DE |  | 2005-10-10 20:00 |  | Infusion Pumps; Multitherapy; Syringe | 37846 | AS50 | BAXTER HEALTHCARE CORP IV SYSTEMS/IV THERAPY | 2275 | Purchased
CHRISTIANA |  | HOSPITAL-CH | 0 | R-027914-01 | DE |  | 2015-04-30 20:00 |  | Sterilizing Units; Steam; Bulk | Upper Bay 1 | Amsco C Series | STERIS Corp | 50000
CHRISTIANA |  |  | 0 | R-6840 | DE |  |  |  | Aspirators; Emergency | 24951 | Gomco Tabletop Aspirator 300 | GOMCO SURGICAL MFG CO | 1000
CHRISTIANA |  | HOSPITAL-CH | 0 | 4700 | DE |  |  |  | Scales; Patient; Wheelchair | 21570 | 6702 | SCALE-TRONIX INC | 3000
CHRISTIANA |  | HOSPITAL-CH | 0 | 6702-2242 | DE |  |  |  | Scales; Patient; Wheelchair | 31203 | 6702 | SCALE-TRONIX INC | 2750
CHRISTIANA |  | HOSPITAL-CH | 0 | 6702-0852 | DE |  |  |  | Scales; Patient; Wheelchair | 25600 | 6702 | SCALE-TRONIX INC | 2000
CHRISTIANA |  |  | 0 | 6702-2283 | DE |  |  |  | Scales; Patient; Wheelchair | 31167 | 6702 | SCALE-TRONIX INC | 2750
CHRISTIANA |  | HOSPITAL-WH | 0 | L8Y00327 | DE |  |  |  | Exercisers; Aerobic; Treadmill | 16716 | 1900 | GE MEDICAL SYSTEMS | 25995
CHRISTIANA |  | Quillen Building | 0 | 38474 | DE |  |  |  | Electrocardiographs; Multichannel | 47667 | E350 | BURDICK INC A QUINTON CO | 0
CHRISTIANA |  | New Castle Senior Center | 0 | NA038288 | DE |  | 2013-10-20 20:00 |  | Defibrillators; External; Automated | 45710 | AED 10 DEFIBRILLATOR | Welch Allyn Cardio Control | 10000
CHRISTIANA |  | HOSPITAL-CH | 0 | HCBF00034 | DE |  |  |  | Warmers; Radiant; Infant | 32096 | 6600-235-900 CARE PLUS 400 INCUBATOR W/ SERVO HUMIDIFICATION SYSTEM | GE MEDICAL SYSTEMS | 11683
CHRISTIANA |  | HOSPITAL-CH | 0 | 02-08884-099 | DE |  |  |  |  | 25981 | M70WC-SL | STERIS Corp | 2761
CHRISTIANA |  | HOSPITAL-CH | 0 | 02-08884-098 | DE |  |  |  |  | 36360 | M70WC-SL | STERIS Corp | 0
CHRISTIANA |  | HOSPITAL-CH | 0 | 02-08884-091 | DE |  |  |  |  | 36357 | M70WC-SL | STERIS Corp | 0
CHRISTIANA |  | HOSPITAL-CH | 0 | WA95857 | DE |  |  |  | Warming Units; Blood/Intravenous Solution | 25980 | A-78081 | GETINGE/CASTLE INC | 800
CHRISTIANA |  | MAP II | 0 | E08009-0330 | DE |  | 2009-07-22 20:00 |  | Scales; Patient; Floor | 42990 | 448 | DETECTO SCALE CO DIV CARDINAL SCALE MFG CO | 1500
CHRISTIANA |  | HOSPITAL-WH | 0 | NONE | DE |  |  |  | Chairs; Examination/Treatment; Dentistry | 34982 | NA | BOYD INDUSTRIES INC | 9500
CHRISTIANA |  | HOSPITAL-WH | 0 | 3416844 | DE |  | 2013-02-12 19:00 |  | Chairs; Examination/Treatment; Dentistry | 49852 | NA | BOYD INDUSTRIES INC | 9500
CHRISTIANA |  | PMRI | 0 | 5700010000000 | DE |  |  |  | Scales; Patient; Floor | 40446 | NA | SECA | 1400
CHRISTIANA |  | HOSPITAL-WH | 0 | DL1221052 | DE |  |  |  | Lasers; Diode; Surgical | 50243 | na | AMD LASERS | 0
CHRISTIANA |  | HCCC | 0 | NONE | DE |  | 2004-04-12 20:00 |  | Refrigerators | 35503 | NA | AMANA | 0
CHRISTIANA |  | Omega Professional Center | 0 | 23090 | DE |  |  |  | Programmer/Testers; Implantable Cardiac Pacemaker | 48004 | 3550 | Merlin Medical Ltd | 10000
CHRISTIANA |  | HOSPITAL-WH | 0 | 9952445 | DE |  |  |  | Cameras; Video | 19810 | MTV-300-2 | Toshiba America Medical Systems Inc | 3000
CHRISTIANA |  | HOSPITAL-CH | 0 | 5261 | DE |  |  |  | Anesthesia Unit Gas Scavengers | 26352 | 9151465 | SIEMENS HEALTH SYSTEMS | 1000
CHRISTIANA |  | HOSPITAL-CH | 0 | 271025 | DE |  |  |  | Vacuum Extractors; Obstetric | 16809 | 025-0002 | MEDELA INC | 3400
CHRISTIANA |  | HOSPITAL-CH | 0 | 271023 | DE |  |  |  | Vacuum Extractors; Obstetric | 16808 | 025-0002 | MEDELA INC | 2564
CHRISTIANA |  | Ketlay Plaza | 0 | 4935351X | DE |  |  |  | Infusion Pumps; General-Purpose | 47617 | 6200 | TRAVENOL LABORATORIES INC HOSPITAL PRODUCTS DIV | 4000
CHRISTIANA |  | Quillen Building | 0 | 41795067 | DE |  |  |  | Infusion Pumps; General-Purpose | 47661 | 6200 | TRAVENOL LABORATORIES INC HOSPITAL PRODUCTS DIV | 4000
CHRISTIANA |  | Pike Creek | 0 | 47115320 | DE |  |  |  | Infusion Pumps; General-Purpose | 47592 | 6200 | TRAVENOL LABORATORIES INC HOSPITAL PRODUCTS DIV | 4000
CHRISTIANA |  | Pike Creek | 0 | 11242004A | DE |  |  |  | Infusion Pumps; General-Purpose | 47590 | 6200 | TRAVENOL LABORATORIES INC HOSPITAL PRODUCTS DIV | 4000
CHRISTIANA |  | HOSPITAL-WH | 0 | 11441YY3 | DE |  |  |  | Collimators; Radiographic | 21282 | 45296001 | GE MEDICAL SYSTEMS | 6000
CHRISTIANA |  | HOSPITAL-CH | 0 | 52500002916 | DE |  |  |  | Digitizer/Recorders; Video | 35064 | MICROLUX DVR | Integra-LUXTEC | 14000
CHRISTIANA |  | HOSPITAL-CH | 0 | 52500002911 | DE |  |  |  | Digitizer/Recorders; Video | 35065 | MICROLUX DVR | Integra-LUXTEC | 14000
CHRISTIANA |  | HOSPITAL-CH | 12000 | 1599 | DE |  | 2008-01-20 19:00 |  | Pumps; Extracorporeal Perfusion | 26465 | Extracorporeal Blood Circulation Pump 901371 | MAQUET Medical Systems USA | 24999.99
CHRISTIANA |  | HOSPITAL-CH | 0 | 1511 | DE |  |  |  | Pumps; Extracorporeal Perfusion | 26790 | Extracorporeal Blood Circulation Pump 901371 | MAQUET Medical Systems USA | 10000
CHRISTIANA |  | HOSPITAL-CH | 12000 | 1507 | DE |  | 2008-01-20 19:00 |  | Pumps; Extracorporeal Perfusion | 26769 | Extracorporeal Blood Circulation Pump 901371 | MAQUET Medical Systems USA | 10000
CHRISTIANA |  | HOSPITAL-CH | 0 | 1600 | DE |  |  |  | Pumps; Extracorporeal Perfusion | 26464 | Extracorporeal Blood Circulation Pump 901371 | MAQUET Medical Systems USA | 24999.99
CHRISTIANA |  | HOSPITAL-CH | 12000 | 1510 | DE |  | 2008-01-20 19:00 |  | Pumps; Extracorporeal Perfusion | 25987 | Extracorporeal Blood Circulation Pump 901371 | MAQUET Medical Systems USA | 10000
CHRISTIANA |  | HOSPITAL-CH | 0 | 1598 | DE |  |  |  | Pumps; Extracorporeal Perfusion | 26463 | Extracorporeal Blood Circulation Pump 901371 | MAQUET Medical Systems USA | 24999.99
CHRISTIANA |  | HOSPITAL-CH | 12000 | 1508 | DE |  | 2008-01-20 19:00 |  | Pumps; Extracorporeal Perfusion | 25984 | Extracorporeal Blood Circulation Pump 901371 | MAQUET Medical Systems USA | 10000
CHRISTIANA |  | HOSPITAL-CH | 0 | 1509 | DE |  |  |  | Pumps; Extracorporeal Perfusion | 25985 | Extracorporeal Blood Circulation Pump 901371 | MAQUET Medical Systems USA | 10000
CHRISTIANA |  | HOSPITAL-CH | 0 | 1512 | DE |  | 2008-01-20 19:00 |  | Pumps; Extracorporeal Perfusion | 26789 | Extracorporeal Blood Circulation Pump 901371 | MAQUET Medical Systems USA | 10000
CHRISTIANA |  | HOSPITAL-CH | 0 | HCEA00977 | DE |  |  |  | Incubators; Infant; Mobile | 27059 | 6600-0243-900 | GE MEDICAL SYSTEMS | 1200
CHRISTIANA |  | HOSPITAL-CH | 0 | HCEA00983 | DE |  |  |  | Incubators; Infant; Mobile | 27056 | 6600-0243-900 | GE MEDICAL SYSTEMS | 1200
CHRISTIANA |  | HOSPITAL-CH | 0 | HCEA00978 | DE |  |  |  | Incubators; Infant; Mobile | 27060 | 6600-0243-900 | GE MEDICAL SYSTEMS | 1200
CHRISTIANA |  | HOSPITAL-CH | 0 | HCEA00975 | DE |  |  |  | Incubators; Infant; Mobile | 27058 | 6600-0243-900 | GE MEDICAL SYSTEMS | 1200
CHRISTIANA |  | HOSPITAL-CH | 0 | HCEA00976 | DE |  |  |  | Incubators; Infant; Mobile | 27055 | 6600-0243-900 | GE MEDICAL SYSTEMS | 1200
CHRISTIANA |  | HOSPITAL-CH | 0 | HCEA00981 | DE |  |  |  | Incubators; Infant; Mobile | 27057 | 6600-0243-900 | GE MEDICAL SYSTEMS | 1200
CHRISTIANA |  | HOSPITAL-CH | 0 | 32971 | DE |  |  |  | Analyzers; Environmental/Gas System; Halogenated Anesthetic | 49465 | Gas Indicator Type 18 1802D | RIKEN KEIKI CO LTD | 5000
CHRISTIANA |  | HOSPITAL-CH | 0 | 580010012 | DE |  |  |  | Analyzers; Environmental/Gas System; Halogenated Anesthetic | 49428 | Gas Indicator Type 18 1802D | RIKEN KEIKI CO LTD | 5000
CHRISTIANA |  | HOSPITAL-CH | 0 | DE91509759 | DE |  |  |  | Alarms; Physiologic Monitoring System | 32419 | M1109A | PHILIPS MEDICAL SYSTEMS CARDIAC & MONITORING SYSTEMS DIV | 0
CHRISTIANA |  | HOSPITAL-CH | 0 | DE91509761 | DE |  |  |  | Alarms; Physiologic Monitoring System | 32468 | M1109A | PHILIPS MEDICAL SYSTEMS CARDIAC & MONITORING SYSTEMS DIV | 0
CHRISTIANA |  | HOSPITAL-CH | 0 | DE91509741 | DE |  |  |  | Alarms; Physiologic Monitoring System | 32379 | M1109A | PHILIPS MEDICAL SYSTEMS CARDIAC & MONITORING SYSTEMS DIV | 0
CHRISTIANA |  | HOSPITAL-CH | 0 | DE91509808 | DE |  |  |  | Alarms; Physiologic Monitoring System | 32427 | M1109A | PHILIPS MEDICAL SYSTEMS CARDIAC & MONITORING SYSTEMS DIV | 0
CHRISTIANA |  | HOSPITAL-CH | 0 | DE91509763 | DE |  |  |  | Alarms; Physiologic Monitoring System | 32366 | M1109A | PHILIPS MEDICAL SYSTEMS CARDIAC & MONITORING SYSTEMS DIV | 0
CHRISTIANA |  | HOSPITAL-CH | 0 | DE91509762 | DE |  |  |  | Alarms; Physiologic Monitoring System | 32351 | M1109A | PHILIPS MEDICAL SYSTEMS CARDIAC & MONITORING SYSTEMS DIV | 0
CHRISTIANA |  | HOSPITAL-CH | 0 | DE91509812 | DE |  |  |  | Alarms; Physiologic Monitoring System | 32367 | M1109A | PHILIPS MEDICAL SYSTEMS CARDIAC & MONITORING SYSTEMS DIV | 0
CHRISTIANA |  | HOSPITAL-CH | 0 | DE91509810 | DE |  |  |  | Alarms; Physiologic Monitoring System | 32435 | M1109A | PHILIPS MEDICAL SYSTEMS CARDIAC & MONITORING SYSTEMS DIV | 0
CHRISTIANA |  | HOSPITAL-CH | 0 | DE91509814 | DE |  |  |  | Alarms; Physiologic Monitoring System | 32403 | M1109A | PHILIPS MEDICAL SYSTEMS CARDIAC & MONITORING SYSTEMS DIV | 0
CHRISTIANA |  | HOSPITAL-CH | 0 | DE91509756 | DE |  |  |  | Alarms; Physiologic Monitoring System | 32411 | M1109A | PHILIPS MEDICAL SYSTEMS CARDIAC & MONITORING SYSTEMS DIV | 0
CHRISTIANA |  | HOSPITAL-CH | 0 | DE91509807 | DE |  |  |  | Alarms; Physiologic Monitoring System | 32352 | M1109A | PHILIPS MEDICAL SYSTEMS CARDIAC & MONITORING SYSTEMS DIV | 0
CHRISTIANA |  | HOSPITAL-CH | 0 | DE91509760 | DE |  |  |  | Alarms; Physiologic Monitoring System | 32386 | M1109A | PHILIPS MEDICAL SYSTEMS CARDIAC & MONITORING SYSTEMS DIV | 0
CHRISTIANA |  | HOSPITAL-CH | 0 | DE91509809 | DE |  |  |  | Alarms; Physiologic Monitoring System | 32443 | M1109A | PHILIPS MEDICAL SYSTEMS CARDIAC & MONITORING SYSTEMS DIV | 0
CHRISTIANA |  | HOSPITAL-CH | 0 | 246 | DE |  |  |  | X-Ray Generators | 18575 | GX650 | PICKER INTERNATIONAL LTD | 50000
CHRISTIANA |  | Carneys Point | 0 | AU40777 | NJ |  |  |  | Tables; Examination/Treatment; Adjustable | 28071 | Power Table 411 | MIDMARK CORP | 700
CHRISTIANA |  | Claymont | 0 | EC35A10637 | DE |  | 2008-01-20 19:00 |  | Electrosurgical Units | 22269 | Birtcher Hyfrecator 732 | BIRTCHER MEDICAL SYSTEMS INC | 1000
CHRISTIANA |  |  | 0 | 97LGH386 |  |  |  |  | Electrosurgical Units; Monopolar/Bipolar | 28796 | Birtcher Hyfrecator Plus 7-797 | CONMED ASPEN SURGICAL SYSTEMS | 800
CHRISTIANA |  | CANCER CENTER | 0 | 300655 | DE |  | 2010-03-21 20:00 |  | Stereotactic Systems; Image-Guided; Biopsy; Mammographic | 46730 | ATEC Emerald | Hologic Inc | 20000
CHRISTIANA |  | HOSPITAL-WH | 0 | 1195 | DE |  |  |  | Biomechanics Platforms | 29942 | BALANCE MASTER | NEUROCOM INTERNATIONAL INC | 0
CHRISTIANA |  | HOSPITAL-CH | 0 | KEK02660 | DE |  |  |  | Spirometers; Monitoring | 21395 | 15285 | BIRD PRODUCTS 3M MEDICAL PRODUCTS DIV | 2500
CHRISTIANA |  | HOSPITAL-CH | 0 | A092897203A | DE |  |  |  | Biofeedback Systems | 27032 | V005-0026 | VERIMED INTERNATIONAL INC | 2000
CHRISTIANA |  | HOSPITAL-WH | 0 | A0928972037 | DE |  |  |  | Biofeedback Systems | 27033 | V005-0026 | VERIMED INTERNATIONAL INC | 7255
CHRISTIANA |  | HOSPITAL-CH | 0 | 712245 | DE |  |  |  | Centrifuges | 22108 |  | STRATAGENE | 1000
CHRISTIANA |  | HOSPITAL-WH | 0 | US20710648 | DE |  |  |  | Electrocardiographs; Multichannel | 39762 | 860284 | PHILIPS MEDICAL SYSTEMS CARDIAC & MONITORING SYSTEMS DIV | 10484
CHRISTIANA |  | HOSPITAL-CH | 0 | US90610071 | DE |  |  |  | Electrocardiographs; Multichannel | 39337 | 860284 | PHILIPS MEDICAL SYSTEMS CARDIAC & MONITORING SYSTEMS DIV | 10501.15
CHRISTIANA |  | HOSPITAL-CH | 0 | US90610076 | DE |  |  |  | Electrocardiographs; Multichannel | 39039 | 860284 | PHILIPS MEDICAL SYSTEMS CARDIAC & MONITORING SYSTEMS DIV | 10736.4
CHRISTIANA |  | HOSPITAL-CH | 0 | US90610072 | DE |  |  |  | Electrocardiographs; Multichannel | 39336 | 860284 | PHILIPS MEDICAL SYSTEMS CARDIAC & MONITORING SYSTEMS DIV | 10501.15
CHRISTIANA |  | HOSPITAL-WH | 0 | US20710649 | DE |  |  |  | Electrocardiographs; Multichannel | 39763 | 860284 | PHILIPS MEDICAL SYSTEMS CARDIAC & MONITORING SYSTEMS DIV | 10484
CHRISTIANA |  | HOSPITAL-CH | 0 | US90503122 | DE |  |  |  | Electrocardiographs; Multichannel | 37635 | 860284 | PHILIPS MEDICAL SYSTEMS CARDIAC & MONITORING SYSTEMS DIV | 10430
CHRISTIANA |  | HOSPITAL-CH | 0 | US10812015 | DE |  |  |  | Electrocardiographs; Multichannel | 41354 | 860284 | PHILIPS MEDICAL SYSTEMS CARDIAC & MONITORING SYSTEMS DIV | 10430
CHRISTIANA |  | HOSPITAL-CH | 0 | US90503123 | DE |  |  |  | Electrocardiographs; Multichannel | 37636 | 860284 | PHILIPS MEDICAL SYSTEMS CARDIAC & MONITORING SYSTEMS DIV | 10430
CHRISTIANA |  | Glasgow Medical Center | 0 | US10812017 | DE |  |  |  | Electrocardiographs; Multichannel | 41355 | 860284 | PHILIPS MEDICAL SYSTEMS CARDIAC & MONITORING SYSTEMS DIV | 10430
CHRISTIANA |  | HOSPITAL-CH | 0 | US00503191 | DE |  |  |  | Electrocardiographs; Multichannel | 37812 | 860284 | PHILIPS MEDICAL SYSTEMS CARDIAC & MONITORING SYSTEMS DIV | 10404
CHRISTIANA |  | CH-SURGI | 0 | US80604080 | DE |  |  |  | Electrocardiographs; Multichannel | 39038 | 860284 | PHILIPS MEDICAL SYSTEMS CARDIAC & MONITORING SYSTEMS DIV | 10460
CHRISTIANA |  | HOSPITAL-WH | 0 | US10812022 | DE |  |  |  | Electrocardiographs; Multichannel | 40639 | 860284 | PHILIPS MEDICAL SYSTEMS CARDIAC & MONITORING SYSTEMS DIV | 10430
CHRISTIANA |  | HOSPITAL-CH | 0 | US00503194 | DE |  |  |  | Electrocardiographs; Multichannel | 37813 | 860284 | PHILIPS MEDICAL SYSTEMS CARDIAC & MONITORING SYSTEMS DIV | 10404
CHRISTIANA |  | HOSPITAL-WH | 0 | US10812021 | DE |  |  |  | Electrocardiographs; Multichannel | 40640 | 860284 | PHILIPS MEDICAL SYSTEMS CARDIAC & MONITORING SYSTEMS DIV | 10430
CHRISTIANA |  | HOSPITAL-CH | 0 | US90610073 | DE |  |  |  | Electrocardiographs; Multichannel | 39429 | 860284 | PHILIPS MEDICAL SYSTEMS CARDIAC & MONITORING SYSTEMS DIV | 10501.15
CHRISTIANA |  | CANCER CENTER | 0 | US00503193 | DE |  | 2005-09-17 20:00 |  | Electrocardiographs; Multichannel | 37814 | 860284 | PHILIPS MEDICAL SYSTEMS CARDIAC & MONITORING SYSTEMS DIV | 10404
CHRISTIANA |  | HOSPITAL-WH | 0 | US00503192 | DE |  |  |  | Electrocardiographs; Multichannel | 37815 | 860284 | PHILIPS MEDICAL SYSTEMS CARDIAC & MONITORING SYSTEMS DIV | 10404
CHRISTIANA |  | HOSPITAL-CH | 0 | 100030000000 | DE |  |  |  | Sphygmomanometers; Electronic; Automatic | 44984 | ProBP Digital Blood Pressure Device 3400 | CARDINAL | 2167.5
CHRISTIANA |  | HOSPITAL-CH | 0 | 100002000000 | DE |  |  |  | Sphygmomanometers; Electronic; Automatic | 47891 | ProBP Digital Blood Pressure Device 3400 | CARDINAL | 2167.5
CHRISTIANA |  | HOSPITAL-CH | 0 | 100034000000 | DE |  |  |  | Sphygmomanometers; Electronic; Automatic | 44983 | ProBP Digital Blood Pressure Device 3400 | CARDINAL | 2167.5
CHRISTIANA |  | HOSPITAL-CH | 0 | 100002000000 | DE |  |  |  | Sphygmomanometers; Electronic; Automatic | 47890 | ProBP Digital Blood Pressure Device 3400 | CARDINAL | 2167.5
CHRISTIANA |  | HOSPITAL-CH | 0 | 1393 | DE |  |  |  | Warming/Cooling Units; Patient; Circulating-Liquid | 53012 | Arctic Sun Temperature Management System 5000 | MEDIVANCE | 39995
CHRISTIANA |  | HOSPITAL-CH | 0 | 2124 | DE |  |  |  | Warming/Cooling Units; Patient; Circulating-Liquid | 53011 | Arctic Sun Temperature Management System 5000 | MEDIVANCE | 39995
CHRISTIANA |  | HOSPITAL-CH | 0 | M22097 | DE |  |  |  | Infusion Pumps; Multitherapy; Syringe | 37059 | 3500 | SMITHS / LEVEL 1 | 2343
CHRISTIANA |  | HOSPITAL-CH | 0 | M22079 | DE |  |  |  | Infusion Pumps; Multitherapy; Syringe | 37077 | 3500 | SMITHS / LEVEL 1 | 2343
CHRISTIANA |  | HOSPITAL-CH | 0 | M22101 | DE |  |  |  | Infusion Pumps; Multitherapy; Syringe | 37018 | 3500 | SMITHS / LEVEL 1 | 2343
CHRISTIANA |  | HOSPITAL-CH | 0 | M11981 | DE |  |  |  | Infusion Pumps; Multitherapy; Syringe | 35424 | 3500 | SMITHS / LEVEL 1 | 2343
CHRISTIANA |  | HOSPITAL-CH | 0 | M11977 | DE |  |  |  | Infusion Pumps; Multitherapy; Syringe | 35426 | 3500 | SMITHS / LEVEL 1 | 2343
CHRISTIANA |  | HOSPITAL-CH | 0 | 1434 | DE |  | 2013-07-15 20:00 |  | Pumps; Laboratory; Vacuum | 45004 | DOA Series DOA-P701-AA | Gast Mfg Inc Unit IDEX Corp | 2500
CHRISTIANA |  | HOSPITAL-CH | 0 | 611955 | DE |  |  |  | Irrigation/Distention Systems; Arthroscopic | 49134 | Continuous Wave II Arthroscopy Pump AR-6400 | ARTHREX INC | 9.99
CHRISTIANA |  | HOSPITAL-WH | 0 | 3232 | DE |  |  |  | Irrigation/Distention Systems; Arthroscopic | 34339 | Continuous Wave II Arthroscopy Pump AR-6400 | ARTHREX INC | 9.99
CHRISTIANA |  | HOSPITAL-WH | 0 | 4835 | DE |  |  |  | Irrigation/Distention Systems; Arthroscopic | 34337 | Continuous Wave II Arthroscopy Pump AR-6400 | ARTHREX INC | 9.99
CHRISTIANA |  | WH SURGI | 0 | 4054 | DE |  |  |  | Irrigation/Distention Systems; Arthroscopic | 31601 | Continuous Wave II Arthroscopy Pump AR-6400 | ARTHREX INC | 349
CHRISTIANA |  | HOSPITAL-WH | 0 | 3367 | DE |  |  |  | Irrigation/Distention Systems; Arthroscopic | 34338 | Continuous Wave II Arthroscopy Pump AR-6400 | ARTHREX INC | 9.99
CHRISTIANA |  | HOSPITAL-WH | 0 | 4469 | DE |  |  |  | Irrigation/Distention Systems; Arthroscopic | 34340 | Continuous Wave II Arthroscopy Pump AR-6400 | ARTHREX INC | 9.99
CHRISTIANA |  | HOSPITAL-CH | 0 | 4359 | DE |  |  |  | Irrigation/Distention Systems; Arthroscopic | 40278 | Continuous Wave II Arthroscopy Pump AR-6400 | ARTHREX INC | 349
CHRISTIANA |  | HOSPITAL-CH | 0 | NX1685LI | DE |  |  |  | Irrigation/Distention Systems; Arthroscopic | 42353 | Continuous Wave II Arthroscopy Pump AR-6400 | ARTHREX INC | 349
CHRISTIANA |  | HOSPITAL-CH | 0 | 4055 | DE |  |  |  | Irrigation/Distention Systems; Arthroscopic | 37777 | Continuous Wave II Arthroscopy Pump AR-6400 | ARTHREX INC | 349
CHRISTIANA |  | HOSPITAL-CH | 0 | 4053 | DE |  |  |  | Irrigation/Distention Systems; Arthroscopic | 37776 | Continuous Wave II Arthroscopy Pump AR-6400 | ARTHREX INC | 349
CHRISTIANA |  | HOSPITAL-CH | 0 | NX1722LI | DE |  |  |  | Irrigation/Distention Systems; Arthroscopic | 42352 | Continuous Wave II Arthroscopy Pump AR-6400 | ARTHREX INC | 349
CHRISTIANA |  | HOSPITAL-WH | 0 | 4852 | DE |  |  |  | Irrigation/Distention Systems; Arthroscopic | 40626 | Continuous Wave II Arthroscopy Pump AR-6400 | ARTHREX INC | 349
CHRISTIANA |  | CH-SURGI | 0 | 4893 | DE |  |  |  | Irrigation/Distention Systems; Arthroscopic | 34881 | Continuous Wave II Arthroscopy Pump AR-6400 | ARTHREX INC | 349
CHRISTIANA |  | CH-SURGI | 0 | 3893 | DE |  |  |  | Irrigation/Distention Systems; Arthroscopic | 34882 | Continuous Wave II Arthroscopy Pump AR-6400 | ARTHREX INC | 349
CHRISTIANA |  | CH-SURGI | 0 | 4056 | DE |  |  |  | Irrigation/Distention Systems; Arthroscopic | 25814 | Continuous Wave II Arthroscopy Pump AR-6400 | ARTHREX INC | 349
CHRISTIANA |  | WH SURGI | 0 | 4048 | DE |  |  |  | Irrigation/Distention Systems; Arthroscopic | 25815 | Continuous Wave II Arthroscopy Pump AR-6400 | ARTHREX INC | 349
CHRISTIANA |  | HOSPITAL-CH | 0 | 239 | DE |  |  |  | Light Sources; Endoscope; Fiberoptic Cable | 12249 | Pilling Luminator Light Source 52-1281 | PILLING CO | 2000
CHRISTIANA |  | HOSPITAL-CH | 0 | 269905 | DE |  |  |  | Centrifuges | 31952 | 3531 | ABBOTT CRITICAL CARE SYSTEMS DIV ABBOTT LABORATORIES | 8500
CHRISTIANA |  | HOSPITAL-WH | 0 | 249063 | DE |  |  |  | Centrifuges | 27315 | 3531 | ABBOTT CRITICAL CARE SYSTEMS DIV ABBOTT LABORATORIES | 1000
CHRISTIANA |  | HOSPITAL-CH | 0 | 257849 | DE |  |  |  | Centrifuges | 36916 | 3531 | ABBOTT CRITICAL CARE SYSTEMS DIV ABBOTT LABORATORIES | 8500
CHRISTIANA |  | HOSPITAL-WH | 0 | 258947 | DE |  |  |  | Centrifuges | 35555 | 3531 | ABBOTT CRITICAL CARE SYSTEMS DIV ABBOTT LABORATORIES | 8500
CHRISTIANA |  | HOSPITAL-CH | 0 | 10139 | DE |  | 2008-09-10 20:00 |  | Anesthesia Units | 42045 | Narkomed M | NORTH AMERICAN DRAEGER | 12498
CHRISTIANA |  | HOSPITAL-CH | 0 | 10414 | DE |  | 2010-06-22 20:00 |  | Anesthesia Units | 46714 | Narkomed M | NORTH AMERICAN DRAEGER | 14500
CHRISTIANA |  | HOSPITAL-CH | 0 | 46353 | DE |  |  |  | Anesthesia Units | 46353 | Narkomed M | NORTH AMERICAN DRAEGER | 25000
CHRISTIANA |  | HOSPITAL-CH | 0 | 03KHTF | DE |  | 2010-09-19 20:00 |  | Scanning Systems; Ultrasonic; Portable | 47228 | M-Turbo Ultrasound System | SonoSite Inc | 37035
CHRISTIANA |  | CANCER CENTER | 0 | 03GJQB | DE |  |  |  | Scanning Systems; Ultrasonic; Portable | 46257 | M-Turbo Ultrasound System | SonoSite Inc | 45800
CHRISTIANA |  |  | 0 | 809-071600534 |  |  |  |  | Exercisers; Aerobic; Treadmill | 36404 | 900T | CYBEX INTERNATIONAL INC | 0
CHRISTIANA |  | HOSPITAL-CH | 0 | 13232 | DE |  |  |  | Printers; Video | 45124 | UP-51MDS | SONY MEDICAL SYSTEMS | 0
CHRISTIANA |  | CH-SURGI | 0 | 234500 | DE |  | 2011-11-12 19:00 |  | Sterilization Process Indicators; Biological | 48624 | 290 Attest Auto-reader for Steam | 3M Occupational Health & Environmental Safety Div | 1000
CHRISTIANA |  | HOSPITAL-CH | 0 | UFO2300 | DE |  |  |  | Warmers; Radiant; Infant | 20910 | 7880 | HILL-ROM AIR-SHIELDS A HILL-ROM CO | 8000
CHRISTIANA |  | HOSPITAL-CH | 0 | UFO2296 | DE |  |  |  | Warmers; Radiant; Infant | 20911 | 7880 | HILL-ROM AIR-SHIELDS A HILL-ROM CO | 8000
CHRISTIANA |  | HOSPITAL-CH | 0 | BK00145 | DE |  |  |  | Warmers; Radiant; Infant | 17916 | 7880 | HILL-ROM AIR-SHIELDS A HILL-ROM CO | 3415
CHRISTIANA |  | Riverside Medical Arts Complex | 0 | M01282 | DE |  |  |  | Scanning Systems; Ultrasonic; General-Purpose | 34336 | Ultrasound System SSD-1700 | Aloka Co Ltd (USA) | 31504
CHRISTIANA |  | HOSPITAL-CH | 0 | 1523 | DE |  |  |  | Pumps; Extracorporeal Perfusion | 35250 | 20-330 | MAQUET Medical Systems USA | 29999.99
CHRISTIANA |  | HOSPITAL-CH | 0 | 680081 | DE |  |  |  | Cameras; Video; Endoscope | 680081 | ENF TYPE P4 | OLYMPUS AMERICA INC | 8000
CHRISTIANA |  | HOSPITAL-CH | 0 | 91529 | DE |  |  |  | Radiofrequency Therapy Systems; Tissue Ablation | 35295 | EPT1000-XP | BOSTON SCIENTIFIC - ENDOSURGERY GROUP | 5000
CHRISTIANA |  | HOSPITAL-CH | 0 | 63962 | DE |  |  |  | Radiofrequency Therapy Systems; Tissue Ablation | 35294 | EPT1000-XP | BOSTON SCIENTIFIC - ENDOSURGERY GROUP | 5000
CHRISTIANA |  | HOSPITAL-CH | 0 | 21A06AA460 | DE |  |  |  | Vein Finders | 40668 | VV1.0 | LUMITEX INC | 25000
CHRISTIANA |  | HOSPITAL-WH | 0 | 3452538 | DE |  |  |  | Infusion Pumps; General-Purpose | 39076 | 7100M | ALARIS MEDICAL SYSTEMS INC SUB CARDINAL HEALTH INC | 795
CHRISTIANA |  | HOSPITAL-WH | 0 | 3295988 | DE |  |  |  | Infusion Pumps; General-Purpose | 39078 | 7100M | ALARIS MEDICAL SYSTEMS INC SUB CARDINAL HEALTH INC | 795
CHRISTIANA |  |  | 0 | 3438766 | DE |  |  |  | Infusion Pumps; General-Purpose | 39077 | 7100M | ALARIS MEDICAL SYSTEMS INC SUB CARDINAL HEALTH INC | 795
CHRISTIANA |  | HOSPITAL-WH | 0 | 3362834 | DE |  | 2019-11-18 07:23 |  | Infusion Pumps; General-Purpose | 39614 | 7100M | ALARIS MEDICAL SYSTEMS INC SUB CARDINAL HEALTH INC | 795 | Purchased
CHRISTIANA |  | HOSPITAL-WH | 0 | 3450896 | DE |  |  |  | Infusion Pumps; General-Purpose | 39019 | 7100M | ALARIS MEDICAL SYSTEMS INC SUB CARDINAL HEALTH INC | 795
CHRISTIANA |  | HOSPITAL-WH | 0 | 3450759 | DE |  |  |  | Infusion Pumps; General-Purpose | 39615 | 7100M | ALARIS MEDICAL SYSTEMS INC SUB CARDINAL HEALTH INC | 795
CHRISTIANA |  | HOSPITAL-WH | 0 | 3299939 | DE |  |  |  | Infusion Pumps; General-Purpose | 39018 | 7100M | ALARIS MEDICAL SYSTEMS INC SUB CARDINAL HEALTH INC | 795
CHRISTIANA |  | HOSPITAL-WH | 0 | 3452549 | DE |  |  |  | Infusion Pumps; General-Purpose | 39020 | 7100M | ALARIS MEDICAL SYSTEMS INC SUB CARDINAL HEALTH INC | 795
CHRISTIANA |  | HOSPITAL-CH | 0 | 3451881 | DE |  |  |  | Infusion Pumps; General-Purpose | 39598 | 7100M | ALARIS MEDICAL SYSTEMS INC SUB CARDINAL HEALTH INC | 795
CHRISTIANA |  | HOSPITAL-WH | 0 | 3435112 | DE |  |  |  | Infusion Pumps; General-Purpose | 39023 | 7100M | ALARIS MEDICAL SYSTEMS INC SUB CARDINAL HEALTH INC | 795
CHRISTIANA |  | HOSPITAL-WH | 0 | 3438800 | DE |  |  |  | Infusion Pumps; General-Purpose | 39017 | 7100M | ALARIS MEDICAL SYSTEMS INC SUB CARDINAL HEALTH INC | 795
CHRISTIANA |  | HOSPITAL-WH | 0 | 3368471 | DE |  |  |  | Infusion Pumps; General-Purpose | 39025 | 7100M | ALARIS MEDICAL SYSTEMS INC SUB CARDINAL HEALTH INC | 795
CHRISTIANA |  | HOSPITAL-WH | 0 | 3438786 | DE |  |  |  | Infusion Pumps; General-Purpose | 39024 | 7100M | ALARIS MEDICAL SYSTEMS INC SUB CARDINAL HEALTH INC | 795
CHRISTIANA |  | HOSPITAL-WH | 0 | 3450771 | DE |  |  |  | Infusion Pumps; General-Purpose | 39075 | 7100M | ALARIS MEDICAL SYSTEMS INC SUB CARDINAL HEALTH INC | 795
CHRISTIANA |  | HOSPITAL-WH | 0 | 3438748 | DE |  |  |  | Infusion Pumps; General-Purpose | 39616 | 7100M | ALARIS MEDICAL SYSTEMS INC SUB CARDINAL HEALTH INC | 795
CHRISTIANA |  | HOSPITAL-WH | 0 | 3438797 | DE |  |  |  | Infusion Pumps; General-Purpose | 39624 | 7100M | ALARIS MEDICAL SYSTEMS INC SUB CARDINAL HEALTH INC | 795
CHRISTIANA |  | HOSPITAL-WH | 0 | 3438739 | DE |  |  |  | Infusion Pumps; General-Purpose | 39623 | 7100M | ALARIS MEDICAL SYSTEMS INC SUB CARDINAL HEALTH INC | 795
CHRISTIANA |  | HOSPITAL-WH | 0 | 3297373 | DE |  |  |  | Infusion Pumps; General-Purpose | 39757 | 7100M | ALARIS MEDICAL SYSTEMS INC SUB CARDINAL HEALTH INC | 795
CHRISTIANA |  | HOSPITAL-WH | 0 | 3299938 | DE |  |  |  | Infusion Pumps; General-Purpose | 39899 | 7100M | ALARIS MEDICAL SYSTEMS INC SUB CARDINAL HEALTH INC | 795
CHRISTIANA |  | HOSPITAL-WH | 0 | 3452614 | DE |  |  |  | Infusion Pumps; General-Purpose | 39596 | 7100M | ALARIS MEDICAL SYSTEMS INC SUB CARDINAL HEALTH INC | 795
CHRISTIANA |  | HOSPITAL-WH | 0 | 3292365 | DE |  |  |  | Infusion Pumps; General-Purpose | 39599 | 7100M | ALARIS MEDICAL SYSTEMS INC SUB CARDINAL HEALTH INC | 795
CHRISTIANA |  | HOSPITAL-WH | 0 | 3452644 | DE |  |  |  | Infusion Pumps; General-Purpose | 39659 | 7100M | ALARIS MEDICAL SYSTEMS INC SUB CARDINAL HEALTH INC | 795
CHRISTIANA |  | HOSPITAL-CH | 0 | 666 | DE |  |  |  | Stimulators; Electrical; Cardiac; Diagnostic | 39776 | EPS320 | MICROPACE PTY LTD | 0
CHRISTIANA |  | HOSPITAL-CH | 0 | 389 | DE |  |  |  | Stimulators; Electrical; Cardiac; Diagnostic | 38051 | EPS320 | MICROPACE PTY LTD | 29800
CHRISTIANA |  | HOSPITAL-CH | 0 | 27481 | DE |  |  |  | Analyzers; Point-of-Care; Whole Blood | 26814 | 210000 | I-STAT CORP | 4500
CHRISTIANA |  | HOSPITAL-CH | 0 | 27846 | DE |  |  |  | Analyzers; Point-of-Care; Whole Blood | 26817 | 210000 | I-STAT CORP | 4500
CHRISTIANA |  | HOSPITAL-CH | 0 | 20554 | DE |  |  |  | Analyzers; Point-of-Care; Whole Blood | 23055 | 210000 | I-STAT CORP | 4500
CHRISTIANA |  | HOSPITAL-CH | 0 | 2-21570 | DE |  |  |  | Analyzers; Point-of-Care; Whole Blood | 25287 | 210000 | I-STAT CORP | 4500
CHRISTIANA |  | HOSPITAL-CH | 0 | 27463 | DE |  |  |  | Analyzers; Point-of-Care; Whole Blood | 26811 | 210000 | I-STAT CORP | 4500
CHRISTIANA |  | HOSPITAL-CH | 0 | 26522 | DE |  |  |  | Analyzers; Point-of-Care; Whole Blood | 25288 | 210000 | I-STAT CORP | 4500
CHRISTIANA |  | HOSPITAL-CH | 0 | 27485 | DE |  |  |  | Analyzers; Point-of-Care; Whole Blood | 26816 | 210000 | I-STAT CORP | 4500
CHRISTIANA |  | HOSPITAL-CH | 0 | 20526 | DE |  |  |  | Analyzers; Point-of-Care; Whole Blood | 23467 | 210000 | I-STAT CORP | 4500
CHRISTIANA |  | HOSPITAL-CH | 0 | 21915 | DE |  |  |  | Analyzers; Point-of-Care; Whole Blood | 23468 | 210000 | I-STAT CORP | 4500
CHRISTIANA |  | HOSPITAL-CH | 0 | 27482 | DE |  |  |  | Analyzers; Point-of-Care; Whole Blood | 26815 | 210000 | I-STAT CORP | 4500
CHRISTIANA |  | HOSPITAL-CH | 0 | CN-08207 | DE |  |  |  | Scales; Clinical; Laboratory | 25647 | Electronic Balance CT1200 | OHAUS CORP | 500
CHRISTIANA |  | HOSPITAL-CH | 0 | CN-07137 | DE |  |  |  | Scales; Clinical; Laboratory | 25645 | Electronic Balance CT1200 | OHAUS CORP | 500
CHRISTIANA |  | HOSPITAL-CH | 0 | 4321 | DE |  |  |  | Scales; Clinical; Laboratory | 25320 | Electronic Balance CT1200 | OHAUS CORP | 500
CHRISTIANA |  | HOSPITAL-CH | 0 | 4022 | DE |  |  |  | Stimulators; Electrical; Peripheral Nerve; Block Monitoring | 17682 | NP-V | MEDICAL RESEARCH LABORATORIES INC | 3495
CHRISTIANA |  | HOSPITAL-CH | 0 | 11800110 | DE |  |  |  | X-Ray Generators | 31597 | MTX 380 | PICKER INTERNATIONAL LTD | 299999.99
CHRISTIANA |  | Middletown Care Center(Sleepy Hollow) | 0 | DF6226 | DE |  | 2001-06-05 20:00 |  | Tables; Examination/Treatment; Adjustable | 31508 | Examination Table 119 | MIDMARK CORP | 1700
CHRISTIANA |  | New Castle Senior Center | 0 | KE025948 | DE |  |  |  | Tables; Examination/Treatment; Adjustable | 45709 | Examination Table 119 | MIDMARK CORP | 2000
CHRISTIANA |  | MAP II | 0 | AN002638 | DE |  |  |  | Tables; Examination/Treatment; Adjustable | 18842 | Examination Table 119 | MIDMARK CORP | 2250
CHRISTIANA |  | Springside Connor Building | 0 | 2794 | DE |  |  |  | Microscopes; Light; Laboratory | 37954 | Revelation Series III | LW SCIENTIFIC INC | 3500
CHRISTIANA |  | HOSPITAL-WH | 0 | 131471 | DE |  | 2014-08-10 20:00 |  | Microscopes; Light; Laboratory | 53783 | Revelation Series III | LW SCIENTIFIC INC | 3500
CHRISTIANA |  | HOSPITAL-WH | 0 | 131216 | DE |  | 2014-08-10 20:00 |  | Microscopes; Light; Laboratory | 53785 | Revelation Series III | LW SCIENTIFIC INC | 3500
CHRISTIANA |  | HOSPITAL-WH | 0 | 131217 | DE |  | 2014-08-10 20:00 |  | Microscopes; Light; Laboratory | 53786 | Revelation Series III | LW SCIENTIFIC INC | 3500
CHRISTIANA |  | HOSPITAL-CH | 0 | 960 BR -720 | DE |  |  |  | Electrophoresis Systems | 21797 | CHEF-DR Variable Angle System III | BIO-RAD DIAGNOSTICA | 1500
CHRISTIANA |  | HOSPITAL-CH | 0 | 1002 | DE |  |  |  | Electrophoresis Systems | 24331 | CHEF-DR Variable Angle System III | BIO-RAD DIAGNOSTICA | 300
CHRISTIANA |  | HOSPITAL-CH | 0 | NONE | DE |  |  |  | Warmers; Radiant; Infant | 36045S | Giraffe - M1118179 | GE Healthcare USA | 29999.99
CHRISTIANA |  | HOSPITAL-CH | 0 | NONE | DE |  |  |  | Warmers; Radiant; Infant | 36046S | Giraffe - M1118179 | GE Healthcare USA | 29999.99
CHRISTIANA |  | HOSPITAL-CH | 0 | 10201 | DE |  |  |  | Radiographic/Fluoroscopic Units; Mobile | 42580 | Vision R | ZIEHM IMAGING INC | 151200
CHRISTIANA |  | HOSPITAL-WH | 0 | 4860P004225 | DE |  |  |  | Exercisers; Muscle Strength; Lift Test Platforms | 48623 | Strength Testing System 340 | CYBEX INTERNATIONAL INC | 0
CHRISTIANA |  | Riverside Medical Arts Complex | 0 | 1VH2I0-010 | DE |  |  |  | Exercisers; Aerobic; Treadmill | 38428 | Treadmill C944 | PRECOR INC | 2999.99
CHRISTIANA |  |  | 0 | 1VD23J0002 |  |  |  |  | Exercisers; Aerobic; Treadmill | 37484 | Treadmill C944 | PRECOR INC | 2999.99
CHRISTIANA |  |  | 0 | NONE | DE |  |  |  | Exercisers; Aerobic; Treadmill | 28378 | Treadmill C944 | PRECOR INC | 3000
CHRISTIANA |  | Riverside Medical Arts Complex | 0 | NONE | DE |  |  |  | Exercisers; Aerobic; Treadmill | 28377 | Treadmill C944 | PRECOR INC | 3000
CHRISTIANA |  | HOSPITAL-CH | 0 | JX008748 | DE |  |  |  | Chairs; Examination/Treatment | 34580 | Power Table 75L | MIDMARK CORP | 9500
CHRISTIANA |  | MAP II | 0 | FA003641 | DE |  |  |  | Chairs; Examination/Treatment | 24944 | Power Table 75L | MIDMARK CORP | 9500
CHRISTIANA |  | HOSPITAL-CH | 0 | FA001248 | DE |  | 2008-01-20 19:00 |  | Chairs; Examination/Treatment | 26042 | Power Table 75L | MIDMARK CORP | 9500
CHRISTIANA |  | HOSPITAL-WH | 0 | 105727 | DE |  | 2016-01-06 19:00 |  | Disinfectors; Liquid Germicide; Flexible Endoscope | 60271 | PCI Medical Endo-Flush EFP500 | PCI MEDICAL INC | 35000
CHRISTIANA |  | HOSPITAL-CH | 0 | 5 | DE |  |  |  | Radiographic/Fluoroscopic Systems; Angiography/Interventional | 34942 | Allura Xper FD10 | PHILIPS MEDICAL SYSTEMS NORTH AMERICA | 110000
CHRISTIANA |  | HOSPITAL-CH | 0 | 45151 | DE |  |  |  | Radiographic/Fluoroscopic Systems; Angiography/Interventional | 36711 | Allura Xper FD10 | PHILIPS MEDICAL SYSTEMS NORTH AMERICA | 110000
CHRISTIANA |  | HOSPITAL-CH | 0 | 32 | DE |  |  |  | Radiographic/Fluoroscopic Systems; Angiography/Interventional | 35370 | Allura Xper FD10 | PHILIPS MEDICAL SYSTEMS NORTH AMERICA | 110000
CHRISTIANA |  | HOSPITAL-CH | 0 | 42 | DE |  |  |  | Radiographic/Fluoroscopic Systems; Angiography/Interventional | 35246 | Allura Xper FD10 | PHILIPS MEDICAL SYSTEMS NORTH AMERICA | 110000
CHRISTIANA |  | HOSPITAL-CH | 0 | 12090 | DE |  |  |  | Centrifuges; Tabletop; Low-Speed; Nonrefrigerated; Blood Bank | 23848 | Immufuge II | DADE BEHRING INC | 971.5
CHRISTIANA |  | HOSPITAL-CH | 0 | 10032 | DE |  |  |  | Centrifuges; Tabletop; Low-Speed; Nonrefrigerated; Blood Bank | 21011 | Immufuge II | DADE BEHRING INC | 1000
CHRISTIANA |  | HOSPITAL-CH | 0 | 64238 | DE |  |  |  | Centrifuges; Tabletop; Low-Speed; Nonrefrigerated; Blood Bank | 20505 | Immufuge II | DADE BEHRING INC | 1000
CHRISTIANA |  | HOSPITAL-CH | 0 | 10031 | DE |  |  |  | Centrifuges; Tabletop; Low-Speed; Nonrefrigerated; Blood Bank | 21012 | Immufuge II | DADE BEHRING INC | 1000
CHRISTIANA |  | HOSPITAL-CH | 0 | 12518 | DE |  |  |  | Centrifuges; Tabletop; Low-Speed; Nonrefrigerated; Blood Bank | 24726 | Immufuge II | DADE BEHRING INC | 1000
CHRISTIANA |  | Quillen Building | 0 | ABM04461233SA | DE |  |  |  | Exercisers; Aerobic; Treadmill | 47663 | T2000 | GE MEDICAL SYSTEMS | 0
CHRISTIANA |  | West Grove Medical Office Building | 0 | A245 80385 | DE |  |  |  | Exercisers; Aerobic; Treadmill | 41605 | T2000 | GE MEDICAL SYSTEMS | 0
CHRISTIANA |  | HOSPITAL-CH | 0 | 0334-015-2003-2120 | DE |  |  |  | Electrocardiographs; Multichannel | 34310 | Q710 | QUINTON INSTRUMENTS INC | 20076
CHRISTIANA |  | HOSPITAL-CH | 0 | 00334-B16-915 | DE |  |  |  | Electrocardiographs; Multichannel | 29159 | Q710 | QUINTON INSTRUMENTS INC | 5000
CHRISTIANA |  | HOSPITAL-CH | 0 | 00334-015-1608 | DE |  |  |  | Electrocardiographs; Multichannel | 29212 | Q710 | QUINTON INSTRUMENTS INC | 26242
CHRISTIANA |  | HOSPITAL-WH | 0 | 14417-96 | DE |  |  |  | Analyzers; Laboratory; Immunoassay; Photometric; Enzyme (EIA) | 31558 | AXSYM | ABBOTT CRITICAL CARE SYSTEMS DIV ABBOTT LABORATORIES | 0
CHRISTIANA |  | HOSPITAL-CH | 0 | GK10671 | DE |  |  |  | Warmers; Radiant; Infant | 16874 | 7830 | HILL-ROM AIR-SHIELDS A HILL-ROM CO | 3837
CHRISTIANA |  | HOSPITAL-CH | 0 | FE00780 | DE |  |  |  | Warmers; Radiant; Infant | 16868 | 7830 | HILL-ROM AIR-SHIELDS A HILL-ROM CO | 4095
CHRISTIANA |  | HOSPITAL-CH | 0 | GK10644 | DE |  |  |  | Warmers; Radiant; Infant | 16875 | 7830 | HILL-ROM AIR-SHIELDS A HILL-ROM CO | 4095
CHRISTIANA |  | HOSPITAL-CH | 0 | JT08399 | DE |  |  |  | Warmers; Radiant; Infant | 15319 | 7830 | HILL-ROM AIR-SHIELDS A HILL-ROM CO | 2047
CHRISTIANA |  | HOSPITAL-CH | 0 | FA05793 | DE |  |  |  | Warmers; Radiant; Infant | 11070 | 7830 | HILL-ROM AIR-SHIELDS A HILL-ROM CO | 3985
CHRISTIANA |  | HOSPITAL-CH | 0 | DT08302 | DE |  |  |  | Warmers; Radiant; Infant | 16933 | 7830 | HILL-ROM AIR-SHIELDS A HILL-ROM CO | 3604
CHRISTIANA |  | HOSPITAL-CH | 0 | HA05365 | DE |  |  |  | Warmers; Radiant; Infant | 15328 | 7830 | HILL-ROM AIR-SHIELDS A HILL-ROM CO | 3995
CHRISTIANA |  | HOSPITAL-CH | 0 | DT08291 | DE |  |  |  | Warmers; Radiant; Infant | 15326 | 7830 | HILL-ROM AIR-SHIELDS A HILL-ROM CO | 3928
CHRISTIANA |  | HOSPITAL-CH | 0 | NONE | DE |  | 2019-10-11 10:06 |  | Warmers; Radiant; Infant | 15327 | 7830 | HILL-ROM AIR-SHIELDS A HILL-ROM CO | 4095 | Purchased
CHRISTIANA |  | HOSPITAL-CH | 0 | FA05790 | DE |  |  |  | Warmers; Radiant; Infant | 11085 | 7830 | HILL-ROM AIR-SHIELDS A HILL-ROM CO | 3928
CHRISTIANA |  | HOSPITAL-CH | 0 | DT08304 | DE |  |  |  | Warmers; Radiant; Infant | 15323 | 7830 | HILL-ROM AIR-SHIELDS A HILL-ROM CO | 3837
CHRISTIANA |  | HOSPITAL-CH | 0 | DT08302 | DE |  |  |  | Warmers; Radiant; Infant | 15332 | 7830 | HILL-ROM AIR-SHIELDS A HILL-ROM CO | 2024
CHRISTIANA |  | HOSPITAL-CH | 0 | BT08637 | DE |  |  |  | Warmers; Radiant; Infant | 10218 | 7830 | HILL-ROM AIR-SHIELDS A HILL-ROM CO | 3986
CHRISTIANA |  | HOSPITAL-CH | 0 | FA05799 | DE |  |  |  | Warmers; Radiant; Infant | 14951 | 7830 | HILL-ROM AIR-SHIELDS A HILL-ROM CO | 3837
CHRISTIANA |  | HOSPITAL-CH | 0 | GE01654 | DE |  |  |  | Warmers; Radiant; Infant | 17843 | 7830 | HILL-ROM AIR-SHIELDS A HILL-ROM CO | 3867
CHRISTIANA |  | HOSPITAL-CH | 0 | HA05367 | DE |  |  |  | Warmers; Radiant; Infant | 15329 | 7830 | HILL-ROM AIR-SHIELDS A HILL-ROM CO | 8000
CHRISTIANA |  | HOSPITAL-CH | 0 | GE01629 | DE |  |  |  | Warmers; Radiant; Infant | 17842 | 7830 | HILL-ROM AIR-SHIELDS A HILL-ROM CO | 3868
CHRISTIANA |  | HOSPITAL-CH | 0 | GE01625 | DE |  |  |  | Warmers; Radiant; Infant | 17844 | 7830 | HILL-ROM AIR-SHIELDS A HILL-ROM CO | 3867
CHRISTIANA |  | HCCC | 0 | NONE | DE |  | 2013-08-04 20:00 |  | Otoscopes | 45365 | 74710 | CARDINAL | 1000
CHRISTIANA |  | HCCC | 0 | NONE | DE |  | 2013-08-04 20:00 |  | Otoscopes | 45388 | 74710 | CARDINAL | 1000
CHRISTIANA |  | HCCC | 0 | NONE | DE |  | 2013-08-04 20:00 |  | Otoscopes | 45359 | 74710 | CARDINAL | 1000
CHRISTIANA |  | HCCC | 0 | NONE | DE |  | 2013-08-04 20:00 |  | Otoscopes | 45377 | 74710 | CARDINAL | 1000
CHRISTIANA |  | HCCC | 0 | NONE | DE |  | 2013-08-04 20:00 |  | Otoscopes | 45372 | 74710 | CARDINAL | 1000
CHRISTIANA |  | HCCC | 0 | NONE | DE |  | 2013-08-04 20:00 |  | Otoscopes | 45392 | 74710 | CARDINAL | 1000
CHRISTIANA |  | HCCC | 0 | NONE | DE |  | 2013-08-04 20:00 |  | Otoscopes | 45386 | 74710 | CARDINAL | 1000
CHRISTIANA |  | HCCC | 0 | No Serial Number | DE |  | 2013-08-04 20:00 |  | Otoscopes | 45015 | 74710 | CARDINAL | 1000
CHRISTIANA |  | HCCC | 0 | NONE | DE |  | 2013-08-04 20:00 |  | Otoscopes | 45383 | 74710 | CARDINAL | 1000
CHRISTIANA |  | HCCC | 0 | NONE | DE |  | 2013-08-04 20:00 |  | Otoscopes | 45395 | 74710 | CARDINAL | 1000
CHRISTIANA |  | HCCC | 0 | NONE | DE |  | 2013-08-04 20:00 |  | Otoscopes | 45376 | 74710 | CARDINAL | 1000
CHRISTIANA |  | HCCC | 0 | No Serial Number | DE |  | 2013-08-04 20:00 |  | Otoscopes | 45391 | 74710 | CARDINAL | 1000
CHRISTIANA |  | HCCC | 0 | No Serial Number | DE |  | 2013-08-04 20:00 |  | Otoscopes | 45368 | 74710 | CARDINAL | 1000
CHRISTIANA |  | HCCC | 0 | No Serial Number | DE |  | 2013-08-04 20:00 |  | Otoscopes | 45361 | 74710 | CARDINAL | 1000
CHRISTIANA |  | HCCC | 0 | NONE | DE |  | 2013-08-04 20:00 |  | Otoscopes | 45385 | 74710 | CARDINAL | 1000
CHRISTIANA |  | HCCC | 0 | No Serial Number | DE |  | 2013-08-04 20:00 |  | Otoscopes | 45017 | 74710 | CARDINAL | 1000
CHRISTIANA |  | HCCC | 0 | NONE | DE |  | 2013-08-04 20:00 |  | Otoscopes | 45394 | 74710 | CARDINAL | 1000
CHRISTIANA |  | HCCC | 0 | No Serial Number | DE |  | 2013-08-04 20:00 |  | Otoscopes | 45375 | 74710 | CARDINAL | 1000
CHRISTIANA |  | HCCC | 0 | No Serial Number | DE |  | 2013-08-04 20:00 |  | Otoscopes | 45389 | 74710 | CARDINAL | 1000
CHRISTIANA |  | HCCC | 0 | NONE | DE |  | 2013-08-04 20:00 |  | Otoscopes | 45369 | 74710 | CARDINAL | 1000
CHRISTIANA |  | HCCC | 0 | NONE | DE |  | 2013-08-04 20:00 |  | Otoscopes | 45364 | 74710 | CARDINAL | 1000
CHRISTIANA |  | HCCC | 0 | NONE | DE |  | 2013-08-04 20:00 |  | Otoscopes | 45393 | 74710 | CARDINAL | 1000
CHRISTIANA |  | Middletown Care Center(Sleepy Hollow) | 0 | NONE | DE |  |  |  | Otoscopes | 54656 | 74710 | CARDINAL | 1000
CHRISTIANA |  | HCCC | 0 | No Serial Number | DE |  | 2013-08-04 20:00 |  | Otoscopes | 45358 | 74710 | CARDINAL | 1000
CHRISTIANA |  | HCCC | 0 | NONE | DE |  | 2013-08-04 20:00 |  | Otoscopes | 45011 | 74710 | CARDINAL | 1000
CHRISTIANA |  | HCCC | 0 | NONE | DE |  | 2013-08-04 20:00 |  | Otoscopes | 45380 | 74710 | CARDINAL | 1000
CHRISTIANA |  | HOSPITAL-WH | 0 | NS | DE |  |  |  | Otoscopes | 19519 | 74710 | CARDINAL | 1000
CHRISTIANA |  | HCCC | 0 | NONE | DE |  | 2013-08-04 20:00 |  | Otoscopes | 45370 | 74710 | CARDINAL | 1000
CHRISTIANA |  | Concord High School | 0 | NONE | DE |  |  |  | Otoscopes | 45477 | 74710 | CARDINAL | 1000
CHRISTIANA |  | CANCER CENTER WEST | 0 | ES200-0086 | DE |  |  |  | Needles; Lesion Localization; Breast | 36031 | ES200 | SENORX INC | 9999.99
CHRISTIANA |  | HOSPITAL-CH | 0 | 38726 | DE |  |  |  | Microtomes | 40218 | 325-2 | Micromatic System | 9133.6
CHRISTIANA |  | HOSPITAL-CH | 0 | CC1635 | DE |  |  |  |  | 29842 | CARDIOLAB | PRUCKA ENGINEERING INC | 225140
CHRISTIANA |  | HOSPITAL-CH | 0 | CC1207 | DE |  |  |  |  | 28002 | CARDIOLAB | PRUCKA ENGINEERING INC | 125000
CHRISTIANA |  | HOSPITAL-CH | 0 | 2UA6371FCZ | DE |  |  |  |  | 39775 | LAB SYSTEM PRO | BARD ACCESS SYSTEMS DIV C R BARD INC | 93750
CHRISTIANA |  | HOSPITAL-CH | 0 | 2UA6371FBZ | DE |  |  |  |  | 39774 | LAB SYSTEM PRO | BARD ACCESS SYSTEMS DIV C R BARD INC | 93750
CHRISTIANA |  | HOSPITAL-CH | 0 | 3527I97408 | DE |  |  |  | MONITORING SYSTEMS; PHYSIOLOGIC | 24769 | M1094B | PHILIPS MEDICAL SYSTEMS CARDIAC & MONITORING SYSTEMS DIV | 9000
CHRISTIANA |  | HOSPITAL-CH | 0 | E3507I75141 | DE |  |  |  | MONITORING SYSTEMS; PHYSIOLOGIC | 22833 | M1094B | PHILIPS MEDICAL SYSTEMS CARDIAC & MONITORING SYSTEMS DIV | 15028
CHRISTIANA |  | HOSPITAL-CH | 0 | E3507I75134 | DE |  |  |  | MONITORING SYSTEMS; PHYSIOLOGIC | 22844 | M1094B | PHILIPS MEDICAL SYSTEMS CARDIAC & MONITORING SYSTEMS DIV | 15028
CHRISTIANA |  | CH-SURGI | 0 | 402I65830 | DE |  |  |  | MONITORING SYSTEMS; PHYSIOLOGIC | 33601 | M1094B | PHILIPS MEDICAL SYSTEMS CARDIAC & MONITORING SYSTEMS DIV | 8000
CHRISTIANA |  | HOSPITAL-CH | 0 | 3527I96388 | DE |  |  |  | MONITORING SYSTEMS; PHYSIOLOGIC | 25082 | M1094B | PHILIPS MEDICAL SYSTEMS CARDIAC & MONITORING SYSTEMS DIV | 12341.32
CHRISTIANA |  | HOSPITAL-CH | 0 | 4020163176 | DE |  |  |  | MONITORING SYSTEMS; PHYSIOLOGIC | 24770 | M1094B | PHILIPS MEDICAL SYSTEMS CARDIAC & MONITORING SYSTEMS DIV | 9000
CHRISTIANA |  | HOSPITAL-CH | 0 | 3638I70117 | DE |  |  |  | MONITORING SYSTEMS; PHYSIOLOGIC | 26877 | M1094B | PHILIPS MEDICAL SYSTEMS CARDIAC & MONITORING SYSTEMS DIV | 3000
CHRISTIANA |  | HOSPITAL-CH | 0 | 3527I85663 | DE |  |  |  | MONITORING SYSTEMS; PHYSIOLOGIC | 23689 | M1094B | PHILIPS MEDICAL SYSTEMS CARDIAC & MONITORING SYSTEMS DIV | 9000
CHRISTIANA |  | HOSPITAL-CH | 0 | 3806I81370 | DE |  |  |  | MONITORING SYSTEMS; PHYSIOLOGIC | 27851 | M1094B | PHILIPS MEDICAL SYSTEMS CARDIAC & MONITORING SYSTEMS DIV | 3000
CHRISTIANA |  | WH SURGI | 0 | 4020I66888 | DE |  |  |  | MONITORING SYSTEMS; PHYSIOLOGIC | 34266 | M1094B | PHILIPS MEDICAL SYSTEMS CARDIAC & MONITORING SYSTEMS DIV | 20141
CHRISTIANA |  | HOSPITAL-CH | 0 | 3527I96420 | DE |  |  |  | MONITORING SYSTEMS; PHYSIOLOGIC | 25076 | M1094B | PHILIPS MEDICAL SYSTEMS CARDIAC & MONITORING SYSTEMS DIV | 12341.32
CHRISTIANA |  | WH SURGI | 0 | 3638196745 | DE |  |  |  | MONITORING SYSTEMS; PHYSIOLOGIC | 29664 | M1094B | PHILIPS MEDICAL SYSTEMS CARDIAC & MONITORING SYSTEMS DIV | 10452.44
CHRISTIANA |  | HOSPITAL-CH | 0 | 3806I82625 | DE |  |  |  | MONITORING SYSTEMS; PHYSIOLOGIC | 27628 | M1094B | PHILIPS MEDICAL SYSTEMS CARDIAC & MONITORING SYSTEMS DIV | 8000
CHRISTIANA |  | WH SURGI | 0 | 3638196497 | DE |  |  |  | MONITORING SYSTEMS; PHYSIOLOGIC | 28818 | M1094B | PHILIPS MEDICAL SYSTEMS CARDIAC & MONITORING SYSTEMS DIV | 10452.44
CHRISTIANA |  | HOSPITAL-CH | 0 | 3527I93387 | DE |  |  |  | MONITORING SYSTEMS; PHYSIOLOGIC | 25074 | M1094B | PHILIPS MEDICAL SYSTEMS CARDIAC & MONITORING SYSTEMS DIV | 12341.32
CHRISTIANA |  | CH-SURGI | 0 | E3527193934 | DE |  |  |  | MONITORING SYSTEMS; PHYSIOLOGIC | 29269 | M1094B | PHILIPS MEDICAL SYSTEMS CARDIAC & MONITORING SYSTEMS DIV | 8000
CHRISTIANA |  | WH SURGI | 0 | 3638196534 | DE |  |  |  | MONITORING SYSTEMS; PHYSIOLOGIC | 29641 | M1094B | PHILIPS MEDICAL SYSTEMS CARDIAC & MONITORING SYSTEMS DIV | 10452.44
CHRISTIANA |  | HOSPITAL-CH | 0 | 3527I86549 | DE |  |  |  | MONITORING SYSTEMS; PHYSIOLOGIC | 23691 | M1094B | PHILIPS MEDICAL SYSTEMS CARDIAC & MONITORING SYSTEMS DIV | 9000
CHRISTIANA |  | HOSPITAL-CH | 0 | 3527I86627 | DE |  |  |  | MONITORING SYSTEMS; PHYSIOLOGIC | 23695 | M1094B | PHILIPS MEDICAL SYSTEMS CARDIAC & MONITORING SYSTEMS DIV | 9000
CHRISTIANA |  | HOSPITAL-WH | 0 | 3806I96188 | DE |  |  |  | MONITORING SYSTEMS; PHYSIOLOGIC | 27146 | M1094B | PHILIPS MEDICAL SYSTEMS CARDIAC & MONITORING SYSTEMS DIV | 3000
CHRISTIANA |  | HOSPITAL-CH | 0 | 3638I70114 | DE |  |  |  | MONITORING SYSTEMS; PHYSIOLOGIC | 26881 | M1094B | PHILIPS MEDICAL SYSTEMS CARDIAC & MONITORING SYSTEMS DIV | 3000
CHRISTIANA |  | HOSPITAL-CH | 0 | 3527I96425 | DE |  |  |  | MONITORING SYSTEMS; PHYSIOLOGIC | 25088 | M1094B | PHILIPS MEDICAL SYSTEMS CARDIAC & MONITORING SYSTEMS DIV | 9000
CHRISTIANA |  | HOSPITAL-CH | 0 | 3638I71558 | DE |  |  |  | MONITORING SYSTEMS; PHYSIOLOGIC | 27658 | M1094B | PHILIPS MEDICAL SYSTEMS CARDIAC & MONITORING SYSTEMS DIV | 3000
CHRISTIANA |  | HOSPITAL-CH | 0 | E3507I75145 | DE |  |  |  | MONITORING SYSTEMS; PHYSIOLOGIC | 22831 | M1094B | PHILIPS MEDICAL SYSTEMS CARDIAC & MONITORING SYSTEMS DIV | 15028
CHRISTIANA |  | HOSPITAL-CH | 0 | 4020167467 | DE |  |  |  | MONITORING SYSTEMS; PHYSIOLOGIC | 22929 | M1094B | PHILIPS MEDICAL SYSTEMS CARDIAC & MONITORING SYSTEMS DIV | 26841
CHRISTIANA |  | HOSPITAL-CH | 0 | 3527I96399 | DE |  |  |  | MONITORING SYSTEMS; PHYSIOLOGIC | 24777 | M1094B | PHILIPS MEDICAL SYSTEMS CARDIAC & MONITORING SYSTEMS DIV | 9000
CHRISTIANA |  | HOSPITAL-CH | 0 | 3638172996 | DE |  |  |  | MONITORING SYSTEMS; PHYSIOLOGIC | 27458 | M1094B | PHILIPS MEDICAL SYSTEMS CARDIAC & MONITORING SYSTEMS DIV | 3000
CHRISTIANA |  | HOSPITAL-CH | 0 | 3527I97589 | DE |  |  |  | MONITORING SYSTEMS; PHYSIOLOGIC | 24771 | M1094B | PHILIPS MEDICAL SYSTEMS CARDIAC & MONITORING SYSTEMS DIV | 9000
CHRISTIANA |  | HOSPITAL-CH | 0 | 3527I86331 | DE |  |  |  | MONITORING SYSTEMS; PHYSIOLOGIC | 23724 | M1094B | PHILIPS MEDICAL SYSTEMS CARDIAC & MONITORING SYSTEMS DIV | 9000
CHRISTIANA |  | HOSPITAL-CH | 0 | 3527I86335 | DE |  |  |  | MONITORING SYSTEMS; PHYSIOLOGIC | 23566 | M1094B | PHILIPS MEDICAL SYSTEMS CARDIAC & MONITORING SYSTEMS DIV | 9000
CHRISTIANA |  | HOSPITAL-CH | 0 | 3527I96423 | DE |  |  |  | MONITORING SYSTEMS; PHYSIOLOGIC | 25078 | M1094B | PHILIPS MEDICAL SYSTEMS CARDIAC & MONITORING SYSTEMS DIV | 12341.32
CHRISTIANA |  | HOSPITAL-CH | 0 | 3806I87480 | DE |  |  |  | MONITORING SYSTEMS; PHYSIOLOGIC | 28660 | M1094B | PHILIPS MEDICAL SYSTEMS CARDIAC & MONITORING SYSTEMS DIV | 3000
CHRISTIANA |  | HOSPITAL-CH | 0 | 3527I86330 | DE |  |  |  | MONITORING SYSTEMS; PHYSIOLOGIC | 23729 | M1094B | PHILIPS MEDICAL SYSTEMS CARDIAC & MONITORING SYSTEMS DIV | 9000
CHRISTIANA |  | HOSPITAL-CH | 0 | 3527I86338 | DE |  |  |  | MONITORING SYSTEMS; PHYSIOLOGIC | 23568 | M1094B | PHILIPS MEDICAL SYSTEMS CARDIAC & MONITORING SYSTEMS DIV | 9000
CHRISTIANA |  | HOSPITAL-CH | 0 | 3638I71087 | DE |  |  |  | MONITORING SYSTEMS; PHYSIOLOGIC | 27656 | M1094B | PHILIPS MEDICAL SYSTEMS CARDIAC & MONITORING SYSTEMS DIV | 3000
CHRISTIANA |  | HOSPITAL-CH | 0 | 3638I95900 | DE |  |  |  | MONITORING SYSTEMS; PHYSIOLOGIC | 23574 | M1094B | PHILIPS MEDICAL SYSTEMS CARDIAC & MONITORING SYSTEMS DIV | 9000
CHRISTIANA |  | HOSPITAL-CH | 0 | E3507174249 | DE |  |  |  | MONITORING SYSTEMS; PHYSIOLOGIC | 22800 | M1094B | PHILIPS MEDICAL SYSTEMS CARDIAC & MONITORING SYSTEMS DIV | 15027
CHRISTIANA |  | HOSPITAL-CH | 0 | 3527I87233 | DE |  |  |  | MONITORING SYSTEMS; PHYSIOLOGIC | 23576 | M1094B | PHILIPS MEDICAL SYSTEMS CARDIAC & MONITORING SYSTEMS DIV | 9000
CHRISTIANA |  | HOSPITAL-CH | 0 | 3806I87478 | DE |  |  |  | MONITORING SYSTEMS; PHYSIOLOGIC | 28659 | M1094B | PHILIPS MEDICAL SYSTEMS CARDIAC & MONITORING SYSTEMS DIV | 3000
CHRISTIANA |  | HOSPITAL-CH | 0 | E3507I75289 | DE |  |  |  | MONITORING SYSTEMS; PHYSIOLOGIC | 22991 | M1094B | PHILIPS MEDICAL SYSTEMS CARDIAC & MONITORING SYSTEMS DIV | 3000
CHRISTIANA |  | HOSPITAL-CH | 0 | 3638I71091 | DE |  |  |  | MONITORING SYSTEMS; PHYSIOLOGIC | 28122 | M1094B | PHILIPS MEDICAL SYSTEMS CARDIAC & MONITORING SYSTEMS DIV | 3000
CHRISTIANA |  | HOSPITAL-CH | 0 | E3507I75153 | DE |  |  |  | MONITORING SYSTEMS; PHYSIOLOGIC | 22802 | M1094B | PHILIPS MEDICAL SYSTEMS CARDIAC & MONITORING SYSTEMS DIV | 15028
CHRISTIANA |  | HOSPITAL-WH | 0 | 3638I73666 | DE |  |  |  | MONITORING SYSTEMS; PHYSIOLOGIC | 27144 | M1094B | PHILIPS MEDICAL SYSTEMS CARDIAC & MONITORING SYSTEMS DIV | 3000
CHRISTIANA |  | HOSPITAL-CH | 0 | 3638I70101 | DE |  |  |  | MONITORING SYSTEMS; PHYSIOLOGIC | 26880 | M1094B | PHILIPS MEDICAL SYSTEMS CARDIAC & MONITORING SYSTEMS DIV | 3000
CHRISTIANA |  | HOSPITAL-CH | 0 | 3527I96422 | DE |  |  |  | MONITORING SYSTEMS; PHYSIOLOGIC | 25090 | M1094B | PHILIPS MEDICAL SYSTEMS CARDIAC & MONITORING SYSTEMS DIV | 9000
CHRISTIANA |  | HOSPITAL-CH | 0 | 3638I71028 | DE |  |  |  | MONITORING SYSTEMS; PHYSIOLOGIC | 28121 | M1094B | PHILIPS MEDICAL SYSTEMS CARDIAC & MONITORING SYSTEMS DIV | 3000
CHRISTIANA |  | HOSPITAL-CH | 0 | E3412I70948 | DE |  |  |  | MONITORING SYSTEMS; PHYSIOLOGIC | 40858 | M1094B | PHILIPS MEDICAL SYSTEMS CARDIAC & MONITORING SYSTEMS DIV | 8000
CHRISTIANA |  | HOSPITAL-CH | 0 | 3527I86336 | DE |  |  |  | MONITORING SYSTEMS; PHYSIOLOGIC | 23728 | M1094B | PHILIPS MEDICAL SYSTEMS CARDIAC & MONITORING SYSTEMS DIV | 9000
CHRISTIANA |  | HOSPITAL-CH | 0 | 3527I86256 | DE |  |  |  | MONITORING SYSTEMS; PHYSIOLOGIC | 23718 | M1094B | PHILIPS MEDICAL SYSTEMS CARDIAC & MONITORING SYSTEMS DIV | 9000
CHRISTIANA |  | HOSPITAL-CH | 0 | 3527I96427 | DE |  |  |  | MONITORING SYSTEMS; PHYSIOLOGIC | 25086 | M1094B | PHILIPS MEDICAL SYSTEMS CARDIAC & MONITORING SYSTEMS DIV | 12341.32
CHRISTIANA |  | HOSPITAL-CH | 0 | E3527I86332 | DE |  |  |  | MONITORING SYSTEMS; PHYSIOLOGIC | 23714 | M1094B | PHILIPS MEDICAL SYSTEMS CARDIAC & MONITORING SYSTEMS DIV | 9000
CHRISTIANA |  | HOSPITAL-CH | 0 | 3527I86327 | DE |  |  |  | MONITORING SYSTEMS; PHYSIOLOGIC | 23716 | M1094B | PHILIPS MEDICAL SYSTEMS CARDIAC & MONITORING SYSTEMS DIV | 9000
CHRISTIANA |  | HOSPITAL-CH | 0 | 3527I86295 | DE |  |  |  | MONITORING SYSTEMS; PHYSIOLOGIC | 23722 | M1094B | PHILIPS MEDICAL SYSTEMS CARDIAC & MONITORING SYSTEMS DIV | 9000
CHRISTIANA |  | HOSPITAL-CH | 0 | 3527I86625 | DE |  |  |  | MONITORING SYSTEMS; PHYSIOLOGIC | 23707 | M1094B | PHILIPS MEDICAL SYSTEMS CARDIAC & MONITORING SYSTEMS DIV | 9000
CHRISTIANA |  | HOSPITAL-WH | 0 | 3527I90191 | DE |  |  |  | MONITORING SYSTEMS; PHYSIOLOGIC | 23904 | M1094B | PHILIPS MEDICAL SYSTEMS CARDIAC & MONITORING SYSTEMS DIV | 17813
CHRISTIANA |  | HOSPITAL-CH | 0 | E3507I75302 | DE |  |  |  | MONITORING SYSTEMS; PHYSIOLOGIC | 22998 | M1094B | PHILIPS MEDICAL SYSTEMS CARDIAC & MONITORING SYSTEMS DIV | 2245
CHRISTIANA |  | HOSPITAL-CH | 0 | 4020161814 | DE |  |  |  | MONITORING SYSTEMS; PHYSIOLOGIC | 25080 | M1094B | PHILIPS MEDICAL SYSTEMS CARDIAC & MONITORING SYSTEMS DIV | 9000
CHRISTIANA |  | HOSPITAL-CH | 0 | 3503I48315 | DE |  |  |  | MONITORING SYSTEMS; PHYSIOLOGIC | 23703 | M1094B | PHILIPS MEDICAL SYSTEMS CARDIAC & MONITORING SYSTEMS DIV | 9000
CHRISTIANA |  | HOSPITAL-CH | 0 | 3503I48316 | DE |  |  |  | MONITORING SYSTEMS; PHYSIOLOGIC | 23705 | M1094B | PHILIPS MEDICAL SYSTEMS CARDIAC & MONITORING SYSTEMS DIV | 9000
CHRISTIANA |  | HOSPITAL-WH | 0 | 3527I90198 | DE |  |  |  | MONITORING SYSTEMS; PHYSIOLOGIC | 23906 | M1094B | PHILIPS MEDICAL SYSTEMS CARDIAC & MONITORING SYSTEMS DIV | 17813
CHRISTIANA |  | WH SURGI | 0 | 3638196737 | DE |  |  |  | MONITORING SYSTEMS; PHYSIOLOGIC | 29272 | M1094B | PHILIPS MEDICAL SYSTEMS CARDIAC & MONITORING SYSTEMS DIV | 8000
CHRISTIANA |  | HOSPITAL-WH | 0 | 3527I90194 | DE |  |  |  | MONITORING SYSTEMS; PHYSIOLOGIC | 23910 | M1094B | PHILIPS MEDICAL SYSTEMS CARDIAC & MONITORING SYSTEMS DIV | 17813
CHRISTIANA |  | HOSPITAL-WH | 0 | 3527I90165 | DE |  |  |  | MONITORING SYSTEMS; PHYSIOLOGIC | 23918 | M1094B | PHILIPS MEDICAL SYSTEMS CARDIAC & MONITORING SYSTEMS DIV | 17813
CHRISTIANA |  | HOSPITAL-WH | 0 | 3527I90199 | DE |  |  |  | MONITORING SYSTEMS; PHYSIOLOGIC | 23914 | M1094B | PHILIPS MEDICAL SYSTEMS CARDIAC & MONITORING SYSTEMS DIV | 17813
CHRISTIANA |  | HOSPITAL-WH | 0 | 3527I90202 | DE |  |  |  | MONITORING SYSTEMS; PHYSIOLOGIC | 23916 | M1094B | PHILIPS MEDICAL SYSTEMS CARDIAC & MONITORING SYSTEMS DIV | 17813
CHRISTIANA |  | HOSPITAL-CH | 0 | 3638I70120 | DE |  |  |  | MONITORING SYSTEMS; PHYSIOLOGIC | 26879 | M1094B | PHILIPS MEDICAL SYSTEMS CARDIAC & MONITORING SYSTEMS DIV | 3000
CHRISTIANA |  | HOSPITAL-WH | 0 | E3412I73002 | DE |  |  |  | MONITORING SYSTEMS; PHYSIOLOGIC | 38846 | M1094B | PHILIPS MEDICAL SYSTEMS CARDIAC & MONITORING SYSTEMS DIV | 8000
CHRISTIANA |  | HOSPITAL-CH | 0 | 4020167453 | DE |  |  |  | MONITORING SYSTEMS; PHYSIOLOGIC | 21440 | M1094B | PHILIPS MEDICAL SYSTEMS CARDIAC & MONITORING SYSTEMS DIV | 8000
CHRISTIANA |  | HOSPITAL-WH | 0 | 3527I90208 | DE |  |  |  | MONITORING SYSTEMS; PHYSIOLOGIC | 23922 | M1094B | PHILIPS MEDICAL SYSTEMS CARDIAC & MONITORING SYSTEMS DIV | 17813
CHRISTIANA |  | HOSPITAL-CH | 0 | 4020161601 | DE |  |  |  | MONITORING SYSTEMS; PHYSIOLOGIC | 29270 | M1094B | PHILIPS MEDICAL SYSTEMS CARDIAC & MONITORING SYSTEMS DIV | 8000
CHRISTIANA |  | HOSPITAL-CH | 0 | 3638I71544 | DE |  |  |  | MONITORING SYSTEMS; PHYSIOLOGIC | 28123 | M1094B | PHILIPS MEDICAL SYSTEMS CARDIAC & MONITORING SYSTEMS DIV | 3000
CHRISTIANA |  | WH SURGI | 0 | 3638197125 | DE |  |  |  | MONITORING SYSTEMS; PHYSIOLOGIC | 29748 | M1094B | PHILIPS MEDICAL SYSTEMS CARDIAC & MONITORING SYSTEMS DIV | 4000
CHRISTIANA |  | HOSPITAL-CH | 0 | 3527I96413 | DE |  |  |  | MONITORING SYSTEMS; PHYSIOLOGIC | 25092 | M1094B | PHILIPS MEDICAL SYSTEMS CARDIAC & MONITORING SYSTEMS DIV | 9000
CHRISTIANA |  | HOSPITAL-CH | 0 | 3638I70311 | DE |  |  |  | MONITORING SYSTEMS; PHYSIOLOGIC | 25522 | M1094B | PHILIPS MEDICAL SYSTEMS CARDIAC & MONITORING SYSTEMS DIV | 3000
CHRISTIANA |  | HOSPITAL-WH | 0 | 363I72383 | DE |  |  |  | MONITORING SYSTEMS; PHYSIOLOGIC | 27150 | M1094B | PHILIPS MEDICAL SYSTEMS CARDIAC & MONITORING SYSTEMS DIV | 3000
CHRISTIANA |  | HOSPITAL-WH | 0 | E3412I71456 | DE |  |  |  | MONITORING SYSTEMS; PHYSIOLOGIC | 40413 | M1094B | PHILIPS MEDICAL SYSTEMS CARDIAC & MONITORING SYSTEMS DIV | 8000
CHRISTIANA |  | HOSPITAL-CH | 0 | 3527I86615 | DE |  |  |  | MONITORING SYSTEMS; PHYSIOLOGIC | 23699 | M1094B | PHILIPS MEDICAL SYSTEMS CARDIAC & MONITORING SYSTEMS DIV | 9000
CHRISTIANA |  | HOSPITAL-CH | 0 | 3527I86626 | DE |  |  |  | MONITORING SYSTEMS; PHYSIOLOGIC | 23701 | M1094B | PHILIPS MEDICAL SYSTEMS CARDIAC & MONITORING SYSTEMS DIV | 9000
CHRISTIANA |  | HOSPITAL-CH | 0 | 3638I71090 | DE |  |  |  | MONITORING SYSTEMS; PHYSIOLOGIC | 27655 | M1094B | PHILIPS MEDICAL SYSTEMS CARDIAC & MONITORING SYSTEMS DIV | 3000
CHRISTIANA |  | HOSPITAL-WH | 0 | 3527I96603 | DE |  |  |  | MONITORING SYSTEMS; PHYSIOLOGIC | 24690 | M1094B | PHILIPS MEDICAL SYSTEMS CARDIAC & MONITORING SYSTEMS DIV | 9000
CHRISTIANA |  | HOSPITAL-CH | 0 | E3507174262 | DE |  |  |  | MONITORING SYSTEMS; PHYSIOLOGIC | 22797 | M1094B | PHILIPS MEDICAL SYSTEMS CARDIAC & MONITORING SYSTEMS DIV | 15027
CHRISTIANA |  | HOSPITAL-CH | 0 | 3527I86611 | DE |  |  |  | MONITORING SYSTEMS; PHYSIOLOGIC | 23681 | M1094B | PHILIPS MEDICAL SYSTEMS CARDIAC & MONITORING SYSTEMS DIV | 9000
CHRISTIANA |  | HOSPITAL-CH | 0 | 3527I86546 | DE |  |  |  | MONITORING SYSTEMS; PHYSIOLOGIC | 23683 | M1094B | PHILIPS MEDICAL SYSTEMS CARDIAC & MONITORING SYSTEMS DIV | 9000
CHRISTIANA |  | HOSPITAL-CH | 0 | 3527I86542 | DE |  |  |  | MONITORING SYSTEMS; PHYSIOLOGIC | 23685 | M1094B | PHILIPS MEDICAL SYSTEMS CARDIAC & MONITORING SYSTEMS DIV | 9000
CHRISTIANA |  | HOSPITAL-CH | 0 | 3527I97025 | DE |  |  |  | MONITORING SYSTEMS; PHYSIOLOGIC | 25012 | M1094B | PHILIPS MEDICAL SYSTEMS CARDIAC & MONITORING SYSTEMS DIV | 9000
CHRISTIANA |  | HOSPITAL-CH | 0 | 4020I62496 | DE |  |  |  | MONITORING SYSTEMS; PHYSIOLOGIC | 22987 | M1094B | PHILIPS MEDICAL SYSTEMS CARDIAC & MONITORING SYSTEMS DIV | 14714
CHRISTIANA |  | HOSPITAL-CH | 0 | 3806188492 | DE |  |  |  | MONITORING SYSTEMS; PHYSIOLOGIC | 22796 | M1094B | PHILIPS MEDICAL SYSTEMS CARDIAC & MONITORING SYSTEMS DIV | 15028
CHRISTIANA |  | HOSPITAL-CH | 0 | E3507I75301 | DE |  |  |  | MONITORING SYSTEMS; PHYSIOLOGIC | 22981 | M1094B | PHILIPS MEDICAL SYSTEMS CARDIAC & MONITORING SYSTEMS DIV | 9000
CHRISTIANA |  | HOSPITAL-CH | 0 | 3527I86617 | DE |  |  |  | MONITORING SYSTEMS; PHYSIOLOGIC | 23687 | M1094B | PHILIPS MEDICAL SYSTEMS CARDIAC & MONITORING SYSTEMS DIV | 9000
CHRISTIANA |  | HOSPITAL-CH | 0 | 3527I97192 | DE |  |  |  | MONITORING SYSTEMS; PHYSIOLOGIC | 25072 | M1094B | PHILIPS MEDICAL SYSTEMS CARDIAC & MONITORING SYSTEMS DIV | 12341.32
CHRISTIANA |  | HOSPITAL-CH | 0 | 3527I98299 | DE |  |  |  | MONITORING SYSTEMS; PHYSIOLOGIC | 25006 | M1094B | PHILIPS MEDICAL SYSTEMS CARDIAC & MONITORING SYSTEMS DIV | 9000
CHRISTIANA |  | HOSPITAL-CH | 0 | 3527I86624 | DE |  |  |  | MONITORING SYSTEMS; PHYSIOLOGIC | 23709 | M1094B | PHILIPS MEDICAL SYSTEMS CARDIAC & MONITORING SYSTEMS DIV | 9000
CHRISTIANA |  | HOSPITAL-CH | 0 | E3507175176 | DE |  |  |  | MONITORING SYSTEMS; PHYSIOLOGIC | 22794 | M1094B | PHILIPS MEDICAL SYSTEMS CARDIAC & MONITORING SYSTEMS DIV | 15027
CHRISTIANA |  | HOSPITAL-CH | 0 | 3527I97024 | DE |  |  |  | MONITORING SYSTEMS; PHYSIOLOGIC | 25008 | M1094B | PHILIPS MEDICAL SYSTEMS CARDIAC & MONITORING SYSTEMS DIV | 9000
CHRISTIANA |  | HOSPITAL-CH | 0 | 3638I70115 | DE |  |  |  | MONITORING SYSTEMS; PHYSIOLOGIC | 26878 | M1094B | PHILIPS MEDICAL SYSTEMS CARDIAC & MONITORING SYSTEMS DIV | 3000
CHRISTIANA |  | HOSPITAL-CH | 0 | 3527I96428 | DE |  |  |  | MONITORING SYSTEMS; PHYSIOLOGIC | 25094 | M1094B | PHILIPS MEDICAL SYSTEMS CARDIAC & MONITORING SYSTEMS DIV | 9000
CHRISTIANA |  | HOSPITAL-WH | 0 | 3527I90196 | DE |  |  |  | MONITORING SYSTEMS; PHYSIOLOGIC | 23920 | M1094B | PHILIPS MEDICAL SYSTEMS CARDIAC & MONITORING SYSTEMS DIV | 17813
CHRISTIANA |  | HOSPITAL-CH | 0 | 3527I98297 | DE |  |  |  | MONITORING SYSTEMS; PHYSIOLOGIC | 25003 | M1094B | PHILIPS MEDICAL SYSTEMS CARDIAC & MONITORING SYSTEMS DIV | 9000
CHRISTIANA |  | HOSPITAL-WH | 0 | 363I72381 | DE |  |  |  | MONITORING SYSTEMS; PHYSIOLOGIC | 27148 | M1094B | PHILIPS MEDICAL SYSTEMS CARDIAC & MONITORING SYSTEMS DIV | 3000
CHRISTIANA |  | HOSPITAL-WH | 0 | 3527I90201 | DE |  |  |  | MONITORING SYSTEMS; PHYSIOLOGIC | 23924 | M1094B | PHILIPS MEDICAL SYSTEMS CARDIAC & MONITORING SYSTEMS DIV | 17813
CHRISTIANA |  | HOSPITAL-CH | 0 | 3638I71092 | DE |  |  |  | MONITORING SYSTEMS; PHYSIOLOGIC | 28124 | M1094B | PHILIPS MEDICAL SYSTEMS CARDIAC & MONITORING SYSTEMS DIV | 3000
CHRISTIANA |  | HOSPITAL-CH | 0 | 3806I91846 | DE |  |  |  | MONITORING SYSTEMS; PHYSIOLOGIC | 30528 | M1094B | PHILIPS MEDICAL SYSTEMS CARDIAC & MONITORING SYSTEMS DIV | 8000
CHRISTIANA |  | HOSPITAL-CH | 0 | 3638I69632 | DE |  |  |  | MONITORING SYSTEMS; PHYSIOLOGIC | 26882 | M1094B | PHILIPS MEDICAL SYSTEMS CARDIAC & MONITORING SYSTEMS DIV | 3000
CHRISTIANA |  | HOSPITAL-CH | 0 | 3527I97028 | DE |  |  |  | MONITORING SYSTEMS; PHYSIOLOGIC | 25004 | M1094B | PHILIPS MEDICAL SYSTEMS CARDIAC & MONITORING SYSTEMS DIV | 9000
CHRISTIANA |  | CH-SURGI | 0 | 3638197905 | DE |  |  |  | MONITORING SYSTEMS; PHYSIOLOGIC | 29779 | M1094B | PHILIPS MEDICAL SYSTEMS CARDIAC & MONITORING SYSTEMS DIV | 8000
CHRISTIANA |  | HOSPITAL-CH | 0 | E3507I74248 | DE |  |  |  | MONITORING SYSTEMS; PHYSIOLOGIC | 22814 | M1094B | PHILIPS MEDICAL SYSTEMS CARDIAC & MONITORING SYSTEMS DIV | 9000
CHRISTIANA |  | HOSPITAL-CH | 0 | 3638I71064 | DE |  |  |  | MONITORING SYSTEMS; PHYSIOLOGIC | 27657 | M1094B | PHILIPS MEDICAL SYSTEMS CARDIAC & MONITORING SYSTEMS DIV | 3000
CHRISTIANA |  | HOSPITAL-CH | 0 | E3412I73313 | DE |  |  |  | MONITORING SYSTEMS; PHYSIOLOGIC | 23036 | M1094B | PHILIPS MEDICAL SYSTEMS CARDIAC & MONITORING SYSTEMS DIV | 26838
CHRISTIANA |  | HOSPITAL-CH | 0 | E3507I75154 | DE |  |  |  | MONITORING SYSTEMS; PHYSIOLOGIC | 22813 | M1094B | PHILIPS MEDICAL SYSTEMS CARDIAC & MONITORING SYSTEMS DIV | 15028
CHRISTIANA |  |  | 0 | 81011 |  |  |  |  | Baths; Water; Molded Plastic Splint | 42087 | Thermal Bath Forma-Splint SP-750 | THERMO-ELECTRIC CO | 0
CHRISTIANA |  | HOSPITAL-WH | 0 | 16450 | DE |  |  |  | Printers; Video | 28673 | UP5600 DUST | SONY MEDICAL SYSTEMS | 4995
CHRISTIANA |  | HOSPITAL-CH | 0 | 35002960053 | DE |  |  |  | Centrifuges; Floor; Low-Speed; Nonrefrigerated; Blood Bank | 23713 | SERO-FUGE | CLAY ADAMS DIV BECTON DICKINSON AND CO | 1000
CHRISTIANA |  | HOSPITAL-CH | 0 | V615893 | DE |  |  |  | Tables; Examination/Treatment; Adjustable | 39675 | 222 Ritter Barrier-Free Power Examination table | RITTER-MIDWEST DIV SYBRON CORP | 3344.45
CHRISTIANA |  | HOSPITAL-CH | 0 | V-616006 | DE |  |  |  | Tables; Examination/Treatment; Adjustable | 42074 | 222 Ritter Barrier-Free Power Examination table | RITTER-MIDWEST DIV SYBRON CORP | 3344.45
CHRISTIANA |  | HOSPITAL-WH | 0 | 231121 | DE |  |  |  | Tables; Examination/Treatment; Adjustable | 38178 | 222 Ritter Barrier-Free Power Examination table | RITTER-MIDWEST DIV SYBRON CORP | 3344.45
CHRISTIANA |  | HOSPITAL-WH | 0 | CD010615 | DE |  |  |  | Tables; Examination/Treatment; Adjustable | 22713 | 222 Ritter Barrier-Free Power Examination table | RITTER-MIDWEST DIV SYBRON CORP | 3344.45
CHRISTIANA |  | Springside Connor Building | 0 | 0302-537 | DE |  | 2008-08-04 20:00 |  | Scales; Patient; Floor | 40445 | 450 - SCALE; FLOOR | DETECTO SCALE CO DIV CARDINAL SCALE MFG CO | 1500
CHRISTIANA |  |  | 0 | NONE |  |  |  |  | Scales; Patient; Floor | 34807 | NONE | DETECTO SCALE CO DIV CARDINAL SCALE MFG CO | 1500
CHRISTIANA |  | Springside Connor Building | 0 | NONE | DE |  |  |  | Scales; Patient; Floor | 37920 | NONE | DETECTO SCALE CO DIV CARDINAL SCALE MFG CO | 1500
CHRISTIANA |  | Foulkstone Plaza | 0 | NONE | DE |  |  |  | Scales; Patient; Floor | 27520 | NONE | DETECTO SCALE CO DIV CARDINAL SCALE MFG CO | 1500
CHRISTIANA |  | Springside Connor Building | 0 | NONE | DE |  | 2006-02-23 19:00 |  | Scales; Patient; Floor | 34811 | NONE | DETECTO SCALE CO DIV CARDINAL SCALE MFG CO | 1500
CHRISTIANA |  | HOSPITAL-WH | 0 | NONE | DE |  |  |  | Scales; Patient; Floor | 27517 | NONE | DETECTO SCALE CO DIV CARDINAL SCALE MFG CO | 1500
CHRISTIANA |  | Foulkstone Plaza | 0 | NONE | DE |  |  |  | Scales; Patient; Floor | 34812 | NONE | DETECTO SCALE CO DIV CARDINAL SCALE MFG CO | 1500
CHRISTIANA |  | Annex | 0 | NONE | DE |  |  |  | Scales; Patient; Floor | 27522 | NONE | DETECTO SCALE CO DIV CARDINAL SCALE MFG CO | 1500
CHRISTIANA |  | Woodstown | 0 | NONE | NJ |  |  |  | Scales; Patient; Floor | 27779 | NONE | DETECTO SCALE CO DIV CARDINAL SCALE MFG CO | 1500
CHRISTIANA |  | MAP II | 0 | 3710H606022 | DE |  |  |  | Ergometers; Bicycle | 23765 | NONE | CYBEX INTERNATIONAL INC | 0
CHRISTIANA |  | HCCC | 0 | NONE | DE |  |  |  | Exercisers | 29507 | NONE | PARMOUNT | 0
CHRISTIANA |  | HOSPITAL-CH | 0 | NONE | DE |  |  |  | Chairs; Examination/Treatment; Dentistry | 27671 | Decade Dental Chair 1040 | A-DEC INC | 9500
CHRISTIANA |  | HOSPITAL-CH | 0 | 298-94090404 | DE |  |  |  | Saws; Surgical; Bone; Electric | 18409 | NONE | Stryker Corp | 0
CHRISTIANA |  | HOSPITAL-WH | 0 | NONE | DE |  |  |  | Saws; Surgical; Bone; Electric | 23044 | NONE | Stryker Corp | 0
CHRISTIANA |  | HOSPITAL-CH | 0 | 71263 | DE |  |  |  | Saws; Surgical; Bone; Electric | 18408 | NONE | Stryker Corp | 0
CHRISTIANA |  | HOSPITAL-CH | 0 | 310-39 | DE |  |  |  | Saws; Surgical; Bone; Electric | 18406 | NONE | Stryker Corp | 0
CHRISTIANA |  | HOSPITAL-CH | 0 | 298-98090404 | DE |  |  |  | Saws; Surgical; Bone; Electric | 18407 | NONE | Stryker Corp | 0
CHRISTIANA |  |  | 0 | NONE |  |  |  |  | Scales; Infant | 27702 | NONE | HEALTH O METER INC DIV SUNBEAM CORP | 1500
CHRISTIANA |  | Hockessin Primary Care | 0 | NONE | DE |  | 2008-01-20 19:00 |  | Scales; Infant | 27224 | NONE | HEALTH O METER INC DIV SUNBEAM CORP | 1500
CHRISTIANA |  | Middletown Care Center(Sleepy Hollow) | 0 | 31042 | DE |  |  |  | Scales; Infant | 31042 | NONE | HEALTH O METER INC DIV SUNBEAM CORP | 1500
CHRISTIANA |  | HOSPITAL-CH | 0 | 1595050000000 | DE |  | 2009-05-22 20:00 |  | Power Supplies; Regulated; Electrophoresis | 42648 | FB200 | FISHER SCIENTIFIC | 1500
CHRISTIANA |  | HOSPITAL-CH | 0 | 2200416 | DE |  |  |  | Cameras; Video; Endoscope | 20476 | OTV S-2 | OLYMPUS AMERICA INC | 43725
CHRISTIANA |  | HOSPITAL-CH | 0 | 16133 | DE |  |  |  | Mixers; Clinical Laboratory | 36501 | R4185-10 | SCIENTIFIC PRODUCTS DIV AMERICAN HOSPITAL SUPPLY CORP | 750
CHRISTIANA |  | HOSPITAL-WH | 0 | OS0112 | DE |  |  |  | Radiofrequency Therapy Systems; Tissue Ablation | 29031 | ORA-50S | ORATEC INTERVENTIONS INC | 9995
CHRISTIANA |  | HOSPITAL-CH | 0 | 3286197 | DE |  |  |  | Infusion Pumps; General-Purpose | 39597 | 7100L | ALARIS MEDICAL SYSTEMS INC SUB CARDINAL HEALTH INC | 795
CHRISTIANA |  | HOSPITAL-WH | 0 | 3292311 | DE |  |  |  | Infusion Pumps; General-Purpose | 39613 | 7100L | ALARIS MEDICAL SYSTEMS INC SUB CARDINAL HEALTH INC | 795
CHRISTIANA |  | HOSPITAL-WH | 0 | 3291070 | DE |  |  |  | Infusion Pumps; General-Purpose | 39021 | 7100L | ALARIS MEDICAL SYSTEMS INC SUB CARDINAL HEALTH INC | 795
CHRISTIANA |  | HOSPITAL-CH | 0 | 3297457 | DE |  |  |  | Infusion Pumps; General-Purpose | 39756 | 7100L | ALARIS MEDICAL SYSTEMS INC SUB CARDINAL HEALTH INC | 795
CHRISTIANA |  | HOSPITAL-WH | 0 | 3290992 | DE |  |  |  | Infusion Pumps; General-Purpose | 39658 | 7100L | ALARIS MEDICAL SYSTEMS INC SUB CARDINAL HEALTH INC | 795
CHRISTIANA |  | HOSPITAL-WH | 0 | 3292433 | DE |  |  |  | Infusion Pumps; General-Purpose | 39661 | 7100L | ALARIS MEDICAL SYSTEMS INC SUB CARDINAL HEALTH INC | 795
CHRISTIANA |  |  | 0 | 3289115 | DE |  |  |  | Infusion Pumps; General-Purpose | 39660 | 7100L | ALARIS MEDICAL SYSTEMS INC SUB CARDINAL HEALTH INC | 795
CHRISTIANA |  | HOSPITAL-CH | 0 | 3291356 | DE |  |  |  | Infusion Pumps; General-Purpose | 39595 | 7100L | ALARIS MEDICAL SYSTEMS INC SUB CARDINAL HEALTH INC | 795
CHRISTIANA |  | HOSPITAL-CH | 0 | 67219 | DE |  |  |  | Analyzers; Physiologic; Metabolic Rate; Oxygen/Carbon Dioxide Based | 27913 | DELTATRAC | VIASYS HEALTHCARE INC | 0
CHRISTIANA |  | HOSPITAL-WH | 0 | 2049 | DE |  |  |  | Aspirators; Uterine | 13593 | VC-11 | BERKELEY BIO-ENGINEERING | 2014
CHRISTIANA |  | HOSPITAL-CH | 0 | 370415 | DE |  |  |  | Lithotripters; Intracorporeal; Electrohydraulic | 26374 | 840 | Dixtal Medical Inc | 3500
CHRISTIANA |  | HOSPITAL-CH | 0 | 32859 | DE |  |  |  | Carbon Dioxide Monitors; Transcutaneous | 198470 | 840 | Dixtal Medical Inc | 0
CHRISTIANA |  | Smyrna Health & Wellness Center | 0 | 63-1499MCZ | DE |  |  |  | Carbon Dioxide Monitors; Transcutaneous | 28362 | 840 | Dixtal Medical Inc | 0
CHRISTIANA |  | Smyrna Health & Wellness Center | 0 | 63-1741MCZ | DE |  |  |  | Carbon Dioxide Monitors; Transcutaneous | 28363 | 840 | Dixtal Medical Inc | 0
CHRISTIANA |  | CH-SURGI | 0 | 371040 | DE |  |  |  | Lithotripters; Intracorporeal; Electrohydraulic | 29778 | 840 | BOSTON SCIENTIFIC CORP | 0
CHRISTIANA |  | Omega Professional Center | 0 | 471237 | DE |  |  |  | Electrocardiographs; Multichannel; Interpretive | 50507 | IQecg | MIDMARK CORP | 3065.66
CHRISTIANA |  | MAP II | 0 | 473619 | DE |  |  |  | Electrocardiographs; Multichannel; Interpretive | 52929 | IQecg | MIDMARK CORP | 3793
CHRISTIANA |  | Quillen Building | 0 | 473203 | DE |  |  |  | Electrocardiographs; Multichannel; Interpretive | 45563 | IQecg | MIDMARK CORP | 3065.66
CHRISTIANA |  | HOSPITAL-CH | 0 | 213915 | DE |  |  |  | WASHERS; Flexible Endoscope (Retired) | 29836 | SYSTEM 1 | STERIS Corp | 10999.99
CHRISTIANA |  | CH-SURGI | 0 | 211105 | DE |  |  |  | WASHERS; Flexible Endoscope (Retired) | 29823 | SYSTEM 1 | STERIS Corp | 10999.99
CHRISTIANA |  | CH-SURGI | 0 | 213068 | DE |  |  |  | WASHERS; Flexible Endoscope (Retired) | 29825 | SYSTEM 1 | STERIS Corp | 10999.99
CHRISTIANA |  | HOSPITAL-CH | 0 | 300207 | DE |  |  |  | WASHERS; Flexible Endoscope (Retired) | 37800 | SYSTEM 1 | STERIS Corp | 0
CHRISTIANA |  | WH SURGI | 0 | 211106 | DE |  |  |  | WASHERS; Flexible Endoscope (Retired) | 29824 | SYSTEM 1 | STERIS Corp | 10999.99
CHRISTIANA |  | CH-SURGI | 0 | 212943 | DE |  |  |  | WASHERS; Flexible Endoscope (Retired) | 29826 | SYSTEM 1 | STERIS Corp | 10999.99
CHRISTIANA |  | HOSPITAL-CH | 0 | 300192 | DE |  |  |  | WASHERS; Flexible Endoscope (Retired) | 37799 | SYSTEM 1 | STERIS Corp | 0
CHRISTIANA |  | HOSPITAL-CH | 0 | 215245 | DE |  |  |  | WASHERS; Flexible Endoscope (Retired) | 29832 | SYSTEM 1 | STERIS Corp | 10999.99
CHRISTIANA |  | HOSPITAL-CH | 0 | 215243 | DE |  |  |  | WASHERS; Flexible Endoscope (Retired) | 29831 | SYSTEM 1 | STERIS Corp | 10999.99
CHRISTIANA |  | CH-SURGI | 0 | 213911 | DE |  |  |  | WASHERS; Flexible Endoscope (Retired) | 29833 | SYSTEM 1 | STERIS Corp | 10999.99
CHRISTIANA |  | CH-SURGI | 0 | 213917 | DE |  |  |  | WASHERS; Flexible Endoscope (Retired) | 29835 | SYSTEM 1 | STERIS Corp | 10999.99
CHRISTIANA |  | HOSPITAL-CH | 0 | 213914 | DE |  |  |  | WASHERS; Flexible Endoscope (Retired) | 29834 | SYSTEM 1 | STERIS Corp | 10999.99
CHRISTIANA |  | WH SURGI | 0 | 214791 | DE |  |  |  | WASHERS; Flexible Endoscope (Retired) | 29643 | SYSTEM 1 | STERIS Corp | 10941.84
CHRISTIANA |  | HOSPITAL-CH | 0 | 214862 | DE |  |  |  | WASHERS; Flexible Endoscope (Retired) | 29673 | SYSTEM 1 | STERIS Corp | 10941.84
CHRISTIANA |  | CH-SURGI | 0 | 213929 | DE |  |  |  | WASHERS; Flexible Endoscope (Retired) | 37778 | SYSTEM 1 | STERIS Corp | 10999.99
CHRISTIANA |  | WH SURGI | 0 | 214760 | DE |  |  |  | WASHERS; Flexible Endoscope (Retired) | 29648 | SYSTEM 1 | STERIS Corp | 10941.84
CHRISTIANA |  | WH SURGI | 0 | 410399037 | DE |  |  |  | Washers; Labware/Surgical Instrument; Ultrasonic | 30159 | DUAL BAY | STERIS Corp | 16092.72
CHRISTIANA |  | HOSPITAL-CH | 0 | 1006H0155 | DE |  |  |  | Washers; Labware/Surgical Instrument; Ultrasonic | 39865 | HAL-20 WR | CREST ULTRASONICS CORP | 0
CHRISTIANA |  | HOSPITAL-CH | 0 | 0007-0145-002 | DE |  |  |  | Washers; Labware/Surgical Instrument; Ultrasonic | 37939 | 1100 | ULTRA CLEAN SYSTEMS INC | 5000
CHRISTIANA |  | HOSPITAL-WH | 0 | 426820WK7 | DE |  |  |  | X-Ray Tube Assemblies | 21259 | 46-316429G4 | GE MEDICAL SYSTEMS | 20000
CHRISTIANA |  | MAP II | 0 | NA | DE |  |  |  | Tables; Examination/Treatment; Adjustable | 33253 | 305 Examination Table 305 | RITTER-MIDWEST DIV SYBRON CORP | 4270
CHRISTIANA |  | HOSPITAL-CH | 0 | 900160 | DE |  |  |  | Baths; Tissue Flotation | 36014 | Tissue Flotation Bath 135 | FISHER SCIENTIFIC | 2000
CHRISTIANA |  | HOSPITAL-CH | 0 | US00100495 | DE |  |  |  | Defibrillator/Pacemakers; External | 28134 | M2475B | PHILIPS MEDICAL SYSTEMS CARDIAC & MONITORING SYSTEMS DIV | 6995
CHRISTIANA |  | HOSPITAL-CH | 0 | 3727A02972 | DE |  |  |  | Defibrillator/Pacemakers; External | 26534 | M2475B | PHILIPS MEDICAL SYSTEMS CARDIAC & MONITORING SYSTEMS DIV | 7500
CHRISTIANA |  | HOSPITAL-CH | 0 | 3714A02674 | DE |  |  |  | Defibrillator/Pacemakers; External | 25596 | M2475B | PHILIPS MEDICAL SYSTEMS CARDIAC & MONITORING SYSTEMS DIV | 7500
CHRISTIANA |  | HOSPITAL-CH | 0 | 3625A00720 | DE |  |  |  | Defibrillator/Pacemakers; External | 25188 | M2475B | PHILIPS MEDICAL SYSTEMS CARDIAC & MONITORING SYSTEMS DIV | 7995
CHRISTIANA |  | HOSPITAL-CH | 0 | 3714A02699 | DE |  |  |  | Defibrillator/Pacemakers; External | 25598 | M2475B | PHILIPS MEDICAL SYSTEMS CARDIAC & MONITORING SYSTEMS DIV | 7500
CHRISTIANA |  | HOSPITAL-CH | 0 | 3714A02697 | DE |  |  |  | Defibrillator/Pacemakers; External | 25542 | M2475B | PHILIPS MEDICAL SYSTEMS CARDIAC & MONITORING SYSTEMS DIV | 7500
CHRISTIANA |  | HOSPITAL-CH | 0 | 3805A04263 | DE |  |  |  | Defibrillator/Pacemakers; External | 27781 | M2475B | PHILIPS MEDICAL SYSTEMS CARDIAC & MONITORING SYSTEMS DIV | 7476
CHRISTIANA |  | HOSPITAL-WH | 0 | 2805A04284 | DE |  |  |  | Defibrillator/Pacemakers; External | 27810 | M2475B | PHILIPS MEDICAL SYSTEMS CARDIAC & MONITORING SYSTEMS DIV | 2800
CHRISTIANA |  | HOSPITAL-CH | 0 | 3805A04264 | DE |  |  |  | Defibrillator/Pacemakers; External | 27782 | M2475B | PHILIPS MEDICAL SYSTEMS CARDIAC & MONITORING SYSTEMS DIV | 7476
CHRISTIANA |  | HOSPITAL-CH | 0 | 3625A01529 | DE |  |  |  | Defibrillator/Pacemakers; External | 25608 | M2475B | PHILIPS MEDICAL SYSTEMS CARDIAC & MONITORING SYSTEMS DIV | 7500
CHRISTIANA |  | HOSPITAL-CH | 0 | 3727A03471 | DE |  |  |  | Defibrillator/Pacemakers; External | 26689 | M2475B | PHILIPS MEDICAL SYSTEMS CARDIAC & MONITORING SYSTEMS DIV | 7500
CHRISTIANA |  | HOSPITAL-CH | 0 | 3805A04310 | DE |  |  |  | Defibrillator/Pacemakers; External | 26410 | M2475B | PHILIPS MEDICAL SYSTEMS CARDIAC & MONITORING SYSTEMS DIV | 7500
CHRISTIANA |  | HOSPITAL-WH | 0 | US00100456 | DE |  |  |  | Defibrillator/Pacemakers; External | 28357 | M2475B | PHILIPS MEDICAL SYSTEMS CARDIAC & MONITORING SYSTEMS DIV | 7533
CHRISTIANA |  | HOSPITAL-CH | 0 | 3805A04265 | DE |  |  |  | Defibrillator/Pacemakers; External | 27783 | M2475B | PHILIPS MEDICAL SYSTEMS CARDIAC & MONITORING SYSTEMS DIV | 7476
CHRISTIANA |  | HOSPITAL-CH | 0 | US00100455 | DE |  |  |  | Defibrillator/Pacemakers; External | 28356 | M2475B | PHILIPS MEDICAL SYSTEMS CARDIAC & MONITORING SYSTEMS DIV | 7535
CHRISTIANA |  | HOSPITAL-CH | 0 | 3805A04266 | DE |  |  |  | Defibrillator/Pacemakers; External | 27784 | M2475B | PHILIPS MEDICAL SYSTEMS CARDIAC & MONITORING SYSTEMS DIV | 7476
CHRISTIANA |  | HOSPITAL-CH | 0 | 3625A01530 | DE |  |  |  | Defibrillator/Pacemakers; External | 25069 | M2475B | PHILIPS MEDICAL SYSTEMS CARDIAC & MONITORING SYSTEMS DIV | 7995
CHRISTIANA |  | HOSPITAL-CH | 0 | 3805A04270 | DE |  |  |  | Defibrillator/Pacemakers; External | 27934 | M2475B | PHILIPS MEDICAL SYSTEMS CARDIAC & MONITORING SYSTEMS DIV | 7500
CHRISTIANA |  | HOSPITAL-CH | 0 | 3625A01531 | DE |  |  |  | Defibrillator/Pacemakers; External | 26057 | M2475B | PHILIPS MEDICAL SYSTEMS CARDIAC & MONITORING SYSTEMS DIV | 7500
CHRISTIANA |  | HOSPITAL-CH | 0 | 3805A04271 | DE |  |  |  | Defibrillator/Pacemakers; External | 27931 | M2475B | PHILIPS MEDICAL SYSTEMS CARDIAC & MONITORING SYSTEMS DIV | 7500
CHRISTIANA |  | HOSPITAL-WH | 0 | 3625A01942 | DE |  |  |  | Defibrillator/Pacemakers; External | 24337 | M2475B | PHILIPS MEDICAL SYSTEMS CARDIAC & MONITORING SYSTEMS DIV | 7500
CHRISTIANA |  | HOSPITAL-WH | 0 | 3727A02947 | DE |  |  |  | Defibrillator/Pacemakers; External | 26535 | M2475B | PHILIPS MEDICAL SYSTEMS CARDIAC & MONITORING SYSTEMS DIV | 7500
CHRISTIANA |  | HOSPITAL-WH | 0 | US00100496 | DE |  |  |  | Defibrillator/Pacemakers; External | 28136 | M2475B | PHILIPS MEDICAL SYSTEMS CARDIAC & MONITORING SYSTEMS DIV | 7533
CHRISTIANA |  | HOSPITAL-WH | 0 | 3727A02970 | DE |  |  |  | Defibrillator/Pacemakers; External | 26536 | M2475B | PHILIPS MEDICAL SYSTEMS CARDIAC & MONITORING SYSTEMS DIV | 7500
CHRISTIANA |  | WH SURGI | 0 | US00100494 | DE |  |  |  | Defibrillator/Pacemakers; External | 28137 | M2475B | PHILIPS MEDICAL SYSTEMS CARDIAC & MONITORING SYSTEMS DIV | 7533
CHRISTIANA |  | HOSPITAL-WH | 0 | 525 | DE |  |  |  | Biomechanics Platforms | 28146 | MCU 100 | ICS MEDICAL | 73000
CHRISTIANA |  | HOSPITAL-CH | 0 | 9403023 | DE |  |  |  | Centrifuges; Floor; Low-Speed; Refrigerated | 22039 | RC-3B | DUPONT CRITICAL CARE INC | 16200
CHRISTIANA |  | CH-SURGI | 0 | FC01582 | DE |  |  |  | Reagents; Clinical Chemistry; Control; Cerebrospinal Fluid; Normal | 34513 | EA1004-00 | ARTHROCARE CORP | 9999.99
CHRISTIANA |  | HOSPITAL-CH | 0 | 2011 | DE |  |  |  | Exercisers; Breathing; Spirometry | 21024 | CP-100 | BICORE MONITORING SYSTEMS INC | 6078
CHRISTIANA |  | HOSPITAL-CH | 0 | 2010 | DE |  |  |  | Exercisers; Breathing; Spirometry | 21025 | CP-100 | BICORE MONITORING SYSTEMS INC | 3500
CHRISTIANA |  | HOSPITAL-CH | 0 | 555-007L3 | DE |  |  |  | Cryogenic Blood Banking Equipment (Retired) | 23846 | MARK 2L/24K | TAYLOR-WHARTON | 5000
CHRISTIANA |  | HOSPITAL-CH | 0 | 12907855 | DE |  |  |  | Battery Chargers | 30754 | VBSS2-02 | PHYSIO-CONTROL CORP | 1496
CHRISTIANA |  | HOSPITAL-CH | 0 | 14295969 | DE |  |  |  | Battery Chargers | 33128 | VBSS2-02 | PHYSIO-CONTROL CORP | 15958.55
CHRISTIANA |  | HOSPITAL-CH | 0 | 13030995 | DE |  |  |  | Battery Chargers | 29845 | VBSS2-02 | PHYSIO-CONTROL CORP | 1496
CHRISTIANA |  | Georgetown Wellness Clinic | 0 | 34313619 | DE |  |  |  | Battery Chargers | 39037 | VBSS2-02 | PHYSIO-CONTROL CORP | 1517.25
CHRISTIANA |  | HOSPITAL-CH | 0 | 14447 | DE |  |  |  | Battery Chargers | 12640 | LP5/BATCHG | PHYSIO-CONTROL CORP | 1500
CHRISTIANA |  | CANCER CENTER | 0 | 03297-96 | DE |  |  |  | Centrifuges | 42954 | LN 9527-01 | ABBOTT CRITICAL CARE SYSTEMS DIV ABBOTT LABORATORIES | 5000
CHRISTIANA |  | CANCER CENTER | 0 | 5415-B-70662 | DE |  |  |  | Centrifuges | 46650 | 5415C | BRINKMANN INSTRUMENTS INC | 0
CHRISTIANA |  | Springside Connor Building | 0 | 183913M91 | DE |  |  |  | Baths; Whirlpool | 19190 | FERNO Ille Physical Therapy Unit 100 ESASS | FERNO ILLE DIV FERNO-WASHINGTON INC | 5000
CHRISTIANA |  | Springside Connor Building | 0 | 188046J92 | DE |  |  |  | Baths; Whirlpool | 20199 | FERNO Ille Physical Therapy Unit 100 ESASS | FERNO ILLE DIV FERNO-WASHINGTON INC | 5000
CHRISTIANA |  | Smyrna Health & Wellness Center | 0 | T01205869 | DE |  |  |  | Baths; Whirlpool | 31974 | FERNO Ille Physical Therapy Unit 100 ESASS | FERNO ILLE DIV FERNO-WASHINGTON INC | 5000
CHRISTIANA |  | HOSPITAL-CH | 0 | 179539M90 | DE |  |  |  | Baths; Whirlpool | 24964 | FERNO Ille Physical Therapy Unit 100 ESASS | FERNO ILLE DIV FERNO-WASHINGTON INC | 5000
CHRISTIANA |  | HOSPITAL-WH | 0 | 20D156 | DE |  |  |  | Baths; Whirlpool | 22254 | FERNO Ille Physical Therapy Unit 100 ESASS | FERNO ILLE DIV FERNO-WASHINGTON INC | 5000
CHRISTIANA |  | HOSPITAL-CH | 0 | 186916 92 | DE |  |  |  | Baths; Whirlpool | 20184 | FERNO Ille Physical Therapy Unit 100 ESASS | FERNO ILLE DIV FERNO-WASHINGTON INC | 5000
CHRISTIANA |  | HOSPITAL-CH | 0 | 12-209564 | DE |  | 2013-05-13 20:00 |  | Monitors; Video; High-Definition; Medical Image; Endoscopic | 51494 | 26 inch Radiance G2 HB Display SC-WU26-A1511 | STORZ ENDOSCOPY-AMERICA INC | 1500
CHRISTIANA |  | HOSPITAL-CH | 0 | 12-210088 | DE |  | 2013-05-13 20:00 |  | Monitors; Video; High-Definition; Medical Image; Endoscopic | 51493 | 26 inch Radiance G2 HB Display SC-WU26-A1511 | STORZ ENDOSCOPY-AMERICA INC | 1500
CHRISTIANA |  | HOSPITAL-CH | 0 | 12-210093 | DE |  | 2013-05-13 20:00 |  | Monitors; Video; High-Definition; Medical Image; Endoscopic | 51955 | 26 inch Radiance G2 HB Display SC-WU26-A1511 | STORZ ENDOSCOPY-AMERICA INC | 1500
CHRISTIANA |  | HOSPITAL-CH | 0 | 12-210083 | DE |  | 2013-05-13 20:00 |  | Monitors; Video; High-Definition; Medical Image; Endoscopic | 51496 | 26 inch Radiance G2 HB Display SC-WU26-A1511 | STORZ ENDOSCOPY-AMERICA INC | 1500
CHRISTIANA |  | HOSPITAL-CH | 0 | 12-210078 | DE |  | 2013-05-13 20:00 |  | Monitors; Video; High-Definition; Medical Image; Endoscopic | 51954 | 26 inch Radiance G2 HB Display SC-WU26-A1511 | STORZ ENDOSCOPY-AMERICA INC | 1500
CHRISTIANA |  | HOSPITAL-CH | 0 | 13-216745 | DE |  | 2013-05-13 20:00 |  | Monitors; Video; High-Definition; Medical Image; Endoscopic | 51953 | 26 inch Radiance G2 HB Display SC-WU26-A1511 | STORZ ENDOSCOPY-AMERICA INC | 1500
CHRISTIANA |  | HOSPITAL-CH | 0 | 10-162747 | DE |  |  |  | Monitors; Video; High-Definition; Medical Image; Endoscopic | 47265 | 26 inch Radiance G2 HB Display SC-WU26-A1511 | STORZ ENDOSCOPY-AMERICA INC | 1500
CHRISTIANA |  | HOSPITAL-CH | 0 | 10-162709 | DE |  |  |  | Monitors; Video; High-Definition; Medical Image; Endoscopic | 47266 | 26 inch Radiance G2 HB Display SC-WU26-A1511 | STORZ ENDOSCOPY-AMERICA INC | 1500
CHRISTIANA |  | HOSPITAL-CH | 0 | 10-162661 | DE |  |  |  | Monitors; Video; High-Definition; Medical Image; Endoscopic | 47269 | 26 inch Radiance G2 HB Display SC-WU26-A1511 | STORZ ENDOSCOPY-AMERICA INC | 1500
CHRISTIANA |  | HOSPITAL-CH | 0 | 10-162696 | DE |  |  |  | Monitors; Video; High-Definition; Medical Image; Endoscopic | 47277 | 26 inch Radiance G2 HB Display SC-WU26-A1511 | STORZ ENDOSCOPY-AMERICA INC | 1500
CHRISTIANA |  | HOSPITAL-CH | 0 | 10-162663 | DE |  |  |  | Monitors; Video; High-Definition; Medical Image; Endoscopic | 47272 | 26 inch Radiance G2 HB Display SC-WU26-A1511 | STORZ ENDOSCOPY-AMERICA INC | 1500
CHRISTIANA |  | HOSPITAL-CH | 0 | NONE | DE |  |  |  | Monitors; Video; High-Definition; Medical Image; Endoscopic | 47268 | 26 inch Radiance G2 HB Display SC-WU26-A1511 | STORZ ENDOSCOPY-AMERICA INC | 1500
CHRISTIANA |  | HOSPITAL-CH | 0 | NONE | DE |  |  |  | Monitors; Video; High-Definition; Medical Image; Endoscopic | 47274 | 26 inch Radiance G2 HB Display SC-WU26-A1511 | STORZ ENDOSCOPY-AMERICA INC | 1500
CHRISTIANA |  | HOSPITAL-CH | 0 | 10-162677 | DE |  |  |  | Monitors; Video; High-Definition; Medical Image; Endoscopic | 47280 | 26 inch Radiance G2 HB Display SC-WU26-A1511 | STORZ ENDOSCOPY-AMERICA INC | 1500
CHRISTIANA |  | HOSPITAL-CH | 0 | 10-162671 | DE |  |  |  | Monitors; Video; High-Definition; Medical Image; Endoscopic | 47278 | 26 inch Radiance G2 HB Display SC-WU26-A1511 | STORZ ENDOSCOPY-AMERICA INC | 1500
CHRISTIANA |  | HOSPITAL-CH | 0 | 10-162670 | DE |  |  |  | Monitors; Video; High-Definition; Medical Image; Endoscopic | 47267 | 26 inch Radiance G2 HB Display SC-WU26-A1511 | STORZ ENDOSCOPY-AMERICA INC | 1500
CHRISTIANA |  | HOSPITAL-CH | 0 | 10-162734 | DE |  |  |  | Monitors; Video; High-Definition; Medical Image; Endoscopic | 47281 | 26 inch Radiance G2 HB Display SC-WU26-A1511 | STORZ ENDOSCOPY-AMERICA INC | 1500
CHRISTIANA |  | HOSPITAL-WH | 0 | 8401947 | DE |  |  |  | Radiographic Units; Dental | 14575 | ORALIX 65 | PHILIPS MEDICAL SYSTEMS NORTH AMERICA | 15000
CHRISTIANA |  | HOSPITAL-CH | 0 | AAX 8088 | DE |  | 2011-09-28 20:00 |  | Arthroscopic Shaver Systems | 48201 | POWER II | SMITH & NEPHEW DYONICS INC DIV SMITH & NEPHEW PLC | 10000
CHRISTIANA |  | HOSPITAL-CH | 0 | AAX 8124 | DE |  |  |  | Arthroscopic Shaver Systems | 48202 | POWER II | SMITH & NEPHEW DYONICS INC DIV SMITH & NEPHEW PLC | 10000
CHRISTIANA |  | HOSPITAL-CH | 0 | 450816 | DE |  |  |  | Microscopes; Light; Laboratory | 31505 | STANDARD 25 | Carl Zeiss Meditec Inc | 0
CHRISTIANA |  | HOSPITAL-CH | 0 | NONE | DE |  |  |  | Phototherapy Units; Visible Light; Hyperbilirubinemia | 29237 | 6600-0287-910 | GE MEDICAL SYSTEMS | 1695
CHRISTIANA |  | HOSPITAL-CH | 0 | 40288806 | DE |  |  |  |  | 29404 | LCM82-2 | STERIS Corp | 15000
CHRISTIANA |  | HOSPITAL-CH | 0 | 402793019 | DE |  |  |  |  | 29400 | LCM82-2 | STERIS Corp | 15000
CHRISTIANA |  | HOSPITAL-CH | 0 | 490479008 | DE |  |  |  |  | 29403 | LCM82-2 | STERIS Corp | 15000
CHRISTIANA |  | HOSPITAL-CH | 0 | 4028930018 | DE |  |  |  |  | 29398 | LCM82-2 | STERIS Corp | 15000
CHRISTIANA |  | HOSPITAL-CH | 0 | 4394295006 | DE |  |  |  |  | 29394 | LCM82-2 | STERIS Corp | 15000
CHRISTIANA |  | HOSPITAL-CH | 0 | 402893027 | DE |  |  |  |  | 29392 | LCM82-2 | STERIS Corp | 15000
CHRISTIANA |  | HOSPITAL-CH | 0 | 402888066 | DE |  |  |  |  | 29417 | LCM82-2 | STERIS Corp | 15000
CHRISTIANA |  | HOSPITAL-CH | 0 | 402888067 | DE |  |  |  |  | 29413 | LCM82-2 | STERIS Corp | 15000
CHRISTIANA |  | HOSPITAL-CH | 0 | UNKNOWN | DE |  |  |  |  | 29406 | LCM82-2 | STERIS Corp | 15000
CHRISTIANA |  | HOSPITAL-CH | 0 | 402988041 | DE |  |  |  |  | 29415 | LCM82-2 | STERIS Corp | 15000
CHRISTIANA |  | HOSPITAL-CH | 0 | UNKNOWN | DE |  |  |  |  | 29408 | LCM82-2 | STERIS Corp | 15000
CHRISTIANA |  | HOSPITAL-CH | 0 | 41888044 | DE |  |  |  |  | 29405 | LCM82-2 | STERIS Corp | 15000
CHRISTIANA |  | CH-SURGI | 0 | 416093012 | DE |  |  |  |  | 29420 | LCM82-2 | STERIS Corp | 15000
CHRISTIANA |  | CH-SURGI | 0 | 429994073 | DE |  |  |  |  | 29418 | LCM82-2 | STERIS Corp | 15000
CHRISTIANA |  | CH-SURGI | 0 | 428192013 | DE |  |  |  |  | 29422 | LCM82-2 | STERIS Corp | 15000
CHRISTIANA |  | CH-SURGI | 0 | 428192020 | DE |  |  |  |  | 29425 | LCM82-2 | STERIS Corp | 15000
CHRISTIANA |  | CH-SURGI | 0 | 428192017 | DE |  |  |  |  | 29421 | LCM82-2 | STERIS Corp | 15000
CHRISTIANA |  | CH-SURGI | 0 | 428192019 | DE |  |  |  |  | 29427 | LCM82-2 | STERIS Corp | 15000
CHRISTIANA |  | CH-SURGI | 0 | 427894047 | DE |  |  |  |  | 29429 | LCM82-2 | STERIS Corp | 15000
CHRISTIANA |  | CH-SURGI | 0 | E3411I38536 | DE |  |  |  | MONITORING SYSTEMS; PHYSIOLOGIC | 22298 | M1092A | PHILIPS MEDICAL SYSTEMS CARDIAC & MONITORING SYSTEMS DIV | 15027
CHRISTIANA |  | HOSPITAL-CH | 0 | E3411I41672 | DE |  |  |  | MONITORING SYSTEMS; PHYSIOLOGIC | 22823 | M1092A | PHILIPS MEDICAL SYSTEMS CARDIAC & MONITORING SYSTEMS DIV | 9000
CHRISTIANA |  | HOSPITAL-CH | 0 | E3411I41651 | DE |  |  |  | MONITORING SYSTEMS; PHYSIOLOGIC | 22821 | M1092A | PHILIPS MEDICAL SYSTEMS CARDIAC & MONITORING SYSTEMS DIV | 15028
CHRISTIANA |  | HOSPITAL-CH | 0 | E3411I40685 | DE |  |  |  | MONITORING SYSTEMS; PHYSIOLOGIC | 22808 | M1092A | PHILIPS MEDICAL SYSTEMS CARDIAC & MONITORING SYSTEMS DIV | 15027
CHRISTIANA |  | HOSPITAL-CH | 0 | 3014I08939 | DE |  |  |  | MONITORING SYSTEMS; PHYSIOLOGIC | 18363 | M1092A | PHILIPS MEDICAL SYSTEMS CARDIAC & MONITORING SYSTEMS DIV | 9000
CHRISTIANA |  | HOSPITAL-CH | 0 | 3311I27073 | DE |  |  |  | MONITORING SYSTEMS; PHYSIOLOGIC | 20698 | M1092A | PHILIPS MEDICAL SYSTEMS CARDIAC & MONITORING SYSTEMS DIV | 29383
CHRISTIANA |  | HOSPITAL-CH | 0 | 3311I37060 | DE |  |  |  | MONITORING SYSTEMS; PHYSIOLOGIC | 21421 | M1092A | PHILIPS MEDICAL SYSTEMS CARDIAC & MONITORING SYSTEMS DIV | 98441
CHRISTIANA |  | HOSPITAL-WH | 0 | 3014I08992 | DE |  |  |  | MONITORING SYSTEMS; PHYSIOLOGIC | 18368 | M1092A | PHILIPS MEDICAL SYSTEMS CARDIAC & MONITORING SYSTEMS DIV | 9000
CHRISTIANA |  | HOSPITAL-CH | 0 | 3311I33730 | DE |  |  |  | MONITORING SYSTEMS; PHYSIOLOGIC | 21426 | M1092A | PHILIPS MEDICAL SYSTEMS CARDIAC & MONITORING SYSTEMS DIV | 8000
CHRISTIANA |  | HOSPITAL-WH | 0 | 3014I08938 | DE |  |  |  | MONITORING SYSTEMS; PHYSIOLOGIC | 18354 | M1092A | PHILIPS MEDICAL SYSTEMS CARDIAC & MONITORING SYSTEMS DIV | 9000
CHRISTIANA |  | CH-SURGI | 0 | 3311I27674 | DE |  |  |  | MONITORING SYSTEMS; PHYSIOLOGIC | 20634 | M1092A | PHILIPS MEDICAL SYSTEMS CARDIAC & MONITORING SYSTEMS DIV | 9000
CHRISTIANA |  | HOSPITAL-CH | 0 | 3311I33696 | DE |  |  |  | MONITORING SYSTEMS; PHYSIOLOGIC | 21438 | M1092A | PHILIPS MEDICAL SYSTEMS CARDIAC & MONITORING SYSTEMS DIV | 8000
CHRISTIANA |  | CH-SURGI | 0 | 3115I22724 | DE |  |  |  | MONITORING SYSTEMS; PHYSIOLOGIC | 20368 | M1092A | PHILIPS MEDICAL SYSTEMS CARDIAC & MONITORING SYSTEMS DIV | 9000
CHRISTIANA |  | CH-SURGI | 0 | 3115I22735 | DE |  |  |  | MONITORING SYSTEMS; PHYSIOLOGIC | 20372 | M1092A | PHILIPS MEDICAL SYSTEMS CARDIAC & MONITORING SYSTEMS DIV | 9000
CHRISTIANA |  | CH-SURGI | 0 | 3115I22693 | DE |  |  |  | MONITORING SYSTEMS; PHYSIOLOGIC | 20381 | M1092A | PHILIPS MEDICAL SYSTEMS CARDIAC & MONITORING SYSTEMS DIV | 9000
CHRISTIANA |  | HOSPITAL-CH | 0 | 3311I27731 | DE |  |  |  | MONITORING SYSTEMS; PHYSIOLOGIC | 20688 | M1092A | PHILIPS MEDICAL SYSTEMS CARDIAC & MONITORING SYSTEMS DIV | 23180
CHRISTIANA |  | HOSPITAL-CH | 0 | 3311I27938 | DE |  |  |  | MONITORING SYSTEMS; PHYSIOLOGIC | 20693 | M1092A | PHILIPS MEDICAL SYSTEMS CARDIAC & MONITORING SYSTEMS DIV | 23180
CHRISTIANA |  | HOSPITAL-CH | 0 | 3401A43428 | DE |  |  |  | MONITORING SYSTEMS; PHYSIOLOGIC | 21436 | M1092A | PHILIPS MEDICAL SYSTEMS CARDIAC & MONITORING SYSTEMS DIV | 8000
CHRISTIANA |  | HOSPITAL-CH | 0 | 3014I08993 | DE |  |  |  | MONITORING SYSTEMS; PHYSIOLOGIC | 18347 | M1092A | PHILIPS MEDICAL SYSTEMS CARDIAC & MONITORING SYSTEMS DIV | 7469
CHRISTIANA |  | HOSPITAL-CH | 0 | E3411I41131 | DE |  |  |  | MONITORING SYSTEMS; PHYSIOLOGIC | 22819 | M1092A | PHILIPS MEDICAL SYSTEMS CARDIAC & MONITORING SYSTEMS DIV | 15027
CHRISTIANA |  | CH-SURGI | 0 | 3503I47164 | DE |  |  |  | MONITORING SYSTEMS; PHYSIOLOGIC | 23329 | M1092A | PHILIPS MEDICAL SYSTEMS CARDIAC & MONITORING SYSTEMS DIV | 9000
CHRISTIANA |  | HOSPITAL-CH | 0 | 3503I50472 | DE |  |  |  | MONITORING SYSTEMS; PHYSIOLOGIC | 24746 | M1092A | PHILIPS MEDICAL SYSTEMS CARDIAC & MONITORING SYSTEMS DIV | 9000
CHRISTIANA |  | CH-SURGI | 0 | 3115I22728 | DE |  |  |  | MONITORING SYSTEMS; PHYSIOLOGIC | 20375 | M1092A | PHILIPS MEDICAL SYSTEMS CARDIAC & MONITORING SYSTEMS DIV | 9000
CHRISTIANA |  | HOSPITAL-WH | 0 | 4006A03541 | DE |  |  |  | MONITORING SYSTEMS; Physiologic; Acute Care | 31911 | M1205A | PHILIPS MEDICAL SYSTEMS CARDIAC & MONITORING SYSTEMS DIV | 10408
CHRISTIANA |  | HOSPITAL-CH | 0 | 4006A91270 | DE |  |  |  | MONITORING SYSTEMS; Physiologic; Acute Care | 49990 | M1205A | PHILIPS MEDICAL SYSTEMS CARDIAC & MONITORING SYSTEMS DIV | 10408
CHRISTIANA |  | HOSPITAL-WH | 0 | 2810G09868 | DE |  |  |  | MONITORING SYSTEMS; Physiologic; Acute Care | 16900 | 78352A | PHILIPS MEDICAL SYSTEMS CARDIAC & MONITORING SYSTEMS DIV | 6000
CHRISTIANA |  | HOSPITAL-WH | 0 | 2810G09869 | DE |  |  |  | MONITORING SYSTEMS; Physiologic; Acute Care | 16902 | 78352A | PHILIPS MEDICAL SYSTEMS CARDIAC & MONITORING SYSTEMS DIV | 6000
CHRISTIANA |  | HOSPITAL-CH | 0 | 4006A93987 | DE |  |  |  | MONITORING SYSTEMS; Physiologic; Acute Care | 25332 | M1204A | PHILIPS MEDICAL SYSTEMS CARDIAC & MONITORING SYSTEMS DIV | 10000
CHRISTIANA |  | HOSPITAL-CH | 0 | 4335A30447 | DE |  |  |  | MONITORING SYSTEMS; Physiologic; Acute Care | 36771 | M1204A | PHILIPS MEDICAL SYSTEMS CARDIAC & MONITORING SYSTEMS DIV | 10107.26
CHRISTIANA |  | HOSPITAL-CH | 0 | 3812A33510 | DE |  |  |  | MONITORING SYSTEMS; Physiologic; Acute Care | 27300 | M1204A | PHILIPS MEDICAL SYSTEMS CARDIAC & MONITORING SYSTEMS DIV | 10000
CHRISTIANA |  | HOSPITAL-CH | 0 | 4335A30438 | DE |  |  |  | MONITORING SYSTEMS; Physiologic; Acute Care | 36772 | M1204A | PHILIPS MEDICAL SYSTEMS CARDIAC & MONITORING SYSTEMS DIV | 10107.26
CHRISTIANA |  | HOSPITAL-CH | 0 | 4308A13380 | DE |  |  |  | MONITORING SYSTEMS; Physiologic; Acute Care | 34589 | M1204A | PHILIPS MEDICAL SYSTEMS CARDIAC & MONITORING SYSTEMS DIV | 10408.58
CHRISTIANA |  | HOSPITAL-CH | 0 | 3950A69077 | DE |  |  |  | MONITORING SYSTEMS; Physiologic; Acute Care | 30135 | M1204A | PHILIPS MEDICAL SYSTEMS CARDIAC & MONITORING SYSTEMS DIV | 11999.99
CHRISTIANA |  | HOSPITAL-CH | 0 | 4335A30439 | DE |  |  |  | MONITORING SYSTEMS; Physiologic; Acute Care | 36777 | M1204A | PHILIPS MEDICAL SYSTEMS CARDIAC & MONITORING SYSTEMS DIV | 10107.26
CHRISTIANA |  | HOSPITAL-CH | 0 | 3836A42069 | DE |  |  |  | MONITORING SYSTEMS; Physiologic; Acute Care | 28170 | M1204A | PHILIPS MEDICAL SYSTEMS CARDIAC & MONITORING SYSTEMS DIV | 7700
CHRISTIANA |  | CH-SURGI | 0 | 3907A47552 | DE |  |  |  | MONITORING SYSTEMS; Physiologic; Acute Care | 28559 | M1204A | PHILIPS MEDICAL SYSTEMS CARDIAC & MONITORING SYSTEMS DIV | 7700
CHRISTIANA |  | HOSPITAL-CH | 0 | 3806A30101 | DE |  |  |  | MONITORING SYSTEMS; Physiologic; Acute Care | 27600 | M1204A | PHILIPS MEDICAL SYSTEMS CARDIAC & MONITORING SYSTEMS DIV | 10000
CHRISTIANA |  | HOSPITAL-CH | 0 | 4335A30446 | DE |  |  |  | MONITORING SYSTEMS; Physiologic; Acute Care | 36778 | M1204A | PHILIPS MEDICAL SYSTEMS CARDIAC & MONITORING SYSTEMS DIV | 10107.26
CHRISTIANA |  | HOSPITAL-CH | 0 | 372A23804 | DE |  |  |  | MONITORING SYSTEMS; Physiologic; Acute Care | 26765 | M1204A | PHILIPS MEDICAL SYSTEMS CARDIAC & MONITORING SYSTEMS DIV | 10000
CHRISTIANA |  | HOSPITAL-CH | 0 | 4335A30440 | DE |  |  |  | MONITORING SYSTEMS; Physiologic; Acute Care | 36775 | M1204A | PHILIPS MEDICAL SYSTEMS CARDIAC & MONITORING SYSTEMS DIV | 10107.26
CHRISTIANA |  | CH-SURGI | 0 | 3907A47554 | DE |  |  |  | MONITORING SYSTEMS; Physiologic; Acute Care | 28539 | M1204A | PHILIPS MEDICAL SYSTEMS CARDIAC & MONITORING SYSTEMS DIV | 7700
CHRISTIANA |  | HOSPITAL-CH | 0 | 4335A30444 | DE |  |  |  | MONITORING SYSTEMS; Physiologic; Acute Care | 36774 | M1204A | PHILIPS MEDICAL SYSTEMS CARDIAC & MONITORING SYSTEMS DIV | 10107.26
CHRISTIANA |  | HOSPITAL-CH | 0 | 3642A12349 | DE |  |  |  | MONITORING SYSTEMS; Physiologic; Acute Care | 27666 | M1204A | PHILIPS MEDICAL SYSTEMS CARDIAC & MONITORING SYSTEMS DIV | 10000
CHRISTIANA |  | CH-SURGI | 0 | 3907A47551 | DE |  |  |  | MONITORING SYSTEMS; Physiologic; Acute Care | 28551 | M1204A | PHILIPS MEDICAL SYSTEMS CARDIAC & MONITORING SYSTEMS DIV | 7700
CHRISTIANA |  | HCCC | 0 | 3713A19193 | DE |  |  |  | MONITORING SYSTEMS; Physiologic; Acute Care | 25326 | M1204A | PHILIPS MEDICAL SYSTEMS CARDIAC & MONITORING SYSTEMS DIV | 10000
CHRISTIANA |  | HOSPITAL-CH | 0 | 3727A23805 | DE |  |  |  | MONITORING SYSTEMS; Physiologic; Acute Care | 26701 | M1204A | PHILIPS MEDICAL SYSTEMS CARDIAC & MONITORING SYSTEMS DIV | 10000
CHRISTIANA |  | HOSPITAL-CH | 0 | 3713A18117 | DE |  | 1997-03-30 19:00 |  | MONITORING SYSTEMS; Physiologic; Acute Care | 25431 | M1204A | PHILIPS MEDICAL SYSTEMS CARDIAC & MONITORING SYSTEMS DIV | 10000
CHRISTIANA |  | HOSPITAL-CH | 0 | 3836A42070 | DE |  |  |  | MONITORING SYSTEMS; Physiologic; Acute Care | 28162 | M1204A | PHILIPS MEDICAL SYSTEMS CARDIAC & MONITORING SYSTEMS DIV | 7700
CHRISTIANA |  | HOSPITAL-CH | 0 | 4006A80823 | DE |  |  |  | MONITORING SYSTEMS; Physiologic; Acute Care | 50618 | M1204A | PHILIPS MEDICAL SYSTEMS CARDIAC & MONITORING SYSTEMS DIV | 2070
CHRISTIANA |  | HOSPITAL-CH | 0 | 3727A21420 | DE |  |  |  | MONITORING SYSTEMS; Physiologic; Acute Care | 25498 | M1204A | PHILIPS MEDICAL SYSTEMS CARDIAC & MONITORING SYSTEMS DIV | 10000
CHRISTIANA |  | HOSPITAL-CH | 0 | 3727A23800 | DE |  |  |  | MONITORING SYSTEMS; Physiologic; Acute Care | 26965 | M1204A | PHILIPS MEDICAL SYSTEMS CARDIAC & MONITORING SYSTEMS DIV | 10000
CHRISTIANA |  | HOSPITAL-WH | 0 | 3907A48254 | DE |  |  |  | MONITORING SYSTEMS; Physiologic; Acute Care | 28474 | M1204A | PHILIPS MEDICAL SYSTEMS CARDIAC & MONITORING SYSTEMS DIV | 7700
CHRISTIANA |  | HOSPITAL-CH | 0 | 3812A38766 | DE |  |  |  | MONITORING SYSTEMS; Physiologic; Acute Care | 36066 | M1204A | PHILIPS MEDICAL SYSTEMS CARDIAC & MONITORING SYSTEMS DIV | 5750
CHRISTIANA |  | HOSPITAL-CH | 0 | 3907A49302 | DE |  |  |  | MONITORING SYSTEMS; Physiologic; Acute Care | 28618 | M1204A | PHILIPS MEDICAL SYSTEMS CARDIAC & MONITORING SYSTEMS DIV | 7700
CHRISTIANA |  | HOSPITAL-CH | 0 | 3812A33511 | DE |  |  |  | MONITORING SYSTEMS; Physiologic; Acute Care | 27299 | M1204A | PHILIPS MEDICAL SYSTEMS CARDIAC & MONITORING SYSTEMS DIV | 10000
CHRISTIANA |  | HOSPITAL-CH | 0 | 3907A49299 | DE |  |  |  | MONITORING SYSTEMS; Physiologic; Acute Care | 28633 | M1204A | PHILIPS MEDICAL SYSTEMS CARDIAC & MONITORING SYSTEMS DIV | 7700
CHRISTIANA |  | HOSPITAL-CH | 0 | 3713A19203 | DE |  |  |  | MONITORING SYSTEMS; Physiologic; Acute Care | 25454 | M1204A | PHILIPS MEDICAL SYSTEMS CARDIAC & MONITORING SYSTEMS DIV | 10000
CHRISTIANA |  | HOSPITAL-CH | 0 | 4335A32189 | DE |  |  |  | MONITORING SYSTEMS; Physiologic; Acute Care | 37609 | M1204A | PHILIPS MEDICAL SYSTEMS CARDIAC & MONITORING SYSTEMS DIV | 9765.19
CHRISTIANA |  | HOSPITAL-CH | 0 | NONE | DE |  |  |  | MONITORING SYSTEMS; Physiologic; Acute Care | 27092 | M1204A | PHILIPS MEDICAL SYSTEMS CARDIAC & MONITORING SYSTEMS DIV | 10000
CHRISTIANA |  | HCCC | 0 | 3713A19198 | DE |  |  |  | MONITORING SYSTEMS; Physiologic; Acute Care | 25443 | M1204A | PHILIPS MEDICAL SYSTEMS CARDIAC & MONITORING SYSTEMS DIV | 10000
CHRISTIANA |  | HCCC | 0 | 3713A19194 | DE |  |  |  | MONITORING SYSTEMS; Physiologic; Acute Care | 25339 | M1204A | PHILIPS MEDICAL SYSTEMS CARDIAC & MONITORING SYSTEMS DIV | 10000
CHRISTIANA |  | HOSPITAL-CH | 0 | 4006A88024 | DE |  |  |  | MONITORING SYSTEMS; Physiologic; Acute Care | 39859 | M1204A | PHILIPS MEDICAL SYSTEMS CARDIAC & MONITORING SYSTEMS DIV | 4950
CHRISTIANA |  | HOSPITAL-CH | 0 | 3907A47548 | DE |  |  |  | MONITORING SYSTEMS; Physiologic; Acute Care | 28547 | M1204A | PHILIPS MEDICAL SYSTEMS CARDIAC & MONITORING SYSTEMS DIV | 7700
CHRISTIANA |  | HOSPITAL-CH | 0 | 3907A49576 | DE |  |  |  | MONITORING SYSTEMS; Physiologic; Acute Care | 39860 | M1204A | PHILIPS MEDICAL SYSTEMS CARDIAC & MONITORING SYSTEMS DIV | 4950
CHRISTIANA |  | HOSPITAL-CH | 0 | 3727A23803 | DE |  |  |  | MONITORING SYSTEMS; Physiologic; Acute Care | 26679 | M1204A | PHILIPS MEDICAL SYSTEMS CARDIAC & MONITORING SYSTEMS DIV | 10000
CHRISTIANA |  | HOSPITAL-CH | 0 | 3727A23359 | DE |  |  |  | MONITORING SYSTEMS; Physiologic; Acute Care | 26637 | M1204A | PHILIPS MEDICAL SYSTEMS CARDIAC & MONITORING SYSTEMS DIV | 10000
CHRISTIANA |  | HOSPITAL-CH | 0 | 3939A62853 | DE |  |  |  | MONITORING SYSTEMS; Physiologic; Acute Care | 39857 | M1204A | PHILIPS MEDICAL SYSTEMS CARDIAC & MONITORING SYSTEMS DIV | 4950
CHRISTIANA |  | HOSPITAL-CH | 0 | 3836A42068 | DE |  |  |  | MONITORING SYSTEMS; Physiologic; Acute Care | 28154 | M1204A | PHILIPS MEDICAL SYSTEMS CARDIAC & MONITORING SYSTEMS DIV | 7700
CHRISTIANA |  | HOSPITAL-CH | 0 | 3927A57932 | DE |  |  |  | MONITORING SYSTEMS; Physiologic; Acute Care | 39858 | M1204A | PHILIPS MEDICAL SYSTEMS CARDIAC & MONITORING SYSTEMS DIV | 4950
CHRISTIANA |  | HOSPITAL-CH | 0 | 3812A33080 | DE |  |  |  | MONITORING SYSTEMS; Physiologic; Acute Care | 39856 | M1204A | PHILIPS MEDICAL SYSTEMS CARDIAC & MONITORING SYSTEMS DIV | 4950
CHRISTIANA |  | HOSPITAL-CH | 0 | 4335A30437 | DE |  |  |  | MONITORING SYSTEMS; Physiologic; Acute Care | 36782 | M1204A | PHILIPS MEDICAL SYSTEMS CARDIAC & MONITORING SYSTEMS DIV | 10107.26
CHRISTIANA |  | HOSPITAL-CH | 0 | 4335A30436 | DE |  |  |  | MONITORING SYSTEMS; Physiologic; Acute Care | 36780 | M1204A | PHILIPS MEDICAL SYSTEMS CARDIAC & MONITORING SYSTEMS DIV | 10107.26
CHRISTIANA |  | HOSPITAL-CH | 0 | 3812A38716 | DE |  |  |  | MONITORING SYSTEMS; Physiologic; Acute Care | 36065 | M1204A | PHILIPS MEDICAL SYSTEMS CARDIAC & MONITORING SYSTEMS DIV | 5750
CHRISTIANA |  | HOSPITAL-CH | 0 | 3939A62607 | DE |  |  |  | MONITORING SYSTEMS; Physiologic; Acute Care | 39855 | M1204A | PHILIPS MEDICAL SYSTEMS CARDIAC & MONITORING SYSTEMS DIV | 4950
CHRISTIANA |  | HOSPITAL-CH | 0 | 3727A23806 | DE |  |  |  | MONITORING SYSTEMS; Physiologic; Acute Care | 26961 | M1204A | PHILIPS MEDICAL SYSTEMS CARDIAC & MONITORING SYSTEMS DIV | 10000
CHRISTIANA |  | HOSPITAL-CH | 0 | 4335A30443 | DE |  |  |  | MONITORING SYSTEMS; Physiologic; Acute Care | 36779 | M1204A | PHILIPS MEDICAL SYSTEMS CARDIAC & MONITORING SYSTEMS DIV | 10107.26
CHRISTIANA |  | HOSPITAL-CH | 0 | 3812A31957 | DE |  |  |  | MONITORING SYSTEMS; Physiologic; Acute Care | 39854 | M1204A | PHILIPS MEDICAL SYSTEMS CARDIAC & MONITORING SYSTEMS DIV | 4950
CHRISTIANA |  | HOSPITAL-CH | 0 | 3812A31953 | DE |  |  |  | MONITORING SYSTEMS; Physiologic; Acute Care | 28174 | M1204A | PHILIPS MEDICAL SYSTEMS CARDIAC & MONITORING SYSTEMS DIV | 7700
CHRISTIANA |  | HOSPITAL-CH | 0 | NONE | DE |  |  |  | MONITORING SYSTEMS; Physiologic; Acute Care | 27083 | M1204A | PHILIPS MEDICAL SYSTEMS CARDIAC & MONITORING SYSTEMS DIV | 10000
CHRISTIANA |  | CH-SURGI | 0 | 3907A47549 | DE |  |  |  | MONITORING SYSTEMS; Physiologic; Acute Care | 28531 | M1204A | PHILIPS MEDICAL SYSTEMS CARDIAC & MONITORING SYSTEMS DIV | 7700
CHRISTIANA |  | HOSPITAL-CH | 0 | 3907A49048 | DE |  |  |  | MONITORING SYSTEMS; Physiologic; Acute Care | 28135 | M1204A | PHILIPS MEDICAL SYSTEMS CARDIAC & MONITORING SYSTEMS DIV | 7700
CHRISTIANA |  | HOSPITAL-CH | 0 | 3950A68570 | DE |  |  |  | MONITORING SYSTEMS; Physiologic; Acute Care | 29765 | M1204A | PHILIPS MEDICAL SYSTEMS CARDIAC & MONITORING SYSTEMS DIV | 10953.53
CHRISTIANA |  | HOSPITAL-CH | 0 | 3727A23354 | DE |  |  |  | MONITORING SYSTEMS; Physiologic; Acute Care | 26597 | M1204A | PHILIPS MEDICAL SYSTEMS CARDIAC & MONITORING SYSTEMS DIV | 10000
CHRISTIANA |  | HOSPITAL-CH | 0 | 4335A32191 | DE |  | 2005-08-02 20:00 |  | MONITORING SYSTEMS; Physiologic; Acute Care | 37611 | M1204A | PHILIPS MEDICAL SYSTEMS CARDIAC & MONITORING SYSTEMS DIV | 9765.19
CHRISTIANA |  | HOSPITAL-CH | 0 | 3812A32325 | DE |  |  |  | MONITORING SYSTEMS; Physiologic; Acute Care | 26497 | M1204A | PHILIPS MEDICAL SYSTEMS CARDIAC & MONITORING SYSTEMS DIV | 10000
CHRISTIANA |  | HOSPITAL-CH | 0 | 3710A17025 | DE |  |  |  | MONITORING SYSTEMS; Physiologic; Acute Care | 26068 | M1204A | PHILIPS MEDICAL SYSTEMS CARDIAC & MONITORING SYSTEMS DIV | 10000
CHRISTIANA |  | HOSPITAL-CH | 0 | 3710A17026 | DE |  |  |  | MONITORING SYSTEMS; Physiologic; Acute Care | 26076 | M1204A | PHILIPS MEDICAL SYSTEMS CARDIAC & MONITORING SYSTEMS DIV | 10000
CHRISTIANA |  | HOSPITAL-CH | 0 | 4335A32192 | DE |  |  |  | MONITORING SYSTEMS; Physiologic; Acute Care | 37612 | M1204A | PHILIPS MEDICAL SYSTEMS CARDIAC & MONITORING SYSTEMS DIV | 9765.19
CHRISTIANA |  | HOSPITAL-CH | 0 | 3727A23802 | DE |  |  |  | MONITORING SYSTEMS; Physiologic; Acute Care | 26693 | M1204A | PHILIPS MEDICAL SYSTEMS CARDIAC & MONITORING SYSTEMS DIV | 10000
CHRISTIANA |  | HOSPITAL-CH | 0 | 3710A17022 | DE |  |  |  | MONITORING SYSTEMS; Physiologic; Acute Care | 26072 | M1204A | PHILIPS MEDICAL SYSTEMS CARDIAC & MONITORING SYSTEMS DIV | 10000
CHRISTIANA |  | HOSPITAL-CH | 0 | 3710A17023 | DE |  |  |  | MONITORING SYSTEMS; Physiologic; Acute Care | 26061 | M1204A | PHILIPS MEDICAL SYSTEMS CARDIAC & MONITORING SYSTEMS DIV | 10000
CHRISTIANA |  | HOSPITAL-WH | 0 | 3812A38606 | DE |  | 2005-11-16 19:00 |  | MONITORING SYSTEMS; Physiologic; Acute Care | 37898 | M1204A | PHILIPS MEDICAL SYSTEMS CARDIAC & MONITORING SYSTEMS DIV | 5950
CHRISTIANA |  | HOSPITAL-CH | 0 | 3710A17024 | DE |  |  |  | MONITORING SYSTEMS; Physiologic; Acute Care | 26080 | M1204A | PHILIPS MEDICAL SYSTEMS CARDIAC & MONITORING SYSTEMS DIV | 10000
CHRISTIANA |  | HCCC | 0 | 3713A19195 | DE |  |  |  | MONITORING SYSTEMS; Physiologic; Acute Care | 25437 | M1204A | PHILIPS MEDICAL SYSTEMS CARDIAC & MONITORING SYSTEMS DIV | 10000
CHRISTIANA |  | CH-SURGI | 0 | 3907A47550 | DE |  |  |  | MONITORING SYSTEMS; Physiologic; Acute Care | 28555 | M1204A | PHILIPS MEDICAL SYSTEMS CARDIAC & MONITORING SYSTEMS DIV | 7700
CHRISTIANA |  | HOSPITAL-CH | 0 | 3812A32328 | DE |  |  |  | MONITORING SYSTEMS; Physiologic; Acute Care | 47679 | M1204A | PHILIPS MEDICAL SYSTEMS CARDIAC & MONITORING SYSTEMS DIV | 10000
CHRISTIANA |  | HOSPITAL-CH | 0 | 3727A52438 | DE |  |  |  | MONITORING SYSTEMS; Physiologic; Acute Care | 27078 | M1204A | PHILIPS MEDICAL SYSTEMS CARDIAC & MONITORING SYSTEMS DIV | 10000
CHRISTIANA |  | HOSPITAL-CH | 0 | 3727A23808 | DE |  |  |  | MONITORING SYSTEMS; Physiologic; Acute Care | 26671 | M1204A | PHILIPS MEDICAL SYSTEMS CARDIAC & MONITORING SYSTEMS DIV | 10000
CHRISTIANA |  | HOSPITAL-CH | 0 | 3628A11657 | DE |  |  |  | MONITORING SYSTEMS; Physiologic; Acute Care | 27664 | M1204A | PHILIPS MEDICAL SYSTEMS CARDIAC & MONITORING SYSTEMS DIV | 10000
CHRISTIANA |  | HOSPITAL-CH | 0 | 3950A69076 | DE |  |  |  | MONITORING SYSTEMS; Physiologic; Acute Care | 30131 | M1204A | PHILIPS MEDICAL SYSTEMS CARDIAC & MONITORING SYSTEMS DIV | 20418.72
CHRISTIANA |  | HOSPITAL-CH | 0 | 3727A23807 | DE |  |  |  | MONITORING SYSTEMS; Physiologic; Acute Care | 26675 | M1204A | PHILIPS MEDICAL SYSTEMS CARDIAC & MONITORING SYSTEMS DIV | 10000
CHRISTIANA |  | HOSPITAL-CH | 0 | 4006A72775 | DE |  |  |  | MONITORING SYSTEMS; Physiologic; Acute Care | 30087 | M1204A | PHILIPS MEDICAL SYSTEMS CARDIAC & MONITORING SYSTEMS DIV | 10408
CHRISTIANA |  | HOSPITAL-CH | 0 | 3727A22326 | DE |  |  |  | MONITORING SYSTEMS; Physiologic; Acute Care | 48224 | M1204A | PHILIPS MEDICAL SYSTEMS CARDIAC & MONITORING SYSTEMS DIV | 10000
CHRISTIANA |  | HOSPITAL-CH | 0 | 3642A12232 | DE |  |  |  | MONITORING SYSTEMS; Physiologic; Acute Care | 27640 | M1204A | PHILIPS MEDICAL SYSTEMS CARDIAC & MONITORING SYSTEMS DIV | 10000
CHRISTIANA |  | HCCC | 0 | NONE | DE |  |  |  | Ergometers; Bicycle | 29501 | Schwinn Airdyne Evolution Comp | SCHWINN CYCLING AND FITNESS INC | 1697
CHRISTIANA |  | HCCC | 0 | NONE | DE |  |  |  | Ergometers; Bicycle | 29502 | Schwinn Airdyne Evolution Comp | SCHWINN CYCLING AND FITNESS INC | 1697
CHRISTIANA |  | HCCC | 0 | NONE | DE |  |  |  | Ergometers; Bicycle | 30110 | Schwinn Airdyne Evolution Comp | SCHWINN CYCLING AND FITNESS INC | 1697
CHRISTIANA |  | HOSPITAL-WH | 0 | 7880415 | DE |  |  |  | Cameras; Video; Endoscope | 42284 | CV-180 | OLYMPUS AMERICA INC | 19008
CHRISTIANA |  | HOSPITAL-CH | 0 | 81636 | DE |  |  |  | Printers; Video | 57777 | UP-DR80MD | SONY MEDICAL SYSTEMS | 6999.99
CHRISTIANA |  | HOSPITAL-CH | 0 | 86891 | DE |  | 2012-12-02 19:00 |  | Printers; Video | 50079 | UP-DR80MD | SONY MEDICAL SYSTEMS | 6999.99
CHRISTIANA |  | HOSPITAL-WH | 0 | EM3514 | DE |  |  |  | Tables; Operating | 21070 | Power Table 75 | RITTER-MIDWEST DIV SYBRON CORP | 2000
CHRISTIANA |  | HOSPITAL-CH | 0 | 24931 | DE |  |  |  | Mixers; Clinical Laboratory | 35404 | 12-812 | FISHER SCIENTIFIC | 750
CHRISTIANA |  | HOSPITAL-CH | 0 | 92-1245 | DE |  |  |  | Washers; Microplate | 26083 | OTC 200 | ORGANON TEKNIKA CORP | 8000
CHRISTIANA |  | HOSPITAL-CH | 0 | 923389 | DE |  |  |  | Tissue Embedding Equipment | 19754 | 4587 | MILES SCIENTIFIC DIV MILES LABORATORIES INC | 6000
CHRISTIANA |  | HOSPITAL-CH | 0 | NONE | DE |  |  |  | Lights; Examination | 51917 | GS 300 | CARDINAL | 720.12
CHRISTIANA |  | CH-SURGI | 0 | 049902 EJA | DE |  |  |  | Light Sources | 28830 | M2-150 | ELECTRO-SURGICAL INSTRUMENT CO | 1000
CHRISTIANA |  | HOSPITAL-CH | 0 | U0312352 | DE |  |  |  | Light Sources | 34671 | 828401 | DAVIS & GECK SUB AMERICAN HOME PRODUCTS CORP | 2999.99
CHRISTIANA |  | New Castle Center | 0 | 8891151 | DE |  |  |  | Stimulators; Electrical; Neuromuscular | 31971 | 380IF | PROMATEK MEDICAL SYSTEMS INC | 0
CHRISTIANA |  | New Castle Center | 0 | 822-032 | DE |  |  |  | Stimulators; Electrical; Neuromuscular | 31759 | 380IF | PROMATEK MEDICAL SYSTEMS INC | 0
CHRISTIANA |  | HOSPITAL-CH | 0 | 034H1N | DE |  |  |  | Scanning Systems; Ultrasonic; Portable | 37751 | ILOOK 25 | SonoSite Inc | 16042.5
CHRISTIANA |  | MAP II | 0 | 9945 | DE |  |  |  | Freezer | 23027 | C-2 | CHATTANOOGA GROUP DIV ENCORE MEDICAL CORP | 1854
CHRISTIANA |  | HOSPITAL-WH | 0 | NONE | DE |  |  |  | Scales; Patient; Floor | 31091 | 400 | GOMCO SURGICAL MFG CO | 0
CHRISTIANA |  | HOSPITAL-CH | 0 | 11211J84 | DE |  |  |  | Baths; Whirlpool | 15001 | 400 | FERNO-WASHINGTON INC | 0
CHRISTIANA |  | HOSPITAL-WH | 0 | 165 | DE |  |  |  | Incubators; Incubators; Laboratory; Aerobic | 19643 | 400 | Chicago Surgical | 0
CHRISTIANA |  |  | 0 | A1-1772 | DE |  |  |  | Anesthesia Kits; Paracervical | 27050 | 400 | GOMCO SURGICAL MFG CO | 0
CHRISTIANA |  | HOSPITAL-WH | 0 | 2207 | DE |  |  |  | Cameras; Multi-Image | 13779 | 606-22010 | DUNN INSTRUMENTS | 25000
CHRISTIANA |  | HOSPITAL-CH | 0 | 1030 | DE |  |  |  | Software; Digital Radiographic System; Dental | 26504 | 80060-0001A | CAMTRONICS MEDICAL SYSTEMS | 200000
CHRISTIANA |  | HOSPITAL-CH | 0 | 1052 | DE |  |  |  | Software; Digital Radiographic System; Dental | 26501 | 80060-0001A | CAMTRONICS MEDICAL SYSTEMS | 200000
CHRISTIANA |  | HOSPITAL-CH | 0 | ? | DE |  |  |  | X-Ray Film Mounts; Dental | BI-535 | MODULAR/AID | DUPONT MEDICAL PRODUCTS DIAGNOSTIC IMAGING DIV | 3000
CHRISTIANA |  | HOSPITAL-CH | 0 | ? | DE |  |  |  | X-Ray Film Mounts; Dental | BI-534 | MODULAR/AID | DUPONT MEDICAL PRODUCTS DIAGNOSTIC IMAGING DIV | 3000
CHRISTIANA |  | HOSPITAL-CH | 0 | ? | DE |  |  |  | X-Ray Film Mounts; Dental | BI-536 | MODULAR/AID | DUPONT MEDICAL PRODUCTS DIAGNOSTIC IMAGING DIV | 3000
CHRISTIANA |  | HOSPITAL-CH | 0 | ? | DE |  |  |  | X-Ray Film Mounts; Dental | BI-523 | MODULAR/AID | DUPONT MEDICAL PRODUCTS DIAGNOSTIC IMAGING DIV | 3000
CHRISTIANA |  | HOSPITAL-CH | 0 | ? | DE |  |  |  | X-Ray Film Mounts; Dental | BI-509 | MODULAR/AID | DUPONT MEDICAL PRODUCTS DIAGNOSTIC IMAGING DIV | 3000
CHRISTIANA |  |  | 0 | ? |  |  |  |  | X-Ray Film Mounts; Dental | BI-598 | MODULAR/AID | DUPONT MEDICAL PRODUCTS DIAGNOSTIC IMAGING DIV | 3000
CHRISTIANA |  | HOSPITAL-CH | 0 | ? | DE |  |  |  | X-Ray Film Mounts; Dental | BI-550 | MODULAR/AID | DUPONT MEDICAL PRODUCTS DIAGNOSTIC IMAGING DIV | 3000
CHRISTIANA |  | Middletown Care Center(Sleepy Hollow) | 0 | ? | DE |  |  |  | X-Ray Film Mounts; Dental | BI-589 | MODULAR/AID | DUPONT MEDICAL PRODUCTS DIAGNOSTIC IMAGING DIV | 3000
CHRISTIANA |  | HOSPITAL-WH | 0 | ? | DE |  |  |  | X-Ray Film Mounts; Dental | BI-573 | MODULAR/AID | DUPONT MEDICAL PRODUCTS DIAGNOSTIC IMAGING DIV | 3000
CHRISTIANA |  | HOSPITAL-WH | 0 | ? | DE |  |  |  | X-Ray Film Processors; Automatic | BI-202 | M6-AW | KODAK CLINICAL DIAGNOSTICS | 5000
CHRISTIANA |  | HOSPITAL-WH | 0 | NONE | DE |  |  |  | X-Ray Film Processors; Automatic | BI-205 | M6-AW | KODAK CLINICAL DIAGNOSTICS | 5000
CHRISTIANA |  | HOSPITAL-CH | 0 | 6260 | DE |  |  |  | X-Ray Film Processors; Automatic | 14644 | M6-AW | KODAK CLINICAL DIAGNOSTICS | 11900
CHRISTIANA |  | HOSPITAL-CH | 0 | ? | DE |  |  |  | X-Ray Film Processors; Automatic | BI-101 | M6-AW | KODAK CLINICAL DIAGNOSTICS | 5000
CHRISTIANA |  | HOSPITAL-CH | 0 | ? | DE |  |  |  | X-Ray Film Processors; Automatic | BI-105 | M6-AW | KODAK CLINICAL DIAGNOSTICS | 5000
CHRISTIANA |  | HOSPITAL-CH | 0 | ? | DE |  |  |  | X-Ray Film Processors; Automatic | BI-102 | M6-AW | KODAK CLINICAL DIAGNOSTICS | 5000
CHRISTIANA |  | HOSPITAL-WH | 0 | 42307ES9 | DE |  |  |  | Radiographic Units; CHEST; MANUAL | 21257 | Z.1B7.60L | GE MEDICAL SYSTEMS | 20000
CHRISTIANA |  | HOSPITAL-CH | 0 | 117396 | DE |  | 2001-01-28 19:00 |  | Detectors; Blood Flow; Ultrasonic | 31436 | 811-B Ultrasonic Doppler Flow Detector | PARKS MEDICAL ELECTRONICS INC | 1000
CHRISTIANA |  | HOSPITAL-CH | 0 | 105113 | DE |  |  |  | Detectors; Blood Flow; Ultrasonic | 28243 | 811-B Ultrasonic Doppler Flow Detector | PARKS MEDICAL ELECTRONICS INC | 1000
CHRISTIANA |  | HOSPITAL-CH | 0 | 811B-600014878 | DE |  |  |  | Detectors; Blood Flow; Ultrasonic | 52849 | 811-B Ultrasonic Doppler Flow Detector | PARKS MEDICAL ELECTRONICS INC | 1000
CHRISTIANA |  | HOSPITAL-CH | 0 | 800008139 | DE |  |  |  | Detectors; Blood Flow; Ultrasonic | 47125 | 811-B Ultrasonic Doppler Flow Detector | PARKS MEDICAL ELECTRONICS INC | 1000
CHRISTIANA |  | HOSPITAL-CH | 0 | 800008137 | DE |  |  |  | Detectors; Blood Flow; Ultrasonic | 47123 | 811-B Ultrasonic Doppler Flow Detector | PARKS MEDICAL ELECTRONICS INC | 1000
CHRISTIANA |  | HOSPITAL-CH | 0 | 81292 | DE |  |  |  | Detectors; Blood Flow; Ultrasonic | 21640 | 811-B Ultrasonic Doppler Flow Detector | PARKS MEDICAL ELECTRONICS INC | 1000
CHRISTIANA |  | HOSPITAL-CH | 0 | 81293 | DE |  |  |  | Detectors; Blood Flow; Ultrasonic | 21644 | 811-B Ultrasonic Doppler Flow Detector | PARKS MEDICAL ELECTRONICS INC | 1000
CHRISTIANA |  | HOSPITAL-CH | 0 | 60008141 | DE |  |  |  | Detectors; Blood Flow; Ultrasonic | 47126 | 811-B Ultrasonic Doppler Flow Detector | PARKS MEDICAL ELECTRONICS INC | 1000
CHRISTIANA |  | HOSPITAL-CH | 0 | 23095 | DE |  |  |  | Detectors; Blood Flow; Ultrasonic | 23095 | 811-B Ultrasonic Doppler Flow Detector | PARKS MEDICAL ELECTRONICS INC | 1000
CHRISTIANA |  | HOSPITAL-CH | 0 | 811B-600011428 | DE |  |  |  | Detectors; Blood Flow; Ultrasonic | 49099 | 811-B Ultrasonic Doppler Flow Detector | PARKS MEDICAL ELECTRONICS INC | 1000
CHRISTIANA |  | HOSPITAL-CH | 0 | 112646 | DE |  |  |  | Detectors; Blood Flow; Ultrasonic | 29861 | 811-B Ultrasonic Doppler Flow Detector | PARKS MEDICAL ELECTRONICS INC | 1000
CHRISTIANA |  | HOSPITAL-CH | 0 | 811B-600003016 | DE |  |  |  | Detectors; Blood Flow; Ultrasonic | 41408 | 811-B Ultrasonic Doppler Flow Detector | PARKS MEDICAL ELECTRONICS INC | 1000
CHRISTIANA |  | HOSPITAL-CH | 0 | 154622 | DE |  |  |  | Detectors; Blood Flow; Ultrasonic | 39349 | 811-B Ultrasonic Doppler Flow Detector | PARKS MEDICAL ELECTRONICS INC | 1000
CHRISTIANA |  | HOSPITAL-CH | 0 | 151343 | DE |  |  |  | Detectors; Blood Flow; Ultrasonic | 38361 | 811-B Ultrasonic Doppler Flow Detector | PARKS MEDICAL ELECTRONICS INC | 1000
CHRISTIANA |  | HOSPITAL-CH | 0 | 811B-099003764 | DE |  |  |  | Detectors; Blood Flow; Ultrasonic | 37753 | 811-B Ultrasonic Doppler Flow Detector | PARKS MEDICAL ELECTRONICS INC | 1000
CHRISTIANA |  | HOSPITAL-CH | 0 | 19047 | DE |  |  |  | Detectors; Blood Flow; Ultrasonic | 19047 | 811-B Ultrasonic Doppler Flow Detector | PARKS MEDICAL ELECTRONICS INC | 1000
CHRISTIANA |  | HOSPITAL-CH | 0 | 154623 | DE |  |  |  | Detectors; Blood Flow; Ultrasonic | 39350 | 811-B Ultrasonic Doppler Flow Detector | PARKS MEDICAL ELECTRONICS INC | 1000
CHRISTIANA |  | HOSPITAL-CH | 0 | 154621 | DE |  |  |  | Detectors; Blood Flow; Ultrasonic | 39345 | 811-B Ultrasonic Doppler Flow Detector | PARKS MEDICAL ELECTRONICS INC | 1000
CHRISTIANA |  | HOSPITAL-CH | 0 | 144155 | DE |  |  |  | Detectors; Blood Flow; Ultrasonic | 36826 | 811-B Ultrasonic Doppler Flow Detector | PARKS MEDICAL ELECTRONICS INC | 1000
CHRISTIANA |  |  | 0 | 74 | DE |  |  |  | Patient Transfer Aids | 34863 | 74 | Faaborglifton / Hover Tech | 5650
CHRISTIANA |  | HOSPITAL-CH | 0 | 1387261 | DE |  |  |  | Microscopes; Light; Laboratory | 29096 | Labophot Microscope | NIKON INSTRUMENTS INC | 500
CHRISTIANA |  | HOSPITAL-CH | 0 | 477903 | DE |  |  |  | Microscopes; Light; Laboratory | 29097 | Labophot Microscope | NIKON INSTRUMENTS INC | 500
CHRISTIANA |  | HOSPITAL-CH | 0 | LRLC00110 | DE |  |  |  | Nucleic Acid Processors; Sequencing | 42651 | Visble Genetics Opengene Long Read Tower | VISIBLE GENETICS INC | 5999.99
CHRISTIANA |  | HOSPITAL-CH | 0 | 0318M | DE |  |  |  | Pressure Measuring Units; Vascular Aneurysm | 31461 | 12710 | r4 Vascular Inc | 1999
CHRISTIANA |  | HOSPITAL-CH | 0 | 6700-4J-001 | DE |  |  |  | Tables; Operating | 37158 | 6700 | Skytron Div The KMW Group | 34999.99
CHRISTIANA |  | Woodstown | 0 | 8H80 | NJ |  |  |  | Cast Cutters (Retired) | 31841 | 9002-210 | Stryker Corp | 799.99
CHRISTIANA |  | CH-SURGI | 0 | 3218A00271 | DE |  |  |  | RECORDERS; GRAPHIC | 20360 | M1122A | PHILIPS MEDICAL SYSTEMS CARDIAC & MONITORING SYSTEMS DIV | 3000
CHRISTIANA |  | HOSPITAL-CH | 0 | 3203A00308 | DE |  |  |  | RECORDERS; GRAPHIC | 20253 | M1122A | PHILIPS MEDICAL SYSTEMS CARDIAC & MONITORING SYSTEMS DIV | 3000
CHRISTIANA |  | HOSPITAL-CH | 0 | 3249280 | DE |  |  |  | Radiographic/Fluoroscopic Units; Mobile | 25658 | BV25 | PHILIPS MEDICAL SYSTEMS NORTH AMERICA | 140000
CHRISTIANA |  | HOSPITAL-CH | 0 | Z311143 | DE |  |  |  | TEST EQUIPMENT; TEST EQUIPMENT | 64855 | STOPWATCH DIGITAL 365510/C-510 | EXTECH INSTRUMENTS CORP | 0
CHRISTIANA |  | HOSPITAL-CH | 0 | unknown | DE |  |  |  | TEST EQUIPMENT; TEST EQUIPMENT | 64870 | STOPWATCH DIGITAL 365510/C-510 | EXTECH INSTRUMENTS CORP | 0
CHRISTIANA |  | HOSPITAL-CH | 0 | 160245461 | DE |  |  |  | TEST EQUIPMENT; TEST EQUIPMENT | 64856 | STOPWATCH DIGITAL 365510/C-510 | EXTECH INSTRUMENTS CORP | 0
CHRISTIANA |  | HOSPITAL-CH | 0 | 1263231001 | DE |  |  |  | Automation Systems; Medication Dispensing; Clinical Pharmacy | ID33070 | ACUDOSEEXTCPU | MCKESSON CORP | 6000
CHRISTIANA |  | MIDDLETOWN ED | 0 | 17061302406 | DE |  | 2020-05-26 09:47 |  | Automation Systems; Medication Dispensing; Clinical Pharmacy | ID51485 | ACUDOSEEXTCPU | MCKESSON CORP | 950 | Purchased
CHRISTIANA |  | HOSPITAL-CH | 0 | 17230 | DE |  | 1988-08-27 20:00 |  | Microscopes; Light; Laboratory | 14161 | 16 | Carl Zeiss Meditec Inc | 8000
CHRISTIANA |  | HOSPITAL-CH | 0 | 392560 | DE |  |  |  | Microscopes; Light; Laboratory | 31504 | 16 | Carl Zeiss Meditec Inc | 0
CHRISTIANA |  | HOSPITAL-CH | 0 | 10110-08 | DE |  |  |  | Microscopes; Light; Operating | 27687 | OHS-1 | LEICA MICROSYSTEMS INC | 180000
CHRISTIANA |  | HOSPITAL-CH | 0 | 39201G19006 | DE |  |  |  | MONITORING SYSTEMS; Physiologic; Acute Care | 32369 | M1046B | PHILIPS MEDICAL SYSTEMS CARDIAC & MONITORING SYSTEMS DIV | 10311
CHRISTIANA |  | HOSPITAL-CH | 0 | 3920G18986 | DE |  |  |  | MONITORING SYSTEMS; Physiologic; Acute Care | 32364 | M1046B | PHILIPS MEDICAL SYSTEMS CARDIAC & MONITORING SYSTEMS DIV | 10311
CHRISTIANA |  | HOSPITAL-CH | 0 | 3920G18994 | DE |  |  |  | MONITORING SYSTEMS; Physiologic; Acute Care | 32384 | M1046B | PHILIPS MEDICAL SYSTEMS CARDIAC & MONITORING SYSTEMS DIV | 10311
CHRISTIANA |  | HOSPITAL-CH | 0 | 3920G19000 | DE |  |  |  | MONITORING SYSTEMS; Physiologic; Acute Care | 32326 | M1046B | PHILIPS MEDICAL SYSTEMS CARDIAC & MONITORING SYSTEMS DIV | 10311
CHRISTIANA |  | HOSPITAL-CH | 0 | 3920G19002 | DE |  |  |  | MONITORING SYSTEMS; Physiologic; Acute Care | 32441 | M1046B | PHILIPS MEDICAL SYSTEMS CARDIAC & MONITORING SYSTEMS DIV | 10311
CHRISTIANA |  | HOSPITAL-CH | 0 | 3920G18992 | DE |  |  |  | MONITORING SYSTEMS; Physiologic; Acute Care | 32400 | M1046B | PHILIPS MEDICAL SYSTEMS CARDIAC & MONITORING SYSTEMS DIV | 10311
CHRISTIANA |  | HOSPITAL-CH | 0 | 3920G18988 | DE |  |  |  | MONITORING SYSTEMS; Physiologic; Acute Care | 32469 | M1046B | PHILIPS MEDICAL SYSTEMS CARDIAC & MONITORING SYSTEMS DIV | 10311
CHRISTIANA |  | HOSPITAL-CH | 0 | 3920G18976 | DE |  |  |  | MONITORING SYSTEMS; Physiologic; Acute Care | 32371 | M1046B | PHILIPS MEDICAL SYSTEMS CARDIAC & MONITORING SYSTEMS DIV | 10311
CHRISTIANA |  | HOSPITAL-CH | 0 | 3920G18978 | DE |  |  |  | MONITORING SYSTEMS; Physiologic; Acute Care | 32312 | M1046B | PHILIPS MEDICAL SYSTEMS CARDIAC & MONITORING SYSTEMS DIV | 10311
CHRISTIANA |  | HOSPITAL-CH | 0 | 3920G18996 | DE |  |  |  | MONITORING SYSTEMS; Physiologic; Acute Care | 32409 | M1046B | PHILIPS MEDICAL SYSTEMS CARDIAC & MONITORING SYSTEMS DIV | 10311
CHRISTIANA |  | HOSPITAL-CH | 0 | 3920G19008 | DE |  |  |  | MONITORING SYSTEMS; Physiologic; Acute Care | 32353 | M1046B | PHILIPS MEDICAL SYSTEMS CARDIAC & MONITORING SYSTEMS DIV | 10311
CHRISTIANA |  | HOSPITAL-CH | 0 | 3920G18990 | DE |  |  |  | MONITORING SYSTEMS; Physiologic; Acute Care | 32401 | M1046B | PHILIPS MEDICAL SYSTEMS CARDIAC & MONITORING SYSTEMS DIV | 10311
CHRISTIANA |  | HOSPITAL-CH | 0 | 3920G18980 | DE |  |  |  | MONITORING SYSTEMS; Physiologic; Acute Care | 32377 | M1046B | PHILIPS MEDICAL SYSTEMS CARDIAC & MONITORING SYSTEMS DIV | 10311
CHRISTIANA |  | HOSPITAL-CH | 0 | 3920G19004 | DE |  |  |  | MONITORING SYSTEMS; Physiologic; Acute Care | 32425 | M1046B | PHILIPS MEDICAL SYSTEMS CARDIAC & MONITORING SYSTEMS DIV | 10311
CHRISTIANA |  | HOSPITAL-CH | 0 | 3920G18998 | DE |  |  |  | MONITORING SYSTEMS; Physiologic; Acute Care | 32417 | M1046B | PHILIPS MEDICAL SYSTEMS CARDIAC & MONITORING SYSTEMS DIV | 10311
CHRISTIANA |  | HOSPITAL-CH | 0 | 3920G18974 | DE |  |  |  | MONITORING SYSTEMS; Physiologic; Acute Care | 32319 | M1046B | PHILIPS MEDICAL SYSTEMS CARDIAC & MONITORING SYSTEMS DIV | 10311
CHRISTIANA |  | HOSPITAL-CH | 0 | 3920G19010 | DE |  |  |  | MONITORING SYSTEMS; Physiologic; Acute Care | 32433 | M1046B | PHILIPS MEDICAL SYSTEMS CARDIAC & MONITORING SYSTEMS DIV | 10311
CHRISTIANA |  | HOSPITAL-CH | 0 | K8844 | DE |  |  |  | MONITORING SYSTEMS; Physiologic; Acute Care | 24750 | 8710 | GE MEDICAL SYSTEMS | 7067.75
CHRISTIANA |  | HOSPITAL-CH | 0 | H4392 | DE |  |  |  | MONITORING SYSTEMS; Physiologic; Acute Care | 21041 | 8710 | GE MEDICAL SYSTEMS | 5131
CHRISTIANA |  | HOSPITAL-CH | 0 | H5220 | DE |  |  |  | MONITORING SYSTEMS; Physiologic; Acute Care | 21044 | 8710 | GE MEDICAL SYSTEMS | 2500
CHRISTIANA |  | HCCC | 0 | H5784 | DE |  |  |  | MONITORING SYSTEMS; Physiologic; Acute Care | 21045 | 8710 | GE MEDICAL SYSTEMS | 3908
CHRISTIANA |  | HOSPITAL-CH | 0 | K8127 | DE |  |  |  | MONITORING SYSTEMS; Physiologic; Acute Care | 25064 | 8710 | GE MEDICAL SYSTEMS | 7067.75
CHRISTIANA |  | HOSPITAL-CH | 0 | K8703 | DE |  |  |  | MONITORING SYSTEMS; Physiologic; Acute Care | 25065 | 8710 | GE MEDICAL SYSTEMS | 7067.75
CHRISTIANA |  | HOSPITAL-CH | 0 | H8568 | DE |  |  |  | MONITORING SYSTEMS; Physiologic; Acute Care | 22710 | 8710 | GE MEDICAL SYSTEMS | 3907
CHRISTIANA |  | HOSPITAL-CH | 0 | H4085 | DE |  |  |  | MONITORING SYSTEMS; Physiologic; Acute Care | 20680 | 8710 | GE MEDICAL SYSTEMS | 4919
CHRISTIANA |  | HOSPITAL-WH | 0 | 423622WK0 | DE |  |  |  | Cabinets; Storage; General-Purpose | 21281 | 46-289688617 | GE MEDICAL SYSTEMS | 50000
CHRISTIANA |  | HOSPITAL-CH | 0 | 0MD17300472 | DE |  |  |  | MONITORING SYSTEMS; Physiologic; Acute Care | 26906 | 90385 | Spacelabs Healthcare Inc An OSI Systems Co | 10000
CHRISTIANA |  | HOSPITAL-CH | 0 | 385-216193 | DE |  |  |  | MONITORING SYSTEMS; Physiologic; Acute Care | 28370 | 90385 | Spacelabs Healthcare Inc An OSI Systems Co | 13017.6
CHRISTIANA |  | HOSPITAL-CH | 0 | 385-216194 | DE |  |  |  | MONITORING SYSTEMS; Physiologic; Acute Care | 28365 | 90385 | Spacelabs Healthcare Inc An OSI Systems Co | 13400
CHRISTIANA |  | HOSPITAL-CH | 0 | 385-109594 | DE |  |  |  | MONITORING SYSTEMS; Physiologic; Acute Care | 25710 | 90385 | Spacelabs Healthcare Inc An OSI Systems Co | 10000
CHRISTIANA |  | HOSPITAL-CH | 0 | 385-110418 | DE |  |  |  | MONITORING SYSTEMS; Physiologic; Acute Care | 25695 | 90385 | Spacelabs Healthcare Inc An OSI Systems Co | 10000
CHRISTIANA |  | HOSPITAL-CH | 0 | 385-109121 | DE |  |  |  | MONITORING SYSTEMS; Physiologic; Acute Care | 25704 | 90385 | Spacelabs Healthcare Inc An OSI Systems Co | 10000
CHRISTIANA |  | HOSPITAL-CH | 0 | 385-109994 | DE |  |  |  | MONITORING SYSTEMS; Physiologic; Acute Care | 25698 | 90385 | Spacelabs Healthcare Inc An OSI Systems Co | 10000
CHRISTIANA |  | HOSPITAL-CH | 0 | 385-110253 | DE |  |  |  | MONITORING SYSTEMS; Physiologic; Acute Care | 26278 | 90385 | Spacelabs Healthcare Inc An OSI Systems Co | 7677
CHRISTIANA |  | HOSPITAL-CH | 0 | 385-109892 | DE |  |  |  | MONITORING SYSTEMS; Physiologic; Acute Care | 26272 | 90385 | Spacelabs Healthcare Inc An OSI Systems Co | 10000
CHRISTIANA |  | HOSPITAL-CH | 0 | 385-109778 | DE |  |  |  | MONITORING SYSTEMS; Physiologic; Acute Care | 26275 | 90385 | Spacelabs Healthcare Inc An OSI Systems Co | 10000
CHRISTIANA |  | HOSPITAL-CH | 0 | 385-216146 | DE |  |  |  | MONITORING SYSTEMS; Physiologic; Acute Care | 28364 | 90385 | Spacelabs Healthcare Inc An OSI Systems Co | 13400
CHRISTIANA |  | HOSPITAL-CH | 0 | 385-110265 | DE |  |  |  | MONITORING SYSTEMS; Physiologic; Acute Care | 26263 | 90385 | Spacelabs Healthcare Inc An OSI Systems Co | 10000
CHRISTIANA |  | HOSPITAL-CH | 0 | 385-110005 | DE |  |  |  | MONITORING SYSTEMS; Physiologic; Acute Care | 25713 | 90385 | Spacelabs Healthcare Inc An OSI Systems Co | 7677
CHRISTIANA |  | HOSPITAL-CH | 0 | 385-110262 | DE |  |  |  | MONITORING SYSTEMS; Physiologic; Acute Care | 26269 | 90385 | Spacelabs Healthcare Inc An OSI Systems Co | 10000
CHRISTIANA |  | HOSPITAL-CH | 0 | 385-110475 | DE |  |  |  | MONITORING SYSTEMS; Physiologic; Acute Care | 25719 | 90385 | Spacelabs Healthcare Inc An OSI Systems Co | 10000
CHRISTIANA |  | HOSPITAL-CH | 0 | 385-110442 | DE |  |  |  | MONITORING SYSTEMS; Physiologic; Acute Care | 25716 | 90385 | Spacelabs Healthcare Inc An OSI Systems Co | 10000
CHRISTIANA |  | HOSPITAL-CH | 0 | 385-110052 | DE |  |  |  | MONITORING SYSTEMS; Physiologic; Acute Care | 26257 | 90385 | Spacelabs Healthcare Inc An OSI Systems Co | 10000
CHRISTIANA |  | HOSPITAL-CH | 0 | 385-109960 | DE |  |  |  | MONITORING SYSTEMS; Physiologic; Acute Care | 26260 | 90385 | Spacelabs Healthcare Inc An OSI Systems Co | 10000
CHRISTIANA |  | HOSPITAL-CH | 0 | 385-110432 | DE |  |  |  | MONITORING SYSTEMS; Physiologic; Acute Care | 25740 | 90385 | Spacelabs Healthcare Inc An OSI Systems Co | 10000
CHRISTIANA |  | HOSPITAL-CH | 0 | 385-109804 | DE |  |  |  | MONITORING SYSTEMS; Physiologic; Acute Care | 25743 | 90385 | Spacelabs Healthcare Inc An OSI Systems Co | 10000
CHRISTIANA |  | HOSPITAL-CH | 0 | 385-109677 | DE |  |  |  | MONITORING SYSTEMS; Physiologic; Acute Care | 25746 | 90385 | Spacelabs Healthcare Inc An OSI Systems Co | 10000
CHRISTIANA |  | HOSPITAL-CH | 0 | OMD18500397 | DE |  |  |  | MONITORING SYSTEMS; Physiologic; Acute Care | 26251 | 90385 | Spacelabs Healthcare Inc An OSI Systems Co | 10000
CHRISTIANA |  | HOSPITAL-CH | 0 | 385-109640 | DE |  |  |  | MONITORING SYSTEMS; Physiologic; Acute Care | 25749 | 90385 | Spacelabs Healthcare Inc An OSI Systems Co | 10000
CHRISTIANA |  | HOSPITAL-CH | 0 | 385-109643 | DE |  |  |  | MONITORING SYSTEMS; Physiologic; Acute Care | 26253 | 90385 | Spacelabs Healthcare Inc An OSI Systems Co | 10000
CHRISTIANA |  | HOSPITAL-CH | 0 | 385-216131 | DE |  |  |  | MONITORING SYSTEMS; Physiologic; Acute Care | 28366 | 90385 | Spacelabs Healthcare Inc An OSI Systems Co | 13400
CHRISTIANA |  | HOSPITAL-CH | 0 | 385-109140 | DE |  |  |  | MONITORING SYSTEMS; Physiologic; Acute Care | 26255 | 90385 | Spacelabs Healthcare Inc An OSI Systems Co | 10000
CHRISTIANA |  | HOSPITAL-CH | 0 | 385-108373 | DE |  |  |  | MONITORING SYSTEMS; Physiologic; Acute Care | 31332 | 90385 | Spacelabs Healthcare Inc An OSI Systems Co | 14082
CHRISTIANA |  | HOSPITAL-CH | 0 | 385-110438 | DE |  |  |  | MONITORING SYSTEMS; Physiologic; Acute Care | 25722 | 90385 | Spacelabs Healthcare Inc An OSI Systems Co | 10000
CHRISTIANA |  | HOSPITAL-CH | 0 | 385-109786 | DE |  |  |  | MONITORING SYSTEMS; Physiologic; Acute Care | 25707 | 90385 | Spacelabs Healthcare Inc An OSI Systems Co | 10000
CHRISTIANA |  | HOSPITAL-CH | 0 | 385-110259 | DE |  |  |  | MONITORING SYSTEMS; Physiologic; Acute Care | 26266 | 90385 | Spacelabs Healthcare Inc An OSI Systems Co | 7677
CHRISTIANA |  | HOSPITAL-CH | 0 | 385-000810 | DE |  |  |  | MONITORING SYSTEMS; Physiologic; Acute Care | 31331 | 90385 | Spacelabs Healthcare Inc An OSI Systems Co | 14082
CHRISTIANA |  | HOSPITAL-CH | 0 | 385-109556 | DE |  |  |  | MONITORING SYSTEMS; Physiologic; Acute Care | 25725 | 90385 | Spacelabs Healthcare Inc An OSI Systems Co | 10000
CHRISTIANA |  | HOSPITAL-CH | 0 | 385-110380 | DE |  |  |  | MONITORING SYSTEMS; Physiologic; Acute Care | 25734 | 90385 | Spacelabs Healthcare Inc An OSI Systems Co | 10000
CHRISTIANA |  | HOSPITAL-CH | 0 | 385-109757 | DE |  |  |  | MONITORING SYSTEMS; Physiologic; Acute Care | 25701 | 90385 | Spacelabs Healthcare Inc An OSI Systems Co | 10000
CHRISTIANA |  | HOSPITAL-CH | 0 | 385-109846 | DE |  |  |  | MONITORING SYSTEMS; Physiologic; Acute Care | 31334 | 90385 | Spacelabs Healthcare Inc An OSI Systems Co | 14082
CHRISTIANA |  | HOSPITAL-CH | 0 | 385-217309 | DE |  |  |  | MONITORING SYSTEMS; Physiologic; Acute Care | 31336 | 90385 | Spacelabs Healthcare Inc An OSI Systems Co | 14082
CHRISTIANA |  | HOSPITAL-CH | 0 | 385-110399 | DE |  |  |  | MONITORING SYSTEMS; Physiologic; Acute Care | 25731 | 90385 | Spacelabs Healthcare Inc An OSI Systems Co | 10000
CHRISTIANA |  | HOSPITAL-CH | 0 | 385-109578 | DE |  |  |  | MONITORING SYSTEMS; Physiologic; Acute Care | 25737 | 90385 | Spacelabs Healthcare Inc An OSI Systems Co | 10000
CHRISTIANA |  | HOSPITAL-CH | 0 | 385-218473 | DE |  |  |  | MONITORING SYSTEMS; Physiologic; Acute Care | 29288 | 90385 | Spacelabs Healthcare Inc An OSI Systems Co | 10080
CHRISTIANA |  | HOSPITAL-CH | 0 | 385-218481 | DE |  |  |  | MONITORING SYSTEMS; Physiologic; Acute Care | 29290 | 90385 | Spacelabs Healthcare Inc An OSI Systems Co | 10080
CHRISTIANA |  | HOSPITAL-CH | 0 | 385-216147 | DE |  |  |  | MONITORING SYSTEMS; Physiologic; Acute Care | 28369 | 90385 | Spacelabs Healthcare Inc An OSI Systems Co | 13400
CHRISTIANA |  | HOSPITAL-CH | 0 | 385-215643 | DE |  |  |  | MONITORING SYSTEMS; Physiologic; Acute Care | 31333 | 90385 | Spacelabs Healthcare Inc An OSI Systems Co | 14082
CHRISTIANA |  | HOSPITAL-CH | 0 | 385-003365 | DE |  |  |  | MONITORING SYSTEMS; Physiologic; Acute Care | 31335 | 90385 | Spacelabs Healthcare Inc An OSI Systems Co | 14082
CHRISTIANA |  | HOSPITAL-CH | 0 | 385-109990 | DE |  |  |  | MONITORING SYSTEMS; Physiologic; Acute Care | 25728 | 90385 | Spacelabs Healthcare Inc An OSI Systems Co | 10000
CHRISTIANA |  | HOSPITAL-CH | 0 | 385-218477 | DE |  |  |  | MONITORING SYSTEMS; Physiologic; Acute Care | 29289 | 90385 | Spacelabs Healthcare Inc An OSI Systems Co | 10080
CHRISTIANA |  | HOSPITAL-CH | 0 | 385-218492 | DE |  |  |  | MONITORING SYSTEMS; Physiologic; Acute Care | 29287 | 90385 | Spacelabs Healthcare Inc An OSI Systems Co | 10080
CHRISTIANA |  | HOSPITAL-CH | 0 | 385-216168 | DE |  |  |  | MONITORING SYSTEMS; Physiologic; Acute Care | 28367 | 90385 | Spacelabs Healthcare Inc An OSI Systems Co | 13400
CHRISTIANA |  | HOSPITAL-CH | 0 | 385-108352 | DE |  |  |  | MONITORING SYSTEMS; Physiologic; Acute Care | 31338 | 90385 | Spacelabs Healthcare Inc An OSI Systems Co | 14082
CHRISTIANA |  | HOSPITAL-CH | 0 | 385-218282 | DE |  |  |  | MONITORING SYSTEMS; Physiologic; Acute Care | 31340 | 90385 | Spacelabs Healthcare Inc An OSI Systems Co | 14082
CHRISTIANA |  | HOSPITAL-CH | 0 | 385-113011 | DE |  |  |  | MONITORING SYSTEMS; Physiologic; Acute Care | 31337 | 90385 | Spacelabs Healthcare Inc An OSI Systems Co | 14082
CHRISTIANA |  | HOSPITAL-CH | 0 | 385-001070 | DE |  |  |  | MONITORING SYSTEMS; Physiologic; Acute Care | 31339 | 90385 | Spacelabs Healthcare Inc An OSI Systems Co | 14082
CHRISTIANA |  | HCCC | 0 | 720-3626 | DE |  |  |  | Visual Field Plotters | 31999 | 720 | ZEISS | 19999.99
CHRISTIANA |  | HOSPITAL-CH | 0 | 3371 | DE |  | 2019-06-13 15:53 |  | Blood Cell Processors (Retired) | 29922 | ISOLEX 300I | NEXELL THERAPEUTICS INC | 9999 | Purchased
CHRISTIANA |  | HOSPITAL-CH | 0 | 13121-166 | DE |  | 2013-12-26 19:00 |  | Warming Units; Multipurpose | 53019 | Warmer 7938 | Sage Products Inc | 7500
CHRISTIANA |  | HOSPITAL-CH | 0 | 00380-001-16784 | DE |  |  |  | Exercisers; Aerobic; Treadmill | 27318 | Quinton MedTrack CR60 | QUINTON INSTRUMENTS INC | 5000
CHRISTIANA |  | PMRI | 0 | 00380-001-16218 | DE |  |  |  | Exercisers; Aerobic; Treadmill | 26335 | Quinton MedTrack CR60 | QUINTON INSTRUMENTS INC | 5364
CHRISTIANA |  | PMRI | 0 | 00380-001-16233 | DE |  |  |  | Exercisers; Aerobic; Treadmill | 26331 | Quinton MedTrack CR60 | QUINTON INSTRUMENTS INC | 5364
CHRISTIANA |  | HCCC | 0 | 17787 | DE |  |  |  | Exercisers; Aerobic; Treadmill | 29078 | Quinton MedTrack CR60 | QUINTON INSTRUMENTS INC | 4999.99
CHRISTIANA |  | PMRI | 0 | 17355 | DE |  |  |  | Exercisers; Aerobic; Treadmill | 28787 | Quinton MedTrack CR60 | QUINTON INSTRUMENTS INC | 5187
CHRISTIANA |  | Middletown Care Center(Sleepy Hollow) | 0 | 00380-001-15197 | DE |  |  |  | Exercisers; Aerobic; Treadmill | 23212 | Quinton MedTrack CR60 | QUINTON INSTRUMENTS INC | 5000
CHRISTIANA |  | HCCC | 0 | 00380-001-15990 | DE |  |  |  | Exercisers; Aerobic; Treadmill | 25469 | Quinton MedTrack CR60 | QUINTON INSTRUMENTS INC | 5000
CHRISTIANA |  | HOSPITAL-CH | 0 | 00380-001-15204 | DE |  |  |  | Exercisers; Aerobic; Treadmill | 23520 | Quinton MedTrack CR60 | QUINTON INSTRUMENTS INC | 4999.99
CHRISTIANA |  | HOSPITAL-CH | 0 | 00380-001-15012 | DE |  |  |  | Exercisers; Aerobic; Treadmill | 23471 | Quinton MedTrack CR60 | QUINTON INSTRUMENTS INC | 5000
CHRISTIANA |  | MAP II | 0 | NONE | DE |  |  |  | Exercisers; Aerobic; Treadmill | 32169 | Quinton MedTrack CR60 | QUINTON INSTRUMENTS INC | 5000
CHRISTIANA |  | PMRI | 0 | 17102 | DE |  |  |  | Exercisers; Aerobic; Treadmill | 28790 | Quinton MedTrack CR60 | QUINTON INSTRUMENTS INC | 5187
CHRISTIANA |  | HCCC | 0 | 00380-001-16000 | DE |  |  |  | Exercisers; Aerobic; Treadmill | 25468 | Quinton MedTrack CR60 | QUINTON INSTRUMENTS INC | 5000
CHRISTIANA |  | PMRI | 0 | 16922 | DE |  |  |  | Exercisers; Aerobic; Treadmill | 28789 | Quinton MedTrack CR60 | QUINTON INSTRUMENTS INC | 5187
CHRISTIANA |  | HOSPITAL-CH | 0 | 00380-001-17812 | DE |  |  |  | Exercisers; Aerobic; Treadmill | 28754 | Quinton MedTrack CR60 | QUINTON INSTRUMENTS INC | 5187
CHRISTIANA |  | PMRI | 0 | 00380-001-16236 | DE |  |  |  | Exercisers; Aerobic; Treadmill | 26333 | Quinton MedTrack CR60 | QUINTON INSTRUMENTS INC | 5000
CHRISTIANA |  | PMRI | 0 | 16921 | DE |  |  |  | Exercisers; Aerobic; Treadmill | 28791 | Quinton MedTrack CR60 | QUINTON INSTRUMENTS INC | 5187
CHRISTIANA |  | PMRI | 0 | 00380-001-16234 | DE |  |  |  | Exercisers; Aerobic; Treadmill | 26334 | Quinton MedTrack CR60 | QUINTON INSTRUMENTS INC | 5364
CHRISTIANA |  | PMRI | 0 | 00380-001-16328 | DE |  |  |  | Exercisers; Aerobic; Treadmill | 26332 | Quinton MedTrack CR60 | QUINTON INSTRUMENTS INC | 5364
CHRISTIANA |  | MAP I | 0 | 00388-001-1782 | DE |  |  |  | Exercisers; Aerobic; Treadmill | 29465 | Quinton MedTrack CR60 | QUINTON INSTRUMENTS INC | 5000
CHRISTIANA |  | HOSPITAL-WH | 0 | 26692 | DE |  |  |  | Scanning Systems; Ultrasonic; Portable | 30167 | 21000 SERIES | DYMAX CORP DIV BARD ACCESS SYSTEMS | 11000
CHRISTIANA |  | WH SURGI | 0 | 21798 | DE |  |  |  | Scanning Systems; Ultrasonic; Portable | 27654 | 21000 SERIES | DYMAX CORP DIV BARD ACCESS SYSTEMS | 10950
CHRISTIANA |  | HOSPITAL-WH | 0 | BE-06104873 | DE |  | 2014-07-23 20:00 |  | Scanning Systems; Ultrasonic; Portable | 54304 | DP 6600 ULTRASOUND PORTABLE | Shenzhen Biocare Bio-Medical Equipment Co Ltd | 25000
CHRISTIANA |  | Annex | 0 | P236090P05 | DE |  |  |  | Sterilizing Units; Steam; Tabletop | 48122 | EAGLE 10+ | STERIS Corp | 0
CHRISTIANA |  | HOSPITAL-CH | 0 | 366 | DE |  |  |  | Incubators; Incubators; Laboratory; Aerobic | 13960 | 410 | Chicago Surgical | 5000
CHRISTIANA |  | HOSPITAL-CH | 0 | 1010-6-4143-056 | DE |  |  |  | Cameras; Multi-Image | 14635 | 10106 | MATRIX CORP | 8800
CHRISTIANA |  | HOSPITAL-WH | 0 | J0529837 | DE |  |  |  | THERMOMETERS; Electronic; Infrared; Ear | 39712 | 3000A | SHERWOOD MEDICAL CO SUB AMERICAN HOME PRODUCTS CORP | 1500
CHRISTIANA |  | HOSPITAL-CH | 0 | J0638587 | DE |  |  |  | THERMOMETERS; Electronic; Infrared; Ear | 39358 | 3000A | INTELLIGENT MEDICAL SYSTEMS INC | 1500
CHRISTIANA |  | HOSPITAL-CH | 0 | J0220172 | DE |  |  |  | THERMOMETERS; Electronic; Infrared; Ear | 32960 | 3000A | SHERWOOD MEDICAL CO SUB AMERICAN HOME PRODUCTS CORP | 1500
CHRISTIANA |  | HOSPITAL-CH | 0 | J0638135 | DE |  |  |  | THERMOMETERS; Electronic; Infrared; Ear | 39365 | 3000A | INTELLIGENT MEDICAL SYSTEMS INC | 1500
CHRISTIANA |  | CH-SURGI | 0 | J964333 | DE |  |  |  | THERMOMETERS; Electronic; Infrared; Ear | 46995 | 3000A | INTELLIGENT MEDICAL SYSTEMS INC | 1500
CHRISTIANA |  | HOSPITAL-CH | 0 | J0640817 | DE |  |  |  | THERMOMETERS; Electronic; Infrared; Ear | 39364 | 3000A | INTELLIGENT MEDICAL SYSTEMS INC | 1500
CHRISTIANA |  | HOSPITAL-CH | 0 | 11494 | DE |  |  |  | Angioplasty Systems; Atherotomy | 28930 | 3000A | Medrad Interventional/Possis | 0
CHRISTIANA |  | HOSPITAL-CH | 0 | 12269 | DE |  |  |  | Angioplasty Systems; Atherotomy | 38154 | 3000A | Medrad Interventional/Possis | 0
CHRISTIANA |  | HOSPITAL-CH | 0 | 11362 | DE |  |  |  | Angioplasty Systems; Atherotomy | 28184 | 3000A | Medrad Interventional/Possis | 0
CHRISTIANA |  | HOSPITAL-WH | 0 | 178 | DE |  |  |  | Sterilizing Units; Dry Heat | 13564 | A | PREMIER DENTAL PRODUCTS CO | 1500
CHRISTIANA |  | HOSPITAL-WH | 0 | 1760 | DE |  |  |  | Sterilizing Units; Dry Heat | 13551 | A | PREMIER DENTAL PRODUCTS CO | 1500
CHRISTIANA |  | HOSPITAL-CH | 0 | ? | DE |  |  |  | X-Ray Film Mounts; Dental | BI-522 | A | DUPONT MEDICAL PRODUCTS DIAGNOSTIC IMAGING DIV | 5000
CHRISTIANA |  | HOSPITAL-WH | 0 | ? | DE |  |  |  | X-Ray Film Processors; Automatic | BI-200 | DENTALL | FISHER | 5000
CHRISTIANA |  | HOSPITAL-CH | 0 | ? | DE |  |  |  | X-Ray Film Processors; Automatic | RA-270 | RA-270 | KODAK CLINICAL DIAGNOSTICS | 5000
CHRISTIANA |  | HOSPITAL-CH | 0 | 96Q1HX1 | DE |  | 2013-08-18 20:00 |  | Electroencephalographs | 45616 | EEG TOWER | XLTEK A Natus Medical Co | 56258.69
CHRISTIANA |  | HOSPITAL-CH | 0 | BGLSQW1 | DE |  | 2013-03-31 20:00 |  | Electroencephalographs | 51791 | EEG TOWER | XLTEK A Natus Medical Co | 56258.69
CHRISTIANA |  | HOSPITAL-CH | 0 | BGGTQW1 | DE |  | 2013-03-31 20:00 |  | Electroencephalographs | 51793 | EEG TOWER | XLTEK A Natus Medical Co | 56258.69
CHRISTIANA |  | HOSPITAL-WH | 0 | 1385 | DE |  |  |  | Flowmeters; Blood; Laser | 40350 | PeriFlux System 5000 5002 | Perimed Inc | 17606.25
CHRISTIANA |  | HOSPITAL-CH | 0 | 9573 | DE |  |  |  | Airway Clearance Units; Insufflation/Exsufflation | 28241 | 2-CMH | Emerson; J H Co | 2000
CHRISTIANA |  | HOSPITAL-CH | 0 | 9695 | DE |  |  |  | Airway Clearance Units; Insufflation/Exsufflation | 28344 | 2-CMH | Emerson; J H Co | 2000
CHRISTIANA |  | HOSPITAL-CH | 0 | 1322KE0265 | DE |  |  |  | Alarms; Occupancy; Bed | 54128 | Sitter Elite 8345 | POSEY COMPANY | 150
CHRISTIANA |  | HOSPITAL-CH | 0 | 1244KF0248 | DE |  |  |  | Alarms; Occupancy; Bed | 50679 | Sitter Elite 8345 | POSEY COMPANY | 150
CHRISTIANA |  | HOSPITAL-CH | 0 | 1410KE1070 | DE |  |  |  | Alarms; Occupancy; Bed | 54140 | Sitter Elite 8345 | POSEY COMPANY | 150
CHRISTIANA |  | HOSPITAL-CH | 0 | 1410KE1069 | DE |  |  |  | Alarms; Occupancy; Bed | 54139 | Sitter Elite 8345 | POSEY COMPANY | 150
CHRISTIANA |  | HOSPITAL-CH | 0 | 1410KE1072 | DE |  |  |  | Alarms; Occupancy; Bed | 54142 | Sitter Elite 8345 | POSEY COMPANY | 150
CHRISTIANA |  | HOSPITAL-WH | 0 | 12200301 | DE |  | 2012-11-10 19:00 |  | Alarms; Occupancy; Bed | 49750 | Sitter Elite 8345 | POSEY COMPANY | 150
CHRISTIANA |  | HOSPITAL-CH | 0 | 1322KE0272 | DE |  |  |  | Alarms; Occupancy; Bed | 54134 | Sitter Elite 8345 | POSEY COMPANY | 150
CHRISTIANA |  | HOSPITAL-WH | 0 | 12220058 | DE |  | 2012-11-19 19:00 |  | Alarms; Occupancy; Bed | 49771 | Sitter Elite 8345 | POSEY COMPANY | 150
CHRISTIANA |  | HOSPITAL-WH | 0 | 1335KF0629 | DE |  | 2012-11-10 19:00 |  | Alarms; Occupancy; Bed | 49751 | Sitter Elite 8345 | POSEY COMPANY | 150
CHRISTIANA |  | HOSPITAL-WH | 0 | C072376 | DE |  |  |  | Alarms; Occupancy; Chair/Wheelchair | C072376 | BV | BED-CHECK CORP | 0
CHRISTIANA |  | HOSPITAL-WH | 0 | C072375 | DE |  |  |  | Alarms; Occupancy; Chair/Wheelchair | C072375 | BV | BED-CHECK CORP | 0
CHRISTIANA |  | HOSPITAL-WH | 0 | C072380 | DE |  |  |  | Alarms; Occupancy; Chair/Wheelchair | C072380 | BV | BED-CHECK CORP | 0
CHRISTIANA |  | HOSPITAL-WH | 0 | C072381 | DE |  |  |  | Alarms; Occupancy; Chair/Wheelchair | C072381 | BV | BED-CHECK CORP | 0
CHRISTIANA |  | HOSPITAL-WH | 0 | C072378 | DE |  |  |  | Alarms; Occupancy; Chair/Wheelchair | C072378 | BV | BED-CHECK CORP | 0
CHRISTIANA |  | HOSPITAL-WH | 0 | C072379 | DE |  |  |  | Alarms; Occupancy; Chair/Wheelchair | C072379 | BV | BED-CHECK CORP | 0
CHRISTIANA |  | HOSPITAL-WH | 0 | C072377 | DE |  |  |  | Alarms; Occupancy; Chair/Wheelchair | C072377 | BV | BED-CHECK CORP | 0
CHRISTIANA |  | HOSPITAL-WH | 0 | C072383 | DE |  |  |  | Alarms; Occupancy; Chair/Wheelchair | C072383 | BV | BED-CHECK CORP | 0
CHRISTIANA |  | HOSPITAL-WH | 0 | C072384 | DE |  |  |  | Alarms; Occupancy; Chair/Wheelchair | C072384 | BV | BED-CHECK CORP | 0
CHRISTIANA |  | HOSPITAL-WH | 0 | C072382 | DE |  |  |  | Alarms; Occupancy; Chair/Wheelchair | C072382 | BV | BED-CHECK CORP | 0
CHRISTIANA |  | HOSPITAL-CH | 0 | 62223138 | DE |  |  |  | MONITORING SYSTEMS; Physiologic; Acute Care | 40254 | ATLAS / 622 | CARDINAL | 4538
CHRISTIANA |  | WH SURGI | 0 | 4717 | DE |  |  |  | Lights; Examination | 51900 | 152-001 Ritter Exam Light | RITTER-MIDWEST DIV SYBRON CORP | 305.99
CHRISTIANA |  | HOSPITAL-CH | 0 | 30506 | DE |  | 2007-09-30 20:00 |  | Apheresis Units; Therapeutic; Phototherapy | 40221 | Therakos UVAR XTS Photopheresis System | JOHNSON & JOHNSON CORP | 37200
CHRISTIANA |  | CH-SURGI | 0 | 37017j16d0 | DE |  | 2017-01-25 19:00 |  | Radiofrequency Therapy Systems; Tissue Ablation; Endometrial | 64219 | NovaSure Endometrial Ablation | Hologic Inc | 15000
CHRISTIANA |  | CH-SURGI | 0 | 37018J16D0 | DE |  | 2017-01-25 19:00 |  | Radiofrequency Therapy Systems; Tissue Ablation; Endometrial | 64220 | NovaSure Endometrial Ablation | Hologic Inc | 15000
CHRISTIANA |  | HOSPITAL-CH | 0 | 1075 | DE |  |  |  | Cooling Units; Patient | 41656 | 60010-US | OLYMPIC MEDICAL CORP A NATUS MEDICAL CO | 74633
CHRISTIANA |  | HOSPITAL-CH | 0 | Monitor:1075/Tower:1077 | DE |  |  |  | Cooling Units; Patient | 41657 | 60010-US | OLYMPIC MEDICAL CORP A NATUS MEDICAL CO | 0
CHRISTIANA |  | HOSPITAL-CH | 0 | Monitor:1158/Tower:7033 | DE |  |  |  | Cooling Units; Patient | 46200 | 60010-US | OLYMPIC MEDICAL CORP A NATUS MEDICAL CO | 44955
CHRISTIANA |  | HCCC | 0 | 327941 | DE |  |  |  | Dynamometer Exercise Systems; Computerized | 48181 | 01160 DYNAMOMETER | LAFAYETTE INSTRUMENT CO INC | 0
CHRISTIANA |  | MAP II | 0 | 038R9N | DE |  |  |  | Scanning Systems; Ultrasonic; Portable | 42346 | MicroMaxx Ultrasound System | SonoSite Inc | 14113
CHRISTIANA |  | HOSPITAL-CH | 0 | 39014 | DE |  |  |  | Scanning Systems; Ultrasonic; Portable | 39961 | MicroMaxx Ultrasound System | SonoSite Inc | 43800
CHRISTIANA |  | HOSPITAL-CH | 0 | O35VQW | DE |  |  |  | Scanning Systems; Ultrasonic; Portable | 36018 | MicroMaxx Ultrasound System | SonoSite Inc | 14113
CHRISTIANA |  | HOSPITAL-CH | 0 | 035VQW | DE |  |  |  | Scanning Systems; Ultrasonic; Portable | 38285 | MicroMaxx Ultrasound System | SonoSite Inc | 14113
CHRISTIANA |  | HOSPITAL-CH | 0 | 41256 | DE |  | 2015-04-30 20:00 |  | GENERATOR; STEAM-None | Upper Bay Gen 2 | 30KW 208 V | STERIS Corp | 15000
CHRISTIANA |  | HOSPITAL-CH | 0 | 45037 | DE |  | 2015-04-30 20:00 |  | GENERATOR; STEAM-None | Upper Bay gen 1 | 30KW 208 V | STERIS Corp | 15000
CHRISTIANA |  | CANCER CENTER | 0 | NONE | DE |  |  |  | Lights; Examination | 34433 | N/A | PICKER INTERNATIONAL LTD | 0
CHRISTIANA |  | HOSPITAL-CH | 0 | NONE | DE |  |  |  | View Boxes; X-Ray; Motorized | BI-840 | N/A | PICKER INTERNATIONAL LTD | 0
CHRISTIANA |  | HOSPITAL-CH | 0 | NONE | DE |  |  |  | View Boxes; X-Ray; Motorized | BI-826 | N/A | PICKER INTERNATIONAL LTD | 0
CHRISTIANA |  | HOSPITAL-CH | 0 | NONE | DE |  |  |  | View Boxes; X-Ray; Motorized | BI-828 | N/A | PICKER INTERNATIONAL LTD | 0
CHRISTIANA |  | HOSPITAL-CH | 0 | NONE | DE |  |  |  | View Boxes; X-Ray; Motorized | BI-827 | N/A | PICKER INTERNATIONAL LTD | 0
CHRISTIANA |  | HOSPITAL-CH | 0 | NONE | DE |  |  |  | View Boxes; X-Ray; Motorized | BI-830 | N/A | PICKER INTERNATIONAL LTD | 0
CHRISTIANA |  | HOSPITAL-CH | 0 | NONE | DE |  |  |  | View Boxes; X-Ray; Motorized | BI-829 | N/A | PICKER INTERNATIONAL LTD | 0
CHRISTIANA |  | HOSPITAL-CH | 0 | NONE | DE |  |  |  | View Boxes; X-Ray; Motorized | BI-831 | N/A | PICKER INTERNATIONAL LTD | 0
CHRISTIANA |  | HOSPITAL-CH | 0 | NONE | DE |  |  |  | View Boxes; X-Ray; Motorized | BI-832 | N/A | PICKER INTERNATIONAL LTD | 0
CHRISTIANA |  | HOSPITAL-CH | 0 | NONE | DE |  |  |  | View Boxes; X-Ray; Motorized | BI-834 | N/A | PICKER INTERNATIONAL LTD | 0
CHRISTIANA |  | HOSPITAL-CH | 0 | NONE | DE |  |  |  | View Boxes; X-Ray; Motorized | BI-833 | N/A | PICKER INTERNATIONAL LTD | 0
CHRISTIANA |  | HOSPITAL-CH | 0 | NONE | DE |  |  |  | View Boxes; X-Ray; Motorized | BI-835 | N/A | PICKER INTERNATIONAL LTD | 0
CHRISTIANA |  | HOSPITAL-CH | 0 | NONE | DE |  |  |  | View Boxes; X-Ray; Motorized | BI-836 | N/A | PICKER INTERNATIONAL LTD | 0
CHRISTIANA |  | HOSPITAL-CH | 0 | NONE | DE |  |  |  | View Boxes; X-Ray; Motorized | BI-838 | N/A | PICKER INTERNATIONAL LTD | 0
CHRISTIANA |  | HOSPITAL-CH | 0 | NONE | DE |  |  |  | View Boxes; X-Ray; Motorized | BI-837 | N/A | PICKER INTERNATIONAL LTD | 0
CHRISTIANA |  | HOSPITAL-CH | 0 | NONE | DE |  |  |  | View Boxes; X-Ray; Motorized | BI-839 | N/A | PICKER INTERNATIONAL LTD | 0
CHRISTIANA |  | HOSPITAL-CH | 0 | NONE | DE |  |  |  | View Boxes; X-Ray; Motorized | BI-842 | N/A | PICKER INTERNATIONAL LTD | 0
CHRISTIANA |  | HOSPITAL-CH | 0 | NONE | DE |  |  |  | View Boxes; X-Ray; Motorized | BI-825 | N/A | PICKER INTERNATIONAL LTD | 0
CHRISTIANA |  | HOSPITAL-CH | 0 | NONE | DE |  |  |  | View Boxes; X-Ray; Motorized | BI-841 | N/A | PICKER INTERNATIONAL LTD | 0
CHRISTIANA |  | HOSPITAL-CH | 0 | NONE | DE |  |  |  | View Boxes; X-Ray; Motorized | BI-813 | N/A | PICKER INTERNATIONAL LTD | 0
CHRISTIANA |  | HOSPITAL-CH | 0 | NONE | DE |  |  |  | View Boxes; X-Ray; Motorized | BI-814 | N/A | PICKER INTERNATIONAL LTD | 0
CHRISTIANA |  | HOSPITAL-CH | 0 | NONE | DE |  |  |  | View Boxes; X-Ray; Motorized | BI-815 | N/A | PICKER INTERNATIONAL LTD | 0
CHRISTIANA |  | HOSPITAL-CH | 0 | NONE | DE |  |  |  | View Boxes; X-Ray; Motorized | BI-818 | N/A | PICKER INTERNATIONAL LTD | 0
CHRISTIANA |  | HOSPITAL-CH | 0 | NONE | DE |  |  |  | View Boxes; X-Ray; Motorized | BI-820 | N/A | PICKER INTERNATIONAL LTD | 0
CHRISTIANA |  | HOSPITAL-CH | 0 | NONE | DE |  |  |  | View Boxes; X-Ray; Motorized | BI-817 | N/A | PICKER INTERNATIONAL LTD | 0
CHRISTIANA |  | HOSPITAL-CH | 0 | NONE | DE |  |  |  | View Boxes; X-Ray; Motorized | BI-819 | N/A | PICKER INTERNATIONAL LTD | 0
CHRISTIANA |  | HOSPITAL-CH | 0 | NONE | DE |  |  |  | View Boxes; X-Ray; Motorized | BI-843 | N/A | PICKER INTERNATIONAL LTD | 0
CHRISTIANA |  | HOSPITAL-CH | 0 | NONE | DE |  |  |  | View Boxes; X-Ray; Motorized | BI-844 | N/A | PICKER INTERNATIONAL LTD | 0
CHRISTIANA |  | HOSPITAL-CH | 0 | NONE | DE |  |  |  | View Boxes; X-Ray; Motorized | BI-846 | N/A | PICKER INTERNATIONAL LTD | 0
CHRISTIANA |  | HOSPITAL-CH | 0 | NONE | DE |  |  |  | View Boxes; X-Ray; Motorized | BI-845 | N/A | PICKER INTERNATIONAL LTD | 0
CHRISTIANA |  | HOSPITAL-CH | 0 | NONE | DE |  |  |  | View Boxes; X-Ray; Motorized | BI-847 | N/A | PICKER INTERNATIONAL LTD | 0
CHRISTIANA |  | HOSPITAL-CH | 0 | NONE | DE |  |  |  | View Boxes; X-Ray; Motorized | BI-848 | N/A | PICKER INTERNATIONAL LTD | 0
CHRISTIANA |  | HOSPITAL-CH | 0 | NONE | DE |  |  |  | View Boxes; X-Ray; Motorized | BI-850 | N/A | PICKER INTERNATIONAL LTD | 0
CHRISTIANA |  | HOSPITAL-CH | 0 | NONE | DE |  |  |  | View Boxes; X-Ray; Motorized | BI-849 | N/A | PICKER INTERNATIONAL LTD | 0
CHRISTIANA |  | HOSPITAL-CH | 0 | NONE | DE |  |  |  | View Boxes; X-Ray; Motorized | BI-812 | N/A | PICKER INTERNATIONAL LTD | 0
CHRISTIANA |  | HOSPITAL-WH | 0 | M16659 | DE |  |  |  | Projectors; Chart; Eye | 27038 | N/A | MARCO PRODUCTS CO | 0
CHRISTIANA |  | HOSPITAL-CH | 0 | 9402183 | DE |  |  |  | Microscopes; Light; Laboratory | 30639 | N/A | ACCUSCOPE/VINELAND MEDICAL PRODUCTS INC | 1425
CHRISTIANA |  | Claymont | 0 | NONE | DE |  |  |  | Lights; Examination | 33512 | N/A | MIDMARK CORP | 800
CHRISTIANA |  | HOSPITAL-CH | 0 | NONE | DE |  |  |  | Detectors; Blood Flow; Ultrasonic | 17952 | N/A | MEDASONICS INC | 0
CHRISTIANA |  | HOSPITAL-CH | 0 | B033526 | DE |  |  |  | Scales; Clinical; Laboratory | 22008 | XD-8K | DENVER INSTRUMENT CO | 1500
CHRISTIANA |  | HOSPITAL-CH | 0 | D04950161 | DE |  | 1995-04-03 20:00 |  | Lights; Surgical; Stand-Alone | 23007 | Infinity Surgical Light IN9S | Skytron Div The KMW Group | 2991
CHRISTIANA |  | HOSPITAL-CH | 0 | 950158 | DE |  |  |  | Lights; Surgical; Stand-Alone | 25930 | Infinity Surgical Light IN9S | Skytron Div The KMW Group | 800
CHRISTIANA |  | HOSPITAL-CH | 0 | D04940167 | DE |  |  |  | Lights; Surgical; Stand-Alone | 25299 | Infinity Surgical Light IN9S | Skytron Div The KMW Group | 400
CHRISTIANA |  | EDUCATION | 0 | 6 | DE |  |  |  | Lights; Surgical; Stand-Alone | 49218 | Infinity Surgical Light IN9S | Skytron Div The KMW Group | 1500
CHRISTIANA |  | EDUCATION | 0 | 5588 | DE |  |  |  | Lights; Surgical; Stand-Alone | 49217 | Infinity Surgical Light IN9S | Skytron Div The KMW Group | 1500
CHRISTIANA |  | HOSPITAL-CH | 0 | 570062000000 | DE |  |  |  | Scales; Patient; Floor | 48377 | Mechanical column scale 700 | SECA | 189
CHRISTIANA |  | HCCC | 0 | 10228 | DE |  |  |  | Scales; Patient; Floor | 48253 | Mechanical column scale 700 | SECA | 189
CHRISTIANA |  | Smyrna Health & Wellness Center | 0 | 5700160000000 | DE |  |  |  | Scales; Patient; Floor | 39811 | Mechanical column scale 700 | SECA | 1500 | Purchased
CHRISTIANA |  | West Grove Medical Office Building | 0 | 14976 | DE |  |  |  | Scales; Patient; Floor | 41608 | Mechanical column scale 700 | SECA | 189 | Purchased
CHRISTIANA |  | HOSPITAL-CH | 0 | 5700290000000 | DE |  |  |  | Scales; Patient; Floor | 46424 | Mechanical column scale 700 | SECA | 189
CHRISTIANA |  | HOSPITAL-CH | 0 | 1863150001 | DE |  |  |  | Automation Systems; Medication Dispensing; Clinical Pharmacy | ID33051 | ACUD-AUX | MCKESSON CORP | 6900
CHRISTIANA |  | HOSPITAL-CH | 0 | 1863212001 | DE |  |  |  | Automation Systems; Medication Dispensing; Clinical Pharmacy | ID33053 | ACUD-AUX | MCKESSON CORP | 6900
CHRISTIANA |  | HOSPITAL-WH | 0 | 130613000000 | DE |  | 2021-07-19 14:17 |  | Automation Systems; Medication Dispensing; Clinical Pharmacy | 52248 | ACUD-AUX | MCKESSON CORP | 6900
CHRISTIANA |  | Neuroscience Center | 0 | 3940980 | DE |  |  |  | Positive Airway Pressure Units; Continuous | 37638 | SYNCHRONY BIPAP | RESPIRONICS INC | 9.99
CHRISTIANA |  | Neuroscience Center | 0 | 3937932 | DE |  |  |  | Positive Airway Pressure Units; Continuous | 37637 | SYNCHRONY BIPAP | RESPIRONICS INC | 9.99
CHRISTIANA |  | Neuroscience Center | 0 | 3597368 | DE |  |  |  | Positive Airway Pressure Units; Continuous | 37640 | SYNCHRONY BIPAP | RESPIRONICS INC | 9.99
CHRISTIANA |  | Neuroscience Center | 0 | 3937934 | DE |  |  |  | Positive Airway Pressure Units; Continuous | 37639 | SYNCHRONY BIPAP | RESPIRONICS INC | 9.99
CHRISTIANA |  | Neuroscience Center | 0 | 3394581 | DE |  |  |  | Positive Airway Pressure Units; Continuous | 37641 | SYNCHRONY BIPAP | RESPIRONICS INC | 9.99
CHRISTIANA |  | Neuroscience Center | 0 | 3479532 | DE |  |  |  | Positive Airway Pressure Units; Continuous | 37642 | SYNCHRONY BIPAP | RESPIRONICS INC | 9.99
CHRISTIANA |  | Neuroscience Center | 0 | 3436275 | DE |  |  |  | Positive Airway Pressure Units; Continuous | 37690 | SYNCHRONY BIPAP | RESPIRONICS INC | 9.99
CHRISTIANA |  | HOSPITAL-CH | 0 | 3436266 | DE |  |  |  | Positive Airway Pressure Units; Continuous | 40498 | SYNCHRONY BIPAP | RESPIRONICS INC | 9.99
CHRISTIANA |  | Neuroscience Center | 0 | 3436271 | DE |  |  |  | Positive Airway Pressure Units; Continuous | 37643 | SYNCHRONY BIPAP | RESPIRONICS INC | 9.99
CHRISTIANA |  | Neuroscience Center | 0 | 3433199 | DE |  |  |  | Positive Airway Pressure Units; Continuous | 37599 | SYNCHRONY BIPAP | RESPIRONICS INC | 9.99
CHRISTIANA |  | Neuroscience Center | 0 | 3733170 | DE |  |  |  | Positive Airway Pressure Units; Continuous | 37598 | SYNCHRONY BIPAP | RESPIRONICS INC | 9.99
CHRISTIANA |  | HOSPITAL-WH | 0 | 60013 | DE |  |  |  | Microscopes; Light; Laboratory | 13440 | CK | ALLIED HEALTHCARE PRODUCTS INC | 1591
CHRISTIANA |  | HOSPITAL-CH | 0 | M050603-D | DE |  |  |  | Microscopes; Light; Operating | 34672 | MS-2 | LEICA MICROSYSTEMS INC | 29999.99
CHRISTIANA |  | HOSPITAL-CH | 0 | 042202-2 | DE |  |  |  | Microscopes; Light; Operating | 33302 | MS-2 | LEICA MICROSYSTEMS INC | 0
CHRISTIANA |  | HOSPITAL-CH | 0 | 13106813 | DE |  |  |  | Microscopes; Light; Operating | 34521 | MS-2 | LEICA MICROSYSTEMS INC | 29999.99
CHRISTIANA |  | HOSPITAL-WH | 0 | 8749 | DE |  |  |  | Sterilizing Units; Dry Heat | 20083 | B | PREMIER DENTAL PRODUCTS CO | 1500
CHRISTIANA |  | HOSPITAL-CH | 0 | 3601A60560 | DE |  |  |  | MONITORING SYSTEMS; Physiologic; Acute Care | 23688 | M1176A "66" | PHILIPS MEDICAL SYSTEMS CARDIAC & MONITORING SYSTEMS DIV | 10999
CHRISTIANA |  | HOSPITAL-WH | 0 | 3744A73686 | DE |  |  |  | MONITORING SYSTEMS; Physiologic; Acute Care | 27151 | M1176A "66" | PHILIPS MEDICAL SYSTEMS CARDIAC & MONITORING SYSTEMS DIV | 10000
CHRISTIANA |  | HOSPITAL-CH | 0 | 3601A60539 | DE |  |  |  | MONITORING SYSTEMS; Physiologic; Acute Care | 23690 | M1176A "66" | PHILIPS MEDICAL SYSTEMS CARDIAC & MONITORING SYSTEMS DIV | 10000
CHRISTIANA |  | HOSPITAL-CH | 0 | 3601A60537 | DE |  |  |  | MONITORING SYSTEMS; Physiologic; Acute Care | 23692 | M1176A "66" | PHILIPS MEDICAL SYSTEMS CARDIAC & MONITORING SYSTEMS DIV | 10999
CHRISTIANA |  | HOSPITAL-CH | 0 | 3601A60559 | DE |  |  |  | MONITORING SYSTEMS; Physiologic; Acute Care | 23696 | M1176A "66" | PHILIPS MEDICAL SYSTEMS CARDIAC & MONITORING SYSTEMS DIV | 10999
CHRISTIANA |  | HOSPITAL-CH | 0 | 3601A60558 | DE |  |  |  | MONITORING SYSTEMS; Physiologic; Acute Care | 23698 | M1176A "66" | PHILIPS MEDICAL SYSTEMS CARDIAC & MONITORING SYSTEMS DIV | 10999
CHRISTIANA |  | HOSPITAL-WH | 0 | 3744A73685 | DE |  |  |  | MONITORING SYSTEMS; Physiologic; Acute Care | 27145 | M1176A "66" | PHILIPS MEDICAL SYSTEMS CARDIAC & MONITORING SYSTEMS DIV | 10000
CHRISTIANA |  | HOSPITAL-CH | 0 | 3510A54466 | DE |  |  |  | MONITORING SYSTEMS; Physiologic; Acute Care | 22992 | M1176A "66" | PHILIPS MEDICAL SYSTEMS CARDIAC & MONITORING SYSTEMS DIV | 10000
CHRISTIANA |  | HOSPITAL-CH | 0 | 3505A07217 | DE |  |  |  | MONITORING SYSTEMS; Physiologic; Acute Care | 23704 | M1176A "66" | PHILIPS MEDICAL SYSTEMS CARDIAC & MONITORING SYSTEMS DIV | 10000
CHRISTIANA |  | HOSPITAL-CH | 0 | 3601A60536 | DE |  |  |  | MONITORING SYSTEMS; Physiologic; Acute Care | 23708 | M1176A "66" | PHILIPS MEDICAL SYSTEMS CARDIAC & MONITORING SYSTEMS DIV | 10000
CHRISTIANA |  | HOSPITAL-CH | 0 | 3510A54467 | DE |  |  |  | MONITORING SYSTEMS; Physiologic; Acute Care | 22997 | M1176A "66" | PHILIPS MEDICAL SYSTEMS CARDIAC & MONITORING SYSTEMS DIV | 10000
CHRISTIANA |  | HOSPITAL-WH | 0 | 3744A73688 | DE |  |  |  | MONITORING SYSTEMS; Physiologic; Acute Care | 27147 | M1176A "66" | PHILIPS MEDICAL SYSTEMS CARDIAC & MONITORING SYSTEMS DIV | 10000
CHRISTIANA |  | HOSPITAL-CH | 0 | 3601A60534 | DE |  |  |  | MONITORING SYSTEMS; Physiologic; Acute Care | 23700 | M1176A "66" | PHILIPS MEDICAL SYSTEMS CARDIAC & MONITORING SYSTEMS DIV | 10999
CHRISTIANA |  | HOSPITAL-CH | 0 | 3601A60535 | DE |  |  |  | MONITORING SYSTEMS; Physiologic; Acute Care | 23702 | M1176A "66" | PHILIPS MEDICAL SYSTEMS CARDIAC & MONITORING SYSTEMS DIV | 10999
CHRISTIANA |  | HOSPITAL-CH | 0 | 3601A60561 | DE |  |  |  | MONITORING SYSTEMS; Physiologic; Acute Care | 23682 | M1176A "66" | PHILIPS MEDICAL SYSTEMS CARDIAC & MONITORING SYSTEMS DIV | 10000
CHRISTIANA |  | HOSPITAL-CH | 0 | 3601A60557 | DE |  |  |  | MONITORING SYSTEMS; Physiologic; Acute Care | 23684 | M1176A "66" | PHILIPS MEDICAL SYSTEMS CARDIAC & MONITORING SYSTEMS DIV | 10999
CHRISTIANA |  | HOSPITAL-WH | 0 | 3744A73687 | DE |  |  |  | MONITORING SYSTEMS; Physiologic; Acute Care | 27149 | M1176A "66" | PHILIPS MEDICAL SYSTEMS CARDIAC & MONITORING SYSTEMS DIV | 10000
CHRISTIANA |  | HOSPITAL-CH | 0 | 3601A60538 | DE |  |  |  | MONITORING SYSTEMS; Physiologic; Acute Care | 23710 | M1176A "66" | PHILIPS MEDICAL SYSTEMS CARDIAC & MONITORING SYSTEMS DIV | 10000
CHRISTIANA |  | HOSPITAL-CH | 0 | 3601A60556 | DE |  |  |  | MONITORING SYSTEMS; Physiologic; Acute Care | 23686 | M1176A "66" | PHILIPS MEDICAL SYSTEMS CARDIAC & MONITORING SYSTEMS DIV | 10999
CHRISTIANA |  | HOSPITAL-CH | 0 | 8176 | DE |  |  |  | MONITORING SYSTEMS; Physiologic; Acute Care | 16745 | VSM-1 | PHYSIO-CONTROL CORP | 8021
CHRISTIANA |  | HOSPITAL-WH | 0 | 4395 | DE |  |  |  | Traction Units; Intermittent | 31981 | TX-1 | CHATTANOOGA GROUP DIV ENCORE MEDICAL CORP | 1999.99
CHRISTIANA |  | New Castle Center | 0 | 4400 | DE |  |  |  | Traction Units; Intermittent | 31979 | TX-1 | CHATTANOOGA GROUP DIV ENCORE MEDICAL CORP | 1999.99
CHRISTIANA |  |  | 0 | 4002 | DE |  | 1988-08-27 20:00 |  | Traction Units; Intermittent | 13708 | TX-1 | CHATTANOOGA GROUP DIV ENCORE MEDICAL CORP | 2000
CHRISTIANA |  | Stoney Batter Medical Pavilion | 0 | 4755 | DE |  |  |  | Traction Units; Intermittent | 31443 | TX-1 | CHATTANOOGA GROUP DIV ENCORE MEDICAL CORP | 1999.99
CHRISTIANA |  | HOSPITAL-WH | 0 | 175 | DE |  |  |  | Scales; Patient; Bedside; Sling | 19521 | 50 | COY LABORATORY PRODUCTS INC | 2479
CHRISTIANA |  | HOSPITAL-CH | 0 | 10528 | DE |  |  |  | Incubators; Incubators; Laboratory; Aerobic | 19115 | 50 | COY LABORATORY PRODUCTS INC | 0
CHRISTIANA |  | HOSPITAL-CH | 0 | 1047 | DE |  |  |  | Pumps; Extracorporeal Perfusion | 57599 | 02450-00114 circulator 8.0 | EIGHT MEDICAL CORPORATION | 2500
CHRISTIANA |  | HOSPITAL-CH | 0 | 1063 | DE |  | 2012-10-09 20:00 |  | Pumps; Extracorporeal Perfusion | 45586 | 02450-00114 circulator 8.0 | EIGHT MEDICAL CORPORATION | 2500
CHRISTIANA |  | HOSPITAL-CH | 0 | 1018 | DE |  | 2017-03-12 20:00 |  | Pumps; Extracorporeal Perfusion | t0053 | 02450-00114 circulator 8.0 | EIGHT MEDICAL CORPORATION | 2500
CHRISTIANA |  | HOSPITAL-CH | 0 | 1050 | DE |  |  |  | Pumps; Extracorporeal Perfusion | 62687 | 02450-00114 circulator 8.0 | EIGHT MEDICAL CORPORATION | 2500
CHRISTIANA |  | HOSPITAL-CH | 0 | 1014 | DE |  | 2017-11-02 20:00 |  | Pumps; Extracorporeal Perfusion | 65701 | 02450-00114 circulator 8.0 | EIGHT MEDICAL CORPORATION | 2500
CHRISTIANA |  | HOSPITAL-CH | 0 | GFFY10867 | DE |  |  |  | Regulators; Suction; Tracheal | 23106 | ISU | GE MEDICAL SYSTEMS | 483
CHRISTIANA |  | HOSPITAL-WH | 0 | GFFC05491 | DE |  |  |  | Regulators; Suction; Tracheal | 28139 | ISU | GE MEDICAL SYSTEMS | 475
CHRISTIANA |  | HOSPITAL-CH | 0 | GFFWO1640 | DE |  |  |  | Regulators; Suction; Tracheal | 19979 | ISU | GE MEDICAL SYSTEMS | 500
CHRISTIANA |  | HOSPITAL-CH | 0 | GFFY10866 | DE |  |  |  | Regulators; Suction; Tracheal | 23101 | ISU | GE MEDICAL SYSTEMS | 483
CHRISTIANA |  | HOSPITAL-CH | 0 | GFFY10862 | DE |  |  |  | Regulators; Suction; Tracheal | 23104 | ISU | GE MEDICAL SYSTEMS | 483
CHRISTIANA |  | HOSPITAL-CH | 0 | GFFY10864 | DE |  |  |  | Regulators; Suction; Tracheal | 23107 | ISU | GE MEDICAL SYSTEMS | 483
CHRISTIANA |  | HOSPITAL-CH | 0 | GFFD03348 | DE |  |  |  | Regulators; Suction; Tracheal | 30294 | ISU | GE MEDICAL SYSTEMS | 483
CHRISTIANA |  | HOSPITAL-CH | 0 | GFFY10832 | DE |  |  |  | Regulators; Suction; Tracheal | 23108 | ISU | GE MEDICAL SYSTEMS | 483
CHRISTIANA |  | HOSPITAL-CH | 0 | GFFZ21326 | DE |  |  |  | Regulators; Suction; Tracheal | 26307 | ISU | GE MEDICAL SYSTEMS | 500
CHRISTIANA |  | HOSPITAL-CH | 0 | GFFU06372 | DE |  |  |  | Regulators; Suction; Tracheal | 18974 | ISU | GE MEDICAL SYSTEMS | 412.5
CHRISTIANA |  | HOSPITAL-CH | 0 | GFFU06375 | DE |  |  |  | Regulators; Suction; Tracheal | 18977 | ISU | GE MEDICAL SYSTEMS | 412.5
CHRISTIANA |  | HOSPITAL-CH | 0 | GFFE03543 | DE |  |  |  | Regulators; Suction; Tracheal | 28906 | ISU | GE MEDICAL SYSTEMS | 487.5
CHRISTIANA |  | HOSPITAL-CH | 0 | GFFY10833 | DE |  |  |  | Regulators; Suction; Tracheal | 23109 | ISU | GE MEDICAL SYSTEMS | 483
CHRISTIANA |  | HOSPITAL-CH | 0 | GFFZ21317 | DE |  |  |  | Regulators; Suction; Tracheal | 26306 | ISU | GE MEDICAL SYSTEMS | 500
CHRISTIANA |  | HOSPITAL-WH | 0 | GFFZ21321 | DE |  |  |  | Regulators; Suction; Tracheal | 26308 | ISU | GE MEDICAL SYSTEMS | 500
CHRISTIANA |  | HOSPITAL-CH | 0 | GFFU06376 | DE |  |  |  | Regulators; Suction; Tracheal | 18976 | ISU | GE MEDICAL SYSTEMS | 412.5
CHRISTIANA |  | HOSPITAL-CH | 0 | GFFE03544 | DE |  |  |  | Regulators; Suction; Tracheal | 28905 | ISU | GE MEDICAL SYSTEMS | 487.5
CHRISTIANA |  | HOSPITAL-CH | 0 | GFFX18814 | DE |  |  |  | Regulators; Suction; Tracheal | 42207 | ISU | GE MEDICAL SYSTEMS | 382
CHRISTIANA |  | HOSPITAL-CH | 0 | GFFU06367 | DE |  |  |  | Regulators; Suction; Tracheal | 18979 | ISU | GE MEDICAL SYSTEMS | 412.5
CHRISTIANA |  | HOSPITAL-WH | 0 | GFFY01572 | DE |  |  |  | Regulators; Suction; Tracheal | 22114 | ISU | GE MEDICAL SYSTEMS | 500
CHRISTIANA |  | HOSPITAL-CH | 0 | GFFW12451 | DE |  |  |  | Regulators; Suction; Tracheal | 20470 | ISU | GE MEDICAL SYSTEMS | 500
CHRISTIANA |  | HOSPITAL-CH | 0 | GFFA11411 | DE |  |  |  | Regulators; Suction; Tracheal | 26304 | ISU | GE MEDICAL SYSTEMS | 500
CHRISTIANA |  | HOSPITAL-CH | 0 | GFFV21890 | DE |  |  |  | Regulators; Suction; Tracheal | 21033 | ISU | GE MEDICAL SYSTEMS | 500
CHRISTIANA |  | HOSPITAL-CH | 0 | GFFT09862 | DE |  |  |  | Regulators; Suction; Tracheal | 18207 | ISU | GE MEDICAL SYSTEMS | 382
CHRISTIANA |  | HOSPITAL-CH | 0 | GFFD03368 | DE |  |  |  | Regulators; Suction; Tracheal | 30291 | ISU | GE MEDICAL SYSTEMS | 487.5
CHRISTIANA |  | HOSPITAL-CH | 0 | GFFD03352 | DE |  |  |  | Regulators; Suction; Tracheal | 30293 | ISU | GE MEDICAL SYSTEMS | 487.5
CHRISTIANA |  | HOSPITAL-CH | 0 | GFFY10838 | DE |  |  |  | Regulators; Suction; Tracheal | 23110 | ISU | GE MEDICAL SYSTEMS | 483
CHRISTIANA |  | HOSPITAL-CH | 0 | GFFT09867 | DE |  |  |  | Regulators; Suction; Tracheal | 18209 | ISU | GE MEDICAL SYSTEMS | 382
CHRISTIANA |  | HOSPITAL-CH | 0 | GFFD03343 | DE |  |  |  | Regulators; Suction; Tracheal | 30292 | ISU | GE MEDICAL SYSTEMS | 487.5
CHRISTIANA |  | HOSPITAL-CH | 0 | GFFD03335 | DE |  |  |  | Regulators; Suction; Tracheal | 30295 | ISU | GE MEDICAL SYSTEMS | 487.5
CHRISTIANA |  | HOSPITAL-CH | 0 | GFFZ213119 | DE |  |  |  | Regulators; Suction; Tracheal | 26305 | ISU | GE MEDICAL SYSTEMS | 500
CHRISTIANA |  | HOSPITAL-CH | 0 | GFFY10850 | DE |  |  |  | Regulators; Suction; Tracheal | 23111 | ISU | GE MEDICAL SYSTEMS | 483
CHRISTIANA |  | HOSPITAL-CH | 0 | GFFY10855 | DE |  |  |  | Regulators; Suction; Tracheal | 23086 | ISU | GE MEDICAL SYSTEMS | 483
CHRISTIANA |  | HOSPITAL-WH | 0 | GFFY10856 | DE |  |  |  | Regulators; Suction; Tracheal | 23088 | ISU | GE MEDICAL SYSTEMS | 483
CHRISTIANA |  | HOSPITAL-CH | 0 | GFFD03354 | DE |  |  |  | Regulators; Suction; Tracheal | 30298 | ISU | GE MEDICAL SYSTEMS | 487.5
CHRISTIANA |  | HOSPITAL-WH | 0 | GFFX09490 | DE |  |  |  | Regulators; Suction; Tracheal | 21230 | ISU | GE MEDICAL SYSTEMS | 517.5
CHRISTIANA |  | HOSPITAL-WH | 0 | GFFW12452 | DE |  |  |  | Regulators; Suction; Tracheal | 20703 | ISU | GE MEDICAL SYSTEMS | 500
CHRISTIANA |  | HOSPITAL-CH | 0 | GFFY10841 | DE |  |  |  | Regulators; Suction; Tracheal | 23114 | ISU | GE MEDICAL SYSTEMS | 483
CHRISTIANA |  | HOSPITAL-CH | 0 | GFFY10837 | DE |  |  |  | Regulators; Suction; Tracheal | 23117 | ISU | GE MEDICAL SYSTEMS | 483
CHRISTIANA |  | HOSPITAL-WH | 0 | GFFY10852 | DE |  |  |  | Regulators; Suction; Tracheal | 23085 | ISU | GE MEDICAL SYSTEMS | 483
CHRISTIANA |  | HOSPITAL-WH | 0 | GFFY10853 | DE |  |  |  | Regulators; Suction; Tracheal | 23087 | ISU | GE MEDICAL SYSTEMS | 483
CHRISTIANA |  | HOSPITAL-WH | 0 | GFFY10854 | DE |  |  |  | Regulators; Suction; Tracheal | 23089 | ISU | GE MEDICAL SYSTEMS | 483
CHRISTIANA |  | HOSPITAL-CH | 0 | GFFWO285 | DE |  |  |  | Regulators; Suction; Tracheal | 20219 | ISU | GE MEDICAL SYSTEMS | 500
CHRISTIANA |  | HOSPITAL-CH | 0 | GFFD03349 | DE |  |  |  | Regulators; Suction; Tracheal | 30297 | ISU | GE MEDICAL SYSTEMS | 487.5
CHRISTIANA |  | HOSPITAL-CH | 0 | GFFD03334 | DE |  |  |  | Regulators; Suction; Tracheal | 30299 | ISU | GE MEDICAL SYSTEMS | 487.5
CHRISTIANA |  | HOSPITAL-WH | 0 | GFFU18013 | DE |  |  |  | Regulators; Suction; Tracheal | 20806 | ISU | GE MEDICAL SYSTEMS | 500
CHRISTIANA |  | HOSPITAL-CH | 0 | GFFW12449 | DE |  |  |  | Regulators; Suction; Tracheal | 20704 | ISU | GE MEDICAL SYSTEMS | 500
CHRISTIANA |  | HOSPITAL-CH | 0 | GFFY10831 | DE |  |  |  | Regulators; Suction; Tracheal | 23113 | ISU | GE MEDICAL SYSTEMS | 483
CHRISTIANA |  | HOSPITAL-CH | 0 | GFFY10849 | DE |  |  |  | Regulators; Suction; Tracheal | 23115 | ISU | GE MEDICAL SYSTEMS | 483
CHRISTIANA |  | HOSPITAL-WH | 0 | GFFY10872 | DE |  |  |  | Regulators; Suction; Tracheal | 23090 | ISU | GE MEDICAL SYSTEMS | 483
CHRISTIANA |  | HOSPITAL-CH | 0 | GFFY10847 | DE |  |  |  | Regulators; Suction; Tracheal | 23098 | ISU | GE MEDICAL SYSTEMS | 483
CHRISTIANA |  | HOSPITAL-WH | 0 | GFFU18012 | DE |  |  |  | Regulators; Suction; Tracheal | 20809 | ISU | GE MEDICAL SYSTEMS | 500
CHRISTIANA |  | HOSPITAL-CH | 0 | GFFW12455 | DE |  |  |  | Regulators; Suction; Tracheal | 20705 | ISU | GE MEDICAL SYSTEMS | 500
CHRISTIANA |  | HOSPITAL-WH | 0 | GFFY10835 | DE |  |  |  | Regulators; Suction; Tracheal | 23097 | ISU | GE MEDICAL SYSTEMS | 483
CHRISTIANA |  | HOSPITAL-CH | 0 | GFFZ21312 | DE |  |  |  | Regulators; Suction; Tracheal | 26316 | ISU | GE MEDICAL SYSTEMS | 500
CHRISTIANA |  | HOSPITAL-CH | 0 | GFFY10830 | DE |  |  |  | Regulators; Suction; Tracheal | 23076 | ISU | GE MEDICAL SYSTEMS | 483
CHRISTIANA |  | HOSPITAL-CH | 0 | GFFY10825 | DE |  |  |  | Regulators; Suction; Tracheal | 23078 | ISU | GE MEDICAL SYSTEMS | 483
CHRISTIANA |  | HOSPITAL-CH | 0 | GFFT09865 | DE |  |  |  | Regulators; Suction; Tracheal | 18203 | ISU | GE MEDICAL SYSTEMS | 382
CHRISTIANA |  | HOSPITAL-CH | 0 | GFFT09860 | DE |  |  |  | Regulators; Suction; Tracheal | 18206 | ISU | GE MEDICAL SYSTEMS | 382
CHRISTIANA |  | HOSPITAL-CH | 0 | GFFD03336 | DE |  |  |  | Regulators; Suction; Tracheal | 30329 | ISU | GE MEDICAL SYSTEMS | 487.5
CHRISTIANA |  | HOSPITAL-WH | 0 | GFFC05490 | DE |  |  |  | Regulators; Suction; Tracheal | 28140 | ISU | GE MEDICAL SYSTEMS | 500
CHRISTIANA |  | HOSPITAL-CH | 0 | GFFWO1638 | DE |  |  |  | Regulators; Suction; Tracheal | 19600 | ISU | GE MEDICAL SYSTEMS | 500
CHRISTIANA |  | HOSPITAL-CH | 0 | GFFD03332 | DE |  |  |  | Regulators; Suction; Tracheal | 30327 | ISU | GE MEDICAL SYSTEMS | 487.5
CHRISTIANA |  | HOSPITAL-CH | 0 | GFFY10823 | DE |  |  |  | Regulators; Suction; Tracheal | 23075 | ISU | GE MEDICAL SYSTEMS | 483
CHRISTIANA |  | HOSPITAL-WH | 0 | GFFY10839 | DE |  |  |  | Regulators; Suction; Tracheal | 23077 | ISU | GE MEDICAL SYSTEMS | 483
CHRISTIANA |  | HOSPITAL-CH | 0 | GFFT09861 | DE |  |  |  | Regulators; Suction; Tracheal | 18204 | ISU | GE MEDICAL SYSTEMS | 382
CHRISTIANA |  | HOSPITAL-CH | 0 | GFFA11412 | DE |  |  |  | Regulators; Suction; Tracheal | 26301 | ISU | GE MEDICAL SYSTEMS | 500
CHRISTIANA |  | HOSPITAL-CH | 0 | GFFD03331 | DE |  |  |  | Regulators; Suction; Tracheal | 30326 | ISU | GE MEDICAL SYSTEMS | 487.5
CHRISTIANA |  | HOSPITAL-CH | 0 | GFFD03367 | DE |  |  |  | Regulators; Suction; Tracheal | 30328 | ISU | GE MEDICAL SYSTEMS | 487.5
CHRISTIANA |  | HOSPITAL-CH | 0 | GFFY10829 | DE |  |  |  | Regulators; Suction; Tracheal | 23081 | ISU | GE MEDICAL SYSTEMS | 483
CHRISTIANA |  | HOSPITAL-CH | 0 | GFFY10871 | DE |  |  |  | Regulators; Suction; Tracheal | 23083 | ISU | GE MEDICAL SYSTEMS | 483
CHRISTIANA |  | HOSPITAL-CH | 0 | GFFU18015 | DE |  |  |  | Regulators; Suction; Tracheal | 19303 | ISU | GE MEDICAL SYSTEMS | 500
CHRISTIANA |  | HOSPITAL-CH | 0 | GFFY10840 | DE |  |  |  | Regulators; Suction; Tracheal | 23079 | ISU | GE MEDICAL SYSTEMS | 483
CHRISTIANA |  | HOSPITAL-WH | 0 | GFFY10870 | DE |  |  |  | Regulators; Suction; Tracheal | 23082 | ISU | GE MEDICAL SYSTEMS | 483
CHRISTIANA |  | HOSPITAL-CH | 0 | GFFY10863 | DE |  |  |  | Regulators; Suction; Tracheal | 23084 | ISU | GE MEDICAL SYSTEMS | 483
CHRISTIANA |  | HOSPITAL-CH | 0 | GFFU18016 | DE |  |  |  | Regulators; Suction; Tracheal | 19304 | ISU | GE MEDICAL SYSTEMS | 500
CHRISTIANA |  | HOSPITAL-CH | 0 | GFFV01829 | DE |  |  |  | Regulators; Suction; Tracheal | 21610 | ISU | GE MEDICAL SYSTEMS | 500
CHRISTIANA |  | HOSPITAL-CH | 0 | GFFY10845 | DE |  |  |  | Regulators; Suction; Tracheal | 23064 | ISU | GE MEDICAL SYSTEMS | 483
CHRISTIANA |  | HOSPITAL-CH | 0 | GFFY10860 | DE |  |  |  | Regulators; Suction; Tracheal | 23067 | ISU | GE MEDICAL SYSTEMS | 483
CHRISTIANA |  | HOSPITAL-CH | 0 | GFFX19954 | DE |  |  |  | Regulators; Suction; Tracheal | 18187 | ISU | GE MEDICAL SYSTEMS | 500
CHRISTIANA |  | HOSPITAL-WH | 0 | GFFW21519 | DE |  |  |  | Regulators; Suction; Tracheal | 21142 | ISU | GE MEDICAL SYSTEMS | 500
CHRISTIANA |  | HOSPITAL-CH | 0 | GFFT09864 | DE |  |  |  | Regulators; Suction; Tracheal | 18221 | ISU | GE MEDICAL SYSTEMS | 382
CHRISTIANA |  | HOSPITAL-CH | 0 | GFFY10836 | DE |  |  |  | Regulators; Suction; Tracheal | 23066 | ISU | GE MEDICAL SYSTEMS | 483
CHRISTIANA |  | HOSPITAL-CH | 0 | GFFY10842 | DE |  |  |  | Regulators; Suction; Tracheal | 23068 | ISU | GE MEDICAL SYSTEMS | 483
CHRISTIANA |  | HOSPITAL-CH | 0 | GFFT09287 | DE |  |  |  | Regulators; Suction; Tracheal | 18186 | ISU | GE MEDICAL SYSTEMS | 500
CHRISTIANA |  | HOSPITAL-CH | 0 | GFFT09288 | DE |  |  |  | Regulators; Suction; Tracheal | 18188 | ISU | GE MEDICAL SYSTEMS | 500
CHRISTIANA |  | HOSPITAL-WH | 0 | GFFU10824 | DE |  |  |  | Regulators; Suction; Tracheal | 21143 | ISU | GE MEDICAL SYSTEMS | 500
CHRISTIANA |  | HOSPITAL-CH | 0 | GFFY10824 | DE |  |  |  | Regulators; Suction; Tracheal | 23069 | ISU | GE MEDICAL SYSTEMS | 483
CHRISTIANA |  | HOSPITAL-CH | 0 | GFFY10834 | DE |  |  |  | Regulators; Suction; Tracheal | 23072 | ISU | GE MEDICAL SYSTEMS | 483
CHRISTIANA |  | HOSPITAL-CH | 0 | GFFX21368 | DE |  |  |  | Regulators; Suction; Tracheal | 18201 | ISU | GE MEDICAL SYSTEMS | 382
CHRISTIANA |  | EDUCATION | 0 | GFFD03351 | DE |  |  |  | Regulators; Suction; Tracheal | 30321 | ISU | GE MEDICAL SYSTEMS | 487.5
CHRISTIANA |  | HOSPITAL-CH | 0 | GFFD03333 | DE |  | 2000-03-01 19:00 |  | Regulators; Suction; Tracheal | 30323 | ISU | GE MEDICAL SYSTEMS | 487.5
CHRISTIANA |  | HOSPITAL-CH | 0 | GFFD03369 | DE |  |  |  | Regulators; Suction; Tracheal | 30325 | ISU | GE MEDICAL SYSTEMS | 487.5
CHRISTIANA |  | HOSPITAL-CH | 0 | GFFY10826 | DE |  |  |  | Regulators; Suction; Tracheal | 23070 | ISU | GE MEDICAL SYSTEMS | 483
CHRISTIANA |  | HOSPITAL-CH | 0 | GFFY10822 | DE |  |  |  | Regulators; Suction; Tracheal | 23073 | ISU | GE MEDICAL SYSTEMS | 483
CHRISTIANA |  | HOSPITAL-CH | 0 | GFFT09857 | DE |  |  |  | Regulators; Suction; Tracheal | 18202 | ISU | GE MEDICAL SYSTEMS | 382
CHRISTIANA |  | HOSPITAL-CH | 0 | GFFA09201 | DE |  |  |  | Regulators; Suction; Tracheal | 25617 | ISU | GE MEDICAL SYSTEMS | 500
CHRISTIANA |  | HOSPITAL-WH | 0 | GFFCO7690 | DE |  |  |  | Regulators; Suction; Tracheal | 28747 | ISU | GE MEDICAL SYSTEMS | 474.5
CHRISTIANA |  | HOSPITAL-CH | 0 | GFFD03353 | DE |  |  |  | Regulators; Suction; Tracheal | 30322 | ISU | GE MEDICAL SYSTEMS | 487.5
CHRISTIANA |  | HOSPITAL-CH | 0 | GFFW04075 | DE |  |  |  | Regulators; Suction; Tracheal | 21692 | ISU | GE MEDICAL SYSTEMS | 500
CHRISTIANA |  | HOSPITAL-CH | 0 | GFFZ21305 | DE |  |  |  | Regulators; Suction; Tracheal | 26315 | ISU | GE MEDICAL SYSTEMS | 500
CHRISTIANA |  | HOSPITAL-CH | 0 | GFFZ21306 | DE |  |  |  | Regulators; Suction; Tracheal | 26319 | ISU | GE MEDICAL SYSTEMS | 500
CHRISTIANA |  | HOSPITAL-WH | 0 | GFFUO4741 | DE |  |  |  | Regulators; Suction; Tracheal | 18906 | ISU | GE MEDICAL SYSTEMS | 412.5
CHRISTIANA |  | HOSPITAL-WH | 0 | GFFUO4743 | DE |  |  |  | Regulators; Suction; Tracheal | 18907 | ISU | GE MEDICAL SYSTEMS | 412.5
CHRISTIANA |  | HOSPITAL-WH | 0 | GFFUO4740 | DE |  |  |  | Regulators; Suction; Tracheal | 18909 | ISU | GE MEDICAL SYSTEMS | 412.5
CHRISTIANA |  | HOSPITAL-WH | 0 | GFFU06370 | DE |  |  |  | Regulators; Suction; Tracheal | 18660 | ISU | GE MEDICAL SYSTEMS | 500
CHRISTIANA |  | HOSPITAL-WH | 0 | FGGW04077 | DE |  |  |  | Regulators; Suction; Tracheal | 20712 | ISU | GE MEDICAL SYSTEMS | 500
CHRISTIANA |  | HOSPITAL-WH | 0 | GFFD03344 | DE |  |  |  | Regulators; Suction; Tracheal | 30305 | ISU | GE MEDICAL SYSTEMS | 487.5
CHRISTIANA |  | HOSPITAL-CH | 0 | GFFD03345 | DE |  |  |  | Regulators; Suction; Tracheal | 30308 | ISU | GE MEDICAL SYSTEMS | 487.5
CHRISTIANA |  | HOSPITAL-CH | 0 | GFFZ21307 | DE |  |  |  | Regulators; Suction; Tracheal | 26318 | ISU | GE MEDICAL SYSTEMS | 500
CHRISTIANA |  | HOSPITAL-CH | 0 | GFFUO4742 | DE |  |  |  | Regulators; Suction; Tracheal | 18908 | ISU | GE MEDICAL SYSTEMS | 412.5
CHRISTIANA |  | HOSPITAL-CH | 0 | GFFW04076 | DE |  |  |  | Regulators; Suction; Tracheal | 20713 | ISU | GE MEDICAL SYSTEMS | 500
CHRISTIANA |  | HOSPITAL-WH | 0 | GFFD03364 | DE |  |  |  | Regulators; Suction; Tracheal | 30304 | ISU | GE MEDICAL SYSTEMS | 487.5
CHRISTIANA |  | HOSPITAL-WH | 0 | GFFD03341 | DE |  |  |  | Regulators; Suction; Tracheal | 30306 | ISU | GE MEDICAL SYSTEMS | 487.5
CHRISTIANA |  | HOSPITAL-CH | 0 | GFFA09278 | DE |  |  |  | Regulators; Suction; Tracheal | 25589 | ISU | GE MEDICAL SYSTEMS | 500
CHRISTIANA |  | HOSPITAL-CH | 0 | GFFD03347 | DE |  |  |  | Regulators; Suction; Tracheal | 30312 | ISU | GE MEDICAL SYSTEMS | 487.5
CHRISTIANA |  | HOSPITAL-CH | 0 | GFFD03359 | DE |  |  |  | Regulators; Suction; Tracheal | 30314 | ISU | GE MEDICAL SYSTEMS | 487.5
CHRISTIANA |  | HOSPITAL-WH | 0 | GFFUO4746 | DE |  |  |  | Regulators; Suction; Tracheal | 18910 | ISU | GE MEDICAL SYSTEMS | 412.5
CHRISTIANA |  | HOSPITAL-CH | 0 | GFFA09279 | DE |  |  |  | Regulators; Suction; Tracheal | 25586 | ISU | GE MEDICAL SYSTEMS | 500
CHRISTIANA |  | HOSPITAL-WH | 0 | GFFD03342 | DE |  |  |  | Regulators; Suction; Tracheal | 30309 | ISU | GE MEDICAL SYSTEMS | 487.5
CHRISTIANA |  | HOSPITAL-CH | 0 | GFFD03339 | DE |  |  |  | Regulators; Suction; Tracheal | 30313 | ISU | GE MEDICAL SYSTEMS | 487.5
CHRISTIANA |  | HOSPITAL-CH | 0 | GFFA13126 | DE |  |  |  | Regulators; Suction; Tracheal | 26644 | ISU | GE MEDICAL SYSTEMS | 500
CHRISTIANA |  | CH-SURGI | 0 | GFFA13127 | DE |  |  |  | Regulators; Suction; Tracheal | 26646 | ISU | GE MEDICAL SYSTEMS | 500
CHRISTIANA |  | HOSPITAL-CH | 0 | GFFU18014 | DE |  |  |  | Regulators; Suction; Tracheal | 19305 | ISU | GE MEDICAL SYSTEMS | 500
CHRISTIANA |  | HOSPITAL-CH | 0 | GFFA09283 | DE |  |  |  | Regulators; Suction; Tracheal | 25585 | ISU | GE MEDICAL SYSTEMS | 500
CHRISTIANA |  | HOSPITAL-CH | 0 | GFFA09284 | DE |  |  |  | Regulators; Suction; Tracheal | 25619 | ISU | GE MEDICAL SYSTEMS | 500
CHRISTIANA |  | HOSPITAL-CH | 0 | GFFC11657 | DE |  |  |  | Regulators; Suction; Tracheal | 28865 | ISU | GE MEDICAL SYSTEMS | 487.5
CHRISTIANA |  | HOSPITAL-CH | 0 | GFFW04074 | DE |  |  |  | Regulators; Suction; Tracheal | 22101 | ISU | GE MEDICAL SYSTEMS | 500
CHRISTIANA |  | HOSPITAL-CH | 0 | GFFD03358 | DE |  |  |  | Regulators; Suction; Tracheal | 30316 | ISU | GE MEDICAL SYSTEMS | 487.5
CHRISTIANA |  | HOSPITAL-CH | 0 | GFFD03363 | DE |  |  |  | Regulators; Suction; Tracheal | 30318 | ISU | GE MEDICAL SYSTEMS | 487.5
CHRISTIANA |  | HOSPITAL-CH | 0 | GFFUO6374 | DE |  |  |  | Regulators; Suction; Tracheal | 18981 | ISU | GE MEDICAL SYSTEMS | 412.5
CHRISTIANA |  | HOSPITAL-CH | 0 | GFFZ21316 | DE |  |  |  | Regulators; Suction; Tracheal | 26309 | ISU | GE MEDICAL SYSTEMS | 500
CHRISTIANA |  | HOSPITAL-CH | 0 | GFFZ21323 | DE |  |  |  | Regulators; Suction; Tracheal | 26311 | ISU | GE MEDICAL SYSTEMS | 500
CHRISTIANA |  | HOSPITAL-CH | 0 | GFFA13123 | DE |  |  |  | Regulators; Suction; Tracheal | 26645 | ISU | GE MEDICAL SYSTEMS | 500
CHRISTIANA |  | HOSPITAL-CH | 0 | GFFA09282 | DE |  |  |  | Regulators; Suction; Tracheal | 25620 | ISU | GE MEDICAL SYSTEMS | 500
CHRISTIANA |  | HOSPITAL-CH | 0 | GFFA09281 | DE |  |  |  | Regulators; Suction; Tracheal | 25618 | ISU | GE MEDICAL SYSTEMS | 500
CHRISTIANA |  | HOSPITAL-CH | 0 | GFFC09354 | DE |  |  |  | Regulators; Suction; Tracheal | 28746 | ISU | GE MEDICAL SYSTEMS | 487.5
CHRISTIANA |  | HOSPITAL-CH | 0 | GFFD03337 | DE |  |  |  | Regulators; Suction; Tracheal | 30317 | ISU | GE MEDICAL SYSTEMS | 487.5
CHRISTIANA |  | HOSPITAL-CH | 0 | GFFD03362 | DE |  |  |  | Regulators; Suction; Tracheal | 30319 | ISU | GE MEDICAL SYSTEMS | 487.5
CHRISTIANA |  | HOSPITAL-CH | 0 | GFFU06373 | DE |  |  |  | Regulators; Suction; Tracheal | 18980 | ISU | GE MEDICAL SYSTEMS | 412.5
CHRISTIANA |  | HOSPITAL-CH | 0 | GFFZ21309 | DE |  |  |  | Regulators; Suction; Tracheal | 26310 | ISU | GE MEDICAL SYSTEMS | 500
CHRISTIANA |  | HOSPITAL-CH | 0 | GFFZ21313 | DE |  |  |  | Regulators; Suction; Tracheal | 26312 | ISU | GE MEDICAL SYSTEMS | 500
CHRISTIANA |  | HOSPITAL-CH | 0 | GFFZ17242 | DE |  |  |  | Regulators; Suction; Tracheal | 25265 | ISU | GE MEDICAL SYSTEMS | 500
CHRISTIANA |  | HOSPITAL-CH | 0 | GFFZ21320 | DE |  |  |  | Regulators; Suction; Tracheal | 26317 | ISU | GE MEDICAL SYSTEMS | 500
CHRISTIANA |  | HOSPITAL-WH | 0 | GFFD03340 | DE |  |  |  | Regulators; Suction; Tracheal | 30303 | ISU | GE MEDICAL SYSTEMS | 487.5
CHRISTIANA |  | HOSPITAL-CH | 0 | GFF09275 | DE |  |  |  | Regulators; Suction; Tracheal | 27670 | ISU | GE MEDICAL SYSTEMS | 500
CHRISTIANA |  |  | 0 | GFFW12457 | DE |  |  |  | Regulators; Suction; Tracheal | 20707 | ISU | GE MEDICAL SYSTEMS | 500
CHRISTIANA |  | HOSPITAL-CH | 0 | GFFZ21325 | DE |  |  |  | Regulators; Suction; Tracheal | 26313 | ISU | GE MEDICAL SYSTEMS | 500
CHRISTIANA |  | HOSPITAL-CH | 0 | GFFZ17241 | DE |  |  |  | Regulators; Suction; Tracheal | 25266 | ISU | GE MEDICAL SYSTEMS | 500
CHRISTIANA |  | HOSPITAL-WH | 0 | GFFUO6366 | DE |  |  |  | Regulators; Suction; Tracheal | 18904 | ISU | GE MEDICAL SYSTEMS | 412.5
CHRISTIANA |  | HOSPITAL-WH | 0 | GFFY01573 | DE |  |  |  | Regulators; Suction; Tracheal | 22113 | ISU | GE MEDICAL SYSTEMS | 500
CHRISTIANA |  | HOSPITAL-CH | 0 | GFFD03355 | DE |  |  |  | Regulators; Suction; Tracheal | 30300 | ISU | GE MEDICAL SYSTEMS | 487.5
CHRISTIANA |  | HOSPITAL-CH | 0 | GFFD03360 | DE |  |  |  | Regulators; Suction; Tracheal | 30302 | ISU | GE MEDICAL SYSTEMS | 487.5
CHRISTIANA |  | HOSPITAL-CH | 0 | GFFAO9276 | DE |  |  |  | Regulators; Suction; Tracheal | 27669 | ISU | GE MEDICAL SYSTEMS | 500
CHRISTIANA |  | HOSPITAL-CH | 0 | GFFW12456 | DE |  |  |  | Regulators; Suction; Tracheal | 20708 | ISU | GE MEDICAL SYSTEMS | 500
CHRISTIANA |  | HOSPITAL-CH | 0 | GFFW12450 | DE |  |  |  | Regulators; Suction; Tracheal | 20710 | ISU | GE MEDICAL SYSTEMS | 500
CHRISTIANA |  | HOSPITAL-WH | 0 | GFFZ21304 | DE |  |  |  | Regulators; Suction; Tracheal | 26314 | ISU | GE MEDICAL SYSTEMS | 500
CHRISTIANA |  | HOSPITAL-WH | 0 | 44500 | DE |  |  |  | Lights; Examination | 39725 | LS-150 | CARDINAL | 959.79
CHRISTIANA |  | HOSPITAL-CH | 0 | NONE | DE |  |  |  | Lights; Examination | 40495 | LS-150 | CARDINAL | 1500 | Purchased
CHRISTIANA |  | HOSPITAL-CH | 0 | NONE | DE |  |  |  | Lights; Examination | 40496 | LS-150 | CARDINAL | 1500
CHRISTIANA |  | HOSPITAL-WH | 0 | 1259 | DE |  |  |  | Heating Units; Hot-Pack | 15536 | M-4 | CHATTANOOGA GROUP DIV ENCORE MEDICAL CORP | 1300
CHRISTIANA |  | HOSPITAL-CH | 0 | 21059 | DE |  |  |  | Injectors; Contrast Media | 41675 | SPECTRIS | MEDRAD Inc Unit of Bayer Medical Care | 25000
CHRISTIANA |  | HOSPITAL-CH | 0 | AD4274 | DE |  |  |  | Sterilizing Units; Steam; Tabletop | 36693 | AD | PELTON & CRANE CO DIV DCI INTERNATIONAL | 0
CHRISTIANA |  | HOSPITAL-CH | 0 | 20900-3 | DE |  |  |  |  | 14258 | 20900-3 | HANOVIA INC | 1500
CHRISTIANA |  | CANCER CENTER | 0 | 129703 | DE |  |  |  |  | 35553 | 5100 HFX | DELTEC | 0
CHRISTIANA |  | CANCER CENTER | 0 | 123347 | DE |  |  |  |  | 35554 | 5100 HFX | DELTEC | 0
CHRISTIANA |  | HOSPITAL-CH | 0 | 344336 | DE |  |  |  | X-Ray Film Mounts; Dental | 12729 | C344 | DUPONT MEDICAL PRODUCTS DIAGNOSTIC IMAGING DIV | 3000
CHRISTIANA |  | Riverside Medical Arts Complex | 0 | 20040512002 | DE |  |  |  | Compressors; Medical-Air | 36441 | Aridyne High-Flow Hospital Grade Medical 3500 | ALLIED HEALTHCARE PRODUCTS INC | 699.99
CHRISTIANA |  | Riverside Medical Arts Complex | 0 | 20010820001 | DE |  |  |  | Compressors; Medical-Air | 32473 | Aridyne High-Flow Hospital Grade Medical 3500 | ALLIED HEALTHCARE PRODUCTS INC | 2200
CHRISTIANA |  | HOSPITAL-CH | 0 | 20051214004 | DE |  |  |  | Compressors; Medical-Air | 38152 | Aridyne High-Flow Hospital Grade Medical 3500 | ALLIED HEALTHCARE PRODUCTS INC | 2500
CHRISTIANA |  | HOSPITAL-CH | 0 | 3022A01642 | DE |  |  |  | PHYSIOLOGIC RECORDING SYSTEMS | 23447 | M1117A | PHILIPS MEDICAL SYSTEMS CARDIAC & MONITORING SYSTEMS DIV | 1500
CHRISTIANA |  | HOSPITAL-CH | 0 | 2748A02450 | DE |  |  |  | PHYSIOLOGIC RECORDING SYSTEMS | 17514 | 78173A | PHILIPS MEDICAL SYSTEMS CARDIAC & MONITORING SYSTEMS DIV | 5000
CHRISTIANA |  |  | 0 | 45-4460200 |  |  |  |  | Radiographic Quality Control Devices; X-Ray Generator | 46000 | PCX Touchscreen Generator PCX 450 HF | CONTROL-X MEDICAL INC | 75000
CHRISTIANA |  | HCCC | 0 | P42SC171 | DE |  | 2009-07-16 20:00 |  | Radiographic Quality Control Devices; X-Ray Generator | 46041 | PCX Touchscreen Generator PCX 450 HF | CONTROL-X MEDICAL INC | 75000
CHRISTIANA |  | HOSPITAL-CH | 0 | B00V7R | DE |  |  |  | Probes; Ultrasonic | B00V7R | L12-5 | Philips Healthcare North America | 10000
CHRISTIANA |  | HOSPITAL-CH | 0 | 7K0S-111968 | DE |  | 2007-10-15 20:00 |  | Hemodialysis Units | 40604 | 2008 Series Hemodialysis Machines 2008K | FRESENIUS MEDICAL CARE NORTH AMERICA | 12500
CHRISTIANA |  | HOSPITAL-CH | 0 | 7K0S-112200 | DE |  | 2007-10-15 20:00 |  | Hemodialysis Units | 40601 | 2008 Series Hemodialysis Machines 2008K | FRESENIUS MEDICAL CARE NORTH AMERICA | 12500
CHRISTIANA |  | HOSPITAL-CH | 0 | 8K0S-125916 | DE |  | 2008-08-27 20:00 |  | Hemodialysis Units | 42042 | 2008 Series Hemodialysis Machines 2008K | FRESENIUS MEDICAL CARE NORTH AMERICA | 12500
CHRISTIANA |  | HOSPITAL-WH | 0 | 7K0S-114705 | DE |  |  |  | Hemodialysis Units | 40420 | 2008 Series Hemodialysis Machines 2008K | FRESENIUS MEDICAL CARE NORTH AMERICA | 12000
CHRISTIANA |  | HOSPITAL-CH | 0 | 8K0S-124616 | DE |  | 2008-08-27 20:00 |  | Hemodialysis Units | 42038 | 2008 Series Hemodialysis Machines 2008K | FRESENIUS MEDICAL CARE NORTH AMERICA | 12500
CHRISTIANA |  | HOSPITAL-CH | 0 | 8K0S-125988 | DE |  | 2008-08-27 20:00 |  | Hemodialysis Units | 42044 | 2008 Series Hemodialysis Machines 2008K | FRESENIUS MEDICAL CARE NORTH AMERICA | 12500
CHRISTIANA |  | Union Professional Building Elkton | 0 | 312 | MD |  |  |  | Light Sources; Fiberoptic | 27338 | Xenon Nova 175 Light Source 20131520 | STORZ ENDOSCOPY-AMERICA INC | 2000
CHRISTIANA |  | MAP II | 0 | 12-30186 | DE |  | 2006-07-08 20:00 |  | Tables; Examination/Treatment; Adjustable; Urological | 38777 | Sonesta Gynecology/Urology Procedure Cha 6202 | Stille AB | 9900
CHRISTIANA |  | Smyrna Health & Wellness Center | 0 | 1023 | DE |  | 2001-10-04 20:00 |  | Stimulators; Electrical; Neuromuscular | 31973 | Theratouch 4.7 | RICH-MAR CORP | 4500
CHRISTIANA |  | Pike Creek | 0 | 457516 | DE |  |  |  | Exercisers; Aerobic; Climbing; Stair/Stepper; Powered | 48107 | Recumbent Cross Trainer TRS 4000 (T4) | NUSTEP INC | 3600
CHRISTIANA |  | HOSPITAL-CH | 0 | VX30000007 | DE |  |  |  | Carts; Computer/Video Monitor | 50088 | vx30 | Capsa Solutions | 5000
CHRISTIANA |  | HOSPITAL-WH | 0 | 274952DN1 | DE |  |  |  | Radiographic Units; Dental | 13569 | 46-197063G1 | GE MEDICAL SYSTEMS | 30000
CHRISTIANA |  | HOSPITAL-WH | 0 | 92266 | DE |  |  |  | Microscopes; Light; Laboratory | 38536 | CK SERIES | FISHER SCIENTIFIC | 648.71
CHRISTIANA |  | HOSPITAL-CH | 0 | TS 18046 | DE |  |  |  | Phototherapy Units; Visible Light; Hyperbilirubinemia | 28908 | PTM78-3 | HILL-ROM AIR-SHIELDS A HILL-ROM CO | 1999.99
CHRISTIANA |  | HOSPITAL-WH | 0 | BK01434 | DE |  |  |  | Incubators; Infant; Transport | 16491 | TI100-1 | HILL-ROM AIR-SHIELDS A HILL-ROM CO | 7691
CHRISTIANA |  | HOSPITAL-CH | 0 | JP51927472 | DE |  |  |  | MONITORING SYSTEMS; PHYSIOLOGIC | 23449 | M1234B | PHILIPS MEDICAL SYSTEMS CARDIAC & MONITORING SYSTEMS DIV | 4607
CHRISTIANA |  | HOSPITAL-CH | 0 | JP51926967 | DE |  |  |  | MONITORING SYSTEMS; PHYSIOLOGIC | 23448 | M1234B | PHILIPS MEDICAL SYSTEMS CARDIAC & MONITORING SYSTEMS DIV | 2089
CHRISTIANA |  | HOSPITAL-CH | 0 | 3025A12374 | DE |  |  |  | MONITORING SYSTEMS; Physiologic; Acute Care | 19422 | M1175A "56" | PHILIPS MEDICAL SYSTEMS CARDIAC & MONITORING SYSTEMS DIV | 10000
CHRISTIANA |  | HOSPITAL-CH | 0 | 2924A02962 | DE |  |  |  | MONITORING SYSTEMS; Physiologic; Acute Care | 16993 | M1175A "56" | PHILIPS MEDICAL SYSTEMS CARDIAC & MONITORING SYSTEMS DIV | 10000
CHRISTIANA |  | HOSPITAL-CH | 0 | 3024A10211 | DE |  |  |  | MONITORING SYSTEMS; Physiologic; Acute Care | 18378 | M1175A "56" | PHILIPS MEDICAL SYSTEMS CARDIAC & MONITORING SYSTEMS DIV | 10759
CHRISTIANA |  | HOSPITAL-CH | 0 | 3024A00123 | DE |  |  |  | MONITORING SYSTEMS; Physiologic; Acute Care | 18377 | M1175A "56" | PHILIPS MEDICAL SYSTEMS CARDIAC & MONITORING SYSTEMS DIV | 10759
CHRISTIANA |  | HOSPITAL-CH | 0 | 3024A09899 | DE |  |  |  | MONITORING SYSTEMS; Physiologic; Acute Care | 18379 | M1175A "56" | PHILIPS MEDICAL SYSTEMS CARDIAC & MONITORING SYSTEMS DIV | 10759
CHRISTIANA |  | HOSPITAL-WH | 0 | 3025A12376 | DE |  |  |  | MONITORING SYSTEMS; Physiologic; Acute Care | 18380 | M1175A "56" | PHILIPS MEDICAL SYSTEMS CARDIAC & MONITORING SYSTEMS DIV | 10759
CHRISTIANA |  | HOSPITAL-CH | 0 | 3024A05336 | DE |  |  |  | MONITORING SYSTEMS; Physiologic; Acute Care | 18383 | M1175A "56" | PHILIPS MEDICAL SYSTEMS CARDIAC & MONITORING SYSTEMS DIV | 10759
CHRISTIANA |  | HOSPITAL-CH | 0 | 3024A05335 | DE |  |  |  | MONITORING SYSTEMS; Physiologic; Acute Care | 18382 | M1175A "56" | PHILIPS MEDICAL SYSTEMS CARDIAC & MONITORING SYSTEMS DIV | 10759
CHRISTIANA |  | HOSPITAL-WH | 0 | 41917ES6 | DE |  |  |  | Cabinets; Storage; General-Purpose | 21258 | ZH00MPPU | GE MEDICAL SYSTEMS | 30000
CHRISTIANA |  | HOSPITAL-CH | 0 | H2930 | DE |  |  |  | Flowmeters; Blood; Ultrasonic | 18198 | D8 | MEDASONICS INC | 3008
CHRISTIANA |  | HCCC | 0 | 97030068 | DE |  |  |  | Data Management Systems; ECG | 28183 | CU118-08 | ScottCare Corp A Scott Fetzer Co | 15000
CHRISTIANA |  | HOSPITAL-CH | 0 | 14772 | DE |  |  |  | Nebulizers; Heated | 16295 | 2M-81-31 | TRAVENOL LABORATORIES INC HOSPITAL PRODUCTS DIV | 2000
CHRISTIANA |  | HOSPITAL-CH | 0 | T23936 | DE |  |  |  | Nebulizers; Heated | 34012 | 2M-81-31 | TRAVENOL LABORATORIES INC HOSPITAL PRODUCTS DIV | 1000
CHRISTIANA |  | HOSPITAL-WH | 0 | E32507-0129 | DE |  |  |  | Scales; Patient; Floor | 40628 | 339 | DETECTO SCALE CO DIV CARDINAL SCALE MFG CO | 1500
CHRISTIANA |  | HOSPITAL-CH | 0 | 9906-968 | DE |  | 2005-02-14 19:00 |  | Scales; Patient; Floor | 36872 | 339 | DETECTO SCALE CO DIV CARDINAL SCALE MFG CO | 1500
CHRISTIANA |  | HOSPITAL-CH | 0 | 1050 | DE |  |  |  | Bilirubinometers | 31295 | BiliChek | RESPIRONICS INC | 4871.52
CHRISTIANA |  | HOSPITAL-CH | 0 | 2582 | DE |  |  |  | Bilirubinometers | 34647 | BiliChek | Philips Respironics Inc | 4871.52
CHRISTIANA |  | HOSPITAL-CH | 0 | 2037 | DE |  |  |  | Bilirubinometers | 35498 | BiliChek | RESPIRONICS INC | 4871.52
CHRISTIANA |  | HOSPITAL-CH | 0 | B24300 | DE |  |  |  | Bilirubinometers | 41290 | BiliChek | RESPIRONICS INC | 4871.52
CHRISTIANA |  | HOSPITAL-CH | 0 | B24315 | DE |  |  |  | Bilirubinometers | 41291 | BiliChek | Philips Respironics Inc | 4871.52
CHRISTIANA |  | HOSPITAL-CH | 0 | 1777 | DE |  |  |  | Bilirubinometers | 38294 | BiliChek | Philips Respironics Inc | 4871.52
CHRISTIANA |  | HOSPITAL-CH | 0 | 2028 | DE |  |  |  | Bilirubinometers | 38293 | BiliChek | Philips Respironics Inc | 4871.52
CHRISTIANA |  | Foulkstone Plaza | 0 | 28167 | DE |  |  |  | Water Chillers | 50521 | Chiller HWO2-7500-2P-NF-L-M-R407C | Kraus | 50000
CHRISTIANA |  | HOSPITAL-CH | 0 | 104501 | DE |  |  |  | Positive Airway Pressure Units; Bi-Level | 31511 | 582059 Vision | Philips Respironics Inc | 8500
CHRISTIANA |  | HOSPITAL-CH | 0 | 125040 | DE |  |  |  | Positive Airway Pressure Units; Bi-Level | 39316 | 582059 Vision | Philips Respironics Inc | 8500
CHRISTIANA |  | HOSPITAL-CH | 0 | 110059 | DE |  | 2003-05-04 20:00 |  | Positive Airway Pressure Units; Bi-Level | 34633 | 582059 Vision | Philips Respironics Inc | 8500
CHRISTIANA |  | HOSPITAL-CH | 0 | 102304 | DE |  | 2000-09-16 20:00 |  | Positive Airway Pressure Units; Bi-Level | 30570 | 582059 Vision | Philips Respironics Inc | 8500
CHRISTIANA |  | HOSPITAL-CH | 0 | 136112 | DE |  | 2008-11-10 19:00 |  | Positive Airway Pressure Units; Bi-Level | 42183 | 582059 Vision | Philips Respironics Inc | 8500
CHRISTIANA |  | HOSPITAL-CH | 0 | 108967 | DE |  | 2002-09-21 20:00 |  | Positive Airway Pressure Units; Bi-Level | 33647 | 582059 Vision | Philips Respironics Inc | 8500
CHRISTIANA |  | HOSPITAL-CH | 0 | 109128 | DE |  | 2002-09-21 20:00 |  | Positive Airway Pressure Units; Bi-Level | 33649 | 582059 Vision | Philips Respironics Inc | 8500
CHRISTIANA |  | HOSPITAL-CH | 0 | 125042 | DE |  | 2006-10-23 20:00 |  | Positive Airway Pressure Units; Bi-Level | 39320 | 582059 Vision | Philips Respironics Inc | 8500
CHRISTIANA |  | HOSPITAL-CH | 0 | 109196 | DE |  |  |  | Positive Airway Pressure Units; Bi-Level | 32335 | 582059 Vision | Philips Respironics Inc | 8500
CHRISTIANA |  | HOSPITAL-CH | 0 | 128960 | DE |  | 2007-09-04 20:00 |  | Positive Airway Pressure Units; Bi-Level | 40332 | 582059 Vision | Philips Respironics Inc | 8500
CHRISTIANA |  | HOSPITAL-CH | 0 | 109929 | DE |  | 2003-04-16 20:00 |  | Positive Airway Pressure Units; Bi-Level | 34635 | 582059 Vision | Philips Respironics Inc | 8500
CHRISTIANA |  | HOSPITAL-CH | 0 | 113050 | DE |  | 2004-03-07 19:00 |  | Positive Airway Pressure Units; Bi-Level | 35455 | 582059 Vision | Philips Respironics Inc | 8500
CHRISTIANA |  | HOSPITAL-CH | 0 | 106568 | DE |  | 2001-09-17 20:00 |  | Positive Airway Pressure Units; Bi-Level | 31941 | 582059 Vision | Philips Respironics Inc | 8500
CHRISTIANA |  | HOSPITAL-CH | 0 | 128927 | DE |  | 2007-09-04 20:00 |  | Positive Airway Pressure Units; Bi-Level | 40328 | 582059 Vision | Philips Respironics Inc | 8500
CHRISTIANA |  | HOSPITAL-CH | 0 | 128885 | DE |  | 2007-09-04 20:00 |  | Positive Airway Pressure Units; Bi-Level | 40330 | 582059 Vision | Philips Respironics Inc | 8500
CHRISTIANA |  | HOSPITAL-CH | 0 | 128959 | DE |  |  |  | Positive Airway Pressure Units; Bi-Level | 40327 | 582059 Vision | Philips Respironics Inc | 8500
CHRISTIANA |  | HOSPITAL-CH | 0 | 135798 | DE |  | 2008-11-10 19:00 |  | Positive Airway Pressure Units; Bi-Level | 42185 | 582059 Vision | Philips Respironics Inc | 8500
CHRISTIANA |  | HOSPITAL-CH | 0 | 1799440 | DE |  | 2002-04-02 19:00 |  | Positive Airway Pressure Units; Bi-Level | 32635 | 582059 Vision | Philips Respironics Inc | 8500
CHRISTIANA |  | HOSPITAL-CH | 0 | 103802 | DE |  | 2001-03-03 19:00 |  | Positive Airway Pressure Units; Bi-Level | 31228 | 582059 Vision | Philips Respironics Inc | 8500
CHRISTIANA |  | HOSPITAL-CH | 0 | 116679 | DE |  | 2004-12-27 19:00 |  | Positive Airway Pressure Units; Bi-Level | 36833 | 582059 Vision | Philips Respironics Inc | 8500
CHRISTIANA |  | HOSPITAL-WH | 0 | 106326 | DE |  | 2002-04-15 20:00 |  | Positive Airway Pressure Units; Bi-Level | 32306 | 582059 Vision | Philips Respironics Inc | 8500
CHRISTIANA |  | HOSPITAL-CH | 0 | 136136 | DE |  | 2008-11-10 19:00 |  | Positive Airway Pressure Units; Bi-Level | 42184 | 582059 Vision | Philips Respironics Inc | 8500
CHRISTIANA |  | HOSPITAL-CH | 0 | 1799467 | DE |  | 2002-04-02 19:00 |  | Positive Airway Pressure Units; Bi-Level | 45172 | 582059 Vision | Philips Respironics Inc | 8500
CHRISTIANA |  | HOSPITAL-CH | 0 | 136115 | DE |  | 2008-11-10 19:00 |  | Positive Airway Pressure Units; Bi-Level | 42187 | 582059 Vision | Philips Respironics Inc | 8500
CHRISTIANA |  | HOSPITAL-CH | 0 | 122769 | DE |  |  |  | Positive Airway Pressure Units; Bi-Level | 38318 | 582059 Vision | Philips Respironics Inc | 8500
CHRISTIANA |  | HOSPITAL-CH | 0 | 102509 | DE |  | 2000-08-29 20:00 |  | Positive Airway Pressure Units; Bi-Level | 30580 | 582059 Vision | Philips Respironics Inc | 8500
CHRISTIANA |  | HOSPITAL-CH | 0 | 1794847 | DE |  | 2002-04-02 19:00 |  | Positive Airway Pressure Units; Bi-Level | 32634 | 582059 Vision | Philips Respironics Inc | 8500
CHRISTIANA |  | PMRI | 0 | A701163 | DE |  |  |  | Video Systems; Endoscopic | 27162 | OEV 142 | OLYMPUS AMERICA INC | 10000
CHRISTIANA |  | HOSPITAL-CH | 0 | 6276 | DE |  |  |  | Stimulators; Electrical; Neuromuscular | 14256 | SP5 | TECA CORP | 4000
CHRISTIANA |  | Limestone Mill Creek Medical Center | 0 | 9402411 | DE |  |  |  | Sterilizing Units; Steam; Tabletop | 41707 | 1730M | Tuttnauer USA Co Ltd | 0
CHRISTIANA |  | HOSPITAL-CH | 0 | NONE | DE |  |  |  |  | 12976 | UVGI-58 | UVP LLC | 1500
CHRISTIANA |  | Limestone Mill Creek Medical Center | 0 | NONE | DE |  |  |  |  | 51216 | UVGI-58 | UVP LLC | 0
CHRISTIANA |  | HOSPITAL-CH | 0 | 9757 | DE |  |  |  | Cameras; Gamma | 27914 | DST-XL | SMV AMERICA | 380000
CHRISTIANA |  | HOSPITAL-CH | 0 | EV5D0140 | DE |  |  |  | Monitors; Electrical Safety; Electrosurgery; Laparoscopic | 23232 | EPM | VALLEYLAB DIV TYCO HEALTHCARE GROUP LP | 9147
CHRISTIANA |  | HOSPITAL-CH | 0 | EV610195 | DE |  |  |  | Monitors; Electrical Safety; Electrosurgery; Laparoscopic | 25256 | EPM | VALLEYLAB DIV TYCO HEALTHCARE GROUP LP | 1250
CHRISTIANA |  | HOSPITAL-CH | 0 | ? | DE |  |  |  | X-Ray Film Processors; Automatic | BI-108 | M6B | KODAK CLINICAL DIAGNOSTICS | 5000
CHRISTIANA |  | HOSPITAL-CH | 0 | 125-27622MN | DE |  |  |  | Oximeters; Pulse | 40245 | Novametrix Handheld Pulse Oximeter 512 | Dixtal Medical Inc | 850
CHRISTIANA |  | HOSPITAL-CH | 0 | 125-32265 | DE |  |  |  | Oximeters; Pulse | 46636 | Novametrix Handheld Pulse Oximeter 512 | Dixtal Medical Inc | 850
CHRISTIANA |  | HOSPITAL-CH | 0 | 125-27571MN | DE |  |  |  | Oximeters; Pulse | 40240 | Novametrix Handheld Pulse Oximeter 512 | Dixtal Medical Inc | 850
CHRISTIANA |  | HOSPITAL-CH | 0 | SN-125-33059 KQ | DE |  |  |  | Oximeters; Pulse | 48183 | Novametrix Handheld Pulse Oximeter 512 | Dixtal Medical Inc | 850
CHRISTIANA |  | HOSPITAL-CH | 0 | 125-3226 | DE |  |  |  | Oximeters; Pulse | 46635 | Novametrix Handheld Pulse Oximeter 512 | Dixtal Medical Inc | 850
CHRISTIANA |  | HOSPITAL-CH | 0 | 125-33924 KQ | DE |  |  |  | Oximeters; Pulse | 47079 | Novametrix Handheld Pulse Oximeter 512 | Dixtal Medical Inc | 850
CHRISTIANA |  | HOSPITAL-CH | 0 | 125-34427 KQ | DE |  |  |  | Oximeters; Pulse | 48968 | Novametrix Handheld Pulse Oximeter 512 | Dixtal Medical Inc | 850
CHRISTIANA |  | HCCC | 0 | 125-33541-KQ | DE |  | 2012-01-25 19:00 |  | Oximeters; Pulse | 48959 | Novametrix Handheld Pulse Oximeter 512 | Dixtal Medical Inc | 850
CHRISTIANA |  | HOSPITAL-CH | 0 | 125-34466 KQ | DE |  |  |  | Oximeters; Pulse | 48958 | Novametrix Handheld Pulse Oximeter 512 | Dixtal Medical Inc | 850
CHRISTIANA |  | HOSPITAL-CH | 0 | 125-31105 | DE |  |  |  | Oximeters; Pulse | 42351 | Novametrix Handheld Pulse Oximeter 512 | Dixtal Medical Inc | 850
CHRISTIANA |  | HOSPITAL-CH | 0 | 125-28748MN | DE |  |  |  | Oximeters; Pulse | 80003 | Novametrix Handheld Pulse Oximeter 512 | Dixtal Medical Inc | 850
CHRISTIANA |  | HOSPITAL-CH | 0 | 125-26048MN | DE |  |  |  | Oximeters; Pulse | 41835 | Novametrix Handheld Pulse Oximeter 512 | Dixtal Medical Inc | 850
CHRISTIANA |  | HOSPITAL-CH | 0 | 125-31624 | DE |  |  |  | Oximeters; Pulse | 42672 | Novametrix Handheld Pulse Oximeter 512 | Dixtal Medical Inc | 850
CHRISTIANA |  | HOSPITAL-CH | 0 | 14563 | DE |  |  |  | Warming Units; Gel | 39990 | 4012 | CHATTANOOGA GROUP DIV ENCORE MEDICAL CORP | 250
CHRISTIANA |  | HOSPITAL-CH | 0 | T1039 | DE |  |  |  | Warming Units; Gel | 49622 | 4012 | CHATTANOOGA GROUP DIV ENCORE MEDICAL CORP | 250
CHRISTIANA |  | HOSPITAL-CH | 0 | T1065 | DE |  |  |  | Warming Units; Gel | 49621 | 4012 | CHATTANOOGA GROUP DIV ENCORE MEDICAL CORP | 250
CHRISTIANA |  | HOSPITAL-CH | 0 | 14567 | DE |  |  |  | Warming Units; Gel | 39987 | 4012 | CHATTANOOGA GROUP DIV ENCORE MEDICAL CORP | 250
CHRISTIANA |  | MAP I | 0 | C-95-1251 | DE |  |  |  | pH Meters | 23241 | Sandhill Smartmeter | SANDHILL SCIENTIFIC INC | 1000
CHRISTIANA |  | HOSPITAL-CH | 0 | 8701674 | DE |  |  |  | Centrifuges | 14448 | GLC-2B | DUPONT CRITICAL CARE INC | 1750
CHRISTIANA |  | WH SURGI | 0 | I203000012 | DE |  |  |  |  | 22262 | STTL | ALCON SURGICAL INC | 86000
CHRISTIANA |  | WH SURGI | 0 | 204 | DE |  |  |  |  | 20574 | STTL | ALCON SURGICAL INC | 60000
CHRISTIANA |  | WH SURGI | 0 | I203002349 | DE |  |  |  |  | 24316 | STTL | ALCON SURGICAL INC | 60000
CHRISTIANA |  |  | 0 | 78702 | DE |  |  |  | Scales; Patient; Chair | 27516 | 4455 | HEALTH O METER INC DIV SUNBEAM CORP | 0
CHRISTIANA |  |  | 0 | ? | DE |  |  |  | Scales; Patient; Chair | 27617 | 4455 | HEALTH O METER INC DIV SUNBEAM CORP | 1500
CHRISTIANA |  | Riverside Medical Arts Complex | 0 | NONE | DE |  |  |  | Scales; Patient; Chair | 31121 | 4455 | HEALTH O METER INC DIV SUNBEAM CORP | 0
CHRISTIANA |  | HOSPITAL-CH | 0 | ? | DE |  |  |  | Scales; Patient; Chair | 21977 | CHAIR | HEALTH O METER INC DIV SUNBEAM CORP | 1500
CHRISTIANA |  | HOSPITAL-CH | 0 | ? | DE |  |  |  | Scales; Patient; Chair | 21956 | CHAIR | HEALTH O METER INC DIV SUNBEAM CORP | 1500
CHRISTIANA |  | HOSPITAL-CH | 0 | 332 | DE |  |  |  | Irradiators; Blood | 38326 | 3000 | GE MEDICAL SYSTEMS | 0
CHRISTIANA |  | HOSPITAL-CH | 0 | 30293 | DE |  |  |  | Oximeters; Intravascular | 16230 | MQ-3000 | ABBOTT CRITICAL CARE SYSTEMS DIV ABBOTT LABORATORIES | 0
CHRISTIANA |  | HOSPITAL-CH | 0 | 33079 | DE |  |  |  | Oximeters; Intravascular | 16255 | MQ-3000 | ABBOTT CRITICAL CARE SYSTEMS DIV ABBOTT LABORATORIES | 0
CHRISTIANA |  | HOSPITAL-WH | 0 | 31571 | DE |  |  |  | Oximeters; Intravascular | 12271 | MQ-3000 | ABBOTT CRITICAL CARE SYSTEMS DIV ABBOTT LABORATORIES | 0
CHRISTIANA |  | HOSPITAL-CH | 0 | 31908 | DE |  |  |  | Oximeters; Intravascular | 13243 | MQ-3000 | ABBOTT CRITICAL CARE SYSTEMS DIV ABBOTT LABORATORIES | 0
CHRISTIANA |  | HOSPITAL-CH | 0 | 30683 | DE |  |  |  | Oximeters; Intravascular | 19847 | MQ-3000 | ABBOTT CRITICAL CARE SYSTEMS DIV ABBOTT LABORATORIES | 0
CHRISTIANA |  | HOSPITAL-CH | 0 | 30613 | DE |  |  |  | Oximeters; Intravascular | 19848 | MQ-3000 | ABBOTT CRITICAL CARE SYSTEMS DIV ABBOTT LABORATORIES | 0
CHRISTIANA |  | HOSPITAL-CH | 0 | 36245 | DE |  |  |  | Oximeters; Intravascular | 16171 | MQ-3000 | ABBOTT CRITICAL CARE SYSTEMS DIV ABBOTT LABORATORIES | 0
CHRISTIANA |  | HOSPITAL-WH | 0 | 3000-5596 | DE |  |  |  | Ophthalmoscopes; Scanning Laser | 36643 | 3000 | Carl Zeiss Meditec Inc | 0
CHRISTIANA |  | HOSPITAL-CH | 0 | FCB06360163SA | DE |  | 2014-01-29 19:00 |  | Oximeters; Pulse | 81013 | 3000 | GE MEDICAL SYSTEMS | 0
CHRISTIANA |  | WH SURGI | 0 | 23483 | DE |  |  |  | GENERATOR; STEAM-None | 40108 | CH10-861-500 | STERIS Corp | 2750
CHRISTIANA |  | WH SURGI | 0 | 23484 | DE |  |  |  | GENERATOR; STEAM-None | 40109 | CH10-861-500 | STERIS Corp | 2750
CHRISTIANA |  | HOSPITAL-CH | 0 | DYANAC084 | DE |  |  |  | Scanning Systems; Ultrasonic; Portable | T62945 | SITE RITE 6 | BARD ACCESS SYSTEMS DIV C R BARD INC | 25000
CHRISTIANA |  | CANCER CENTER | 0 | 31508061403 | DE |  | 2006-11-02 19:00 |  | Stereotactic Systems; Image-Guided; Biopsy; Mammographic | 39330 | MultiCare Platinum 8-004-0017 | LORAD BREAST IMAGING A HOLOGIC CO | 160000
CHRISTIANA |  | HOSPITAL-CH | 0 | 5249A33396 | DE |  |  |  | Data Management Systems; Patient | 52780 | RP5800-866023 PIICIX PC | PHILIPS MEDICAL SYSTEMS CARDIAC & MONITORING SYSTEMS DIV | 0
CHRISTIANA |  | HOSPITAL-CH | 0 | 555 | DE |  |  |  | Baths; Water; Laboratory | 12835 | 138 | FISHER SCIENTIFIC | 2000
CHRISTIANA |  | Springside Connor Building | 0 | C10979 | DE |  |  |  | Baths; Whirlpool | 38179 | H-105-M | WHITEHALL MFG DIV OF ACORN | 0
CHRISTIANA |  | HOSPITAL-WH | 0 | 17-47970 | DE |  |  |  | Baths; Whirlpool | 15511 | 285 | Ille Electric | 5000
CHRISTIANA |  | CANCER CENTER | 0 | 1187 | DE |  | 2010-07-05 20:00 |  | Incubators; Laboratory | 46654 | MiniFridge II 260009 | BOEKEL INDUSTRIES INC | 7500
CHRISTIANA |  | HOSPITAL-CH | 0 | 3287 | DE |  |  |  | Scales; Patient; Floor | 40448 | Digital Medical Scale WB-110A | TANITA CORP OF AMERICA INC | 1500
CHRISTIANA |  | HOSPITAL-CH | 0 | 480-06241 | DE |  |  |  | Exercisers; Continuous Passive Motion; Lower Limb; Knee | 37892 | Continuous Passive Motion (CPM) system 480 | ORTHOREHAB AN OTTO BOCK CO GROUP | 2500
CHRISTIANA |  | HOSPITAL-CH | 0 | 480-08133 | DE |  | 2008-09-08 20:00 |  | Exercisers; Continuous Passive Motion; Lower Limb; Knee | 41854 | Continuous Passive Motion (CPM) system 480 | ORTHOREHAB AN OTTO BOCK CO GROUP | 4460
CHRISTIANA |  | HOSPITAL-WH | 0 | 480-01422 | DE |  |  |  | Exercisers; Continuous Passive Motion; Lower Limb; Knee | 27564 | Continuous Passive Motion (CPM) system 480 | ORTHOREHAB AN OTTO BOCK CO GROUP | 3350
CHRISTIANA |  | HOSPITAL-WH | 0 | 480-06-159 | DE |  |  |  | Exercisers; Continuous Passive Motion; Lower Limb; Knee | 37818 | Continuous Passive Motion (CPM) system 480 | ORTHOREHAB AN OTTO BOCK CO GROUP | 2500
CHRISTIANA |  | HOSPITAL-WH | 0 | 480-0460 | DE |  | 2008-11-13 19:00 |  | Exercisers; Continuous Passive Motion; Lower Limb; Knee | 42136 | Continuous Passive Motion (CPM) system 480 | ORTHOREHAB AN OTTO BOCK CO GROUP | 7500
CHRISTIANA |  | HOSPITAL-CH | 0 | 480-02702- | DE |  | 2011-01-13 19:00 |  | Exercisers; Continuous Passive Motion; Lower Limb; Knee | 47356 | Continuous Passive Motion (CPM) system 480 | ORTHOREHAB AN OTTO BOCK CO GROUP | 2500
CHRISTIANA |  | HOSPITAL-CH | 0 | 200307453 | DE |  |  |  | Sphygmomanometers; Electronic; Automatic | 34956 | 52000 | CARDINAL | 2673.25
CHRISTIANA |  | HOSPITAL-WH | 0 | 200306002 | DE |  |  |  | Sphygmomanometers; Electronic; Automatic | 34859 | 52000 | CARDINAL | 2673.25
CHRISTIANA |  | HOSPITAL-CH | 0 | 200307452 | DE |  |  |  | Sphygmomanometers; Electronic; Automatic | 34955 | 52000 | CARDINAL | 2673.25
CHRISTIANA |  | HOSPITAL-WH | 0 | 200309012 | DE |  |  |  | Sphygmomanometers; Electronic; Automatic | 35303 | 52000 | CARDINAL | 2167.5
CHRISTIANA |  | HOSPITAL-CH | 0 | 20023910 | DE |  |  |  | Sphygmomanometers; Electronic; Automatic | 33309 | 52000 | CARDINAL | 1062
CHRISTIANA |  | HOSPITAL-WH | 0 | 200212210 | DE |  |  |  | Sphygmomanometers; Electronic; Automatic | 34308 | 52000 | CARDINAL | 2571.25
CHRISTIANA |  | HOSPITAL-WH | 0 | 200212206 | DE |  |  |  | Sphygmomanometers; Electronic; Automatic | 34306 | 52000 | CARDINAL | 2571.25
CHRISTIANA |  | HOSPITAL-WH | 0 | 200212205 | DE |  |  |  | Sphygmomanometers; Electronic; Automatic | 34304 | 52000 | CARDINAL | 2571.25
CHRISTIANA |  | HOSPITAL-WH | 0 | 20002744 | DE |  |  |  | Sphygmomanometers; Electronic; Automatic | 29147 | 52000 | CARDINAL | 2673.25
CHRISTIANA |  | HOSPITAL-WH | 0 | 200212246 | DE |  |  |  | Sphygmomanometers; Electronic; Automatic | 34305 | 52000 | CARDINAL | 2571.25
CHRISTIANA |  | HOSPITAL-CH | 0 | 200209596 | DE |  |  |  | Sphygmomanometers; Electronic; Automatic | 34357 | 52000 | CARDINAL | 3077
CHRISTIANA |  | HOSPITAL-CH | 0 | 200209599 | DE |  |  |  | Sphygmomanometers; Electronic; Automatic | 34356 | 52000 | CARDINAL | 3077
CHRISTIANA |  | HOSPITAL-CH | 0 | 200209598 | DE |  |  |  | Sphygmomanometers; Electronic; Automatic | 34358 | 52000 | CARDINAL | 3077
CHRISTIANA |  | HOSPITAL-CH | 0 | 200209597 | DE |  |  |  | Sphygmomanometers; Electronic; Automatic | 34360 | 52000 | CARDINAL | 3077
CHRISTIANA |  | HOSPITAL-WH | 0 | 200309142 | DE |  |  |  | Sphygmomanometers; Electronic; Automatic | 35352 | 52000 | CARDINAL | 2167.5
CHRISTIANA |  | HOSPITAL-WH | 0 | 20023657 | DE |  |  |  | Sphygmomanometers; Electronic; Automatic | 25827 | 52000 | CARDINAL | 3077
CHRISTIANA |  | HOSPITAL-WH | 0 | 20023685 | DE |  |  |  | Sphygmomanometers; Electronic; Automatic | 25828 | 52000 | CARDINAL | 1972
CHRISTIANA |  | HOSPITAL-WH | 0 | 20023684 | DE |  |  |  | Sphygmomanometers; Electronic; Automatic | 25830 | 52000 | CARDINAL | 1972
CHRISTIANA |  | WH SURGI | 0 | 20023656 | DE |  |  |  | Sphygmomanometers; Electronic; Automatic | 25821 | 52000 | CARDINAL | 3077
CHRISTIANA |  | HOSPITAL-WH | 0 | 20023683 | DE |  |  |  | Sphygmomanometers; Electronic; Automatic | 25829 | 52000 | CARDINAL | 1972
CHRISTIANA |  | WH SURGI | 0 | 20023659 | DE |  |  |  | Sphygmomanometers; Electronic; Automatic | 25820 | 52000 | CARDINAL | 3077
CHRISTIANA |  | HOSPITAL-WH | 0 | 200309139 | DE |  |  |  | Sphygmomanometers; Electronic; Automatic | 35351 | 52000 | CARDINAL | 2167.5
CHRISTIANA |  | HOSPITAL-CH | 0 | ST2A08018 | DE |  |  |  | Sphygmomanometers; Electronic; Automatic | 36577 | PRESSSURE PERF | CARDIAC CONTROL SYSTEMS INC | 3999.99
CHRISTIANA |  | HOSPITAL-CH | 0 | 222000308 | DE |  |  |  | Analyzers; Physiologic; Pulmonary Function Mechanics; Adult | 38199 | 790706-001 | Medical Graphics Corp | 24750
CHRISTIANA |  | HOSPITAL-CH | 0 | 218000295 | DE |  |  |  | Analyzers; Physiologic; Pulmonary Function Mechanics; Adult | 42163 | 790706-001 | Medical Graphics Corp | 0
CHRISTIANA |  | HOSPITAL-WH | 0 | 16966-00 | DE |  |  |  | Projectors; Chart; Eye | 31672 | 12084 | REICHERT OPHTHALMIC INSTRUMENTS DIV REICHERT INC | 0
CHRISTIANA |  | HOSPITAL-CH | 9350 | IT35063 | DE |  |  |  | Stereotactic Systems; Neurosurgical; Frameless | 34409 | R1004802-001 | GE MEDICAL SYSTEMS | 99000
CHRISTIANA |  | HOSPITAL-CH | 0 | 980083 | DE |  |  |  | Ultrasound Surgical Units | 32959 | HT 311 | ETHICON ENDO-SURGERY INC A JOHNSON & JOHNSON CO | 199999.99
CHRISTIANA |  | HOSPITAL-CH | 0 | 982 | DE |  |  |  | Carbon Dioxide Monitors; Transcutaneous | 20440 | 766111-108 | GE MEDICAL SYSTEMS | 7376
CHRISTIANA |  | HOSPITAL-CH | 0 | 975 | DE |  |  |  | Carbon Dioxide Monitors; Transcutaneous | 20441 | 766111-108 | GE MEDICAL SYSTEMS | 7376
CHRISTIANA |  | HCCC | 0 | NONE | DE |  |  |  | Exercisers | 45408 | WEIGHT MACHINE | KING FITNESS | 0
CHRISTIANA |  | HCCC | 0 | Z06911 | DE |  |  |  | Exercisers | 45405 | WEIGHT MACHINE | HOIST FITNESS SYSTEM | 2500
CHRISTIANA |  | HCCC | 0 | Z04766 | DE |  |  |  | Exercisers | 45406 | WEIGHT MACHINE | HOIST FITNESS SYSTEM | 2500
CHRISTIANA |  | HOSPITAL-WH | 0 | rm 8B or light | DE |  |  |  |  | RM8B OR LIGHT | STELLAR | Skytron Div The KMW Group | 25000
CHRISTIANA |  | WH SURGI | 0 | 2031025 | DE |  |  |  |  | WSC6 OR LIGHT | STELLAR | Skytron Div The KMW Group | 25000
CHRISTIANA |  | HOSPITAL-CH | 0 | B1 ORLIGHT | DE |  | 2006-03-05 19:00 |  |  | B1 OR LIGHT | STELLAR | Skytron Div The KMW Group | 29999.99
CHRISTIANA |  | HOSPITAL-CH | 0 | CER OR LIGHT 2 | DE |  |  |  |  | CER OR LIGHT 2 | STELLAR | Skytron Div The KMW Group | 25000
CHRISTIANA |  | HOSPITAL-CH | 0 | CER OR LIGHT 1 | DE |  |  |  |  | CER OR LIGHT 1 | STELLAR | Skytron Div The KMW Group | 25000
CHRISTIANA |  | HOSPITAL-WH | 0 | 140874 | DE |  |  |  | Regulators; Suction | 80883 | VSS720 | Boehringer Laboratories Inc | 700
CHRISTIANA |  | 1 Reads Way | 0 | 3657 | DE |  |  |  | Ultrasound Therapy Systems; Physical Therapy | 27560 | RM IV | RICH-MAR CORP | 3000
CHRISTIANA |  | HOSPITAL-CH | 0 | ? | DE |  |  |  | X-Ray Film Handling Equipment; Automatic; Daylight | BI-529 | 11X14 | DUPONT MEDICAL PRODUCTS DIAGNOSTIC IMAGING DIV | 15000
CHRISTIANA |  | HOSPITAL-CH | 0 | ? | DE |  |  |  | X-Ray Film Handling Equipment; Automatic; Daylight | BI-520 | 11X14 | DUPONT MEDICAL PRODUCTS DIAGNOSTIC IMAGING DIV | 15000
CHRISTIANA |  | HOSPITAL-CH | 0 | ? | DE |  |  |  | X-Ray Film Handling Equipment; Automatic; Daylight | BI-542 | 11X14 | DUPONT MEDICAL PRODUCTS DIAGNOSTIC IMAGING DIV | 15000
CHRISTIANA |  | Middletown Care Center(Sleepy Hollow) | 0 | ? | DE |  |  |  | X-Ray Film Handling Equipment; Automatic; Daylight | BI-593 | 11X14 | DUPONT MEDICAL PRODUCTS DIAGNOSTIC IMAGING DIV | 15000
CHRISTIANA |  |  | 0 | ? |  |  |  |  | X-Ray Film Handling Equipment; Automatic; Daylight | BI-596 | 11X14 | DUPONT MEDICAL PRODUCTS DIAGNOSTIC IMAGING DIV | 15000
CHRISTIANA |  | HOSPITAL-WH | 0 | ? | DE |  |  |  | X-Ray Film Handling Equipment; Automatic; Daylight | BI-561 | 11X14 | DUPONT MEDICAL PRODUCTS DIAGNOSTIC IMAGING DIV | 15000
CHRISTIANA |  | HOSPITAL-WH | 0 | ? | DE |  |  |  | X-Ray Film Handling Equipment; Automatic; Daylight | BI-565 | 11X14 | DUPONT MEDICAL PRODUCTS DIAGNOSTIC IMAGING DIV | 15000
CHRISTIANA |  | CH-SURGI | 0 | 3805G25333 | DE |  | 2003-10-28 19:00 |  | Physiologic Monitor Modules; Exhaled Carbon Dioxide | 35022 | M1016A | PHILIPS MEDICAL SYSTEMS CARDIAC & MONITORING SYSTEMS DIV | 2500
CHRISTIANA |  | HOSPITAL-CH | 0 | 3805G27660 | DE |  | 2008-01-20 19:00 |  | Physiologic Monitor Modules; Exhaled Carbon Dioxide | 26825 | M1016A | PHILIPS MEDICAL SYSTEMS CARDIAC & MONITORING SYSTEMS DIV | 3000
CHRISTIANA |  | HOSPITAL-CH | 0 | 3739A11676 | DE |  | 1997-10-05 20:00 |  | Physiologic Monitor Modules; Exhaled Carbon Dioxide | 26824 | M1016A | PHILIPS MEDICAL SYSTEMS CARDIAC & MONITORING SYSTEMS DIV | 3000
CHRISTIANA |  | HOSPITAL-CH | 0 | 3805G22153 | DE |  | 2003-03-25 19:00 |  | Physiologic Monitor Modules; Exhaled Carbon Dioxide | 34576 | M1016A | PHILIPS MEDICAL SYSTEMS CARDIAC & MONITORING SYSTEMS DIV | 2500
CHRISTIANA |  | HOSPITAL-CH | 0 | 3022A01482 | DE |  |  |  | Physiologic Monitor Modules; Exhaled Carbon Dioxide | 18349 | M1016A | PHILIPS MEDICAL SYSTEMS CARDIAC & MONITORING SYSTEMS DIV | 2054
CHRISTIANA |  | HOSPITAL-CH | 0 | 3251A04884 | DE |  | 1993-02-22 19:00 |  | Physiologic Monitor Modules; Exhaled Carbon Dioxide | 20321 | M1016A | PHILIPS MEDICAL SYSTEMS CARDIAC & MONITORING SYSTEMS DIV | 3000
CHRISTIANA |  | HOSPITAL-CH | 0 | 3805G21145 | DE |  | 2004-01-04 19:00 |  | Physiologic Monitor Modules; Exhaled Carbon Dioxide | 35326 | M1016A | PHILIPS MEDICAL SYSTEMS CARDIAC & MONITORING SYSTEMS DIV | 2500
CHRISTIANA |  | HOSPITAL-CH | 0 | 3022A01489 | DE |  | 1992-03-04 19:00 |  | Physiologic Monitor Modules; Exhaled Carbon Dioxide | 19598 | M1016A | PHILIPS MEDICAL SYSTEMS CARDIAC & MONITORING SYSTEMS DIV | 3000
CHRISTIANA |  | HOSPITAL-CH | 0 | 3630A10176 | DE |  | 1996-07-23 20:00 |  | Physiologic Monitor Modules; Exhaled Carbon Dioxide | 25163 | M1016A | PHILIPS MEDICAL SYSTEMS CARDIAC & MONITORING SYSTEMS DIV | 3000
CHRISTIANA |  | HOSPITAL-CH | 0 | 3805G24178 | DE |  | 2003-03-25 19:00 |  | Physiologic Monitor Modules; Exhaled Carbon Dioxide | 34578 | M1016A | PHILIPS MEDICAL SYSTEMS CARDIAC & MONITORING SYSTEMS DIV | 2500
CHRISTIANA |  | HOSPITAL-CH | 0 | 3805G11090 | DE |  | 1996-07-28 20:00 |  | Physiologic Monitor Modules; Exhaled Carbon Dioxide | 24737 | M1016A | PHILIPS MEDICAL SYSTEMS CARDIAC & MONITORING SYSTEMS DIV | 3000
CHRISTIANA |  | HOSPITAL-CH | 0 | 221B824-1203 | DE |  |  |  | X-Ray Film Changers; Cassette | 12694 | E200-C | Franklin | 3169
CHRISTIANA |  | HOSPITAL-CH | 0 | 132000437 | DE |  |  |  | Monitors; Bedside; Respiration; Exhaled Carbon Dioxide | 36578 | GAS MODULE UL | Medical Graphics Corp | 0
CHRISTIANA |  | HOSPITAL-CH | 0 | NONE | DE |  |  |  | Ventilators; Pressure-Cycled | 14413 | AP-5 | BENNETT MFG CO INC | 9000
CHRISTIANA |  | HOSPITAL-WH | 0 | A807856 | DE |  |  |  | Ventilators; Pressure-Cycled | 18436 | AP-5 | BENNETT MFG CO INC | 9000
CHRISTIANA |  | HOSPITAL-WH | 0 | NS | DE |  |  |  | Ventilators; Pressure-Cycled | 14037 | AP-5 | BENNETT MFG CO INC | 9000
CHRISTIANA |  | CANCER CENTER | 0 | 7169 | DE |  |  |  | Aspirators | 33262 | EasyGoVac Aspirator PM65 | PRECISION MEDICAL INC | 1500
CHRISTIANA |  | HOSPITAL-CH | 0 | NONE | DE |  |  |  | X-Ray Generators | 35544 | 9890 000 02051 | PHILIPS MEDICAL SYSTEMS NORTH AMERICA | 104980
CHRISTIANA |  | HOSPITAL-CH | 0 | 04-0222 | DE |  | 2003-11-10 19:00 |  | X-Ray Generators | 35545 | 9890 000 02051 | PHILIPS MEDICAL SYSTEMS NORTH AMERICA | 104980
CHRISTIANA |  | HOSPITAL-CH | 0 | 2122 | DE |  |  |  | Centrifuges; Tabletop; Low-Speed; Nonrefrigerated | 37143 | Small Centrifuge EBA 20C | Hettich Instruments LP | 2949.97
CHRISTIANA |  | HOSPITAL-CH | 0 | 248 | DE |  |  |  | Centrifuges; Tabletop; Low-Speed; Nonrefrigerated | 57841 | Small Centrifuge EBA 20C | Hettich Instruments LP | 2949.97
CHRISTIANA |  | HOSPITAL-CH | 0 | 1936 | DE |  |  |  | Centrifuges; Tabletop; Low-Speed; Nonrefrigerated | 37146 | Small Centrifuge EBA 20C | Hettich Instruments LP | 2949.97
CHRISTIANA |  | HOSPITAL-CH | 0 | 2050 | DE |  |  |  | Centrifuges; Tabletop; Low-Speed; Nonrefrigerated | 37145 | Small Centrifuge EBA 20C | Hettich Instruments LP | 2949.97
CHRISTIANA |  | HOSPITAL-WH | 0 | 2150 | DE |  |  |  | Centrifuges; Tabletop; Low-Speed; Nonrefrigerated | 37264 | Small Centrifuge EBA 20C | Hettich Instruments LP | 9.99
CHRISTIANA |  | HOSPITAL-CH | 0 | 2067 | DE |  |  |  | Centrifuges; Tabletop; Low-Speed; Nonrefrigerated | 37142 | Small Centrifuge EBA 20C | Hettich Instruments LP | 2949.97
CHRISTIANA |  | HOSPITAL-CH | 0 | 1794 | DE |  |  |  | Centrifuges; Tabletop; Low-Speed; Nonrefrigerated | 37144 | Small Centrifuge EBA 20C | Hettich Instruments LP | 2949.97
CHRISTIANA |  | HOSPITAL-CH | 0 | 1799 | DE |  |  |  | Centrifuges; Tabletop; Low-Speed; Nonrefrigerated | 39670 | Small Centrifuge EBA 20C | Hettich Instruments LP | 2949.97
CHRISTIANA |  | HOSPITAL-CH | 0 | DA025923 | DE |  |  |  | Monitors; Physiologic; Electrocardiography/Vital Signs | 35372 | Propaq Encore Vital Signs Monitor 202EL | CARDINAL | 9290
CHRISTIANA |  | HOSPITAL-WH | 0 | DA024332 | DE |  |  |  | Monitors; Physiologic; Electrocardiography/Vital Signs | 34348 | Propaq Encore Vital Signs Monitor 202EL | CARDINAL | 7216.05
CHRISTIANA |  | HOSPITAL-CH | 0 | DA020453 | DE |  |  |  | Monitors; Physiologic; Electrocardiography/Vital Signs | 32201 | Propaq Encore Vital Signs Monitor 202EL | CARDINAL | 9802
CHRISTIANA |  | HOSPITAL-CH | 0 | DA105071 | DE |  |  |  | Monitors; Physiologic; Electrocardiography/Vital Signs | 39980 | Propaq Encore Vital Signs Monitor 202EL | CARDINAL | 8595
CHRISTIANA |  | HOSPITAL-WH | 0 | DA024334 | DE |  |  |  | Monitors; Physiologic; Electrocardiography/Vital Signs | 34347 | Propaq Encore Vital Signs Monitor 202EL | CARDINAL | 7216.05
CHRISTIANA |  | HOSPITAL-CH | 0 | DA025921 | DE |  | 2004-01-28 19:00 |  | Monitors; Physiologic; Electrocardiography/Vital Signs | 35375 | Propaq Encore Vital Signs Monitor 202EL | CARDINAL | 9290
CHRISTIANA |  | HOSPITAL-CH | 0 | DA105072 | DE |  |  |  | Monitors; Physiologic; Electrocardiography/Vital Signs | 39981 | Propaq Encore Vital Signs Monitor 202EL | CARDINAL | 8595
CHRISTIANA |  | HOSPITAL-CH | 0 | NONE | DE |  | 2012-01-18 19:00 |  | Monitors; Physiologic; Electrocardiography/Vital Signs | 34651 | Propaq Encore Vital Signs Monitor 202EL | CARDINAL | 7216.05
CHRISTIANA |  | HOSPITAL-CH | 0 | DA025918 | DE |  | 2004-01-28 19:00 |  | Monitors; Physiologic; Electrocardiography/Vital Signs | 35380 | Propaq Encore Vital Signs Monitor 202EL | CARDINAL | 9290
CHRISTIANA |  | HOSPITAL-CH | 0 | DA024685 | DE |  | 2003-08-07 20:00 |  | Monitors; Physiologic; Electrocardiography/Vital Signs | 34879 | Propaq Encore Vital Signs Monitor 202EL | CARDINAL | 7216.05
CHRISTIANA |  | HOSPITAL-WH | 0 | DA024333 | DE |  |  |  | Monitors; Physiologic; Electrocardiography/Vital Signs | 34346 | Propaq Encore Vital Signs Monitor 202EL | CARDINAL | 7216.05
CHRISTIANA |  | HOSPITAL-CH | 0 | DA025925 | DE |  | 2004-01-28 19:00 |  | Monitors; Physiologic; Electrocardiography/Vital Signs | 35374 | Propaq Encore Vital Signs Monitor 202EL | CARDINAL | 9290
CHRISTIANA |  | CANCER CENTER | 0 | 4243009 | DE |  |  |  | Monitors; Physiologic; Electrocardiography/Vital Signs | 34689 | Propaq Encore Vital Signs Monitor 202EL | CARDINAL | 6038.5
CHRISTIANA |  | HOSPITAL-CH | 0 | DA102614 | DE |  | 2006-09-05 20:00 |  | Monitors; Physiologic; Electrocardiography/Vital Signs | 38821 | Propaq Encore Vital Signs Monitor 202EL | CARDINAL | 9290
CHRISTIANA |  | HOSPITAL-CH | 0 | DA025919 | DE |  | 2004-01-28 19:00 |  | Monitors; Physiologic; Electrocardiography/Vital Signs | 35373 | Propaq Encore Vital Signs Monitor 202EL | CARDINAL | 9290
CHRISTIANA |  | HOSPITAL-CH | 0 | DA026470 | DE |  | 2004-05-20 20:00 |  | Monitors; Physiologic; Electrocardiography/Vital Signs | 36025 | Propaq Encore Vital Signs Monitor 202EL | CARDINAL | 9290
CHRISTIANA |  | HOSPITAL-CH | 0 | DA025917 | DE |  | 2004-01-28 19:00 |  | Monitors; Physiologic; Electrocardiography/Vital Signs | 35377 | Propaq Encore Vital Signs Monitor 202EL | CARDINAL | 9290
CHRISTIANA |  | HOSPITAL-WH | 0 | DA023158 | DE |  |  |  | Monitors; Physiologic; Electrocardiography/Vital Signs | 34300 | Propaq Encore Vital Signs Monitor 202EL | CARDINAL | 9271.88
CHRISTIANA |  | HOSPITAL-CH | 0 | DA025924 | DE |  | 2004-01-28 19:00 |  | Monitors; Physiologic; Electrocardiography/Vital Signs | 35378 | Propaq Encore Vital Signs Monitor 202EL | CARDINAL | 9290
CHRISTIANA |  | HOSPITAL-CH | 0 | 13479 | DE |  |  |  | Scanning Systems; Ultrasonic; General-Purpose | 21008 | 128XP | SIEMENS HEALTH SYSTEMS | 120000
CHRISTIANA |  | HOSPITAL-CH | 0 | 10658 | DE |  |  |  | Scanning Systems; Ultrasonic; General-Purpose | 18519 | 128XP | SIEMENS HEALTH SYSTEMS | 170955
CHRISTIANA |  | Union Professional Building Elkton | 0 | P002285 | MD |  |  |  | Cameras; Video; Endoscope | 27339 | Telecam DX NTSC Camera System 20232120 | STORZ ENDOSCOPY-AMERICA INC | 2000
CHRISTIANA |  | HOSPITAL-CH | 0 | CA4061179 | DE |  |  |  | Stimulators; Electrical; Peripheral Nerve; Block Monitoring | 27971 | Microstim Plus 7100 | NEURO TECHNOLOGY INC | 850
CHRISTIANA |  | HOSPITAL-WH | 0 | 20150528884 | DE |  |  |  | Stimulators; Electrical; Peripheral Nerve; Block Monitoring | 87210 | SunStim Plus 8-1053-62 | MERCURY MEDICAL | 4500
CHRISTIANA |  | Springside Connor Building | 0 | 108.4001.07.242.0604 | DE |  | 2013-02-28 19:00 |  | Water Chillers | 50526 | KPC Series Chiller KPC 108 L-US | Kraus | 50000
CHRISTIANA |  | HOSPITAL-CH | 0 | 7669-R | DE |  |  |  | Warming Unit; Solution | 31562 | 7669-R | EchoLab | 0
CHRISTIANA |  | HOSPITAL-CH | 0 | NONE | DE |  |  |  | TEST EQUIPMENT; TEST EQUIPMENT | 49385 | 6790280 | AIRSHIELD VICKERS | 0
CHRISTIANA |  | HOSPITAL-CH | 0 | NONE | DE |  |  |  | TEST EQUIPMENT; TEST EQUIPMENT | 49384 | 6790280 | AIRSHIELD VICKERS | 0
CHRISTIANA |  | HOSPITAL-CH | 0 | 6812-089 | DE |  |  |  |  | 21604 | 505003 | INFRASONICS INC | 3000
CHRISTIANA |  | HOSPITAL-WH | 0 | E1583 | DE |  |  |  | Scales; Patient; Bedside; Sling | E1583 | FG 821-HD | SR INSTRUMENTS INC | 1500
CHRISTIANA |  | HOSPITAL-WH | 0 | E1430 | DE |  |  |  | Scales; Patient; Bedside; Sling | E1430 | FG 821-HD | SR INSTRUMENTS INC | 1500
CHRISTIANA |  | HOSPITAL-CH | 0 | AGF06886 | DE |  |  |  | Compressed Gas Proportioners; Oxygen-Air | 39560 | 3920A | BIRD PRODUCTS 3M MEDICAL PRODUCTS DIV | 0
CHRISTIANA |  | HOSPITAL-WH | 0 | 2004358 | DE |  |  |  | Monitors; Video | 23211 | PVM-1953MD | SONY MEDICAL SYSTEMS | 1500
CHRISTIANA |  | HOSPITAL-CH | 0 | 2765 | DE |  |  |  | Water Purification Systems; Reverse Osmosis | 32577 | WR095 | GAMBRO RENAL PRODUCTS | 4500
CHRISTIANA |  | HOSPITAL-CH | 0 | 2764 | DE |  |  |  | Water Purification Systems; Reverse Osmosis | 32582 | WR095 | GAMBRO RENAL PRODUCTS | 4500
CHRISTIANA |  | HOSPITAL-CH | 0 | 2767 | DE |  |  |  | Water Purification Systems; Reverse Osmosis | 32579 | WR095 | GAMBRO RENAL PRODUCTS | 4500
CHRISTIANA |  | HOSPITAL-CH | 0 | 2782 | DE |  |  |  | Water Purification Systems; Reverse Osmosis | 32580 | WR095 | GAMBRO RENAL PRODUCTS | 4500
CHRISTIANA |  | HOSPITAL-CH | 0 | 2769 | DE |  |  |  | Water Purification Systems; Reverse Osmosis | 32578 | WR095 | GAMBRO RENAL PRODUCTS | 4500
CHRISTIANA |  | HOSPITAL-CH | 0 | 2766 | DE |  |  |  | Water Purification Systems; Reverse Osmosis | 32581 | WR095 | GAMBRO RENAL PRODUCTS | 4500
CHRISTIANA |  | Riverside Medical Arts Complex | 0 | 21663381 | DE |  |  |  | Oximeters; Pulse | 28353 | Covidien Nellcor NPB-40 | NELLCOR PURITAN BENNETT INC | 550
CHRISTIANA |  | HOSPITAL-WH | 0 | G03858817 | DE |  |  |  | Oximeters; Pulse | 34712 | Covidien Nellcor NPB-40 | NELLCOR PURITAN BENNETT INC | 550
CHRISTIANA |  | Riverside Medical Arts Complex | 0 | 21663381 | DE |  |  |  | Oximeters; Pulse | 39033 | Covidien Nellcor NPB-40 | NELLCOR PURITAN BENNETT INC | 550
CHRISTIANA |  | HOSPITAL-WH | 0 | G99805391 | DE |  |  |  | Oximeters; Pulse | 28473 | Covidien Nellcor NPB-40 | NELLCOR PURITAN BENNETT INC | 550
CHRISTIANA |  | HOSPITAL-WH | 0 | G00801699 | DE |  |  |  | Oximeters; Pulse | 31901 | Covidien Nellcor NPB-40 | NELLCOR PURITAN BENNETT INC | 550
CHRISTIANA |  | HOSPITAL-CH | 0 | G02846722 | DE |  |  |  | Oximeters; Pulse | 34367 | Covidien Nellcor NPB-40 | NELLCOR PURITAN BENNETT INC | 550
CHRISTIANA |  | HOSPITAL-CH | 0 | G99839286 | DE |  |  |  | Oximeters; Pulse | 80369 | Covidien Nellcor NPB-40 | NELLCOR PURITAN BENNETT INC | 550
CHRISTIANA |  | HOSPITAL-CH | 0 | G03831729 | DE |  |  |  | Oximeters; Pulse | 35333 | Covidien Nellcor NPB-40 | NELLCOR PURITAN BENNETT INC | 550
CHRISTIANA |  | HOSPITAL-CH | 0 | 21468692 | DE |  |  |  | Oximeters; Pulse | 27701 | Covidien Nellcor NPB-40 | NELLCOR PURITAN BENNETT INC | 550
CHRISTIANA |  | HOSPITAL-CH | 0 | G99817824 | DE |  |  |  | Oximeters; Pulse | 30588 | Covidien Nellcor NPB-40 | NELLCOR PURITAN BENNETT INC | 550
CHRISTIANA |  | HOSPITAL-WH | 0 | G05886129 | DE |  |  |  | Oximeters; Pulse | 37233 | Covidien Nellcor NPB-40 | NELLCOR PURITAN BENNETT INC | 550
CHRISTIANA |  | Riverside Medical Arts Complex | 0 | G03817719 | DE |  |  |  | Oximeters; Pulse | 34601 | Covidien Nellcor NPB-40 | NELLCOR PURITAN BENNETT INC | 550
CHRISTIANA |  | HOSPITAL-CH | 0 | G04849098 | DE |  |  |  | Oximeters; Pulse | 36710 | Covidien Nellcor NPB-40 | NELLCOR PURITAN BENNETT INC | 550
CHRISTIANA |  | HOSPITAL-WH | 0 | G04834078 | DE |  |  |  | Oximeters; Pulse | 37198 | Covidien Nellcor NPB-40 | NELLCOR PURITAN BENNETT INC | 550
CHRISTIANA |  | HOSPITAL-CH | 0 | G03842701 | DE |  |  |  | Oximeters; Pulse | 40231 | Covidien Nellcor NPB-40 | NELLCOR PURITAN BENNETT INC | 550
CHRISTIANA |  | HOSPITAL-WH | 0 | 21672883 | DE |  |  |  | Oximeters; Pulse | 37107 | Covidien Nellcor NPB-40 | NELLCOR PURITAN BENNETT INC | 550
CHRISTIANA |  | HOSPITAL-CH | 0 | G03811835 | DE |  |  |  | Oximeters; Pulse | 80004 | Covidien Nellcor NPB-40 | NELLCOR PURITAN BENNETT INC | 550
CHRISTIANA |  | HOSPITAL-CH | 0 | G05861994 | DE |  |  |  | Oximeters; Pulse | 36934 | Covidien Nellcor NPB-40 | NELLCOR PURITAN BENNETT INC | 550
CHRISTIANA |  | HOSPITAL-CH | 0 | G03836942 | DE |  |  |  | Oximeters; Pulse | 35332 | Covidien Nellcor NPB-40 | NELLCOR PURITAN BENNETT INC | 550
CHRISTIANA |  | HOSPITAL-WH | 0 | G03830361 | DE |  |  |  | Oximeters; Pulse | 34835 | Covidien Nellcor NPB-40 | NELLCOR PURITAN BENNETT INC | 550
CHRISTIANA |  | Riverside Medical Arts Complex | 0 | 21646598 | DE |  |  |  | Oximeters; Pulse | 28109 | Covidien Nellcor NPB-40 | NELLCOR PURITAN BENNETT INC | 550
CHRISTIANA |  | HOSPITAL-WH | 0 | 21645824 | DE |  |  |  | Oximeters; Pulse | 28110 | Covidien Nellcor NPB-40 | NELLCOR PURITAN BENNETT INC | 550
CHRISTIANA |  | HOSPITAL-CH | 0 | G00842248 | DE |  |  |  | Oximeters; Pulse | 31031 | Covidien Nellcor NPB-40 | NELLCOR PURITAN BENNETT INC | 550
CHRISTIANA |  | HOSPITAL-CH | 0 | GO1853360 | DE |  |  |  | Oximeters; Pulse | 31526 | Covidien Nellcor NPB-40 | NELLCOR PURITAN BENNETT INC | 550
CHRISTIANA |  | HOSPITAL-WH | 0 | G02803077 | DE |  |  |  | Oximeters; Pulse | 32155 | Covidien Nellcor NPB-40 | NELLCOR PURITAN BENNETT INC | 550
CHRISTIANA |  | HOSPITAL-WH | 0 | G01856052 | DE |  | 2002-02-03 19:00 |  | Oximeters; Pulse | 32131 | Covidien Nellcor NPB-40 | NELLCOR PURITAN BENNETT INC | 550
CHRISTIANA |  | HOSPITAL-CH | 0 | G00842239 | DE |  |  |  | Oximeters; Pulse | 31034 | Covidien Nellcor NPB-40 | NELLCOR PURITAN BENNETT INC | 550
CHRISTIANA |  | HOSPITAL-WH | 0 | G03860368 | DE |  |  |  | Oximeters; Pulse | 36641 | Covidien Nellcor NPB-40 | NELLCOR PURITAN BENNETT INC | 550
CHRISTIANA |  | HOSPITAL-CH | 0 | G00841601 | DE |  |  |  | Oximeters; Pulse | 31033 | Covidien Nellcor NPB-40 | NELLCOR PURITAN BENNETT INC | 550
CHRISTIANA |  | HOSPITAL-CH | 0 | G00842454 | DE |  |  |  | Oximeters; Pulse | 31036 | Covidien Nellcor NPB-40 | NELLCOR PURITAN BENNETT INC | 550
CHRISTIANA |  | HOSPITAL-WH | 0 | G03828406 | DE |  |  |  | Oximeters; Pulse | 40645 | Covidien Nellcor NPB-40 | NELLCOR PURITAN BENNETT INC | 550
CHRISTIANA |  | HOSPITAL-WH | 0 | G02818317 | DE |  |  |  | Oximeters; Pulse | 25805 | Covidien Nellcor NPB-40 | NELLCOR PURITAN BENNETT INC | 550
CHRISTIANA |  | HOSPITAL-CH | 0 | PEP014224P | DE |  | 2019-04-26 07:07 |  | Pacemakers; Cardiac; External; Invasive Electrode | 30479 | External Pacemaker 5348 | MEDTRONIC INC CARDIOVASCULAR SECTOR | 1950
CHRISTIANA |  | HOSPITAL-CH | 0 | PEP003587P | DE |  |  |  | Pacemakers; Cardiac; External; Invasive Electrode | 24308 | External Pacemaker 5348 | MEDTRONIC INC CARDIOVASCULAR SECTOR | 3000
CHRISTIANA |  | HOSPITAL-CH | 0 | PEP052650P | DE |  |  |  | Pacemakers; Cardiac; External; Invasive Electrode | 42221 | External Pacemaker 5348 | MEDTRONIC INC CARDIOVASCULAR SECTOR | 3000
CHRISTIANA |  | HOSPITAL-CH | 0 | PEP014226P | DE |  |  |  | Pacemakers; Cardiac; External; Invasive Electrode | 30484 | External Pacemaker 5348 | MEDTRONIC INC CARDIOVASCULAR SECTOR | 1950
CHRISTIANA |  | HOSPITAL-CH | 0 | PEP100212R | DE |  |  |  | Pacemakers; Cardiac; External; Invasive Electrode | 46102 | External Pacemaker 5348 | MEDTRONIC INC CARDIOVASCULAR SECTOR | 2500
CHRISTIANA |  | HOSPITAL-WH | 0 | PEP014222P | DE |  |  |  | Pacemakers; Cardiac; External; Invasive Electrode | 30473 | External Pacemaker 5348 | MEDTRONIC INC CARDIOVASCULAR SECTOR | 1950
CHRISTIANA |  | HOSPITAL-CH | 0 | PEP014227P | DE |  |  |  | Pacemakers; Cardiac; External; Invasive Electrode | 30475 | External Pacemaker 5348 | MEDTRONIC INC CARDIOVASCULAR SECTOR | 1950
CHRISTIANA |  | HOSPITAL-CH | 0 | PEP014230P | DE |  |  |  | Pacemakers; Cardiac; External; Invasive Electrode | 30465 | External Pacemaker 5348 | MEDTRONIC INC CARDIOVASCULAR SECTOR | 1950
CHRISTIANA |  | HOSPITAL-CH | 0 | PEP006763P | DE |  |  |  | Pacemakers; Cardiac; External; Invasive Electrode | 26424 | External Pacemaker 5348 | MEDTRONIC INC CARDIOVASCULAR SECTOR | 3000
CHRISTIANA |  | HOSPITAL-WH | 0 | NONE | DE |  |  |  | Lights; Examination | 31827 | LS100 | CARDINAL | 0
CHRISTIANA |  | CANCER CENTER | 0 | 44100 | DE |  |  |  | Lights; Examination | 31747 | LS100 | CARDINAL | 0
CHRISTIANA |  | CANCER CENTER | 0 | NONE | DE |  |  |  | Lights; Examination | 33439 | N/M | BURTON CO | 0
CHRISTIANA |  | Middletown Care Center(Sleepy Hollow) | 0 | R303980 | DE |  |  |  | Ergometers; Bicycle | 41368 | 4330 | STAR TRAC BY UNISEN INC | 0
CHRISTIANA |  | PMRI | 0 | R302269 | DE |  |  |  | Ergometers; Bicycle | 41367 | 4330 | STAR TRAC BY UNISEN INC | 0
CHRISTIANA |  | HOSPITAL-CH | 0 | 1496-010822 | DE |  |  |  | Physiologic Monitor Module Housings | 41440 | 91496 | Spacelabs Healthcare Inc An OSI Systems Co | 2150
CHRISTIANA |  | HOSPITAL-CH | 0 | 1496-007494 | DE |  |  |  | Physiologic Monitor Module Housings | 38325 | 91496 | Spacelabs Healthcare Inc An OSI Systems Co | 4042
CHRISTIANA |  | HOSPITAL-CH | 0 | 1496-007138 | DE |  |  |  | Physiologic Monitor Module Housings | 41439 | 91496 | Spacelabs Healthcare Inc An OSI Systems Co | 2150
CHRISTIANA |  | HOSPITAL-CH | 0 | 1496-007496 | DE |  |  |  | Physiologic Monitor Module Housings | 38321 | 91496 | Spacelabs Healthcare Inc An OSI Systems Co | 4042
CHRISTIANA |  | HOSPITAL-CH | 0 | 1496-007495 | DE |  |  |  | Physiologic Monitor Module Housings | 38323 | 91496 | Spacelabs Healthcare Inc An OSI Systems Co | 4042
CHRISTIANA |  | HOSPITAL-CH | 0 | GK10693 | DE |  |  |  | Incubators; Infant; Mobile | 16834 | C68-2 | HILL-ROM AIR-SHIELDS A HILL-ROM CO | 13790
CHRISTIANA |  | HOSPITAL-CH | 0 | ZM19139 | DE |  |  |  | Incubators; Infant; Mobile | 20406 | C68-2 | HILL-ROM AIR-SHIELDS A HILL-ROM CO | 1000
CHRISTIANA |  | HOSPITAL-CH | 0 | BX14237 | DE |  |  |  | Incubators; Infant; Mobile | 18759 | C68-2 | HILL-ROM AIR-SHIELDS A HILL-ROM CO | 1000
CHRISTIANA |  | HOSPITAL-CH | 0 | WF21548 | DE |  |  |  | Incubators; Infant; Mobile | 21514 | C68-2 | HILL-ROM AIR-SHIELDS A HILL-ROM CO | 1000
CHRISTIANA |  | HOSPITAL-CH | 0 | GK10750 | DE |  |  |  | Incubators; Infant; Mobile | 16831 | C68-2 | HILL-ROM AIR-SHIELDS A HILL-ROM CO | 13790
CHRISTIANA |  | HOSPITAL-CH | 0 | TG15635 | DE |  |  |  | Incubators; Infant; Mobile | 19292 | C68-2 | HILL-ROM AIR-SHIELDS A HILL-ROM CO | 8095
CHRISTIANA |  | HOSPITAL-CH | 0 | NK10796 | DE |  |  |  | Incubators; Infant; Mobile | 16833 | C68-2 | HILL-ROM AIR-SHIELDS A HILL-ROM CO | 13790
CHRISTIANA |  | HOSPITAL-CH | 0 | BT08856 | DE |  |  |  | Incubators; Infant; Mobile | 17977 | C68-2 | HILL-ROM AIR-SHIELDS A HILL-ROM CO | 1000
CHRISTIANA |  | HOSPITAL-CH | 0 | BX14262 | DE |  |  |  | Incubators; Infant; Mobile | 18815 | C68-2 | HILL-ROM AIR-SHIELDS A HILL-ROM CO | 1000
CHRISTIANA |  | HOSPITAL-CH | 0 | JX14130 | DE |  |  |  | Incubators; Infant; Mobile | 18817 | C68-2 | HILL-ROM AIR-SHIELDS A HILL-ROM CO | 1000
CHRISTIANA |  | HOSPITAL-CH | 0 | UG16494 | DE |  |  |  | Incubators; Infant; Mobile | 19322 | C68-2 | HILL-ROM AIR-SHIELDS A HILL-ROM CO | 8095
CHRISTIANA |  | HOSPITAL-CH | 0 | GK10685 | DE |  |  |  | Incubators; Infant; Mobile | 16830 | C68-2 | HILL-ROM AIR-SHIELDS A HILL-ROM CO | 13790
CHRISTIANA |  | HOSPITAL-CH | 0 | JE12347 | DE |  |  |  | Incubators; Infant; Mobile | 18100 | C68-2 | HILL-ROM AIR-SHIELDS A HILL-ROM CO | 6385.5
CHRISTIANA |  | HOSPITAL-CH | 0 | RG15484 | DE |  |  |  | Incubators; Infant; Mobile | 19293 | C68-2 | HILL-ROM AIR-SHIELDS A HILL-ROM CO | 1000
CHRISTIANA |  | HOSPITAL-CH | 0 | TG15662 | DE |  |  |  | Incubators; Infant; Mobile | 19296 | C68-2 | HILL-ROM AIR-SHIELDS A HILL-ROM CO | 1000
CHRISTIANA |  | HOSPITAL-CH | 0 | JE12350 | DE |  |  |  | Incubators; Infant; Mobile | 18102 | C68-2 | HILL-ROM AIR-SHIELDS A HILL-ROM CO | 6385.5
CHRISTIANA |  | HOSPITAL-CH | 0 | RG15491 | DE |  |  |  | Incubators; Infant; Mobile | 19300 | C68-2 | HILL-ROM AIR-SHIELDS A HILL-ROM CO | 1000
CHRISTIANA |  | HOSPITAL-CH | 0 | RG15494 | DE |  |  |  | Incubators; Infant; Mobile | 19302 | C68-2 | HILL-ROM AIR-SHIELDS A HILL-ROM CO | 1000
CHRISTIANA |  | HOSPITAL-CH | 0 | BX14241 | DE |  |  |  | Incubators; Infant; Mobile | 18811 | C68-2 | HILL-ROM AIR-SHIELDS A HILL-ROM CO | 1000
CHRISTIANA |  | HOSPITAL-CH | 0 | MX13800 | DE |  |  |  | Incubators; Infant; Mobile | 18813 | C68-2 | HILL-ROM AIR-SHIELDS A HILL-ROM CO | 1000
CHRISTIANA |  | HOSPITAL-CH | 0 | JE12390 | DE |  |  |  | Incubators; Infant; Mobile | 18096 | C68-2 | HILL-ROM AIR-SHIELDS A HILL-ROM CO | 6385.5
CHRISTIANA |  | HOSPITAL-CH | 0 | JE12342 | DE |  |  |  | Incubators; Infant; Mobile | 18098 | C68-2 | HILL-ROM AIR-SHIELDS A HILL-ROM CO | 6385.5
CHRISTIANA |  | HOSPITAL-CH | 0 | UE12342 | DE |  |  |  | Incubators; Infant; Mobile | 18097 | C68-2 | HILL-ROM AIR-SHIELDS A HILL-ROM CO | 6385.5
CHRISTIANA |  | HOSPITAL-CH | 0 | JE12463 | DE |  |  |  | Incubators; Infant; Mobile | 18099 | C68-2 | HILL-ROM AIR-SHIELDS A HILL-ROM CO | 6385.5
CHRISTIANA |  | HOSPITAL-CH | 0 | GK10644 | DE |  |  |  | Incubators; Infant; Mobile | 17919 | C68-2 | HILL-ROM AIR-SHIELDS A HILL-ROM CO | 1000
CHRISTIANA |  | HOSPITAL-CH | 0 | ME12192 | DE |  |  |  | Incubators; Infant; Mobile | 17796 | C68-2 | HILL-ROM AIR-SHIELDS A HILL-ROM CO | 6195
CHRISTIANA |  | HOSPITAL-CH | 0 | 0471FP | DE |  | 2017-04-28 20:00 |  | Scanning Systems; Ultrasonic; General-Purpose | T0063 | X-Porte Ultrasound System | SonoSite Inc | 35000
CHRISTIANA |  | HOSPITAL-CH | 0 | 88999A | DE |  | 2008-05-01 20:00 |  | Tables; Examination/Treatment; Adjustable | 40700 | Power Procedure Table 4010 | UNITED MEDICAL FABRICATORS | 1700
CHRISTIANA |  | HOSPITAL-WH | 0 | 88998 | DE |  |  |  | Tables; Examination/Treatment; Adjustable | 40625 | Power Procedure Table 4010 | UNITED MEDICAL FABRICATORS | 0
CHRISTIANA |  | HOSPITAL-CH | 0 | 02023-0096 | DE |  |  |  | Compressors; Medical-Air | 32956 | Vacuum Compressor MTVL1A | MED-TEC INC | 299.99
CHRISTIANA |  | HOSPITAL-CH | 0 | 98Q0018421 | DE |  |  |  | Sphygmomanometers; Electronic; Automatic | 31452 | COMPACT S | GE MEDICAL SYSTEMS | 4165
CHRISTIANA |  | HOSPITAL-CH | 0 | 98Q0018407 | DE |  |  |  | Sphygmomanometers; Electronic; Automatic | 28100 | COMPACT S | GE MEDICAL SYSTEMS | 4165
CHRISTIANA |  | HOSPITAL-CH | 0 | 98Q0018424 | DE |  |  |  | Sphygmomanometers; Electronic; Automatic | 28091 | COMPACT S | GE MEDICAL SYSTEMS | 4165
CHRISTIANA |  | HOSPITAL-CH | 0 | 98Q0018454 | DE |  |  |  | Sphygmomanometers; Electronic; Automatic | 28101 | COMPACT S | GE MEDICAL SYSTEMS | 4165
CHRISTIANA |  | PMRI | 0 | 99Q0016688 | DE |  |  |  | Sphygmomanometers; Electronic; Automatic | 28923 | COMPACT S | GE MEDICAL SYSTEMS | 4165
CHRISTIANA |  | HOSPITAL-CH | 0 | 98Q0018456 | DE |  |  |  | Sphygmomanometers; Electronic; Automatic | 28093 | COMPACT S | GE MEDICAL SYSTEMS | 4165
CHRISTIANA |  | HOSPITAL-CH | 0 | 99Q0031682 | DE |  |  |  | Sphygmomanometers; Electronic; Automatic | 28850 | COMPACT S | GE MEDICAL SYSTEMS | 4165
CHRISTIANA |  | HOSPITAL-CH | 0 | 99Q0031643 | DE |  |  |  | Sphygmomanometers; Electronic; Automatic | 28924 | COMPACT S | GE MEDICAL SYSTEMS | 4165
CHRISTIANA |  | HOSPITAL-CH | 0 | 98Q0018441 | DE |  |  |  | Sphygmomanometers; Electronic; Automatic | 28097 | COMPACT S | GE MEDICAL SYSTEMS | 4165
CHRISTIANA |  | HOSPITAL-CH | 0 | 98Q00184287 | DE |  |  |  | Sphygmomanometers; Electronic; Automatic | 28098 | COMPACT S | GE MEDICAL SYSTEMS | 4165
CHRISTIANA |  | HOSPITAL-CH | 0 | 98Q0018459 | DE |  |  |  | Sphygmomanometers; Electronic; Automatic | 28095 | COMPACT S | GE MEDICAL SYSTEMS | 4165
CHRISTIANA |  | HOSPITAL-WH | 0 | 445235 | DE |  |  |  | Light Sources; Microscope | 19645 | AFX-IIA | NIKON INSTRUMENTS INC | 1000
CHRISTIANA |  | HOSPITAL-CH | 0 | 6034 | DE |  |  |  | Irradiators; Blood | 49306 | RAYCELL | THERATRONICS DIV MDS NORDION | 275000
CHRISTIANA |  | HOSPITAL-CH | 0 | 148 | DE |  |  |  | Irradiators; Blood | 14354 | GC-1000 | ATOMIC ENERGY OF CANADA LTD | 31420
CHRISTIANA |  | HOSPITAL-CH | 0 | 611080199 | DE |  |  |  | Humidifiers; Artificial Airway; Heated | 48712 | NEPTUNE - 425-00 | Teleflex Medical | 500
CHRISTIANA |  | HOSPITAL-CH | 0 | 611080196 | DE |  |  |  | Humidifiers; Artificial Airway; Heated | 48711 | NEPTUNE - 425-00 | Teleflex Medical | 500
CHRISTIANA |  | HOSPITAL-CH | 0 | 611080182 | DE |  |  |  | Humidifiers; Artificial Airway; Heated | 48710 | NEPTUNE - 425-00 | Teleflex Medical | 500
CHRISTIANA |  | HOSPITAL-CH | 0 | 611080442 | DE |  |  |  | Humidifiers; Artificial Airway; Heated | 48881 | NEPTUNE - 425-00 | Teleflex Medical | 500
CHRISTIANA |  | HOSPITAL-CH | 0 | 611080445 | DE |  |  |  | Humidifiers; Artificial Airway; Heated | 48880 | NEPTUNE - 425-00 | Teleflex Medical | 500
CHRISTIANA |  | HOSPITAL-CH | 0 | 608080222 | DE |  |  |  | Humidifiers; Artificial Airway; Heated | 53368 | NEPTUNE - 425-00 | Teleflex Medical | 500
CHRISTIANA |  | HOSPITAL-CH | 0 | 611080335 | DE |  |  |  | Humidifiers; Artificial Airway; Heated | 48870 | NEPTUNE - 425-00 | Teleflex Medical | 500
CHRISTIANA |  | HOSPITAL-CH | 0 | 611080434 | DE |  |  |  | Humidifiers; Artificial Airway; Heated | 48869 | NEPTUNE - 425-00 | Teleflex Medical | 500
CHRISTIANA |  | HOSPITAL-CH | 0 | 611080475 | DE |  |  |  | Humidifiers; Artificial Airway; Heated | 48868 | NEPTUNE - 425-00 | Teleflex Medical | 500
CHRISTIANA |  | HOSPITAL-CH | 0 | 610060969 | DE |  |  |  | Humidifiers; Artificial Airway; Heated | 54298 | NEPTUNE - 425-00 | Teleflex Medical | 500
CHRISTIANA |  | HOSPITAL-CH | 0 | 611080314 | DE |  |  |  | Humidifiers; Artificial Airway; Heated | 48818 | NEPTUNE - 425-00 | Teleflex Medical | 500
CHRISTIANA |  | HOSPITAL-CH | 0 | 612060357 | DE |  |  |  | Humidifiers; Artificial Airway; Heated | 48817 | NEPTUNE - 425-00 | Teleflex Medical | 500
CHRISTIANA |  | HOSPITAL-CH | 0 | 611080298 | DE |  |  |  | Humidifiers; Artificial Airway; Heated | 48816 | NEPTUNE - 425-00 | Teleflex Medical | 500
CHRISTIANA |  | HOSPITAL-CH | 0 | 611080283 | DE |  |  |  | Humidifiers; Artificial Airway; Heated | 48831 | NEPTUNE - 425-00 | Teleflex Medical | 500
CHRISTIANA |  | HOSPITAL-CH | 0 | 611080308 | DE |  |  |  | Humidifiers; Artificial Airway; Heated | 48830 | NEPTUNE - 425-00 | Teleflex Medical | 500
CHRISTIANA |  | HOSPITAL-CH | 0 | 611080165 | DE |  |  |  | Humidifiers; Artificial Airway; Heated | 48829 | NEPTUNE - 425-00 | Teleflex Medical | 500
CHRISTIANA |  | HOSPITAL-CH | 0 | 611080249 | DE |  |  |  | Humidifiers; Artificial Airway; Heated | 48806 | NEPTUNE - 425-00 | Teleflex Medical | 500
CHRISTIANA |  | HOSPITAL-CH | 0 | 611080337 | DE |  |  |  | Humidifiers; Artificial Airway; Heated | 48805 | NEPTUNE - 425-00 | Teleflex Medical | 500
CHRISTIANA |  | HOSPITAL-CH | 0 | 608110022 | DE |  |  |  | Humidifiers; Artificial Airway; Heated | 54297 | NEPTUNE - 425-00 | Teleflex Medical | 500
CHRISTIANA |  | HOSPITAL-CH | 0 | 611080360 | DE |  |  |  | Humidifiers; Artificial Airway; Heated | 48765 | NEPTUNE - 425-00 | Teleflex Medical | 500
CHRISTIANA |  | HOSPITAL-CH | 0 | 611080206 | DE |  |  |  | Humidifiers; Artificial Airway; Heated | 48709 | NEPTUNE - 425-00 | Teleflex Medical | 500
CHRISTIANA |  | HOSPITAL-CH | 0 | 611080241 | DE |  |  |  | Humidifiers; Artificial Airway; Heated | 48708 | NEPTUNE - 425-00 | Teleflex Medical | 500
CHRISTIANA |  | HOSPITAL-CH | 0 | 611080151 | DE |  |  |  | Humidifiers; Artificial Airway; Heated | 48707 | NEPTUNE - 425-00 | Teleflex Medical | 500
CHRISTIANA |  | HOSPITAL-CH | 0 | 611080350 | DE |  |  |  | Humidifiers; Artificial Airway; Heated | 48882 | NEPTUNE - 425-00 | Teleflex Medical | 500
CHRISTIANA |  | HOSPITAL-CH | 0 | 611080353 | DE |  |  |  | Humidifiers; Artificial Airway; Heated | 48762 | NEPTUNE - 425-00 | Teleflex Medical | 500
CHRISTIANA |  | HOSPITAL-CH | 0 | 611080345 | DE |  |  |  | Humidifiers; Artificial Airway; Heated | 48764 | NEPTUNE - 425-00 | Teleflex Medical | 500
CHRISTIANA |  | HOSPITAL-CH | 0 | 611080403 | DE |  |  |  | Humidifiers; Artificial Airway; Heated | 48867 | NEPTUNE - 425-00 | Teleflex Medical | 500
CHRISTIANA |  | HOSPITAL-CH | 0 | 611080271 | DE |  |  |  | Humidifiers; Artificial Airway; Heated | 48866 | NEPTUNE - 425-00 | Teleflex Medical | 500
CHRISTIANA |  | HOSPITAL-CH | 0 | 611080349 | DE |  |  |  | Humidifiers; Artificial Airway; Heated | 48865 | NEPTUNE - 425-00 | Teleflex Medical | 500
CHRISTIANA |  | HOSPITAL-CH | 0 | 611080297 | DE |  |  |  | Humidifiers; Artificial Airway; Heated | 48743 | NEPTUNE - 425-00 | Teleflex Medical | 500
CHRISTIANA |  | HOSPITAL-CH | 0 | 607100136 | DE |  |  |  | Humidifiers; Artificial Airway; Heated | 48742 | NEPTUNE - 425-00 | Teleflex Medical | 500
CHRISTIANA |  | HOSPITAL-CH | 0 | 611090048 | DE |  |  |  | Humidifiers; Artificial Airway; Heated | 48828 | NEPTUNE - 425-00 | Teleflex Medical | 500
CHRISTIANA |  | HOSPITAL-CH | 0 | 611080316 | DE |  |  |  | Humidifiers; Artificial Airway; Heated | 48827 | NEPTUNE - 425-00 | Teleflex Medical | 500
CHRISTIANA |  | HOSPITAL-CH | 0 | 612030179 | DE |  |  |  | Humidifiers; Artificial Airway; Heated | 48826 | NEPTUNE - 425-00 | Teleflex Medical | 500
CHRISTIANA |  | HOSPITAL-CH | 0 | 609070184 | DE |  |  |  | Humidifiers; Artificial Airway; Heated | 54360 | NEPTUNE - 425-00 | Teleflex Medical | 500
CHRISTIANA |  | HOSPITAL-CH | 0 | 611080162 | DE |  |  |  | Humidifiers; Artificial Airway; Heated | 48804 | NEPTUNE - 425-00 | Teleflex Medical | 500
CHRISTIANA |  | HOSPITAL-CH | 0 | 611080169 | DE |  |  |  | Humidifiers; Artificial Airway; Heated | 48718 | NEPTUNE - 425-00 | Teleflex Medical | 500
CHRISTIANA |  | HOSPITAL-CH | 0 | 611080194 | DE |  |  |  | Humidifiers; Artificial Airway; Heated | 48717 | NEPTUNE - 425-00 | Teleflex Medical | 500
CHRISTIANA |  | HOSPITAL-CH | 0 | 611080218 | DE |  |  |  | Humidifiers; Artificial Airway; Heated | 48716 | NEPTUNE - 425-00 | Teleflex Medical | 500
CHRISTIANA |  | HOSPITAL-CH | 0 | 611080303 | DE |  |  |  | Humidifiers; Artificial Airway; Heated | 48761 | NEPTUNE - 425-00 | Teleflex Medical | 500
CHRISTIANA |  | HOSPITAL-CH | 0 | 608120261 | DE |  |  |  | Humidifiers; Artificial Airway; Heated | 53363 | NEPTUNE - 425-00 | Teleflex Medical | 500
CHRISTIANA |  | HOSPITAL-CH | 0 | 6080170295 | DE |  |  |  | Humidifiers; Artificial Airway; Heated | 54364 | NEPTUNE - 425-00 | Teleflex Medical | 500
CHRISTIANA |  | HOSPITAL-CH | 0 | 611080367 | DE |  |  |  | Humidifiers; Artificial Airway; Heated | 48741 | NEPTUNE - 425-00 | Teleflex Medical | 500
CHRISTIANA |  | HOSPITAL-CH | 0 | 611080355 | DE |  |  |  | Humidifiers; Artificial Airway; Heated | 48740 | NEPTUNE - 425-00 | Teleflex Medical | 500
CHRISTIANA |  | HOSPITAL-CH | 0 | 612060313 | DE |  |  |  | Humidifiers; Artificial Airway; Heated | 48739 | NEPTUNE - 425-00 | Teleflex Medical | 500
CHRISTIANA |  | HOSPITAL-CH | 0 | 611080265 | DE |  |  |  | Humidifiers; Artificial Airway; Heated | 48905 | NEPTUNE - 425-00 | Teleflex Medical | 500
CHRISTIANA |  | HOSPITAL-CH | 0 | 611080347 | DE |  |  |  | Humidifiers; Artificial Airway; Heated | 48902 | NEPTUNE - 425-00 | Teleflex Medical | 500
CHRISTIANA |  | HOSPITAL-CH | 0 | 611080444 | DE |  |  |  | Humidifiers; Artificial Airway; Heated | 48903 | NEPTUNE - 425-00 | Teleflex Medical | 500
CHRISTIANA |  | HOSPITAL-CH | 0 | 611080262 | DE |  |  |  | Humidifiers; Artificial Airway; Heated | 48760 | NEPTUNE - 425-00 | Teleflex Medical | 500
CHRISTIANA |  | HOSPITAL-CH | 0 | 612060399 | DE |  |  |  | Humidifiers; Artificial Airway; Heated | 48759 | NEPTUNE - 425-00 | Teleflex Medical | 500
CHRISTIANA |  | HOSPITAL-CH | 0 | 611080160 | DE |  |  |  | Humidifiers; Artificial Airway; Heated | 48715 | NEPTUNE - 425-00 | Teleflex Medical | 500
CHRISTIANA |  | HOSPITAL-CH | 0 | 611080179 | DE |  |  |  | Humidifiers; Artificial Airway; Heated | 48714 | NEPTUNE - 425-00 | Teleflex Medical | 500
CHRISTIANA |  | HOSPITAL-CH | 0 | 611080163 | DE |  |  |  | Humidifiers; Artificial Airway; Heated | 48713 | NEPTUNE - 425-00 | Teleflex Medical | 500
CHRISTIANA |  | HOSPITAL-CH | 0 | 615030655 | DE |  |  |  | Humidifiers; Artificial Airway; Heated | 57431 | NEPTUNE - 425-00 | Teleflex Medical | 500
CHRISTIANA |  | HOSPITAL-CH | 0 | 611050153 | DE |  |  |  | Humidifiers; Artificial Airway; Heated | 54296 | NEPTUNE - 425-00 | Teleflex Medical | 500
CHRISTIANA |  | HOSPITAL-CH | 0 | 611080472 | DE |  |  |  | Humidifiers; Artificial Airway; Heated | 48738 | NEPTUNE - 425-00 | Teleflex Medical | 500
CHRISTIANA |  | HOSPITAL-CH | 0 | 611080436 | DE |  |  |  | Humidifiers; Artificial Airway; Heated | 48904 | NEPTUNE - 425-00 | Teleflex Medical | 500
CHRISTIANA |  | HOSPITAL-CH | 0 | 611080368 | DE |  |  |  | Humidifiers; Artificial Airway; Heated | 48821 | NEPTUNE - 425-00 | Teleflex Medical | 500
CHRISTIANA |  | HOSPITAL-CH | 0 | 612060348 | DE |  |  |  | Humidifiers; Artificial Airway; Heated | 48820 | NEPTUNE - 425-00 | Teleflex Medical | 500
CHRISTIANA |  | HOSPITAL-CH | 0 | 611080320 | DE |  |  |  | Humidifiers; Artificial Airway; Heated | 48819 | NEPTUNE - 425-00 | Teleflex Medical | 500
CHRISTIANA |  | HOSPITAL-CH | 0 | 611080373 | DE |  |  |  | Humidifiers; Artificial Airway; Heated | 48809 | NEPTUNE - 425-00 | Teleflex Medical | 500
CHRISTIANA |  | HOSPITAL-CH | 0 | 611080319 | DE |  |  |  | Humidifiers; Artificial Airway; Heated | 48808 | NEPTUNE - 425-00 | Teleflex Medical | 500
CHRISTIANA |  | HOSPITAL-CH | 0 | 611080217 | DE |  |  |  | Humidifiers; Artificial Airway; Heated | 48807 | NEPTUNE - 425-00 | Teleflex Medical | 500
CHRISTIANA |  | HOSPITAL-CH | 0 | 608100189 | DE |  |  |  | Humidifiers; Artificial Airway; Heated | 54295 | NEPTUNE - 425-00 | Teleflex Medical | 500
CHRISTIANA |  | HOSPITAL-CH | 0 | 608070021 | DE |  |  |  | Humidifiers; Artificial Airway; Heated | 53364 | NEPTUNE - 425-00 | Teleflex Medical | 500
CHRISTIANA |  | HOSPITAL-CH | 0 | 611080451 | DE |  |  |  | Humidifiers; Artificial Airway; Heated | 48757 | NEPTUNE - 425-00 | Teleflex Medical | 500
CHRISTIANA |  | HOSPITAL-CH | 0 | 611080315 | DE |  |  |  | Humidifiers; Artificial Airway; Heated | 48758 | NEPTUNE - 425-00 | Teleflex Medical | 500
CHRISTIANA |  | HOSPITAL-CH | 0 | 611080342 | DE |  |  |  | Humidifiers; Artificial Airway; Heated | 48756 | NEPTUNE - 425-00 | Teleflex Medical | 500
CHRISTIANA |  | HOSPITAL-CH | 0 | 611080260 | DE |  |  |  | Humidifiers; Artificial Airway; Heated | 48889 | NEPTUNE - 425-00 | Teleflex Medical | 500
CHRISTIANA |  | HOSPITAL-CH | 0 | 613020048 | DE |  |  |  | Humidifiers; Artificial Airway; Heated | 48888 | NEPTUNE - 425-00 | Teleflex Medical | 500
CHRISTIANA |  | HOSPITAL-CH | 0 | 611080405 | DE |  |  |  | Humidifiers; Artificial Airway; Heated | 48887 | NEPTUNE - 425-00 | Teleflex Medical | 500
CHRISTIANA |  | HOSPITAL-CH | 0 | 612060384 | DE |  |  |  | Humidifiers; Artificial Airway; Heated | 48886 | NEPTUNE - 425-00 | Teleflex Medical | 500
CHRISTIANA |  | HOSPITAL-CH | 0 | 609090303 | DE |  |  |  | Humidifiers; Artificial Airway; Heated | 57002 | NEPTUNE - 425-00 | Teleflex Medical | 0
CHRISTIANA |  | HOSPITAL-CH | 0 | 611040116 | DE |  |  |  | Humidifiers; Artificial Airway; Heated | 54688 | NEPTUNE - 425-00 | Teleflex Medical | 500
CHRISTIANA |  | HOSPITAL-CH | 0 | 607060184 | DE |  |  |  | Humidifiers; Artificial Airway; Heated | 54691 | NEPTUNE - 425-00 | Teleflex Medical | 500
CHRISTIANA |  | HOSPITAL-CH | 0 | 608100596 | DE |  |  |  | Humidifiers; Artificial Airway; Heated | 53367 | NEPTUNE - 425-00 | Teleflex Medical | 500
CHRISTIANA |  | HOSPITAL-CH | 0 | 611080224 | DE |  |  |  | Humidifiers; Artificial Airway; Heated | 48699 | NEPTUNE - 425-00 | Teleflex Medical | 500
CHRISTIANA |  | HOSPITAL-CH | 0 | 611080248 | DE |  |  |  | Humidifiers; Artificial Airway; Heated | 48698 | NEPTUNE - 425-00 | Teleflex Medical | 500
CHRISTIANA |  | HOSPITAL-CH | 0 | 611090026 | DE |  |  |  | Humidifiers; Artificial Airway; Heated | 48697 | NEPTUNE - 425-00 | Teleflex Medical | 500
CHRISTIANA |  | HOSPITAL-CH | 0 | 611080419 | DE |  |  |  | Humidifiers; Artificial Airway; Heated | 53344 | NEPTUNE - 425-00 | Teleflex Medical | 500
CHRISTIANA |  | HOSPITAL-CH | 0 | 608050352 | DE |  |  |  | Humidifiers; Artificial Airway; Heated | 54689 | NEPTUNE - 425-00 | Teleflex Medical | 500
CHRISTIANA |  | HOSPITAL-CH | 0 | 608090564 | DE |  |  |  | Humidifiers; Artificial Airway; Heated | 54692 | NEPTUNE - 425-00 | Teleflex Medical | 500
CHRISTIANA |  | HOSPITAL-CH | 0 | 613020014 | DE |  |  |  | Humidifiers; Artificial Airway; Heated | 48696 | NEPTUNE - 425-00 | Teleflex Medical | 500
CHRISTIANA |  | HOSPITAL-CH | 0 | 610080665 | DE |  |  |  | Humidifiers; Artificial Airway; Heated | 54359 | NEPTUNE - 425-00 | Teleflex Medical | 500
CHRISTIANA |  | HOSPITAL-CH | 0 | 611080425 | DE |  |  |  | Humidifiers; Artificial Airway; Heated | 48750 | NEPTUNE - 425-00 | Teleflex Medical | 500
CHRISTIANA |  | HOSPITAL-CH | 0 | 611080332 | DE |  |  |  | Humidifiers; Artificial Airway; Heated | 48898 | NEPTUNE - 425-00 | Teleflex Medical | 500
CHRISTIANA |  | HOSPITAL-CH | 0 | 611080358 | DE |  |  |  | Humidifiers; Artificial Airway; Heated | 48899 | NEPTUNE - 425-00 | Teleflex Medical | 500
CHRISTIANA |  | HOSPITAL-CH | 0 | 611080420 | DE |  |  |  | Humidifiers; Artificial Airway; Heated | 48885 | NEPTUNE - 425-00 | Teleflex Medical | 500
CHRISTIANA |  | HOSPITAL-CH | 0 | 611080433 | DE |  |  |  | Humidifiers; Artificial Airway; Heated | 48878 | NEPTUNE - 425-00 | Teleflex Medical | 500
CHRISTIANA |  | HOSPITAL-CH | 0 | 613020002 | DE |  |  |  | Humidifiers; Artificial Airway; Heated | 48877 | NEPTUNE - 425-00 | Teleflex Medical | 500
CHRISTIANA |  | HOSPITAL-CH | 0 | 607100672 | DE |  |  |  | Humidifiers; Artificial Airway; Heated | 53362 | NEPTUNE - 425-00 | Teleflex Medical | 500
CHRISTIANA |  | HOSPITAL-CH | 0 | 610070384 | DE |  |  |  | Humidifiers; Artificial Airway; Heated | 54685 | NEPTUNE - 425-00 | Teleflex Medical | 500
CHRISTIANA |  | HOSPITAL-CH | 0 | 611080375 | DE |  |  |  | Humidifiers; Artificial Airway; Heated | 48838 | NEPTUNE - 425-00 | Teleflex Medical | 500
CHRISTIANA |  | HOSPITAL-CH | 0 | 608100271 | DE |  |  |  | Humidifiers; Artificial Airway; Heated | 54686 | NEPTUNE - 425-00 | Teleflex Medical | 500
CHRISTIANA |  | HOSPITAL-CH | 0 | 610050379 | DE |  |  |  | Humidifiers; Artificial Airway; Heated | 48695 | NEPTUNE - 425-00 | Teleflex Medical | 500
CHRISTIANA |  | HOSPITAL-CH | 0 | 608050674 | DE |  |  |  | Humidifiers; Artificial Airway; Heated | 48694 | NEPTUNE - 425-00 | Teleflex Medical | 500
CHRISTIANA |  | HOSPITAL-CH | 0 | 611080200 | DE |  |  |  | Humidifiers; Artificial Airway; Heated | 48693 | NEPTUNE - 425-00 | Teleflex Medical | 500
CHRISTIANA |  | HOSPITAL-CH | 0 | 611080310 | DE |  |  |  | Humidifiers; Artificial Airway; Heated | 48897 | NEPTUNE - 425-00 | Teleflex Medical | 500
CHRISTIANA |  | HOSPITAL-CH | 0 | 611080287 | DE |  |  |  | Humidifiers; Artificial Airway; Heated | 48896 | NEPTUNE - 425-00 | Teleflex Medical | 500
CHRISTIANA |  | HOSPITAL-CH | 0 | 611080458 | DE |  |  |  | Humidifiers; Artificial Airway; Heated | 48891 | NEPTUNE - 425-00 | Teleflex Medical | 500
CHRISTIANA |  | HOSPITAL-CH | 0 | 609110317 | DE |  |  |  | Humidifiers; Artificial Airway; Heated | 48731 | NEPTUNE - 425-00 | Teleflex Medical | 500
CHRISTIANA |  | HOSPITAL-CH | 0 | 611080237 | DE |  |  |  | Humidifiers; Artificial Airway; Heated | 48825 | NEPTUNE - 425-00 | Teleflex Medical | 500
CHRISTIANA |  | HOSPITAL-CH | 0 | 611080293 | DE |  |  |  | Humidifiers; Artificial Airway; Heated | 48824 | NEPTUNE - 425-00 | Teleflex Medical | 500
CHRISTIANA |  | HOSPITAL-CH | 0 | 611080311 | DE |  |  |  | Humidifiers; Artificial Airway; Heated | 48823 | NEPTUNE - 425-00 | Teleflex Medical | 500
CHRISTIANA |  | HOSPITAL-CH | 0 | 612020762 | DE |  |  |  | Humidifiers; Artificial Airway; Heated | 54291 | NEPTUNE - 425-00 | Teleflex Medical | 500
CHRISTIANA |  | HOSPITAL-CH | 0 | 611060140 | DE |  |  |  | Humidifiers; Artificial Airway; Heated | 53359 | NEPTUNE - 425-00 | Teleflex Medical | 500
CHRISTIANA |  | HOSPITAL-CH | 0 | 611080323 | DE |  |  |  | Humidifiers; Artificial Airway; Heated | 48837 | NEPTUNE - 425-00 | Teleflex Medical | 500
CHRISTIANA |  | HOSPITAL-CH | 0 | 611080359 | DE |  |  |  | Humidifiers; Artificial Airway; Heated | 48836 | NEPTUNE - 425-00 | Teleflex Medical | 500
CHRISTIANA |  | HOSPITAL-CH | 0 | 611080443 | DE |  |  |  | Humidifiers; Artificial Airway; Heated | 48835 | NEPTUNE - 425-00 | Teleflex Medical | 500
CHRISTIANA |  | HOSPITAL-CH | 0 | 611010042 | DE |  |  |  | Humidifiers; Artificial Airway; Heated | 54365 | NEPTUNE - 425-00 | Teleflex Medical | 500
CHRISTIANA |  | HOSPITAL-CH | 0 | 608080054 | DE |  |  |  | Humidifiers; Artificial Airway; Heated | 48822 | NEPTUNE - 425-00 | Teleflex Medical | 500
CHRISTIANA |  | HOSPITAL-CH | 0 | 611080407 | DE |  |  |  | Humidifiers; Artificial Airway; Heated | 48754 | NEPTUNE - 425-00 | Teleflex Medical | 500
CHRISTIANA |  | HOSPITAL-CH | 0 | 610060940 | DE |  |  |  | Humidifiers; Artificial Airway; Heated | 54292 | NEPTUNE - 425-00 | Teleflex Medical | 500
CHRISTIANA |  | HOSPITAL-CH | 0 | 611080229 | DE |  |  |  | Humidifiers; Artificial Airway; Heated | 48730 | NEPTUNE - 425-00 | Teleflex Medical | 500
CHRISTIANA |  | HOSPITAL-CH | 0 | 611080221 | DE |  |  |  | Humidifiers; Artificial Airway; Heated | 48729 | NEPTUNE - 425-00 | Teleflex Medical | 500
CHRISTIANA |  | HOSPITAL-CH | 0 | 611080242 | DE |  |  |  | Humidifiers; Artificial Airway; Heated | 48728 | NEPTUNE - 425-00 | Teleflex Medical | 500
CHRISTIANA |  | HOSPITAL-CH | 0 | 611080202 | DE |  |  |  | Humidifiers; Artificial Airway; Heated | 48727 | NEPTUNE - 425-00 | Teleflex Medical | 500
CHRISTIANA |  | HOSPITAL-CH | 0 | 615030399 | DE |  |  |  | Humidifiers; Artificial Airway; Heated | 57430 | NEPTUNE - 425-00 | Teleflex Medical | 500
CHRISTIANA |  | HOSPITAL-CH | 0 | 611080457 | DE |  |  |  | Humidifiers; Artificial Airway; Heated | 48890 | NEPTUNE - 425-00 | Teleflex Medical | 500
CHRISTIANA |  | HOSPITAL-CH | 0 | 610090186 | DE |  |  |  | Humidifiers; Artificial Airway; Heated | 54293 | NEPTUNE - 425-00 | Teleflex Medical | 500
CHRISTIANA |  | HOSPITAL-CH | 0 | 611080234 | DE |  |  |  | Humidifiers; Artificial Airway; Heated | 48700 | NEPTUNE - 425-00 | Teleflex Medical | 500
CHRISTIANA |  | HOSPITAL-CH | 0 | 611080391 | DE |  |  |  | Humidifiers; Artificial Airway; Heated | 48834 | NEPTUNE - 425-00 | Teleflex Medical | 500
CHRISTIANA |  | HOSPITAL-CH | 0 | 611080307 | DE |  |  |  | Humidifiers; Artificial Airway; Heated | 48833 | NEPTUNE - 425-00 | Teleflex Medical | 500
CHRISTIANA |  | HOSPITAL-CH | 0 | 611080417 | DE |  |  |  | Humidifiers; Artificial Airway; Heated | 48832 | NEPTUNE - 425-00 | Teleflex Medical | 500
CHRISTIANA |  | HOSPITAL-CH | 0 | 608050329 | DE |  |  |  | Humidifiers; Artificial Airway; Heated | 54690 | NEPTUNE - 425-00 | Teleflex Medical | 500
CHRISTIANA |  | HOSPITAL-CH | 0 | 611080280 | DE |  |  |  | Humidifiers; Artificial Airway; Heated | 48753 | NEPTUNE - 425-00 | Teleflex Medical | 500
CHRISTIANA |  | HOSPITAL-CH | 0 | 611080261 | DE |  |  |  | Humidifiers; Artificial Airway; Heated | 48752 | NEPTUNE - 425-00 | Teleflex Medical | 500
CHRISTIANA |  | HOSPITAL-CH | 0 | 611080300 | DE |  |  |  | Humidifiers; Artificial Airway; Heated | 48763 | NEPTUNE - 425-00 | Teleflex Medical | 500
CHRISTIANA |  | HOSPITAL-CH | 0 | 608110272 | DE |  |  |  | Humidifiers; Artificial Airway; Heated | 54294 | NEPTUNE - 425-00 | Teleflex Medical | 500
CHRISTIANA |  | HOSPITAL-CH | 0 | 611080254 | DE |  |  |  | Humidifiers; Artificial Airway; Heated | 48726 | NEPTUNE - 425-00 | Teleflex Medical | 500
CHRISTIANA |  | HOSPITAL-CH | 0 | 607090962 | DE |  |  |  | Humidifiers; Artificial Airway; Heated | 57238 | NEPTUNE - 425-00 | Teleflex Medical | 500
CHRISTIANA |  | HOSPITAL-CH | 0 | 611080231 | DE |  |  |  | Humidifiers; Artificial Airway; Heated | 48857 | NEPTUNE - 425-00 | Teleflex Medical | 500
CHRISTIANA |  | HOSPITAL-CH | 0 | 611080181 | DE |  |  |  | Humidifiers; Artificial Airway; Heated | 48856 | NEPTUNE - 425-00 | Teleflex Medical | 500
CHRISTIANA |  | HOSPITAL-CH | 0 | 608060449 | DE |  |  |  | Humidifiers; Artificial Airway; Heated | 57248 | NEPTUNE - 425-00 | Teleflex Medical | 500
CHRISTIANA |  | HOSPITAL-CH | 0 | 611020203 | DE |  |  |  | Humidifiers; Artificial Airway; Heated | 54358 | NEPTUNE - 425-00 | Teleflex Medical | 500
CHRISTIANA |  | HOSPITAL-CH | 0 | 611080397 | DE |  |  |  | Humidifiers; Artificial Airway; Heated | 48844 | NEPTUNE - 425-00 | Teleflex Medical | 500
CHRISTIANA |  | HOSPITAL-CH | 0 | 613020038 | DE |  |  |  | Humidifiers; Artificial Airway; Heated | 48843 | NEPTUNE - 425-00 | Teleflex Medical | 500
CHRISTIANA |  | HOSPITAL-CH | 0 | 611080386 | DE |  |  |  | Humidifiers; Artificial Airway; Heated | 48842 | NEPTUNE - 425-00 | Teleflex Medical | 500
CHRISTIANA |  | HOSPITAL-CH | 0 | 611080172 | DE |  |  |  | Humidifiers; Artificial Airway; Heated | 48855 | NEPTUNE - 425-00 | Teleflex Medical | 500
CHRISTIANA |  | HOSPITAL-CH | 0 | 611080192 | DE |  |  |  | Humidifiers; Artificial Airway; Heated | 48854 | NEPTUNE - 425-00 | Teleflex Medical | 500
CHRISTIANA |  | HOSPITAL-CH | 0 | 612030001 | DE |  |  |  | Humidifiers; Artificial Airway; Heated | 48852 | NEPTUNE - 425-00 | Teleflex Medical | 500
CHRISTIANA |  | HOSPITAL-CH | 0 | 609100066 | DE |  |  |  | Humidifiers; Artificial Airway; Heated | 54362 | NEPTUNE - 425-00 | Teleflex Medical | 500
CHRISTIANA |  | HOSPITAL-CH | 0 | 612030002 | DE |  |  |  | Humidifiers; Artificial Airway; Heated | 48841 | NEPTUNE - 425-00 | Teleflex Medical | 500
CHRISTIANA |  | HOSPITAL-CH | 0 | 611080339 | DE |  |  |  | Humidifiers; Artificial Airway; Heated | 48840 | NEPTUNE - 425-00 | Teleflex Medical | 500
CHRISTIANA |  | HOSPITAL-CH | 0 | 611080372 | DE |  |  |  | Humidifiers; Artificial Airway; Heated | 48839 | NEPTUNE - 425-00 | Teleflex Medical | 500
CHRISTIANA |  | HOSPITAL-CH | 0 | 611080167 | DE |  |  |  | Humidifiers; Artificial Airway; Heated | 48692 | NEPTUNE - 425-00 | Teleflex Medical | 500
CHRISTIANA |  | HOSPITAL-CH | 0 | 611080235 | DE |  |  |  | Humidifiers; Artificial Airway; Heated | 48691 | NEPTUNE - 425-00 | Teleflex Medical | 500
CHRISTIANA |  | HOSPITAL-CH | 0 | 611080214 | DE |  |  |  | Humidifiers; Artificial Airway; Heated | 48690 | NEPTUNE - 425-00 | Teleflex Medical | 500
CHRISTIANA |  | HOSPITAL-CH | 0 | 611080371 | DE |  |  |  | Humidifiers; Artificial Airway; Heated | 48851 | NEPTUNE - 425-00 | Teleflex Medical | 500
CHRISTIANA |  | HOSPITAL-CH | 0 | 608040648 | DE |  |  |  | Humidifiers; Artificial Airway; Heated | 48850 | NEPTUNE - 425-00 | Teleflex Medical | 500
CHRISTIANA |  | HOSPITAL-CH | 0 | 611080378 | DE |  |  |  | Humidifiers; Artificial Airway; Heated | 48849 | NEPTUNE - 425-00 | Teleflex Medical | 500
CHRISTIANA |  | HOSPITAL-CH | 0 | 611080376 | DE |  |  |  | Humidifiers; Artificial Airway; Heated | 48848 | NEPTUNE - 425-00 | Teleflex Medical | 500
CHRISTIANA |  | HOSPITAL-CH | 0 | 611080424 | DE |  |  |  | Humidifiers; Artificial Airway; Heated | 48876 | NEPTUNE - 425-00 | Teleflex Medical | 500
CHRISTIANA |  | HOSPITAL-CH | 0 | 611080288 | DE |  |  |  | Humidifiers; Artificial Airway; Heated | 48875 | NEPTUNE - 425-00 | Teleflex Medical | 500
CHRISTIANA |  | HOSPITAL-CH | 0 | 611030155 | DE |  |  |  | Humidifiers; Artificial Airway; Heated | 48874 | NEPTUNE - 425-00 | Teleflex Medical | 500
CHRISTIANA |  | HOSPITAL-CH | 0 | 608070448 | DE |  |  |  | Humidifiers; Artificial Airway; Heated | 53360 | NEPTUNE - 425-00 | Teleflex Medical | 500
CHRISTIANA |  | HOSPITAL-CH | 0 | 607070315 | DE |  |  |  | Humidifiers; Artificial Airway; Heated | 54363 | NEPTUNE - 425-00 | Teleflex Medical | 500
CHRISTIANA |  | HOSPITAL-CH | 0 | 611080246 | DE |  |  |  | Humidifiers; Artificial Airway; Heated | 48706 | NEPTUNE - 425-00 | Teleflex Medical | 500
CHRISTIANA |  | HOSPITAL-CH | 0 | 611080455 | DE |  |  |  | Humidifiers; Artificial Airway; Heated | 48705 | NEPTUNE - 425-00 | Teleflex Medical | 500
CHRISTIANA |  | HOSPITAL-CH | 0 | 607090712 | DE |  |  |  | Humidifiers; Artificial Airway; Heated | 48704 | NEPTUNE - 425-00 | Teleflex Medical | 500
CHRISTIANA |  | HOSPITAL-CH | 0 | 611080430 | DE |  |  |  | Humidifiers; Artificial Airway; Heated | 48689 | NEPTUNE - 425-00 | Teleflex Medical | 500
CHRISTIANA |  | HOSPITAL-CH | 0 | 608080300 | DE |  |  |  | Humidifiers; Artificial Airway; Heated | 53366 | NEPTUNE - 425-00 | Teleflex Medical | 500
CHRISTIANA |  | HOSPITAL-CH | 0 | 611080385 | DE |  |  |  | Humidifiers; Artificial Airway; Heated | 48847 | NEPTUNE - 425-00 | Teleflex Medical | 500
CHRISTIANA |  | HOSPITAL-CH | 0 | 611080374 | DE |  |  |  | Humidifiers; Artificial Airway; Heated | 48846 | NEPTUNE - 425-00 | Teleflex Medical | 500
CHRISTIANA |  | HOSPITAL-CH | 0 | 613020031 | DE |  |  |  | Humidifiers; Artificial Airway; Heated | 48845 | NEPTUNE - 425-00 | Teleflex Medical | 500
CHRISTIANA |  | HOSPITAL-CH | 0 | 613020037 | DE |  |  |  | Humidifiers; Artificial Airway; Heated | 48873 | NEPTUNE - 425-00 | Teleflex Medical | 500
CHRISTIANA |  | HOSPITAL-CH | 0 | 611080429 | DE |  |  |  | Humidifiers; Artificial Airway; Heated | 48872 | NEPTUNE - 425-00 | Teleflex Medical | 500
CHRISTIANA |  | HOSPITAL-CH | 0 | 611080414 | DE |  |  |  | Humidifiers; Artificial Airway; Heated | 48871 | NEPTUNE - 425-00 | Teleflex Medical | 500
CHRISTIANA |  | HOSPITAL-CH | 0 | 611080354 | DE |  |  |  | Humidifiers; Artificial Airway; Heated | 48810 | NEPTUNE - 425-00 | Teleflex Medical | 500
CHRISTIANA |  | HOSPITAL-CH | 0 | 611080243 | DE |  |  |  | Humidifiers; Artificial Airway; Heated | 48703 | NEPTUNE - 425-00 | Teleflex Medical | 500
CHRISTIANA |  | HOSPITAL-CH | 0 | 611080190 | DE |  |  |  | Humidifiers; Artificial Airway; Heated | 48702 | NEPTUNE - 425-00 | Teleflex Medical | 500
CHRISTIANA |  | HOSPITAL-CH | 0 | 611080178 | DE |  |  |  | Humidifiers; Artificial Airway; Heated | 48701 | NEPTUNE - 425-00 | Teleflex Medical | 500
CHRISTIANA |  | HOSPITAL-CH | 0 | 615030386 | DE |  |  |  | Humidifiers; Artificial Airway; Heated | 57399 | NEPTUNE - 425-00 | Teleflex Medical | 500
CHRISTIANA |  | HOSPITAL-CH | 0 | 611080346 | DE |  |  |  | Humidifiers; Artificial Airway; Heated | 48747 | NEPTUNE - 425-00 | Teleflex Medical | 500
CHRISTIANA |  | HOSPITAL-CH | 0 | 611080289 | DE |  |  |  | Humidifiers; Artificial Airway; Heated | 48746 | NEPTUNE - 425-00 | Teleflex Medical | 500
CHRISTIANA |  | HOSPITAL-CH | 0 | 611080341 | DE |  |  |  | Humidifiers; Artificial Airway; Heated | 48745 | NEPTUNE - 425-00 | Teleflex Medical | 500
CHRISTIANA |  | HOSPITAL-CH | 0 | 644080292 | DE |  |  |  | Humidifiers; Artificial Airway; Heated | 48755 | NEPTUNE - 425-00 | Teleflex Medical | 500
CHRISTIANA |  | HOSPITAL-CH | 0 | 608080129 | DE |  |  |  | Humidifiers; Artificial Airway; Heated | 48900 | NEPTUNE - 425-00 | Teleflex Medical | 500
CHRISTIANA |  | HOSPITAL-CH | 0 | 612060346 | DE |  |  |  | Humidifiers; Artificial Airway; Heated | 48723 | NEPTUNE - 425-00 | Teleflex Medical | 500
CHRISTIANA |  | HOSPITAL-CH | 0 | 611080250 | DE |  |  |  | Humidifiers; Artificial Airway; Heated | 48722 | NEPTUNE - 425-00 | Teleflex Medical | 500
CHRISTIANA |  | HOSPITAL-CH | 0 | 611080416 | DE |  |  |  | Humidifiers; Artificial Airway; Heated | 48884 | NEPTUNE - 425-00 | Teleflex Medical | 500
CHRISTIANA |  | HOSPITAL-CH | 0 | 611080247 | DE |  |  |  | Humidifiers; Artificial Airway; Heated | 48858 | NEPTUNE - 425-00 | Teleflex Medical | 500
CHRISTIANA |  | HOSPITAL-CH | 0 | 607120083 | DE |  |  |  | Humidifiers; Artificial Airway; Heated | 57237 | NEPTUNE - 425-00 | Teleflex Medical | 500
CHRISTIANA |  | HOSPITAL-CH | 0 | 608110176 | DE |  |  |  | Humidifiers; Artificial Airway; Heated | 54357 | NEPTUNE - 425-00 | Teleflex Medical | 500
CHRISTIANA |  | HOSPITAL-CH | 0 | 608100555 | DE |  |  |  | Humidifiers; Artificial Airway; Heated | 53369 | NEPTUNE - 425-00 | Teleflex Medical | 500
CHRISTIANA |  | HOSPITAL-CH | 0 | 611080423 | DE |  |  |  | Humidifiers; Artificial Airway; Heated | 48735 | NEPTUNE - 425-00 | Teleflex Medical | 500
CHRISTIANA |  | HOSPITAL-CH | 0 | 611080477 | DE |  |  |  | Humidifiers; Artificial Airway; Heated | 48734 | NEPTUNE - 425-00 | Teleflex Medical | 500
CHRISTIANA |  | HOSPITAL-CH | 0 | 611080232 | DE |  |  |  | Humidifiers; Artificial Airway; Heated | 48733 | NEPTUNE - 425-00 | Teleflex Medical | 500
CHRISTIANA |  | HOSPITAL-CH | 0 | 611080236 | DE |  |  |  | Humidifiers; Artificial Airway; Heated | 48803 | NEPTUNE - 425-00 | Teleflex Medical | 500
CHRISTIANA |  | HOSPITAL-CH | 0 | 611080238 | DE |  |  |  | Humidifiers; Artificial Airway; Heated | 48802 | NEPTUNE - 425-00 | Teleflex Medical | 500
CHRISTIANA |  | HOSPITAL-CH | 0 | 611080381 | DE |  |  |  | Humidifiers; Artificial Airway; Heated | 48801 | NEPTUNE - 425-00 | Teleflex Medical | 500
CHRISTIANA |  | HOSPITAL-CH | 0 | 611080343 | DE |  |  |  | Humidifiers; Artificial Airway; Heated | 48744 | NEPTUNE - 425-00 | Teleflex Medical | 500
CHRISTIANA |  | HOSPITAL-CH | 0 | 611080446 | DE |  |  |  | Humidifiers; Artificial Airway; Heated | 48908 | NEPTUNE - 425-00 | Teleflex Medical | 500
CHRISTIANA |  | HOSPITAL-CH | 0 | 611080351 | DE |  |  |  | Humidifiers; Artificial Airway; Heated | 48907 | NEPTUNE - 425-00 | Teleflex Medical | 500
CHRISTIANA |  | HOSPITAL-CH | 0 | 611080361 | DE |  |  |  | Humidifiers; Artificial Airway; Heated | 48906 | NEPTUNE - 425-00 | Teleflex Medical | 500
CHRISTIANA |  | HOSPITAL-CH | 0 | 611080304 | DE |  |  |  | Humidifiers; Artificial Airway; Heated | 48901 | NEPTUNE - 425-00 | Teleflex Medical | 500
CHRISTIANA |  | HOSPITAL-CH | 0 | 608050578 | DE |  |  |  | Humidifiers; Artificial Airway; Heated | 53361 | NEPTUNE - 425-00 | Teleflex Medical | 500
CHRISTIANA |  | HOSPITAL-CH | 0 | 613020036 | DE |  |  |  | Humidifiers; Artificial Airway; Heated | 48721 | NEPTUNE - 425-00 | Teleflex Medical | 500
CHRISTIANA |  | HOSPITAL-CH | 0 | 611080222 | DE |  |  |  | Humidifiers; Artificial Airway; Heated | 48720 | NEPTUNE - 425-00 | Teleflex Medical | 500
CHRISTIANA |  | HOSPITAL-CH | 0 | 611080168 | DE |  |  |  | Humidifiers; Artificial Airway; Heated | 48719 | NEPTUNE - 425-00 | Teleflex Medical | 500
CHRISTIANA |  | HOSPITAL-CH | 0 | 609020186 | DE |  |  |  | Humidifiers; Artificial Airway; Heated | 54361 | NEPTUNE - 425-00 | Teleflex Medical | 500
CHRISTIANA |  | HOSPITAL-CH | 0 | 611080362 | DE |  |  |  | Humidifiers; Artificial Airway; Heated | 48815 | NEPTUNE - 425-00 | Teleflex Medical | 500
CHRISTIANA |  | HOSPITAL-CH | 0 | 611080352 | DE |  |  |  | Humidifiers; Artificial Airway; Heated | 48814 | NEPTUNE - 425-00 | Teleflex Medical | 500
CHRISTIANA |  | HOSPITAL-CH | 0 | 612030050 | DE |  |  |  | Humidifiers; Artificial Airway; Heated | 48813 | NEPTUNE - 425-00 | Teleflex Medical | 500
CHRISTIANA |  | HOSPITAL-CH | 0 | 611080171 | DE |  |  |  | Humidifiers; Artificial Airway; Heated | 48732 | NEPTUNE - 425-00 | Teleflex Medical | 500
CHRISTIANA |  | HOSPITAL-CH | 0 | 611080363 | DE |  |  |  | Humidifiers; Artificial Airway; Heated | 48800 | NEPTUNE - 425-00 | Teleflex Medical | 500
CHRISTIANA |  | HOSPITAL-CH | 0 | 611080259 | DE |  |  |  | Humidifiers; Artificial Airway; Heated | 48799 | NEPTUNE - 425-00 | Teleflex Medical | 500
CHRISTIANA |  | HOSPITAL-CH | 0 | 611080225 | DE |  |  |  | Humidifiers; Artificial Airway; Heated | 48798 | NEPTUNE - 425-00 | Teleflex Medical | 500
CHRISTIANA |  | HOSPITAL-CH | 0 | 611080413 | DE |  |  |  | Humidifiers; Artificial Airway; Heated | 48892 | NEPTUNE - 425-00 | Teleflex Medical | 500
CHRISTIANA |  | HOSPITAL-CH | 0 | NONE | DE |  |  |  | Humidifiers; Artificial Airway; Heated | 48894 | NEPTUNE - 425-00 | Teleflex Medical | 500
CHRISTIANA |  | HOSPITAL-CH | 0 | 611080364 | DE |  |  |  | Humidifiers; Artificial Airway; Heated | 48893 | NEPTUNE - 425-00 | Teleflex Medical | 500
CHRISTIANA |  | HOSPITAL-CH | 0 | 611080418 | DE |  |  |  | Humidifiers; Artificial Airway; Heated | 48864 | NEPTUNE - 425-00 | Teleflex Medical | 500
CHRISTIANA |  | HOSPITAL-CH | 0 | 611080454 | DE |  |  |  | Humidifiers; Artificial Airway; Heated | 48863 | NEPTUNE - 425-00 | Teleflex Medical | 500
CHRISTIANA |  | HOSPITAL-CH | 0 | 611080348 | DE |  |  |  | Humidifiers; Artificial Airway; Heated | 48862 | NEPTUNE - 425-00 | Teleflex Medical | 500
CHRISTIANA |  | HOSPITAL-CH | 0 | 611080209 | DE |  |  |  | Humidifiers; Artificial Airway; Heated | 48812 | NEPTUNE - 425-00 | Teleflex Medical | 500
CHRISTIANA |  | HOSPITAL-CH | 0 | 611080396 | DE |  |  |  | Humidifiers; Artificial Airway; Heated | 48811 | NEPTUNE - 425-00 | Teleflex Medical | 500
CHRISTIANA |  | HOSPITAL-CH | 0 | 611080354 | DE |  |  |  | Humidifiers; Artificial Airway; Heated | 8810 | NEPTUNE - 425-00 | Teleflex Medical | 500
CHRISTIANA |  | HOSPITAL-CH | 0 | 611080406 | DE |  |  |  | Humidifiers; Artificial Airway; Heated | 48751 | NEPTUNE - 425-00 | Teleflex Medical | 500
CHRISTIANA |  | HOSPITAL-CH | 0 | 611080329 | DE |  |  |  | Humidifiers; Artificial Airway; Heated | 48749 | NEPTUNE - 425-00 | Teleflex Medical | 500
CHRISTIANA |  | HOSPITAL-CH | 0 | 611080327 | DE |  |  |  | Humidifiers; Artificial Airway; Heated | 48748 | NEPTUNE - 425-00 | Teleflex Medical | 500
CHRISTIANA |  | HOSPITAL-CH | 0 | 611080404 | DE |  |  |  | Humidifiers; Artificial Airway; Heated | 48688 | NEPTUNE - 425-00 | Teleflex Medical | 500
CHRISTIANA |  | HOSPITAL-CH | 0 | 608100154 | DE |  |  |  | Humidifiers; Artificial Airway; Heated | 57247 | NEPTUNE - 425-00 | Teleflex Medical | 500
CHRISTIANA |  | HOSPITAL-CH | 0 | 611100149 | DE |  |  |  | Humidifiers; Artificial Airway; Heated | 48647 | NEPTUNE - 425-00 | Teleflex Medical | 500
CHRISTIANA |  | HOSPITAL-CH | 0 | 611080479 | DE |  |  |  | Humidifiers; Artificial Airway; Heated | 48895 | NEPTUNE - 425-00 | Teleflex Medical | 500
CHRISTIANA |  | HOSPITAL-CH | 0 | 611080344 | DE |  |  |  | Humidifiers; Artificial Airway; Heated | 48879 | NEPTUNE - 425-00 | Teleflex Medical | 500
CHRISTIANA |  | HOSPITAL-CH | 0 | 611080411 | DE |  |  |  | Humidifiers; Artificial Airway; Heated | 48883 | NEPTUNE - 425-00 | Teleflex Medical | 500
CHRISTIANA |  | HOSPITAL-CH | 0 | 611080438 | DE |  |  |  | Humidifiers; Artificial Airway; Heated | 48861 | NEPTUNE - 425-00 | Teleflex Medical | 500
CHRISTIANA |  | HOSPITAL-CH | 0 | 612060390 | DE |  |  |  | Humidifiers; Artificial Airway; Heated | 48860 | NEPTUNE - 425-00 | Teleflex Medical | 500
CHRISTIANA |  | HOSPITAL-CH | 0 | 611080161 | DE |  |  |  | Humidifiers; Artificial Airway; Heated | 48859 | NEPTUNE - 425-00 | Teleflex Medical | 500
CHRISTIANA |  | HOSPITAL-CH | 0 | 608050655 | DE |  |  |  | Humidifiers; Artificial Airway; Heated | 53365 | NEPTUNE - 425-00 | Teleflex Medical | 500
CHRISTIANA |  | HOSPITAL-CH | 0 | 611080251 | DE |  |  |  | Humidifiers; Artificial Airway; Heated | 48725 | NEPTUNE - 425-00 | Teleflex Medical | 500
CHRISTIANA |  | HOSPITAL-CH | 0 | 611080208 | DE |  |  |  | Humidifiers; Artificial Airway; Heated | 48724 | NEPTUNE - 425-00 | Teleflex Medical | 500
CHRISTIANA |  | HOSPITAL-CH | 0 | 611080453 | DE |  |  |  | Humidifiers; Artificial Airway; Heated | 48737 | NEPTUNE - 425-00 | Teleflex Medical | 500
CHRISTIANA |  | HOSPITAL-CH | 0 | 611080467 | DE |  |  |  | Humidifiers; Artificial Airway; Heated | 48736 | NEPTUNE - 425-00 | Teleflex Medical | 500
CHRISTIANA |  | HOSPITAL-CH | 0 | 615030551 | DE |  |  |  | Humidifiers; Artificial Airway; Heated | 57398 | NEPTUNE - 425-00 | Teleflex Medical | 500
CHRISTIANA |  | HOSPITAL-CH | 0 | 609030719 | DE |  |  |  | Humidifiers; Artificial Airway; Heated | 57246 | NEPTUNE - 425-00 | Teleflex Medical | 500
CHRISTIANA |  | CH-SURGI | 0 | R20225 | DE |  |  |  | Electrothermal Cautery Units; Transcatheter | 29369 | EAS 2000-1 | GYNECARE ETHICON INC A JOHNSON & JOHNSON CO | 5000
CHRISTIANA |  | HOSPITAL-CH | 0 | 21F533 | DE |  |  |  | Physiologic Monitor Modules; MULTIPARAMETER | 12398 | 21-01-00 | STOECKERT INSTRUMENTE GMBH A SORIN GROUP CO | 4000
CHRISTIANA |  | HOSPITAL-CH | 0 | 21F532 | DE |  |  |  | Physiologic Monitor Modules; MULTIPARAMETER | 12397 | 21-01-00 | STOECKERT INSTRUMENTE GMBH A SORIN GROUP CO | 4000
CHRISTIANA |  | HOSPITAL-CH | 0 | 21F539 | DE |  |  |  | Physiologic Monitor Modules; MULTIPARAMETER | 12263 | 21-01-00 | STOECKERT INSTRUMENTE GMBH A SORIN GROUP CO | 4000
CHRISTIANA |  | HOSPITAL-CH | 0 | ? | DE |  |  |  | X-Ray Film Handling Equipment; Automatic; Daylight | BI-533 | 14X17 | DUPONT MEDICAL PRODUCTS DIAGNOSTIC IMAGING DIV | 15000
CHRISTIANA |  | HOSPITAL-CH | 0 | ? | DE |  |  |  | X-Ray Film Handling Equipment; Automatic; Daylight | BI-521 | 14X17 | DUPONT MEDICAL PRODUCTS DIAGNOSTIC IMAGING DIV | 15000
CHRISTIANA |  | HOSPITAL-CH | 0 | ? | DE |  |  |  | X-Ray Film Handling Equipment; Automatic; Daylight | BI-500 | 14X17 | DUPONT MEDICAL PRODUCTS DIAGNOSTIC IMAGING DIV | 15000
CHRISTIANA |  | HOSPITAL-CH | 0 | ? | DE |  |  |  | X-Ray Film Handling Equipment; Automatic; Daylight | BI-504 | 14X17 | DUPONT MEDICAL PRODUCTS DIAGNOSTIC IMAGING DIV | 15000
CHRISTIANA |  | HOSPITAL-CH | 0 | ? | DE |  |  |  | X-Ray Film Handling Equipment; Automatic; Daylight | BI-508 | 14X17 | DUPONT MEDICAL PRODUCTS DIAGNOSTIC IMAGING DIV | 15000
CHRISTIANA |  | HOSPITAL-CH | 0 | ? | DE |  |  |  | X-Ray Film Handling Equipment; Automatic; Daylight | BI-526 | 14X17 | DUPONT MEDICAL PRODUCTS DIAGNOSTIC IMAGING DIV | 15000
CHRISTIANA |  | HOSPITAL-CH | 0 | ? | DE |  |  |  | X-Ray Film Handling Equipment; Automatic; Daylight | BI-511 | 14X17 | DUPONT MEDICAL PRODUCTS DIAGNOSTIC IMAGING DIV | 15000
CHRISTIANA |  | HOSPITAL-CH | 0 | ? | DE |  |  |  | X-Ray Film Handling Equipment; Automatic; Daylight | BI-530 | 14X17 | DUPONT MEDICAL PRODUCTS DIAGNOSTIC IMAGING DIV | 15000
CHRISTIANA |  |  | 0 | ? |  |  |  |  | X-Ray Film Handling Equipment; Automatic; Daylight | BI-597 | 14X17 | DUPONT MEDICAL PRODUCTS DIAGNOSTIC IMAGING DIV | 15000
CHRISTIANA |  | HOSPITAL-CH | 0 | ? | DE |  |  |  | X-Ray Film Handling Equipment; Automatic; Daylight | BI-517 | 14X17 | DUPONT MEDICAL PRODUCTS DIAGNOSTIC IMAGING DIV | 15000
CHRISTIANA |  | HOSPITAL-CH | 0 | ? | DE |  |  |  | X-Ray Film Handling Equipment; Automatic; Daylight | BI-539 | 14X17 | DUPONT MEDICAL PRODUCTS DIAGNOSTIC IMAGING DIV | 15000
CHRISTIANA |  | HOSPITAL-CH | 0 | ? | DE |  |  |  | X-Ray Film Handling Equipment; Automatic; Daylight | BI-543 | 14X17 | DUPONT MEDICAL PRODUCTS DIAGNOSTIC IMAGING DIV | 15000
CHRISTIANA |  | Middletown Care Center(Sleepy Hollow) | 0 | ? | DE |  |  |  | X-Ray Film Handling Equipment; Automatic; Daylight | BI-592 | 14X17 | DUPONT MEDICAL PRODUCTS DIAGNOSTIC IMAGING DIV | 15000
CHRISTIANA |  | HOSPITAL-WH | 0 | ? | DE |  |  |  | X-Ray Film Handling Equipment; Automatic; Daylight | BI-576 | 14X17 | DUPONT MEDICAL PRODUCTS DIAGNOSTIC IMAGING DIV | 15000
CHRISTIANA |  | HOSPITAL-CH | 0 | ? | DE |  |  |  | X-Ray Film Handling Equipment; Automatic; Daylight | BI-549 | 14X17 | DUPONT MEDICAL PRODUCTS DIAGNOSTIC IMAGING DIV | 15000
CHRISTIANA |  | HOSPITAL-WH | 0 | ? | DE |  |  |  | X-Ray Film Handling Equipment; Automatic; Daylight | BI-562 | 14X17 | DUPONT MEDICAL PRODUCTS DIAGNOSTIC IMAGING DIV | 15000
CHRISTIANA |  | HOSPITAL-CH | 0 | ? | DE |  |  |  | X-Ray Film Handling Equipment; Automatic; Daylight | BI-555 | 14X17 | DUPONT MEDICAL PRODUCTS DIAGNOSTIC IMAGING DIV | 15000
CHRISTIANA |  | WH SURGI | 0 | NONE | DE |  |  |  | X-Ray Film Handling Equipment; Automatic; Daylight | 31903 | 14X17 | DUPONT MEDICAL PRODUCTS DIAGNOSTIC IMAGING DIV | 0
CHRISTIANA |  | HOSPITAL-CH | 0 | ? | DE |  |  |  | X-Ray Film Handling Equipment; Automatic; Daylight | BI-558 | 14X17 | DUPONT MEDICAL PRODUCTS DIAGNOSTIC IMAGING DIV | 15000
CHRISTIANA |  | HOSPITAL-WH | 0 | ? | DE |  |  |  | X-Ray Film Handling Equipment; Automatic; Daylight | BI-566 | 14X17 | DUPONT MEDICAL PRODUCTS DIAGNOSTIC IMAGING DIV | 15000
CHRISTIANA |  | HOSPITAL-WH | 0 | ? | DE |  |  |  | X-Ray Film Handling Equipment; Automatic; Daylight | BI-586 | 14X17 | DUPONT MEDICAL PRODUCTS DIAGNOSTIC IMAGING DIV | 15000
CHRISTIANA |  | HOSPITAL-WH | 0 | ? | DE |  |  |  | X-Ray Film Handling Equipment; Automatic; Daylight | BI-569 | 14X17 | DUPONT MEDICAL PRODUCTS DIAGNOSTIC IMAGING DIV | 15000
CHRISTIANA |  | HOSPITAL-CH | 0 | 95MUB031 | DE |  |  |  | Electrosurgical Units; Monopolar; Argon-Enhanced Coagulation | 28630 | 60-6100-120 | CONMED ASPEN SURGICAL SYSTEMS | 4950
CHRISTIANA |  | HOSPITAL-CH | 0 | KEHC1441 | DE |  |  |  | Ventilators; Volume | 21512 | 15365 AVIAN | BIRD PRODUCTS 3M MEDICAL PRODUCTS DIV | 4900
CHRISTIANA |  | HOSPITAL-CH | 0 | KHHC1055 | DE |  |  |  | Ventilators; Volume | 25351 | 15365 AVIAN | BIRD PRODUCTS 3M MEDICAL PRODUCTS DIV | 6000
CHRISTIANA |  | HOSPITAL-CH | 0 | KHHC1036 | DE |  |  |  | Ventilators; Volume | 25353 | 15365 AVIAN | BIRD PRODUCTS 3M MEDICAL PRODUCTS DIV | 4640
CHRISTIANA |  | HOSPITAL-CH | 0 | KHHC1033 | DE |  |  |  | Ventilators; Volume | 25352 | 15365 AVIAN | BIRD PRODUCTS 3M MEDICAL PRODUCTS DIV | 4640
CHRISTIANA |  | HOSPITAL-CH | 0 | ADHC1372 | DE |  |  |  | Ventilators; Volume | 36140 | 15365 AVIAN | BIRD PRODUCTS 3M MEDICAL PRODUCTS DIV | 5400
CHRISTIANA |  | HOSPITAL-CH | 0 | ADHC1371 | DE |  |  |  | Ventilators; Volume | 36139 | 15365 AVIAN | BIRD PRODUCTS 3M MEDICAL PRODUCTS DIV | 5400
CHRISTIANA |  | HOSPITAL-CH | 0 | ADHC1370 | DE |  |  |  | Ventilators; Volume | 36138 | 15365 AVIAN | BIRD PRODUCTS 3M MEDICAL PRODUCTS DIV | 5400
CHRISTIANA |  | HOSPITAL-CH | 0 | ADHC1369 | DE |  |  |  | Ventilators; Volume | 36141 | 15365 AVIAN | BIRD PRODUCTS 3M MEDICAL PRODUCTS DIV | 5400
CHRISTIANA |  | HOSPITAL-WH | 0 | KEHC1923 | DE |  |  |  | Ventilators; Volume | 23039 | 15365 AVIAN | BIRD PRODUCTS 3M MEDICAL PRODUCTS DIV | 4760
CHRISTIANA |  | HOSPITAL-WH | 0 | KHHC1172 | DE |  |  |  | Ventilators; Volume | 26610 | 15365 AVIAN | BIRD PRODUCTS 3M MEDICAL PRODUCTS DIV | 23000
CHRISTIANA |  | HOSPITAL-CH | 0 | SS#794536 | DE |  |  |  | Tables; Examination/Treatment; Adjustable | 25436 | Hut Table | MEDICAL POSITIONING INC | 5572
CHRISTIANA |  | HOSPITAL-CH | 0 | 30571 | DE |  |  |  | Detectors; Beta/Gamma Radiation | 86006 | Senorx Gamma Finder I | SENORX INC | 18000
CHRISTIANA |  | HOSPITAL-CH | 0 | 30698 | DE |  |  |  | Detectors; Beta/Gamma Radiation | 87676 | Senorx Gamma Finder I | SENORX INC | 17150
CHRISTIANA |  | HOSPITAL-CH | 0 | 30270 | DE |  | 2004-12-06 19:00 |  | Detectors; Beta/Gamma Radiation | 47297 | Senorx Gamma Finder I | SENORX INC | 17150
CHRISTIANA |  | HOSPITAL-CH | 0 | 31179 | DE |  |  |  | Detectors; Beta/Gamma Radiation | 49642 | Senorx Gamma Finder I | SENORX INC | 17150
CHRISTIANA |  | HOSPITAL-CH | 0 | 30658 | DE |  |  |  | Detectors; Beta/Gamma Radiation | 100024 | Senorx Gamma Finder I | SENORX INC | 16000
CHRISTIANA |  | HOSPITAL-WH | 0 | 30038 | DE |  | 2004-12-06 19:00 |  | Detectors; Beta/Gamma Radiation | 36827 | Senorx Gamma Finder I | SENORX INC | 16000
CHRISTIANA |  | HOSPITAL-WH | 0 | 30169 | DE |  |  |  | Detectors; Beta/Gamma Radiation | 36830 | Senorx Gamma Finder I | SENORX INC | 16000
CHRISTIANA |  | HOSPITAL-CH | 0 | 30022 | DE |  | 2017-02-13 19:00 |  | Detectors; Beta/Gamma Radiation | 100097 | Senorx Gamma Finder I | SENORX INC | 50000
CHRISTIANA |  | HOSPITAL-CH | 0 | 30438 | DE |  |  |  | Detectors; Beta/Gamma Radiation | 87621 | Senorx Gamma Finder I | SENORX INC | 17150
CHRISTIANA |  | HOSPITAL-CH | 0 | 30407 | DE |  |  |  | Detectors; Beta/Gamma Radiation | 100029 | Senorx Gamma Finder I | SENORX INC | 16000
CHRISTIANA |  | HOSPITAL-WH | 0 | ARZJ-1071 | DE |  |  |  | Anesthesia Unit Vaporizers | 52394 | Vapor - 2000 Sevoflurane | NORTH AMERICAN DRAEGER | 1
CHRISTIANA |  | HOSPITAL-CH | 0 | ARXC-0843 | DE |  |  |  | Anesthesia Unit Vaporizers | 52018 | Vapor - 2000 Sevoflurane | NORTH AMERICAN DRAEGER | 1
CHRISTIANA |  | HOSPITAL-WH | 0 | ARZJ-1000 | DE |  |  |  | Anesthesia Unit Vaporizers | 51735 | Vapor - 2000 Sevoflurane | NORTH AMERICAN DRAEGER | 1
CHRISTIANA |  | HOSPITAL-CH | 0 | ARZK-0160 | DE |  |  |  | Anesthesia Unit Vaporizers | 52028 | Vapor - 2000 Sevoflurane | NORTH AMERICAN DRAEGER | 1
CHRISTIANA |  | WH SURGI | 0 | ARZJ-1097 | DE |  |  |  | Anesthesia Unit Vaporizers | 52419 | Vapor - 2000 Sevoflurane | NORTH AMERICAN DRAEGER | 1
CHRISTIANA |  | HOSPITAL-CH | 0 | ARZJ-0431 | DE |  | 2013-06-13 20:00 |  | Anesthesia Unit Vaporizers | 52065 | Vapor - 2000 Sevoflurane | NORTH AMERICAN DRAEGER | 2500
CHRISTIANA |  | HOSPITAL-CH | 0 | arzk-0192 | DE |  |  |  | Anesthesia Unit Vaporizers | 52067 | Vapor - 2000 Sevoflurane | NORTH AMERICAN DRAEGER | 1
CHRISTIANA |  | HOSPITAL-CH | 0 | ARZJ-0438 | DE |  | 2013-05-20 20:00 |  | Anesthesia Unit Vaporizers | 51977 | Vapor - 2000 Sevoflurane | NORTH AMERICAN DRAEGER | 2500
CHRISTIANA |  | HOSPITAL-CH | 0 | ARZJ-1099 | DE |  | 2013-06-22 20:00 |  | Anesthesia Unit Vaporizers | 52053 | Vapor - 2000 Sevoflurane | NORTH AMERICAN DRAEGER | 2500
CHRISTIANA |  | HOSPITAL-WH | 0 | ARZJ-0590 | DE |  |  |  | Anesthesia Unit Vaporizers | 52080 | Vapor - 2000 Sevoflurane | NORTH AMERICAN DRAEGER | 1
CHRISTIANA |  | HOSPITAL-WH | 0 | ARZJ-0583 | DE |  |  |  | Anesthesia Unit Vaporizers | 52077 | Vapor - 2000 Sevoflurane | NORTH AMERICAN DRAEGER | 1
CHRISTIANA |  | HOSPITAL-WH | 0 | ARZJ-1092 | DE |  |  |  | Anesthesia Unit Vaporizers | 52083 | Vapor - 2000 Sevoflurane | NORTH AMERICAN DRAEGER | 1
CHRISTIANA |  | HOSPITAL-CH | 0 | ARSK-0157 | DE |  |  |  | Anesthesia Unit Vaporizers | 52036 | Vapor - 2000 Sevoflurane | NORTH AMERICAN DRAEGER | 1
CHRISTIANA |  | HOSPITAL-WH | 0 | ARZJ-0589 | DE |  |  |  | Anesthesia Unit Vaporizers | 52416 | Vapor - 2000 Sevoflurane | NORTH AMERICAN DRAEGER | 1
CHRISTIANA |  | HOSPITAL-WH | 0 | ARZK-0078 | DE |  | 2013-05-20 20:00 |  | Anesthesia Unit Vaporizers | 51970 | Vapor - 2000 Sevoflurane | NORTH AMERICAN DRAEGER | 2500
CHRISTIANA |  | HOSPITAL-CH | 0 | ARYC-1076 | DE |  | 2013-05-23 20:00 |  | Anesthesia Unit Vaporizers | 52019 | Vapor - 2000 Sevoflurane | NORTH AMERICAN DRAEGER | 2500
CHRISTIANA |  | HOSPITAL-CH | 0 | aryc-0661 | DE |  | 2013-07-18 20:00 |  | Anesthesia Unit Vaporizers | 45031 | Vapor - 2000 Sevoflurane | NORTH AMERICAN DRAEGER | 2500
CHRISTIANA |  | HOSPITAL-WH | 0 | ARZF-0042 | DE |  | 2013-06-05 20:00 |  | Anesthesia Unit Vaporizers | 51743 | Vapor - 2000 Sevoflurane | NORTH AMERICAN DRAEGER | 2500
CHRISTIANA |  | HOSPITAL-CH | 0 | ARZJ-0425 | DE |  |  |  | Anesthesia Unit Vaporizers | 51991 | Vapor - 2000 Sevoflurane | NORTH AMERICAN DRAEGER | 1
CHRISTIANA |  | HOSPITAL-CH | 0 | ARZK-0077 | DE |  | 2013-05-23 20:00 |  | Anesthesia Unit Vaporizers | 52012 | Vapor - 2000 Sevoflurane | NORTH AMERICAN DRAEGER | 2500
CHRISTIANA |  | HOSPITAL-CH | 0 | ARZK-0150 | DE |  |  |  | Anesthesia Unit Vaporizers | 52047 | Vapor - 2000 Sevoflurane | NORTH AMERICAN DRAEGER | 1
CHRISTIANA |  | HOSPITAL-WH | 0 | ARZJ-1070 | DE |  |  |  | Anesthesia Unit Vaporizers | 52413 | Vapor - 2000 Sevoflurane | NORTH AMERICAN DRAEGER | 1
CHRISTIANA |  | HOSPITAL-CH | 0 | ARZK-0076 | DE |  |  |  | Anesthesia Unit Vaporizers | 51983 | Vapor - 2000 Sevoflurane | NORTH AMERICAN DRAEGER | 1
CHRISTIANA |  | HOSPITAL-CH | 0 | ARZK-0071 | DE |  | 2013-06-22 20:00 |  | Anesthesia Unit Vaporizers | 52072 | Vapor - 2000 Sevoflurane | NORTH AMERICAN DRAEGER | 2500
CHRISTIANA |  | HOSPITAL-CH | 0 | ARZK-0075 | DE |  |  |  | Anesthesia Unit Vaporizers | 52041 | Vapor - 2000 Sevoflurane | NORTH AMERICAN DRAEGER | 1
CHRISTIANA |  | HOSPITAL-CH | 0 | ARZJ-0390 | DE |  |  |  | Anesthesia Unit Vaporizers | 52093 | Vapor - 2000 Sevoflurane | NORTH AMERICAN DRAEGER | 1
CHRISTIANA |  | HOSPITAL-CH | 0 | arzk-0158 | DE |  |  |  | Anesthesia Unit Vaporizers | 52091 | Vapor - 2000 Sevoflurane | NORTH AMERICAN DRAEGER | 1
CHRISTIANA |  | HOSPITAL-CH | 0 | ARZJ-0437 | DE |  | 2013-05-20 20:00 |  | Anesthesia Unit Vaporizers | 51982 | Vapor - 2000 Sevoflurane | NORTH AMERICAN DRAEGER | 2500
CHRISTIANA |  | HOSPITAL-CH | 0 | arzk-0072 | DE |  |  |  | Anesthesia Unit Vaporizers | 52069 | Vapor - 2000 Sevoflurane | NORTH AMERICAN DRAEGER | 1
CHRISTIANA |  | HOSPITAL-CH | 0 | ARXW-0564 | DE |  |  |  | Anesthesia Unit Vaporizers | 54536 | Vapor - 2000 Sevoflurane | NORTH AMERICAN DRAEGER | 1
CHRISTIANA |  | HOSPITAL-CH | 0 | HCCA00310 | DE |  |  |  | Warmers; Radiant; Infant | 26413 | 4400 | GE MEDICAL SYSTEMS | 8000
CHRISTIANA |  | HOSPITAL-CH | 0 | ACCA00311 | DE |  |  |  | Warmers; Radiant; Infant | 26416 | 4400 | GE MEDICAL SYSTEMS | 8000
CHRISTIANA |  | HOSPITAL-CH | 0 | HCCL01836 | DE |  |  |  | Warmers; Radiant; Infant | 41348 | 4400 | GE MEDICAL SYSTEMS | 0
CHRISTIANA |  | HOSPITAL-CH | 0 | 01848S07 | DE |  | 2019-08-08 07:55 |  | Radiographic/Fluoroscopic Units; Mobile | 34934 | SIREMOBIL ISO-D | SIEMENS HEALTH SYSTEMS | 195694
CHRISTIANA |  | HOSPITAL-CH | 0 | 01851S07 | DE |  |  |  | Radiographic/Fluoroscopic Units; Mobile | 34933 | SIREMOBIL ISO-D | SIEMENS HEALTH SYSTEMS | 0
CHRISTIANA |  |  | 0 | 242 14 |  |  |  |  | Water Chillers | 50529 | Schreiber Chiller 1001AC | SCHEIBER | 50000
CHRISTIANA |  | CANCER CENTER | 0 | 3001812 | DE |  |  |  | Refrigerators; Laboratory | 62241 | Single Door Refrigerator NR-303(WG) | Panasonic Corp of America | 7500
CHRISTIANA |  | PMRI | 0 | HCCK00983 | DE |  |  |  | Exercise Stairs; Motorized | 38488 | 4200PT | STAIRMASTER SPORTS/MEDICAL PRODUCTS LP | 1300
CHRISTIANA |  | Springside Connor Building | 0 | 154005 | DE |  |  |  | Exercise Stairs; Motorized | 32051 | MAX 150 | Tectrix | 4999.99
CHRISTIANA |  | HOSPITAL-CH | 0 | 24906 | DE |  |  |  | TEST EQUIPMENT; TEST EQUIPMENT | 49461 | DELTA 3000 | NETECH CORP | 0
CHRISTIANA |  | HOSPITAL-CH | 0 | 3c1011056 | DE |  |  |  | Chiller | 50520 | DCA303D5BT-V | POLY SCIENCE | 0
CHRISTIANA |  | HOSPITAL-CH | 0 | 3008 | DE |  |  |  | TEST EQUIPMENT; TEST EQUIPMENT | 49471 | DB-3100 | METROSONICS INC. | 0
CHRISTIANA |  | HOSPITAL-CH | 0 | 2436739 | DE |  |  |  | Compressed Gas Proportioners; Oxygen-Air | 18458 | 960 | SIEMENS HEALTH SYSTEMS | 1000
CHRISTIANA |  | HOSPITAL-WH | 125 | NONE | DE |  | 2008-01-20 19:00 |  | Ophthalmometers | 18694 | BIO OPHTHALMOSCOPE | TOPCON MEDICAL SYSTEMS INC | 800
CHRISTIANA |  | HOSPITAL-WH | 125 | 3517 | DE |  | 2008-01-20 19:00 |  | Ophthalmometers | 27037 | BIO OPHTHALMOSCOPE | TOPCON MEDICAL SYSTEMS INC | 800
CHRISTIANA |  | HOSPITAL-WH | 125 | NONE | DE |  | 1988-08-27 20:00 |  | Ophthalmometers | 13516 | BIO OPHTHALMOSCOPE | TOPCON MEDICAL SYSTEMS INC | 800
CHRISTIANA |  | HOSPITAL-CH | 0 | TW41340042 | DE |  |  |  | Monitors; Video | 32410 | M1097A | PHILIPS MEDICAL SYSTEMS CARDIAC & MONITORING SYSTEMS DIV | 0
CHRISTIANA |  | HOSPITAL-CH | 0 | TW41340013 | DE |  |  |  | Monitors; Video | 32327 | M1097A | PHILIPS MEDICAL SYSTEMS CARDIAC & MONITORING SYSTEMS DIV | 0
CHRISTIANA |  | HOSPITAL-CH | 0 | TW42230011 | DE |  |  |  | Monitors; Video | 33545 | M1097A | PHILIPS MEDICAL SYSTEMS CARDIAC & MONITORING SYSTEMS DIV | 4999.99
CHRISTIANA |  | HOSPITAL-CH | 0 | TW41361034 | DE |  |  |  | Monitors; Video | 32418 | M1097A | PHILIPS MEDICAL SYSTEMS CARDIAC & MONITORING SYSTEMS DIV | 1500
CHRISTIANA |  | CH-SURGI | 0 | CN144280146 | DE |  |  |  | Monitors; Video | 45304 | M1097A | PHILIPS MEDICAL SYSTEMS CARDIAC & MONITORING SYSTEMS DIV | 4999.99
CHRISTIANA |  | HOSPITAL-CH | 0 | TW41340036 | DE |  |  |  | Monitors; Video | 32365 | M1097A | PHILIPS MEDICAL SYSTEMS CARDIAC & MONITORING SYSTEMS DIV | 0
CHRISTIANA |  | HOSPITAL-CH | 0 | TW41330003 | DE |  |  |  | Monitors; Video | 32434 | M1097A | PHILIPS MEDICAL SYSTEMS CARDIAC & MONITORING SYSTEMS DIV | 0
CHRISTIANA |  | HOSPITAL-CH | 0 | TW41340034 | DE |  |  |  | Monitors; Video | 32354 | M1097A | PHILIPS MEDICAL SYSTEMS CARDIAC & MONITORING SYSTEMS DIV | 0
CHRISTIANA |  | HOSPITAL-CH | 0 | TW41362075 | DE |  |  |  | Monitors; Video | 32372 | M1097A | PHILIPS MEDICAL SYSTEMS CARDIAC & MONITORING SYSTEMS DIV | 0
CHRISTIANA |  | HOSPITAL-CH | 0 | TW41360027 | DE |  |  |  | Monitors; Video | 32426 | M1097A | PHILIPS MEDICAL SYSTEMS CARDIAC & MONITORING SYSTEMS DIV | 0
CHRISTIANA |  | CH-SURGI | 0 | TW41340044 | DE |  |  |  | Monitors; Video | 32467 | M1097A | PHILIPS MEDICAL SYSTEMS CARDIAC & MONITORING SYSTEMS DIV | 0
CHRISTIANA |  | HOSPITAL-CH | 0 | TW41330043 | DE |  |  |  | Monitors; Video | 32402 | M1097A | PHILIPS MEDICAL SYSTEMS CARDIAC & MONITORING SYSTEMS DIV | 0
CHRISTIANA |  | HOSPITAL-CH | 0 | TW41330002 | DE |  |  |  | Monitors; Video | 32399 | M1097A | PHILIPS MEDICAL SYSTEMS CARDIAC & MONITORING SYSTEMS DIV | 0
CHRISTIANA |  | HOSPITAL-CH | 0 | TW41340033 | DE |  |  |  | Monitors; Video | 32368 | M1097A | PHILIPS MEDICAL SYSTEMS CARDIAC & MONITORING SYSTEMS DIV | 0
CHRISTIANA |  | HOSPITAL-CH | 0 | TW41330103 | DE |  |  |  | Monitors; Video | 32311 | M1097A | PHILIPS MEDICAL SYSTEMS CARDIAC & MONITORING SYSTEMS DIV | 0
CHRISTIANA |  | HOSPITAL-CH | 0 | TW41340029 | DE |  |  |  | Monitors; Video | 32385 | M1097A | PHILIPS MEDICAL SYSTEMS CARDIAC & MONITORING SYSTEMS DIV | 0
CHRISTIANA |  | HOSPITAL-CH | 0 | TW41330014 | DE |  |  |  | Monitors; Video | 32378 | M1097A | PHILIPS MEDICAL SYSTEMS CARDIAC & MONITORING SYSTEMS DIV | 0
CHRISTIANA |  | HOSPITAL-CH | 0 | TW41360021 | DE |  |  |  | Monitors; Video | 32320 | M1097A | PHILIPS MEDICAL SYSTEMS CARDIAC & MONITORING SYSTEMS DIV | 0
CHRISTIANA |  | HOSPITAL-CH | 0 | 2003237 | DE |  |  |  | Monitors; Video | 22430 | PVM-1343 MD | SONY MEDICAL SYSTEMS | 4234
CHRISTIANA |  | EDUCATION | 0 | 2001407 | DE |  |  |  | Monitors; Video | 27431 | PVM-1343 MD | SONY MEDICAL SYSTEMS | 1000
CHRISTIANA |  | HOSPITAL-CH | 0 | 4150028 | DE |  |  |  | Analyzers; Laboratory; Immunoassay; Photometric | 40575 | 211877 | BECTON DICKINSON MICROBIOLOGY SYSTEMS DIV BECTON DICKINSON A | 9999.99
CHRISTIANA |  | HOSPITAL-CH | 0 | 3740010 | DE |  |  |  | Analyzers; Laboratory; Immunoassay; Photometric | 34784 | 211877 | BECTON DICKINSON MICROBIOLOGY SYSTEMS DIV BECTON DICKINSON A | 9999.99
CHRISTIANA |  | HOSPITAL-WH | 0 | 3900006 | DE |  |  |  | Analyzers; Laboratory; Immunoassay; Photometric | 34797 | 211877 | BECTON DICKINSON MICROBIOLOGY SYSTEMS DIV BECTON DICKINSON A | 9999.99
CHRISTIANA |  | HOSPITAL-CH | 0 | 4630021 | DE |  |  |  | Analyzers; Laboratory; Immunoassay; Photometric | 45127 | 211877 | BECTON DICKINSON MICROBIOLOGY SYSTEMS DIV BECTON DICKINSON A | 9999.99
CHRISTIANA |  | HOSPITAL-CH | 0 | P-6278 | DE |  |  |  | Analyzers; Laboratory; Immunoassay; Photometric | 21153 | 9600 | OEC MEDICAL SYSTEMS | 8000
CHRISTIANA |  | HOSPITAL-CH | 0 | 69-2941 | DE |  |  |  | Radiographic/Fluoroscopic Units; Mobile | 26023 | 9600 | OEC MEDICAL SYSTEMS | 0
CHRISTIANA |  | MAP II | 0 | 200-05781031 | DE |  |  |  | Oximeters; Pulse | 18488 | N-200D | NELLCOR PURITAN BENNETT INC | 1264
CHRISTIANA |  | HOSPITAL-CH | 0 | 200-0092710 | DE |  |  |  | Oximeters; Pulse | 18490 | N-200D | NELLCOR PURITAN BENNETT INC | 1750
CHRISTIANA |  | HCCC | 0 | 702616012 | DE |  | 2013-08-24 20:00 |  | Oximeters; Pulse | 45417 | BURDICK OXY 100 OXIMETER; PULS | Spacelabs Healthcare Inc An OSI Systems Co | 1750
CHRISTIANA |  | HCCC | 0 | 160206630 | DE |  | 2001-11-12 19:00 |  | Oximeters; Pulse | 32036 | 70000A2 | MEDICAL SYSTEMS INTERNATIONAL | 400
CHRISTIANA |  | HOSPITAL-CH | 0 | 990323332 | DE |  | 1999-09-23 20:00 |  | Monitors; Physiologic; Electrocardiography | 29153 | Patient Monitor 101 | Ivy Biomedical Systems Inc | 11999.99
CHRISTIANA |  | HOSPITAL-CH | 0 | 928920 | DE |  |  |  | Monitors; Physiologic; Electrocardiography | 46106 | Patient Monitor 101 | Ivy Biomedical Systems Inc | 11999.99
CHRISTIANA |  | HOSPITAL-WH | 0 | 770-1151047DP | DE |  |  |  | Radiographic Units; Dental; Intraoral | 27973 | Intra-oral X-ray System GX-770 | GENDEX DENTAL SYSTEMS SRL | 2710
CHRISTIANA |  | HOSPITAL-WH | 0 | 770-1151050DP | DE |  |  |  | Radiographic Units; Dental; Intraoral | 27240 | Intra-oral X-ray System GX-770 | GENDEX DENTAL SYSTEMS SRL | 2710
CHRISTIANA |  | New Castle Center | 0 | NONE | DE |  |  |  | Lights; Examination | 27762 | 44100 | CARDINAL | 300
CHRISTIANA |  | New Castle Center | 0 | NONE | DE |  | 1999-11-14 19:00 |  | Lights; Examination | 27763 | 44100 | CARDINAL | 300
CHRISTIANA |  | HOSPITAL-CH | 0 | 1370 | DE |  |  |  | Lights; Examination | 22071 | 13400 | BURTON CO | 800
CHRISTIANA |  | HOSPITAL-CH | 0 | 4077 | DE |  |  |  | Lights; Examination | 19011 | 13400 | BURTON CO | 800
CHRISTIANA |  | HOSPITAL-CH | 0 | 8-908009 | DE |  |  |  | Warming Units; Microscope Slide | 35459 | DDM-00840 | MEDIM AMERICA LTD | 7500
CHRISTIANA |  | HOSPITAL-CH | 0 | 8-308005 | DE |  |  |  | Warming Units; Microscope Slide | 35481 | DDM-00840 | MEDIM AMERICA LTD | 7500
CHRISTIANA |  | CANCER CENTER | 0 | 17613106 | DE |  |  |  | Heating Mantles; Laboratory | 46655 | DB17615 | THERMOLYNE CORP SUB SYBRON CORP | 0
CHRISTIANA |  | HOSPITAL-CH | 0 | 820008110 | DE |  |  |  | Sphygmomanometers; Electronic; Automatic | 38202 | 1846 | GE MEDICAL SYSTEMS | 0
CHRISTIANA |  | HOSPITAL-CH | 0 | 8200 03802 | DE |  |  |  | Sphygmomanometers; Electronic; Automatic | 15060 | 1846 | GE MEDICAL SYSTEMS | 2245
CHRISTIANA |  | HOSPITAL-WH | 0 | 8200 03822 | DE |  |  |  | Sphygmomanometers; Electronic; Automatic | 12176 | 1846 | GE MEDICAL SYSTEMS | 2245
CHRISTIANA |  | HOSPITAL-CH | 0 | 65031-634 | DE |  |  |  | Freezers; Blood | 29921 | 8097 | FORMA SCIENTIFIC INC | 12000
CHRISTIANA |  | HOSPITAL-WH | 0 | 14702-533 | DE |  |  |  | Freezers; Blood | 26009 | 8097 | FORMA SCIENTIFIC INC | 12000
CHRISTIANA |  | HOSPITAL-CH | 0 | 19993-579 | DE |  |  |  | Freezers; Blood | 28009 | 8097 | FORMA SCIENTIFIC INC | 12000
CHRISTIANA |  | HOSPITAL-WH | 0 | 441X60814 | DE |  |  |  | Radiographic Systems; Film; Basic (BRS) | 13565 | 441 | Franklin | 30000
CHRISTIANA |  | HOSPITAL-WH | 0 | 441X60982 | DE |  |  |  | Radiographic Systems; Film; Basic (BRS) | 13552 | 441 | Franklin | 30000
CHRISTIANA |  | HOSPITAL-WH | 0 | 441X60782 | DE |  |  |  | Radiographic Systems; Film; Basic (BRS) | 13555 | 441 | Franklin | 30000
CHRISTIANA |  | HOSPITAL-WH | 0 | 441X60996 | DE |  |  |  | Radiographic Systems; Film; Basic (BRS) | 13559 | 441 | Franklin | 30000
CHRISTIANA |  | HOSPITAL-CH | 0 | 3624A13056 | DE |  |  |  | Physiologic Monitor Modules; ELECTROENCEPHALOGRAPHY | 24763 | M1032A | PHILIPS MEDICAL SYSTEMS CARDIAC & MONITORING SYSTEMS DIV | 2000
CHRISTIANA |  | HOSPITAL-CH | 0 | 3805G19139 | DE |  | 2004-03-29 19:00 |  | Physiologic Monitor Modules; ELECTROENCEPHALOGRAPHY | 35739 | M1032A | PHILIPS MEDICAL SYSTEMS CARDIAC & MONITORING SYSTEMS DIV | 2000
CHRISTIANA |  | HOSPITAL-CH | 0 | 3805G13221 | DE |  | 2004-06-22 20:00 |  | Physiologic Monitor Modules; ELECTROENCEPHALOGRAPHY | 36057 | M1032A | PHILIPS MEDICAL SYSTEMS CARDIAC & MONITORING SYSTEMS DIV | 2000
CHRISTIANA |  | HOSPITAL-CH | 0 | 3805G19240 | DE |  | 2004-03-29 19:00 |  | Physiologic Monitor Modules; ELECTROENCEPHALOGRAPHY | 35784 | M1032A | PHILIPS MEDICAL SYSTEMS CARDIAC & MONITORING SYSTEMS DIV | 2000
CHRISTIANA |  | HOSPITAL-CH | 0 | 3805G19242 | DE |  | 2004-03-29 19:00 |  | Physiologic Monitor Modules; ELECTROENCEPHALOGRAPHY | 35786 | M1032A | PHILIPS MEDICAL SYSTEMS CARDIAC & MONITORING SYSTEMS DIV | 2000
CHRISTIANA |  | HOSPITAL-CH | 0 | 3805G19377 | DE |  |  |  | Physiologic Monitor Modules; ELECTROENCEPHALOGRAPHY | 35684 | M1032A | PHILIPS MEDICAL SYSTEMS CARDIAC & MONITORING SYSTEMS DIV | 2000
CHRISTIANA |  | HOSPITAL-CH | 0 | 3624A11437 | DE |  | 1996-07-29 20:00 |  | Physiologic Monitor Modules; ELECTROENCEPHALOGRAPHY | 24757 | M1032A | PHILIPS MEDICAL SYSTEMS CARDIAC & MONITORING SYSTEMS DIV | 2000
CHRISTIANA |  | HOSPITAL-CH | 0 | 3805G19338 | DE |  |  |  | Physiologic Monitor Modules; ELECTROENCEPHALOGRAPHY | 35798 | M1032A | PHILIPS MEDICAL SYSTEMS CARDIAC & MONITORING SYSTEMS DIV | 2000
CHRISTIANA |  | HOSPITAL-CH | 0 | 3805G19216 | DE |  | 2004-03-29 19:00 |  | Physiologic Monitor Modules; ELECTROENCEPHALOGRAPHY | 36040 | M1032A | PHILIPS MEDICAL SYSTEMS CARDIAC & MONITORING SYSTEMS DIV | 2000
CHRISTIANA |  | HOSPITAL-CH | 0 | 3805G19415 | DE |  |  |  | Physiologic Monitor Modules; ELECTROENCEPHALOGRAPHY | 35658 | M1032A | PHILIPS MEDICAL SYSTEMS CARDIAC & MONITORING SYSTEMS DIV | 2000
CHRISTIANA |  | HOSPITAL-CH | 0 | 3805G19336 | DE |  |  |  | Physiologic Monitor Modules; ELECTROENCEPHALOGRAPHY | 35785 | M1032A | PHILIPS MEDICAL SYSTEMS CARDIAC & MONITORING SYSTEMS DIV | 2000
CHRISTIANA |  | HOSPITAL-CH | 0 | 3805G19525 | DE |  |  |  | Physiologic Monitor Modules; ELECTROENCEPHALOGRAPHY | 35685 | M1032A | PHILIPS MEDICAL SYSTEMS CARDIAC & MONITORING SYSTEMS DIV | 2000
CHRISTIANA |  | HOSPITAL-CH | 0 | 3622A12672 | DE |  |  |  | Physiologic Monitor Modules; ELECTROENCEPHALOGRAPHY | 24123 | M1032A | PHILIPS MEDICAL SYSTEMS CARDIAC & MONITORING SYSTEMS DIV | 2000
CHRISTIANA |  | HOSPITAL-CH | 0 | 3622A12684 | DE |  | 1996-06-10 20:00 |  | Physiologic Monitor Modules; ELECTROENCEPHALOGRAPHY | 24122 | M1032A | PHILIPS MEDICAL SYSTEMS CARDIAC & MONITORING SYSTEMS DIV | 2000
CHRISTIANA |  | HOSPITAL-CH | 0 | 3805G19104 | DE |  |  |  | Physiologic Monitor Modules; ELECTROENCEPHALOGRAPHY | 35730 | M1032A | PHILIPS MEDICAL SYSTEMS CARDIAC & MONITORING SYSTEMS DIV | 2000
CHRISTIANA |  | HOSPITAL-CH | 0 | 3805G19449 | DE |  |  |  | Physiologic Monitor Modules; ELECTROENCEPHALOGRAPHY | 36041 | M1032A | PHILIPS MEDICAL SYSTEMS CARDIAC & MONITORING SYSTEMS DIV | 2000
CHRISTIANA |  | HOSPITAL-CH | 0 | 3805G19215 | DE |  |  |  | Physiologic Monitor Modules; ELECTROENCEPHALOGRAPHY | 36043 | M1032A | PHILIPS MEDICAL SYSTEMS CARDIAC & MONITORING SYSTEMS DIV | 2000
CHRISTIANA |  | HOSPITAL-CH | 0 | 3805G19420 | DE |  |  |  | Physiologic Monitor Modules; ELECTROENCEPHALOGRAPHY | 35661 | M1032A | PHILIPS MEDICAL SYSTEMS CARDIAC & MONITORING SYSTEMS DIV | 2000
CHRISTIANA |  | HOSPITAL-CH | 0 | 3805G19399 | DE |  | 2004-03-29 19:00 |  | Physiologic Monitor Modules; ELECTROENCEPHALOGRAPHY | 35788 | M1032A | PHILIPS MEDICAL SYSTEMS CARDIAC & MONITORING SYSTEMS DIV | 2000
CHRISTIANA |  | HOSPITAL-CH | 0 | 3805G19157 | DE |  |  |  | Physiologic Monitor Modules; ELECTROENCEPHALOGRAPHY | 35729 | M1032A | PHILIPS MEDICAL SYSTEMS CARDIAC & MONITORING SYSTEMS DIV | 2000
CHRISTIANA |  | HOSPITAL-CH | 0 | 3805G19160 | DE |  |  |  | Physiologic Monitor Modules; ELECTROENCEPHALOGRAPHY | 35731 | M1032A | PHILIPS MEDICAL SYSTEMS CARDIAC & MONITORING SYSTEMS DIV | 2000
CHRISTIANA |  | HOSPITAL-WH | 0 | 3805G19143 | DE |  |  |  | Physiologic Monitor Modules; ELECTROENCEPHALOGRAPHY | 35744 | M1032A | PHILIPS MEDICAL SYSTEMS CARDIAC & MONITORING SYSTEMS DIV | 2000
CHRISTIANA |  | HOSPITAL-CH | 0 | 3805G19093 | DE |  | 2004-03-29 19:00 |  | Physiologic Monitor Modules; ELECTROENCEPHALOGRAPHY | 35745 | M1032A | PHILIPS MEDICAL SYSTEMS CARDIAC & MONITORING SYSTEMS DIV | 2000
CHRISTIANA |  | HOSPITAL-CH | 0 | 3805G19467 | DE |  |  |  | Physiologic Monitor Modules; ELECTROENCEPHALOGRAPHY | 36042 | M1032A | PHILIPS MEDICAL SYSTEMS CARDIAC & MONITORING SYSTEMS DIV | 2000
CHRISTIANA |  | HOSPITAL-CH | 0 | 3805G19349 | DE |  | 2004-03-29 19:00 |  | Physiologic Monitor Modules; ELECTROENCEPHALOGRAPHY | 35660 | M1032A | PHILIPS MEDICAL SYSTEMS CARDIAC & MONITORING SYSTEMS DIV | 2000
CHRISTIANA |  | HOSPITAL-CH | 0 | 3805G19411 | DE |  |  |  | Physiologic Monitor Modules; ELECTROENCEPHALOGRAPHY | 35662 | M1032A | PHILIPS MEDICAL SYSTEMS CARDIAC & MONITORING SYSTEMS DIV | 2000
CHRISTIANA |  | HOSPITAL-CH | 0 | 3805G19341 | DE |  |  |  | Physiologic Monitor Modules; ELECTROENCEPHALOGRAPHY | 35787 | M1032A | PHILIPS MEDICAL SYSTEMS CARDIAC & MONITORING SYSTEMS DIV | 2000
CHRISTIANA |  | HOSPITAL-CH | 0 | 3805G19131 | DE |  |  |  | Physiologic Monitor Modules; ELECTROENCEPHALOGRAPHY | 35758 | M1032A | PHILIPS MEDICAL SYSTEMS CARDIAC & MONITORING SYSTEMS DIV | 2000
CHRISTIANA |  | CH-SURGI | 0 | 3309A00147 | DE |  |  |  | Physiologic Monitor Modules; ELECTROENCEPHALOGRAPHY | 20385 | M1032A | PHILIPS MEDICAL SYSTEMS CARDIAC & MONITORING SYSTEMS DIV | 2000
CHRISTIANA |  | HOSPITAL-CH | 0 | 3805G19159 | DE |  | 2004-03-29 19:00 |  | Physiologic Monitor Modules; ELECTROENCEPHALOGRAPHY | 35732 | M1032A | PHILIPS MEDICAL SYSTEMS CARDIAC & MONITORING SYSTEMS DIV | 2000
CHRISTIANA |  | HOSPITAL-CH | 0 | 4503G18425 | DE |  | 2004-03-29 19:00 |  | Physiologic Monitor Modules; ELECTROENCEPHALOGRAPHY | 35680 | M1032A | PHILIPS MEDICAL SYSTEMS CARDIAC & MONITORING SYSTEMS DIV | 2000
CHRISTIANA |  | HOSPITAL-CH | 0 | 3805G19152 | DE |  |  |  | Physiologic Monitor Modules; ELECTROENCEPHALOGRAPHY | 35733 | M1032A | PHILIPS MEDICAL SYSTEMS CARDIAC & MONITORING SYSTEMS DIV | 2000
CHRISTIANA |  | HOSPITAL-CH | 0 | 3805G19164 | DE |  |  |  | Physiologic Monitor Modules; ELECTROENCEPHALOGRAPHY | 35735 | M1032A | PHILIPS MEDICAL SYSTEMS CARDIAC & MONITORING SYSTEMS DIV | 2000
CHRISTIANA |  | HOSPITAL-CH | 0 | 3805G19214 | DE |  |  |  | Physiologic Monitor Modules; ELECTROENCEPHALOGRAPHY | 36044 | M1032A | PHILIPS MEDICAL SYSTEMS CARDIAC & MONITORING SYSTEMS DIV | 2000
CHRISTIANA |  | HOSPITAL-CH | 0 | 3805G19375 | DE |  |  |  | Physiologic Monitor Modules; ELECTROENCEPHALOGRAPHY | 35679 | M1032A | PHILIPS MEDICAL SYSTEMS CARDIAC & MONITORING SYSTEMS DIV | 2000
CHRISTIANA |  | WH SURGI | 0 | 3805609014 | DE |  |  |  | Physiologic Monitor Modules; ELECTROENCEPHALOGRAPHY | 29667 | M1032A | PHILIPS MEDICAL SYSTEMS CARDIAC & MONITORING SYSTEMS DIV | 2000
CHRISTIANA |  | HOSPITAL-CH | 0 | 3805G19100 | DE |  | 2004-03-29 19:00 |  | Physiologic Monitor Modules; ELECTROENCEPHALOGRAPHY | 35736 | M1032A | PHILIPS MEDICAL SYSTEMS CARDIAC & MONITORING SYSTEMS DIV | 2000
CHRISTIANA |  | HOSPITAL-CH | 0 | 3805G19129 | DE |  |  |  | Physiologic Monitor Modules; ELECTROENCEPHALOGRAPHY | 35737 | M1032A | PHILIPS MEDICAL SYSTEMS CARDIAC & MONITORING SYSTEMS DIV | 2000
CHRISTIANA |  | CH-SURGI | 0 | 3438A10737 | DE |  |  |  | Physiologic Monitor Modules; ELECTROENCEPHALOGRAPHY | 22292 | M1032A | PHILIPS MEDICAL SYSTEMS CARDIAC & MONITORING SYSTEMS DIV | 2000
CHRISTIANA |  | HOSPITAL-CH | 0 | 3622A12605 | DE |  |  |  | Physiologic Monitor Modules; ELECTROENCEPHALOGRAPHY | 24126 | M1032A | PHILIPS MEDICAL SYSTEMS CARDIAC & MONITORING SYSTEMS DIV | 2000
CHRISTIANA |  | HOSPITAL-CH | 0 | 3805G19337 | DE |  | 2004-03-29 19:00 |  | Physiologic Monitor Modules; ELECTROENCEPHALOGRAPHY | 35783 | M1032A | PHILIPS MEDICAL SYSTEMS CARDIAC & MONITORING SYSTEMS DIV | 2000
CHRISTIANA |  | HOSPITAL-CH | 0 | 3805G19499 | DE |  |  |  | Physiologic Monitor Modules; ELECTROENCEPHALOGRAPHY | 35681 | M1032A | PHILIPS MEDICAL SYSTEMS CARDIAC & MONITORING SYSTEMS DIV | 2000
CHRISTIANA |  | HOSPITAL-CH | 0 | 3805G19293 | DE |  |  |  | Physiologic Monitor Modules; ELECTROENCEPHALOGRAPHY | 35683 | M1032A | PHILIPS MEDICAL SYSTEMS CARDIAC & MONITORING SYSTEMS DIV | 2000
CHRISTIANA |  | HOSPITAL-CH | 0 | 3805G19382 | DE |  | 2004-03-29 19:00 |  | Physiologic Monitor Modules; ELECTROENCEPHALOGRAPHY | 35687 | M1032A | PHILIPS MEDICAL SYSTEMS CARDIAC & MONITORING SYSTEMS DIV | 2000
CHRISTIANA |  | HOSPITAL-CH | 0 | 3805G13218 | DE |  |  |  | Physiologic Monitor Modules; ELECTROENCEPHALOGRAPHY | 36056 | M1032A | PHILIPS MEDICAL SYSTEMS CARDIAC & MONITORING SYSTEMS DIV | 2000
CHRISTIANA |  | HOSPITAL-CH | 0 | 3805G19489 | DE |  |  |  | Physiologic Monitor Modules; ELECTROENCEPHALOGRAPHY | 35698 | M1032A | PHILIPS MEDICAL SYSTEMS CARDIAC & MONITORING SYSTEMS DIV | 2000
CHRISTIANA |  | HOSPITAL-CH | 0 | 3524A11503 | DE |  |  |  | Physiologic Monitor Modules; ELECTROENCEPHALOGRAPHY | 23415 | M1032A | PHILIPS MEDICAL SYSTEMS CARDIAC & MONITORING SYSTEMS DIV | 2000
CHRISTIANA |  | HOSPITAL-CH | 0 | 3805G19297 | DE |  |  |  | Physiologic Monitor Modules; ELECTROENCEPHALOGRAPHY | 35697 | M1032A | PHILIPS MEDICAL SYSTEMS CARDIAC & MONITORING SYSTEMS DIV | 2000
CHRISTIANA |  | HOSPITAL-CH | 0 | 3805G19294 | DE |  |  |  | Physiologic Monitor Modules; ELECTROENCEPHALOGRAPHY | 35699 | M1032A | PHILIPS MEDICAL SYSTEMS CARDIAC & MONITORING SYSTEMS DIV | 2000
CHRISTIANA |  | HOSPITAL-CH | 0 | 3622A12682 | DE |  |  |  | Physiologic Monitor Modules; ELECTROENCEPHALOGRAPHY | 24127 | M1032A | PHILIPS MEDICAL SYSTEMS CARDIAC & MONITORING SYSTEMS DIV | 2000
CHRISTIANA |  | HOSPITAL-CH | 0 | 3805G12335 | DE |  |  |  | Physiologic Monitor Modules; ELECTROENCEPHALOGRAPHY | 36060 | M1032A | PHILIPS MEDICAL SYSTEMS CARDIAC & MONITORING SYSTEMS DIV | 2000
CHRISTIANA |  | HOSPITAL-CH | 0 | 3805G19296 | DE |  | 2004-03-29 19:00 |  | Physiologic Monitor Modules; ELECTROENCEPHALOGRAPHY | 35689 | M1032A | PHILIPS MEDICAL SYSTEMS CARDIAC & MONITORING SYSTEMS DIV | 2000
CHRISTIANA |  | HOSPITAL-CH | 0 | 3805G13262 | DE |  |  |  | Physiologic Monitor Modules; ELECTROENCEPHALOGRAPHY | 36061 | M1032A | PHILIPS MEDICAL SYSTEMS CARDIAC & MONITORING SYSTEMS DIV | 2000
CHRISTIANA |  | HOSPITAL-CH | 0 | 3514A02020 | DE |  |  |  | Physiologic Monitor Modules; ELECTROENCEPHALOGRAPHY | 23137 | M1032A | PHILIPS MEDICAL SYSTEMS CARDIAC & MONITORING SYSTEMS DIV | 2000
CHRISTIANA |  | HOSPITAL-CH | 0 | 3805G19289 | DE |  |  |  | Physiologic Monitor Modules; ELECTROENCEPHALOGRAPHY | 35688 | M1032A | PHILIPS MEDICAL SYSTEMS CARDIAC & MONITORING SYSTEMS DIV | 2000
CHRISTIANA |  | CH-SURGI | 0 | 3309A00144 | DE |  | 1997-10-28 19:00 |  | Physiologic Monitor Modules; ELECTROENCEPHALOGRAPHY | 20386 | M1032A | PHILIPS MEDICAL SYSTEMS CARDIAC & MONITORING SYSTEMS DIV | 2000
CHRISTIANA |  | HOSPITAL-CH | 0 | 3805G19541 | DE |  |  |  | Physiologic Monitor Modules; ELECTROENCEPHALOGRAPHY | 35703 | M1032A | PHILIPS MEDICAL SYSTEMS CARDIAC & MONITORING SYSTEMS DIV | 2000
CHRISTIANA |  | HOSPITAL-CH | 0 | 3805G19535 | DE |  |  |  | Physiologic Monitor Modules; ELECTROENCEPHALOGRAPHY | 35693 | M1032A | PHILIPS MEDICAL SYSTEMS CARDIAC & MONITORING SYSTEMS DIV | 2000
CHRISTIANA |  | HOSPITAL-CH | 0 | 3805G19370 | DE |  | 2004-03-29 19:00 |  | Physiologic Monitor Modules; ELECTROENCEPHALOGRAPHY | 35692 | M1032A | PHILIPS MEDICAL SYSTEMS CARDIAC & MONITORING SYSTEMS DIV | 2000
CHRISTIANA |  | HOSPITAL-CH | 0 | 3805G13307 | DE |  | 2004-06-22 20:00 |  | Physiologic Monitor Modules; ELECTROENCEPHALOGRAPHY | 36062 | M1032A | PHILIPS MEDICAL SYSTEMS CARDIAC & MONITORING SYSTEMS DIV | 2000
CHRISTIANA |  | HOSPITAL-CH | 0 | 3805G19491 | DE |  |  |  | Physiologic Monitor Modules; ELECTROENCEPHALOGRAPHY | 35695 | M1032A | PHILIPS MEDICAL SYSTEMS CARDIAC & MONITORING SYSTEMS DIV | 2000
CHRISTIANA |  | HOSPITAL-CH | 0 | 3524A11486 | DE |  |  |  | Physiologic Monitor Modules; ELECTROENCEPHALOGRAPHY | 23416 | M1032A | PHILIPS MEDICAL SYSTEMS CARDIAC & MONITORING SYSTEMS DIV | 2000
CHRISTIANA |  | HOSPITAL-WH | 0 | 3524A11504 | DE |  |  |  | Physiologic Monitor Modules; ELECTROENCEPHALOGRAPHY | 23414 | M1032A | PHILIPS MEDICAL SYSTEMS CARDIAC & MONITORING SYSTEMS DIV | 2000
CHRISTIANA |  | HOSPITAL-CH | 0 | 3805G19342 | DE |  | 2004-03-29 19:00 |  | Physiologic Monitor Modules; ELECTROENCEPHALOGRAPHY | 35776 | M1032A | PHILIPS MEDICAL SYSTEMS CARDIAC & MONITORING SYSTEMS DIV | 2000
CHRISTIANA |  | HOSPITAL-CH | 0 | 3805G19400 | DE |  |  |  | Physiologic Monitor Modules; ELECTROENCEPHALOGRAPHY | 35778 | M1032A | PHILIPS MEDICAL SYSTEMS CARDIAC & MONITORING SYSTEMS DIV | 2000
CHRISTIANA |  | CH-SURGI | 0 | 3309A00148 | DE |  |  |  | Physiologic Monitor Modules; ELECTROENCEPHALOGRAPHY | 20384 | M1032A | PHILIPS MEDICAL SYSTEMS CARDIAC & MONITORING SYSTEMS DIV | 2000
CHRISTIANA |  | HOSPITAL-CH | 0 | 3805G19147 | DE |  | 2004-03-29 19:00 |  | Physiologic Monitor Modules; ELECTROENCEPHALOGRAPHY | 35728 | M1032A | PHILIPS MEDICAL SYSTEMS CARDIAC & MONITORING SYSTEMS DIV | 2000
CHRISTIANA |  | HOSPITAL-CH | 0 | 3805G19367 | DE |  | 2004-03-29 19:00 |  | Physiologic Monitor Modules; ELECTROENCEPHALOGRAPHY | 35672 | M1032A | PHILIPS MEDICAL SYSTEMS CARDIAC & MONITORING SYSTEMS DIV | 2000
CHRISTIANA |  | HOSPITAL-CH | 0 | 3805G19394 | DE |  |  |  | Physiologic Monitor Modules; ELECTROENCEPHALOGRAPHY | 35777 | M1032A | PHILIPS MEDICAL SYSTEMS CARDIAC & MONITORING SYSTEMS DIV | 2000
CHRISTIANA |  | HOSPITAL-CH | 0 | 3805G19350 | DE |  |  |  | Physiologic Monitor Modules; ELECTROENCEPHALOGRAPHY | 35725 | M1032A | PHILIPS MEDICAL SYSTEMS CARDIAC & MONITORING SYSTEMS DIV | 2000
CHRISTIANA |  | HOSPITAL-CH | 0 | 3805G19363 | DE |  |  |  | Physiologic Monitor Modules; ELECTROENCEPHALOGRAPHY | 35727 | M1032A | PHILIPS MEDICAL SYSTEMS CARDIAC & MONITORING SYSTEMS DIV | 2000
CHRISTIANA |  | HOSPITAL-CH | 0 | 3805G19366 | DE |  | 2004-03-29 19:00 |  | Physiologic Monitor Modules; ELECTROENCEPHALOGRAPHY | 35673 | M1032A | PHILIPS MEDICAL SYSTEMS CARDIAC & MONITORING SYSTEMS DIV | 2000
CHRISTIANA |  | HOSPITAL-CH | 0 | 3805G19339 | DE |  |  |  | Physiologic Monitor Modules; ELECTROENCEPHALOGRAPHY | 35780 | M1032A | PHILIPS MEDICAL SYSTEMS CARDIAC & MONITORING SYSTEMS DIV | 2000
CHRISTIANA |  | HOSPITAL-CH | 0 | 3805G19461 | DE |  | 2004-06-22 20:00 |  | Physiologic Monitor Modules; ELECTROENCEPHALOGRAPHY | 36059 | M1032A | PHILIPS MEDICAL SYSTEMS CARDIAC & MONITORING SYSTEMS DIV | 2000
CHRISTIANA |  | HOSPITAL-CH | 0 | 3805G19333 | DE |  |  |  | Physiologic Monitor Modules; ELECTROENCEPHALOGRAPHY | 35789 | M1032A | PHILIPS MEDICAL SYSTEMS CARDIAC & MONITORING SYSTEMS DIV | 2000
CHRISTIANA |  | CH-SURGI | 0 | 3309A00145 | DE |  | 1997-10-28 19:00 |  | Physiologic Monitor Modules; ELECTROENCEPHALOGRAPHY | 20387 | M1032A | PHILIPS MEDICAL SYSTEMS CARDIAC & MONITORING SYSTEMS DIV | 2000
CHRISTIANA |  | HOSPITAL-CH | 0 | 3622A12678 | DE |  |  |  | Physiologic Monitor Modules; ELECTROENCEPHALOGRAPHY | 24134 | M1032A | PHILIPS MEDICAL SYSTEMS CARDIAC & MONITORING SYSTEMS DIV | 2000
CHRISTIANA |  | HOSPITAL-CH | 0 | 3805G19413 | DE |  | 2004-03-29 19:00 |  | Physiologic Monitor Modules; ELECTROENCEPHALOGRAPHY | 35674 | M1032A | PHILIPS MEDICAL SYSTEMS CARDIAC & MONITORING SYSTEMS DIV | 2000
CHRISTIANA |  | HOSPITAL-CH | 0 | 3624A12744 | DE |  | 1996-06-10 20:00 |  | Physiologic Monitor Modules; ELECTROENCEPHALOGRAPHY | 24133 | M1032A | PHILIPS MEDICAL SYSTEMS CARDIAC & MONITORING SYSTEMS DIV | 2000
CHRISTIANA |  | HOSPITAL-CH | 0 | 3805G19404 | DE |  |  |  | Physiologic Monitor Modules; ELECTROENCEPHALOGRAPHY | 35781 | M1032A | PHILIPS MEDICAL SYSTEMS CARDIAC & MONITORING SYSTEMS DIV | 2000
CHRISTIANA |  | HOSPITAL-CH | 0 | 3805G19244 | DE |  | 2004-03-29 19:00 |  | Physiologic Monitor Modules; ELECTROENCEPHALOGRAPHY | 35790 | M1032A | PHILIPS MEDICAL SYSTEMS CARDIAC & MONITORING SYSTEMS DIV | 2000
CHRISTIANA |  | HOSPITAL-CH | 0 | 3805G19384 | DE |  |  |  | Physiologic Monitor Modules; ELECTROENCEPHALOGRAPHY | 35675 | M1032A | PHILIPS MEDICAL SYSTEMS CARDIAC & MONITORING SYSTEMS DIV | 2000
CHRISTIANA |  | CH-SURGI | 0 | 3524A11796 | DE |  |  |  | Physiologic Monitor Modules; ELECTROENCEPHALOGRAPHY | 28204 | M1032A | PHILIPS MEDICAL SYSTEMS CARDIAC & MONITORING SYSTEMS DIV | 2000
CHRISTIANA |  | HOSPITAL-CH | 0 | 3805G19329 | DE |  | 2004-03-29 19:00 |  | Physiologic Monitor Modules; ELECTROENCEPHALOGRAPHY | 35791 | M1032A | PHILIPS MEDICAL SYSTEMS CARDIAC & MONITORING SYSTEMS DIV | 2000
CHRISTIANA |  | HOSPITAL-CH | 0 | 3805G19347 | DE |  | 2004-03-29 19:00 |  | Physiologic Monitor Modules; ELECTROENCEPHALOGRAPHY | 35793 | M1032A | PHILIPS MEDICAL SYSTEMS CARDIAC & MONITORING SYSTEMS DIV | 2000
CHRISTIANA |  | HOSPITAL-CH | 0 | 3805G19357 | DE |  | 2004-03-29 19:00 |  | Physiologic Monitor Modules; ELECTROENCEPHALOGRAPHY | 35656 | M1032A | PHILIPS MEDICAL SYSTEMS CARDIAC & MONITORING SYSTEMS DIV | 2000
CHRISTIANA |  | HOSPITAL-CH | 0 | 3622A12674 | DE |  |  |  | Physiologic Monitor Modules; ELECTROENCEPHALOGRAPHY | 24124 | M1032A | PHILIPS MEDICAL SYSTEMS CARDIAC & MONITORING SYSTEMS DIV | 2000
CHRISTIANA |  | HOSPITAL-CH | 0 | 3805G19393 | DE |  | 2004-03-29 19:00 |  | Physiologic Monitor Modules; ELECTROENCEPHALOGRAPHY | 35770 | M1032A | PHILIPS MEDICAL SYSTEMS CARDIAC & MONITORING SYSTEMS DIV | 2000
CHRISTIANA |  | HOSPITAL-CH | 0 | 3805G19231 | DE |  |  |  | Physiologic Monitor Modules; ELECTROENCEPHALOGRAPHY | 35772 | M1032A | PHILIPS MEDICAL SYSTEMS CARDIAC & MONITORING SYSTEMS DIV | 2000
CHRISTIANA |  | HOSPITAL-CH | 0 | 3805G19340 | DE |  | 2004-03-29 19:00 |  | Physiologic Monitor Modules; ELECTROENCEPHALOGRAPHY | 35792 | M1032A | PHILIPS MEDICAL SYSTEMS CARDIAC & MONITORING SYSTEMS DIV | 2000
CHRISTIANA |  | HOSPITAL-CH | 0 | 3805G19402 | DE |  |  |  | Physiologic Monitor Modules; ELECTROENCEPHALOGRAPHY | 35771 | M1032A | PHILIPS MEDICAL SYSTEMS CARDIAC & MONITORING SYSTEMS DIV | 2000
CHRISTIANA |  | HOSPITAL-CH | 0 | 3805G19450 | DE |  |  |  | Physiologic Monitor Modules; ELECTROENCEPHALOGRAPHY | 35677 | M1032A | PHILIPS MEDICAL SYSTEMS CARDIAC & MONITORING SYSTEMS DIV | 2000
CHRISTIANA |  | HOSPITAL-CH | 0 | 3514A10906 | DE |  |  |  | Physiologic Monitor Modules; ELECTROENCEPHALOGRAPHY | 23140 | M1032A | PHILIPS MEDICAL SYSTEMS CARDIAC & MONITORING SYSTEMS DIV | 2000
CHRISTIANA |  | HOSPITAL-CH | 0 | 3805G19247 | DE |  | 2004-03-29 19:00 |  | Physiologic Monitor Modules; ELECTROENCEPHALOGRAPHY | 35795 | M1032A | PHILIPS MEDICAL SYSTEMS CARDIAC & MONITORING SYSTEMS DIV | 2000
CHRISTIANA |  | HOSPITAL-CH | 0 | 3805G19365 | DE |  | 2004-03-29 19:00 |  | Physiologic Monitor Modules; ELECTROENCEPHALOGRAPHY | 35722 | M1032A | PHILIPS MEDICAL SYSTEMS CARDIAC & MONITORING SYSTEMS DIV | 2000
CHRISTIANA |  | HOSPITAL-CH | 0 | 3805G19358 | DE |  |  |  | Physiologic Monitor Modules; ELECTROENCEPHALOGRAPHY | 35724 | M1032A | PHILIPS MEDICAL SYSTEMS CARDIAC & MONITORING SYSTEMS DIV | 2000
CHRISTIANA |  | HOSPITAL-CH | 0 | 3805G19398 | DE |  | 2004-03-29 19:00 |  | Physiologic Monitor Modules; ELECTROENCEPHALOGRAPHY | 35794 | M1032A | PHILIPS MEDICAL SYSTEMS CARDIAC & MONITORING SYSTEMS DIV | 2000
CHRISTIANA |  | HOSPITAL-CH | 0 | 3805G19241 | DE |  |  |  | Physiologic Monitor Modules; ELECTROENCEPHALOGRAPHY | 35796 | M1032A | PHILIPS MEDICAL SYSTEMS CARDIAC & MONITORING SYSTEMS DIV | 2000
CHRISTIANA |  | HOSPITAL-CH | 0 | 3805G19459 | DE |  |  |  | Physiologic Monitor Modules; ELECTROENCEPHALOGRAPHY | 35773 | M1032A | PHILIPS MEDICAL SYSTEMS CARDIAC & MONITORING SYSTEMS DIV | 2000
CHRISTIANA |  | HOSPITAL-CH | 0 | 3805G19234 | DE |  | 2004-03-29 19:00 |  | Physiologic Monitor Modules; ELECTROENCEPHALOGRAPHY | 35775 | M1032A | PHILIPS MEDICAL SYSTEMS CARDIAC & MONITORING SYSTEMS DIV | 2000
CHRISTIANA |  | HOSPITAL-CH | 0 | 3622A12680 | DE |  | 1996-06-10 20:00 |  | Physiologic Monitor Modules; ELECTROENCEPHALOGRAPHY | 24129 | M1032A | PHILIPS MEDICAL SYSTEMS CARDIAC & MONITORING SYSTEMS DIV | 2000
CHRISTIANA |  | CH-SURGI | 0 | 3805G17105 | DE |  |  |  | Physiologic Monitor Modules; ELECTROENCEPHALOGRAPHY | 33605 | M1032A | PHILIPS MEDICAL SYSTEMS CARDIAC & MONITORING SYSTEMS DIV | 2000
CHRISTIANA |  | HOSPITAL-CH | 0 | 3805G19355 | DE |  |  |  | Physiologic Monitor Modules; ELECTROENCEPHALOGRAPHY | 35723 | M1032A | PHILIPS MEDICAL SYSTEMS CARDIAC & MONITORING SYSTEMS DIV | 2000
CHRISTIANA |  | HOSPITAL-CH | 0 | 3850G13263 | DE |  |  |  | Physiologic Monitor Modules; ELECTROENCEPHALOGRAPHY | 36058 | M1032A | PHILIPS MEDICAL SYSTEMS CARDIAC & MONITORING SYSTEMS DIV | 2000
CHRISTIANA |  | HOSPITAL-CH | 0 | 3805G19403 | DE |  |  |  | Physiologic Monitor Modules; ELECTROENCEPHALOGRAPHY | 35764 | M1032A | PHILIPS MEDICAL SYSTEMS CARDIAC & MONITORING SYSTEMS DIV | 2000
CHRISTIANA |  | HOSPITAL-CH | 0 | 3805G19406 | DE |  | 2004-03-29 19:00 |  | Physiologic Monitor Modules; ELECTROENCEPHALOGRAPHY | 35766 | M1032A | PHILIPS MEDICAL SYSTEMS CARDIAC & MONITORING SYSTEMS DIV | 2000
CHRISTIANA |  | HOSPITAL-CH | 0 | 3805G19425 | DE |  | 2004-03-29 19:00 |  | Physiologic Monitor Modules; ELECTROENCEPHALOGRAPHY | 35713 | M1032A | PHILIPS MEDICAL SYSTEMS CARDIAC & MONITORING SYSTEMS DIV | 2000
CHRISTIANA |  | HOSPITAL-CH | 0 | 3805A15876 | DE |  |  |  | Physiologic Monitor Modules; ELECTROENCEPHALOGRAPHY | 42577 | M1032A | PHILIPS MEDICAL SYSTEMS CARDIAC & MONITORING SYSTEMS DIV | 2000
CHRISTIANA |  | HOSPITAL-CH | 0 | 3805A17510 | DE |  | 2004-03-29 19:00 |  | Physiologic Monitor Modules; ELECTROENCEPHALOGRAPHY | 42579 | M1032A | PHILIPS MEDICAL SYSTEMS CARDIAC & MONITORING SYSTEMS DIV | 2000
CHRISTIANA |  | CH-SURGI | 0 | 3309A00146 | DE |  | 1993-03-13 19:00 |  | Physiologic Monitor Modules; ELECTROENCEPHALOGRAPHY | 20383 | M1032A | PHILIPS MEDICAL SYSTEMS CARDIAC & MONITORING SYSTEMS DIV | 2000
CHRISTIANA |  | HOSPITAL-CH | 0 | 3805G19428 | DE |  | 2004-03-29 19:00 |  | Physiologic Monitor Modules; ELECTROENCEPHALOGRAPHY | 35715 | M1032A | PHILIPS MEDICAL SYSTEMS CARDIAC & MONITORING SYSTEMS DIV | 2000
CHRISTIANA |  | HOSPITAL-CH | 0 | 3805G19368 | DE |  |  |  | Physiologic Monitor Modules; ELECTROENCEPHALOGRAPHY | 35717 | M1032A | PHILIPS MEDICAL SYSTEMS CARDIAC & MONITORING SYSTEMS DIV | 2000
CHRISTIANA |  | HOSPITAL-CH | 0 | 3805A15595 | DE |  |  |  | Physiologic Monitor Modules; ELECTROENCEPHALOGRAPHY | 42573 | M1032A | PHILIPS MEDICAL SYSTEMS CARDIAC & MONITORING SYSTEMS DIV | 2000
CHRISTIANA |  | HOSPITAL-CH | 0 | 3624A11422 | DE |  |  |  | Physiologic Monitor Modules; ELECTROENCEPHALOGRAPHY | 25160 | M1032A | PHILIPS MEDICAL SYSTEMS CARDIAC & MONITORING SYSTEMS DIV | 2000
CHRISTIANA |  | HOSPITAL-CH | 0 | 3805G19391 | DE |  | 2004-03-29 19:00 |  | Physiologic Monitor Modules; ELECTROENCEPHALOGRAPHY | 35767 | M1032A | PHILIPS MEDICAL SYSTEMS CARDIAC & MONITORING SYSTEMS DIV | 2000
CHRISTIANA |  | HOSPITAL-CH | 0 | 3805G19405 | DE |  | 2004-03-29 19:00 |  | Physiologic Monitor Modules; ELECTROENCEPHALOGRAPHY | 35769 | M1032A | PHILIPS MEDICAL SYSTEMS CARDIAC & MONITORING SYSTEMS DIV | 2000
CHRISTIANA |  | HOSPITAL-CH | 0 | 3622A12670 | DE |  |  |  | Physiologic Monitor Modules; ELECTROENCEPHALOGRAPHY | 24121 | M1032A | PHILIPS MEDICAL SYSTEMS CARDIAC & MONITORING SYSTEMS DIV | 2000
CHRISTIANA |  | HOSPITAL-CH | 0 | 3805G19417 | DE |  |  |  | Physiologic Monitor Modules; ELECTROENCEPHALOGRAPHY | 35716 | M1032A | PHILIPS MEDICAL SYSTEMS CARDIAC & MONITORING SYSTEMS DIV | 2000
CHRISTIANA |  | HOSPITAL-CH | 0 | 3805G19378 | DE |  | 2004-03-29 19:00 |  | Physiologic Monitor Modules; ELECTROENCEPHALOGRAPHY | 35718 | M1032A | PHILIPS MEDICAL SYSTEMS CARDIAC & MONITORING SYSTEMS DIV | 2000
CHRISTIANA |  | HOSPITAL-CH | 0 | 3805G08533 | DE |  |  |  | Physiologic Monitor Modules; ELECTROENCEPHALOGRAPHY | 42575 | M1032A | PHILIPS MEDICAL SYSTEMS CARDIAC & MONITORING SYSTEMS DIV | 2000
CHRISTIANA |  | HOSPITAL-CH | 0 | 3805A15415 | DE |  |  |  | Physiologic Monitor Modules; ELECTROENCEPHALOGRAPHY | 42571 | M1032A | PHILIPS MEDICAL SYSTEMS CARDIAC & MONITORING SYSTEMS DIV | 2000
CHRISTIANA |  | HOSPITAL-CH | 0 | 3514A02021 | DE |  |  |  | Physiologic Monitor Modules; ELECTROENCEPHALOGRAPHY | 23139 | M1032A | PHILIPS MEDICAL SYSTEMS CARDIAC & MONITORING SYSTEMS DIV | 2000
CHRISTIANA |  | HOSPITAL-CH | 0 | 3805A13502 | DE |  |  |  | Physiologic Monitor Modules; ELECTROENCEPHALOGRAPHY | 42565 | M1032A | PHILIPS MEDICAL SYSTEMS CARDIAC & MONITORING SYSTEMS DIV | 2000
CHRISTIANA |  | HOSPITAL-CH | 0 | 3622A12683 | DE |  |  |  | Physiologic Monitor Modules; ELECTROENCEPHALOGRAPHY | 24130 | M1032A | PHILIPS MEDICAL SYSTEMS CARDIAC & MONITORING SYSTEMS DIV | 2000
CHRISTIANA |  | HOSPITAL-CH | 0 | 3805G19369 | DE |  | 2004-03-29 19:00 |  | Physiologic Monitor Modules; ELECTROENCEPHALOGRAPHY | 35705 | M1032A | PHILIPS MEDICAL SYSTEMS CARDIAC & MONITORING SYSTEMS DIV | 2000
CHRISTIANA |  | HOSPITAL-CH | 0 | 3805G19493 | DE |  |  |  | Physiologic Monitor Modules; ELECTROENCEPHALOGRAPHY | 35719 | M1032A | PHILIPS MEDICAL SYSTEMS CARDIAC & MONITORING SYSTEMS DIV | 2000
CHRISTIANA |  | HOSPITAL-CH | 0 | 3805G19419 | DE |  |  |  | Physiologic Monitor Modules; ELECTROENCEPHALOGRAPHY | 35665 | M1032A | PHILIPS MEDICAL SYSTEMS CARDIAC & MONITORING SYSTEMS DIV | 2000
CHRISTIANA |  | HOSPITAL-CH | 0 | 3728G05865 | DE |  |  |  | Physiologic Monitor Modules; ELECTROENCEPHALOGRAPHY | 42567 | M1032A | PHILIPS MEDICAL SYSTEMS CARDIAC & MONITORING SYSTEMS DIV | 2000
CHRISTIANA |  | HOSPITAL-CH | 0 | 3805G19749 | DE |  | 2004-03-29 19:00 |  | Physiologic Monitor Modules; ELECTROENCEPHALOGRAPHY | 35706 | M1032A | PHILIPS MEDICAL SYSTEMS CARDIAC & MONITORING SYSTEMS DIV | 2000
CHRISTIANA |  | HOSPITAL-CH | 0 | 3805G19414 | DE |  |  |  | Physiologic Monitor Modules; ELECTROENCEPHALOGRAPHY | 35720 | M1032A | PHILIPS MEDICAL SYSTEMS CARDIAC & MONITORING SYSTEMS DIV | 2000
CHRISTIANA |  | HOSPITAL-CH | 0 | 3805G19424 | DE |  |  |  | Physiologic Monitor Modules; ELECTROENCEPHALOGRAPHY | 35664 | M1032A | PHILIPS MEDICAL SYSTEMS CARDIAC & MONITORING SYSTEMS DIV | 2000
CHRISTIANA |  | HOSPITAL-CH | 0 | 3805G19522 | DE |  |  |  | Physiologic Monitor Modules; ELECTROENCEPHALOGRAPHY | 35709 | M1032A | PHILIPS MEDICAL SYSTEMS CARDIAC & MONITORING SYSTEMS DIV | 2000
CHRISTIANA |  | HOSPITAL-CH | 0 | 3805G19416 | DE |  | 2004-03-29 19:00 |  | Physiologic Monitor Modules; ELECTROENCEPHALOGRAPHY | 35667 | M1032A | PHILIPS MEDICAL SYSTEMS CARDIAC & MONITORING SYSTEMS DIV | 2000
CHRISTIANA |  | HOSPITAL-CH | 0 | 3728G06004 | DE |  |  |  | Physiologic Monitor Modules; ELECTROENCEPHALOGRAPHY | 42563 | M1032A | PHILIPS MEDICAL SYSTEMS CARDIAC & MONITORING SYSTEMS DIV | 2000
CHRISTIANA |  | HOSPITAL-CH | 0 | 3805G19496 | DE |  | 2004-03-29 19:00 |  | Physiologic Monitor Modules; ELECTROENCEPHALOGRAPHY | 35708 | M1032A | PHILIPS MEDICAL SYSTEMS CARDIAC & MONITORING SYSTEMS DIV | 2000
CHRISTIANA |  | HOSPITAL-CH | 0 | 3805G19225 | DE |  |  |  | Physiologic Monitor Modules; ELECTROENCEPHALOGRAPHY | 35710 | M1032A | PHILIPS MEDICAL SYSTEMS CARDIAC & MONITORING SYSTEMS DIV | 2000
CHRISTIANA |  | HOSPITAL-CH | 0 | 3622A12673 | DE |  |  |  | Physiologic Monitor Modules; ELECTROENCEPHALOGRAPHY | 24128 | M1032A | PHILIPS MEDICAL SYSTEMS CARDIAC & MONITORING SYSTEMS DIV | 2000
CHRISTIANA |  | HOSPITAL-CH | 0 | 3805G19409 | DE |  |  |  | Physiologic Monitor Modules; ELECTROENCEPHALOGRAPHY | 35668 | M1032A | PHILIPS MEDICAL SYSTEMS CARDIAC & MONITORING SYSTEMS DIV | 2000
CHRISTIANA |  | HOSPITAL-CH | 0 | 3805G11587 | DE |  |  |  | Physiologic Monitor Modules; ELECTROENCEPHALOGRAPHY | 35670 | M1032A | PHILIPS MEDICAL SYSTEMS CARDIAC & MONITORING SYSTEMS DIV | 2000
CHRISTIANA |  | HOSPITAL-CH | 0 | 9629 | DE |  |  |  | Lights; Infrared | 24106 | 96-TDL | Emerson; J H Co | 800
CHRISTIANA |  | HOSPITAL-CH | 0 | 496-034952 | DE |  |  |  | Physiologic Monitor Module Housings | 32522 | 90496 | Spacelabs Healthcare Inc An OSI Systems Co | 11360
CHRISTIANA |  | HOSPITAL-CH | 0 | 496-034940 | DE |  |  |  | Physiologic Monitor Module Housings | 32523 | 90496 | Spacelabs Healthcare Inc An OSI Systems Co | 11360
CHRISTIANA |  | HOSPITAL-CH | 0 | 496-011916 | DE |  |  |  | Physiologic Monitor Module Housings | 32519 | 90496 | Spacelabs Healthcare Inc An OSI Systems Co | 11360
CHRISTIANA |  | HOSPITAL-CH | 0 | 496-034961 | DE |  |  |  | Physiologic Monitor Module Housings | 32524 | 90496 | Spacelabs Healthcare Inc An OSI Systems Co | 11360
CHRISTIANA |  | HOSPITAL-CH | 0 | 496-012022 | DE |  |  |  | Physiologic Monitor Module Housings | 32520 | 90496 | Spacelabs Healthcare Inc An OSI Systems Co | 11360
CHRISTIANA |  | HOSPITAL-CH | 0 | 496-000086 | DE |  |  |  | Physiologic Monitor Module Housings | 40539 | 90496 | Spacelabs Healthcare Inc An OSI Systems Co | 3422.5
CHRISTIANA |  | HOSPITAL-CH | 0 | 496-034538 | DE |  |  |  | Physiologic Monitor Module Housings | 40541 | 90496 | Spacelabs Healthcare Inc An OSI Systems Co | 3422.5
CHRISTIANA |  | HOSPITAL-CH | 0 | 496-011967 | DE |  |  |  | Physiologic Monitor Module Housings | 32525 | 90496 | Spacelabs Healthcare Inc An OSI Systems Co | 11360
CHRISTIANA |  | HOSPITAL-CH | 0 | 496-034522 | DE |  |  |  | Physiologic Monitor Module Housings | 40540 | 90496 | Spacelabs Healthcare Inc An OSI Systems Co | 3422.5
CHRISTIANA |  | HOSPITAL-CH | 0 | 496-011959 | DE |  |  |  | Physiologic Monitor Module Housings | 32526 | 90496 | Spacelabs Healthcare Inc An OSI Systems Co | 11360
CHRISTIANA |  | HOSPITAL-CH | 0 | 496-004043 | DE |  |  |  | Physiologic Monitor Module Housings | 40543 | 90496 | Spacelabs Healthcare Inc An OSI Systems Co | 3422.5
CHRISTIANA |  | HOSPITAL-CH | 0 | 496-034515 | DE |  |  |  | Physiologic Monitor Module Housings | 40545 | 90496 | Spacelabs Healthcare Inc An OSI Systems Co | 3422.5
CHRISTIANA |  | HOSPITAL-CH | 0 | 496-004085 | DE |  |  |  | Physiologic Monitor Module Housings | 40542 | 90496 | Spacelabs Healthcare Inc An OSI Systems Co | 3422.5
CHRISTIANA |  | HOSPITAL-CH | 0 | 496-035104 | DE |  |  |  | Physiologic Monitor Module Housings | 40544 | 90496 | Spacelabs Healthcare Inc An OSI Systems Co | 3422.5
CHRISTIANA |  | HOSPITAL-CH | 0 | 496-004033 | DE |  |  |  | Physiologic Monitor Module Housings | 40546 | 90496 | Spacelabs Healthcare Inc An OSI Systems Co | 3422.5
CHRISTIANA |  | HOSPITAL-CH | 0 | 496-006216 | DE |  |  |  | Physiologic Monitor Module Housings | 40578 | 90496 | Spacelabs Healthcare Inc An OSI Systems Co | 2150
CHRISTIANA |  | HOSPITAL-CH | 0 | 496-004667 | DE |  |  |  | Physiologic Monitor Module Housings | 40580 | 90496 | Spacelabs Healthcare Inc An OSI Systems Co | 2150
CHRISTIANA |  | HOSPITAL-CH | 0 | 496-004670 | DE |  |  |  | Physiologic Monitor Module Housings | 40579 | 90496 | Spacelabs Healthcare Inc An OSI Systems Co | 2150
CHRISTIANA |  | HOSPITAL-CH | 0 | 496-004711 | DE |  |  |  | Physiologic Monitor Module Housings | 40582 | 90496 | Spacelabs Healthcare Inc An OSI Systems Co | 2150
CHRISTIANA |  | HOSPITAL-CH | 0 | 496-016260 | DE |  |  |  | Physiologic Monitor Module Housings | 40584 | 90496 | Spacelabs Healthcare Inc An OSI Systems Co | 2150
CHRISTIANA |  | HOSPITAL-CH | 0 | 496-038590 | DE |  |  |  | Physiologic Monitor Module Housings | 41428 | 90496 | Spacelabs Healthcare Inc An OSI Systems Co | 2150
CHRISTIANA |  | HOSPITAL-CH | 0 | 496-010632 | DE |  |  |  | Physiologic Monitor Module Housings | 41430 | 90496 | Spacelabs Healthcare Inc An OSI Systems Co | 2150
CHRISTIANA |  | HOSPITAL-CH | 0 | 496-016435 | DE |  |  |  | Physiologic Monitor Module Housings | 40581 | 90496 | Spacelabs Healthcare Inc An OSI Systems Co | 2150
CHRISTIANA |  | HOSPITAL-CH | 0 | 496-018418 | DE |  |  |  | Physiologic Monitor Module Housings | 40583 | 90496 | Spacelabs Healthcare Inc An OSI Systems Co | 2150
CHRISTIANA |  | HOSPITAL-CH | 0 | 496-036275 | DE |  |  |  | Physiologic Monitor Module Housings | 41429 | 90496 | Spacelabs Healthcare Inc An OSI Systems Co | 2150
CHRISTIANA |  | HOSPITAL-CH | 0 | 496-011085 | DE |  |  |  | Physiologic Monitor Module Housings | 41431 | 90496 | Spacelabs Healthcare Inc An OSI Systems Co | 2150
CHRISTIANA |  | HOSPITAL-CH | 0 | 496-010983 | DE |  |  |  | Physiologic Monitor Module Housings | 41432 | 90496 | Spacelabs Healthcare Inc An OSI Systems Co | 2150
CHRISTIANA |  | HOSPITAL-CH | 0 | 496-004865 | DE |  |  |  | Physiologic Monitor Module Housings | 40585 | 90496 | Spacelabs Healthcare Inc An OSI Systems Co | 2150
CHRISTIANA |  | HOSPITAL-CH | 0 | 496-034869 | DE |  |  |  | Physiologic Monitor Module Housings | 32521 | 90496 | Spacelabs Healthcare Inc An OSI Systems Co | 11360
CHRISTIANA |  | HOSPITAL-CH | 0 | 496-011489 | DE |  |  |  | Physiologic Monitor Module Housings | 41425 | 90496 | Spacelabs Healthcare Inc An OSI Systems Co | 2150
CHRISTIANA |  | HOSPITAL-CH | 0 | 496-009983 | DE |  |  |  | Physiologic Monitor Module Housings | 41427 | 90496 | Spacelabs Healthcare Inc An OSI Systems Co | 2150
CHRISTIANA |  | HOSPITAL-CH | 0 | 496-014383 | DE |  |  |  | Physiologic Monitor Module Housings | 41424 | 90496 | Spacelabs Healthcare Inc An OSI Systems Co | 2150
CHRISTIANA |  | HOSPITAL-CH | 0 | 496-002114 | DE |  |  |  | Physiologic Monitor Module Housings | 41426 | 90496 | Spacelabs Healthcare Inc An OSI Systems Co | 2150
CHRISTIANA |  | HOSPITAL-CH | 0 | 496-020955 | DE |  |  |  | Physiologic Monitor Module Housings | 41414 | 90496 | Spacelabs Healthcare Inc An OSI Systems Co | 2150
CHRISTIANA |  | HOSPITAL-CH | 0 | 496-020809 | DE |  |  |  | Physiologic Monitor Module Housings | 41416 | 90496 | Spacelabs Healthcare Inc An OSI Systems Co | 2150
CHRISTIANA |  | HOSPITAL-CH | 0 | 496-014253 | DE |  |  |  | Physiologic Monitor Module Housings | 41413 | 90496 | Spacelabs Healthcare Inc An OSI Systems Co | 2150
CHRISTIANA |  | HOSPITAL-CH | 0 | 496-022688 | DE |  |  |  | Physiologic Monitor Module Housings | 41415 | 90496 | Spacelabs Healthcare Inc An OSI Systems Co | 2150
CHRISTIANA |  | HOSPITAL-CH | 0 | 496-022703 | DE |  |  |  | Physiologic Monitor Module Housings | 41418 | 90496 | Spacelabs Healthcare Inc An OSI Systems Co | 2150
CHRISTIANA |  | HOSPITAL-CH | 0 | 496-010467 | DE |  |  |  | Physiologic Monitor Module Housings | 41417 | 90496 | Spacelabs Healthcare Inc An OSI Systems Co | 2150
CHRISTIANA |  | HOSPITAL-CH | 0 | 496-001029 | DE |  |  |  | Physiologic Monitor Module Housings | 41420 | 90496 | Spacelabs Healthcare Inc An OSI Systems Co | 2150
CHRISTIANA |  | HOSPITAL-CH | 0 | 496-042936 | DE |  |  |  | Physiologic Monitor Module Housings | 41423 | 90496 | Spacelabs Healthcare Inc An OSI Systems Co | 2150
CHRISTIANA |  | HOSPITAL-CH | 0 | 496-010815 | DE |  |  |  | Physiologic Monitor Module Housings | 41419 | 90496 | Spacelabs Healthcare Inc An OSI Systems Co | 2150
CHRISTIANA |  | HOSPITAL-CH | 0 | 496-010802 | DE |  |  |  | Physiologic Monitor Module Housings | 41422 | 90496 | Spacelabs Healthcare Inc An OSI Systems Co | 2150
CHRISTIANA |  | HOSPITAL-CH | 0 | 496-038583 | DE |  |  |  | Physiologic Monitor Module Housings | 40532 | 90496 | Spacelabs Healthcare Inc An OSI Systems Co | 3422.5
CHRISTIANA |  | HOSPITAL-CH | 0 | 496-004310 | DE |  |  |  | Physiologic Monitor Module Housings | 40548 | 90496 | Spacelabs Healthcare Inc An OSI Systems Co | 3422.5
CHRISTIANA |  | HOSPITAL-CH | 0 | 496-016143 | DE |  |  |  | Physiologic Monitor Module Housings | 40550 | 90496 | Spacelabs Healthcare Inc An OSI Systems Co | 3422.5
CHRISTIANA |  | HOSPITAL-CH | 0 | 496-004802 | DE |  |  |  | Physiologic Monitor Module Housings | 41411 | 90496 | Spacelabs Healthcare Inc An OSI Systems Co | 2150
CHRISTIANA |  | HOSPITAL-CH | 0 | 496-004187 | DE |  |  |  | Physiologic Monitor Module Housings | 40533 | 90496 | Spacelabs Healthcare Inc An OSI Systems Co | 3422.5
CHRISTIANA |  | HOSPITAL-CH | 0 | 496-004351 | DE |  |  |  | Physiologic Monitor Module Housings | 40547 | 90496 | Spacelabs Healthcare Inc An OSI Systems Co | 3422.5
CHRISTIANA |  | HOSPITAL-CH | 0 | 496-005372 | DE |  |  |  | Physiologic Monitor Module Housings | 40549 | 90496 | Spacelabs Healthcare Inc An OSI Systems Co | 3422.5
CHRISTIANA |  | HOSPITAL-CH | 0 | 496-022763 | DE |  |  |  | Physiologic Monitor Module Housings | 41410 | 90496 | Spacelabs Healthcare Inc An OSI Systems Co | 2150
CHRISTIANA |  | HOSPITAL-CH | 0 | 496-016124 | DE |  |  |  | Physiologic Monitor Module Housings | 41412 | 90496 | Spacelabs Healthcare Inc An OSI Systems Co | 2150
CHRISTIANA |  | HOSPITAL-CH | 0 | 496-036320 | DE |  |  |  | Physiologic Monitor Module Housings | 40577 | 90496 | Spacelabs Healthcare Inc An OSI Systems Co | 2150
CHRISTIANA |  | HOSPITAL-CH | 0 | 496-012084 | DE |  |  |  | Physiologic Monitor Module Housings | 29286 | 90496 | Spacelabs Healthcare Inc An OSI Systems Co | 10710
CHRISTIANA |  | HOSPITAL-CH | 0 | 496-036276 | DE |  |  |  | Physiologic Monitor Module Housings | 40534 | 90496 | Spacelabs Healthcare Inc An OSI Systems Co | 3422.5
CHRISTIANA |  | HOSPITAL-CH | 0 | 496-004802 | DE |  |  |  | Physiologic Monitor Module Housings | 40536 | 90496 | Spacelabs Healthcare Inc An OSI Systems Co | 3422.5
CHRISTIANA |  | HOSPITAL-CH | 0 | 496-004397 | DE |  |  |  | Physiologic Monitor Module Housings | 40552 | 90496 | Spacelabs Healthcare Inc An OSI Systems Co | 3422.5
CHRISTIANA |  | HOSPITAL-CH | 0 | 496-004406 | DE |  |  |  | Physiologic Monitor Module Housings | 40554 | 90496 | Spacelabs Healthcare Inc An OSI Systems Co | 3422.5
CHRISTIANA |  | HOSPITAL-CH | 0 | 496-011964 | DE |  |  |  | Physiologic Monitor Module Housings | 28769 | 90496 | Spacelabs Healthcare Inc An OSI Systems Co | 10710
CHRISTIANA |  | HOSPITAL-CH | 0 | 496-036316 | DE |  |  |  | Physiologic Monitor Module Housings | 40535 | 90496 | Spacelabs Healthcare Inc An OSI Systems Co | 3422.5
CHRISTIANA |  | HOSPITAL-CH | 0 | 496-005828 | DE |  |  |  | Physiologic Monitor Module Housings | 40537 | 90496 | Spacelabs Healthcare Inc An OSI Systems Co | 3422.5
CHRISTIANA |  | HOSPITAL-CH | 0 | 496-004174 | DE |  |  |  | Physiologic Monitor Module Housings | 40551 | 90496 | Spacelabs Healthcare Inc An OSI Systems Co | 3422.5
CHRISTIANA |  | HOSPITAL-CH | 0 | 496-003931 | DE |  |  |  | Physiologic Monitor Module Housings | 40553 | 90496 | Spacelabs Healthcare Inc An OSI Systems Co | 3422.5
CHRISTIANA |  | HOSPITAL-CH | 0 | 496-006072 | DE |  |  |  | Physiologic Monitor Module Housings | 40538 | 90496 | Spacelabs Healthcare Inc An OSI Systems Co | 3422.5
CHRISTIANA |  | HOSPITAL-CH | 0 | 496-004376 | DE |  |  |  | Physiologic Monitor Module Housings | 40587 | 90496 | Spacelabs Healthcare Inc An OSI Systems Co | 2150
CHRISTIANA |  | HOSPITAL-CH | 0 | 496-036284 | DE |  |  |  | Physiologic Monitor Module Housings | 40589 | 90496 | Spacelabs Healthcare Inc An OSI Systems Co | 2150
CHRISTIANA |  | HOSPITAL-CH | 0 | 496-018636 | DE |  |  |  | Physiologic Monitor Module Housings | 40586 | 90496 | Spacelabs Healthcare Inc An OSI Systems Co | 2150
CHRISTIANA |  | HOSPITAL-CH | 0 | 496-006601 | DE |  |  |  | Physiologic Monitor Module Housings | 40588 | 90496 | Spacelabs Healthcare Inc An OSI Systems Co | 2150
CHRISTIANA |  | HOSPITAL-CH | 0 | 496-022592 | DE |  |  |  | Physiologic Monitor Module Housings | 41409 | 90496 | Spacelabs Healthcare Inc An OSI Systems Co | 11360
CHRISTIANA |  | HOSPITAL-CH | 0 | 496-004628 | DE |  |  |  | Physiologic Monitor Module Housings | 40576 | 90496 | Spacelabs Healthcare Inc An OSI Systems Co | 2150
CHRISTIANA |  | HOSPITAL-WH | 0 | 2448A02483 | DE |  |  |  | Monitors; Bedside; Electrocardiography | 15093 | 78351A | PHILIPS MEDICAL SYSTEMS CARDIAC & MONITORING SYSTEMS DIV | 18048
CHRISTIANA |  | HOSPITAL-CH | 0 | 2448A02480 | DE |  |  |  | Monitors; Bedside; Electrocardiography | 12101 | 78351A | PHILIPS MEDICAL SYSTEMS CARDIAC & MONITORING SYSTEMS DIV | 18047
CHRISTIANA |  | HOSPITAL-WH | 0 | 2448A02479 | DE |  |  |  | Monitors; Bedside; Electrocardiography | 12646 | 78351A | PHILIPS MEDICAL SYSTEMS CARDIAC & MONITORING SYSTEMS DIV | 18048
CHRISTIANA |  | HOSPITAL-CH | 0 | 221000235 | DE |  | 2015-04-29 20:00 |  | Analyzers; Physiologic; Pulmonary Function Mechanics; Adult | 57429 | 790705-001 | Medical Graphics Corp | 75000
CHRISTIANA |  | HOSPITAL-CH | 0 | HEBG50310 | DE |  |  |  | Lights; Examination | 34909 | 6600-0832-800 | GE MEDICAL SYSTEMS | 2800.75
CHRISTIANA |  | HOSPITAL-CH | 0 | NONE | DE |  |  |  | Lights; Examination | 51204 | 6600-0832-800 | GE MEDICAL SYSTEMS | 1999.99
CHRISTIANA |  | HOSPITAL-CH | 0 | NONE | DE |  |  |  | Lights; Examination | 42061 | 6600-0832-800 | GE MEDICAL SYSTEMS | 1999.99
CHRISTIANA |  | HOSPITAL-CH | 0 | NONE | DE |  |  |  | Lights; Examination | 37630 | 6600-0832-800 | GE MEDICAL SYSTEMS | 1999.99
CHRISTIANA |  | HOSPITAL-CH | 0 | NONE | DE |  |  |  | Lights; Examination | 51202 | 6600-0832-800 | GE MEDICAL SYSTEMS | 1999.99
CHRISTIANA |  | HOSPITAL-CH | 0 | EP 2 OR LIGHT | DE |  |  |  |  | EP2ORLIGHT | SQ | STERIS Corp | 29999.99
CHRISTIANA |  | HOSPITAL-CH | 0 | C4 OR LIGHT2 | DE |  |  |  |  | C4 OR LIGHT 2 | SQ | STERIS Corp | 29999.99
CHRISTIANA |  | CH-SURGI | 0 | CSC 4 OR LIGHT | DE |  |  |  |  | CSC4 OR LIGHT | SQ | STERIS Corp | 29999.99
CHRISTIANA |  | HOSPITAL-CH | 0 | B6 OR LIGHT | DE |  |  |  |  | B6 OR LIGHT | SQ | STERIS Corp | 29999.99
CHRISTIANA |  | HOSPITAL-CH | 0 | C2 OR LIGHT1 | DE |  |  |  |  | C2 OR LIGHT 1 | SQ | STERIS Corp | 29999.99
CHRISTIANA |  | HOSPITAL-CH | 0 | A5 ORLIGHT | DE |  |  |  |  | A5 OR LIGHT | SQ | STERIS Corp | 29999.99
CHRISTIANA |  | HOSPITAL-CH | 0 | C3 OR LIGHT 2 | DE |  |  |  |  | C3 OR LIGHT 2 | SQ | STERIS Corp | 29999.99
CHRISTIANA |  | HOSPITAL-CH | 0 | C4 OR LIGHT1 | DE |  |  |  |  | C4 OR LIGHT 1 | SQ | STERIS Corp | 29999.99
CHRISTIANA |  | HOSPITAL-CH | 0 | C5 OR LIGHT1 | DE |  |  |  |  | C5 OR LIGHT 1 | SQ | STERIS Corp | 29999.99
CHRISTIANA |  | HOSPITAL-CH | 0 | C5 OR LIGHT2 | DE |  |  |  |  | C5 OR LIGHT 2 | SQ | STERIS Corp | 29999.99
CHRISTIANA |  | HOSPITAL-CH | 0 | A2 ORLIGHT | DE |  |  |  |  | A2 OR LIGHT | SQ | STERIS Corp | 29999.99
CHRISTIANA |  | CH-SURGI | 0 | CSC 3 OR LIGHT | DE |  |  |  |  | CSC3 OR LIGHT | SQ | STERIS Corp | 29999.99
CHRISTIANA |  | HOSPITAL-CH | 0 | B5 OR LIGHT | DE |  |  |  |  | B5 OR LIGHT | SQ | STERIS Corp | 29999.99
CHRISTIANA |  | HOSPITAL-CH | 0 | A7 OR LIGHT | DE |  |  |  |  | A7 OR LIGHT | SQ | STERIS Corp | 29999.99
CHRISTIANA |  | HOSPITAL-CH | 0 | NONE | DE |  |  |  | Aspirators; Emergency | 39135 | OptiVac AC/DC Portable Suction Unit G180 | GOMCO SURGICAL MFG CO | 2500
CHRISTIANA |  | HOSPITAL-CH | 0 | 0061035M | DE |  |  |  | Ventilators; Transport | 34388 | IC-2A | Bio-Med Devices Inc | 5225
CHRISTIANA |  | HOSPITAL-CH | 0 | 0602005M | DE |  |  |  | Ventilators; Transport | 46073 | IC-2A | Bio-Med Devices Inc | 0
CHRISTIANA |  | HOSPITAL-WH | 0 | 0062035M | DE |  |  |  | Ventilators; Transport | 34402 | IC-2A | Bio-Med Devices Inc | 5225
CHRISTIANA |  | HOSPITAL-WH | 0 | 9572157 | DE |  |  |  | Radiographic Units; CHEST; MANUAL | 19811 | BD-02B | Toshiba America Medical Systems Inc | 5000
CHRISTIANA |  | HOSPITAL-CH | 0 | 05-0145 | DE |  |  |  | X-Ray Film Handling Equipment; Automatic; Daylight | 12744 | CDAFD-810 | DUPONT MEDICAL PRODUCTS DIAGNOSTIC IMAGING DIV | 3169
CHRISTIANA |  | HOSPITAL-CH | 0 | 130-260 | DE |  |  |  | X-Ray Film Handling Equipment; Automatic; Daylight | 14637 | CDAFD-810 | DUPONT MEDICAL PRODUCTS DIAGNOSTIC IMAGING DIV | 10000
CHRISTIANA |  | HOSPITAL-CH | 0 | 05-0142 | DE |  |  |  | X-Ray Film Handling Equipment; Automatic; Daylight | 14647 | CDAFD-810 | DUPONT MEDICAL PRODUCTS DIAGNOSTIC IMAGING DIV | 10000
CHRISTIANA |  | HOSPITAL-CH | 0 | 05-0143 | DE |  |  |  | X-Ray Film Handling Equipment; Automatic; Daylight | 14661 | CDAFD-810 | DUPONT MEDICAL PRODUCTS DIAGNOSTIC IMAGING DIV | 10000
CHRISTIANA |  | HOSPITAL-CH | 0 | 05-0146 | DE |  |  |  | X-Ray Film Handling Equipment; Automatic; Daylight | 12736 | CDAFD-810 | DUPONT MEDICAL PRODUCTS DIAGNOSTIC IMAGING DIV | 10000
CHRISTIANA |  | HOSPITAL-WH | 0 | NS | DE |  |  |  | X-Ray Film Handling Equipment; Automatic; Daylight | 13889 | CDAFD-810 | DUPONT MEDICAL PRODUCTS DIAGNOSTIC IMAGING DIV | 10000
CHRISTIANA |  | HOSPITAL-CH | 0 | 130-258 | DE |  |  |  | X-Ray Film Handling Equipment; Automatic; Daylight | 14634 | CDAFD-810 | DUPONT MEDICAL PRODUCTS DIAGNOSTIC IMAGING DIV | 10000
CHRISTIANA |  | HOSPITAL-CH | 0 | 05-0138 | DE |  |  |  | X-Ray Film Handling Equipment; Automatic; Daylight | 14627 | CDAFD-810 | DUPONT MEDICAL PRODUCTS DIAGNOSTIC IMAGING DIV | 3169
CHRISTIANA |  | HOSPITAL-CH | 0 | 05-0136 | DE |  |  |  | X-Ray Film Handling Equipment; Automatic; Daylight | 12668 | CDAFD-810 | DUPONT MEDICAL PRODUCTS DIAGNOSTIC IMAGING DIV | 3168
CHRISTIANA |  | HOSPITAL-WH | 0 | NONE | DE |  |  |  | X-Ray Film Handling Equipment; Automatic; Daylight | 13861 | CDAFD-810 | DUPONT MEDICAL PRODUCTS DIAGNOSTIC IMAGING DIV | 10000
CHRISTIANA |  | HOSPITAL-CH | 0 | 130-257 | DE |  |  |  | X-Ray Film Handling Equipment; Automatic; Daylight | 14639 | CDAFD-810 | DUPONT MEDICAL PRODUCTS DIAGNOSTIC IMAGING DIV | 3169
CHRISTIANA |  | HOSPITAL-CH | 0 | 05-0134 | DE |  |  |  | X-Ray Film Handling Equipment; Automatic; Daylight | 12682 | CDAFD-810 | DUPONT MEDICAL PRODUCTS DIAGNOSTIC IMAGING DIV | 10000
CHRISTIANA |  | HOSPITAL-WH | 0 | NS | DE |  |  |  | X-Ray Film Handling Equipment; Automatic; Daylight | 13847 | CDAFD-810 | DUPONT MEDICAL PRODUCTS DIAGNOSTIC IMAGING DIV | 3168
CHRISTIANA |  | HOSPITAL-CH | 0 | NONE | DE |  |  |  | X-Ray Film Handling Equipment; Automatic; Daylight | 14866 | CDAFD-810 | DUPONT MEDICAL PRODUCTS DIAGNOSTIC IMAGING DIV | 3169
CHRISTIANA |  | HOSPITAL-CH | 0 | 82001516 | DE |  |  |  | Monitors; Bedside; Respiration; Carbon Dioxide/Oxygen | 20592 | N-6000 | NELLCOR PURITAN BENNETT INC | 3245
CHRISTIANA |  |  | 0 | 107790 | NJ |  |  |  | Aspirators; Endoscopic Irrigation | 21051 | SSU-2 | OLYMPUS AMERICA INC | 1150
CHRISTIANA |  | Hockessin Primary Care | 0 | 109564 | DE |  |  |  | Aspirators; Endoscopic Irrigation | 20874 | SSU-2 | OLYMPUS AMERICA INC | 2500
CHRISTIANA |  | HOSPITAL-WH | 0 | 403N0035 | DE |  | 2004-04-06 20:00 |  | Refrigerators; Laboratory | 35494 | ISOTEMP | FISHER SCIENTIFIC | 7500
CHRISTIANA |  | CH-SURGI | 0 | 7658 | DE |  |  |  | Lasers; Nd:YAG; Frequency-Doubled | 40251 | GREENLIGHT PV | LASERSCOPE | 30000
CHRISTIANA |  | HOSPITAL-CH | 9020.25 | 7621 | DE |  |  |  | Lasers; Nd:YAG; Frequency-Doubled | 46759 | GREENLIGHT PV | LASERSCOPE | 30000
CHRISTIANA |  |  | 0 | 38418504 |  |  |  |  | Scanning Systems; Computed Tomography; Axial; Full-Body | 33308 | SOMATOM BALANCE | SIEMENS HEALTH SYSTEMS | 1099999.99
CHRISTIANA |  | HOSPITAL-CH | 0 | 14345 | DE |  |  |  | Scanning Systems; Ultrasonic; General-Purpose | 21007 | 128XP-10 | SIEMENS HEALTH SYSTEMS | 202750
CHRISTIANA |  | HOSPITAL-CH | 0 | 17243 | DE |  |  |  | Scanning Systems; Ultrasonic; General-Purpose | 25511 | 128XP-10 | SIEMENS HEALTH SYSTEMS | 100000
CHRISTIANA |  | HOSPITAL-CH | 0 | 13301 | DE |  |  |  | Scanning Systems; Ultrasonic; General-Purpose | 34015 | 128XP-10 | SIEMENS HEALTH SYSTEMS | 79999.99
CHRISTIANA |  | HOSPITAL-CH | 0 | 12111 | DE |  |  |  | Scanning Systems; Ultrasonic; General-Purpose | 32477 | 128XP-10 | SIEMENS HEALTH SYSTEMS | 89999.99
CHRISTIANA |  | Riverside Medical Arts Complex | 0 | 13776 | DE |  |  |  | Scanning Systems; Ultrasonic; General-Purpose | 39332 | 128XP-10 | SIEMENS HEALTH SYSTEMS | 79999.99
CHRISTIANA |  | HOSPITAL-CH | 0 | GEA209 | DE |  |  |  | Scanning Systems; Ultrasonic; Obstetric/Gynecologic | 34941 | SONOLINE G50 | SIEMENS HEALTH SYSTEMS | 63875
CHRISTIANA |  | HOSPITAL-CH | 0 | 9F13711 | DE |  |  |  | Microscopes; Light; Laboratory | 31501 | BX40 | OLYMPUS AMERICA INC | 3500
CHRISTIANA |  | HOSPITAL-CH | 0 | 3F02112 | DE |  |  |  | Microscopes; Light; Laboratory | 29108 | BX40 | OLYMPUS AMERICA INC | 500
CHRISTIANA |  | CANCER CENTER | 0 | 6B02365 | DE |  |  |  | Microscopes; Light; Laboratory | 46350 | BX40 | OLYMPUS AMERICA INC | 3500
CHRISTIANA |  | WH SURGI | 0 | 400032006 | DE |  |  |  | Lights; Surgical; Ceiling-Mounted; Multiple-Head | 30147 | PRIMA Surgical Light P1350 | Hill-Rom Co Inc | 14458.5
CHRISTIANA |  | WH SURGI | 0 | 801641999 | DE |  |  |  | Lights; Surgical; Ceiling-Mounted; Multiple-Head | 30146 | PRIMA Surgical Light P1350 | Hill-Rom Co Inc | 14458.5
CHRISTIANA |  | WH SURGI | 0 | 1000711999 | DE |  |  |  | Lights; Surgical; Ceiling-Mounted; Multiple-Head | 30144 | PRIMA Surgical Light P1350 | Hill-Rom Co Inc | 14458.5
CHRISTIANA |  | WH SURGI | 0 | 300052004 | DE |  |  |  | Lights; Surgical; Ceiling-Mounted; Multiple-Head | 30145 | PRIMA Surgical Light P1350 | Hill-Rom Co Inc | 14458.5
CHRISTIANA |  | WH SURGI | 0 | 1000801999 | DE |  |  |  | Lights; Surgical; Ceiling-Mounted; Multiple-Head | 30143 | PRIMA Surgical Light P1350 | Hill-Rom Co Inc | 14458.5
CHRISTIANA |  | WH SURGI | 0 | 1000791999 | DE |  |  |  | Lights; Surgical; Ceiling-Mounted; Multiple-Head | 30142 | PRIMA Surgical Light P1350 | Hill-Rom Co Inc | 14458.5
CHRISTIANA |  | HOSPITAL-CH | 0 | 389 BR 1106 | DE |  |  |  | Image Processors; Gel Quantifying | 36529 | Gel Doc 1000 | BIO-RAD DIAGNOSTICA | 1999.99
CHRISTIANA |  | HOSPITAL-CH | 0 | 10218 | DE |  | 2008-01-20 19:00 |  | Anesthesia Units | 26900 | Narkomed GS | NORTH AMERICAN DRAEGER | 40000
CHRISTIANA |  | CH-SURGI | 0 | 10050 | DE |  |  |  | Anesthesia Units | 26426 | Narkomed GS | NORTH AMERICAN DRAEGER | 40000
CHRISTIANA |  | HOSPITAL-WH | 0 | 12339 | DE |  |  |  | Anesthesia Units | 29271 | Narkomed GS | NORTH AMERICAN DRAEGER | 29325
CHRISTIANA |  | HOSPITAL-CH | 0 | 10215 | DE |  |  |  | Anesthesia Units | 26899 | Narkomed GS | NORTH AMERICAN DRAEGER | 40000
CHRISTIANA |  | WH SURGI | 0 | 12191 | DE |  |  |  | Anesthesia Units | 29059 | Narkomed GS | NORTH AMERICAN DRAEGER | 29325
CHRISTIANA |  | HOSPITAL-CH | 0 | 10733 | DE |  | 1999-11-30 19:00 |  | Anesthesia Units | 46356 | Narkomed GS | NORTH AMERICAN DRAEGER | 45000
CHRISTIANA |  | HOSPITAL-CH | 0 | 12193 | DE |  | 1999-10-27 20:00 |  | Anesthesia Units | 29055 | Narkomed GS | NORTH AMERICAN DRAEGER | 29325
CHRISTIANA |  | HOSPITAL-CH | 0 | 12187 | DE |  | 1999-11-30 19:00 |  | Anesthesia Units | 29352 | Narkomed GS | NORTH AMERICAN DRAEGER | 40000
CHRISTIANA |  | HOSPITAL-CH | 0 | 12185 | DE |  | 1999-11-30 19:00 |  | Anesthesia Units | 29354 | Narkomed GS | NORTH AMERICAN DRAEGER | 40000
CHRISTIANA |  | HOSPITAL-CH | 0 | 12184 | DE |  | 1999-11-30 19:00 |  | Anesthesia Units | 29356 | Narkomed GS | NORTH AMERICAN DRAEGER | 40000
CHRISTIANA |  | HOSPITAL-CH | 0 | 12200 | DE |  |  |  | Anesthesia Units | 29060 | Narkomed GS | NORTH AMERICAN DRAEGER | 29325
CHRISTIANA |  | HOSPITAL-CH | 0 | 12189 | DE |  |  |  | Anesthesia Units | 29353 | Narkomed GS | NORTH AMERICAN DRAEGER | 40000
CHRISTIANA |  | HOSPITAL-CH | 0 | 10216 | DE |  |  |  | Anesthesia Units | 26898 | Narkomed GS | NORTH AMERICAN DRAEGER | 40000
CHRISTIANA |  | CH-SURGI | 0 | 10053 | DE |  |  |  | Anesthesia Units | 25493 | Narkomed GS | NORTH AMERICAN DRAEGER | 40000
CHRISTIANA |  | WH SURGI | 0 | 12341 | DE |  |  |  | Anesthesia Units | 29644 | Narkomed GS | NORTH AMERICAN DRAEGER | 29325
CHRISTIANA |  | WH SURGI | 0 | 12342 | DE |  |  |  | Anesthesia Units | 29278 | Narkomed GS | NORTH AMERICAN DRAEGER | 29325
CHRISTIANA |  | HOSPITAL-CH | 0 | 10052 | DE |  |  |  | Anesthesia Units | 25492 | Narkomed GS | NORTH AMERICAN DRAEGER | 40000
CHRISTIANA |  | WH SURGI | 0 | 12340 | DE |  |  |  | Anesthesia Units | 29683 | Narkomed GS | NORTH AMERICAN DRAEGER | 29325
CHRISTIANA |  | WH SURGI | 0 | 12343 | DE |  |  |  | Anesthesia Units | 29743 | Narkomed GS | NORTH AMERICAN DRAEGER | 29325
CHRISTIANA |  | HOSPITAL-CH | 0 | 10051 | DE |  |  |  | Anesthesia Units | 25491 | Narkomed GS | NORTH AMERICAN DRAEGER | 40000
CHRISTIANA |  | HOSPITAL-CH | 0 | 12181 | DE |  | 1999-11-30 19:00 |  | Anesthesia Units | 29363 | Narkomed GS | NORTH AMERICAN DRAEGER | 40000
CHRISTIANA |  | HOSPITAL-CH | 0 | 12190 | DE |  | 1999-11-30 19:00 |  | Anesthesia Units | 29357 | Narkomed GS | NORTH AMERICAN DRAEGER | 40000
CHRISTIANA |  | HOSPITAL-CH | 0 | 12182 | DE |  | 1999-11-30 19:00 |  | Anesthesia Units | 29362 | Narkomed GS | NORTH AMERICAN DRAEGER | 40000
CHRISTIANA |  | CH-SURGI | 0 | 12186 | DE |  |  |  | Anesthesia Units | 29360 | Narkomed GS | NORTH AMERICAN DRAEGER | 40000
CHRISTIANA |  | HOSPITAL-CH | 0 | 12178 | DE |  |  |  | Anesthesia Units | 29364 | Narkomed GS | NORTH AMERICAN DRAEGER | 40000
CHRISTIANA |  | HOSPITAL-CH | 0 | 12179 | DE |  | 1999-11-30 19:00 |  | Anesthesia Units | 29359 | Narkomed GS | NORTH AMERICAN DRAEGER | 40000
CHRISTIANA |  | WH SURGI | 0 | 12183 | DE |  |  |  | Anesthesia Units | 29358 | Narkomed GS | NORTH AMERICAN DRAEGER | 40000
CHRISTIANA |  | Springside Connor Building | 0 | 29.0018 | DE |  | 2007-02-14 19:00 |  | Electrocardiographs; Multichannel | 37919 | ATS-2 | SCHILLER America Inc | 2499.99
CHRISTIANA |  | WH SURGI | 0 | 0108399-07 | DE |  |  |  | Sterilizing Units; Steam; Bulk | 30158 | Amsco Eagle 3000 Series Sterilizer 3053 | STERIS Corp | 150000
CHRISTIANA |  | HOSPITAL-CH | 0 | 40196E+ | DE |  | 2015-04-02 20:00 |  | Cardiac Output Units; Ultrasonic | 57394 | CardioQ Esophageal Doppler Monitor (EDM) 9051-7057 | Deltex Medical Ltd | 1095
CHRISTIANA |  | HOSPITAL-CH | 0 | 9051-40192ET | DE |  |  |  | Cardiac Output Units; Ultrasonic | 54339 | CardioQ Esophageal Doppler Monitor (EDM) 9051-7057 | Deltex Medical Ltd | 1095
CHRISTIANA |  | CH-SURGI | 0 | 722015 | DE |  |  |  | Electrosurgical Units; Bipolar | 46742 | GYRUS ACMI PK Generator G400 | OLYMPUS AMERICA INC | 25000
CHRISTIANA |  | HOSPITAL-CH | 0 | 720774 | DE |  | 2009-03-19 20:00 |  | Electrosurgical Units; Bipolar | 41843 | GYRUS ACMI PK Generator G400 | OLYMPUS AMERICA INC | 25000
CHRISTIANA |  | CH-SURGI | 0 | 620100 | DE |  |  |  | Electrosurgical Units; Bipolar | 41844 | GYRUS ACMI PK Generator G400 | OLYMPUS AMERICA INC | 25000
CHRISTIANA |  | HOSPITAL-CH | 0 | 1120716 | DE |  |  |  | Electrosurgical Units; Bipolar | 41841 | GYRUS ACMI PK Generator G400 | OLYMPUS AMERICA INC | 25000
CHRISTIANA |  | HOSPITAL-CH | 0 | 620729 | DE |  |  |  | Electrosurgical Units; Bipolar | 46354 | GYRUS ACMI PK Generator G400 | OLYMPUS AMERICA INC | 25000
CHRISTIANA |  | HOSPITAL-WH | 0 | 321044 | DE |  | 2012-05-10 20:00 |  | Electrosurgical Units; Bipolar | 34838 | GYRUS ACMI PK Generator G400 | GYRUS ACMI | 25000 | Purchased
CHRISTIANA |  | HOSPITAL-CH | 0 | 26918 | DE |  |  |  | Compressed Gas Proportioners; Oxygen-Air | 27936 | 3803A | VIASYS HEALTHCARE INC | 500
CHRISTIANA |  | HOSPITAL-CH | 0 | AGF02315 | DE |  |  |  | Compressed Gas Proportioners; Oxygen-Air | 38936 | A-1514 | BIRD PRODUCTS 3M MEDICAL PRODUCTS DIV | 0
CHRISTIANA |  | HOSPITAL-CH | 0 | AGF02181 | DE |  |  |  | Compressed Gas Proportioners; Oxygen-Air | 38937 | A-1514 | BIRD PRODUCTS 3M MEDICAL PRODUCTS DIV | 0
CHRISTIANA |  | HOSPITAL-CH | 0 | 191104 | DE |  |  |  | Compressed Gas Proportioners; Oxygen-Air | 41750 | A-1514 | BIRD PRODUCTS 3M MEDICAL PRODUCTS DIV | 0
CHRISTIANA |  | HOSPITAL-CH | 0 | AGF02176 | DE |  |  |  | Compressed Gas Proportioners; Oxygen-Air | 38938 | A-1514 | BIRD PRODUCTS 3M MEDICAL PRODUCTS DIV | 0
CHRISTIANA |  | HOSPITAL-CH | 0 | AGF02182 | DE |  |  |  | Compressed Gas Proportioners; Oxygen-Air | 38939 | A-1514 | BIRD PRODUCTS 3M MEDICAL PRODUCTS DIV | 0
CHRISTIANA |  | HOSPITAL-CH | 0 | AGF06908 | DE |  |  |  | Compressed Gas Proportioners; Oxygen-Air | 38940 | A-1514 | BIRD PRODUCTS 3M MEDICAL PRODUCTS DIV | 0
CHRISTIANA |  | HOSPITAL-CH | 0 | AGF02592 | DE |  |  |  | Compressed Gas Proportioners; Oxygen-Air | 38955 | A-1514 | BIRD PRODUCTS 3M MEDICAL PRODUCTS DIV | 0
CHRISTIANA |  | HOSPITAL-CH | 0 | AGF02594 | DE |  |  |  | Compressed Gas Proportioners; Oxygen-Air | 38920 | A-1514 | BIRD PRODUCTS 3M MEDICAL PRODUCTS DIV | 0
CHRISTIANA |  | HOSPITAL-CH | 0 | AGF02626 | DE |  |  |  | Compressed Gas Proportioners; Oxygen-Air | 38919 | A-1514 | BIRD PRODUCTS 3M MEDICAL PRODUCTS DIV | 0
CHRISTIANA |  | HOSPITAL-CH | 0 | AJF06463 | DE |  |  |  | Compressed Gas Proportioners; Oxygen-Air | 42451 | A-1514 | BIRD PRODUCTS 3M MEDICAL PRODUCTS DIV | 0
CHRISTIANA |  | HOSPITAL-CH | 0 | AGF02312 | DE |  |  |  | Compressed Gas Proportioners; Oxygen-Air | 38930 | A-1514 | BIRD PRODUCTS 3M MEDICAL PRODUCTS DIV | 0
CHRISTIANA |  | HOSPITAL-CH | 0 | AGF02606 | DE |  |  |  | Compressed Gas Proportioners; Oxygen-Air | 38954 | A-1514 | BIRD PRODUCTS 3M MEDICAL PRODUCTS DIV | 0
CHRISTIANA |  | HOSPITAL-CH | 0 | AGF02609 | DE |  |  |  | Compressed Gas Proportioners; Oxygen-Air | 38953 | A-1514 | BIRD PRODUCTS 3M MEDICAL PRODUCTS DIV | 0
CHRISTIANA |  | HOSPITAL-CH | 0 | AGF02178 | DE |  |  |  | Compressed Gas Proportioners; Oxygen-Air | 38931 | A-1514 | BIRD PRODUCTS 3M MEDICAL PRODUCTS DIV | 0
CHRISTIANA |  | HOSPITAL-CH | 0 | AGF02589 | DE |  |  |  | Compressed Gas Proportioners; Oxygen-Air | 38929 | A-1514 | BIRD PRODUCTS 3M MEDICAL PRODUCTS DIV | 0
CHRISTIANA |  | HOSPITAL-CH | 0 | AGF02311 | DE |  |  |  | Compressed Gas Proportioners; Oxygen-Air | 38932 | A-1514 | BIRD PRODUCTS 3M MEDICAL PRODUCTS DIV | 0
CHRISTIANA |  | HOSPITAL-CH | 0 | AGF02316 | DE |  |  |  | Compressed Gas Proportioners; Oxygen-Air | 38933 | A-1514 | BIRD PRODUCTS 3M MEDICAL PRODUCTS DIV | 0
CHRISTIANA |  | HOSPITAL-CH | 0 | AGF02177 | DE |  |  |  | Compressed Gas Proportioners; Oxygen-Air | 38935 | A-1514 | BIRD PRODUCTS 3M MEDICAL PRODUCTS DIV | 0
CHRISTIANA |  | HOSPITAL-CH | 0 | AGF02314 | DE |  |  |  | Compressed Gas Proportioners; Oxygen-Air | 38934 | A-1514 | BIRD PRODUCTS 3M MEDICAL PRODUCTS DIV | 0
CHRISTIANA |  | HOSPITAL-CH | 0 | AGF02602 | DE |  |  |  | Compressed Gas Proportioners; Oxygen-Air | 38951 | A-1514 | BIRD PRODUCTS 3M MEDICAL PRODUCTS DIV | 0
CHRISTIANA |  | HOSPITAL-CH | 0 | AGF02615 | DE |  |  |  | Compressed Gas Proportioners; Oxygen-Air | 38926 | A-1514 | BIRD PRODUCTS 3M MEDICAL PRODUCTS DIV | 0
CHRISTIANA |  | HOSPITAL-CH | 0 | AGF02614 | DE |  |  |  | Compressed Gas Proportioners; Oxygen-Air | 38952 | A-1514 | BIRD PRODUCTS 3M MEDICAL PRODUCTS DIV | 0
CHRISTIANA |  | HOSPITAL-CH | 0 | AGF02613 | DE |  |  |  | Compressed Gas Proportioners; Oxygen-Air | 38944 | A-1514 | BIRD PRODUCTS 3M MEDICAL PRODUCTS DIV | 0
CHRISTIANA |  | HOSPITAL-CH | 0 | KGF08309 | DE |  |  |  | Compressed Gas Proportioners; Oxygen-Air | 25381 | A-1514 | BIRD PRODUCTS 3M MEDICAL PRODUCTS DIV | 0
CHRISTIANA |  | HOSPITAL-CH | 0 | AGF02598 | DE |  |  |  | Compressed Gas Proportioners; Oxygen-Air | 38918 | A-1514 | BIRD PRODUCTS 3M MEDICAL PRODUCTS DIV | 0
CHRISTIANA |  | HOSPITAL-CH | 0 | AGF02590 | DE |  |  |  | Compressed Gas Proportioners; Oxygen-Air | 38916 | A-1514 | BIRD PRODUCTS 3M MEDICAL PRODUCTS DIV | 0
CHRISTIANA |  | HOSPITAL-CH | 0 | AGF02597 | DE |  |  |  | Compressed Gas Proportioners; Oxygen-Air | 38943 | A-1514 | BIRD PRODUCTS 3M MEDICAL PRODUCTS DIV | 0
CHRISTIANA |  | HOSPITAL-CH | 0 | AGF02595 | DE |  |  |  | Compressed Gas Proportioners; Oxygen-Air | 38917 | A-1514 | BIRD PRODUCTS 3M MEDICAL PRODUCTS DIV | 0
CHRISTIANA |  | HOSPITAL-CH | 0 | AGF02588 | DE |  |  |  | Compressed Gas Proportioners; Oxygen-Air | 38915 | A-1514 | BIRD PRODUCTS 3M MEDICAL PRODUCTS DIV | 0
CHRISTIANA |  | HOSPITAL-CH | 0 | AGF02607 | DE |  |  |  | Compressed Gas Proportioners; Oxygen-Air | 38946 | A-1514 | BIRD PRODUCTS 3M MEDICAL PRODUCTS DIV | 0
CHRISTIANA |  | HOSPITAL-CH | 0 | AGF02610 | DE |  |  |  | Compressed Gas Proportioners; Oxygen-Air | 38922 | A-1514 | BIRD PRODUCTS 3M MEDICAL PRODUCTS DIV | 0
CHRISTIANA |  | HOSPITAL-CH | 0 | AGF02605 | DE |  |  |  | Compressed Gas Proportioners; Oxygen-Air | 38945 | A-1514 | BIRD PRODUCTS 3M MEDICAL PRODUCTS DIV | 0
CHRISTIANA |  | HOSPITAL-CH | 0 | AGF02601 | DE |  |  |  | Compressed Gas Proportioners; Oxygen-Air | 38947 | A-1514 | BIRD PRODUCTS 3M MEDICAL PRODUCTS DIV | 0
CHRISTIANA |  | HOSPITAL-CH | 0 | AGF02604 | DE |  |  |  | Compressed Gas Proportioners; Oxygen-Air | 38957 | A-1514 | BIRD PRODUCTS 3M MEDICAL PRODUCTS DIV | 0
CHRISTIANA |  | HOSPITAL-CH | 0 | AGF02599 | DE |  |  |  | Compressed Gas Proportioners; Oxygen-Air | 38924 | A-1514 | BIRD PRODUCTS 3M MEDICAL PRODUCTS DIV | 0
CHRISTIANA |  | HOSPITAL-CH | 0 | AGF02603 | DE |  |  |  | Compressed Gas Proportioners; Oxygen-Air | 38948 | A-1514 | BIRD PRODUCTS 3M MEDICAL PRODUCTS DIV | 0
CHRISTIANA |  | HOSPITAL-CH | 0 | AGF02600 | DE |  |  |  | Compressed Gas Proportioners; Oxygen-Air | 38950 | A-1514 | BIRD PRODUCTS 3M MEDICAL PRODUCTS DIV | 0
CHRISTIANA |  | HOSPITAL-CH | 0 | AGF02612 | DE |  |  |  | Compressed Gas Proportioners; Oxygen-Air | 38925 | A-1514 | BIRD PRODUCTS 3M MEDICAL PRODUCTS DIV | 0
CHRISTIANA |  | HOSPITAL-CH | 0 | AGF02611 | DE |  |  |  | Compressed Gas Proportioners; Oxygen-Air | 38923 | A-1514 | BIRD PRODUCTS 3M MEDICAL PRODUCTS DIV | 0
CHRISTIANA |  | HOSPITAL-CH | 0 | AGF02591 | DE |  |  |  | Compressed Gas Proportioners; Oxygen-Air | 38949 | A-1514 | BIRD PRODUCTS 3M MEDICAL PRODUCTS DIV | 0
CHRISTIANA |  | HOSPITAL-CH | 0 | AFF04247 | DE |  |  |  | Compressed Gas Proportioners; Oxygen-Air | 38928 | A-1514 | BIRD PRODUCTS 3M MEDICAL PRODUCTS DIV | 0
CHRISTIANA |  | HOSPITAL-CH | 0 | AGF02318 | DE |  |  |  | Compressed Gas Proportioners; Oxygen-Air | 38941 | A-1514 | BIRD PRODUCTS 3M MEDICAL PRODUCTS DIV | 0
CHRISTIANA |  | HOSPITAL-CH | 0 | AGF02596 | DE |  |  |  | Compressed Gas Proportioners; Oxygen-Air | 38927 | A-1514 | BIRD PRODUCTS 3M MEDICAL PRODUCTS DIV | 0
CHRISTIANA |  | HOSPITAL-CH | 0 | AFF06904 | DE |  |  |  | Compressed Gas Proportioners; Oxygen-Air | 38942 | A-1514 | BIRD PRODUCTS 3M MEDICAL PRODUCTS DIV | 0
CHRISTIANA |  | HOSPITAL-CH | 0 | AGF02608 | DE |  |  |  | Compressed Gas Proportioners; Oxygen-Air | 38956 | A-1514 | BIRD PRODUCTS 3M MEDICAL PRODUCTS DIV | 0
CHRISTIANA |  | HOSPITAL-CH | 0 | 2049296 | DE |  |  |  | Monitors; Video | 23275 | PVM-2030 | SONY MEDICAL SYSTEMS | 6999.99
CHRISTIANA |  | WH SURGI | 0 | 2027212 | DE |  |  |  | Monitors; Video | 24822 | PVM-2030 | SONY MEDICAL SYSTEMS | 6999.99
CHRISTIANA |  | HOSPITAL-WH | 0 | U9562539 | DE |  |  |  | Monitors; Video | 21256 | TVM-25A | Toshiba America Medical Systems Inc | 2000
CHRISTIANA |  | Carneys Point | 991.18 | V1313004 | NJ |  | 2009-04-29 20:00 |  | Sterilizing Units; Steam; Tabletop | 51460 | Ritter UltraClave Automatic Sterilizer M9 | RITTER-MIDWEST DIV SYBRON CORP | 3323.1
CHRISTIANA |  |  | 0 | DMO17443 |  |  |  |  | Sterilizing Units; Steam; Tabletop | 42782 | Ritter UltraClave Automatic Sterilizer M9 | MIDMARK CORP | 3323.1
CHRISTIANA |  | Smyrna Health & Wellness Center | 0 | V190879 | DE |  |  |  | Sterilizing Units; Steam; Tabletop | 37878 | Ritter UltraClave Automatic Sterilizer M9 | RITTER-MIDWEST DIV SYBRON CORP | 4500
CHRISTIANA |  | MAP II | 991.18 | V727726 | DE |  | 2015-04-21 20:00 |  | Sterilizing Units; Steam; Tabletop | 54648 | Ritter UltraClave Automatic Sterilizer M9 | RITTER-MIDWEST DIV SYBRON CORP | 5000
CHRISTIANA |  | Claymont | 0 | v1367383 | DE |  |  |  | Sterilizing Units; Steam; Tabletop | 62680 | Ritter UltraClave Automatic Sterilizer M9 | RITTER-MIDWEST DIV SYBRON CORP | 4500
CHRISTIANA |  | HOSPITAL-CH | 0 | v1395358 | DE |  |  |  | Sterilizing Units; Steam; Tabletop | 53080 | Ritter UltraClave Automatic Sterilizer M9 | RITTER-MIDWEST DIV SYBRON CORP | 4500
CHRISTIANA |  | HCCC | 1991.18 | V927576 | DE |  | 2010-08-24 20:00 |  | Sterilizing Units; Steam; Tabletop | 47039 | Ritter UltraClave Automatic Sterilizer M9 | RITTER-MIDWEST DIV SYBRON CORP | 4500
CHRISTIANA |  | Springside Connor Building | 0 | V47241 | DE |  |  |  | Sterilizing Units; Steam; Tabletop | 39066 | Ritter UltraClave Automatic Sterilizer M9 | RITTER-MIDWEST DIV SYBRON CORP | 4500
CHRISTIANA |  | HCCC | 991.18 | V522443 | DE |  | 2010-01-25 19:00 |  | Sterilizing Units; Steam; Tabletop | 46470 | Ritter UltraClave Automatic Sterilizer M9 | RITTER-MIDWEST DIV SYBRON CORP | 4500
CHRISTIANA |  | Claymont | 0 | V194897 | DE |  | 2019-08-26 11:17 |  | Sterilizing Units; Steam; Tabletop | 39507 | Ritter UltraClave Automatic Sterilizer M9 | RITTER-MIDWEST DIV SYBRON CORP | 4500
CHRISTIANA |  | Middletown Care Center(Sleepy Hollow) | 0 | M9 | DE |  |  |  | Sterilizing Units; Steam; Tabletop | 51378 | Ritter UltraClave Automatic Sterilizer M9 | RITTER-MIDWEST DIV SYBRON CORP | 4500
CHRISTIANA |  | Middletown Care Center(Sleepy Hollow) | 0 | V360222 | DE |  |  |  | Sterilizing Units; Steam; Tabletop | 51376 | Ritter UltraClave Automatic Sterilizer M9 | RITTER-MIDWEST DIV SYBRON CORP | 4500
CHRISTIANA |  | HOSPITAL-CH | 991.18 | v1395204 | DE |  |  |  | Sterilizing Units; Steam; Tabletop | 53126 | Ritter UltraClave Automatic Sterilizer M9 | RITTER-MIDWEST DIV SYBRON CORP | 4500
CHRISTIANA |  | Annex | 991.18 | V585011 | DE |  |  |  | Sterilizing Units; Steam; Tabletop | 42614 | Ritter UltraClave Automatic Sterilizer M9 | RITTER-MIDWEST DIV SYBRON CORP | 4500
CHRISTIANA |  | New Castle Center | 0 | V625380 | DE |  |  |  | Sterilizing Units; Steam; Tabletop | 46746 | Ritter UltraClave Automatic Sterilizer M9 | RITTER-MIDWEST DIV SYBRON CORP | 4500
CHRISTIANA |  | Limestone Mill Creek Medical Center | 0 | V1086950 | DE |  |  |  | Sterilizing Units; Steam; Tabletop | 40140 | Ritter UltraClave Automatic Sterilizer M9 | RITTER-MIDWEST DIV SYBRON CORP | 4500
CHRISTIANA |  | CANCER CENTER | 0 | MFA01B114 | DE |  |  |  | Centrifuges | 46647 | MICROFUGE 18 | Beckman Coulter Inc | 0
CHRISTIANA |  | HOSPITAL-WH | 0 | CS9 601813 | DE |  |  |  | Lights; Examination | 27348 | 134500 | BURTON CO | 800
CHRISTIANA |  | HOSPITAL-CH | 0 | K1044 | DE |  |  |  | Sphygmomanometers; Electronic; Automatic | 22919 | 9700 | GE MEDICAL SYSTEMS | 5861
CHRISTIANA |  | WH SURGI | 0 | K2089 | DE |  |  |  | Sphygmomanometers; Electronic; Automatic | 23048 | 9700 | GE MEDICAL SYSTEMS | 3823
CHRISTIANA |  | HOSPITAL-CH | 0 | K9716 | DE |  |  |  | Sphygmomanometers; Electronic; Automatic | 25066 | 9700 | GE MEDICAL SYSTEMS | 7067.75
CHRISTIANA |  | HOSPITAL-CH | 33250 | 2279168-2 | DE |  |  |  | Stereotactic Systems; Neurosurgical; Frameless | 39548 | TRIA | MEDTRONIC XOMED SURGICAL PRODUCTS INC DIV MEDTRONIC INC | 240000
CHRISTIANA |  | MAP II | 0 | 12129729 | DE |  |  |  | Monitors; Bedside; Electrocardiography | 36869 | ANS2000 | HOKANSON INC | 4999.99
CHRISTIANA |  | HOSPITAL-CH | 0 | 105-01278CCP22YY | DE |  |  |  | Carbon Dioxide Monitors; Transcutaneous | 30590 | COSMO + | Dixtal Medical Inc | 5000
CHRISTIANA |  | HOSPITAL-CH | 0 | 105-0018 DVT | DE |  |  |  | Carbon Dioxide Monitors; Transcutaneous | 27532 | COSMO + | Dixtal Medical Inc | 8000
CHRISTIANA |  | HOSPITAL-CH | 0 | 105-0592DVT | DE |  |  |  | Carbon Dioxide Monitors; Transcutaneous | 27533 | COSMO + | Dixtal Medical Inc | 8000
CHRISTIANA |  | HOSPITAL-CH | 0 | 47641284 | DE |  |  |  | Cover Slipping Machines | 25579 | FILM-AI | Sakura Finetek USA Inc | 15000
CHRISTIANA |  | HOSPITAL-CH | 0 | P8G1246B | DE |  | 1988-09-24 20:00 |  | Electrosurgical Units | 16289 | FORCE 4B-20 | VALLEYLAB DIV TYCO HEALTHCARE GROUP LP | 6071
CHRISTIANA |  | HOSPITAL-CH | 0 | C6 OR LIGHT | DE |  |  |  |  | C6 OR LIGHT | SQVIS-2-120-R | STERIS Corp | 29999.99
CHRISTIANA |  | HOSPITAL-CH | 0 | 15246-382 | DE |  | 2004-04-12 20:00 |  | Baths; Tissue Flotation | 35461 | 3964 | SHANDON LIPSHAW | 25000
CHRISTIANA |  | HOSPITAL-CH | 0 | 15246-378 | DE |  |  |  | Baths; Tissue Flotation | 35484 | 3964 | SHANDON LIPSHAW | 800
CHRISTIANA |  | HOSPITAL-CH | 0 | 15246-380 | DE |  |  |  | Baths; Tissue Flotation | 35460 | 3964 | SHANDON LIPSHAW | 800
CHRISTIANA |  | HOSPITAL-CH | 0 | 15246-374 | DE |  |  |  | Baths; Tissue Flotation | 35483 | 3964 | SHANDON LIPSHAW | 800
CHRISTIANA |  | HOSPITAL-CH | 0 | 15228-353 | DE |  |  |  | Baths; Tissue Flotation | 21416 | 3964 | SHANDON LIPSHAW | 800
CHRISTIANA |  | HOSPITAL-CH | 0 | 6901 | DE |  |  |  | Anesthesia Unit Vaporizers | 26353 | E346E-EX952 | SIEMENS HEALTH SYSTEMS | 15000
CHRISTIANA |  | HOSPITAL-CH | 0 | 2240769 | DE |  |  |  | Patient Transfer Aids | 24105 | GSD 115 | HoverTech International A D T Davis Enterprise | 520
CHRISTIANA |  | HOSPITAL-CH | 0 | 1840773 | DE |  | 1991-08-30 20:00 |  | Patient Transfer Aids | 18326 | GSD 115 | HoverTech International A D T Davis Enterprise | 1675
CHRISTIANA |  | HOSPITAL-CH | 0 | 1840636 | DE |  |  |  | Patient Transfer Aids | 18320 | GSD 115 | HoverTech International A D T Davis Enterprise | 1675
CHRISTIANA |  | HOSPITAL-CH | 0 | 1840626 | DE |  |  |  | Patient Transfer Aids | 18321 | GSD 115 | HoverTech International A D T Davis Enterprise | 1675
CHRISTIANA |  | New Castle Center | 0 | 10108800000000 | DE |  |  |  | Ultrasound Therapy Systems; Physical Therapy | 31758 | RMZ100 | RICH-MAR CORP | 2499.99
CHRISTIANA |  | HOSPITAL-CH | 0 | 1329284 | DE |  |  |  | Balances; Electronic | 12846 | H51AR | METTLER INSTRUMENT CORP | 2183
CHRISTIANA |  | HOSPITAL-CH | 0 | ? | DE |  |  |  | X-Ray Film Handling Equipment; Automatic; Daylight | BI-532 | 10X12 | DUPONT MEDICAL PRODUCTS DIAGNOSTIC IMAGING DIV | 15000
CHRISTIANA |  | HOSPITAL-CH | 0 | ? | DE |  |  |  | X-Ray Film Handling Equipment; Automatic; Daylight | BI-501 | 10X12 | DUPONT MEDICAL PRODUCTS DIAGNOSTIC IMAGING DIV | 15000
CHRISTIANA |  | HOSPITAL-CH | 0 | ? | DE |  |  |  | X-Ray Film Handling Equipment; Automatic; Daylight | BI-505 | 10X12 | DUPONT MEDICAL PRODUCTS DIAGNOSTIC IMAGING DIV | 15000
CHRISTIANA |  | HOSPITAL-CH | 0 | ? | DE |  |  |  | X-Ray Film Handling Equipment; Automatic; Daylight | BI-507 | 10X12 | DUPONT MEDICAL PRODUCTS DIAGNOSTIC IMAGING DIV | 15000
CHRISTIANA |  | HOSPITAL-CH | 0 | ? | DE |  |  |  | X-Ray Film Handling Equipment; Automatic; Daylight | BI-525 | 10X12 | DUPONT MEDICAL PRODUCTS DIAGNOSTIC IMAGING DIV | 15000
CHRISTIANA |  | HOSPITAL-CH | 0 | ? | DE |  |  |  | X-Ray Film Handling Equipment; Automatic; Daylight | BI-512 | 10X12 | DUPONT MEDICAL PRODUCTS DIAGNOSTIC IMAGING DIV | 15000
CHRISTIANA |  | HOSPITAL-CH | 0 | ? | DE |  |  |  | X-Ray Film Handling Equipment; Automatic; Daylight | BI-528 | 10X12 | DUPONT MEDICAL PRODUCTS DIAGNOSTIC IMAGING DIV | 15000
CHRISTIANA |  | HOSPITAL-CH | 0 | ? | DE |  |  |  | X-Ray Film Handling Equipment; Automatic; Daylight | BI-516 | 10X12 | DUPONT MEDICAL PRODUCTS DIAGNOSTIC IMAGING DIV | 15000
CHRISTIANA |  | HOSPITAL-CH | 0 | ? | DE |  |  |  | X-Ray Film Handling Equipment; Automatic; Daylight | BI-515 | 10X12 | DUPONT MEDICAL PRODUCTS DIAGNOSTIC IMAGING DIV | 15000
CHRISTIANA |  | HOSPITAL-CH | 0 | ? | DE |  |  |  | X-Ray Film Handling Equipment; Automatic; Daylight | BI-538 | 10X12 | DUPONT MEDICAL PRODUCTS DIAGNOSTIC IMAGING DIV | 15000
CHRISTIANA |  | HOSPITAL-CH | 0 | ? | DE |  |  |  | X-Ray Film Handling Equipment; Automatic; Daylight | BI-519 | 10X12 | DUPONT MEDICAL PRODUCTS DIAGNOSTIC IMAGING DIV | 15000
CHRISTIANA |  | HOSPITAL-CH | 0 | ? | DE |  |  |  | X-Ray Film Handling Equipment; Automatic; Daylight | BI-541 | 10X12 | DUPONT MEDICAL PRODUCTS DIAGNOSTIC IMAGING DIV | 15000
CHRISTIANA |  | HOSPITAL-CH | 0 | ? | DE |  |  |  | X-Ray Film Handling Equipment; Automatic; Daylight | BI-545 | 10X12 | DUPONT MEDICAL PRODUCTS DIAGNOSTIC IMAGING DIV | 15000
CHRISTIANA |  |  | 0 | ? |  |  |  |  | X-Ray Film Handling Equipment; Automatic; Daylight | BI-595 | 10X12 | DUPONT MEDICAL PRODUCTS DIAGNOSTIC IMAGING DIV | 15000
CHRISTIANA |  | HOSPITAL-CH | 0 | ? | DE |  |  |  | X-Ray Film Handling Equipment; Automatic; Daylight | BI-513 | 10X12 | DUPONT MEDICAL PRODUCTS DIAGNOSTIC IMAGING DIV | 15000
CHRISTIANA |  | HOSPITAL-WH | 0 | ? | DE |  |  |  | X-Ray Film Handling Equipment; Automatic; Daylight | BI-575 | 10X12 | DUPONT MEDICAL PRODUCTS DIAGNOSTIC IMAGING DIV | 15000
CHRISTIANA |  | HOSPITAL-WH | 0 | ? | DE |  |  |  | X-Ray Film Handling Equipment; Automatic; Daylight | BI-560 | 10X12 | DUPONT MEDICAL PRODUCTS DIAGNOSTIC IMAGING DIV | 15000
CHRISTIANA |  | HOSPITAL-WH | 0 | ? | DE |  |  |  | X-Ray Film Handling Equipment; Automatic; Daylight | BI-564 | 10X12 | DUPONT MEDICAL PRODUCTS DIAGNOSTIC IMAGING DIV | 15000
CHRISTIANA |  | HOSPITAL-CH | 0 | ? | DE |  |  |  | X-Ray Film Handling Equipment; Automatic; Daylight | BI-554 | 10X12 | DUPONT MEDICAL PRODUCTS DIAGNOSTIC IMAGING DIV | 15000
CHRISTIANA |  | HOSPITAL-WH | 0 | ? | DE |  |  |  | X-Ray Film Handling Equipment; Automatic; Daylight | BI-585 | 10X12 | DUPONT MEDICAL PRODUCTS DIAGNOSTIC IMAGING DIV | 15000
CHRISTIANA |  | Middletown Care Center(Sleepy Hollow) | 0 | ? | DE |  |  |  | X-Ray Film Handling Equipment; Automatic; Daylight | BI-591 | 10X12 | DUPONT MEDICAL PRODUCTS DIAGNOSTIC IMAGING DIV | 15000
CHRISTIANA |  | HOSPITAL-WH | 0 | ? | DE |  |  |  | X-Ray Film Handling Equipment; Automatic; Daylight | BI-568 | 10X12 | DUPONT MEDICAL PRODUCTS DIAGNOSTIC IMAGING DIV | 15000
CHRISTIANA |  | HOSPITAL-CH | 0 | ? | DE |  |  |  | X-Ray Film Handling Equipment; Automatic; Daylight | BI-548 | 10X12 | DUPONT MEDICAL PRODUCTS DIAGNOSTIC IMAGING DIV | 15000
CHRISTIANA |  | HOSPITAL-CH | 0 | 194000125 | DE |  |  |  | Monitors; Bedside; Respiration; Exhaled Carbon Dioxide | 36579 | FLOW MODULE UL | Medical Graphics Corp | 0
CHRISTIANA |  | HOSPITAL-WH | 0 | 2038 | DE |  |  |  | Tables; Imaging; Radiographic | 23948 | 72851 | PAUSCH LLC | 39999
CHRISTIANA |  | HOSPITAL-CH | 0 | 2082 | DE |  |  |  | Tables; Imaging; Radiographic | 26994 | 72851 | PICKER INTERNATIONAL LTD | 20000
CHRISTIANA |  | HOSPITAL-CH | 0 | 682 | DE |  |  |  | Tables; Imaging; Radiographic | 20203 | 72851 | PAUSCH LLC | 0
CHRISTIANA |  | HOSPITAL-CH | 0 | 580 | DE |  |  |  | Tables; Imaging; Radiographic | 18565 | 72851 | PAUSCH LLC | 0
CHRISTIANA |  | HOSPITAL-CH | 0 | 199 | DE |  |  |  | Tables; Imaging; Radiographic | 21018 | 72851 | PAUSCH LLC | 0
CHRISTIANA |  | HOSPITAL-WH | 0 | 446 | DE |  |  |  | Tables; Imaging; Radiographic | 19819 | 72851 | PAUSCH LLC | 0
CHRISTIANA |  | HOSPITAL-CH | 0 | 448 | DE |  |  |  | Tables; Imaging; Radiographic | 18690 | 72851 | PAUSCH LLC | 0
CHRISTIANA |  | HOSPITAL-CH | 0 | 7639-R | DE |  | 2002-12-29 19:00 |  | Warming Units; Blood/Intravenous Solution | 34390 | Irrigation Fluid Warming System ORS-2038D | EchoLab | 24950
CHRISTIANA |  | HOSPITAL-CH | 0 | 9389-R | DE |  |  |  | Warming Units; Blood/Intravenous Solution | 42682 | Irrigation Fluid Warming System ORS-2038D | EchoLab | 24950
CHRISTIANA |  | HOSPITAL-CH | 0 | 4812 | DE |  |  |  | Warming Units; Blood/Intravenous Solution | 38487 | Irrigation Fluid Warming System ORS-2038D | EchoLab | 24950
CHRISTIANA |  | HOSPITAL-CH | 0 | 4762 | DE |  |  |  | Warming Units; Blood/Intravenous Solution | 38486 | Irrigation Fluid Warming System ORS-2038D | EchoLab | 24950
CHRISTIANA |  | HOSPITAL-CH | 0 | 4340 | DE |  |  |  | Warming Units; Blood/Intravenous Solution | 38484 | Irrigation Fluid Warming System ORS-2038D | EchoLab | 24950
CHRISTIANA |  | HOSPITAL-CH | 0 | 4848 | DE |  |  |  | Warming Units; Blood/Intravenous Solution | 38358 | Irrigation Fluid Warming System ORS-2038D | EchoLab | 24950
CHRISTIANA |  | HOSPITAL-CH | 0 | 4800 | DE |  |  |  | Warming Units; Blood/Intravenous Solution | 38483 | Irrigation Fluid Warming System ORS-2038D | EchoLab | 24950
CHRISTIANA |  | WH SURGI | 0 | 4981 | DE |  |  |  | Warming Units; Blood/Intravenous Solution | 38081 | Irrigation Fluid Warming System ORS-2038D | EchoLab | 24950
CHRISTIANA |  | HOSPITAL-CH | 0 | 3277R | DE |  |  |  | Warming Units; Blood/Intravenous Solution | 38359 | Irrigation Fluid Warming System ORS-2038D | EchoLab | 24950
CHRISTIANA |  | HOSPITAL-CH | 0 | A3096 | DE |  | 1995-02-22 19:00 |  | Warming Units; Blood/Intravenous Solution | 22316 | Level 1 Fluid Warmer H-250 | SMITHS / LEVEL 1 | 1817
CHRISTIANA |  | HOSPITAL-CH | 0 | A2846 | DE |  |  |  | Warming Units; Blood/Intravenous Solution | 21266 | Level 1 Fluid Warmer H-250 | SMITHS / LEVEL 1 | 24298
CHRISTIANA |  | HOSPITAL-WH | 0 | A2504 | DE |  |  |  | Warming Units; Blood/Intravenous Solution | 24892 | Level 1 Fluid Warmer H-250 | SMITHS / LEVEL 1 | 800
CHRISTIANA |  | HOSPITAL-CH | 0 | A2288 | DE |  |  |  | Warming Units; Blood/Intravenous Solution | 20313 | Level 1 Fluid Warmer H-250 | SMITHS / LEVEL 1 | 630
CHRISTIANA |  | HOSPITAL-CH | 0 | A2263 | DE |  |  |  | Warming Units; Blood/Intravenous Solution | 20312 | Level 1 Fluid Warmer H-250 | SMITHS / LEVEL 1 | 630
CHRISTIANA |  | HOSPITAL-CH | 0 | A2285 | DE |  |  |  | Warming Units; Blood/Intravenous Solution | 20314 | Level 1 Fluid Warmer H-250 | SMITHS / LEVEL 1 | 630
CHRISTIANA |  | HOSPITAL-CH | 0 | A2881 | DE |  | 1994-07-03 20:00 |  | Warming Units; Blood/Intravenous Solution | 21368 | Level 1 Fluid Warmer H-250 | SMITHS / LEVEL 1 | 3580
CHRISTIANA |  | HOSPITAL-CH | 0 | A2880 | DE |  |  |  | Warming Units; Blood/Intravenous Solution | 21366 | Level 1 Fluid Warmer H-250 | SMITHS / LEVEL 1 | 1000
CHRISTIANA |  | HOSPITAL-CH | 0 | 27-07809 | DE |  | 2007-05-21 20:00 |  | Lavage Units | 39905 | OFP | OLYMPUS AMERICA INC | 1389.96
CHRISTIANA |  | HOSPITAL-CH | 0 | 1864 | DE |  |  |  | Lavage Units | 34559 | OFP | OLYMPUS AMERICA INC | 1188
CHRISTIANA |  | HOSPITAL-CH | 0 | 27-07808 | DE |  |  |  | Lavage Units | 39904 | OFP | OLYMPUS AMERICA INC | 1389.96
CHRISTIANA |  | HOSPITAL-WH | 0 | 28-11014 | DE |  |  |  | Lavage Units | 40659 | OFP | OLYMPUS AMERICA INC | 2500
CHRISTIANA |  | HOSPITAL-CH | 0 | 73061 | DE |  |  |  | Warming Units; Gel | 42362 | Standard Bottle Warmer GW108 | IDEAL MEDICAL PRODUCTS INC | 250
CHRISTIANA |  | HOSPITAL-WH | 0 | 33271 | DE |  |  |  | Scanning Systems; Ultrasonic; General-Purpose | 30628 | ASPEN | SIEMENS HEALTH SYSTEMS | 149999.99
CHRISTIANA |  | Riverside Medical Arts Complex | 0 | 33342 | DE |  |  |  | Scanning Systems; Ultrasonic; General-Purpose | 31220 | ASPEN | SIEMENS HEALTH SYSTEMS | 149999.99
CHRISTIANA |  | CANCER CENTER | 0 | 5355 | DE |  | 2008-07-30 20:00 |  | Radiotherapy Systems; Linear Accelerator | 42017 | ARTISTE - 08139789 | SIEMENS HEALTH SYSTEMS | 2475753
CHRISTIANA |  | HOSPITAL-CH | 0 | 0011B | DE |  |  |  | RECORDERS; Graphic; Evoked Potential | 17794 | MEB5304K | Nihon Kohden Corp | 26090
CHRISTIANA |  | HOSPITAL-CH | 0 | A1J88075 | DE |  |  |  | Pumps; Circulating-Liquid; Localized Heating | T-61 | TP-200 | GAYMAR INDUSTRIES INC | 800
CHRISTIANA |  | HOSPITAL-CH | 0 | AIJ88092 | DE |  |  |  | Pumps; Circulating-Liquid; Localized Heating | T-34 | TP-200 | GAYMAR INDUSTRIES INC | 800
CHRISTIANA |  | HOSPITAL-WH | 0 | AID98122 | DE |  |  |  | Pumps; Circulating-Liquid; Localized Heating | K6 | TP-200 | GAYMAR INDUSTRIES INC | 800
CHRISTIANA |  | HOSPITAL-CH | 0 | A1H29093 | DE |  |  |  | Pumps; Circulating-Liquid; Localized Heating | T-76 | TP-200 | GAYMAR INDUSTRIES INC | 800
CHRISTIANA |  | HOSPITAL-WH | 0 | AIL78247 | DE |  |  |  | Pumps; Circulating-Liquid; Localized Heating | T-13 | TP-200 | GAYMAR INDUSTRIES INC | 800
CHRISTIANA |  | HOSPITAL-CH | 0 | AIG78499 | DE |  |  |  | Pumps; Circulating-Liquid; Localized Heating | T-71 | TP-200 | GAYMAR INDUSTRIES INC | 800
CHRISTIANA |  | HOSPITAL-CH | 0 | AIL19232 | DE |  |  |  | Pumps; Circulating-Liquid; Localized Heating | T-2 | TP-200 | GAYMAR INDUSTRIES INC | 800
CHRISTIANA |  | HOSPITAL-CH | 0 | A1C78246 | DE |  |  |  | Pumps; Circulating-Liquid; Localized Heating | T-25 | TP-200 | GAYMAR INDUSTRIES INC | 800
CHRISTIANA |  | HOSPITAL-WH | 0 | AIB78115 | DE |  |  |  | Pumps; Circulating-Liquid; Localized Heating | K4 | TP-200 | GAYMAR INDUSTRIES INC | 800
CHRISTIANA |  |  | 0 | A1K29182 | DE |  |  |  | Pumps; Circulating-Liquid; Localized Heating | KR-4 | TP-200 | GAYMAR INDUSTRIES INC | 800
CHRISTIANA |  | HOSPITAL-CH | 0 | A1J88140 | DE |  |  |  | Pumps; Circulating-Liquid; Localized Heating | T-12 | TP-200 | GAYMAR INDUSTRIES INC | 800
CHRISTIANA |  | HOSPITAL-WH | 0 | AIJ50322 | DE |  |  |  | Pumps; Circulating-Liquid; Localized Heating | K18 | TP-200 | GAYMAR INDUSTRIES INC | 800
CHRISTIANA |  | HOSPITAL-WH | 0 | I40I08 | DE |  |  |  | Pumps; Circulating-Liquid; Localized Heating | KR-2 | TP-200 | GAYMAR INDUSTRIES INC | 800
CHRISTIANA |  | HOSPITAL-CH | 0 | AIE19261 | DE |  |  |  | Pumps; Circulating-Liquid; Localized Heating | T-50 | TP-200 | GAYMAR INDUSTRIES INC | 800
CHRISTIANA |  | HOSPITAL-CH | 0 | AIB19326 | DE |  |  |  | Pumps; Circulating-Liquid; Localized Heating | T-24 | TP-200 | GAYMAR INDUSTRIES INC | 800
CHRISTIANA |  | HOSPITAL-WH | 0 | A1H29103 | DE |  |  |  | Pumps; Circulating-Liquid; Localized Heating | K1 | TP-200 | GAYMAR INDUSTRIES INC | 800
CHRISTIANA |  | HOSPITAL-CH | 0 | F50A40 | DE |  |  |  | Pumps; Circulating-Liquid; Localized Heating | T-80 | TP-200 | GAYMAR INDUSTRIES INC | 800
CHRISTIANA |  | HOSPITAL-CH | 0 | AIH78083 | DE |  |  |  | Pumps; Circulating-Liquid; Localized Heating | T-10 | TP-200 | GAYMAR INDUSTRIES INC | 800
CHRISTIANA |  | HOSPITAL-CH | 0 | AIK88153 | DE |  |  |  | Pumps; Circulating-Liquid; Localized Heating | T-42 | TP-200 | GAYMAR INDUSTRIES INC | 800
CHRISTIANA |  | HOSPITAL-CH | 0 | AIK88126 | DE |  |  |  | Pumps; Circulating-Liquid; Localized Heating | T-72 | TP-200 | GAYMAR INDUSTRIES INC | 800
CHRISTIANA |  | HOSPITAL-WH | 0 | A1A88492 | DE |  |  |  | Pumps; Circulating-Liquid; Localized Heating | K10 | TP-200 | GAYMAR INDUSTRIES INC | 800
CHRISTIANA |  | HOSPITAL-CH | 0 | AIC49074 | DE |  |  |  | Pumps; Circulating-Liquid; Localized Heating | T-83 | TP-200 | GAYMAR INDUSTRIES INC | 800
CHRISTIANA |  | HOSPITAL-CH | 0 | A1A39232 | DE |  |  |  | Pumps; Circulating-Liquid; Localized Heating | T-75 | TP-200 | GAYMAR INDUSTRIES INC | 800
CHRISTIANA |  | HOSPITAL-CH | 0 | A1G19085 | DE |  |  |  | Pumps; Circulating-Liquid; Localized Heating | T-84 | TP-200 | GAYMAR INDUSTRIES INC | 800
CHRISTIANA |  | HOSPITAL-CH | 0 | AIB7811 | DE |  |  |  | Pumps; Circulating-Liquid; Localized Heating | T-9 | TP-200 | GAYMAR INDUSTRIES INC | 800
CHRISTIANA |  | Riverside Medical Arts Complex | 0 | AIL19371 | DE |  |  |  | Pumps; Circulating-Liquid; Localized Heating | K9 | TP-200 | GAYMAR INDUSTRIES INC | 800
CHRISTIANA |  | HOSPITAL-CH | 0 | A50A12 | DE |  |  |  | Pumps; Circulating-Liquid; Localized Heating | T-74 | TP-200 | GAYMAR INDUSTRIES INC | 800
CHRISTIANA |  | HOSPITAL-CH | 0 | A1B88359 | DE |  |  |  | Pumps; Circulating-Liquid; Localized Heating | T-77 | TP-200 | GAYMAR INDUSTRIES INC | 800
CHRISTIANA |  | HOSPITAL-CH | 0 | MAIB19093 | DE |  |  |  | Pumps; Circulating-Liquid; Localized Heating | T-41 | TP-200 | GAYMAR INDUSTRIES INC | 800
CHRISTIANA |  | HOSPITAL-CH | 0 | 8136144 | DE |  |  |  | Monitors; Video | 23511 | KV-20V50 | SONY MEDICAL SYSTEMS | 1000
CHRISTIANA |  | HOSPITAL-CH | 477.27 | 774 | DE |  | 2008-01-20 19:00 |  | Tables; Operating; Orthopedic; Spinal | 24249 | SST-3000 Andrews Spinal Surgery Table 5820 | Mizuho OSI | 35000
CHRISTIANA |  | HOSPITAL-CH | 0 | 30098787 | DE |  |  |  | Defibrillator/Pacemaker/Physiologic Monitors | 33127 | LIFEPAK Defibrillator 12 | MEDTRONIC EMERGENCY RESPONSE SYSTEMS | 15958.55
CHRISTIANA |  | HOSPITAL-CH | 0 | 31263233 | DE |  |  |  | Defibrillator/Pacemaker/Physiologic Monitors | 34878 | LIFEPAK Defibrillator 12 | MEDTRONIC EMERGENCY RESPONSE SYSTEMS | 23918
CHRISTIANA |  | HOSPITAL-CH | 0 | 39350109 | DE |  |  |  | Defibrillator/Pacemaker/Physiologic Monitors | 47323 | LIFEPAK Defibrillator 12 | MEDTRONIC EMERGENCY RESPONSE SYSTEMS | 0
CHRISTIANA |  | Star Campus | 0 | 32548927 | DE |  | 2016-02-29 19:00 |  | Defibrillator/Pacemaker/Physiologic Monitors | 62079 | LIFEPAK Defibrillator 12 | MEDTRONIC EMERGENCY RESPONSE SYSTEMS | 25000
CHRISTIANA |  | HOSPITAL-CH | 0 | 39350107 | DE |  |  |  | Defibrillator/Pacemaker/Physiologic Monitors | 47321 | LIFEPAK Defibrillator 12 | MEDTRONIC EMERGENCY RESPONSE SYSTEMS | 0
CHRISTIANA |  | Trailer Life Net | 0 | 39350108 | DE |  |  |  | Defibrillator/Pacemaker/Physiologic Monitors | 47322 | LIFEPAK Defibrillator 12 | MEDTRONIC EMERGENCY RESPONSE SYSTEMS | 0
CHRISTIANA |  | Trailer Life Net | 0 | 34323667 | DE |  |  |  | Defibrillator/Pacemaker/Physiologic Monitors | 39036 | LIFEPAK Defibrillator 12 | MEDTRONIC EMERGENCY RESPONSE SYSTEMS | 21090
CHRISTIANA |  | Trailer Life Net | 0 | 13051093 | DE |  |  |  | Defibrillator/Pacemaker/Physiologic Monitors | 30757 | LIFEPAK Defibrillator 12 | MEDTRONIC EMERGENCY RESPONSE SYSTEMS | 21610
CHRISTIANA |  | HOSPITAL-WH | 0 | 13051094 | DE |  |  |  | Defibrillator/Pacemaker/Physiologic Monitors | 30755 | LIFEPAK Defibrillator 12 | MEDTRONIC EMERGENCY RESPONSE SYSTEMS | 21610
CHRISTIANA |  | Trailer Life Net | 0 | 13051092 | DE |  |  |  | Defibrillator/Pacemaker/Physiologic Monitors | 30756 | LIFEPAK Defibrillator 12 | MEDTRONIC EMERGENCY RESPONSE SYSTEMS | 21610
CHRISTIANA |  | Trailer Life Net | 0 | 39350110 | DE |  |  |  | Defibrillator/Pacemaker/Physiologic Monitors | 47320 | LIFEPAK Defibrillator 12 | MEDTRONIC EMERGENCY RESPONSE SYSTEMS | 0
CHRISTIANA |  | HOSPITAL-CH | 0 | C860009241 | DE |  | 2016-08-17 20:00 |  | Circulatory Assist Units; Peripheral Compression; Intermittent | 63172 | Hemo-Force Intermittent DVT Pump MDS600INT | Medline Industries; Inc. | 269
CHRISTIANA |  | HOSPITAL-CH | 0 | C860022838 | DE |  |  |  | Circulatory Assist Units; Peripheral Compression; Intermittent | 63053 | Hemo-Force Intermittent DVT Pump MDS600INT | Medline Industries; Inc. | 269
CHRISTIANA |  | HOSPITAL-CH | 0 | C860009594 | DE |  | 2016-08-17 20:00 |  | Circulatory Assist Units; Peripheral Compression; Intermittent | 63119 | Hemo-Force Intermittent DVT Pump MDS600INT | Medline Industries; Inc. | 269
CHRISTIANA |  | HOSPITAL-CH | 0 | c860022752 | DE |  | 2016-08-17 20:00 |  | Circulatory Assist Units; Peripheral Compression; Intermittent | 63334 | Hemo-Force Intermittent DVT Pump MDS600INT | Medline Industries; Inc. | 269
CHRISTIANA |  | HOSPITAL-CH | 0 | C840006403 | DE |  | 2018-09-19 20:00 |  | Circulatory Assist Units; Peripheral Compression; Intermittent | 64089 | Hemo-Force Intermittent DVT Pump MDS600INT | Medline Industries; Inc. | 269
CHRISTIANA |  | HOSPITAL-CH | 0 | C860018443 | DE |  | 2016-08-17 20:00 |  | Circulatory Assist Units; Peripheral Compression; Intermittent | 63186 | Hemo-Force Intermittent DVT Pump MDS600INT | Medline Industries; Inc. | 269
CHRISTIANA |  | HOSPITAL-CH | 0 | C860022737 | DE |  | 2016-08-17 20:00 |  | Circulatory Assist Units; Peripheral Compression; Intermittent | 63713 | Hemo-Force Intermittent DVT Pump MDS600INT | Medline Industries; Inc. | 269
CHRISTIANA |  | HOSPITAL-CH | 0 | C860022909 | DE |  | 2016-08-17 20:00 |  | Circulatory Assist Units; Peripheral Compression; Intermittent | 63266 | Hemo-Force Intermittent DVT Pump MDS600INT | Medline Industries; Inc. | 269
CHRISTIANA |  | HOSPITAL-CH | 0 | C860009676 | DE |  | 2016-08-17 20:00 |  | Circulatory Assist Units; Peripheral Compression; Intermittent | 63653 | Hemo-Force Intermittent DVT Pump MDS600INT | Medline Industries; Inc. | 269
CHRISTIANA |  | HOSPITAL-CH | 0 | C860009700 | DE |  | 2016-08-17 20:00 |  | Circulatory Assist Units; Peripheral Compression; Intermittent | 63576 | Hemo-Force Intermittent DVT Pump MDS600INT | Medline Industries; Inc. | 269
CHRISTIANA |  | HOSPITAL-CH | 0 | C860022844 | DE |  | 2016-08-17 20:00 |  | Circulatory Assist Units; Peripheral Compression; Intermittent | 63285 | Hemo-Force Intermittent DVT Pump MDS600INT | Medline Industries; Inc. | 269
CHRISTIANA |  | HOSPITAL-CH | 0 | C860009573 | DE |  | 2016-08-17 20:00 |  | Circulatory Assist Units; Peripheral Compression; Intermittent | 63604 | Hemo-Force Intermittent DVT Pump MDS600INT | Medline Industries; Inc. | 269
CHRISTIANA |  | HOSPITAL-CH | 0 | C860009560 | DE |  | 2016-08-17 20:00 |  | Circulatory Assist Units; Peripheral Compression; Intermittent | 63141 | Hemo-Force Intermittent DVT Pump MDS600INT | Medline Industries; Inc. | 269
CHRISTIANA |  | HOSPITAL-CH | 0 | C860022677 | DE |  | 2016-08-17 20:00 |  | Circulatory Assist Units; Peripheral Compression; Intermittent | 63339 | Hemo-Force Intermittent DVT Pump MDS600INT | Medline Industries; Inc. | 269
CHRISTIANA |  | HOSPITAL-CH | 0 | C860022650 | DE |  | 2016-08-17 20:00 |  | Circulatory Assist Units; Peripheral Compression; Intermittent | 63051 | Hemo-Force Intermittent DVT Pump MDS600INT | Medline Industries; Inc. | 269
CHRISTIANA |  | HOSPITAL-CH | 0 | C860009339 | DE |  | 2016-08-17 20:00 |  | Circulatory Assist Units; Peripheral Compression; Intermittent | 63493 | Hemo-Force Intermittent DVT Pump MDS600INT | Medline Industries; Inc. | 269
CHRISTIANA |  | HOSPITAL-CH | 0 | C860009215 | DE |  | 2016-08-17 20:00 |  | Circulatory Assist Units; Peripheral Compression; Intermittent | 63169 | Hemo-Force Intermittent DVT Pump MDS600INT | Medline Industries; Inc. | 269
CHRISTIANA |  | HOSPITAL-CH | 0 | C860022681 | DE |  |  |  | Circulatory Assist Units; Peripheral Compression; Intermittent | 63305 | Hemo-Force Intermittent DVT Pump MDS600INT | Medline Industries; Inc. | 269
CHRISTIANA |  | HOSPITAL-CH | 0 | 860022812 | DE |  | 2016-08-17 20:00 |  | Circulatory Assist Units; Peripheral Compression; Intermittent | 63698 | Hemo-Force Intermittent DVT Pump MDS600INT | Medline Industries; Inc. | 269
CHRISTIANA |  | HOSPITAL-CH | 0 | C860009588 | DE |  | 2016-08-17 20:00 |  | Circulatory Assist Units; Peripheral Compression; Intermittent | 63651 | Hemo-Force Intermittent DVT Pump MDS600INT | Medline Industries; Inc. | 269
CHRISTIANA |  | HOSPITAL-CH | 0 | C860027546 | DE |  | 2016-08-17 20:00 |  | Circulatory Assist Units; Peripheral Compression; Intermittent | 62806 | Hemo-Force Intermittent DVT Pump MDS600INT | Medline Industries; Inc. | 269
CHRISTIANA |  | HOSPITAL-CH | 0 | C860022655 | DE |  | 2016-08-17 20:00 |  | Circulatory Assist Units; Peripheral Compression; Intermittent | 63104 | Hemo-Force Intermittent DVT Pump MDS600INT | Medline Industries; Inc. | 269
CHRISTIANA |  | HOSPITAL-WH | 0 | C8600099607 | DE |  | 2016-08-17 20:00 |  | Circulatory Assist Units; Peripheral Compression; Intermittent | 63624 | Hemo-Force Intermittent DVT Pump MDS600INT | Medline Industries; Inc. | 50000
CHRISTIANA |  | HOSPITAL-CH | 0 | C860018417 | DE |  |  |  | Circulatory Assist Units; Peripheral Compression; Intermittent | 63255 | Hemo-Force Intermittent DVT Pump MDS600INT | Medline Industries; Inc. | 269
CHRISTIANA |  | HOSPITAL-CH | 0 | C860018412 | DE |  |  |  | Circulatory Assist Units; Peripheral Compression; Intermittent | 63232 | Hemo-Force Intermittent DVT Pump MDS600INT | Medline Industries; Inc. | 269
CHRISTIANA |  | HOSPITAL-CH | 0 | C860009583 | DE |  | 2016-08-17 20:00 |  | Circulatory Assist Units; Peripheral Compression; Intermittent | 63555 | Hemo-Force Intermittent DVT Pump MDS600INT | Medline Industries; Inc. | 269
CHRISTIANA |  | HOSPITAL-CH | 0 | C860018409 | DE |  | 2016-08-17 20:00 |  | Circulatory Assist Units; Peripheral Compression; Intermittent | 63258 | Hemo-Force Intermittent DVT Pump MDS600INT | Medline Industries; Inc. | 269
CHRISTIANA |  | HOSPITAL-CH | 0 | C860022887 | DE |  | 2016-08-17 20:00 |  | Circulatory Assist Units; Peripheral Compression; Intermittent | 63711 | Hemo-Force Intermittent DVT Pump MDS600INT | Medline Industries; Inc. | 269
CHRISTIANA |  | HOSPITAL-CH | 0 | C860003898 | DE |  | 2016-08-17 20:00 |  | Circulatory Assist Units; Peripheral Compression; Intermittent | 63644 | Hemo-Force Intermittent DVT Pump MDS600INT | Medline Industries; Inc. | 269
CHRISTIANA |  | HOSPITAL-CH | 0 | C860022754 | DE |  | 2016-08-17 20:00 |  | Circulatory Assist Units; Peripheral Compression; Intermittent | 63382 | Hemo-Force Intermittent DVT Pump MDS600INT | Medline Industries; Inc. | 269
CHRISTIANA |  | HOSPITAL-CH | 0 | C860018413 | DE |  | 2016-08-17 20:00 |  | Circulatory Assist Units; Peripheral Compression; Intermittent | 63261 | Hemo-Force Intermittent DVT Pump MDS600INT | Medline Industries; Inc. | 269
CHRISTIANA |  | HOSPITAL-CH | 0 | C860009664 | DE |  | 2016-08-17 20:00 |  | Circulatory Assist Units; Peripheral Compression; Intermittent | 63433 | Hemo-Force Intermittent DVT Pump MDS600INT | Medline Industries; Inc. | 269
CHRISTIANA |  | HOSPITAL-CH | 0 | C860003890 | DE |  | 2016-08-17 20:00 |  | Circulatory Assist Units; Peripheral Compression; Intermittent | 63497 | Hemo-Force Intermittent DVT Pump MDS600INT | Medline Industries; Inc. | 269
CHRISTIANA |  | HOSPITAL-CH | 0 | C860009209 | DE |  | 2016-08-17 20:00 |  | Circulatory Assist Units; Peripheral Compression; Intermittent | 63602 | Hemo-Force Intermittent DVT Pump MDS600INT | Medline Industries; Inc. | 269
CHRISTIANA |  | HOSPITAL-CH | 0 | C860022642 | DE |  | 2016-08-17 20:00 |  | Circulatory Assist Units; Peripheral Compression; Intermittent | 63100 | Hemo-Force Intermittent DVT Pump MDS600INT | Medline Industries; Inc. | 269
CHRISTIANA |  | HOSPITAL-CH | 0 | C860022869 | DE |  | 2016-08-17 20:00 |  | Circulatory Assist Units; Peripheral Compression; Intermittent | 63102 | Hemo-Force Intermittent DVT Pump MDS600INT | Medline Industries; Inc. | 269
CHRISTIANA |  | HOSPITAL-CH | 0 | C860022727 | DE |  | 2016-08-17 20:00 |  | Circulatory Assist Units; Peripheral Compression; Intermittent | 63687 | Hemo-Force Intermittent DVT Pump MDS600INT | Medline Industries; Inc. | 269
CHRISTIANA |  | HOSPITAL-CH | 0 | C860022716 | DE |  | 2016-08-17 20:00 |  | Circulatory Assist Units; Peripheral Compression; Intermittent | 63366 | Hemo-Force Intermittent DVT Pump MDS600INT | Medline Industries; Inc. | 269
CHRISTIANA |  | HOSPITAL-CH | 0 | C860024615 | DE |  | 2016-08-17 20:00 |  | Circulatory Assist Units; Peripheral Compression; Intermittent | 63371 | Hemo-Force Intermittent DVT Pump MDS600INT | Medline Industries; Inc. | 269
CHRISTIANA |  | HOSPITAL-CH | 0 | C860009432 | DE |  | 2016-08-17 20:00 |  | Circulatory Assist Units; Peripheral Compression; Intermittent | 63432 | Hemo-Force Intermittent DVT Pump MDS600INT | Medline Industries; Inc. | 269
CHRISTIANA |  | HOSPITAL-CH | 0 | C860022868 | DE |  | 2016-08-17 20:00 |  | Circulatory Assist Units; Peripheral Compression; Intermittent | 63090 | Hemo-Force Intermittent DVT Pump MDS600INT | Medline Industries; Inc. | 269
CHRISTIANA |  | HOSPITAL-CH | 0 | C860024476 | DE |  | 2016-08-17 20:00 |  | Circulatory Assist Units; Peripheral Compression; Intermittent | 63378 | Hemo-Force Intermittent DVT Pump MDS600INT | Medline Industries; Inc. | 269
CHRISTIANA |  | HOSPITAL-CH | 0 | C860022561 | DE |  |  |  | Circulatory Assist Units; Peripheral Compression; Intermittent | 63089 | Hemo-Force Intermittent DVT Pump MDS600INT | Medline Industries; Inc. | 269
CHRISTIANA |  | HOSPITAL-CH | 0 | C860022635 | DE |  |  |  | Circulatory Assist Units; Peripheral Compression; Intermittent | 63088 | Hemo-Force Intermittent DVT Pump MDS600INT | Medline Industries; Inc. | 269
CHRISTIANA |  | HOSPITAL-CH | 0 | C860022802 | DE |  |  |  | Circulatory Assist Units; Peripheral Compression; Intermittent | 63092 | Hemo-Force Intermittent DVT Pump MDS600INT | Medline Industries; Inc. | 269
CHRISTIANA |  | HOSPITAL-CH | 0 | C860022644 | DE |  | 2016-08-17 20:00 |  | Circulatory Assist Units; Peripheral Compression; Intermittent | 63381 | Hemo-Force Intermittent DVT Pump MDS600INT | Medline Industries; Inc. | 269
CHRISTIANA |  | HOSPITAL-CH | 0 | C860022823 | DE |  | 2016-08-17 20:00 |  | Circulatory Assist Units; Peripheral Compression; Intermittent | 63096 | Hemo-Force Intermittent DVT Pump MDS600INT | Medline Industries; Inc. | 269
CHRISTIANA |  | HOSPITAL-CH | 0 | C860009512 | DE |  | 2016-08-17 20:00 |  | Circulatory Assist Units; Peripheral Compression; Intermittent | 63596 | Hemo-Force Intermittent DVT Pump MDS600INT | Medline Industries; Inc. | 269
CHRISTIANA |  | HOSPITAL-CH | 0 | C860009316 | DE |  | 2016-08-17 20:00 |  | Circulatory Assist Units; Peripheral Compression; Intermittent | 63452 | Hemo-Force Intermittent DVT Pump MDS600INT | Medline Industries; Inc. | 269
CHRISTIANA |  | HOSPITAL-CH | 0 | C860009424 | DE |  | 2016-08-17 20:00 |  | Circulatory Assist Units; Peripheral Compression; Intermittent | 63178 | Hemo-Force Intermittent DVT Pump MDS600INT | Medline Industries; Inc. | 269
CHRISTIANA |  | HOSPITAL-CH | 0 | C860024523 | DE |  | 2016-08-17 20:00 |  | Circulatory Assist Units; Peripheral Compression; Intermittent | 63035 | Hemo-Force Intermittent DVT Pump MDS600INT | Medline Industries; Inc. | 269
CHRISTIANA |  | HOSPITAL-CH | 0 | C860024812 | DE |  | 2016-08-07 20:00 |  | Circulatory Assist Units; Peripheral Compression; Intermittent | 63037 | Hemo-Force Intermittent DVT Pump MDS600INT | Medline Industries; Inc. | 269
CHRISTIANA |  | HOSPITAL-CH | 0 | C860022870 | DE |  | 2016-08-17 20:00 |  | Circulatory Assist Units; Peripheral Compression; Intermittent | 63099 | Hemo-Force Intermittent DVT Pump MDS600INT | Medline Industries; Inc. | 269
CHRISTIANA |  | HOSPITAL-CH | 0 | C860009040 | DE |  | 2016-08-17 20:00 |  | Circulatory Assist Units; Peripheral Compression; Intermittent | 63180 | Hemo-Force Intermittent DVT Pump MDS600INT | Medline Industries; Inc. | 269
CHRISTIANA |  | HOSPITAL-CH | 0 | C60022620 | DE |  | 2016-08-17 20:00 |  | Circulatory Assist Units; Peripheral Compression; Intermittent | 63325 | Hemo-Force Intermittent DVT Pump MDS600INT | Medline Industries; Inc. | 269
CHRISTIANA |  | HOSPITAL-CH | 0 | C860009500 | DE |  | 2016-08-17 20:00 |  | Circulatory Assist Units; Peripheral Compression; Intermittent | 63431 | Hemo-Force Intermittent DVT Pump MDS600INT | Medline Industries; Inc. | 269
CHRISTIANA |  | HOSPITAL-CH | 0 | C860009370 | DE |  | 2016-08-17 20:00 |  | Circulatory Assist Units; Peripheral Compression; Intermittent | 63127 | Hemo-Force Intermittent DVT Pump MDS600INT | Medline Industries; Inc. | 269
CHRISTIANA |  | HOSPITAL-CH | 0 | c860009278 | DE |  |  |  | Circulatory Assist Units; Peripheral Compression; Intermittent | 63413 | Hemo-Force Intermittent DVT Pump MDS600INT | Medline Industries; Inc. | 269
CHRISTIANA |  | HOSPITAL-CH | 0 | C860022676 | DE |  | 2016-08-17 20:00 |  | Circulatory Assist Units; Peripheral Compression; Intermittent | 63679 | Hemo-Force Intermittent DVT Pump MDS600INT | Medline Industries; Inc. | 269
CHRISTIANA |  | HOSPITAL-CH | 0 | C860018405 | DE |  | 2016-08-17 20:00 |  | Circulatory Assist Units; Peripheral Compression; Intermittent | 63197 | Hemo-Force Intermittent DVT Pump MDS600INT | Medline Industries; Inc. | 269
CHRISTIANA |  | HOSPITAL-CH | 0 | C860009430 | DE |  | 2016-08-17 20:00 |  | Circulatory Assist Units; Peripheral Compression; Intermittent | 63147 | Hemo-Force Intermittent DVT Pump MDS600INT | Medline Industries; Inc. | 269
CHRISTIANA |  | HOSPITAL-CH | 0 | C860022625 | DE |  | 2016-08-17 20:00 |  | Circulatory Assist Units; Peripheral Compression; Intermittent | 63705 | Hemo-Force Intermittent DVT Pump MDS600INT | Medline Industries; Inc. | 269
CHRISTIANA |  | HOSPITAL-CH | 0 | C860009401 | DE |  | 2016-08-17 20:00 |  | Circulatory Assist Units; Peripheral Compression; Intermittent | 63464 | Hemo-Force Intermittent DVT Pump MDS600INT | Medline Industries; Inc. | 269
CHRISTIANA |  | HOSPITAL-CH | 0 | C860009532 | DE |  | 2016-08-17 20:00 |  | Circulatory Assist Units; Peripheral Compression; Intermittent | 63579 | Hemo-Force Intermittent DVT Pump MDS600INT | Medline Industries; Inc. | 269
CHRISTIANA |  | HOSPITAL-CH | 0 | C860022671 | DE |  | 2016-08-17 20:00 |  | Circulatory Assist Units; Peripheral Compression; Intermittent | 63274 | Hemo-Force Intermittent DVT Pump MDS600INT | Medline Industries; Inc. | 269
CHRISTIANA |  | HOSPITAL-CH | 0 | C860009358 | DE |  | 2016-08-17 20:00 |  | Circulatory Assist Units; Peripheral Compression; Intermittent | 63151 | Hemo-Force Intermittent DVT Pump MDS600INT | Medline Industries; Inc. | 269
CHRISTIANA |  | HOSPITAL-CH | 0 | C860022780 | DE |  | 2016-08-17 20:00 |  | Circulatory Assist Units; Peripheral Compression; Intermittent | 63393 | Hemo-Force Intermittent DVT Pump MDS600INT | Medline Industries; Inc. | 269
CHRISTIANA |  | HOSPITAL-CH | 0 | C860009274 | DE |  | 2016-08-17 20:00 |  | Circulatory Assist Units; Peripheral Compression; Intermittent | 63426 | Hemo-Force Intermittent DVT Pump MDS600INT | Medline Industries; Inc. | 269
CHRISTIANA |  | HOSPITAL-CH | 0 | C860009561 | DE |  | 2016-08-17 20:00 |  | Circulatory Assist Units; Peripheral Compression; Intermittent | 63459 | Hemo-Force Intermittent DVT Pump MDS600INT | Medline Industries; Inc. | 269
CHRISTIANA |  | HOSPITAL-CH | 0 | C860022717 | DE |  | 2016-08-17 20:00 |  | Circulatory Assist Units; Peripheral Compression; Intermittent | 63276 | Hemo-Force Intermittent DVT Pump MDS600INT | Medline Industries; Inc. | 269
CHRISTIANA |  | HOSPITAL-WH | 0 | C860009324 | DE |  | 2016-08-17 20:00 |  | Circulatory Assist Units; Peripheral Compression; Intermittent | 63183 | Hemo-Force Intermittent DVT Pump MDS600INT | Medline Industries; Inc. | 269
CHRISTIANA |  | HOSPITAL-CH | 0 | C860022704 | DE |  | 2016-08-17 20:00 |  | Circulatory Assist Units; Peripheral Compression; Intermittent | 63629 | Hemo-Force Intermittent DVT Pump MDS600INT | Medline Industries; Inc. | 269
CHRISTIANA |  | HOSPITAL-CH | 0 | ASAA-0012 | DE |  |  |  | Monitors; Physiologic; Respiration; Anesthetic Gas; Intraoperative | 42934 | M1019A | PHILIPS MEDICAL SYSTEMS CARDIAC & MONITORING SYSTEMS DIV | 15000
CHRISTIANA |  | HOSPITAL-CH | 0 | ASSA-0016 | DE |  |  |  | Monitors; Physiologic; Respiration; Anesthetic Gas; Intraoperative | 42338 | M1019A | PHILIPS MEDICAL SYSTEMS CARDIAC & MONITORING SYSTEMS DIV | 15000
CHRISTIANA |  | HOSPITAL-CH | 0 | ARZC-0106 | DE |  | 2014-04-30 20:00 |  | Monitors; Physiologic; Respiration; Anesthetic Gas; Intraoperative | 54057 | M1019A | PHILIPS MEDICAL SYSTEMS CARDIAC & MONITORING SYSTEMS DIV | 5000
CHRISTIANA |  | CH-SURGI | 0 | ASBC-0091 | DE |  | 2014-04-30 20:00 |  | Monitors; Physiologic; Respiration; Anesthetic Gas; Intraoperative | 54058 | M1019A | PHILIPS MEDICAL SYSTEMS CARDIAC & MONITORING SYSTEMS DIV | 5000 | Purchased
CHRISTIANA |  | HOSPITAL-CH | 0 | AASE-J-0091 | DE |  | 2013-10-14 20:00 |  | Monitors; Physiologic; Respiration; Anesthetic Gas; Intraoperative | 53027 | M1019A | PHILIPS MEDICAL SYSTEMS CARDIAC & MONITORING SYSTEMS DIV | 13473 | Purchased
CHRISTIANA |  | HOSPITAL-CH | 0 | ASAA-0016 | DE |  | 2009-07-01 20:00 |  | Monitors; Physiologic; Respiration; Anesthetic Gas; Intraoperative | 42921 | M1019A | PHILIPS MEDICAL SYSTEMS CARDIAC & MONITORING SYSTEMS DIV | 15000
CHRISTIANA |  | HOSPITAL-CH | 0 | 2745WS | DE |  |  |  | Dynamometer Exercise Systems; Computerized | 29240 | WS20 | BALTIMORE THERAPEUTIC EQUIPMENT CO | 19999
CHRISTIANA |  | MAP II | 0 | 6955G7 | DE |  |  |  | Scanning Systems; Ultrasonic; General-Purpose | 28909 | 2184519 | GE MEDICAL SYSTEMS | 15000
CHRISTIANA |  | HOSPITAL-WH | 0 | 01496WX9 | DE |  |  |  | Scanning Systems; Ultrasonic; General-Purpose | 25810 | 2270969 | GE MEDICAL SYSTEMS | 29984
CHRISTIANA |  | HOSPITAL-CH | 0 | 15949-96 | DE |  |  |  | Spectrophotometers | 40620 | QUANTUM 2 | ABBOTT CRITICAL CARE SYSTEMS DIV ABBOTT LABORATORIES | 0
CHRISTIANA |  | HOSPITAL-WH | 0 | 16339-96 | DE |  |  |  | Spectrophotometers | 39034 | QUANTUM 2 | ABBOTT CRITICAL CARE SYSTEMS DIV ABBOTT LABORATORIES | 0
CHRISTIANA |  | HOSPITAL-WH | 0 | 16301-96 | DE |  |  |  | Spectrophotometers | 27312 | QUANTUM 2 | ABBOTT CRITICAL CARE SYSTEMS DIV ABBOTT LABORATORIES | 10000
CHRISTIANA |  | HOSPITAL-WH | 0 | 20622-96 | DE |  |  |  | Spectrophotometers | 46448 | QUANTUM 2 | ABBOTT CRITICAL CARE SYSTEMS DIV ABBOTT LABORATORIES | 0
CHRISTIANA |  | HOSPITAL-WH | 400 | 61CM-101 | DE |  |  |  | Colposcopes | 37202 | MM-6000 | CABOT MEDICAL CORP DIV CIRCON CORP | 13000
CHRISTIANA |  | CH-SURGI | 0 | M33300 | DE |  |  |  | Hyperthermia Units; Circulating-Air | 20530 | 500 | MYELOTEC | 4000
CHRISTIANA |  | HOSPITAL-CH | 0 | EN100732 | DE |  |  |  | Light Sources; Fiberoptic | 29049 | 500 | MYELOTEC | 0
CHRISTIANA |  | HOSPITAL-CH | 0 | 12924073 | DE |  |  |  |  | 35182 | 12384-04-05 PCA3 | HOSPIRA HEALTHCARE CORP | 3860
CHRISTIANA |  | HOSPITAL-CH | 0 | 12929081 | DE |  |  |  |  | 36853 | 12384-04-05 PCA3 | HOSPIRA HEALTHCARE CORP | 3950
CHRISTIANA |  | HOSPITAL-CH | 0 | 12929075 | DE |  |  |  |  | 36851 | 12384-04-05 PCA3 | HOSPIRA HEALTHCARE CORP | 3950
CHRISTIANA |  | HOSPITAL-CH | 0 | 12923805 | DE |  |  |  |  | 35180 | 12384-04-05 PCA3 | HOSPIRA HEALTHCARE CORP | 3860
CHRISTIANA |  | HOSPITAL-WH | 0 | 12924095 | DE |  |  |  |  | 35091 | 12384-04-05 PCA3 | HOSPIRA HEALTHCARE CORP | 3860
CHRISTIANA |  | HOSPITAL-CH | 0 | 12924072 | DE |  |  |  |  | 35171 | 12384-04-05 PCA3 | HOSPIRA HEALTHCARE CORP | 3860
CHRISTIANA |  | HOSPITAL-CH | 0 | 12921408 | DE |  |  |  |  | 36852 | 12384-04-05 PCA3 | HOSPIRA HEALTHCARE CORP | 3950
CHRISTIANA |  | HOSPITAL-CH | 0 | 12924083 | DE |  |  |  |  | 35170 | 12384-04-05 PCA3 | HOSPIRA HEALTHCARE CORP | 3860
CHRISTIANA |  | HOSPITAL-CH | 0 | 12923987 | DE |  |  |  |  | 35174 | 12384-04-05 PCA3 | HOSPIRA HEALTHCARE CORP | 3860
CHRISTIANA |  | HOSPITAL-WH | 0 | 12924104 | DE |  |  |  |  | 35084 | 12384-04-05 PCA3 | HOSPIRA HEALTHCARE CORP | 3860
CHRISTIANA |  | HOSPITAL-WH | 0 | 12924094 | DE |  |  |  |  | 35093 | 12384-04-05 PCA3 | HOSPIRA HEALTHCARE CORP | 3860
CHRISTIANA |  | HOSPITAL-WH | 0 | 12924099 | DE |  |  |  |  | 35087 | 12384-04-05 PCA3 | HOSPIRA HEALTHCARE CORP | 3860
CHRISTIANA |  | HOSPITAL-WH | 0 | 12923948 | DE |  |  |  |  | 35205 | 12384-04-05 PCA3 | HOSPIRA HEALTHCARE CORP | 3860
CHRISTIANA |  | HOSPITAL-WH | 0 | 12923980 | DE |  |  |  |  | 35207 | 12384-04-05 PCA3 | HOSPIRA HEALTHCARE CORP | 3860
CHRISTIANA |  | HOSPITAL-CH | 0 | 12929084 | DE |  |  |  |  | 36849 | 12384-04-05 PCA3 | HOSPIRA HEALTHCARE CORP | 3950
CHRISTIANA |  | HOSPITAL-CH | 0 | 12924004 | DE |  |  |  |  | 35162 | 12384-04-05 PCA3 | HOSPIRA HEALTHCARE CORP | 3860
CHRISTIANA |  |  | 0 | 12929630 | DE |  |  |  |  | 37099 | 12384-04-05 PCA3 | HOSPIRA HEALTHCARE CORP | 3950
CHRISTIANA |  | HOSPITAL-CH | 0 | 12924074 | DE |  |  |  |  | 35164 | 12384-04-05 PCA3 | HOSPIRA HEALTHCARE CORP | 3860
CHRISTIANA |  | HOSPITAL-CH | 0 | 12924097 | DE |  |  |  |  | 35086 | 12384-04-05 PCA3 | HOSPIRA HEALTHCARE CORP | 3860
CHRISTIANA |  | HOSPITAL-WH | 0 | 12923962 | DE |  |  |  |  | 35208 | 12384-04-05 PCA3 | HOSPIRA HEALTHCARE CORP | 3860
CHRISTIANA |  | HOSPITAL-CH | 0 | 12929079 | DE |  |  |  |  | 36850 | 12384-04-05 PCA3 | HOSPIRA HEALTHCARE CORP | 3950
CHRISTIANA |  |  | 0 | 12929643 | DE |  |  |  |  | 37098 | 12384-04-05 PCA3 | HOSPIRA HEALTHCARE CORP | 3950
CHRISTIANA |  | HOSPITAL-WH | 0 | 12924103 | DE |  |  |  |  | 35088 | 12384-04-05 PCA3 | HOSPIRA HEALTHCARE CORP | 3860
CHRISTIANA |  | HOSPITAL-WH | 0 | 12923802 | DE |  |  |  |  | 35204 | 12384-04-05 PCA3 | HOSPIRA HEALTHCARE CORP | 3860
CHRISTIANA |  | HOSPITAL-CH | 0 | 12924006 | DE |  |  |  |  | 35132 | 12384-04-05 PCA3 | HOSPIRA HEALTHCARE CORP | 3860
CHRISTIANA |  | HOSPITAL-WH | 0 | 12924100 | DE |  |  |  |  | 35083 | 12384-04-05 PCA3 | HOSPIRA HEALTHCARE CORP | 3860
CHRISTIANA |  | HOSPITAL-WH | 0 | 12924005 | DE |  |  |  |  | 35203 | 12384-04-05 PCA3 | HOSPIRA HEALTHCARE CORP | 3860
CHRISTIANA |  | HOSPITAL-WH | 0 | 12924106 | DE |  |  |  |  | 35092 | 12384-04-05 PCA3 | HOSPIRA HEALTHCARE CORP | 3860
CHRISTIANA |  | HOSPITAL-CH | 0 | 12924012 | DE |  |  |  |  | 35149 | 12384-04-05 PCA3 | HOSPIRA HEALTHCARE CORP | 3860
CHRISTIANA |  | HOSPITAL-WH | 0 | 12924112 | DE |  |  |  |  | 35094 | 12384-04-05 PCA3 | HOSPIRA HEALTHCARE CORP | 3860
CHRISTIANA |  | HOSPITAL-WH | 0 | 12924128 | DE |  |  |  |  | 35089 | 12384-04-05 PCA3 | HOSPIRA HEALTHCARE CORP | 3860
CHRISTIANA |  | HOSPITAL-CH | 0 | 12929060 | DE |  |  |  |  | 36848 | 12384-04-05 PCA3 | HOSPIRA HEALTHCARE CORP | 3950
CHRISTIANA |  | HOSPITAL-CH | 0 | 12924076 | DE |  |  |  |  | 35168 | 12384-04-05 PCA3 | HOSPIRA HEALTHCARE CORP | 3860
CHRISTIANA |  | HOSPITAL-CH | 0 | 12924080 | DE |  |  |  |  | 35167 | 12384-04-05 PCA3 | HOSPIRA HEALTHCARE CORP | 3860
CHRISTIANA |  | HOSPITAL-WH | 0 | 12924114 | DE |  |  |  |  | 35095 | 12384-04-05 PCA3 | HOSPIRA HEALTHCARE CORP | 3860
CHRISTIANA |  | HOSPITAL-WH | 0 | 12924132 | DE |  |  |  |  | 35081 | 12384-04-05 PCA3 | HOSPIRA HEALTHCARE CORP | 3860
CHRISTIANA |  | HOSPITAL-CH | 0 | 12929089 | DE |  |  |  |  | 36847 | 12384-04-05 PCA3 | HOSPIRA HEALTHCARE CORP | 3950
CHRISTIANA |  | HOSPITAL-CH | 0 | 12929064 | DE |  |  |  |  | 36854 | 12384-04-05 PCA3 | HOSPIRA HEALTHCARE CORP | 3950
CHRISTIANA |  | HOSPITAL-CH | 0 | 12924078 | DE |  |  |  |  | 35165 | 12384-04-05 PCA3 | HOSPIRA HEALTHCARE CORP | 3860
CHRISTIANA |  | HOSPITAL-CH | 0 | 12924062 | DE |  |  |  |  | 35177 | 12384-04-05 PCA3 | HOSPIRA HEALTHCARE CORP | 3860
CHRISTIANA |  | HOSPITAL-CH | 0 | 12924131 | DE |  |  |  |  | 35128 | 12384-04-05 PCA3 | HOSPIRA HEALTHCARE CORP | 3860
CHRISTIANA |  | HOSPITAL-CH | 0 | 12924068 | DE |  |  |  |  | 35187 | 12384-04-05 PCA3 | HOSPIRA HEALTHCARE CORP | 3860
CHRISTIANA |  | HOSPITAL-CH | 0 | 12924101 | DE |  |  |  |  | 35130 | 12384-04-05 PCA3 | HOSPIRA HEALTHCARE CORP | 3860
CHRISTIANA |  | HOSPITAL-CH | 0 | 12924053 | DE |  |  |  |  | 35138 | 12384-04-05 PCA3 | HOSPIRA HEALTHCARE CORP | 3860
CHRISTIANA |  | HOSPITAL-CH | 0 | 12929067 | DE |  |  |  |  | 36856 | 12384-04-05 PCA3 | HOSPIRA HEALTHCARE CORP | 3950
CHRISTIANA |  | HOSPITAL-CH | 0 | 12924011 | DE |  |  |  |  | 35176 | 12384-04-05 PCA3 | HOSPIRA HEALTHCARE CORP | 3860
CHRISTIANA |  | HOSPITAL-CH | 0 | 12924048 | DE |  |  |  |  | 35185 | 12384-04-05 PCA3 | HOSPIRA HEALTHCARE CORP | 3860
CHRISTIANA |  | HOSPITAL-CH | 0 | 12924052 | DE |  |  |  |  | 35131 | 12384-04-05 PCA3 | HOSPIRA HEALTHCARE CORP | 3860
CHRISTIANA |  | HOSPITAL-CH | 0 | 12924023 | DE |  |  |  |  | 35184 | 12384-04-05 PCA3 | HOSPIRA HEALTHCARE CORP | 3860
CHRISTIANA |  | HOSPITAL-CH | 0 | 12924013 | DE |  |  |  |  | 35148 | 12384-04-05 PCA3 | HOSPIRA HEALTHCARE CORP | 3860
CHRISTIANA |  | HOSPITAL-CH | 0 | 12928392 | DE |  |  |  |  | 36857 | 12384-04-05 PCA3 | HOSPIRA HEALTHCARE CORP | 3950
CHRISTIANA |  | HOSPITAL-CH | 0 | 12924067 | DE |  |  |  |  | 35156 | 12384-04-05 PCA3 | HOSPIRA HEALTHCARE CORP | 3860
CHRISTIANA |  | HOSPITAL-CH | 0 | 12924029 | DE |  |  |  |  | 35172 | 12384-04-05 PCA3 | HOSPIRA HEALTHCARE CORP | 3860
CHRISTIANA |  | HOSPITAL-CH | 0 | 12924572 | DE |  |  |  |  | 35179 | 12384-04-05 PCA3 | HOSPIRA HEALTHCARE CORP | 3860
CHRISTIANA |  | HOSPITAL-CH | 0 | 12929055 | DE |  |  |  |  | 36855 | 12384-04-05 PCA3 | HOSPIRA HEALTHCARE CORP | 3950
CHRISTIANA |  | HOSPITAL-CH | 0 | 12929050 | DE |  |  |  |  | 36858 | 12384-04-05 PCA3 | HOSPIRA HEALTHCARE CORP | 3950
CHRISTIANA |  | HOSPITAL-CH | 0 | 12924075 | DE |  |  |  |  | 35163 | 12384-04-05 PCA3 | HOSPIRA HEALTHCARE CORP | 3860
CHRISTIANA |  | HOSPITAL-CH | 0 | 12924038 | DE |  |  |  |  | 35190 | 12384-04-05 PCA3 | HOSPIRA HEALTHCARE CORP | 3860
CHRISTIANA |  | HOSPITAL-CH | 0 | 12929063 | DE |  |  |  |  | 36860 | 12384-04-05 PCA3 | HOSPIRA HEALTHCARE CORP | 3950
CHRISTIANA |  | HOSPITAL-CH | 0 | 12924081 | DE |  |  |  |  | 35183 | 12384-04-05 PCA3 | HOSPIRA HEALTHCARE CORP | 3860
CHRISTIANA |  | HOSPITAL-CH | 0 | 12924058 | DE |  |  |  |  | 35189 | 12384-04-05 PCA3 | HOSPIRA HEALTHCARE CORP | 3860
CHRISTIANA |  | HOSPITAL-CH | 0 | 12924086 | DE |  |  |  |  | 35155 | 12384-04-05 PCA3 | HOSPIRA HEALTHCARE CORP | 3860
CHRISTIANA |  | HOSPITAL-CH | 0 | 12929059 | DE |  |  |  |  | 36861 | 12384-04-05 PCA3 | HOSPIRA HEALTHCARE CORP | 3950
CHRISTIANA |  | HOSPITAL-CH | 0 | 12924085 | DE |  |  |  |  | 35173 | 12384-04-05 PCA3 | HOSPIRA HEALTHCARE CORP | 3860
CHRISTIANA |  | HOSPITAL-CH | 0 | 12924047 | DE |  |  |  |  | 35186 | 12384-04-05 PCA3 | HOSPIRA HEALTHCARE CORP | 3860
CHRISTIANA |  | HOSPITAL-CH | 0 | 12924059 | DE |  |  |  |  | 35169 | 12384-04-05 PCA3 | HOSPIRA HEALTHCARE CORP | 3860
CHRISTIANA |  | HOSPITAL-CH | 0 | 12924107 | DE |  |  |  |  | 35129 | 12384-04-05 PCA3 | HOSPIRA HEALTHCARE CORP | 3860
CHRISTIANA |  | HOSPITAL-CH | 0 | 12924045 | DE |  |  |  |  | 35223 | 12384-04-05 PCA3 | HOSPIRA HEALTHCARE CORP | 3860
CHRISTIANA |  | HOSPITAL-CH | 0 | 12923917 | DE |  |  |  |  | 35142 | 12384-04-05 PCA3 | HOSPIRA HEALTHCARE CORP | 3860
CHRISTIANA |  | HOSPITAL-CH | 0 | 12929090 | DE |  |  |  |  | 36840 | 12384-04-05 PCA3 | HOSPIRA HEALTHCARE CORP | 3950
CHRISTIANA |  | HOSPITAL-CH | 0 | 12923999 | DE |  |  |  |  | 35217 | 12384-04-05 PCA3 | HOSPIRA HEALTHCARE CORP | 3860
CHRISTIANA |  | HOSPITAL-CH | 0 | 12924001 | DE |  |  |  |  | 35145 | 12384-04-05 PCA3 | HOSPIRA HEALTHCARE CORP | 3860
CHRISTIANA |  | HOSPITAL-CH | 0 | 12924037 | DE |  |  |  |  | 35152 | 12384-04-05 PCA3 | HOSPIRA HEALTHCARE CORP | 3860
CHRISTIANA |  | HOSPITAL-CH | 0 | 12925253 | DE |  |  |  |  | 35140 | 12384-04-05 PCA3 | HOSPIRA HEALTHCARE CORP | 3860
CHRISTIANA |  | HOSPITAL-CH | 0 | 12923802 | DE |  |  |  |  | 39589 | 12384-04-05 PCA3 | HOSPIRA HEALTHCARE CORP | 3860
CHRISTIANA |  | HOSPITAL-CH | 0 | 12929037 | DE |  |  |  |  | 36839 | 12384-04-05 PCA3 | HOSPIRA HEALTHCARE CORP | 3950
CHRISTIANA |  | HOSPITAL-CH | 0 | 12924015 | DE |  |  |  |  | 35146 | 12384-04-05 PCA3 | HOSPIRA HEALTHCARE CORP | 3860
CHRISTIANA |  | HOSPITAL-WH | 0 | 12924065 | DE |  |  |  |  | 35160 | 12384-04-05 PCA3 | HOSPIRA HEALTHCARE CORP | 3860
CHRISTIANA |  | HOSPITAL-CH | 0 | 12923922 | DE |  |  |  |  | 35197 | 12384-04-05 PCA3 | HOSPIRA HEALTHCARE CORP | 3860
CHRISTIANA |  | HOSPITAL-CH | 0 | 12923956 | DE |  |  |  |  | 35216 | 12384-04-05 PCA3 | HOSPIRA HEALTHCARE CORP | 3860
CHRISTIANA |  | HOSPITAL-CH | 0 | 12923968 | DE |  |  |  |  | 35199 | 12384-04-05 PCA3 | HOSPIRA HEALTHCARE CORP | 3860
CHRISTIANA |  | HOSPITAL-CH | 0 | 12923712 | DE |  |  |  |  | 35150 | 12384-04-05 PCA3 | HOSPIRA HEALTHCARE CORP | 3860
CHRISTIANA |  | HOSPITAL-CH | 0 | 12924537 | DE |  |  |  |  | 35221 | 12384-04-05 PCA3 | HOSPIRA HEALTHCARE CORP | 3860
CHRISTIANA |  | HOSPITAL-CH | 0 | 12923929 | DE |  |  |  |  | 35225 | 12384-04-05 PCA3 | HOSPIRA HEALTHCARE CORP | 3860
CHRISTIANA |  | HOSPITAL-CH | 0 | 12923946 | DE |  |  |  |  | 35191 | 12384-04-05 PCA3 | HOSPIRA HEALTHCARE CORP | 3860
CHRISTIANA |  | HOSPITAL-CH | 0 | 12924719 | DE |  |  |  |  | 35220 | 12384-04-05 PCA3 | HOSPIRA HEALTHCARE CORP | 3860
CHRISTIANA |  | HOSPITAL-CH | 0 | 12924042 | DE |  |  |  |  | 35151 | 12384-04-05 PCA3 | HOSPIRA HEALTHCARE CORP | 3860
CHRISTIANA |  | HOSPITAL-CH | 0 | 12922350 | DE |  |  |  |  | 35137 | 12384-04-05 PCA3 | HOSPIRA HEALTHCARE CORP | 3860
CHRISTIANA |  | HOSPITAL-WH | 0 | 12926289 | DE |  |  |  |  | 38343 | 12384-04-05 PCA3 | HOSPIRA HEALTHCARE CORP | 3950
CHRISTIANA |  | HOSPITAL-WH | 0 | 12832243 | DE |  |  |  |  | 38345 | 12384-04-05 PCA3 | HOSPIRA HEALTHCARE CORP | 3950
CHRISTIANA |  | HOSPITAL-CH | 0 | 12929033 | DE |  |  |  |  | 36311 | 12384-04-05 PCA3 | HOSPIRA HEALTHCARE CORP | 3950
CHRISTIANA |  | HOSPITAL-CH | 0 | 12923985 | DE |  |  |  |  | 35198 | 12384-04-05 PCA3 | HOSPIRA HEALTHCARE CORP | 3860
CHRISTIANA |  | HOSPITAL-WH | 0 | 12924026 | DE |  |  |  |  | 35206 | 12384-04-05 PCA3 | HOSPIRA HEALTHCARE CORP | 3860
CHRISTIANA |  | HOSPITAL-CH | 0 | 12923979 | DE |  |  |  |  | 35135 | 12384-04-05 PCA3 | HOSPIRA HEALTHCARE CORP | 3860
CHRISTIANA |  |  | 0 | 12929628 | DE |  |  |  |  | 37100 | 12384-04-05 PCA3 | HOSPIRA HEALTHCARE CORP | 3950
CHRISTIANA |  | HOSPITAL-WH | 0 | 12932337 | DE |  |  |  |  | 38344 | 12384-04-05 PCA3 | HOSPIRA HEALTHCARE CORP | 3950
CHRISTIANA |  | HOSPITAL-CH | 0 | 12929069 | DE |  |  |  |  | 36320 | 12384-04-05 PCA3 | HOSPIRA HEALTHCARE CORP | 3950
CHRISTIANA |  | HOSPITAL-CH | 0 | 12923982 | DE |  |  |  |  | 35144 | 12384-04-05 PCA3 | HOSPIRA HEALTHCARE CORP | 3860
CHRISTIANA |  | HOSPITAL-CH | 0 | 12923989 | DE |  |  |  |  | 35154 | 12384-04-05 PCA3 | HOSPIRA HEALTHCARE CORP | 3860
CHRISTIANA |  | HOSPITAL-WH | 0 | 12924002 | DE |  |  |  |  | 35161 | 12384-04-05 PCA3 | HOSPIRA HEALTHCARE CORP | 3860
CHRISTIANA |  | HOSPITAL-CH | 0 | 12924000 | DE |  |  |  |  | 35147 | 12384-04-05 PCA3 | HOSPIRA HEALTHCARE CORP | 3860
CHRISTIANA |  | HOSPITAL-CH | 0 | 12924040 | DE |  |  |  |  | 35214 | 12384-04-05 PCA3 | HOSPIRA HEALTHCARE CORP | 3860
CHRISTIANA |  | HOSPITAL-WH | 0 | 12931830 | DE |  |  |  |  | 38347 | 12384-04-05 PCA3 | HOSPIRA HEALTHCARE CORP | 3950
CHRISTIANA |  | HOSPITAL-WH | 0 | 12932191 | DE |  |  |  |  | 38349 | 12384-04-05 PCA3 | HOSPIRA HEALTHCARE CORP | 3950
CHRISTIANA |  | HOSPITAL-CH | 0 | 12929092 | DE |  |  |  |  | 36321 | 12384-04-05 PCA3 | HOSPIRA HEALTHCARE CORP | 3950
CHRISTIANA |  | HOSPITAL-CH | 0 | 12929052 | DE |  |  |  |  | 36838 | 12384-04-05 PCA3 | HOSPIRA HEALTHCARE CORP | 3950
CHRISTIANA |  | HOSPITAL-CH | 0 | 12923960 | DE |  |  |  |  | 35153 | 12384-04-05 PCA3 | HOSPIRA HEALTHCARE CORP | 3860
CHRISTIANA |  | HOSPITAL-CH | 0 | 12921998 | DE |  |  |  |  | 35215 | 12384-04-05 PCA3 | HOSPIRA HEALTHCARE CORP | 3860
CHRISTIANA |  | HOSPITAL-WH | 0 | 12924041 | DE |  |  |  |  | 35157 | 12384-04-05 PCA3 | HOSPIRA HEALTHCARE CORP | 3860
CHRISTIANA |  | HOSPITAL-WH | 0 | 12924028 | DE |  |  |  |  | 35159 | 12384-04-05 PCA3 | HOSPIRA HEALTHCARE CORP | 3860
CHRISTIANA |  | HOSPITAL-CH | 0 | 12924748 | DE |  |  |  |  | 35195 | 12384-04-05 PCA3 | HOSPIRA HEALTHCARE CORP | 3860
CHRISTIANA |  | HOSPITAL-WH | 0 | 12932232 | DE |  |  |  |  | 38346 | 12384-04-05 PCA3 | HOSPIRA HEALTHCARE CORP | 3950
CHRISTIANA |  | HOSPITAL-WH | 0 | 12932494 | DE |  | 2019-11-13 11:54 |  | Infusion Pumps; Analgesic; Patient-Controlled | 38348 | 12384-04-05 PCA3 | HOSPIRA HEALTHCARE CORP | 3950 | Purchased
CHRISTIANA |  | HOSPITAL-CH | 0 | 12929071 | DE |  |  |  |  | 36322 | 12384-04-05 PCA3 | HOSPIRA HEALTHCARE CORP | 3950
CHRISTIANA |  | HOSPITAL-CH | 0 | 12923992 | DE |  |  |  |  | 35193 | 12384-04-05 PCA3 | HOSPIRA HEALTHCARE CORP | 3860
CHRISTIANA |  | HOSPITAL-CH | 0 | 12926988 | DE |  |  |  |  | 35192 | 12384-04-05 PCA3 | HOSPIRA HEALTHCARE CORP | 3860
CHRISTIANA |  | HOSPITAL-CH | 0 | 12924003 | DE |  |  |  |  | 35158 | 12384-04-05 PCA3 | HOSPIRA HEALTHCARE CORP | 3860
CHRISTIANA |  | HOSPITAL-CH | 0 | 12924077 | DE |  |  |  |  | 35136 | 12384-04-05 PCA3 | HOSPIRA HEALTHCARE CORP | 3860
CHRISTIANA |  | HOSPITAL-WH | 0 | 12923990 | DE |  |  |  |  | 35210 | 12384-04-05 PCA3 | HOSPIRA HEALTHCARE CORP | 3860
CHRISTIANA |  | HOSPITAL-WH | 0 | 12924034 | DE |  |  |  |  | 35211 | 12384-04-05 PCA3 | HOSPIRA HEALTHCARE CORP | 3860
CHRISTIANA |  | HOSPITAL-CH | 0 | 12924055 | DE |  |  |  |  | 35133 | 12384-04-05 PCA3 | HOSPIRA HEALTHCARE CORP | 3860
CHRISTIANA |  | HOSPITAL-CH | 0 | 12924070 | DE |  |  |  |  | 35134 | 12384-04-05 PCA3 | HOSPIRA HEALTHCARE CORP | 3860
CHRISTIANA |  | HOSPITAL-CH | 0 | 12924082 | DE |  |  |  |  | 35143 | 12384-04-05 PCA3 | HOSPIRA HEALTHCARE CORP | 3860
CHRISTIANA |  | HOSPITAL-CH | 0 | 12924022 | DE |  |  |  |  | 35212 | 12384-04-05 PCA3 | HOSPIRA HEALTHCARE CORP | 3860
CHRISTIANA |  | HOSPITAL-CH | 0 | 12929056 | DE |  |  |  |  | 36307 | 12384-04-05 PCA3 | HOSPIRA HEALTHCARE CORP | 3950
CHRISTIANA |  | HOSPITAL-CH | 0 | 12923944 | DE |  |  |  |  | 35181 | 12384-04-05 PCA3 | HOSPIRA HEALTHCARE CORP | 3860
CHRISTIANA |  | HOSPITAL-CH | 0 | 12924019 | DE |  |  |  |  | 35188 | 12384-04-05 PCA3 | HOSPIRA HEALTHCARE CORP | 3860
CHRISTIANA |  | HOSPITAL-WH | 0 | 12924151 | DE |  |  |  |  | 35090 | 12384-04-05 PCA3 | HOSPIRA HEALTHCARE CORP | 3860
CHRISTIANA |  | HOSPITAL-CH | 0 | 12929076 | DE |  |  |  |  | 36308 | 12384-04-05 PCA3 | HOSPIRA HEALTHCARE CORP | 3950
CHRISTIANA |  | HOSPITAL-CH | 0 | 12924017 | DE |  |  |  |  | 35166 | 12384-04-05 PCA3 | HOSPIRA HEALTHCARE CORP | 3860
CHRISTIANA |  | HOSPITAL-WH | 0 | 12924129 | DE |  |  |  |  | 35085 | 12384-04-05 PCA3 | HOSPIRA HEALTHCARE CORP | 3860
CHRISTIANA |  | HOSPITAL-WH | 0 | 12923945 | DE |  |  |  |  | 35202 | 12384-04-05 PCA3 | HOSPIRA HEALTHCARE CORP | 3860
CHRISTIANA |  | HOSPITAL-CH | 0 | 12929070 | DE |  |  |  |  | 36842 | 12384-04-05 PCA3 | HOSPIRA HEALTHCARE CORP | 3950
CHRISTIANA |  | HOSPITAL-CH | 0 | 12923995 | DE |  |  |  |  | 35194 | 12384-04-05 PCA3 | HOSPIRA HEALTHCARE CORP | 3860
CHRISTIANA |  | HOSPITAL-CH | 0 | 12926475 | DE |  |  |  |  | 35218 | 12384-04-05 PCA3 | HOSPIRA HEALTHCARE CORP | 3860
CHRISTIANA |  | HOSPITAL-CH | 0 | 12929058 | DE |  |  |  |  | 36309 | 12384-04-05 PCA3 | HOSPIRA HEALTHCARE CORP | 3950
CHRISTIANA |  | HOSPITAL-WH | 0 | 12924010 | DE |  |  |  |  | 35200 | 12384-04-05 PCA3 | HOSPIRA HEALTHCARE CORP | 3860
CHRISTIANA |  | HOSPITAL-WH | 0 | 12924035 | DE |  |  |  |  | 35222 | 12384-04-05 PCA3 | HOSPIRA HEALTHCARE CORP | 3860
CHRISTIANA |  | HOSPITAL-CH | 0 | 12929057 | DE |  |  |  |  | 36843 | 12384-04-05 PCA3 | HOSPIRA HEALTHCARE CORP | 3950
CHRISTIANA |  | HOSPITAL-CH | 0 | 12929066 | DE |  |  |  |  | 36845 | 12384-04-05 PCA3 | HOSPIRA HEALTHCARE CORP | 3950
CHRISTIANA |  | HOSPITAL-CH | 0 | 12924024 | DE |  |  |  |  | 35196 | 12384-04-05 PCA3 | HOSPIRA HEALTHCARE CORP | 3860
CHRISTIANA |  | HOSPITAL-CH | 0 | 12924032 | DE |  |  |  |  | 35224 | 12384-04-05 PCA3 | HOSPIRA HEALTHCARE CORP | 3860
CHRISTIANA |  | HOSPITAL-CH | 0 | 12929061 | DE |  |  |  |  | 36310 | 12384-04-05 PCA3 | HOSPIRA HEALTHCARE CORP | 3950
CHRISTIANA |  | HOSPITAL-CH | 0 | 12924025 | DE |  |  |  |  | 35178 | 12384-04-05 PCA3 | HOSPIRA HEALTHCARE CORP | 3860
CHRISTIANA |  | HOSPITAL-WH | 0 | 12924014 | DE |  |  |  |  | 35226 | 12384-04-05 PCA3 | HOSPIRA HEALTHCARE CORP | 3860
CHRISTIANA |  | HOSPITAL-CH | 0 | 12921717 | DE |  |  |  |  | 36844 | 12384-04-05 PCA3 | HOSPIRA HEALTHCARE CORP | 3950
CHRISTIANA |  | HOSPITAL-CH | 0 | 12924033 | DE |  |  |  |  | 35219 | 12384-04-05 PCA3 | HOSPIRA HEALTHCARE CORP | 3860
CHRISTIANA |  | HOSPITAL-WH | 0 | 12923958 | DE |  |  |  |  | 35201 | 12384-04-05 PCA3 | HOSPIRA HEALTHCARE CORP | 3860
CHRISTIANA |  | HOSPITAL-WH | 0 | 12924036 | DE |  |  |  |  | 35213 | 12384-04-05 PCA3 | HOSPIRA HEALTHCARE CORP | 3860
CHRISTIANA |  | HOSPITAL-WH | 0 | 12924020 | DE |  |  |  |  | 35209 | 12384-04-05 PCA3 | HOSPIRA HEALTHCARE CORP | 3860
CHRISTIANA |  | HOSPITAL-CH | 0 | 12929038 | DE |  |  |  |  | 36846 | 12384-04-05 PCA3 | HOSPIRA HEALTHCARE CORP | 3950
CHRISTIANA |  |  | 0 | 129700000000 | DE |  |  |  | Anesthesia Kits; Paracervical | 32570 | IRC1135 | INVACARE LTD | 0
CHRISTIANA |  |  | 0 | NONE | DE |  |  |  | Anesthesia Kits; Paracervical | 24957 | IRC1135 | INVACARE LTD | 600
CHRISTIANA |  |  | 0 | NONE | DE |  |  |  | Anesthesia Kits; Paracervical | 28108 | IRC1135 | INVACARE LTD | 700
CHRISTIANA |  | HOSPITAL-CH | 0 | 100192 | DE |  |  |  | Heat Exchangers; Heart-Lung Bypass | 37457 | 939001 | MAQUET Medical Systems USA | 28000
CHRISTIANA |  | HOSPITAL-CH | 0 | 100088 | DE |  |  |  | Heat Exchangers; Heart-Lung Bypass | 37458 | 939001 | MAQUET Medical Systems USA | 28000
CHRISTIANA |  | HOSPITAL-CH | 0 | 100090 | DE |  |  |  | Heat Exchangers; Heart-Lung Bypass | 10229 | 939001 | MAQUET Medical Systems USA | 0
CHRISTIANA |  | HOSPITAL-CH | 3237.33 | 16S11471 | DE |  |  |  | Heat Exchangers; Heart-Lung Bypass | 42159 | 3T | SORIN BIOMEDICAL INC | 29500
CHRISTIANA |  | HOSPITAL-CH | 3237.33 | 16s11469 | DE |  |  |  | Heat Exchangers; Heart-Lung Bypass | 42157 | 3T | SORIN BIOMEDICAL INC | 29500
CHRISTIANA |  | HOSPITAL-CH | 3237.33 | 16S12412 | DE |  |  |  | Heat Exchangers; Heart-Lung Bypass | 47370 | 3T | SORIN BIOMEDICAL INC | 29500
CHRISTIANA |  | HOSPITAL-CH | 0 | 16s11470 | DE |  |  |  | Heat Exchangers; Heart-Lung Bypass | 42158 | 3T | SORIN BIOMEDICAL INC | 29500
CHRISTIANA |  | HOSPITAL-CH | 0 | 1651-1277 | DE |  |  |  | Radiofrequency Therapy Systems; Tissue Ablation | 41721 | 3T | STOECKERT INSTRUMENTE GMBH A SORIN GROUP CO | 0
CHRISTIANA |  | Middletown Care Center(Sleepy Hollow) | 0 | 9304DH0758 | DE |  |  |  | Scales; Patient; Floor | 47628 | Health O Meter Physician Electronic Scal 592KL | HEALTH O METER INC DIV SUNBEAM CORP | 1500
CHRISTIANA |  | Annex | 0 | PB114096 | DE |  |  |  | Freezers; Laboratory | 27235 | ULT390-5AVA | REVCO SCIENTIFIC INC | 2000
CHRISTIANA |  | HOSPITAL-WH | 0 | 6356 | DE |  |  |  | Dental Delivery Units | 27109 | 3IDU201 | Inplant Inovation | 1500
CHRISTIANA |  | HOSPITAL-CH | 0 | 274026 | DE |  |  |  | Viewers; Agglutination | 35497 | Clay Adams Agglutination Viewer 5384 | CLAY ADAMS DIV BECTON DICKINSON AND CO | 3500
CHRISTIANA |  | HOSPITAL-CH | 0 | 1714A00424 | DE |  |  |  | Radiographic Units; Specimen | 12726 | 43805N | PHILIPS MEDICAL SYSTEMS CARDIAC & MONITORING SYSTEMS DIV | 4850
CHRISTIANA |  | HOSPITAL-CH | 0 | 470-601877 | DE |  |  |  | Physiologic Monitor Modules; Electrocardiography | 28722 | 90470 | Spacelabs Healthcare Inc An OSI Systems Co | 2500
CHRISTIANA |  | HOSPITAL-CH | 0 | 470-112968 | DE |  |  |  | Physiologic Monitor Modules; Electrocardiography | 20999 | 90470 | Spacelabs Healthcare Inc An OSI Systems Co | 8000
CHRISTIANA |  | HOSPITAL-CH | 0 | 470-601880 | DE |  |  |  | Physiologic Monitor Modules; Electrocardiography | 28721 | 90470 | Spacelabs Healthcare Inc An OSI Systems Co | 2500
CHRISTIANA |  | HOSPITAL-CH | 0 | 470-110789 | DE |  |  |  | Physiologic Monitor Modules; Electrocardiography | 20998 | 90470 | Spacelabs Healthcare Inc An OSI Systems Co | 8000
CHRISTIANA |  | HOSPITAL-CH | 0 | 470-117007 | DE |  |  |  | Physiologic Monitor Modules; Electrocardiography | 21617 | 90470 | Spacelabs Healthcare Inc An OSI Systems Co | 2500
CHRISTIANA |  | HOSPITAL-CH | 0 | 470-117000 | DE |  |  |  | Physiologic Monitor Modules; Electrocardiography | 21359 | 90470 | Spacelabs Healthcare Inc An OSI Systems Co | 2500
CHRISTIANA |  | HOSPITAL-CH | 0 | 429-100414 | DE |  |  |  | Physiologic Monitor Modules; Electrocardiography | 21618 | 90470 | Spacelabs Healthcare Inc An OSI Systems Co | 2500
CHRISTIANA |  | HOSPITAL-CH | 0 | 470-116999 | DE |  |  |  | Physiologic Monitor Modules; Electrocardiography | 21358 | 90470 | Spacelabs Healthcare Inc An OSI Systems Co | 2500
CHRISTIANA |  | HOSPITAL-CH | 0 | 470-117005 | DE |  |  |  | Physiologic Monitor Modules; Electrocardiography | 21360 | 90470 | Spacelabs Healthcare Inc An OSI Systems Co | 2500
CHRISTIANA |  | HOSPITAL-CH | 0 | 470-600619 | DE |  |  |  | Physiologic Monitor Modules; Electrocardiography | 28209 | 90470 | Spacelabs Healthcare Inc An OSI Systems Co | 2500
CHRISTIANA |  | HOSPITAL-CH | 0 | 470-600773 | DE |  |  |  | Physiologic Monitor Modules; Electrocardiography | 28466 | 90470 | Spacelabs Healthcare Inc An OSI Systems Co | 2500
CHRISTIANA |  | HOSPITAL-CH | 0 | 470-116998 | DE |  |  |  | Physiologic Monitor Modules; Electrocardiography | 21613 | 90470 | Spacelabs Healthcare Inc An OSI Systems Co | 2500
CHRISTIANA |  | HOSPITAL-CH | 0 | 470-117003 | DE |  |  |  | Physiologic Monitor Modules; Electrocardiography | 21615 | 90470 | Spacelabs Healthcare Inc An OSI Systems Co | 2500
CHRISTIANA |  | HOSPITAL-CH | 0 | 470-116997 | DE |  |  |  | Physiologic Monitor Modules; Electrocardiography | 21614 | 90470 | Spacelabs Healthcare Inc An OSI Systems Co | 2500
CHRISTIANA |  | HOSPITAL-CH | 0 | 470-117006 | DE |  |  |  | Physiologic Monitor Modules; Electrocardiography | 21616 | 90470 | Spacelabs Healthcare Inc An OSI Systems Co | 2500
CHRISTIANA |  | HOSPITAL-CH | 0 | 470-601718 | DE |  |  |  | Physiologic Monitor Modules; Electrocardiography | 28723 | 90470 | Spacelabs Healthcare Inc An OSI Systems Co | 2500
CHRISTIANA |  | HOSPITAL-CH | 0 | 470-601872 | DE |  |  |  | Physiologic Monitor Modules; Electrocardiography | 28725 | 90470 | Spacelabs Healthcare Inc An OSI Systems Co | 2500
CHRISTIANA |  | HOSPITAL-CH | 0 | 470-601882 | DE |  |  |  | Physiologic Monitor Modules; Electrocardiography | 28727 | 90470 | Spacelabs Healthcare Inc An OSI Systems Co | 2500
CHRISTIANA |  | HOSPITAL-CH | 0 | 470-601856 | DE |  |  |  | Physiologic Monitor Modules; Electrocardiography | 28724 | 90470 | Spacelabs Healthcare Inc An OSI Systems Co | 2500
CHRISTIANA |  | HOSPITAL-CH | 0 | 470-601771 | DE |  |  |  | Physiologic Monitor Modules; Electrocardiography | 28726 | 90470 | Spacelabs Healthcare Inc An OSI Systems Co | 2500
CHRISTIANA |  | HOSPITAL-CH | 0 | 429-100300 | DE |  |  |  | Physiologic Monitor Modules; Electrocardiography | 21015 | 90470 | Spacelabs Healthcare Inc An OSI Systems Co | 2500
CHRISTIANA |  | HOSPITAL-CH | 0 | 470-117001 | DE |  |  |  | Physiologic Monitor Modules; Electrocardiography | 21611 | 90470 | Spacelabs Healthcare Inc An OSI Systems Co | 2500
CHRISTIANA |  | HOSPITAL-CH | 0 | 470-117004 | DE |  |  |  | Physiologic Monitor Modules; Electrocardiography | 21612 | 90470 | Spacelabs Healthcare Inc An OSI Systems Co | 2500
CHRISTIANA |  | HOSPITAL-CH | 0 | 470-112964 | DE |  |  |  | Physiologic Monitor Modules; Electrocardiography | 20985 | 90470 | Spacelabs Healthcare Inc An OSI Systems Co | 8000
CHRISTIANA |  | HOSPITAL-CH | 0 | 470-112963 | DE |  |  |  | Physiologic Monitor Modules; Electrocardiography | 20986 | 90470 | Spacelabs Healthcare Inc An OSI Systems Co | 8000
CHRISTIANA |  | HOSPITAL-CH | 0 | 470-112972 | DE |  |  |  | Physiologic Monitor Modules; Electrocardiography | 20987 | 90470 | Spacelabs Healthcare Inc An OSI Systems Co | 8000
CHRISTIANA |  | HOSPITAL-CH | 0 | 470-112970 | DE |  |  |  | Physiologic Monitor Modules; Electrocardiography | 20990 | 90470 | Spacelabs Healthcare Inc An OSI Systems Co | 8000
CHRISTIANA |  | HOSPITAL-CH | 0 | 470-111705 | DE |  |  |  | Physiologic Monitor Modules; Electrocardiography | 20992 | 90470 | Spacelabs Healthcare Inc An OSI Systems Co | 8000
CHRISTIANA |  | HOSPITAL-CH | 0 | 470-112965 | DE |  |  |  | Physiologic Monitor Modules; Electrocardiography | 20988 | 90470 | Spacelabs Healthcare Inc An OSI Systems Co | 8000
CHRISTIANA |  | HOSPITAL-CH | 0 | 470-112966 | DE |  |  |  | Physiologic Monitor Modules; Electrocardiography | 20991 | 90470 | Spacelabs Healthcare Inc An OSI Systems Co | 8000
CHRISTIANA |  | HOSPITAL-CH | 0 | 470-112967 | DE |  |  |  | Physiologic Monitor Modules; Electrocardiography | 20994 | 90470 | Spacelabs Healthcare Inc An OSI Systems Co | 8000
CHRISTIANA |  | HOSPITAL-CH | 0 | 470-112969 | DE |  |  |  | Physiologic Monitor Modules; Electrocardiography | 20993 | 90470 | Spacelabs Healthcare Inc An OSI Systems Co | 8000
CHRISTIANA |  | HOSPITAL-CH | 0 | 470-110959 | DE |  |  |  | Physiologic Monitor Modules; Electrocardiography | 20996 | 90470 | Spacelabs Healthcare Inc An OSI Systems Co | 8000
CHRISTIANA |  | HOSPITAL-CH | 0 | 13000004 | DE |  |  |  | Monitors; Bedside; Fetal | 26223 | 118 | GE MEDICAL SYSTEMS | 10000
CHRISTIANA |  | HOSPITAL-CH | 0 | 13002738 | DE |  |  |  | Monitors; Bedside; Fetal | 27794 | 118 | GE MEDICAL SYSTEMS | 9492
CHRISTIANA |  | HOSPITAL-CH | 0 | 118BAL13000009 | DE |  |  |  | Monitors; Bedside; Fetal | 23773 | 118 | GE MEDICAL SYSTEMS | 10000
CHRISTIANA |  | HOSPITAL-CH | 0 | 13000003 | DE |  |  |  | Monitors; Bedside; Fetal | 23775 | 118 | GE MEDICAL SYSTEMS | 10000
CHRISTIANA |  | HOSPITAL-CH | 0 | 13000102 | DE |  |  |  | Monitors; Bedside; Fetal | 25574 | 118 | GE MEDICAL SYSTEMS | 10000
CHRISTIANA |  | HOSPITAL-CH | 0 | 13002386 | DE |  |  |  | Monitors; Bedside; Fetal | 27002 | 118 | GE MEDICAL SYSTEMS | 10000
CHRISTIANA |  | HOSPITAL-CH | 0 | 13002384 | DE |  |  |  | Monitors; Bedside; Fetal | 27003 | 118 | GE MEDICAL SYSTEMS | 10000
CHRISTIANA |  | HOSPITAL-CH | 0 | 118DAL13001316 | DE |  |  |  | Monitors; Bedside; Fetal | 25944 | 118 | GE MEDICAL SYSTEMS | 10000
CHRISTIANA |  | HOSPITAL-WH | 0 | 118DAL13001340 | DE |  |  |  | Monitors; Bedside; Fetal | 25946 | 118 | GE MEDICAL SYSTEMS | 10000
CHRISTIANA |  | HOSPITAL-CH | 0 | 118BAL13001335 | DE |  |  |  | Monitors; Bedside; Fetal | 25945 | 118 | GE MEDICAL SYSTEMS | 10000
CHRISTIANA |  | HOSPITAL-CH | 0 | 4015 | DE |  |  |  | Insufflators | 21273 | 20612C | STORZ ENDOSCOPY-AMERICA INC | 3980
CHRISTIANA |  | HOSPITAL-CH | 0 | 21561312A422 | DE |  | 2015-10-31 20:00 |  | Physiologic Monitor Modules; Pulse Oximetry | 61271 | 10076644 PHYSIOLOGIC MODULES; PULSE OX | Covidien Auto Suture Div Covidien | 425
CHRISTIANA |  | HOSPITAL-CH | 0 | 561306A633 | DE |  | 2015-10-31 20:00 |  | Physiologic Monitor Modules; Pulse Oximetry | 61273 | 10076644 PHYSIOLOGIC MODULES; PULSE OX | Covidien Auto Suture Div Covidien | 425
CHRISTIANA |  | HOSPITAL-CH | 0 | 561313A763 | DE |  | 2015-10-31 20:00 |  | Physiologic Monitor Modules; Pulse Oximetry | 61292 | 10076644 PHYSIOLOGIC MODULES; PULSE OX | Covidien Auto Suture Div Covidien | 425
CHRISTIANA |  | HOSPITAL-CH | 0 | 561311A197 | DE |  | 2015-10-31 20:00 |  | Physiologic Monitor Modules; Pulse Oximetry | 61294 | 10076644 PHYSIOLOGIC MODULES; PULSE OX | Covidien Auto Suture Div Covidien | 425
CHRISTIANA |  | HOSPITAL-CH | 0 | 561310A735 | DE |  | 2015-10-31 20:00 |  | Physiologic Monitor Modules; Pulse Oximetry | 61296 | 10076644 PHYSIOLOGIC MODULES; PULSE OX | Covidien Auto Suture Div Covidien | 425
CHRISTIANA |  | HOSPITAL-CH | 0 | 561306A656 | DE |  | 2015-10-31 20:00 |  | Physiologic Monitor Modules; Pulse Oximetry | 61211 | 10076644 PHYSIOLOGIC MODULES; PULSE OX | Covidien Auto Suture Div Covidien | 425
CHRISTIANA |  | HOSPITAL-CH | 0 | 561306A655 | DE |  | 2015-10-31 20:00 |  | Physiologic Monitor Modules; Pulse Oximetry | 61258 | 10076644 PHYSIOLOGIC MODULES; PULSE OX | Covidien Auto Suture Div Covidien | 425
CHRISTIANA |  | HOSPITAL-CH | 0 | 561304A012 | DE |  | 2015-10-31 20:00 |  | Physiologic Monitor Modules; Pulse Oximetry | 61407 | 10076644 PHYSIOLOGIC MODULES; PULSE OX | Covidien Auto Suture Div Covidien | 425
CHRISTIANA |  | HOSPITAL-CH | 0 | 561313A590 | DE |  | 2015-10-31 20:00 |  | Physiologic Monitor Modules; Pulse Oximetry | 61269 | 10076644 PHYSIOLOGIC MODULES; PULSE OX | Covidien Auto Suture Div Covidien | 425
CHRISTIANA |  | HOSPITAL-CH | 0 | 561313A778 | DE |  | 2015-10-31 20:00 |  | Physiologic Monitor Modules; Pulse Oximetry | 61373 | 10076644 PHYSIOLOGIC MODULES; PULSE OX | Covidien Auto Suture Div Covidien | 425
CHRISTIANA |  | HOSPITAL-CH | 0 | 561312A428 | DE |  | 2015-10-31 20:00 |  | Physiologic Monitor Modules; Pulse Oximetry | 61201 | 10076644 PHYSIOLOGIC MODULES; PULSE OX | Covidien Auto Suture Div Covidien | 425
CHRISTIANA |  | HOSPITAL-CH | 0 | 561313A668 | DE |  | 2015-10-31 20:00 |  | Physiologic Monitor Modules; Pulse Oximetry | 61249 | 10076644 PHYSIOLOGIC MODULES; PULSE OX | Covidien Auto Suture Div Covidien | 425
CHRISTIANA |  | HOSPITAL-CH | 0 | 561312A461 | DE |  | 2015-10-31 20:00 |  | Physiologic Monitor Modules; Pulse Oximetry | 61203 | 10076644 PHYSIOLOGIC MODULES; PULSE OX | Covidien Auto Suture Div Covidien | 425
CHRISTIANA |  | HOSPITAL-CH | 0 | 561310A604 | DE |  | 2015-10-31 20:00 |  | Physiologic Monitor Modules; Pulse Oximetry | 61191 | 10076644 PHYSIOLOGIC MODULES; PULSE OX | Covidien Auto Suture Div Covidien | 425
CHRISTIANA |  | HOSPITAL-CH | 0 | 561313A781 | DE |  | 2015-10-31 20:00 |  | Physiologic Monitor Modules; Pulse Oximetry | 61353 | 10076644 PHYSIOLOGIC MODULES; PULSE OX | Covidien Auto Suture Div Covidien | 425
CHRISTIANA |  | HOSPITAL-CH | 0 | 561310A603 | DE |  | 2015-10-31 20:00 |  | Physiologic Monitor Modules; Pulse Oximetry | 61192 | 10076644 PHYSIOLOGIC MODULES; PULSE OX | Covidien Auto Suture Div Covidien | 425
CHRISTIANA |  | HOSPITAL-CH | 0 | 561313A770 | DE |  | 2015-10-31 20:00 |  | Physiologic Monitor Modules; Pulse Oximetry | 61354 | 10076644 PHYSIOLOGIC MODULES; PULSE OX | Covidien Auto Suture Div Covidien | 425
CHRISTIANA |  | HOSPITAL-CH | 0 | 561309A555 | DE |  | 2015-10-31 20:00 |  | Physiologic Monitor Modules; Pulse Oximetry | 61266 | 10076644 PHYSIOLOGIC MODULES; PULSE OX | Covidien Auto Suture Div Covidien | 425
CHRISTIANA |  | HOSPITAL-CH | 0 | 561313A588 | DE |  | 2015-10-31 20:00 |  | Physiologic Monitor Modules; Pulse Oximetry | 61268 | 10076644 PHYSIOLOGIC MODULES; PULSE OX | Covidien Auto Suture Div Covidien | 425
CHRISTIANA |  | HOSPITAL-CH | 0 | 561311A089 | DE |  | 2015-10-31 20:00 |  | Physiologic Monitor Modules; Pulse Oximetry | 61335 | 10076644 PHYSIOLOGIC MODULES; PULSE OX | Covidien Auto Suture Div Covidien | 425
CHRISTIANA |  | HOSPITAL-CH | 0 | 561313A672 | DE |  | 2015-10-31 20:00 |  | Physiologic Monitor Modules; Pulse Oximetry | 61283 | 10076644 PHYSIOLOGIC MODULES; PULSE OX | Covidien Auto Suture Div Covidien | 425
CHRISTIANA |  | HOSPITAL-CH | 0 | T01G24158 | DE |  |  |  | Defibrillator/Pacemakers; External | 31777 | M SERIES BIPHAS | ZOLL MEDICAL CORP | 0
CHRISTIANA |  | HOSPITAL-CH | 0 | T01G24157 | DE |  |  |  | Defibrillator/Pacemakers; External | 31775 | M SERIES BIPHAS | ZOLL MEDICAL CORP | 0
CHRISTIANA |  | HOSPITAL-CH | 0 | T01G24494 | DE |  |  |  | Defibrillator/Pacemakers; External | 31774 | M SERIES BIPHAS | ZOLL MEDICAL CORP | 0
CHRISTIANA |  | HOSPITAL-CH | 0 | T01G24501 | DE |  |  |  | Defibrillator/Pacemakers; External | 31776 | M SERIES BIPHAS | ZOLL MEDICAL CORP | 0
CHRISTIANA |  | HCCC | 0 | TCP 1783820607 | DE |  |  |  | TELEMETRY UNITS | 42071 | HTS H20 TRENS CENTER | Life Systems International | 2500
CHRISTIANA |  | HOSPITAL-CH | 0 | 4486 | DE |  | 2007-08-22 20:00 |  | Centrifuges; Tabletop; Low-Speed | 40214 | Micro-Centrifuge DW-41 | Qualicon | 5000
CHRISTIANA |  | HOSPITAL-WH | 0 | NONE | DE |  |  |  | Filter; Air. Gas/Vapor; Filter; Steam Assy | STEAM FILTER 3 | 23/75R | PARKER AND BALSTON | 0
CHRISTIANA |  | HOSPITAL-WH | 0 | NONE | DE |  |  |  | Filter; Air. Gas/Vapor; Filter; Steam Assy | STEAM FILTER 2 | 23/75R | PARKER AND BALSTON | 0
CHRISTIANA |  | HOSPITAL-WH | 0 | NONE | DE |  |  |  | Filter; Air. Gas/Vapor; Filter; Steam Assy | STEAM FILTER 1 | 23/75R | PARKER AND BALSTON | 0
CHRISTIANA |  | HOSPITAL-WH | 0 | NONE | DE |  |  |  | Filter; Air. Gas/Vapor; Filter; Steam Assy | STEAM FILTER 4 | 23/75R | PARKER AND BALSTON | 0
CHRISTIANA |  | Foulkstone Plaza | 0 | NONE | DE |  |  |  | Exercisers; Aerobic; Stationary Bicycle; Upright | 48082 | LifeCycle Upright Exercise Bike 9100 | Life Fitness | 7500
CHRISTIANA |  |  | 0 | 819486 |  |  |  |  | Exercisers; Aerobic; Stationary Bicycle; Upright | 37160 | LifeCycle Upright Exercise Bike 9100 | Life Fitness | 7500
CHRISTIANA |  | Foulkstone Plaza | 0 | NONE | DE |  |  |  | Exercisers; Aerobic; Stationary Bicycle; Upright | 48074 | LifeCycle Upright Exercise Bike 9100 | Life Fitness | 7500
CHRISTIANA |  | HOSPITAL-CH | 0 | 8100-K6902 | DE |  |  |  | Sphygmomanometers; Electronic; Automatic | 20071 | 8100 Sphygmomanometers; Electronic; Automatic 8100 | GE MEDICAL SYSTEMS | 2236
CHRISTIANA |  | HOSPITAL-CH | 0 | 8100-K6838 | DE |  |  |  | Sphygmomanometers; Electronic; Automatic | 20073 | 8100 Sphygmomanometers; Electronic; Automatic 8100 | GE MEDICAL SYSTEMS | 2461
CHRISTIANA |  | WH SURGI | 0 | 8100H5478 | DE |  | 1988-08-27 20:00 |  | Sphygmomanometers; Electronic; Automatic | 14111 | 8100 Sphygmomanometers; Electronic; Automatic 8100 | GE MEDICAL SYSTEMS | 2813
CHRISTIANA |  | HOSPITAL-CH | 0 | 8100-K1554 | DE |  |  |  | Sphygmomanometers; Electronic; Automatic | 18751 | 8100 Sphygmomanometers; Electronic; Automatic 8100 | GE MEDICAL SYSTEMS | 2461
CHRISTIANA |  | WH SURGI | 0 | 8100-J1657 | DE |  |  |  | Sphygmomanometers; Electronic; Automatic | 29913 | 8100 Sphygmomanometers; Electronic; Automatic 8100 | GE MEDICAL SYSTEMS | 2500
CHRISTIANA |  | CANCER CENTER | 0 | 8100-L2232 | DE |  |  |  | Sphygmomanometers; Electronic; Automatic | 20785 | 8100 Sphygmomanometers; Electronic; Automatic 8100 | GE MEDICAL SYSTEMS | 5641
CHRISTIANA |  | HOSPITAL-CH | 0 | 8100-K6899 | DE |  |  |  | Sphygmomanometers; Electronic; Automatic | 20070 | 8100 Sphygmomanometers; Electronic; Automatic 8100 | GE MEDICAL SYSTEMS | 2500
CHRISTIANA |  | HOSPITAL-CH | 0 | 8100-K6882 | DE |  |  |  | Sphygmomanometers; Electronic; Automatic | 20072 | 8100 Sphygmomanometers; Electronic; Automatic 8100 | GE MEDICAL SYSTEMS | 2236
CHRISTIANA |  |  | 0 | 8100-L7351 | DE |  |  |  | Sphygmomanometers; Electronic; Automatic | 22707 | 8100 Sphygmomanometers; Electronic; Automatic 8100 | GE MEDICAL SYSTEMS | 2997.25
CHRISTIANA |  | HOSPITAL-CH | 0 | 8100-L7341 | DE |  |  |  | Sphygmomanometers; Electronic; Automatic | 22708 | 8100 Sphygmomanometers; Electronic; Automatic 8100 | GE MEDICAL SYSTEMS | 2997.25
CHRISTIANA |  | HOSPITAL-CH | 0 | 8100-K6892 | DE |  |  |  | Sphygmomanometers; Electronic; Automatic | 20077 | 8100 Sphygmomanometers; Electronic; Automatic 8100 | GE MEDICAL SYSTEMS | 2739
CHRISTIANA |  | HOSPITAL-CH | 0 | 8100-L7348 | DE |  |  |  | Sphygmomanometers; Electronic; Automatic | 22704 | 8100 Sphygmomanometers; Electronic; Automatic 8100 | GE MEDICAL SYSTEMS | 2719
CHRISTIANA |  | HOSPITAL-CH | 0 | 8100-K6887 | DE |  |  |  | Sphygmomanometers; Electronic; Automatic | 20074 | 8100 Sphygmomanometers; Electronic; Automatic 8100 | GE MEDICAL SYSTEMS | 2807
CHRISTIANA |  | CH-SURGI | 0 | 8100-K6819 | DE |  |  |  | Sphygmomanometers; Electronic; Automatic | 20076 | 8100 Sphygmomanometers; Electronic; Automatic 8100 | GE MEDICAL SYSTEMS | 2786
CHRISTIANA |  | HOSPITAL-WH | 0 | 8100-L4275 | DE |  |  |  | Sphygmomanometers; Electronic; Automatic | 21298 | 8100 Sphygmomanometers; Electronic; Automatic 8100 | GE MEDICAL SYSTEMS | 2500
CHRISTIANA |  | HOSPITAL-CH | 0 | 8100-K3742 | DE |  |  |  | Sphygmomanometers; Electronic; Automatic | 19339 | 8100 Sphygmomanometers; Electronic; Automatic 8100 | GE MEDICAL SYSTEMS | 2403
CHRISTIANA |  | HOSPITAL-CH | 0 | 8100-L7346 | DE |  |  |  | Sphygmomanometers; Electronic; Automatic | 22705 | 8100 Sphygmomanometers; Electronic; Automatic 8100 | GE MEDICAL SYSTEMS | 2362
CHRISTIANA |  | WH SURGI | 0 | 8100-L5078 | DE |  |  |  | Sphygmomanometers; Electronic; Automatic | 21771 | 8100 Sphygmomanometers; Electronic; Automatic 8100 | GE MEDICAL SYSTEMS | 3169
CHRISTIANA |  |  | 0 | 8100H9848 | DE |  |  |  | Sphygmomanometers; Electronic; Automatic | 16004 | 8100 Sphygmomanometers; Electronic; Automatic 8100 | GE MEDICAL SYSTEMS | 2614
CHRISTIANA |  | HOSPITAL-CH | 0 | 8100-L7347 | DE |  |  |  | Sphygmomanometers; Electronic; Automatic | 22709 | 8100 Sphygmomanometers; Electronic; Automatic 8100 | GE MEDICAL SYSTEMS | 2997.25
CHRISTIANA |  | HOSPITAL-CH | 0 | 8100H9928 | DE |  |  |  | Sphygmomanometers; Electronic; Automatic | 16003 | 8100 Sphygmomanometers; Electronic; Automatic 8100 | GE MEDICAL SYSTEMS | 2786
CHRISTIANA |  | HOSPITAL-CH | 0 | 8100H9941 | DE |  |  |  | Sphygmomanometers; Electronic; Automatic | 16005 | 8100 Sphygmomanometers; Electronic; Automatic 8100 | GE MEDICAL SYSTEMS | 2758
CHRISTIANA |  | HOSPITAL-CH | 0 | 8100-H9293 | DE |  |  |  | Sphygmomanometers; Electronic; Automatic | 10182 | 8100 Sphygmomanometers; Electronic; Automatic 8100 | GE MEDICAL SYSTEMS | 1754
CHRISTIANA |  | CANCER CENTER | 0 | 8100-K1555 | DE |  |  |  | Sphygmomanometers; Electronic; Automatic | 18750 | 8100 Sphygmomanometers; Electronic; Automatic 8100 | GE MEDICAL SYSTEMS | 2345
CHRISTIANA |  | HOSPITAL-WH | 0 | 8100-H6053 | DE |  |  |  | Sphygmomanometers; Electronic; Automatic | 10175 | 8100 Sphygmomanometers; Electronic; Automatic 8100 | GE MEDICAL SYSTEMS | 2641
CHRISTIANA |  | HOSPITAL-CH | 0 | K8720 | DE |  |  |  | Sphygmomanometers; Electronic; Automatic | 20946 | 8100 Sphygmomanometers; Electronic; Automatic 8100 | GE MEDICAL SYSTEMS | 2500
CHRISTIANA |  | HOSPITAL-CH | 0 | K8716 | DE |  |  |  | Sphygmomanometers; Electronic; Automatic | 20949 | 8100 Sphygmomanometers; Electronic; Automatic 8100 | GE MEDICAL SYSTEMS | 2236
CHRISTIANA |  | HOSPITAL-CH | 0 | L1138 | DE |  |  |  | Sphygmomanometers; Electronic; Automatic | 20510 | 8100 Sphygmomanometers; Electronic; Automatic 8100 | GE MEDICAL SYSTEMS | 2457.04
CHRISTIANA |  | HOSPITAL-WH | 0 | K8721 | DE |  |  |  | Sphygmomanometers; Electronic; Automatic | 20948 | 8100 Sphygmomanometers; Electronic; Automatic 8100 | GE MEDICAL SYSTEMS | 2500
CHRISTIANA |  | HOSPITAL-CH | 0 | 8100-L1148 | DE |  |  |  | Sphygmomanometers; Electronic; Automatic | 20509 | 8100 Sphygmomanometers; Electronic; Automatic 8100 | GE MEDICAL SYSTEMS | 2495
CHRISTIANA |  | HOSPITAL-CH | 0 | 8100-L2844 | DE |  |  |  | Sphygmomanometers; Electronic; Automatic | 20962 | 8100 Sphygmomanometers; Electronic; Automatic 8100 | GE MEDICAL SYSTEMS | 2786
CHRISTIANA |  | HOSPITAL-CH | 0 | 8100-J9517 | DE |  |  |  | Sphygmomanometers; Electronic; Automatic | 18485 | 8100 Sphygmomanometers; Electronic; Automatic 8100 | GE MEDICAL SYSTEMS | 2663
CHRISTIANA |  | CH-SURGI | 0 | 8100-K4561 | DE |  |  |  | Sphygmomanometers; Electronic; Automatic | 19583 | 8100 Sphygmomanometers; Electronic; Automatic 8100 | GE MEDICAL SYSTEMS | 2402.85
CHRISTIANA |  | HOSPITAL-CH | 0 | 8100-J9775 | DE |  |  |  | Sphygmomanometers; Electronic; Automatic | 18486 | 8100 Sphygmomanometers; Electronic; Automatic 8100 | GE MEDICAL SYSTEMS | 2786
CHRISTIANA |  | HOSPITAL-CH | 0 | 8100J7020 | DE |  |  |  | Sphygmomanometers; Electronic; Automatic | 17775 | 8100 Sphygmomanometers; Electronic; Automatic 8100 | GE MEDICAL SYSTEMS | 2785
CHRISTIANA |  | HOSPITAL-WH | 0 | 8100J2981 | DE |  |  |  | Sphygmomanometers; Electronic; Automatic | 12352 | 8100 Sphygmomanometers; Electronic; Automatic 8100 | GE MEDICAL SYSTEMS | 2708
CHRISTIANA |  | HOSPITAL-WH | 0 | 8100J6996 | DE |  |  |  | Sphygmomanometers; Electronic; Automatic | 17774 | 8100 Sphygmomanometers; Electronic; Automatic 8100 | GE MEDICAL SYSTEMS | 3020
CHRISTIANA |  | HOSPITAL-WH | 0 | 8100J7079 | DE |  |  |  | Sphygmomanometers; Electronic; Automatic | 17776 | 8100 Sphygmomanometers; Electronic; Automatic 8100 | GE MEDICAL SYSTEMS | 2786
CHRISTIANA |  | HOSPITAL-CH | 0 | 8100-K4841 | DE |  |  |  | Sphygmomanometers; Electronic; Automatic | 19673 | 8100 Sphygmomanometers; Electronic; Automatic 8100 | GE MEDICAL SYSTEMS | 2557
CHRISTIANA |  | CONCORD M.O.B. | 0 | 8100-L4523 | PA |  |  |  | Sphygmomanometers; Electronic; Automatic | 21651 | 8100 Sphygmomanometers; Electronic; Automatic 8100 | GE MEDICAL SYSTEMS | 2837
CHRISTIANA |  | HOSPITAL-WH | 0 | 8100-L4677 | DE |  |  |  | Sphygmomanometers; Electronic; Automatic | 21720 | 8100 Sphygmomanometers; Electronic; Automatic 8100 | GE MEDICAL SYSTEMS | 2966
CHRISTIANA |  | HOSPITAL-CH | 0 | 8100-L4095 | DE |  |  |  | Sphygmomanometers; Electronic; Automatic | 21233 | 8100 Sphygmomanometers; Electronic; Automatic 8100 | GE MEDICAL SYSTEMS | 2500
CHRISTIANA |  | HOSPITAL-WH | 0 | 8100-K6827 | DE |  |  |  | Sphygmomanometers; Electronic; Automatic | 20066 | 8100 Sphygmomanometers; Electronic; Automatic 8100 | GE MEDICAL SYSTEMS | 2557
CHRISTIANA |  | HOSPITAL-CH | 0 | 8100-K6893 | DE |  |  |  | Sphygmomanometers; Electronic; Automatic | 20069 | 8100 Sphygmomanometers; Electronic; Automatic 8100 | GE MEDICAL SYSTEMS | 2461
CHRISTIANA |  | HOSPITAL-CH | 0 | 8100J2873 | DE |  |  |  | Sphygmomanometers; Electronic; Automatic | 16615 | 8100 Sphygmomanometers; Electronic; Automatic 8100 | GE MEDICAL SYSTEMS | 2557
CHRISTIANA |  | HOSPITAL-CH | 0 | 8100J6970 | DE |  |  |  | Sphygmomanometers; Electronic; Automatic | 17780 | 8100 Sphygmomanometers; Electronic; Automatic 8100 | GE MEDICAL SYSTEMS | 2605.5
CHRISTIANA |  | PMRI | 0 | 8100H1569 | DE |  | 1988-08-27 20:00 |  | Sphygmomanometers; Electronic; Automatic | 13324 | 8100 Sphygmomanometers; Electronic; Automatic 8100 | GE MEDICAL SYSTEMS | 1754
CHRISTIANA |  | HOSPITAL-CH | 0 | 8100-K6865 | DE |  |  |  | Sphygmomanometers; Electronic; Automatic | 20065 | 8100 Sphygmomanometers; Electronic; Automatic 8100 | GE MEDICAL SYSTEMS | 2236
CHRISTIANA |  | HOSPITAL-CH | 0 | 8100-K6872 | DE |  |  |  | Sphygmomanometers; Electronic; Automatic | 20068 | 8100 Sphygmomanometers; Electronic; Automatic 8100 | GE MEDICAL SYSTEMS | 4358
CHRISTIANA |  | HOSPITAL-CH | 0 | 8100J2916 | DE |  |  |  | Sphygmomanometers; Electronic; Automatic | 16617 | 8100 Sphygmomanometers; Electronic; Automatic 8100 | GE MEDICAL SYSTEMS | 2560
CHRISTIANA |  | HOSPITAL-WH | 0 | 8100-K9529 | DE |  |  |  | Sphygmomanometers; Electronic; Automatic | 20127 | 8100 Sphygmomanometers; Electronic; Automatic 8100 | GE MEDICAL SYSTEMS | 4390
CHRISTIANA |  | HOSPITAL-CH | 0 | 8100-L7321 | DE |  |  |  | Sphygmomanometers; Electronic; Automatic | 21722 | 8100 Sphygmomanometers; Electronic; Automatic 8100 | GE MEDICAL SYSTEMS | 2155
CHRISTIANA |  | HOSPITAL-CH | 0 | L1133 | DE |  |  |  | Sphygmomanometers; Electronic; Automatic | 20512 | 8100 Sphygmomanometers; Electronic; Automatic 8100 | GE MEDICAL SYSTEMS | 2687
CHRISTIANA |  | WH SURGI | 0 | 8100-J9867 | DE |  |  |  | Sphygmomanometers; Electronic; Automatic | 29914 | 8100 Sphygmomanometers; Electronic; Automatic 8100 | GE MEDICAL SYSTEMS | 2499.99
CHRISTIANA |  | WH SURGI | 0 | 8100-H1732 | DE |  |  |  | Sphygmomanometers; Electronic; Automatic | 29916 | 8100 Sphygmomanometers; Electronic; Automatic 8100 | GE MEDICAL SYSTEMS | 2499.99
CHRISTIANA |  | HOSPITAL-WH | 0 | 8100-K9520 | DE |  |  |  | Sphygmomanometers; Electronic; Automatic | 20128 | 8100 Sphygmomanometers; Electronic; Automatic 8100 | GE MEDICAL SYSTEMS | 2687
CHRISTIANA |  | HOSPITAL-CH | 0 | 8100-H9236 | DE |  |  |  | Sphygmomanometers; Electronic; Automatic | 12266 | 8100 Sphygmomanometers; Electronic; Automatic 8100 | GE MEDICAL SYSTEMS | 2500
CHRISTIANA |  | HOSPITAL-WH | 0 | 8100-L1471 | DE |  |  |  | Sphygmomanometers; Electronic; Automatic | 20571 | 8100 Sphygmomanometers; Electronic; Automatic 8100 | GE MEDICAL SYSTEMS | 2719
CHRISTIANA |  | HOSPITAL-CH | 0 | 8100-K4416 | DE |  |  |  | Sphygmomanometers; Electronic; Automatic | 19390 | 8100 Sphygmomanometers; Electronic; Automatic 8100 | GE MEDICAL SYSTEMS | 4358
CHRISTIANA |  | HOSPITAL-CH | 0 | 8100-L3617 | DE |  |  |  | Sphygmomanometers; Electronic; Automatic | 21124 | 8100 Sphygmomanometers; Electronic; Automatic 8100 | GE MEDICAL SYSTEMS | 2813
CHRISTIANA |  | HOSPITAL-CH | 0 | L1139 | DE |  |  |  | Sphygmomanometers; Electronic; Automatic | 20513 | 8100 Sphygmomanometers; Electronic; Automatic 8100 | GE MEDICAL SYSTEMS | 2663
CHRISTIANA |  | HOSPITAL-WH | 0 | 8100-J9928 | DE |  |  |  | Sphygmomanometers; Electronic; Automatic | 29912 | 8100 Sphygmomanometers; Electronic; Automatic 8100 | GE MEDICAL SYSTEMS | 2499.99
CHRISTIANA |  | HOSPITAL-CH | 0 | 8100H1555 | DE |  |  |  | Sphygmomanometers; Electronic; Automatic | 10263 | 8100 Sphygmomanometers; Electronic; Automatic 8100 | GE MEDICAL SYSTEMS | 1754
CHRISTIANA |  | HOSPITAL-CH | 0 | K9598 | DE |  |  |  | Sphygmomanometers; Electronic; Automatic | 20529 | 8100 Sphygmomanometers; Electronic; Automatic 8100 | GE MEDICAL SYSTEMS | 2785
CHRISTIANA |  | HOSPITAL-WH | 0 | 8100J6117 | DE |  |  |  | Sphygmomanometers; Electronic; Automatic | 17772 | 8100 Sphygmomanometers; Electronic; Automatic 8100 | GE MEDICAL SYSTEMS | 2779
CHRISTIANA |  | HOSPITAL-WH | 0 | 8100-K6108 | DE |  |  |  | Sphygmomanometers; Electronic; Automatic | 19871 | 8100 Sphygmomanometers; Electronic; Automatic 8100 | GE MEDICAL SYSTEMS | 2236
CHRISTIANA |  | WH SURGI | 0 | 8100-K1055 | DE |  |  |  | Sphygmomanometers; Electronic; Automatic | 29917 | 8100 Sphygmomanometers; Electronic; Automatic 8100 | GE MEDICAL SYSTEMS | 2641
CHRISTIANA |  | HOSPITAL-CH | 0 | K9994 | DE |  |  |  | Sphygmomanometers; Electronic; Automatic | 20528 | 8100 Sphygmomanometers; Electronic; Automatic 8100 | GE MEDICAL SYSTEMS | 2500
CHRISTIANA |  | HOSPITAL-CH | 0 | 8100SJ6300 | DE |  |  |  | Sphygmomanometers; Electronic; Automatic | 17769 | 8100 Sphygmomanometers; Electronic; Automatic 8100 | GE MEDICAL SYSTEMS | 2155
CHRISTIANA |  | HOSPITAL-WH | 0 | 8100J6851 | DE |  |  |  | Sphygmomanometers; Electronic; Automatic | 17773 | 8100 Sphygmomanometers; Electronic; Automatic 8100 | GE MEDICAL SYSTEMS | 2708
CHRISTIANA |  | HOSPITAL-CH | 0 | 8100-H7068 | DE |  |  |  | Sphygmomanometers; Electronic; Automatic | 19868 | 8100 Sphygmomanometers; Electronic; Automatic 8100 | GE MEDICAL SYSTEMS | 2461
CHRISTIANA |  | HOSPITAL-CH | 0 | 8100H1507 | DE |  |  |  | Sphygmomanometers; Electronic; Automatic | 11815 | 8100 Sphygmomanometers; Electronic; Automatic 8100 | GE MEDICAL SYSTEMS | 2155
CHRISTIANA |  | HOSPITAL-CH | 0 | 8100-K4751 | DE |  |  |  | Sphygmomanometers; Electronic; Automatic | 19672 | 8100 Sphygmomanometers; Electronic; Automatic 8100 | GE MEDICAL SYSTEMS | 2445
CHRISTIANA |  | HOSPITAL-CH | 0 | 8100-J3899 | DE |  |  |  | Sphygmomanometers; Electronic; Automatic | 17739 | 8100 Sphygmomanometers; Electronic; Automatic 8100 | GE MEDICAL SYSTEMS | 2813
CHRISTIANA |  | CH-SURGI | 0 | 8100-L2919 | DE |  |  |  | Sphygmomanometers; Electronic; Automatic | 21013 | 8100 Sphygmomanometers; Electronic; Automatic 8100 | GE MEDICAL SYSTEMS | 2821
CHRISTIANA |  | HOSPITAL-CH | 0 | 8100-L3643 | DE |  |  |  | Sphygmomanometers; Electronic; Automatic | 21062 | 8100 Sphygmomanometers; Electronic; Automatic 8100 | GE MEDICAL SYSTEMS | 2813
CHRISTIANA |  | HOSPITAL-CH | 0 | 8100J6991 | DE |  |  |  | Sphygmomanometers; Electronic; Automatic | 17783 | 8100 Sphygmomanometers; Electronic; Automatic 8100 | GE MEDICAL SYSTEMS | 2605.5
CHRISTIANA |  | HOSPITAL-CH | 0 | 8100J6821 | DE |  |  |  | Sphygmomanometers; Electronic; Automatic | 17782 | 8100 Sphygmomanometers; Electronic; Automatic 8100 | GE MEDICAL SYSTEMS | 2461
CHRISTIANA |  | HOSPITAL-CH | 0 | 8100J6919 | DE |  |  |  | Sphygmomanometers; Electronic; Automatic | 17785 | 8100 Sphygmomanometers; Electronic; Automatic 8100 | GE MEDICAL SYSTEMS | 2609
CHRISTIANA |  | CANCER CENTER | 0 | 8100J7053 | DE |  |  |  | Sphygmomanometers; Electronic; Automatic | 17787 | 8100 Sphygmomanometers; Electronic; Automatic 8100 | GE MEDICAL SYSTEMS | 2779
CHRISTIANA |  | HOSPITAL-CH | 0 | 8100J7027 | DE |  |  |  | Sphygmomanometers; Electronic; Automatic | 17789 | 8100 Sphygmomanometers; Electronic; Automatic 8100 | GE MEDICAL SYSTEMS | 2461
CHRISTIANA |  | CANCER CENTER | 0 | 8100J6911 | DE |  |  |  | Sphygmomanometers; Electronic; Automatic | 17784 | 8100 Sphygmomanometers; Electronic; Automatic 8100 | GE MEDICAL SYSTEMS | 2557
CHRISTIANA |  | HOSPITAL-CH | 0 | 8100H2860 | DE |  |  |  | Sphygmomanometers; Electronic; Automatic | 10953 | 8100 Sphygmomanometers; Electronic; Automatic 8100 | GE MEDICAL SYSTEMS | 2155
CHRISTIANA |  | HOSPITAL-CH | 0 | 8100J6834 | DE |  |  |  | Sphygmomanometers; Electronic; Automatic | 17788 | 8100 Sphygmomanometers; Electronic; Automatic 8100 | GE MEDICAL SYSTEMS | 2236
CHRISTIANA |  | HOSPITAL-CH | 0 | 8100-K1563 | DE |  |  |  | Sphygmomanometers; Electronic; Automatic | 18650 | 8100 Sphygmomanometers; Electronic; Automatic 8100 | GE MEDICAL SYSTEMS | 2500
CHRISTIANA |  | HOSPITAL-CH | 0 | 8100H7744 | DE |  |  |  | Sphygmomanometers; Electronic; Automatic | 14397 | 8100 Sphygmomanometers; Electronic; Automatic 8100 | GE MEDICAL SYSTEMS | 2708
CHRISTIANA |  | HOSPITAL-CH | 0 | 8100J2374 | DE |  |  |  | Sphygmomanometers; Electronic; Automatic | 16331 | 8100 Sphygmomanometers; Electronic; Automatic 8100 | GE MEDICAL SYSTEMS | 2237
CHRISTIANA |  | HOSPITAL-CH | 0 | 8100J2817 | DE |  |  |  | Sphygmomanometers; Electronic; Automatic | 16604 | 8100 Sphygmomanometers; Electronic; Automatic 8100 | GE MEDICAL SYSTEMS | 2557
CHRISTIANA |  | HOSPITAL-CH | 0 | 8100J2853 | DE |  |  |  | Sphygmomanometers; Electronic; Automatic | 16606 | 8100 Sphygmomanometers; Electronic; Automatic 8100 | GE MEDICAL SYSTEMS | 2461
CHRISTIANA |  | HOSPITAL-CH | 0 | 8100K5612 | DE |  |  |  | Sphygmomanometers; Electronic; Automatic | 19774 | 8100 Sphygmomanometers; Electronic; Automatic 8100 | GE MEDICAL SYSTEMS | 2236
CHRISTIANA |  | CANCER CENTER | 0 | 8100J6941 | DE |  |  |  | Sphygmomanometers; Electronic; Automatic | 17791 | 8100 Sphygmomanometers; Electronic; Automatic 8100 | GE MEDICAL SYSTEMS | 2461
CHRISTIANA |  | HOSPITAL-CH | 0 | 8100H6927 | DE |  |  |  | Sphygmomanometers; Electronic; Automatic | 15457 | 8100 Sphygmomanometers; Electronic; Automatic 8100 | GE MEDICAL SYSTEMS | 2786
CHRISTIANA |  | HOSPITAL-CH | 0 | 8100J2903 | DE |  |  |  | Sphygmomanometers; Electronic; Automatic | 16603 | 8100 Sphygmomanometers; Electronic; Automatic 8100 | GE MEDICAL SYSTEMS | 2237
CHRISTIANA |  | HOSPITAL-CH | 0 | 8100-H9941 | DE |  |  |  | Sphygmomanometers; Electronic; Automatic | 16605 | 8100 Sphygmomanometers; Electronic; Automatic 8100 | GE MEDICAL SYSTEMS | 4358
CHRISTIANA |  | HOSPITAL-CH | 0 | 8100-H1488 | DE |  |  |  | Sphygmomanometers; Electronic; Automatic | 11641 | 8100 Sphygmomanometers; Electronic; Automatic 8100 | GE MEDICAL SYSTEMS | 2557
CHRISTIANA |  | HOSPITAL-WH | 0 | 8100-K6900 | DE |  |  |  | Sphygmomanometers; Electronic; Automatic | 20079 | 8100 Sphygmomanometers; Electronic; Automatic 8100 | GE MEDICAL SYSTEMS | 1753
CHRISTIANA |  | HOSPITAL-CH | 0 | 8100J2894 | DE |  |  |  | Sphygmomanometers; Electronic; Automatic | 16608 | 8100 Sphygmomanometers; Electronic; Automatic 8100 | GE MEDICAL SYSTEMS | 2560
CHRISTIANA |  | HOSPITAL-CH | 0 | 8100J2785 | DE |  | 1988-11-19 19:00 |  | Sphygmomanometers; Electronic; Automatic | 16610 | 8100 Sphygmomanometers; Electronic; Automatic 8100 | GE MEDICAL SYSTEMS | 2786
CHRISTIANA |  | HOSPITAL-WH | 0 | 8100-K6891 | DE |  |  |  | Sphygmomanometers; Electronic; Automatic | 20078 | 8100 Sphygmomanometers; Electronic; Automatic 8100 | GE MEDICAL SYSTEMS | 2475
CHRISTIANA |  | HOSPITAL-CH | 0 | 8100-K3313 | DE |  |  |  | Sphygmomanometers; Electronic; Automatic | 19309 | 8100 Sphygmomanometers; Electronic; Automatic 8100 | GE MEDICAL SYSTEMS | 2820
CHRISTIANA |  | HOSPITAL-CH | 0 | 8100J2931 | DE |  |  |  | Sphygmomanometers; Electronic; Automatic | 16609 | 8100 Sphygmomanometers; Electronic; Automatic 8100 | GE MEDICAL SYSTEMS | 2461
CHRISTIANA |  | HOSPITAL-CH | 0 | 8100J2808 | DE |  |  |  | Sphygmomanometers; Electronic; Automatic | 16611 | 8100 Sphygmomanometers; Electronic; Automatic 8100 | GE MEDICAL SYSTEMS | 2237
CHRISTIANA |  | HOSPITAL-CH | 0 | L2698 | DE |  |  |  | Sphygmomanometers; Electronic; Automatic | 20942 | 8100 Sphygmomanometers; Electronic; Automatic 8100 | GE MEDICAL SYSTEMS | 2557
CHRISTIANA |  | HOSPITAL-CH | 0 | L2695 | DE |  |  |  | Sphygmomanometers; Electronic; Automatic | 20944 | 8100 Sphygmomanometers; Electronic; Automatic 8100 | GE MEDICAL SYSTEMS | 2500
CHRISTIANA |  | HOSPITAL-WH | 0 | 8100-K3793 | DE |  |  |  | Sphygmomanometers; Electronic; Automatic | 19314 | 8100 Sphygmomanometers; Electronic; Automatic 8100 | GE MEDICAL SYSTEMS | 2708
CHRISTIANA |  | HOSPITAL-CH | 0 | 8100J2900 | DE |  |  |  | Sphygmomanometers; Electronic; Automatic | 16613 | 8100 Sphygmomanometers; Electronic; Automatic 8100 | GE MEDICAL SYSTEMS | 2362
CHRISTIANA |  | HOSPITAL-CH | 0 | L2691 | DE |  |  |  | Sphygmomanometers; Electronic; Automatic | 20943 | 8100 Sphygmomanometers; Electronic; Automatic 8100 | GE MEDICAL SYSTEMS | 2500
CHRISTIANA |  | HOSPITAL-CH | 0 | K8726 | DE |  |  |  | Sphygmomanometers; Electronic; Automatic | 20945 | 8100 Sphygmomanometers; Electronic; Automatic 8100 | GE MEDICAL SYSTEMS | 2557
CHRISTIANA |  | HOSPITAL-WH | 0 | 8100-K3774 | DE |  |  |  | Sphygmomanometers; Electronic; Automatic | 19315 | 8100 Sphygmomanometers; Electronic; Automatic 8100 | GE MEDICAL SYSTEMS | 2708
CHRISTIANA |  | HOSPITAL-CH | 0 | 8100-K4127 | DE |  |  |  | Sphygmomanometers; Electronic; Automatic | 19320 | 8100 Sphygmomanometers; Electronic; Automatic 8100 | GE MEDICAL SYSTEMS | 2403
CHRISTIANA |  | HOSPITAL-CH | 0 | 828 | DE |  |  |  | Light Sources; Fiberoptic | 23850 | A1-90001H | COGENT LIGHT TECHNOLOGIES INC | 5995
CHRISTIANA |  | HOSPITAL-CH | 0 | 4235 | DE |  |  |  | Warming Units; Blanket | 29043 | 56940 | OLYMPIC MEDICAL CORP A NATUS MEDICAL CO | 3995
CHRISTIANA |  | HOSPITAL-CH | 0 | KWEM110044 | DE |  |  |  | Water-Jet Surgical Units; Wound | 57198 | VERSAJET II | SMITH & NEPHEW DYONICS INC DIV SMITH & NEPHEW PLC | 25000
CHRISTIANA |  | HOSPITAL-CH | 0 | kwfc130003 | DE |  |  |  | Water-Jet Surgical Units; Wound | 51950 | VERSAJET II | SMITH & NEPHEW DYONICS INC DIV SMITH & NEPHEW PLC | 25000
CHRISTIANA |  | HOSPITAL-CH | 0 | 4107A00959 | DE |  |  |  | Controllers | 32345 | 78581B | PHILIPS MEDICAL SYSTEMS CARDIAC & MONITORING SYSTEMS DIV | 2800
CHRISTIANA |  | CANCER CENTER | 0 | U1007 | DE |  | 2015-06-29 20:00 |  | Patient Transfer Aids | 60031 | 89 Series Relax Recliner 89P | CHAMPION MANUFACTURING; INC | 2822.94
CHRISTIANA |  | Omega Professional Center | 0 | NONE | DE |  |  |  | Programmer/Testers; Implantable Cardiac Pacemaker | 48005 | Guidant ZOOM LATITUDE Programmer 3120 | BOSTON SCIENTIFIC - ENDOSURGERY GROUP | 10000
CHRISTIANA |  | Foulkstone Plaza | 0 | 833547 | DE |  |  |  | Microscopes; Light; Laboratory | 12784 | AO Microscope 1049 | AMERICAN OPTICAL CORP | 1500
CHRISTIANA |  | HOSPITAL-CH | 0 | HP2573AU | DE |  | 2008-01-20 19:00 |  | Electrosurgical Units; Bipolar | 27659 | Codman Malis CMC III Bipolar Cutting and 80-1170 | JOHNSON & JOHNSON CORP | 13429
CHRISTIANA |  | HOSPITAL-CH | 0 | 327072626 | DE |  |  |  | Tents; Mist | 49177 | Celleration MIST Therapy System CP-80004 | Celleration Inc | 0
CHRISTIANA |  | HOSPITAL-CH | 0 | 121082838 | DE |  |  |  | Tents; Mist | 49175 | Celleration MIST Therapy System CP-80004 | Celleration Inc | 0
CHRISTIANA |  | HOSPITAL-CH | 0 | 1106072721 | DE |  |  |  | Tents; Mist | 49176 | Celleration MIST Therapy System CP-80004 | Celleration Inc | 0
CHRISTIANA |  | EDUCATION | 0 | VH25606 | DE |  | 2008-01-20 19:00 |  | Warmers; Radiant; Infant | 26420 | WM78-1 | HILL-ROM AIR-SHIELDS A HILL-ROM CO | 8000
CHRISTIANA |  | HOSPITAL-CH | 0 | HCFY00042 | DE |  |  |  | Phototherapy Units; Visible Light; Hyperbilirubinemia | 23497 | 6600-0532-801 | GE MEDICAL SYSTEMS | 2000
CHRISTIANA |  | HOSPITAL-CH | 0 | HCFY00084 | DE |  |  |  | Phototherapy Units; Visible Light; Hyperbilirubinemia | 23498 | 6600-0532-801 | GE MEDICAL SYSTEMS | 2000
CHRISTIANA |  | HOSPITAL-CH | 0 | HCFY00112 | DE |  |  |  | Phototherapy Units; Visible Light; Hyperbilirubinemia | 23496 | 6600-0532-801 | GE MEDICAL SYSTEMS | 4990
CHRISTIANA |  | HOSPITAL-CH | 0 | HCFA00478 | DE |  |  |  | Phototherapy Units; Visible Light; Hyperbilirubinemia | 25568 | 6600-0532-801 | GE MEDICAL SYSTEMS | 2000
CHRISTIANA |  | WH SURGI | 0 | RM2B0702 | DE |  |  |  | Lasers; Ho:YAG; Surgical | 60936 | SLT II | CYNOSURE INC | 155000
CHRISTIANA |  | HOSPITAL-WH | 0 | 894253-000 | DE |  |  |  | Warming Units; Blanket | 41825 | Blanket Warming Cabinet EC770 | Enthermics Medical Systems | 7500
CHRISTIANA |  | HOSPITAL-WH | 0 | 133283005 | DE |  |  |  | Sterilizing Units; Steam; Bulk | 36636 | 3011 STG 3 | STERIS Corp | 0
CHRISTIANA |  | CH-SURGI | 0 | 11409206 | DE |  |  |  | Sterilizing Units; Steam; Bulk | 37784 | 3011 STG 3 | STERIS Corp | 39999.99
CHRISTIANA |  | CH-SURGI | 0 | 11519211 | DE |  |  |  | Sterilizing Units; Steam; Bulk | 37786 | 3011 STG 3 | STERIS Corp | 39999.99
CHRISTIANA |  | HOSPITAL-WH | 0 | 10400000401 | DE |  |  |  | Spectrophotometers | 33356 | DRS/2500 | HACH CO | 2360
CHRISTIANA |  | HOSPITAL-CH | 0 | 20080724007 | DE |  |  |  | Aspirators; Surgical | 42984 | 4005-P | Penumbra Inc | 0
CHRISTIANA |  | HOSPITAL-CH | 0 | 20080724008 | DE |  |  |  | Compressors; Medical-Air | 42985 | 4005-P | Penumbra Inc | 0
CHRISTIANA |  | Carneys Point | 0 | 1051 0000108 | NJ |  |  |  | Electrocardiographs; Single-Channel | 28081 | ECLIPSE-LE | BURDICK INC A QUINTON CO | 2000
CHRISTIANA |  | HOSPITAL-WH | 0 | K00439 | DE |  |  |  | Compression Units | 15512 | 67-00 | JOBST INSTITUTE INC A BEIERSDORF CO | 1417
CHRISTIANA |  | HOSPITAL-CH | 0 | 212000021 | DE |  |  |  | MONITORING SYSTEMS; Physiologic; Stress Exercise | 36581 | CARDIO O2/CP | Medical Graphics Corp | 4286
CHRISTIANA |  | HOSPITAL-CH | 0 | XXQPJ131700457 | DE |  | 2015-05-13 20:00 |  | Printers | 86127 | QLN220 PRINTER | ZEBRA | 857.75
CHRISTIANA |  | HOSPITAL-WH | 0 | 65341 | DE |  |  |  | Anesthesia Kits; Paracervical | 13228 | 1810 | VERNITRON MEDICAL PRODUCTS INC | 1200
CHRISTIANA |  | HOSPITAL-WH | 0 | 45406 | DE |  |  |  | Anesthesia Kits; Paracervical | 14808 | 1810 | SORENSON MEDICAL | 0
CHRISTIANA |  | HOSPITAL-CH | 0 | 32280 | DE |  |  |  | Anesthesia Kits; Paracervical | 10030 | 1810 | SORENSON MEDICAL | 0
CHRISTIANA |  | MAP II | 0 | 3915 | DE |  |  |  | Analyzers; Physiologic; Middle Ear | 25178 | 1733 | GRASON-STADLER VIASYS HEALTHCARE NEUROCARE GROUP | 5000
CHRISTIANA |  | HOSPITAL-WH | 0 | 34710 | DE |  |  |  | Chairs; Examination/Treatment; Dentistry | 18277 | S-415 | BOYD INDUSTRIES INC | 3500
CHRISTIANA |  | HOSPITAL-WH | 0 | 34710 | DE |  |  |  | Chairs; Examination/Treatment; Dentistry | 18276 | S-415 | BOYD INDUSTRIES INC | 5657
CHRISTIANA |  | HOSPITAL-CH | 0 | 4621 | DE |  |  |  | Warming Units; Blood/Intravenous Solution | 39662 | Irrigation Fluid Warming System ORS-2057D | EchoLab | 24950
CHRISTIANA |  | HOSPITAL-CH | 0 | 41147 | DE |  |  |  | Warming Units; Blood/Intravenous Solution | 39584 | Irrigation Fluid Warming System ORS-2057D | EchoLab | 24950
CHRISTIANA |  | HOSPITAL-WH | 0 | NONE | DE |  |  |  | TELEMETRY UNITS | WMP38 | 402 | CARDINAL | 3000
CHRISTIANA |  | HOSPITAL-CH | 0 | No-Serial Number | DE |  | 2007-12-23 19:00 |  | TELEMETRY UNITS | CMP231 | 402 | CARDINAL | 3000
CHRISTIANA |  | HOSPITAL-WH | 0 | NONE | DE |  |  |  | TELEMETRY UNITS | WMP82 | 402 | CARDINAL | 3000
CHRISTIANA |  | HOSPITAL-CH | 0 | NONE | DE |  | 2007-11-25 19:00 |  | TELEMETRY UNITS | CMP42 | 402 | CARDINAL | 3000
CHRISTIANA |  | HOSPITAL-WH | 0 | NONE | DE |  | 2008-03-08 19:00 |  | TELEMETRY UNITS | WMP24 | 402 | CARDINAL | 3000
CHRISTIANA |  | HOSPITAL-CH | 0 | No-Serial Number | DE |  | 2007-12-21 19:00 |  | TELEMETRY UNITS | CMP164 | 402 | CARDINAL | 3000
CHRISTIANA |  | HOSPITAL-CH | 0 | No-Serial Number | DE |  | 2007-12-23 19:00 |  | TELEMETRY UNITS | CMP220 | 402 | CARDINAL | 3000
CHRISTIANA |  | HOSPITAL-CH | 0 | No-Serial Number | DE |  | 2007-12-21 19:00 |  | TELEMETRY UNITS | CMP178 | 402 | CARDINAL | 3000
CHRISTIANA |  | HOSPITAL-WH | 0 | NONE | DE |  |  |  | TELEMETRY UNITS | WMP9 | 402 | CARDINAL | 3000
CHRISTIANA |  | HOSPITAL-CH | 0 | NONE | DE |  | 2007-12-21 19:00 |  | TELEMETRY UNITS | CMP152 | 402 | CARDINAL | 3000
CHRISTIANA |  | HOSPITAL-CH | 0 | NONE | DE |  | 2007-11-27 19:00 |  | TELEMETRY UNITS | CMP109 | 402 | CARDINAL | 3000
CHRISTIANA |  | HOSPITAL-WH | 0 | NONE | DE |  |  |  | TELEMETRY UNITS | WMP69 | 402 | CARDINAL | 3000
CHRISTIANA |  | HOSPITAL-CH | 0 | No-Serial Number | DE |  | 2007-11-27 19:00 |  | TELEMETRY UNITS | CMP124 | 402 | CARDINAL | 3000
CHRISTIANA |  | HOSPITAL-CH | 0 | NONE | DE |  | 2007-11-25 19:00 |  | TELEMETRY UNITS | CMP27 | 402 | CARDINAL | 3000
CHRISTIANA |  | HOSPITAL-CH | 0 | No-Serial Number | DE |  | 2007-12-23 19:00 |  | TELEMETRY UNITS | CMP204 | 402 | CARDINAL | 3000
CHRISTIANA |  | HOSPITAL-CH | 0 | No-Serial Number | DE |  | 2007-11-25 19:00 |  | TELEMETRY UNITS | CMP98 | 402 | CARDINAL | 3000
CHRISTIANA |  | HOSPITAL-CH | 0 | No-Serial Number | DE |  | 2007-11-24 19:00 |  | TELEMETRY UNITS | CMP55 | 402 | CARDINAL | 3000
CHRISTIANA |  | HOSPITAL-CH | 0 | No-Serial Number | DE |  | 2007-11-27 19:00 |  | TELEMETRY UNITS | CMP137 | 402 | CARDINAL | 3000
CHRISTIANA |  | HOSPITAL-CH | 0 | No-Serial Number | DE |  | 2007-11-25 19:00 |  | TELEMETRY UNITS | CMP96 | 402 | CARDINAL | 3000
CHRISTIANA |  | HOSPITAL-CH | 0 | No-Serial Number | DE |  | 2007-12-21 19:00 |  | TELEMETRY UNITS | CMP168 | 402 | CARDINAL | 3000
CHRISTIANA |  | HOSPITAL-CH | 0 | NONE | DE |  | 2007-12-21 19:00 |  | TELEMETRY UNITS | CMP182 | 402 | CARDINAL | 3000
CHRISTIANA |  | HOSPITAL-CH | 0 | NONE | DE |  | 2007-12-21 19:00 |  | TELEMETRY UNITS | CMP196 | 402 | CARDINAL | 3000
CHRISTIANA |  | HOSPITAL-CH | 0 | NONE | DE |  | 2007-11-27 19:00 |  | TELEMETRY UNITS | CMP140 | 402 | CARDINAL | 3000
CHRISTIANA |  | HOSPITAL-CH | 0 | NONE | DE |  | 2007-12-23 19:00 |  | TELEMETRY UNITS | CMP210 | 402 | CARDINAL | 3000
CHRISTIANA |  | HOSPITAL-CH | 0 | NONE | DE |  | 2007-12-21 19:00 |  | TELEMETRY UNITS | CMP156 | 402 | CARDINAL | 3000
CHRISTIANA |  | HOSPITAL-WH | 0 | NONE | DE |  |  |  | TELEMETRY UNITS | WMP59 | 402 | CARDINAL | 3000
CHRISTIANA |  | HOSPITAL-CH | 0 | No-Serial Number | DE |  | 2007-11-27 19:00 |  | TELEMETRY UNITS | CMP113 | 402 | CARDINAL | 3000
CHRISTIANA |  | HOSPITAL-WH | 0 | NONE | DE |  |  |  | TELEMETRY UNITS | WMP73 | 402 | CARDINAL | 3000
CHRISTIANA |  | HOSPITAL-CH | 0 | NONE | DE |  | 2007-11-27 19:00 |  | TELEMETRY UNITS | CMP129 | 402 | CARDINAL | 3000
CHRISTIANA |  | HOSPITAL-CH | 0 | NONE | DE |  | 2007-12-21 19:00 |  | TELEMETRY UNITS | CMP194 | 402 | CARDINAL | 3000
CHRISTIANA |  | HOSPITAL-CH | 0 | NONE | DE |  | 2007-11-25 19:00 |  | TELEMETRY UNITS | CMP31 | 402 | CARDINAL | 3000
CHRISTIANA |  | HOSPITAL-CH | 0 | NONE | DE |  | 2007-11-25 19:00 |  | TELEMETRY UNITS | CMP85 | 402 | CARDINAL | 3000
CHRISTIANA |  | HOSPITAL-WH | 0 | NA | DE |  |  |  | TELEMETRY UNITS | WMP42 | 402 | CARDINAL | 3000
CHRISTIANA |  | HOSPITAL-CH | 0 | No-Serial Number | DE |  | 2007-12-23 19:00 |  | TELEMETRY UNITS | CMP235 | 402 | CARDINAL | 3000
CHRISTIANA |  | HOSPITAL-CH | 0 | NA | DE |  | 2007-11-25 19:00 |  | TELEMETRY UNITS | CMP15 | 402 | CARDINAL | 3000
CHRISTIANA |  | HOSPITAL-CH | 0 | No-Serial Number | DE |  | 2007-11-25 19:00 |  | TELEMETRY UNITS | CMP73 | 402 | CARDINAL | 3000
CHRISTIANA |  | HOSPITAL-WH | 0 | NONE | DE |  |  |  | TELEMETRY UNITS | WMP28 | 402 | CARDINAL | 3000
CHRISTIANA |  | HOSPITAL-WH | 0 | NA | DE |  |  |  | TELEMETRY UNITS | WMP61 | 402 | CARDINAL | 3000
CHRISTIANA |  | HOSPITAL-CH | 0 | No-Serial Number | DE |  | 2007-12-23 19:00 |  | TELEMETRY UNITS | CMP224 | 402 | CARDINAL | 3000
CHRISTIANA |  | HOSPITAL-CH | 0 | NONE | DE |  | 2007-11-27 19:00 |  | TELEMETRY UNITS | CMP115 | 402 | CARDINAL | 3000
CHRISTIANA |  | HOSPITAL-CH | 0 | NONE | DE |  | 2007-11-27 19:00 |  | TELEMETRY UNITS | CMP116 | 402 | CARDINAL | 3000
CHRISTIANA |  | HOSPITAL-WH | 0 | NONE | DE |  |  |  | TELEMETRY UNITS | WMP45 | 402 | CARDINAL | 3000
CHRISTIANA |  | HOSPITAL-WH | 0 | NONE | DE |  |  |  | TELEMETRY UNITS | WMP77 | 402 | CARDINAL | 3000
CHRISTIANA |  | HOSPITAL-CH | 0 | NONE | DE |  | 2007-11-25 19:00 |  | TELEMETRY UNITS | CMP77 | 402 | CARDINAL | 3000
CHRISTIANA |  | HOSPITAL-CH | 0 | NONE | DE |  | 2007-11-25 19:00 |  | TELEMETRY UNITS | CMP89 | 402 | CARDINAL | 3000
CHRISTIANA |  | HOSPITAL-CH | 0 | NONE | DE |  | 2007-11-25 19:00 |  | TELEMETRY UNITS | CMP92 | 402 | CARDINAL | 3000
CHRISTIANA |  | HOSPITAL-CH | 0 | NONE | DE |  | 2007-11-27 19:00 |  | TELEMETRY UNITS | CMP103 | 402 | CARDINAL | 3000
CHRISTIANA |  | HOSPITAL-CH | 0 | NONE | DE |  | 2007-12-21 19:00 |  | TELEMETRY UNITS | CMP171 | 402 | CARDINAL | 3000
CHRISTIANA |  | HOSPITAL-CH | 0 | No-Serial Number | DE |  | 2007-11-25 19:00 |  | TELEMETRY UNITS | CMP61 | 402 | CARDINAL | 3000
CHRISTIANA |  | HOSPITAL-CH | 0 | No-Serial Number | DE |  | 2007-12-21 19:00 |  | TELEMETRY UNITS | CMP157 | 402 | CARDINAL | 3000
CHRISTIANA |  | HOSPITAL-CH | 0 | No-Serial Number | DE |  | 2007-12-23 19:00 |  | TELEMETRY UNITS | CMP239 | 402 | CARDINAL | 3000
CHRISTIANA |  | HOSPITAL-CH | 0 | NONE | DE |  | 2007-11-25 19:00 |  | TELEMETRY UNITS | CMP20 | 402 | CARDINAL | 3000
CHRISTIANA |  | HOSPITAL-CH | 0 | NONE | DE |  | 2007-11-25 19:00 |  | TELEMETRY UNITS | CMP48 | 402 | CARDINAL | 3000
CHRISTIANA |  | HOSPITAL-CH | 0 | NONE | DE |  | 2007-11-25 19:00 |  | TELEMETRY UNITS | CMP3 | 402 | CARDINAL | 3000
CHRISTIANA |  | HOSPITAL-WH | 0 | NONE | DE |  | 2008-03-07 19:00 |  | TELEMETRY UNITS | wmp1 | 402 | CARDINAL | 3000
CHRISTIANA |  | HOSPITAL-CH | 0 | NONE | DE |  | 2007-11-27 19:00 |  | TELEMETRY UNITS | CMP144 | 402 | CARDINAL | 3000
CHRISTIANA |  | HOSPITAL-WH | 0 | NONE | DE |  | 2008-03-07 19:00 |  | TELEMETRY UNITS | WMP15 | 402 | CARDINAL | 3000
CHRISTIANA |  | HOSPITAL-CH | 0 | NONE | DE |  | 2007-12-21 19:00 |  | TELEMETRY UNITS | CMP175 | 402 | CARDINAL | 3000
CHRISTIANA |  | HOSPITAL-CH | 0 | NONE | DE |  | 2007-11-27 19:00 |  | TELEMETRY UNITS | CMP133 | 402 | CARDINAL | 3000
CHRISTIANA |  | HOSPITAL-CH | 0 | NONE | DE |  | 2007-11-25 19:00 |  | TELEMETRY UNITS | CMP35 | 402 | CARDINAL | 3000
CHRISTIANA |  | HOSPITAL-CH | 0 | No-Serial Number | DE |  | 2007-12-21 19:00 |  | TELEMETRY UNITS | CMP161 | 402 | CARDINAL | 3000
CHRISTIANA |  | HOSPITAL-CH | 0 | NONE | DE |  | 2007-11-25 19:00 |  | TELEMETRY UNITS | CMP9 | 402 | CARDINAL | 3000
CHRISTIANA |  | HOSPITAL-CH | 0 | No-Serial Number | DE |  | 2007-11-25 19:00 |  | TELEMETRY UNITS | CMP68 | 402 | CARDINAL | 3000
CHRISTIANA |  | HOSPITAL-CH | 0 | No-Serial Number | DE |  | 2007-12-21 19:00 |  | TELEMETRY UNITS | CMP187 | 402 | CARDINAL | 3000
CHRISTIANA |  | HOSPITAL-CH | 0 | NA | DE |  | 2007-11-25 19:00 |  | TELEMETRY UNITS | CMP24 | 402 | CARDINAL | 3000
CHRISTIANA |  | HOSPITAL-WH | 0 | NA | DE |  | 2008-03-07 19:00 |  | TELEMETRY UNITS | WMP20 | 402 | CARDINAL | 3000
CHRISTIANA |  | HOSPITAL-WH | 0 | NONE | DE |  |  |  | TELEMETRY UNITS | WMP34 | 402 | CARDINAL | 3000
CHRISTIANA |  | HOSPITAL-CH | 0 | No-Serial Number | DE |  | 2007-12-21 19:00 |  | TELEMETRY UNITS | CMP190 | 402 | CARDINAL | 3000
CHRISTIANA |  | HOSPITAL-WH | 0 | NONE | DE |  |  |  | TELEMETRY UNITS | WMP5 | 402 | CARDINAL | 3000
CHRISTIANA |  | HOSPITAL-CH | 0 | NONE | DE |  | 2007-12-23 19:00 |  | TELEMETRY UNITS | CMP216 | 402 | CARDINAL | 3000
CHRISTIANA |  | HOSPITAL-WH | 0 | NONE | DE |  |  |  | TELEMETRY UNITS | WMP65 | 402 | CARDINAL | 3000
CHRISTIANA |  | HOSPITAL-CH | 0 | No-Serial Number | DE |  | 2007-11-27 19:00 |  | TELEMETRY UNITS | CMP120 | 402 | CARDINAL | 3000
CHRISTIANA |  | HOSPITAL-WH | 0 | NONE | DE |  |  |  | TELEMETRY UNITS | WMP49 | 402 | CARDINAL | 3000
CHRISTIANA |  | HOSPITAL-CH | 0 | NONE | DE |  | 2007-11-25 19:00 |  | TELEMETRY UNITS | CMP81 | 402 | CARDINAL | 3000
CHRISTIANA |  | HOSPITAL-CH | 0 | NONE | DE |  | 2007-12-21 19:00 |  | TELEMETRY UNITS | CMP200 | 402 | CARDINAL | 3000
CHRISTIANA |  | HOSPITAL-CH | 0 | NONE | DE |  | 2007-11-27 19:00 |  | TELEMETRY UNITS | CMP147 | 402 | CARDINAL | 3000
CHRISTIANA |  | HOSPITAL-CH | 0 | NONE | DE |  | 2007-12-23 19:00 |  | TELEMETRY UNITS | CMP214 | 402 | CARDINAL | 3000
CHRISTIANA |  | HOSPITAL-WH | 0 | NA | DE |  |  |  | TELEMETRY UNITS | WMP52 | 402 | CARDINAL | 3000
CHRISTIANA |  | HOSPITAL-WH | 0 | NONE | DE |  |  |  | TELEMETRY UNITS | WMP37 | 402 | CARDINAL | 3000
CHRISTIANA |  | HOSPITAL-CH | 0 | NONE | DE |  | 2007-11-25 19:00 |  | TELEMETRY UNITS | CMP12 | 402 | CARDINAL | 3000
CHRISTIANA |  | HOSPITAL-CH | 0 | No-Serial Number | DE |  | 2007-11-27 19:00 |  | TELEMETRY UNITS | CMP139 | 402 | CARDINAL | 3000
CHRISTIANA |  | HOSPITAL-CH | 0 | NONE | DE |  | 2007-11-25 19:00 |  | TELEMETRY UNITS | CMP41 | 402 | CARDINAL | 3000
CHRISTIANA |  | HOSPITAL-WH | 0 | NONE | DE |  | 2008-03-08 19:00 |  | TELEMETRY UNITS | WMP23 | 402 | CARDINAL | 3000
CHRISTIANA |  | HOSPITAL-CH | 0 | No-Serial Number | DE |  | 2007-12-23 19:00 |  | TELEMETRY UNITS | CMP219 | 402 | CARDINAL | 3000
CHRISTIANA |  | HOSPITAL-CH | 0 | No-Serial Number | DE |  | 2007-12-21 19:00 |  | TELEMETRY UNITS | CMP177 | 402 | CARDINAL | 3000
CHRISTIANA |  | HOSPITAL-CH | 0 | No-Serial Number | DE |  | 2007-12-21 19:00 |  | TELEMETRY UNITS | CMP193 | 402 | CARDINAL | 3000
CHRISTIANA |  | HOSPITAL-CH | 0 | No-Serial Number | DE |  | 2007-11-25 19:00 |  | TELEMETRY UNITS | CMP84 | 402 | CARDINAL | 3000
CHRISTIANA |  | HOSPITAL-WH | 0 | NONE | DE |  |  |  | TELEMETRY UNITS | WMP8 | 402 | CARDINAL | 3000
CHRISTIANA |  | HOSPITAL-CH | 0 | NONE | DE |  | 2007-12-21 19:00 |  | TELEMETRY UNITS | CMP151 | 402 | CARDINAL | 3000
CHRISTIANA |  | HOSPITAL-CH | 0 | No-Serial Number | DE |  | 2007-11-27 19:00 |  | TELEMETRY UNITS | CMP108 | 402 | CARDINAL | 3000
CHRISTIANA |  | HOSPITAL-WH | 0 | NONE | DE |  |  |  | TELEMETRY UNITS | WMP68 | 402 | CARDINAL | 3000
CHRISTIANA |  | HOSPITAL-CH | 0 | NONE | DE |  | 2007-11-27 19:00 |  | TELEMETRY UNITS | CMP123 | 402 | CARDINAL | 3000
CHRISTIANA |  | HOSPITAL-WH | 0 | NONE | DE |  |  |  | TELEMETRY UNITS | WMP50 | 402 | CARDINAL | 3000
CHRISTIANA |  | HOSPITAL-CH | 0 | NONE | DE |  | 2007-11-25 19:00 |  | TELEMETRY UNITS | CMP26 | 402 | CARDINAL | 3000
CHRISTIANA |  | HOSPITAL-CH | 0 | No-Serial Number | DE |  | 2007-12-23 19:00 |  | TELEMETRY UNITS | CMP203 | 402 | CARDINAL | 3000
CHRISTIANA |  | HOSPITAL-CH | 0 | No-Serial Number | DE |  | 2007-11-25 19:00 |  | TELEMETRY UNITS | CMP97 | 402 | CARDINAL | 3000
CHRISTIANA |  | HOSPITAL-CH | 0 | NONE | DE |  | 2007-11-24 19:00 |  | TELEMETRY UNITS | CMP54 | 402 | CARDINAL | 3000
CHRISTIANA |  | HOSPITAL-CH | 0 | NONE | DE |  | 2007-12-23 19:00 |  | TELEMETRY UNITS | CMP234 | 402 | CARDINAL | 3000
CHRISTIANA |  | HOSPITAL-WH | 0 | NA | DE |  |  |  | TELEMETRY UNITS | WMP85 | 402 | CARDINAL | 3000
CHRISTIANA |  | HOSPITAL-CH | 0 | No-Serial Number | DE |  | 2007-11-27 19:00 |  | TELEMETRY UNITS | CMP136 | 402 | CARDINAL | 3000
CHRISTIANA |  | HOSPITAL-CH | 0 | No-Serial Number | DE |  | 2007-12-21 19:00 |  | TELEMETRY UNITS | CMP167 | 402 | CARDINAL | 3000
CHRISTIANA |  | HOSPITAL-CH | 0 | No-Serial Number | DE |  | 2007-12-23 19:00 |  | TELEMETRY UNITS | CMP223 | 402 | CARDINAL | 3000
CHRISTIANA |  | HOSPITAL-CH | 0 | No-Serial Number | DE |  | 2007-11-27 19:00 |  | TELEMETRY UNITS | CMP114 | 402 | CARDINAL | 3000
CHRISTIANA |  | HOSPITAL-CH | 0 | No-Serial Number | DE |  | 2007-12-21 19:00 |  | TELEMETRY UNITS | CMP181 | 402 | CARDINAL | 3000
CHRISTIANA |  | HOSPITAL-CH | 0 | No-Serial Number | DE |  | 2007-12-21 19:00 |  | TELEMETRY UNITS | CMP195 | 402 | CARDINAL | 3000
CHRISTIANA |  | HOSPITAL-CH | 0 | No-Serial Number | DE |  | 2007-11-25 19:00 |  | TELEMETRY UNITS | CMP88 | 402 | CARDINAL | 3000
CHRISTIANA |  | HOSPITAL-CH | 0 | NONE | DE |  | 2007-12-23 19:00 |  | TELEMETRY UNITS | CMP209 | 402 | CARDINAL | 3000
CHRISTIANA |  | HOSPITAL-CH | 0 | NONE | DE |  | 2007-12-21 19:00 |  | TELEMETRY UNITS | CMP155 | 402 | CARDINAL | 3000
CHRISTIANA |  | HOSPITAL-WH | 0 | NA | DE |  |  |  | TELEMETRY UNITS | WMP58 | 402 | CARDINAL | 3000
CHRISTIANA |  | HOSPITAL-CH | 0 | No-Serial Number | DE |  | 2007-12-21 19:00 |  | TELEMETRY UNITS | CMP170 | 402 | CARDINAL | 3000
CHRISTIANA |  | HOSPITAL-CH | 0 | NONE | DE |  | 2007-11-25 19:00 |  | TELEMETRY UNITS | CMP60 | 402 | CARDINAL | 3000
CHRISTIANA |  | HOSPITAL-CH | 0 | NONE | DE |  | 2007-11-27 19:00 |  | TELEMETRY UNITS | CMP112 | 402 | CARDINAL | 3000
CHRISTIANA |  | HOSPITAL-WH | 0 | NA | DE |  |  |  | TELEMETRY UNITS | WMP72 | 402 | CARDINAL | 3000
CHRISTIANA |  | HOSPITAL-CH | 0 | No-Serial Number | DE |  | 2007-11-27 19:00 |  | TELEMETRY UNITS | CMP128 | 402 | CARDINAL | 3000
CHRISTIANA |  | HOSPITAL-CH | 0 | NONE | DE |  | 2007-11-25 19:00 |  | TELEMETRY UNITS | CMP30 | 402 | CARDINAL | 3000
CHRISTIANA |  | HOSPITAL-CH | 0 | NONE | DE |  | 2007-12-23 19:00 |  | TELEMETRY UNITS | CMP207 | 402 | CARDINAL | 3000
CHRISTIANA |  | HOSPITAL-CH | 0 | NONE | DE |  | 2007-11-25 19:00 |  | TELEMETRY UNITS | CMP2 | 402 | CARDINAL | 3000
CHRISTIANA |  | HOSPITAL-WH | 0 | NONE | DE |  |  |  | TELEMETRY UNITS | WMP41 | 402 | CARDINAL | 3000
CHRISTIANA |  | HOSPITAL-CH | 0 | NONE | DE |  | 2007-11-25 19:00 |  | TELEMETRY UNITS | CMP14 | 402 | CARDINAL | 3000
CHRISTIANA |  | HOSPITAL-CH | 0 | No-Serial Number | DE |  | 2007-11-25 19:00 |  | TELEMETRY UNITS | CMP72 | 402 | CARDINAL | 3000
CHRISTIANA |  | HOSPITAL-CH | 0 | No-Serial Number | DE |  | 2007-11-27 19:00 |  | TELEMETRY UNITS | CMP143 | 402 | CARDINAL | 3000
CHRISTIANA |  | HOSPITAL-WH | 0 | NONE | DE |  |  |  | TELEMETRY UNITS | WMP27 | 402 | CARDINAL | 3000
CHRISTIANA |  | HOSPITAL-CH | 0 | NONE | DE |  | 2007-11-25 19:00 |  | TELEMETRY UNITS | CMP64 | 402 | CARDINAL | 3000
CHRISTIANA |  | HOSPITAL-WH | 0 | NONE | DE |  |  |  | TELEMETRY UNITS | WMP44 | 402 | CARDINAL | 3000
CHRISTIANA |  | HOSPITAL-WH | 0 | NONE | DE |  |  |  | TELEMETRY UNITS | WMP76 | 402 | CARDINAL | 3000
CHRISTIANA |  | HOSPITAL-CH | 0 | No-Serial Number | DE |  | 2007-11-27 19:00 |  | TELEMETRY UNITS | CMP132 | 402 | CARDINAL | 3000
CHRISTIANA |  | HOSPITAL-CH | 0 | NONE | DE |  | 2007-11-25 19:00 |  | TELEMETRY UNITS | CMP34 | 402 | CARDINAL | 3000
CHRISTIANA |  | HOSPITAL-CH | 0 | No-Serial Number | DE |  | 2007-11-25 19:00 |  | TELEMETRY UNITS | CMP91 | 402 | CARDINAL | 3000
CHRISTIANA |  | HOSPITAL-CH | 0 | No-Serial Number | DE |  | 2007-11-27 19:00 |  | TELEMETRY UNITS | CMP102 | 402 | CARDINAL | 3000
CHRISTIANA |  | HOSPITAL-CH | 0 | No-Serial Number | DE |  | 2007-12-21 19:00 |  | TELEMETRY UNITS | CMP160 | 402 | CARDINAL | 3000
CHRISTIANA |  | HOSPITAL-CH | 0 | No-Serial Number | DE |  | 2007-12-21 19:00 |  | TELEMETRY UNITS | CMP185 | 402 | CARDINAL | 3000
CHRISTIANA |  | HOSPITAL-CH | 0 | No-Serial Number | DE |  | 2007-12-21 19:00 |  | TELEMETRY UNITS | CMP186 | 402 | CARDINAL | 3000
CHRISTIANA |  | HOSPITAL-CH | 0 | NONE | DE |  | 2007-11-25 19:00 |  | TELEMETRY UNITS | CMP6 | 402 | CARDINAL | 3000
CHRISTIANA |  | HOSPITAL-CH | 0 | NONE | DE |  | 2007-12-23 19:00 |  | TELEMETRY UNITS | CMP238 | 402 | CARDINAL | 3000
CHRISTIANA |  | HOSPITAL-CH | 0 | NA | DE |  | 2007-11-25 19:00 |  | TELEMETRY UNITS | CMP18 | 402 | CARDINAL | 3000
CHRISTIANA |  | HOSPITAL-CH | 0 | NA | DE |  | 2007-11-25 19:00 |  | TELEMETRY UNITS | CMP19 | 402 | CARDINAL | 3000
CHRISTIANA |  | HOSPITAL-CH | 0 | NONE | DE |  | 2007-11-25 19:00 |  | TELEMETRY UNITS | CMP76 | 402 | CARDINAL | 3000
CHRISTIANA |  | HOSPITAL-CH | 0 | NONE | DE |  | 2007-11-25 19:00 |  | TELEMETRY UNITS | CMP47 | 402 | CARDINAL | 3000
CHRISTIANA |  | HOSPITAL-CH | 0 | NONE | DE |  | 2007-12-23 19:00 |  | TELEMETRY UNITS | CMP227 | 402 | CARDINAL | 3000
CHRISTIANA |  | HOSPITAL-CH | 0 | No-Serial Number | DE |  | 2007-12-21 19:00 |  | TELEMETRY UNITS | CMP199 | 402 | CARDINAL | 3000
CHRISTIANA |  | HOSPITAL-CH | 0 | No-Serial Number | DE |  | 2007-11-27 19:00 |  | TELEMETRY UNITS | CMP146 | 402 | CARDINAL | 3000
CHRISTIANA |  | HOSPITAL-WH | 0 | NONE | DE |  | 2008-03-07 19:00 |  | TELEMETRY UNITS | WMP14 | 402 | CARDINAL | 3000
CHRISTIANA |  | HOSPITAL-CH | 0 | NONE | DE |  | 2007-12-23 19:00 |  | TELEMETRY UNITS | CMP213 | 402 | CARDINAL | 3000
CHRISTIANA |  | HOSPITAL-CH | 0 | NONE | DE |  | 2007-12-21 19:00 |  | TELEMETRY UNITS | CMP174 | 402 | CARDINAL | 3000
CHRISTIANA |  | HOSPITAL-CH | 0 | NONE | DE |  | 2007-12-23 19:00 |  | TELEMETRY UNITS | CMP230 | 402 | CARDINAL | 3000
CHRISTIANA |  | HOSPITAL-WH | 0 | NONE | DE |  |  |  | TELEMETRY UNITS | WMP81 | 402 | CARDINAL | 3000
CHRISTIANA |  | HOSPITAL-CH | 0 | NONE | DE |  | 2007-11-25 19:00 |  | TELEMETRY UNITS | CMP8 | 402 | CARDINAL | 3000
CHRISTIANA |  | HOSPITAL-CH | 0 | No-Serial Number | DE |  | 2007-11-25 19:00 |  | TELEMETRY UNITS | CMP67 | 402 | CARDINAL | 3000
CHRISTIANA |  | HOSPITAL-CH | 0 | NONE | DE |  | 2007-11-25 19:00 |  | TELEMETRY UNITS | CMP23 | 402 | CARDINAL | 3000
CHRISTIANA |  | HOSPITAL-WH | 0 | NONE | DE |  | 2008-03-07 19:00 |  | TELEMETRY UNITS | WMP19 | 402 | CARDINAL | 3000
CHRISTIANA |  | HOSPITAL-CH | 0 | NONE | DE |  | 2007-11-25 19:00 |  | TELEMETRY UNITS | CMP51 | 402 | CARDINAL | 3000
CHRISTIANA |  | HOSPITAL-WH | 0 | NONE | DE |  |  |  | TELEMETRY UNITS | WMP33 | 402 | CARDINAL | 3000
CHRISTIANA |  | HOSPITAL-CH | 0 | NONE | DE |  | 2007-12-21 19:00 |  | TELEMETRY UNITS | CMP163 | 402 | CARDINAL | 3000
CHRISTIANA |  | HOSPITAL-CH | 0 | NONE | DE |  | 2007-12-21 19:00 |  | TELEMETRY UNITS | CMP189 | 402 | CARDINAL | 3000
CHRISTIANA |  | HOSPITAL-WH | 0 | NA | DE |  |  |  | TELEMETRY UNITS | WMP4 | 402 | CARDINAL | 3000
CHRISTIANA |  | HOSPITAL-CH | 0 | No-Serial Number | DE |  | 2007-11-27 19:00 |  | TELEMETRY UNITS | CMP150 | 402 | CARDINAL | 3000
CHRISTIANA |  | HOSPITAL-CH | 0 | No-Serial Number | DE |  | 2007-12-23 19:00 |  | TELEMETRY UNITS | CMP215 | 402 | CARDINAL | 3000
CHRISTIANA |  | HOSPITAL-WH | 0 | NONE | DE |  |  |  | TELEMETRY UNITS | WMP64 | 402 | CARDINAL | 3000
CHRISTIANA |  | HOSPITAL-CH | 0 | NONE | DE |  | 2007-11-27 19:00 |  | TELEMETRY UNITS | CMP119 | 402 | CARDINAL | 3000
CHRISTIANA |  | HOSPITAL-WH | 0 | NONE | DE |  |  |  | TELEMETRY UNITS | WMP48 | 402 | CARDINAL | 3000
CHRISTIANA |  | HOSPITAL-CH | 0 | No-Serial Number | DE |  | 2007-11-25 19:00 |  | TELEMETRY UNITS | CMP80 | 402 | CARDINAL | 3000
CHRISTIANA |  | HOSPITAL-CH | 0 | NONE | DE |  | 2007-11-25 19:00 |  | TELEMETRY UNITS | CMP38 | 402 | CARDINAL | 3000
CHRISTIANA |  | HOSPITAL-CH | 0 | NONE | DE |  | 2007-11-25 19:00 |  | TELEMETRY UNITS | CMP95 | 402 | CARDINAL | 3000
CHRISTIANA |  | HOSPITAL-CH | 0 | NONE | DE |  | 2007-11-27 19:00 |  | TELEMETRY UNITS | CMP106 | 402 | CARDINAL | 3000
CHRISTIANA |  | HOSPITAL-WH | 0 | NONE | DE |  |  |  | TELEMETRY UNITS | WMP51 | 402 | CARDINAL | 3000
CHRISTIANA |  | HOSPITAL-CH | 0 | No-Serial Number | DE |  | 2007-12-21 19:00 |  | TELEMETRY UNITS | CMP166 | 402 | CARDINAL | 3000
CHRISTIANA |  | HOSPITAL-WH | 0 | NONE | DE |  |  |  | TELEMETRY UNITS | WMP36 | 402 | CARDINAL | 3000
CHRISTIANA |  | HOSPITAL-CH | 0 | No-Serial Number | DE |  | 2007-12-21 19:00 |  | TELEMETRY UNITS | CMP180 | 402 | CARDINAL | 3000
CHRISTIANA |  | HOSPITAL-CH | 0 | NONE | DE |  | 2007-11-25 19:00 |  | TELEMETRY UNITS | CMP11 | 402 | CARDINAL | 3000
CHRISTIANA |  | HOSPITAL-CH | 0 | No-Serial Number | DE |  | 2007-11-25 19:00 |  | TELEMETRY UNITS | CMP70 | 402 | CARDINAL | 3000
CHRISTIANA |  | HOSPITAL-CH | 0 | NONE | DE |  | 2007-11-25 19:00 |  | TELEMETRY UNITS | CMP40 | 402 | CARDINAL | 3000
CHRISTIANA |  | HOSPITAL-WH | 0 | NONE | DE |  | 2008-03-08 19:00 |  | TELEMETRY UNITS | WMP22 | 402 | CARDINAL | 3000
CHRISTIANA |  | HOSPITAL-CH | 0 | No-Serial Number | DE |  | 2007-12-23 19:00 |  | TELEMETRY UNITS | CMP218 | 402 | CARDINAL | 3000
CHRISTIANA |  | HOSPITAL-CH | 0 | No-Serial Number | DE |  | 2007-12-21 19:00 |  | TELEMETRY UNITS | CMP192 | 402 | CARDINAL | 3000
CHRISTIANA |  | HOSPITAL-WH | 0 | NONE | DE |  |  |  | TELEMETRY UNITS | WMP7 | 402 | CARDINAL | 3000
CHRISTIANA |  | HOSPITAL-CH | 0 | NONE | DE |  | 2007-12-23 19:00 |  | TELEMETRY UNITS | CMP206 | 402 | CARDINAL | 3000
CHRISTIANA |  | HOSPITAL-WH | 0 | NONE | DE |  |  |  | TELEMETRY UNITS | WMP54 | 402 | CARDINAL | 3000
CHRISTIANA |  | HOSPITAL-CH | 0 | No-Serial Number | DE |  | 2007-11-25 19:00 |  | TELEMETRY UNITS | CMP57 | 402 | CARDINAL | 3000
CHRISTIANA |  | HOSPITAL-CH | 0 | No-Serial Number | DE |  | 2007-11-27 19:00 |  | TELEMETRY UNITS | CMP107 | 402 | CARDINAL | 3000
CHRISTIANA |  | HOSPITAL-CH | 0 | No-Serial Number | DE |  | 2007-11-27 19:00 |  | TELEMETRY UNITS | CMP122 | 402 | CARDINAL | 3000
CHRISTIANA |  | HOSPITAL-CH | 0 | No-Serial Number | DE |  | 2007-11-25 19:00 |  | TELEMETRY UNITS | CMP83 | 402 | CARDINAL | 3000
CHRISTIANA |  | HOSPITAL-CH | 0 | No-Serial Number | DE |  | 2007-12-23 19:00 |  | TELEMETRY UNITS | CMP233 | 402 | CARDINAL | 3000
CHRISTIANA |  | HOSPITAL-CH | 0 | NONE | DE |  | 2007-11-25 19:00 |  | TELEMETRY UNITS | CMP13 | 402 | CARDINAL | 3000
CHRISTIANA |  | HOSPITAL-CH | 0 | No-Serial Number | DE |  | 2007-11-25 19:00 |  | TELEMETRY UNITS | CMP71 | 402 | CARDINAL | 3000
CHRISTIANA |  | HOSPITAL-WH | 0 | NONE | DE |  |  |  | TELEMETRY UNITS | WMP84 | 402 | CARDINAL | 3000
CHRISTIANA |  | HOSPITAL-CH | 0 | NONE | DE |  | 2007-12-23 19:00 |  | TELEMETRY UNITS | CMP222 | 402 | CARDINAL | 3000
CHRISTIANA |  | HOSPITAL-CH | 0 | NONE | DE |  | 2007-11-25 19:00 |  | TELEMETRY UNITS | CMP87 | 402 | CARDINAL | 3000
CHRISTIANA |  | HOSPITAL-WH | 0 | NONE | DE |  | 2008-03-07 19:00 |  | TELEMETRY UNITS | WMP11 | 402 | CARDINAL | 3000
CHRISTIANA |  | HOSPITAL-CH | 0 | NONE | DE |  | 2007-12-23 19:00 |  | TELEMETRY UNITS | CMP208 | 402 | CARDINAL | 3000
CHRISTIANA |  | HOSPITAL-CH | 0 | No-Serial Number | DE |  | 2007-12-21 19:00 |  | TELEMETRY UNITS | CMP154 | 402 | CARDINAL | 3000
CHRISTIANA |  | HOSPITAL-WH | 0 | NONE | DE |  |  |  | TELEMETRY UNITS | WMP57 | 402 | CARDINAL | 3000
CHRISTIANA |  | HOSPITAL-CH | 0 | NONE | DE |  | 2007-11-25 19:00 |  | TELEMETRY UNITS | CMP59 | 402 | CARDINAL | 3000
CHRISTIANA |  | HOSPITAL-CH | 0 | NONE | DE |  | 2007-11-27 19:00 |  | TELEMETRY UNITS | CMP111 | 402 | CARDINAL | 3000
CHRISTIANA |  | HOSPITAL-WH | 0 | NONE | DE |  |  |  | TELEMETRY UNITS | WMP71 | 402 | CARDINAL | 3000
CHRISTIANA |  | HOSPITAL-CH | 0 | NONE | DE |  | 2007-11-27 19:00 |  | TELEMETRY UNITS | CMP127 | 402 | CARDINAL | 3000
CHRISTIANA |  | HOSPITAL-CH | 0 | NONE | DE |  | 2007-11-25 19:00 |  | TELEMETRY UNITS | CMP29 | 402 | CARDINAL | 3000
CHRISTIANA |  | HOSPITAL-CH | 0 | NONE | DE |  | 2007-11-25 19:00 |  | TELEMETRY UNITS | CMP100 | 402 | CARDINAL | 3000
CHRISTIANA |  | HOSPITAL-CH | 0 | NONE | DE |  | 2007-12-23 19:00 |  | TELEMETRY UNITS | CMP237 | 402 | CARDINAL | 3000
CHRISTIANA |  | HOSPITAL-CH | 0 | NONE | DE |  | 2007-11-25 19:00 |  | TELEMETRY UNITS | CMP17 | 402 | CARDINAL | 3000
CHRISTIANA |  | HOSPITAL-CH | 0 | NONE | DE |  | 2007-11-25 19:00 |  | TELEMETRY UNITS | CMP75 | 402 | CARDINAL | 3000
CHRISTIANA |  | HOSPITAL-CH | 0 | NONE | DE |  | 2007-11-25 19:00 |  | TELEMETRY UNITS | COMP46 | 402 | CARDINAL | 3000
CHRISTIANA |  | HOSPITAL-CH | 0 | NONE | DE |  | 2007-11-25 19:00 |  | TELEMETRY UNITS | CMP1 | 402 | CARDINAL | 3000
CHRISTIANA |  | HOSPITAL-WH | 0 | NONE | DE |  |  |  | TELEMETRY UNITS | WMP40 | 402 | CARDINAL | 3000
CHRISTIANA |  | HOSPITAL-CH | 0 | No-Serial Number | DE |  | 2007-11-27 19:00 |  | TELEMETRY UNITS | CMP142 | 402 | CARDINAL | 3000
CHRISTIANA |  | HOSPITAL-WH | 0 | NONE | DE |  | 2008-03-07 19:00 |  | TELEMETRY UNITS | WMP13 | 402 | CARDINAL | 3000
CHRISTIANA |  | HOSPITAL-CH | 0 | NONE | DE |  | 2007-11-25 19:00 |  | TELEMETRY UNITS | CMP44 | 402 | CARDINAL | 3000
CHRISTIANA |  | HOSPITAL-WH | 0 | NONE | DE |  |  |  | TELEMETRY UNITS | WMP26 | 402 | CARDINAL | 3000
CHRISTIANA |  | HOSPITAL-CH | 0 | NONE | DE |  | 2007-12-21 19:00 |  | TELEMETRY UNITS | CMP173 | 402 | CARDINAL | 3000
CHRISTIANA |  | HOSPITAL-CH | 0 | No-Serial Number | DE |  | 2007-11-25 19:00 |  | TELEMETRY UNITS | CMP63 | 402 | CARDINAL | 3000
CHRISTIANA |  | HOSPITAL-WH | 0 | NONE | DE |  |  |  | TELEMETRY UNITS | WMP75 | 402 | CARDINAL | 3000
CHRISTIANA |  | HOSPITAL-CH | 0 | NONE | DE |  | 2007-11-27 19:00 |  | TELEMETRY UNITS | CMP131 | 402 | CARDINAL | 3000
CHRISTIANA |  | HOSPITAL-CH | 0 | NONE | DE |  | 2007-11-25 19:00 |  | TELEMETRY UNITS | CMP33 | 402 | CARDINAL | 3000
CHRISTIANA |  | HOSPITAL-CH | 0 | No-Serial Number | DE |  | 2007-11-25 19:00 |  | TELEMETRY UNITS | CMP90 | 402 | CARDINAL | 3000
CHRISTIANA |  | HOSPITAL-CH | 0 | No-Serial Number | DE |  | 2007-11-27 19:00 |  | TELEMETRY UNITS | CMP101 | 402 | CARDINAL | 3000
CHRISTIANA |  | HOSPITAL-CH | 0 | NONE | DE |  | 2007-12-21 19:00 |  | TELEMETRY UNITS | CMP159 | 402 | CARDINAL | 3000
CHRISTIANA |  | HOSPITAL-CH | 0 | NONE | DE |  | 2007-12-21 19:00 |  | TELEMETRY UNITS | CMP184 | 402 | CARDINAL | 3000
CHRISTIANA |  | HOSPITAL-CH | 0 | NONE | DE |  | 2007-11-25 19:00 |  | TELEMETRY UNITS | CMP50 | 402 | CARDINAL | 3000
CHRISTIANA |  | HOSPITAL-CH | 0 | NONE | DE |  | 2007-11-25 19:00 |  | TELEMETRY UNITS | CMP5 | 402 | CARDINAL | 3000
CHRISTIANA |  | HOSPITAL-WH | 0 | NONE | DE |  |  |  | TELEMETRY UNITS | WMP3 | 402 | CARDINAL | 3000
CHRISTIANA |  | HOSPITAL-WH | 0 | NONE | DE |  | 2008-03-07 19:00 |  | TELEMETRY UNITS | WMP17 | 402 | CARDINAL | 3000
CHRISTIANA |  | HOSPITAL-WH | 0 | NONE | DE |  |  |  | TELEMETRY UNITS | WMP30 | 402 | CARDINAL | 3000
CHRISTIANA |  | HOSPITAL-WH | 0 | NONE | DE |  |  |  | TELEMETRY UNITS | WMP63 | 402 | CARDINAL | 3000
CHRISTIANA |  | HOSPITAL-CH | 0 | NONE | DE |  | 2007-12-23 19:00 |  | TELEMETRY UNITS | CMP226 | 402 | CARDINAL | 3000
CHRISTIANA |  | HOSPITAL-CH | 0 | NONE | DE |  | 2007-11-27 19:00 |  | TELEMETRY UNITS | CMP118 | 402 | CARDINAL | 3000
CHRISTIANA |  | HOSPITAL-CH | 0 | NONE | DE |  | 2007-12-23 19:00 |  | TELEMETRY UNITS | CMP240 | 402 | CARDINAL | 3000
CHRISTIANA |  | HOSPITAL-CH | 0 | NONE | DE |  | 2007-12-21 19:00 |  | TELEMETRY UNITS | CMP198 | 402 | CARDINAL | 3000
CHRISTIANA |  | HOSPITAL-CH | 0 | NONE | DE |  | 2007-12-23 19:00 |  | TELEMETRY UNITS | CMP212 | 402 | CARDINAL | 3000
CHRISTIANA |  | HOSPITAL-CH | 0 | NONE | DE |  | 2007-12-23 19:00 |  | TELEMETRY UNITS | CMP229 | 402 | CARDINAL | 3000
CHRISTIANA |  | HOSPITAL-WH | 0 | NA | DE |  |  |  | TELEMETRY UNITS | WMP80 | 402 | CARDINAL | 3000
CHRISTIANA |  | HOSPITAL-CH | 0 | No-Serial Number | DE |  | 2007-12-21 19:00 |  | TELEMETRY UNITS | CMP176 | 402 | CARDINAL | 3000
CHRISTIANA |  | HOSPITAL-CH | 0 | NA | DE |  | 2007-11-25 19:00 |  | TELEMETRY UNITS | CMP7 | 402 | CARDINAL | 3000
CHRISTIANA |  | HOSPITAL-CH | 0 | No-Serial Number | DE |  | 2007-11-25 19:00 |  | TELEMETRY UNITS | CMP66 | 402 | CARDINAL | 3000
CHRISTIANA |  | HOSPITAL-CH | 0 | NA | DE |  | 2007-11-25 19:00 |  | TELEMETRY UNITS | CMP22 | 402 | CARDINAL | 3000
CHRISTIANA |  | HOSPITAL-WH | 0 | NONE | DE |  | 2008-03-07 19:00 |  | TELEMETRY UNITS | WMP18 | 402 | CARDINAL | 3000
CHRISTIANA |  | HOSPITAL-WH | 0 | NONE | DE |  |  |  | TELEMETRY UNITS | WMP32 | 402 | CARDINAL | 3000
CHRISTIANA |  | HOSPITAL-WH | 0 | NONE | DE |  |  |  | TELEMETRY UNITS | WMP67 | 402 | CARDINAL | 3000
CHRISTIANA |  | HOSPITAL-CH | 0 | NONE | DE |  | 2007-12-23 19:00 |  | TELEMETRY UNITS | CMP202 | 402 | CARDINAL | 3000
CHRISTIANA |  | HOSPITAL-CH | 0 | No-Serial Number | DE |  | 2007-11-27 19:00 |  | TELEMETRY UNITS | CMP149 | 402 | CARDINAL | 3000
CHRISTIANA |  | HOSPITAL-WH | 0 | NONE | DE |  |  |  | TELEMETRY UNITS | WMP47 | 402 | CARDINAL | 3000
CHRISTIANA |  | HOSPITAL-WH | 0 | NONE | DE |  |  |  | TELEMETRY UNITS | WMP79 | 402 | CARDINAL | 3000
CHRISTIANA |  | HOSPITAL-CH | 0 | No-Serial Number | DE |  | 2007-11-25 19:00 |  | TELEMETRY UNITS | CMP79 | 402 | CARDINAL | 3000
CHRISTIANA |  | HOSPITAL-CH | 0 | No-Serial Number | DE |  | 2007-11-27 19:00 |  | TELEMETRY UNITS | CMP135 | 402 | CARDINAL | 3000
CHRISTIANA |  | HOSPITAL-CH | 0 | NONE | DE |  | 2007-11-25 19:00 |  | TELEMETRY UNITS | CMP37 | 402 | CARDINAL | 3000
CHRISTIANA |  | HOSPITAL-CH | 0 | No-Serial Number | DE |  | 2007-11-25 19:00 |  | TELEMETRY UNITS | CMP94 | 402 | CARDINAL | 3000
CHRISTIANA |  | HOSPITAL-CH | 0 | No-Serial Number | DE |  | 2007-11-24 19:00 |  | TELEMETRY UNITS | CMP53 | 402 | CARDINAL | 3000
CHRISTIANA |  | HOSPITAL-CH | 0 | No-Serial Number | DE |  | 2007-11-27 19:00 |  | TELEMETRY UNITS | CMP105 | 402 | CARDINAL | 3000
CHRISTIANA |  | HOSPITAL-CH | 0 | No-Serial Number | DE |  | 2007-12-21 19:00 |  | TELEMETRY UNITS | CMP165 | 402 | CARDINAL | 3000
CHRISTIANA |  | HOSPITAL-CH | 0 | NONE | DE |  | 2007-12-21 19:00 |  | TELEMETRY UNITS | CMP179 | 402 | CARDINAL | 3000
CHRISTIANA |  | HOSPITAL-CH | 0 | NONE | DE |  | 2007-11-25 19:00 |  | TELEMETRY UNITS | CMP10 | 402 | CARDINAL | 3000
CHRISTIANA |  | HOSPITAL-CH | 0 | NONE | DE |  | 2007-11-25 19:00 |  | TELEMETRY UNITS | CMP69 | 402 | CARDINAL | 3000
CHRISTIANA |  | HOSPITAL-CH | 0 | NONE | DE |  | 2007-11-25 19:00 |  | TELEMETRY UNITS | CMP25 | 402 | CARDINAL | 3000
CHRISTIANA |  | HOSPITAL-WH | 0 | NONE | DE |  | 2008-03-07 19:00 |  | TELEMETRY UNITS | WMP10 | 402 | CARDINAL | 3000
CHRISTIANA |  | HOSPITAL-CH | 0 | NONE | DE |  | 2007-11-25 19:00 |  | TELEMETRY UNITS | CMP39 | 402 | CARDINAL | 3000
CHRISTIANA |  | HOSPITAL-CH | 0 | NONE | DE |  | 2007-12-21 19:00 |  | TELEMETRY UNITS | CMP153 | 402 | CARDINAL | 3000
CHRISTIANA |  | HOSPITAL-WH | 0 | NONE | DE |  |  |  | TELEMETRY UNITS | WMP55 | 402 | CARDINAL | 3000
CHRISTIANA |  | HOSPITAL-WH | 0 | NONE | DE |  |  |  | TELEMETRY UNITS | WMP56 | 402 | CARDINAL | 3000
CHRISTIANA |  | HOSPITAL-CH | 0 | NONE | DE |  | 2007-11-27 19:00 |  | TELEMETRY UNITS | CMP110 | 402 | CARDINAL | 3000
CHRISTIANA |  | HOSPITAL-WH | 0 | NONE | DE |  |  |  | TELEMETRY UNITS | WMP70 | 402 | CARDINAL | 3000
CHRISTIANA |  | HOSPITAL-CH | 0 | No-Serial Number | DE |  | 2007-11-27 19:00 |  | TELEMETRY UNITS | CMP125 | 402 | CARDINAL | 3000
CHRISTIANA |  | HOSPITAL-CH | 0 | No-Serial Number | DE |  | 2007-12-21 19:00 |  | TELEMETRY UNITS | CMP191 | 402 | CARDINAL | 3000
CHRISTIANA |  | HOSPITAL-CH | 0 | No-Serial Number | DE |  | 2007-12-23 19:00 |  | TELEMETRY UNITS | CMP205 | 402 | CARDINAL | 3000
CHRISTIANA |  | HOSPITAL-CH | 0 | NONE | DE |  | 2007-11-24 19:00 |  | TELEMETRY UNITS | CMP56 | 402 | CARDINAL | 3000
CHRISTIANA |  | HOSPITAL-CH | 0 | NONE | DE |  | 2007-11-25 19:00 |  | TELEMETRY UNITS | CMP82 | 402 | CARDINAL | 3000
CHRISTIANA |  | HOSPITAL-CH | 0 | NONE | DE |  | 2007-11-27 19:00 |  | TELEMETRY UNITS | CMP138 | 402 | CARDINAL | 3000
CHRISTIANA |  | HOSPITAL-CH | 0 | No-Serial Number | DE |  | 2007-12-23 19:00 |  | TELEMETRY UNITS | CMP232 | 402 | CARDINAL | 3000
CHRISTIANA |  | HOSPITAL-WH | 0 | NA | DE |  |  |  | TELEMETRY UNITS | WMP83 | 402 | CARDINAL | 3000
CHRISTIANA |  | HOSPITAL-WH | 0 | NONE | DE |  |  |  | TELEMETRY UNITS | WMP60 | 402 | CARDINAL | 3000
CHRISTIANA |  | HOSPITAL-CH | 0 | NONE | DE |  | 2007-12-23 19:00 |  | TELEMETRY UNITS | CMP221 | 402 | CARDINAL | 3000
CHRISTIANA |  | HOSPITAL-WH | 0 | NONE | DE |  |  |  | TELEMETRY UNITS | WMP74 | 402 | CARDINAL | 3000
CHRISTIANA |  | HOSPITAL-CH | 0 | NONE | DE |  | 2007-11-25 19:00 |  | TELEMETRY UNITS | CMP86 | 402 | CARDINAL | 3000
CHRISTIANA |  | HOSPITAL-CH | 0 | No-Serial Number | DE |  | 2007-11-25 19:00 |  | TELEMETRY UNITS | CMP58 | 402 | CARDINAL | 3000
CHRISTIANA |  | HOSPITAL-CH | 0 | No-Serial Number | DE |  | 2007-12-21 19:00 |  | TELEMETRY UNITS | CMP183 | 402 | CARDINAL | 3000
CHRISTIANA |  | HOSPITAL-CH | 0 | No-Serial Number | DE |  | 2007-11-27 19:00 |  | TELEMETRY UNITS | CMP126 | 402 | CARDINAL | 3000
CHRISTIANA |  | HOSPITAL-CH | 0 | NONE | DE |  | 2007-11-25 19:00 |  | TELEMETRY UNITS | CMP28 | 402 | CARDINAL | 3000
CHRISTIANA |  | HOSPITAL-CH | 0 | No-Serial Number | DE |  | 2007-11-25 19:00 |  | TELEMETRY UNITS | CMP99 | 402 | CARDINAL | 3000
CHRISTIANA |  | HOSPITAL-CH | 0 | No-Serial Number | DE |  | 2007-12-23 19:00 |  | TELEMETRY UNITS | CMP236 | 402 | CARDINAL | 3000
CHRISTIANA |  | HOSPITAL-CH | 0 | NA | DE |  | 2007-11-25 19:00 |  | TELEMETRY UNITS | CMP16 | 402 | CARDINAL | 3000
CHRISTIANA |  | HOSPITAL-CH | 0 | No-Serial Number | DE |  | 2007-11-25 19:00 |  | TELEMETRY UNITS | CMP74 | 402 | CARDINAL | 3000
CHRISTIANA |  | HOSPITAL-CH | 0 | NA | DE |  | 2007-11-25 19:00 |  | TELEMETRY UNITS | CMP45 | 402 | CARDINAL | 3000
CHRISTIANA |  | HOSPITAL-CH | 0 | NONE | DE |  | 2007-12-21 19:00 |  | TELEMETRY UNITS | CMP169 | 402 | CARDINAL | 3000
CHRISTIANA |  | HOSPITAL-WH | 0 | NONE | DE |  |  |  | TELEMETRY UNITS | WMP39 | 402 | CARDINAL | 3000
CHRISTIANA |  | HOSPITAL-CH | 0 | No-Serial Number | DE |  | 2007-11-27 19:00 |  | TELEMETRY UNITS | CMP141 | 402 | CARDINAL | 3000
CHRISTIANA |  | HOSPITAL-WH | 0 | NONE | DE |  | 2008-03-07 19:00 |  | TELEMETRY UNITS | WMP12 | 402 | CARDINAL | 3000
CHRISTIANA |  | HOSPITAL-CH | 0 | NONE | DE |  | 2007-11-25 19:00 |  | TELEMETRY UNITS | CMP43 | 402 | CARDINAL | 3000
CHRISTIANA |  | HOSPITAL-WH | 0 | NONE | DE |  | 2008-03-08 19:00 |  | TELEMETRY UNITS | WMP25 | 402 | CARDINAL | 3000
CHRISTIANA |  | HOSPITAL-CH | 0 | No-Serial Number | DE |  | 2007-12-21 19:00 |  | TELEMETRY UNITS | CMP172 | 402 | CARDINAL | 3000
CHRISTIANA |  | HOSPITAL-CH | 0 | No-Serial Number | DE |  | 2007-11-25 19:00 |  | TELEMETRY UNITS | CMP62 | 402 | CARDINAL | 3000
CHRISTIANA |  | HOSPITAL-CH | 0 | NONE | DE |  | 2007-11-27 19:00 |  | TELEMETRY UNITS | CMP130 | 402 | CARDINAL | 3000
CHRISTIANA |  | HOSPITAL-CH | 0 | NONE | DE |  | 2007-11-25 19:00 |  | TELEMETRY UNITS | CMP32 | 402 | CARDINAL | 3000
CHRISTIANA |  | HOSPITAL-CH | 0 | NONE | DE |  | 2007-12-21 19:00 |  | TELEMETRY UNITS | CMP158 | 402 | CARDINAL | 3000
CHRISTIANA |  | HOSPITAL-CH | 0 | NONE | DE |  | 2007-11-25 19:00 |  | TELEMETRY UNITS | CMP49 | 402 | CARDINAL | 3000
CHRISTIANA |  | HOSPITAL-WH | 0 | NONE | DE |  |  |  | TELEMETRY UNITS | WMP31 | 402 | CARDINAL | 3000
CHRISTIANA |  | HOSPITAL-CH | 0 | NONE | DE |  | 2007-11-25 19:00 |  | TELEMETRY UNITS | CMP4 | 402 | CARDINAL | 3000
CHRISTIANA |  | HOSPITAL-WH | 0 | NONE | DE |  |  |  | TELEMETRY UNITS | WMP43 | 402 | CARDINAL | 3000
CHRISTIANA |  | HOSPITAL-WH | 0 | NONE | DE |  | 2008-03-07 19:00 |  | TELEMETRY UNITS | WMP2 | 402 | CARDINAL | 3000
CHRISTIANA |  | HOSPITAL-CH | 0 | NONE | DE |  | 2007-11-27 19:00 |  | TELEMETRY UNITS | CMP145 | 402 | CARDINAL | 3000
CHRISTIANA |  | HOSPITAL-WH | 0 | NONE | DE |  | 2008-03-07 19:00 |  | TELEMETRY UNITS | WMP16 | 402 | CARDINAL | 3000
CHRISTIANA |  | HOSPITAL-WH | 0 | NONE | DE |  |  |  | TELEMETRY UNITS | WMP29 | 402 | CARDINAL | 3000
CHRISTIANA |  | HOSPITAL-WH | 0 | NONE | DE |  |  |  | TELEMETRY UNITS | WMP62 | 402 | CARDINAL | 3000
CHRISTIANA |  | HOSPITAL-CH | 0 | NONE | DE |  | 2007-12-23 19:00 |  | TELEMETRY UNITS | CMP225 | 402 | CARDINAL | 3000
CHRISTIANA |  | HOSPITAL-CH | 0 | No-Serial Number | DE |  | 2007-11-27 19:00 |  | TELEMETRY UNITS | CMP117 | 402 | CARDINAL | 3000
CHRISTIANA |  | HOSPITAL-WH | 0 | NONE | DE |  |  |  | TELEMETRY UNITS | WMP46 | 402 | CARDINAL | 3000
CHRISTIANA |  | HOSPITAL-WH | 0 | NONE | DE |  |  |  | TELEMETRY UNITS | WMP78 | 402 | CARDINAL | 3000
CHRISTIANA |  | HOSPITAL-CH | 0 | No-Serial Number | DE |  | 2007-11-25 19:00 |  | TELEMETRY UNITS | CMP78 | 402 | CARDINAL | 3000
CHRISTIANA |  | HOSPITAL-CH | 0 | No-Serial Number | DE |  | 2007-12-21 19:00 |  | TELEMETRY UNITS | CMP197 | 402 | CARDINAL | 3000
CHRISTIANA |  | HOSPITAL-CH | 0 | No-Serial Number | DE |  | 2007-12-23 19:00 |  | TELEMETRY UNITS | CMP211 | 402 | CARDINAL | 3000
CHRISTIANA |  | HOSPITAL-CH | 0 | No-Serial Number | DE |  | 2007-12-23 19:00 |  | TELEMETRY UNITS | CMP228 | 402 | CARDINAL | 3000
CHRISTIANA |  | HOSPITAL-CH | 0 | NONE | DE |  | 2007-12-21 19:00 |  | TELEMETRY UNITS | CMP188 | 402 | CARDINAL | 3000
CHRISTIANA |  | HOSPITAL-WH | 0 | NONE | DE |  | 2008-03-08 19:00 |  | TELEMETRY UNITS | WMP21 | 402 | CARDINAL | 3000
CHRISTIANA |  | HOSPITAL-WH | 0 | NA | DE |  |  |  | TELEMETRY UNITS | WMP35 | 402 | CARDINAL | 3000
CHRISTIANA |  | HOSPITAL-CH | 0 | NONE | DE |  | 2007-11-25 19:00 |  | TELEMETRY UNITS | CMP65 | 402 | CARDINAL | 3000
CHRISTIANA |  | HOSPITAL-CH | 0 | NONE | DE |  | 2007-11-25 19:00 |  | TELEMETRY UNITS | CMP21 | 402 | CARDINAL | 3000
CHRISTIANA |  | HOSPITAL-WH | 0 | NONE | DE |  |  |  | TELEMETRY UNITS | WMP6 | 402 | CARDINAL | 3000
CHRISTIANA |  | HOSPITAL-CH | 0 | No-Serial Number | DE |  | 2007-12-23 19:00 |  | TELEMETRY UNITS | CMP217 | 402 | CARDINAL | 3000
CHRISTIANA |  | HOSPITAL-WH | 0 | NONE | DE |  |  |  | TELEMETRY UNITS | WMP66 | 402 | CARDINAL | 3000
CHRISTIANA |  | HOSPITAL-CH | 0 | NONE | DE |  | 2007-11-27 19:00 |  | TELEMETRY UNITS | CMP121 | 402 | CARDINAL | 3000
CHRISTIANA |  | HOSPITAL-CH | 0 | NONE | DE |  | 2007-12-23 19:00 |  | TELEMETRY UNITS | CMP201 | 402 | CARDINAL | 3000
CHRISTIANA |  | HOSPITAL-CH | 0 | NONE | DE |  | 2007-11-27 19:00 |  | TELEMETRY UNITS | CMP148 | 402 | CARDINAL | 3000
CHRISTIANA |  | HOSPITAL-WH | 0 | NA | DE |  |  |  | TELEMETRY UNITS | WMP53 | 402 | CARDINAL | 3000
CHRISTIANA |  | HOSPITAL-CH | 0 | No-Serial Number | DE |  | 2007-11-27 19:00 |  | TELEMETRY UNITS | CMP134 | 402 | CARDINAL | 3000
CHRISTIANA |  | HOSPITAL-CH | 0 | NONE | DE |  | 2007-11-25 19:00 |  | TELEMETRY UNITS | CMP36 | 402 | CARDINAL | 3000
CHRISTIANA |  | HOSPITAL-CH | 0 | NONE | DE |  | 2007-11-25 19:00 |  | TELEMETRY UNITS | CMP93 | 402 | CARDINAL | 3000
CHRISTIANA |  | HOSPITAL-CH | 0 | NONE | DE |  | 2007-11-24 19:00 |  | TELEMETRY UNITS | CMP52 | 402 | CARDINAL | 3000
CHRISTIANA |  | HOSPITAL-CH | 0 | NONE | DE |  | 2007-11-27 19:00 |  | TELEMETRY UNITS | CMP104 | 402 | CARDINAL | 3000
CHRISTIANA |  | HOSPITAL-CH | 0 | NONE | DE |  | 2007-12-21 19:00 |  | TELEMETRY UNITS | CMP162 | 402 | CARDINAL | 3000
CHRISTIANA |  | HOSPITAL-CH | 0 | 4084 | DE |  |  |  | Monitors; Bedside; Neurology | 25932 | NIM-2 RESPONSE | MEDTRONIC XOMED SURGICAL PRODUCTS INC DIV MEDTRONIC INC | 10000
CHRISTIANA |  | HOSPITAL-CH | 0 | 470-600612 | DE |  |  |  | Physiologic Monitor Modules; Electrocardiography | 25703 | 90470-06 | Spacelabs Healthcare Inc An OSI Systems Co | 8000
CHRISTIANA |  | HOSPITAL-CH | 0 | 470-600609 | DE |  |  |  | Physiologic Monitor Modules; Electrocardiography | 25699 | 90470-06 | Spacelabs Healthcare Inc An OSI Systems Co | 8000
CHRISTIANA |  | HOSPITAL-CH | 0 | 470-600632 | DE |  |  |  | Physiologic Monitor Modules; Electrocardiography | 25721 | 90470-06 | Spacelabs Healthcare Inc An OSI Systems Co | 8000
CHRISTIANA |  | HOSPITAL-CH | 0 | 470-600665 | DE |  |  |  | Physiologic Monitor Modules; Electrocardiography | 25697 | 90470-06 | Spacelabs Healthcare Inc An OSI Systems Co | 8000
CHRISTIANA |  | HOSPITAL-CH | 0 | 470-600613 | DE |  |  |  | Physiologic Monitor Modules; Electrocardiography | 25715 | 90470-06 | Spacelabs Healthcare Inc An OSI Systems Co | 8000
CHRISTIANA |  | HOSPITAL-CH | 0 | 470-600730 | DE |  |  |  | Physiologic Monitor Modules; Electrocardiography | 25547 | 90470-06 | Spacelabs Healthcare Inc An OSI Systems Co | 3488
CHRISTIANA |  | HOSPITAL-CH | 0 | 470-600610 | DE |  |  |  | Physiologic Monitor Modules; Electrocardiography | 26271 | 90470-06 | Spacelabs Healthcare Inc An OSI Systems Co | 8000
CHRISTIANA |  | HOSPITAL-CH | 0 | 470-600620 | DE |  |  |  | Physiologic Monitor Modules; Electrocardiography | 25709 | 90470-06 | Spacelabs Healthcare Inc An OSI Systems Co | 8000
CHRISTIANA |  | HOSPITAL-CH | 0 | 470-600626 | DE |  |  |  | Physiologic Monitor Modules; Electrocardiography | 25712 | 90470-06 | Spacelabs Healthcare Inc An OSI Systems Co | 8000
CHRISTIANA |  | HOSPITAL-CH | 0 | 470-600615 | DE |  |  |  | Physiologic Monitor Modules; Electrocardiography | 25706 | 90470-06 | Spacelabs Healthcare Inc An OSI Systems Co | 8000
CHRISTIANA |  | HOSPITAL-CH | 0 | 470-600628 | DE |  |  |  | Physiologic Monitor Modules; Electrocardiography | 25546 | 90470-06 | Spacelabs Healthcare Inc An OSI Systems Co | 3488
CHRISTIANA |  | HOSPITAL-CH | 0 | 470-145461 | DE |  |  |  | Physiologic Monitor Modules; Electrocardiography | 31322 | 90470-06 | Spacelabs Healthcare Inc An OSI Systems Co | 3318
CHRISTIANA |  | HOSPITAL-CH | 0 | 470-145558 | DE |  |  |  | Physiologic Monitor Modules; Electrocardiography | 31321 | 90470-06 | Spacelabs Healthcare Inc An OSI Systems Co | 3318
CHRISTIANA |  | HOSPITAL-CH | 0 | 470-149802 | DE |  |  |  | Physiologic Monitor Modules; Electrocardiography | 31323 | 90470-06 | Spacelabs Healthcare Inc An OSI Systems Co | 3318
CHRISTIANA |  | HOSPITAL-CH | 0 | 470-146491 | DE |  |  |  | Physiologic Monitor Modules; Electrocardiography | 31324 | 90470-06 | Spacelabs Healthcare Inc An OSI Systems Co | 3318
CHRISTIANA |  | HOSPITAL-CH | 0 | 470-601865 | DE |  |  |  | Physiologic Monitor Modules; Electrocardiography | 31329 | 90470-06 | Spacelabs Healthcare Inc An OSI Systems Co | 3318
CHRISTIANA |  | HOSPITAL-CH | 0 | 470-601985 | DE |  |  |  | Physiologic Monitor Modules; Electrocardiography | 31330 | 90470-06 | Spacelabs Healthcare Inc An OSI Systems Co | 3318
CHRISTIANA |  | HOSPITAL-CH | 0 | 470-146490 | DE |  |  |  | Physiologic Monitor Modules; Electrocardiography | 31328 | 90470-06 | Spacelabs Healthcare Inc An OSI Systems Co | 3318
CHRISTIANA |  | HOSPITAL-CH | 0 | 470-148562 | DE |  |  |  | Physiologic Monitor Modules; Electrocardiography | 31327 | 90470-06 | Spacelabs Healthcare Inc An OSI Systems Co | 3318
CHRISTIANA |  | HOSPITAL-CH | 0 | 470-600614 | DE |  |  |  | Physiologic Monitor Modules; Electrocardiography | 26262 | 90470-06 | Spacelabs Healthcare Inc An OSI Systems Co | 8000
CHRISTIANA |  | HOSPITAL-CH | 0 | 470-149299 | DE |  |  |  | Physiologic Monitor Modules; Electrocardiography | 31325 | 90470-06 | Spacelabs Healthcare Inc An OSI Systems Co | 3318
CHRISTIANA |  | HOSPITAL-CH | 0 | 470-149720 | DE |  |  |  | Physiologic Monitor Modules; Electrocardiography | 31326 | 90470-06 | Spacelabs Healthcare Inc An OSI Systems Co | 3318
CHRISTIANA |  | HOSPITAL-CH | 0 | 470-600625 | DE |  |  |  | Physiologic Monitor Modules; Electrocardiography | 25724 | 90470-06 | Spacelabs Healthcare Inc An OSI Systems Co | 8000
CHRISTIANA |  | HOSPITAL-CH | 0 | 470-600662 | DE |  |  |  | Physiologic Monitor Modules; Electrocardiography | 26268 | 90470-06 | Spacelabs Healthcare Inc An OSI Systems Co | 8000
CHRISTIANA |  | HOSPITAL-CH | 0 | 470-600483 | DE |  |  |  | Physiologic Monitor Modules; Electrocardiography | 25727 | 90470-06 | Spacelabs Healthcare Inc An OSI Systems Co | 8000
CHRISTIANA |  | HOSPITAL-CH | 0 | 470-600708 | DE |  |  |  | Physiologic Monitor Modules; Electrocardiography | 25730 | 90470-06 | Spacelabs Healthcare Inc An OSI Systems Co | 8000
CHRISTIANA |  | HOSPITAL-CH | 0 | 470-600718 | DE |  |  |  | Physiologic Monitor Modules; Electrocardiography | 25733 | 90470-06 | Spacelabs Healthcare Inc An OSI Systems Co | 8000
CHRISTIANA |  | HOSPITAL-CH | 0 | 470-600865 | DE |  |  |  | Physiologic Monitor Modules; Electrocardiography | 26277 | 90470-06 | Spacelabs Healthcare Inc An OSI Systems Co | 8000
CHRISTIANA |  | HOSPITAL-CH | 0 | 470-600732 | DE |  |  |  | Physiologic Monitor Modules; Electrocardiography | 25739 | 90470-06 | Spacelabs Healthcare Inc An OSI Systems Co | 8000
CHRISTIANA |  | HOSPITAL-CH | 0 | 470-142506 | DE |  |  |  | Physiologic Monitor Modules; Electrocardiography | 25736 | 90470-06 | Spacelabs Healthcare Inc An OSI Systems Co | 8000
CHRISTIANA |  | HOSPITAL-CH | 0 | 470-142505 | DE |  |  |  | Physiologic Monitor Modules; Electrocardiography | 26280 | 90470-06 | Spacelabs Healthcare Inc An OSI Systems Co | 3488
CHRISTIANA |  | HOSPITAL-CH | 0 | 470-142504 | DE |  |  |  | Physiologic Monitor Modules; Electrocardiography | 26274 | 90470-06 | Spacelabs Healthcare Inc An OSI Systems Co | 8000
CHRISTIANA |  | HOSPITAL-CH | 0 | 470-60061 | DE |  |  |  | Physiologic Monitor Modules; Electrocardiography | 25742 | 90470-06 | Spacelabs Healthcare Inc An OSI Systems Co | 8000
CHRISTIANA |  | HOSPITAL-CH | 0 | 470-600670 | DE |  |  |  | Physiologic Monitor Modules; Electrocardiography | 26264 | 90470-06 | Spacelabs Healthcare Inc An OSI Systems Co | 8000
CHRISTIANA |  | HOSPITAL-CH | 0 | 470-600623 | DE |  |  |  | Physiologic Monitor Modules; Electrocardiography | 25748 | 90470-06 | Spacelabs Healthcare Inc An OSI Systems Co | 8000
CHRISTIANA |  | HOSPITAL-CH | 0 | 470-600621 | DE |  |  |  | Physiologic Monitor Modules; Electrocardiography | 25718 | 90470-06 | Spacelabs Healthcare Inc An OSI Systems Co | 8000
CHRISTIANA |  | HOSPITAL-CH | 0 | 470-600616 | DE |  |  |  | Physiologic Monitor Modules; Electrocardiography | 25745 | 90470-06 | Spacelabs Healthcare Inc An OSI Systems Co | 8000
CHRISTIANA |  | HOSPITAL-CH | 0 | 470-600617 | DE |  |  |  | Physiologic Monitor Modules; Electrocardiography | 26258 | 90470-06 | Spacelabs Healthcare Inc An OSI Systems Co | 8000
CHRISTIANA |  | HOSPITAL-CH | 0 | 8119L19 | DE |  |  |  | Monitors; Bedside; Fetal | 28004 | MT430A | TOITU CO LTD | 12000
CHRISTIANA |  | HOSPITAL-CH | 0 | 7822H72 | DE |  |  |  | Monitors; Bedside; Fetal | 24258 | MT430A | TOITU CO LTD | 10000
CHRISTIANA |  | HOSPITAL-CH | 0 | 7915J16 | DE |  |  |  | Monitors; Bedside; Fetal | 24257 | MT430A | TOITU CO LTD | 10000
CHRISTIANA |  | HOSPITAL-CH | 0 | 8119L18 | DE |  |  |  | Monitors; Bedside; Fetal | 28003 | MT430A | TOITU CO LTD | 8000
CHRISTIANA |  | HOSPITAL-CH | 0 | 2922A00368 | DE |  | 2008-01-20 19:00 |  | Physiologic Monitor Modules; Temperature | 18358 | M1029A | PHILIPS MEDICAL SYSTEMS CARDIAC & MONITORING SYSTEMS DIV | 650
CHRISTIANA |  | HOSPITAL-CH | 0 | 3251A22535 | DE |  |  |  | Physiologic Monitor Modules; Temperature | 22890 | M1029A | PHILIPS MEDICAL SYSTEMS CARDIAC & MONITORING SYSTEMS DIV | 650
CHRISTIANA |  | HOSPITAL-CH | 0 | 2924A05005 | DE |  |  |  | Physiologic Monitor Modules; Temperature | 18348 | M1029A | PHILIPS MEDICAL SYSTEMS CARDIAC & MONITORING SYSTEMS DIV | 650
CHRISTIANA |  | HOSPITAL-CH | 0 | 3805693309 | DE |  | 2007-10-17 20:00 |  | Physiologic Monitor Modules; Temperature | 40503 | M1029A | PHILIPS MEDICAL SYSTEMS CARDIAC & MONITORING SYSTEMS DIV | 650
CHRISTIANA |  | HOSPITAL-CH | 0 | 3805A35339 | DE |  | 2008-01-20 19:00 |  | Physiologic Monitor Modules; Temperature | 27752 | M1029A | PHILIPS MEDICAL SYSTEMS CARDIAC & MONITORING SYSTEMS DIV | 650
CHRISTIANA |  | HOSPITAL-WH | 0 | 3523A27557 | DE |  | 1996-07-29 20:00 |  | Physiologic Monitor Modules; Temperature | 24687 | M1029A | PHILIPS MEDICAL SYSTEMS CARDIAC & MONITORING SYSTEMS DIV | 650
CHRISTIANA |  | HOSPITAL-CH | 0 | 3805G88163 | DE |  | 2008-01-20 19:00 |  | Physiologic Monitor Modules; Temperature | 27102 | M1029A | PHILIPS MEDICAL SYSTEMS CARDIAC & MONITORING SYSTEMS DIV | 650
CHRISTIANA |  | HOSPITAL-CH | 0 | 3523A27884 | DE |  | 1996-07-28 20:00 |  | Physiologic Monitor Modules; Temperature | 24733 | M1029A | PHILIPS MEDICAL SYSTEMS CARDIAC & MONITORING SYSTEMS DIV | 650
CHRISTIANA |  | HOSPITAL-CH | 0 | 3805G93597 | DE |  | 2007-11-13 19:00 |  | Physiologic Monitor Modules; Temperature | 40556 | M1029A | PHILIPS MEDICAL SYSTEMS CARDIAC & MONITORING SYSTEMS DIV | 650
CHRISTIANA |  | HOSPITAL-CH | 0 | 2922A00365 | DE |  | 1994-06-11 20:00 |  | Physiologic Monitor Modules; Temperature | 21147 | M1029A | PHILIPS MEDICAL SYSTEMS CARDIAC & MONITORING SYSTEMS DIV | 650
CHRISTIANA |  | HOSPITAL-CH | 0 | AA02051 | DE |  |  |  | Apnea Monitors; Neonatal | 10520 | HRRM71-2 | HILL-ROM AIR-SHIELDS A HILL-ROM CO | 2500
CHRISTIANA |  | HOSPITAL-CH | 0 | 1408CE586 | DE |  |  |  | Insufflators; Laparoscopic | 54770 | AirSeal iFS Intelligent Flow System AS-iFS1 | SURGIQUEST; INC | 22500
CHRISTIANA |  | New Castle Center | 0 | 10005027 | DE |  | 2008-04-20 20:00 |  | Electrocardiographs; Multichannel; Interpretive | 41356 | Electrocardiograph CP 100 | CARDINAL | 15000
CHRISTIANA |  | CANCER CENTER | 0 | 10003326 | DE |  |  |  | Electrocardiographs; Multichannel; Interpretive | 39766 | Electrocardiograph CP 100 | CARDINAL | 15000
CHRISTIANA |  | HOSPITAL-CH | 0 | X014636 | DE |  |  |  | Scales; Clinical; Laboratory | 34816 | Denver XP-Series Toploading Balance XP-300 | DENVER INSTRUMENT CO | 1500
CHRISTIANA |  | HOSPITAL-CH | 0 | de632g5240 | DE |  |  |  | MONITORING SYSTEMS; Physiologic; Acute Care | 52896 | M8002A MP30 | PHILIPS MEDICAL SYSTEMS CARDIAC & MONITORING SYSTEMS DIV | 18688.44
CHRISTIANA |  | HOSPITAL-CH | 0 | 429 | DE |  |  |  | Hemofiltration Units | 39917 | Gambro Aquadex FlexFlow S100 | CHF SOLUTIONS INC | 17500
CHRISTIANA |  | HOSPITAL-CH | 0 | 428 | DE |  |  |  | Hemofiltration Units | 39916 | Gambro Aquadex FlexFlow S100 | CHF SOLUTIONS INC | 17500
CHRISTIANA |  | HOSPITAL-CH | 0 | 778 | DE |  | 2010-07-13 20:00 |  | Hemofiltration Units | 47027 | Gambro Aquadex FlexFlow S100 | CHF SOLUTIONS INC | 26250
CHRISTIANA |  | HOSPITAL-CH | 0 | UY 2200 | DE |  |  |  | Cameras; Video; Endoscope | 46523 | C-MAC Video Laryngoscope Monitor 8402 ZX | STORZ ENDOSCOPY-AMERICA INC | 5968
CHRISTIANA |  | HOSPITAL-CH | 0 | RW5865 | DE |  |  |  | Cameras; Video; Endoscope | 62686 | C-MAC Video Laryngoscope Monitor 8402 ZX | STORZ ENDOSCOPY-AMERICA INC | 5968
CHRISTIANA |  | HOSPITAL-CH | 0 | 95060164Q4 | DE |  |  |  | Light Sources; Fiberoptic | 23185 | Q4000 | Stryker Corp | 4000
CHRISTIANA |  | HOSPITAL-CH | 0 | 95060644Q4 | DE |  |  |  | Light Sources; Fiberoptic | 23187 | Q4000 | Stryker Corp | 5250
CHRISTIANA |  | HOSPITAL-CH | 0 | 288Q1935 | DE |  |  |  | Light Sources; Fiberoptic | 25613 | Q4000 | Stryker Corp | 4000
CHRISTIANA |  | HOSPITAL-CH | 0 | 97060824Q4 | DE |  |  |  | Light Sources; Fiberoptic | 26293 | Q4000 | Stryker Corp | 4000
CHRISTIANA |  | CH-SURGI | 0 | 13017 | DE |  |  |  | Urodynamic Measurement Systems | 35400 | 9031G0032 | MEDTRONIC GASTROINTESTINAL | 25000
CHRISTIANA |  | HOSPITAL-CH | 0 | BC02L009 | DE |  |  |  | Electrosurgical Units | 34540 | BC-200A | CIRCON SURGITEK DIV CIRCON CORP | 6999.99
CHRISTIANA |  | HOSPITAL-WH | 0 | 404-BC2-589 | DE |  |  |  | Electrosurgical Units | 21708 | BC-200A | CIRCON SURGITEK DIV CIRCON CORP | 7801
CHRISTIANA |  | HOSPITAL-WH | 0 | BC02F003 | DE |  |  |  | Electrosurgical Units | 31915 | BC-200A | CIRCON SURGITEK DIV CIRCON CORP | 7550
CHRISTIANA |  | WH SURGI | 0 | BC2-1101 | DE |  |  |  | Electrosurgical Units | 27996 | BC-200A | CIRCON SURGITEK DIV CIRCON CORP | 6375
CHRISTIANA |  | HOSPITAL-WH | 0 | 3367269 | DE |  |  |  | Thermometers; Electronic | 3367269 | 2080D | ALARIS MEDICAL SYSTEMS INC SUB CARDINAL HEALTH INC | 0
CHRISTIANA |  | HOSPITAL-CH | 0 | 20803367276 | DE |  |  |  | Thermometers; Electronic | 3367276 | 2080D | ALARIS MEDICAL SYSTEMS INC SUB CARDINAL HEALTH INC | 0
CHRISTIANA |  | HOSPITAL-CH | 0 | 3384232 | DE |  |  |  | Thermometers; Electronic | 3384232 | 2080D | ALARIS MEDICAL SYSTEMS INC SUB CARDINAL HEALTH INC | 180
CHRISTIANA |  | HOSPITAL-CH | 0 | 3432253 | DE |  |  |  | Thermometers; Electronic | 3432253 | 2080D | ALARIS MEDICAL SYSTEMS INC SUB CARDINAL HEALTH INC | 180
CHRISTIANA |  | HOSPITAL-CH | 0 | 3367263 | DE |  |  |  | Thermometers; Electronic | 3367263 | 2080D | ALARIS MEDICAL SYSTEMS INC SUB CARDINAL HEALTH INC | 0
CHRISTIANA |  | HOSPITAL-WH | 0 | 2080 3367285 | DE |  |  |  | Thermometers; Electronic | 3367285 | 2080D | ALARIS MEDICAL SYSTEMS INC SUB CARDINAL HEALTH INC | 0
CHRISTIANA |  | HOSPITAL-CH | 0 | 20803538009 | DE |  |  |  | Thermometers; Electronic | 3538009 | 2080D | ALARIS MEDICAL SYSTEMS INC SUB CARDINAL HEALTH INC | 0
CHRISTIANA |  | HCCC | 0 | 3389946 | DE |  | 2009-12-31 19:00 |  | Thermometers; Electronic | 45413 | 2080D | ALARIS MEDICAL SYSTEMS INC SUB CARDINAL HEALTH INC | 350
CHRISTIANA |  | HOSPITAL-WH | 0 | 20803367311 | DE |  |  |  | Thermometers; Electronic | 3367311 | 2080D | ALARIS MEDICAL SYSTEMS INC SUB CARDINAL HEALTH INC | 0
CHRISTIANA |  | HOSPITAL-CH | 0 | 2080D3367213 | DE |  |  |  | Thermometers; Electronic | 3367213 | 2080D | ALARIS MEDICAL SYSTEMS INC SUB CARDINAL HEALTH INC | 0
CHRISTIANA |  | HOSPITAL-CH | 0 | 20803470175 | DE |  |  |  | Thermometers; Electronic | 3470175 | 2080D | ALARIS MEDICAL SYSTEMS INC SUB CARDINAL HEALTH INC | 0
CHRISTIANA |  | HOSPITAL-CH | 0 | 41079042080D | DE |  |  |  | Thermometers; Electronic | 4102904 | 2080D | ALARIS MEDICAL SYSTEMS INC SUB CARDINAL HEALTH INC | 0
CHRISTIANA |  | HOSPITAL-CH | 0 | 2085D-9869822 | DE |  |  |  | Thermometers; Electronic | 9869822 | 2080D | ALARIS MEDICAL SYSTEMS INC SUB CARDINAL HEALTH INC | 0
CHRISTIANA |  | HOSPITAL-CH | 0 | 41079122080D | DE |  |  |  | Thermometers; Electronic | 4107912 | 2080D | ALARIS MEDICAL SYSTEMS INC SUB CARDINAL HEALTH INC | 0
CHRISTIANA |  | HOSPITAL-CH | 0 | 20803538015 | DE |  |  |  | Thermometers; Electronic | 3538015 | 2080D | ALARIS MEDICAL SYSTEMS INC SUB CARDINAL HEALTH INC | 0
CHRISTIANA |  | HCCC | 0 | 3671353 | DE |  | 2009-12-31 19:00 |  | Thermometers; Electronic | 45542 | 2080D | ALARIS MEDICAL SYSTEMS INC SUB CARDINAL HEALTH INC | 350
CHRISTIANA |  | HOSPITAL-CH | 0 | 41078672080D | DE |  |  |  | Thermometers; Electronic | 4107867 | 2080D | ALARIS MEDICAL SYSTEMS INC SUB CARDINAL HEALTH INC | 0
CHRISTIANA |  | HOSPITAL-CH | 0 | 2085D-9869821 | DE |  |  |  | Thermometers; Electronic | 9869821 | 2080D | ALARIS MEDICAL SYSTEMS INC SUB CARDINAL HEALTH INC | 0
CHRISTIANA |  | HOSPITAL-CH | 0 | 2085D-9869862 | DE |  |  |  | Thermometers; Electronic | 9869862 | 2080D | ALARIS MEDICAL SYSTEMS INC SUB CARDINAL HEALTH INC | 0
CHRISTIANA |  | HOSPITAL-CH | 0 | 41079115080D | DE |  |  |  | Thermometers; Electronic | 4107911 | 2080D | ALARIS MEDICAL SYSTEMS INC SUB CARDINAL HEALTH INC | 0
CHRISTIANA |  | HOSPITAL-CH | 0 | 3410010 | DE |  |  |  | Thermometers; Electronic | 3410010 | 2080D | ALARIS MEDICAL SYSTEMS INC SUB CARDINAL HEALTH INC | 180
CHRISTIANA |  | HOSPITAL-CH | 0 | 3410026 | DE |  |  |  | Thermometers; Electronic | 3410026 | 2080D | ALARIS MEDICAL SYSTEMS INC SUB CARDINAL HEALTH INC | 180
CHRISTIANA |  | HOSPITAL-CH | 0 | 20803342574 | DE |  |  |  | Thermometers; Electronic | 3342574 | 2080D | ALARIS MEDICAL SYSTEMS INC SUB CARDINAL HEALTH INC | 0
CHRISTIANA |  | HCCC | 0 | 3318401 | DE |  | 2009-12-31 19:00 |  | Thermometers; Electronic | 45418 | 2080D | ALARIS MEDICAL SYSTEMS INC SUB CARDINAL HEALTH INC | 350
CHRISTIANA |  | HOSPITAL-CH | 0 | 20803445720 | DE |  |  |  | Thermometers; Electronic | 3445720 | 2080D | ALARIS MEDICAL SYSTEMS INC SUB CARDINAL HEALTH INC | 0
CHRISTIANA |  | HOSPITAL-CH | 0 | 2085D-9869865 | DE |  |  |  | Thermometers; Electronic | 9869865 | 2080D | ALARIS MEDICAL SYSTEMS INC SUB CARDINAL HEALTH INC | 0
CHRISTIANA |  | HOSPITAL-WH | 0 | 20803667284 | DE |  |  |  | Thermometers; Electronic | 3667284 | 2080D | ALARIS MEDICAL SYSTEMS INC SUB CARDINAL HEALTH INC | 0
CHRISTIANA |  | HOSPITAL-CH | 0 | 20803367295 | DE |  |  |  | Thermometers; Electronic | 3367295 | 2080D | ALARIS MEDICAL SYSTEMS INC SUB CARDINAL HEALTH INC | 0
CHRISTIANA |  | HOSPITAL-WH | 0 | 20803367286 | DE |  |  |  | Thermometers; Electronic | 3367286 | 2080D | ALARIS MEDICAL SYSTEMS INC SUB CARDINAL HEALTH INC | 0
CHRISTIANA |  | HOSPITAL-CH | 0 | 41078652080D | DE |  |  |  | Thermometers; Electronic | 4107865 | 2080D | ALARIS MEDICAL SYSTEMS INC SUB CARDINAL HEALTH INC | 0
CHRISTIANA |  | HOSPITAL-CH | 0 | 20803367296 | DE |  |  |  | Thermometers; Electronic | 3367296 | 2080D | ALARIS MEDICAL SYSTEMS INC SUB CARDINAL HEALTH INC | 0
CHRISTIANA |  | HOSPITAL-CH | 0 | 2080D3524951 | DE |  |  |  | Thermometers; Electronic | 3524951 | 2080D | ALARIS MEDICAL SYSTEMS INC SUB CARDINAL HEALTH INC | 0
CHRISTIANA |  | HOSPITAL-CH | 0 | 2085D-9869875 | DE |  |  |  | Thermometers; Electronic | 9869875 | 2080D | ALARIS MEDICAL SYSTEMS INC SUB CARDINAL HEALTH INC | 0
CHRISTIANA |  | HOSPITAL-WH | 0 | 2080D 3367265 | DE |  |  |  | Thermometers; Electronic | 3367265 | 2080D | ALARIS MEDICAL SYSTEMS INC SUB CARDINAL HEALTH INC | 0
CHRISTIANA |  | HOSPITAL-CH | 0 | 3123027 | DE |  |  |  | Thermometers; Electronic | 3123027 | 2080D | ALARIS MEDICAL SYSTEMS INC SUB CARDINAL HEALTH INC | 0
CHRISTIANA |  | HOSPITAL-CH | 0 | 2085D-9869876 | DE |  |  |  | Thermometers; Electronic | 9869876 | 2080D | ALARIS MEDICAL SYSTEMS INC SUB CARDINAL HEALTH INC | 0
CHRISTIANA |  | HOSPITAL-CH | 0 | 20803525030 | DE |  |  |  | Thermometers; Electronic | 3525030 | 2080D | ALARIS MEDICAL SYSTEMS INC SUB CARDINAL HEALTH INC | 0
CHRISTIANA |  | HOSPITAL-CH | 0 | 2085D-9869863 | DE |  |  |  | Thermometers; Electronic | 9869863 | 2080D | ALARIS MEDICAL SYSTEMS INC SUB CARDINAL HEALTH INC | 0
CHRISTIANA |  | HOSPITAL-CH | 0 | 2085D9869806 | DE |  |  |  | Thermometers; Electronic | 9869806 | 2080D | ALARIS MEDICAL SYSTEMS INC SUB CARDINAL HEALTH INC | 0
CHRISTIANA |  | HOSPITAL-CH | 0 | 2080D3367293 | DE |  |  |  | Thermometers; Electronic | 3367293 | 2080D | ALARIS MEDICAL SYSTEMS INC SUB CARDINAL HEALTH INC | 180
CHRISTIANA |  | HOSPITAL-CH | 0 | 2085D-9869807 | DE |  |  |  | Thermometers; Electronic | 9869807 | 2080D | ALARIS MEDICAL SYSTEMS INC SUB CARDINAL HEALTH INC | 0
CHRISTIANA |  | HOSPITAL-CH | 0 | 2085D-9869810 | DE |  |  |  | Thermometers; Electronic | 9869810 | 2080D | ALARIS MEDICAL SYSTEMS INC SUB CARDINAL HEALTH INC | 0
CHRISTIANA |  | HOSPITAL-CH | 0 | 3367271 | DE |  |  |  | Thermometers; Electronic | 3367271 | 2080D | ALARIS MEDICAL SYSTEMS INC SUB CARDINAL HEALTH INC | 180
CHRISTIANA |  | HOSPITAL-CH | 0 | 2085D-9869809 | DE |  |  |  | Thermometers; Electronic | 9869809 | 2080D | ALARIS MEDICAL SYSTEMS INC SUB CARDINAL HEALTH INC | 0
CHRISTIANA |  | HOSPITAL-CH | 0 | 2085D-9869816 | DE |  |  |  | Thermometers; Electronic | 9869816 | 2080D | ALARIS MEDICAL SYSTEMS INC SUB CARDINAL HEALTH INC | 0
CHRISTIANA |  | HOSPITAL-CH | 0 | 3401511 | DE |  |  |  | Thermometers; Electronic | 3401511 | 2080D | ALARIS MEDICAL SYSTEMS INC SUB CARDINAL HEALTH INC | 180
CHRISTIANA |  |  | 0 | 20803367292 | DE |  |  |  | Thermometers; Electronic | 3367292 | 2080D | ALARIS MEDICAL SYSTEMS INC SUB CARDINAL HEALTH INC | 0
CHRISTIANA |  | HOSPITAL-CH | 0 | 3415155 | DE |  |  |  | Thermometers; Electronic | 3415155 | 2080D | ALARIS MEDICAL SYSTEMS INC SUB CARDINAL HEALTH INC | 180
CHRISTIANA |  | HOSPITAL-CH | 0 | 2085D-9869872 | DE |  |  |  | Thermometers; Electronic | 9869872 | 2080D | ALARIS MEDICAL SYSTEMS INC SUB CARDINAL HEALTH INC | 0
CHRISTIANA |  | HOSPITAL-CH | 0 | 2080-4104722 | DE |  |  |  | Thermometers; Electronic | 4104722 | 2080D | ALARIS MEDICAL SYSTEMS INC SUB CARDINAL HEALTH INC | 0
CHRISTIANA |  | HOSPITAL-CH | 0 | 2080D3538013 | DE |  |  |  | Thermometers; Electronic | 3538013 | 2080D | ALARIS MEDICAL SYSTEMS INC SUB CARDINAL HEALTH INC | 0
CHRISTIANA |  | HOSPITAL-CH | 0 | 2085D-9869866 | DE |  |  |  | Thermometers; Electronic | 9869866 | 2080D | ALARIS MEDICAL SYSTEMS INC SUB CARDINAL HEALTH INC | 0
CHRISTIANA |  | HOSPITAL-CH | 0 | 2080D 3367255 | DE |  |  |  | Thermometers; Electronic | 3367255 | 2080D | ALARIS MEDICAL SYSTEMS INC SUB CARDINAL HEALTH INC | 0
CHRISTIANA |  | HOSPITAL-CH | 0 | 3408378 | DE |  |  |  | Thermometers; Electronic | 3408378 | 2080D | ALARIS MEDICAL SYSTEMS INC SUB CARDINAL HEALTH INC | 180
CHRISTIANA |  | HOSPITAL-CH | 0 | 3408302 | DE |  |  |  | Thermometers; Electronic | 3408302 | 2080D | ALARIS MEDICAL SYSTEMS INC SUB CARDINAL HEALTH INC | 180
CHRISTIANA |  | HOSPITAL-CH | 0 | 20803677758 | DE |  |  |  | Thermometers; Electronic | 3677758 | 2080D | ALARIS MEDICAL SYSTEMS INC SUB CARDINAL HEALTH INC | 0
CHRISTIANA |  | HOSPITAL-CH | 0 | 20803348393 | DE |  |  |  | Thermometers; Electronic | 3349893 | 2080D | ALARIS MEDICAL SYSTEMS INC SUB CARDINAL HEALTH INC | 0
CHRISTIANA |  | HOSPITAL-CH | 0 | 20803677761 | DE |  |  |  | Thermometers; Electronic | 3677761 | 2080D | ALARIS MEDICAL SYSTEMS INC SUB CARDINAL HEALTH INC | 0
CHRISTIANA |  | HOSPITAL-CH | 0 | 20803677756 | DE |  |  |  | Thermometers; Electronic | 3677756 | 2080D | ALARIS MEDICAL SYSTEMS INC SUB CARDINAL HEALTH INC | 0
CHRISTIANA |  | HOSPITAL-WH | 0 | 20803667283 | DE |  |  |  | Thermometers; Electronic | 3667283 | 2080D | ALARIS MEDICAL SYSTEMS INC SUB CARDINAL HEALTH INC | 0
CHRISTIANA |  | HOSPITAL-CH | 0 | 41078872080D | DE |  |  |  | Thermometers; Electronic | 4107887 | 2080D | ALARIS MEDICAL SYSTEMS INC SUB CARDINAL HEALTH INC | 0
CHRISTIANA |  | HOSPITAL-CH | 0 | 20803677760 | DE |  |  |  | Thermometers; Electronic | 3677760 | 2080D | ALARIS MEDICAL SYSTEMS INC SUB CARDINAL HEALTH INC | 0
CHRISTIANA |  | HOSPITAL-CH | 0 | 3521529 | DE |  |  |  | Thermometers; Electronic | 3521529 | 2080D | ALARIS MEDICAL SYSTEMS INC SUB CARDINAL HEALTH INC | 0
CHRISTIANA |  | HOSPITAL-CH | 0 | 20803538014 | DE |  |  |  | Thermometers; Electronic | 3538014 | 2080D | ALARIS MEDICAL SYSTEMS INC SUB CARDINAL HEALTH INC | 0
CHRISTIANA |  | HOSPITAL-CH | 0 | 20803348393 | DE |  |  |  | Thermometers; Electronic | 3348393 | 2080D | ALARIS MEDICAL SYSTEMS INC SUB CARDINAL HEALTH INC | 0
CHRISTIANA |  | HOSPITAL-CH | 0 | 20803667252 | DE |  |  |  | Thermometers; Electronic | 3367252 | 2080D | ALARIS MEDICAL SYSTEMS INC SUB CARDINAL HEALTH INC | 0
CHRISTIANA |  | HOSPITAL-CH | 0 | HM-2003-585 | DE |  |  |  | Electrocardiographs; Multichannel | 52611 | HearTwave Stress Testing System II | Cambridge Heart Inc | 15000
CHRISTIANA |  | HOSPITAL-CH | 0 | CNC5103729 | DE |  |  |  | Electrocardiographs; Multichannel | 27789 | M1700A | PHILIPS MEDICAL SYSTEMS CARDIAC & MONITORING SYSTEMS DIV | 8432.3
CHRISTIANA |  | HOSPITAL-WH | 0 | 3328A06001 | DE |  |  |  | Electrocardiographs; Multichannel | 21009 | M1700A | PHILIPS MEDICAL SYSTEMS CARDIAC & MONITORING SYSTEMS DIV | 6762
CHRISTIANA |  | HOSPITAL-CH | 0 | CNC5103737 | DE |  |  |  | Electrocardiographs; Multichannel | 27790 | M1700A | PHILIPS MEDICAL SYSTEMS CARDIAC & MONITORING SYSTEMS DIV | 8432.3
CHRISTIANA |  | HOSPITAL-CH | 0 | 3328A05997 | DE |  |  |  | Electrocardiographs; Multichannel | 20486 | M1700A | PHILIPS MEDICAL SYSTEMS CARDIAC & MONITORING SYSTEMS DIV | 6762
CHRISTIANA |  | HOSPITAL-WH | 0 | 3049A01277 | DE |  |  |  | Electrocardiographs; Multichannel | 18273 | M1700A | PHILIPS MEDICAL SYSTEMS CARDIAC & MONITORING SYSTEMS DIV | 9547
CHRISTIANA |  | HOSPITAL-CH | 0 | 3412A07715 | DE |  |  |  | Electrocardiographs; Multichannel | 23255 | M1700A | PHILIPS MEDICAL SYSTEMS CARDIAC & MONITORING SYSTEMS DIV | 5883
CHRISTIANA |  | HOSPITAL-CH | 0 | 3328A06002 | DE |  |  |  | Electrocardiographs; Multichannel | 20751 | M1700A | PHILIPS MEDICAL SYSTEMS CARDIAC & MONITORING SYSTEMS DIV | 6762
CHRISTIANA |  | HOSPITAL-WH | 0 | 3328A05995 | DE |  |  |  | Electrocardiographs; Multichannel | 20753 | M1700A | PHILIPS MEDICAL SYSTEMS CARDIAC & MONITORING SYSTEMS DIV | 6762
CHRISTIANA |  | CANCER CENTER | 0 | CNC5105844 | DE |  |  |  | Electrocardiographs; Multichannel | 30084 | M1700A | PHILIPS MEDICAL SYSTEMS CARDIAC & MONITORING SYSTEMS DIV | 6850
CHRISTIANA |  | HOSPITAL-WH | 0 | CNC5103606 | DE |  |  |  | Electrocardiographs; Multichannel | 27679 | M1700A | PHILIPS MEDICAL SYSTEMS CARDIAC & MONITORING SYSTEMS DIV | 9000
CHRISTIANA |  | CANCER CENTER | 0 | US00500354 | DE |  |  |  | Electrocardiographs; Multichannel | 32027 | M1700A | PHILIPS MEDICAL SYSTEMS CARDIAC & MONITORING SYSTEMS DIV | 9547
CHRISTIANA |  | HOSPITAL-WH | 0 | 3328A06008 | DE |  |  |  | Electrocardiographs; Multichannel | 20752 | M1700A | PHILIPS MEDICAL SYSTEMS CARDIAC & MONITORING SYSTEMS DIV | 6761
CHRISTIANA |  | HOSPITAL-CH | 0 | 3023A00239 | DE |  |  |  | Electrocardiographs; Multichannel | 18869 | M1700A | PHILIPS MEDICAL SYSTEMS CARDIAC & MONITORING SYSTEMS DIV | 7402
CHRISTIANA |  | HOSPITAL-CH | 0 | CNC5105845 | DE |  |  |  | Electrocardiographs; Multichannel | 30081 | M1700A | PHILIPS MEDICAL SYSTEMS CARDIAC & MONITORING SYSTEMS DIV | 6850
CHRISTIANA |  | HOSPITAL-CH | 0 | US00500355 | DE |  |  |  | Electrocardiographs; Multichannel | 32028 | M1700A | PHILIPS MEDICAL SYSTEMS CARDIAC & MONITORING SYSTEMS DIV | 9547
CHRISTIANA |  | HOSPITAL-CH | 0 | 3412A09235 | DE |  |  |  | Electrocardiographs; Multichannel | 23051 | M1700A | PHILIPS MEDICAL SYSTEMS CARDIAC & MONITORING SYSTEMS DIV | 8145
CHRISTIANA |  | HOSPITAL-CH | 0 | 3217A04423 | DE |  |  |  | Electrocardiographs; Multichannel | 34945 | M1700A | PHILIPS MEDICAL SYSTEMS CARDIAC & MONITORING SYSTEMS DIV | 3374
CHRISTIANA |  | HOSPITAL-WH | 0 | 3217A04498 | DE |  |  |  | Electrocardiographs; Multichannel | 21223 | M1700A | PHILIPS MEDICAL SYSTEMS CARDIAC & MONITORING SYSTEMS DIV | 6112
CHRISTIANA |  | HOSPITAL-WH | 0 | CNC5105838 | DE |  |  |  | Electrocardiographs; Multichannel | 30082 | M1700A | PHILIPS MEDICAL SYSTEMS CARDIAC & MONITORING SYSTEMS DIV | 6850
CHRISTIANA |  | HOSPITAL-CH | 0 | 3328A05996 | DE |  |  |  | Electrocardiographs; Multichannel | 20760 | M1700A | PHILIPS MEDICAL SYSTEMS CARDIAC & MONITORING SYSTEMS DIV | 6762
CHRISTIANA |  | Foulkstone Plaza | 0 | 3328A06006 | DE |  |  |  | Electrocardiographs; Multichannel | 20759 | M1700A | PHILIPS MEDICAL SYSTEMS CARDIAC & MONITORING SYSTEMS DIV | 6762
CHRISTIANA |  | Pike Creek | 0 | 3130A02045 | DE |  |  |  | Electrocardiographs; Multichannel | 47652 | M1700A | PHILIPS MEDICAL SYSTEMS CARDIAC & MONITORING SYSTEMS DIV | 9547
CHRISTIANA |  | HOSPITAL-WH | 0 | CNC5105790 | DE |  |  |  | Electrocardiographs; Multichannel | 30083 | M1700A | PHILIPS MEDICAL SYSTEMS CARDIAC & MONITORING SYSTEMS DIV | 6850
CHRISTIANA |  | HOSPITAL-WH | 0 | 3328A06003 | DE |  |  |  | Electrocardiographs; Multichannel | 20754 | M1700A | PHILIPS MEDICAL SYSTEMS CARDIAC & MONITORING SYSTEMS DIV | 6748
CHRISTIANA |  | Omega Professional Center | 0 | NONE | DE |  |  |  | Electrocardiographs; Multichannel | 48940 | M1700A | PHILIPS MEDICAL SYSTEMS CARDIAC & MONITORING SYSTEMS DIV | 9547
CHRISTIANA |  | HOSPITAL-WH | 0 | 3328A06007 | DE |  |  |  | Electrocardiographs; Multichannel | 21010 | M1700A | PHILIPS MEDICAL SYSTEMS CARDIAC & MONITORING SYSTEMS DIV | 6761
CHRISTIANA |  | HOSPITAL-CH | 0 | 3328A05998 | DE |  |  |  | Electrocardiographs; Multichannel | 20756 | M1700A | PHILIPS MEDICAL SYSTEMS CARDIAC & MONITORING SYSTEMS DIV | 6762
CHRISTIANA |  | HOSPITAL-CH | 0 | 3328A06000 | DE |  |  |  | Electrocardiographs; Multichannel | 20758 | M1700A | PHILIPS MEDICAL SYSTEMS CARDIAC & MONITORING SYSTEMS DIV | 6762
CHRISTIANA |  | HOSPITAL-WH | 0 | 3328A06005 | DE |  |  |  | Electrocardiographs; Multichannel | 20755 | M1700A | PHILIPS MEDICAL SYSTEMS CARDIAC & MONITORING SYSTEMS DIV | 9000
CHRISTIANA |  | HOSPITAL-CH | 0 | 3328A05999 | DE |  |  |  | Electrocardiographs; Multichannel | 20757 | M1700A | PHILIPS MEDICAL SYSTEMS CARDIAC & MONITORING SYSTEMS DIV | 6762
CHRISTIANA |  | HOSPITAL-CH | 0 | 3328A06004 | DE |  |  |  | Electrocardiographs; Multichannel | 20870 | M1700A | PHILIPS MEDICAL SYSTEMS CARDIAC & MONITORING SYSTEMS DIV | 6762
CHRISTIANA |  | HOSPITAL-CH | 0 | 5017B | DE |  |  |  | Smoke Evacuation Systems; Surgical | 27652 | PSWTURBO Whisper | BUFFALO FILTER DIV MEDTEK DEVICES INC | 3000
CHRISTIANA |  | WH SURGI | 0 | 110083 | DE |  |  |  | Drills; Middle Ear Surgery | 37275 | XPS-3000 | MEDTRONIC XOMED SURGICAL PRODUCTS INC DIV MEDTRONIC INC | 13895
CHRISTIANA |  | HOSPITAL-CH | 0 | 618 | DE |  | 2003-11-05 19:00 |  | Drills; Middle Ear Surgery | 34936 | XPS-3000 | MEDTRONIC XOMED SURGICAL PRODUCTS INC DIV MEDTRONIC INC | 9500
CHRISTIANA |  | HOSPITAL-CH | 0 | 10499 | DE |  | 2003-08-20 20:00 |  | Drills; Middle Ear Surgery | 34932 | XPS-3000 | MEDTRONIC XOMED SURGICAL PRODUCTS INC DIV MEDTRONIC INC | 13895
CHRISTIANA |  | HOSPITAL-WH | 0 | RC8903009 | DE |  |  |  | Tables; Operating | 29397 | 1900 RC | SMITH & NEPHEW DYONICS INC DIV SMITH & NEPHEW PLC | 30000
CHRISTIANA |  | HOSPITAL-CH | 0 | E-1395 | DE |  |  |  | Scales; Patient; Bedside; Sling | 39910 | FG 821-HD | SR INSTRUMENTS INC | 1000
CHRISTIANA |  | HOSPITAL-CH | 0 | 1411 | DE |  | 2019-06-13 15:57 |  | Scales; Patient; Bedside; Sling | 39907 | FG 821-HD | SR INSTRUMENTS INC | 1000 | Purchased
CHRISTIANA |  | HOSPITAL-WH | 0 | 9912-268 | DE |  |  |  | Scales; Patient; Floor | 29555 | 758C | CARDINAL HEALTH INC | 0
CHRISTIANA |  | West Grove Medical Office Building | 0 | E24106-0268 | DE |  |  |  | Scales; Patient; Floor | 38859 | 758C | DETECTO SCALE CO DIV CARDINAL SCALE MFG CO | 1500
CHRISTIANA |  | HOSPITAL-CH | 0 | E20606-0298 | DE |  |  |  | Scales; Patient; Floor | 38751 | 758C | DETECTO SCALE CO DIV CARDINAL SCALE MFG CO | 1500
CHRISTIANA |  | HOSPITAL-CH | 0 | E20606-0318 | DE |  |  |  | Scales; Patient; Floor | 38750 | 758C | DETECTO SCALE CO DIV CARDINAL SCALE MFG CO | 1500
CHRISTIANA |  | HCCC | 0 | E02610-0117 | DE |  | 2010-03-03 19:00 |  | Scales; Patient; Floor | 46684 | 758C | DETECTO SCALE CO DIV CARDINAL SCALE MFG CO | 1500
CHRISTIANA |  | HOSPITAL-WH | 0 | ?? | DE |  |  |  | Scales; Patient; Floor | 34749 | 758C | DETECTO SCALE CO DIV CARDINAL SCALE MFG CO | 1500
CHRISTIANA |  | HOSPITAL-CH | 0 | VM00270 | DE |  |  |  | Incubators; Infant | 20482 | C550H-1 | HILL-ROM AIR-SHIELDS A HILL-ROM CO | 4497
CHRISTIANA |  | HOSPITAL-CH | 0 | CC0420A86 | DE |  |  |  | Compression Units | 19973 | 116840 | JOBST INSTITUTE INC A BEIERSDORF CO | 1800
CHRISTIANA |  | HOSPITAL-CH | 0 | V1717718 | DE |  | 2017-08-24 20:00 |  | Lights; Examination | 65145 | Ritter 253 LED Exam Light - 253 | MIDMARK CORP | 800
CHRISTIANA |  | CANCER CENTER | 0 | 2-130770 | DE |  |  |  | Mixers; Clinical Laboratory | 42958 | Vortex-Genie 2 G-560 | SCIENTIFIC INDUSTRIES INC | 750
CHRISTIANA |  | CANCER CENTER | 0 | 2-155836 | DE |  |  |  | Mixers; Clinical Laboratory | 46610 |  | SCIENTIFIC INDUSTRIES INC | 750
CHRISTIANA |  | Foulkstone Plaza | 0 | 4117 | DE |  |  |  | Baths; Water; Plasma-Thawing | 22273 | MT-210 | INSTACOOL INC OF NORTH AMERICA | 2000
CHRISTIANA |  | HOSPITAL-CH | 0 | 470-140864 | DE |  |  |  | Physiologic Monitor Modules; Electrocardiography | 25689 | 90470-04 | Spacelabs Healthcare Inc An OSI Systems Co | 8000
CHRISTIANA |  | HOSPITAL-CH | 0 | 470-14192 | DE |  |  |  | Physiologic Monitor Modules; Electrocardiography | 25684 | 90470-04 | Spacelabs Healthcare Inc An OSI Systems Co | 1459
CHRISTIANA |  | HOSPITAL-CH | 0 | 470-140679 | DE |  |  |  | Physiologic Monitor Modules; Electrocardiography | 25686 | 90470-04 | Spacelabs Healthcare Inc An OSI Systems Co | 8000
CHRISTIANA |  | HOSPITAL-CH | 0 | 470-141181 | DE |  |  |  | Physiologic Monitor Modules; Electrocardiography | 25685 | 90470-04 | Spacelabs Healthcare Inc An OSI Systems Co | 8000
CHRISTIANA |  | HOSPITAL-CH | 0 | 470-141179 | DE |  |  |  | Physiologic Monitor Modules; Electrocardiography | 25687 | 90470-04 | Spacelabs Healthcare Inc An OSI Systems Co | 8000
CHRISTIANA |  | HOSPITAL-CH | 0 | 470-141184 | DE |  |  |  | Physiologic Monitor Modules; Electrocardiography | 25688 | 90470-04 | Spacelabs Healthcare Inc An OSI Systems Co | 8000
CHRISTIANA |  | HOSPITAL-CH | 0 | VARIED | DE |  |  |  |  | CAMINOCABLE | CABLE | No Manufacturer Specified | 150
CHRISTIANA |  | PMRI | 0 | 2470P194524 | DE |  |  |  | Ergometers | 26343 | 2470 | CYBEX INTERNATIONAL INC | 3000
CHRISTIANA |  | PMRI | 0 | 2470P196624 | DE |  |  |  | Ergometers | 26344 | 2470 | CYBEX INTERNATIONAL INC | 3000
CHRISTIANA |  | HOSPITAL-CH | 0 | AR13A003299 | DE |  |  |  | Defibrillator/Pacemaker/Physiologic Monitors | 59629 | X Series Defibrillator | ZOLL MEDICAL CORP | 31995.6
CHRISTIANA |  | Smyrna Health & Wellness Center | 89460 | A7582019 | DE |  | 2007-01-18 19:00 |  | Scanning Systems; Gamma Camera; Single Photon Emission Tomography | 39040 | Nuclear Gamma Camera GCA-7200A | Toshiba America Medical Systems Inc | 99999
CHRISTIANA |  | HOSPITAL-CH | 0 | L120 | DE |  | 2013-04-01 20:00 |  | TEST EQUIPMENT; TEST EQUIPMENT | 49383 | MFD-10 | SEALED UNIT PAFFS INC. | 5000
CHRISTIANA |  | Springside Connor Building | 0 | 2833 | DE |  |  |  | Patient Transfer Aids | 24228 | FLEE2 | Faaborglifton / Hover Tech | 2000
CHRISTIANA |  | HOSPITAL-CH | 0 | 1847 | DE |  |  |  | Patient Transfer Aids | 23305 | FLEE2 | Faaborglifton / Hover Tech | 2705
CHRISTIANA |  | HOSPITAL-CH | 0 | 2391 | DE |  |  |  | Patient Transfer Aids | 23272 | FLEE2 | Faaborglifton / Hover Tech | 5978
CHRISTIANA |  |  | 0 | 117 | DE |  |  |  | Patient Transfer Aids | 27524 | FLEE2 | Faaborglifton / Hover Tech | 5000
CHRISTIANA |  |  | 0 | US60902868 |  |  |  |  | Electrocardiographs; Multichannel | 42901 | 860315 | PHILIPS MEDICAL SYSTEMS CARDIAC & MONITORING SYSTEMS DIV | 10080
CHRISTIANA |  | HOSPITAL-CH | 0 | US71411643 | DE |  | 2014-07-20 20:00 |  | Electrocardiographs; Multichannel | 53736 | 860315 | PHILIPS MEDICAL SYSTEMS CARDIAC & MONITORING SYSTEMS DIV | 11155.41
CHRISTIANA |  | HOSPITAL-CH | 0 | US60902867 | DE |  | 2009-06-29 20:00 |  | Electrocardiographs; Multichannel | 42899 | 860315 | PHILIPS MEDICAL SYSTEMS CARDIAC & MONITORING SYSTEMS DIV | 10080
CHRISTIANA |  | HOSPITAL-WH | 0 | XP312R | DE |  |  |  | Smoke Evacuation Systems; Surgical | 27999 | Sharplan Xplume Smoke Evacuator 100 | SHARPLAN LASERS INC | 7000
CHRISTIANA |  | HOSPITAL-CH | 0 | T39B | DE |  | 1994-10-24 20:00 |  | Compressors; Medical-Air | 21776 | AD-3600 | TIMETER INSTRUMENT CORP ALLIED HEALTH CARE PRODUCTS CO | 300
CHRISTIANA |  | HOSPITAL-WH | 0 | V23B | DE |  |  |  | Compressors; Medical-Air | 23046 | AD-3600 | TIMETER INSTRUMENT CORP ALLIED HEALTH CARE PRODUCTS CO | 1515
CHRISTIANA |  | HOSPITAL-CH | 0 | 2346 | DE |  |  |  | Ovens; Laboratory | 19644 | Isotemp Oven 100 Series 106G | FISHER SCIENTIFIC | 3000
CHRISTIANA |  | Annex | 0 | 105N0242 | DE |  |  |  | Centrifuges; Tabletop; Low-Speed | 31690 | Benchtop Centrifuge 228 | FISHER SCIENTIFIC | 0
CHRISTIANA |  | HOSPITAL-WH | 0 | 60300240 | DE |  |  |  | Centrifuges; Tabletop; Low-Speed | 27190 | Benchtop Centrifuge 228 | FISHER SCIENTIFIC | 1000
CHRISTIANA |  | CANCER CENTER | 0 | 3911 | DE |  |  |  | Centrifuges; Tabletop; Low-Speed | 46648 | Benchtop Centrifuge 228 | FISHER SCIENTIFIC | 0
CHRISTIANA |  | PMRI | 0 | 70300145 | DE |  |  |  | Centrifuges; Tabletop; Low-Speed | 26350 | Benchtop Centrifuge 228 | FISHER SCIENTIFIC | 303.52
CHRISTIANA |  | HOSPITAL-CH | 0 | 79819 | DE |  |  |  | Lasers; Excimer; Angioplasty | 29318 | Excimer Laser System CVX-300 | SPECTRANETICS CORP | 150000
CHRISTIANA |  | Limestone Mill Creek Medical Center | 0 | 26691 | DE |  |  |  | Injectors; Contrast Media | 46051 | Medrad Stellant Dual Syringe CT Injectio DX | MEDRAD Inc Unit of Bayer Medical Care | 40000
CHRISTIANA |  | HOSPITAL-CH | 0 | 8132533 | DE |  |  |  | Light Sources; Fiberoptic | 19275 | CLV-U20 | OLYMPUS AMERICA INC | 2000
CHRISTIANA |  | HOSPITAL-WH | 0 | 7000784 | DE |  |  |  | Light Sources; Fiberoptic | 18230 | CLV-U20 | OLYMPUS AMERICA INC | 4375
CHRISTIANA |  | MAP II | 0 | 0C2190002 | DE |  |  |  | Urodynamic Measurement Systems | 33646 | JANUS V | LIFE-TECH INC | 59999.99
CHRISTIANA |  | HOSPITAL-WH | 0 | 1127401153 | DE |  | 2012-07-05 20:00 |  | Hand Drills; Surgical | 45180 | CORE | Stryker Corp | 5000
CHRISTIANA |  | HOSPITAL-WH | 0 | 1217300163 | DE |  | 2012-07-04 20:00 |  | Hand Drills; Surgical | 49515 | CORE | Stryker Corp | 5000
CHRISTIANA |  | HOSPITAL-CH | 0 | E0226 | DE |  |  |  | Electrosurgical Units | 36837 | E215CR1 | INTRALUMINAL THERAPEUTICS INC | 25000
CHRISTIANA |  | HOSPITAL-CH | 0 | 2085D9863534 | DE |  |  |  | Thermometers; Electronic | 9863534 | 2080 | ALARIS MEDICAL SYSTEMS INC SUB CARDINAL HEALTH INC | 0
CHRISTIANA |  | HOSPITAL-CH | 0 | 2085D9863502 | DE |  |  |  | Thermometers; Electronic | 9863502 | 2080 | ALARIS MEDICAL SYSTEMS INC SUB CARDINAL HEALTH INC | 0
CHRISTIANA |  | HOSPITAL-CH | 0 | 2085D9863504 | DE |  |  |  | Thermometers; Electronic | 9863504 | 2080 | ALARIS MEDICAL SYSTEMS INC SUB CARDINAL HEALTH INC | 0
CHRISTIANA |  | HOSPITAL-CH | 0 | 2085D9863503 | DE |  |  |  | Thermometers; Electronic | 9863503 | 2080 | ALARIS MEDICAL SYSTEMS INC SUB CARDINAL HEALTH INC | 0
CHRISTIANA |  | HOSPITAL-CH | 0 | 2085D9855859 | DE |  |  |  | Thermometers; Electronic | 9855859 | 2080 | ALARIS MEDICAL SYSTEMS INC SUB CARDINAL HEALTH INC | 9.99
CHRISTIANA |  | HOSPITAL-CH | 0 | 2085D9360268 | DE |  |  |  | Thermometers; Electronic | 9360268 | 2080 | ALARIS MEDICAL SYSTEMS INC SUB CARDINAL HEALTH INC | 9.99
CHRISTIANA |  | HOSPITAL-CH | 0 | 2085D9855866 | DE |  |  |  | Thermometers; Electronic | 9855866 | 2080 | ALARIS MEDICAL SYSTEMS INC SUB CARDINAL HEALTH INC | 9.99
CHRISTIANA |  | Carneys Point | 0 | 72986 | NJ |  |  |  | Compressors; Medical-Air | 28085 | Pulmo-Aide 5610D | DeVilbiss Healthcare Inc | 600
CHRISTIANA |  | HCCC | 0 | NONE | DE |  | 2001-10-16 20:00 |  | Compressors; Medical-Air | 31933 | Pulmo-Aide 5610D | DeVilbiss Healthcare Inc | 10000
CHRISTIANA |  | Woodstown | 0 | 453418 | NJ |  |  |  | Compressors; Medical-Air | 27774 | Pulmo-Aide 5610D | DeVilbiss Healthcare Inc | 1000
CHRISTIANA |  | HOSPITAL-CH | 0 | DA026829 | DE |  |  |  | Monitors; Physiologic; Electrocardiography/Vital Signs | 36409 | Propaq Encore Vital Signs Monitor 204EL | CARDINAL | 10490
CHRISTIANA |  | HOSPITAL-CH | 0 | DA026827 | DE |  |  |  | Monitors; Physiologic; Electrocardiography/Vital Signs | 36408 | Propaq Encore Vital Signs Monitor 204EL | CARDINAL | 10490
CHRISTIANA |  | HOSPITAL-CH | 0 | 10443 | DE |  |  |  | Testers; Infusion Pump | 26196 | Infusion Pump Analyzer IDA-1 | BIO-TEK INSTRUMENTS INC | 5000
CHRISTIANA |  | Smyrna Health & Wellness Center | 0 | 960717051 | DE |  |  |  | Monitors; Physiologic; Electrocardiography | 38617 | Patient Monitor 101T | Ivy Biomedical Systems Inc | 15000
CHRISTIANA |  | HOSPITAL-CH | 477.27 | 1032 | DE |  | 2001-11-13 19:00 |  | Tables; Operating; Orthopedic; Spinal | 32045 | Modular Table System 5890 | Mizuho OSI | 35000
CHRISTIANA |  | HOSPITAL-CH | 0 | 1999-1823217 | DE |  |  |  | Scanning Systems; Ultrasonic; General-Purpose | 29496 | 2001 | B-K MEDICAL SYSTEMS INC | 38955
CHRISTIANA |  | HOSPITAL-CH | 0 | 197-1808159 | DE |  |  |  | Scanning Systems; Ultrasonic; General-Purpose | 27309 | 2001 | Bio-Med Devices Inc | 58175
CHRISTIANA |  | HOSPITAL-CH | 0 | 041E04B | DE |  |  |  | Compressed Gas Proportioners; Oxygen-Air | 36297 | 2001 | Bio-Med Devices Inc | 0
CHRISTIANA |  | HOSPITAL-CH | 0 | 181L06B | DE |  |  |  | Compressed Gas Proportioners; Oxygen-Air | 46974 | 2001 | Bio-Med Devices Inc | 0
CHRISTIANA |  | HOSPITAL-CH | 0 | 042204B | DE |  |  |  | Compressed Gas Proportioners; Oxygen-Air | 36301 | 2001 | Bio-Med Devices Inc | 0
CHRISTIANA |  | HOSPITAL-CH | 0 | 200514 | DE |  |  |  | Compressed Gas Proportioners; Oxygen-Air | 41581 | 2001 | Bio-Med Devices Inc | 0
CHRISTIANA |  | HOSPITAL-CH | 0 | 041H04B | DE |  |  |  | Compressed Gas Proportioners; Oxygen-Air | 36300 | 2001 | Bio-Med Devices Inc | 0
CHRISTIANA |  | HOSPITAL-CH | 0 | 041G04B | DE |  |  |  | Compressed Gas Proportioners; Oxygen-Air | 36299 | 2001 | Bio-Med Devices Inc | 0
CHRISTIANA |  | HOSPITAL-CH | 0 | 181M06B | DE |  |  |  | Compressed Gas Proportioners; Oxygen-Air | 45010 | 2001 | Bio-Med Devices Inc | 0
CHRISTIANA |  | HOSPITAL-CH | 0 | 041F04B | DE |  |  |  | Compressed Gas Proportioners; Oxygen-Air | 36298 | 2001 | Bio-Med Devices Inc | 0
CHRISTIANA |  | HOSPITAL-CH | 0 | 042304B | DE |  |  |  | Compressed Gas Proportioners; Oxygen-Air | 36302 | 2001 | Bio-Med Devices Inc | 0
CHRISTIANA |  | HOSPITAL-CH | 0 | 200510 | DE |  |  |  | Compressed Gas Proportioners; Oxygen-Air | 41579 | 2001 | Bio-Med Devices Inc | 0
CHRISTIANA |  | HOSPITAL-CH | 0 | 10752 | DE |  |  |  | Infusion Pumps; Multitherapy; Syringe | 49040 | 2001 | SMITHS / LEVEL 1 | 5200
CHRISTIANA |  | HOSPITAL-CH | 0 | 84510 | DE |  |  |  | Infusion Pumps; Multitherapy; Syringe | 34928 | 2001 | SMITHS / LEVEL 1 | 5200
CHRISTIANA |  | HOSPITAL-CH | 0 | 84509 | DE |  |  |  | Infusion Pumps; Multitherapy; Syringe | 34926 | 2001 | SMITHS / LEVEL 1 | 5200
CHRISTIANA |  | HOSPITAL-CH | 0 | 60374 | DE |  |  |  | Infusion Pumps; Multitherapy; Syringe | 26563 | 2001 | SMITHS / LEVEL 1 | 5200
CHRISTIANA |  | HOSPITAL-CH | 0 | 84508 | DE |  |  |  | Infusion Pumps; Multitherapy; Syringe | 34927 | 2001 | SMITHS / LEVEL 1 | 5200
CHRISTIANA |  | HOSPITAL-CH | 0 | 84507 | DE |  |  |  | Infusion Pumps; Multitherapy; Syringe | 34777 | 2001 | SMITHS / LEVEL 1 | 5200
CHRISTIANA |  | HOSPITAL-CH | 0 | 58004 | DE |  |  |  | Infusion Pumps; Multitherapy; Syringe | 26356 | 2001 | SMITHS / LEVEL 1 | 5200
CHRISTIANA |  | HOSPITAL-CH | 0 | 53876 | DE |  |  |  | Infusion Pumps; Multitherapy; Syringe | 25176 | 2001 | SMITHS / LEVEL 1 | 5200
CHRISTIANA |  | HOSPITAL-CH | 0 | 1865 | DE |  |  |  | Infusion Pumps; Multitherapy; Syringe | 26564 | 2001 | SMITHS / LEVEL 1 | 5200
CHRISTIANA |  | HOSPITAL-CH | 0 | 14986 | DE |  |  |  | Infusion Pumps; Multitherapy; Syringe | 28920 | 2001 | SMITHS / LEVEL 1 | 5200
CHRISTIANA |  | HOSPITAL-CH | 0 | 9278 | DE |  |  |  | Infusion Pumps; Multitherapy; Syringe | 28911 | 2001 | SMITHS / LEVEL 1 | 5200
CHRISTIANA |  | HOSPITAL-CH | 0 | 53875 | DE |  |  |  | Infusion Pumps; Multitherapy; Syringe | 25177 | 2001 | SMITHS / LEVEL 1 | 5200
CHRISTIANA |  | HOSPITAL-CH | 0 | 53878 | DE |  |  |  | Infusion Pumps; Multitherapy; Syringe | 25174 | 2001 | SMITHS / LEVEL 1 | 5200
CHRISTIANA |  | HOSPITAL-CH | 0 | 8659 | DE |  |  |  | Infusion Pumps; Multitherapy; Syringe | 28914 | 2001 | SMITHS / LEVEL 1 | 5200
CHRISTIANA |  | HOSPITAL-CH | 0 | 9346 | DE |  |  |  | Infusion Pumps; Multitherapy; Syringe | 28587 | 2001 | SMITHS / LEVEL 1 | 5200
CHRISTIANA |  | HOSPITAL-CH | 0 | 13564 | DE |  |  |  | Infusion Pumps; Multitherapy; Syringe | 28696 | 2001 | SMITHS / LEVEL 1 | 5200
CHRISTIANA |  | HOSPITAL-CH | 0 | 58005 | DE |  |  |  | Infusion Pumps; Multitherapy; Syringe | 26359 | 2001 | SMITHS / LEVEL 1 | 5200
CHRISTIANA |  | HOSPITAL-CH | 0 | 77954 | DE |  |  |  | Infusion Pumps; Multitherapy; Syringe | 31600 | 2001 | SMITHS / LEVEL 1 | 5200
CHRISTIANA |  | HOSPITAL-CH | 0 | 77952 | DE |  |  |  | Infusion Pumps; Multitherapy; Syringe | 31598 | 2001 | SMITHS / LEVEL 1 | 5200
CHRISTIANA |  | HOSPITAL-CH | 0 | 1374 | DE |  |  |  | Infusion Pumps; Multitherapy; Syringe | 29247 | 2001 | SMITHS / LEVEL 1 | 5200
CHRISTIANA |  | HOSPITAL-CH | 0 | 77953 | DE |  |  |  | Infusion Pumps; Multitherapy; Syringe | 31599 | 2001 | SMITHS / LEVEL 1 | 5200
CHRISTIANA |  | HOSPITAL-CH | 0 | 9280 | DE |  |  |  | Infusion Pumps; Multitherapy; Syringe | 29246 | 2001 | SMITHS / LEVEL 1 | 5200
CHRISTIANA |  | HOSPITAL-CH | 0 | 9326 | DE |  |  |  | Infusion Pumps; Multitherapy; Syringe | 29244 | 2001 | SMITHS / LEVEL 1 | 5200
CHRISTIANA |  | HOSPITAL-CH | 0 | 60375 | DE |  |  |  | Infusion Pumps; Multitherapy; Syringe | 26375 | 2001 | SMITHS / LEVEL 1 | 5200
CHRISTIANA |  | HOSPITAL-CH | 0 | 14999 | DE |  |  |  | Infusion Pumps; Multitherapy; Syringe | 29243 | 2001 | SMITHS / LEVEL 1 | 5200
CHRISTIANA |  | HOSPITAL-CH | 0 | 3595 | DE |  |  |  | Infusion Pumps; Multitherapy; Syringe | 26565 | 2001 | SMITHS / LEVEL 1 | 5200
CHRISTIANA |  | HOSPITAL-CH | 0 | 58008 | DE |  |  |  | Infusion Pumps; Multitherapy; Syringe | 26360 | 2001 | SMITHS / LEVEL 1 | 5200
CHRISTIANA |  | HOSPITAL-CH | 0 | 53877 | DE |  |  |  | Infusion Pumps; Multitherapy; Syringe | 25175 | 2001 | SMITHS / LEVEL 1 | 5200
CHRISTIANA |  | HOSPITAL-CH | 0 | 13746 | DE |  |  |  | Infusion Pumps; Multitherapy; Syringe | 28588 | 2001 | SMITHS / LEVEL 1 | 5200
CHRISTIANA |  | HOSPITAL-CH | 0 | 16390 | DE |  |  |  | Infusion Pumps; Multitherapy; Syringe | 28697 | 2001 | SMITHS / LEVEL 1 | 5200
CHRISTIANA |  | HOSPITAL-CH | 0 | 9292 | DE |  |  |  | Infusion Pumps; Multitherapy; Syringe | 29249 | 2001 | SMITHS / LEVEL 1 | 5200
CHRISTIANA |  | HOSPITAL-CH | 0 | 58006 | DE |  |  |  | Infusion Pumps; Multitherapy; Syringe | 26358 | 2001 | SMITHS / LEVEL 1 | 5200
CHRISTIANA |  | HOSPITAL-CH | 0 | 13371 | DE |  |  |  | Infusion Pumps; Multitherapy; Syringe | 29248 | 2001 | SMITHS / LEVEL 1 | 5200
CHRISTIANA |  | HOSPITAL-CH | 0 | 9339 | DE |  |  |  | Infusion Pumps; Multitherapy; Syringe | 28695 | 2001 | SMITHS / LEVEL 1 | 5200
CHRISTIANA |  | HOSPITAL-CH | 0 | 58001 | DE |  |  |  | Infusion Pumps; Multitherapy; Syringe | 26362 | 2001 | SMITHS / LEVEL 1 | 5200
CHRISTIANA |  | HOSPITAL-CH | 0 | 9295 | DE |  |  |  | Infusion Pumps; Multitherapy; Syringe | 28585 | 2001 | SMITHS / LEVEL 1 | 5200
CHRISTIANA |  | HOSPITAL-CH | 0 | 9132 | DE |  |  |  | Infusion Pumps; Multitherapy; Syringe | 29255 | 2001 | SMITHS / LEVEL 1 | 5200
CHRISTIANA |  | HOSPITAL-CH | 0 | 8703 | DE |  |  |  | Infusion Pumps; Multitherapy; Syringe | 29251 | 2001 | SMITHS / LEVEL 1 | 5200
CHRISTIANA |  | HOSPITAL-CH | 0 | 1618 | DE |  |  |  | Infusion Pumps; Multitherapy; Syringe | 28698 | 2001 | SMITHS / LEVEL 1 | 5200
CHRISTIANA |  | HOSPITAL-CH | 0 | 9278 | DE |  |  |  | Infusion Pumps; Multitherapy; Syringe | 28921 | 2001 | SMITHS / LEVEL 1 | 5200
CHRISTIANA |  | HOSPITAL-CH | 0 | 13571 | DE |  |  |  | Infusion Pumps; Multitherapy; Syringe | 29252 | 2001 | SMITHS / LEVEL 1 | 5200
CHRISTIANA |  | HOSPITAL-CH | 0 | 58003 | DE |  |  |  | Infusion Pumps; Multitherapy; Syringe | 26357 | 2001 | SMITHS / LEVEL 1 | 5200
CHRISTIANA |  | HOSPITAL-CH | 0 | 13759 | DE |  |  |  | Infusion Pumps; Multitherapy; Syringe | 29296 | 2001 | SMITHS / LEVEL 1 | 5200
CHRISTIANA |  | HOSPITAL-CH | 0 | 16387 | DE |  |  |  | Infusion Pumps; Multitherapy; Syringe | 29294 | 2001 | SMITHS / LEVEL 1 | 5200
CHRISTIANA |  | HOSPITAL-CH | 0 | 9357 | DE |  | 1999-07-20 20:00 |  | Infusion Pumps; Multitherapy; Syringe | 28824 | 2001 | SMITHS / LEVEL 1 | 5200
CHRISTIANA |  | HOSPITAL-CH | 0 | 9323 | DE |  |  |  | Infusion Pumps; Multitherapy; Syringe | 28826 | 2001 | SMITHS / LEVEL 1 | 5200
CHRISTIANA |  | HOSPITAL-CH | 0 | 13770 | DE |  |  |  | Infusion Pumps; Multitherapy; Syringe | 28694 | 2001 | SMITHS / LEVEL 1 | 5200
CHRISTIANA |  | HOSPITAL-CH | 0 | 13764 | DE |  |  |  | Infusion Pumps; Multitherapy; Syringe | 29295 | 2001 | SMITHS / LEVEL 1 | 5200
CHRISTIANA |  | HOSPITAL-CH | 0 | 9124 | DE |  |  |  | Infusion Pumps; Multitherapy; Syringe | 28823 | 2001 | SMITHS / LEVEL 1 | 5200
CHRISTIANA |  | HOSPITAL-CH | 0 | 13761 | DE |  |  |  | Infusion Pumps; Multitherapy; Syringe | 28829 | 2001 | SMITHS / LEVEL 1 | 5200
CHRISTIANA |  | HOSPITAL-CH | 0 | 8661 | DE |  |  |  | Infusion Pumps; Multitherapy; Syringe | 28915 | 2001 | SMITHS / LEVEL 1 | 5200
CHRISTIANA |  | HOSPITAL-CH | 0 | 58002 | DE |  |  |  | Infusion Pumps; Multitherapy; Syringe | 26363 | 2001 | SMITHS / LEVEL 1 | 5200
CHRISTIANA |  | HOSPITAL-CH | 0 | 14169 | DE |  |  |  | Infusion Pumps; Multitherapy; Syringe | 29293 | 2001 | SMITHS / LEVEL 1 | 5200
CHRISTIANA |  | HOSPITAL-CH | 0 | 13572 | DE |  |  |  | Infusion Pumps; Multitherapy; Syringe | 28711 | 2001 | SMITHS / LEVEL 1 | 5200
CHRISTIANA |  | HOSPITAL-CH | 0 | 81075 | DE |  |  |  | Infusion Pumps; Multitherapy; Syringe | 32629 | 2001 | SMITHS / LEVEL 1 | 5200
CHRISTIANA |  | HOSPITAL-CH | 0 | 58007 | DE |  |  |  | Infusion Pumps; Multitherapy; Syringe | 26355 | 2001 | SMITHS / LEVEL 1 | 5200
CHRISTIANA |  | HOSPITAL-CH | 0 | 81076 | DE |  |  |  | Infusion Pumps; Multitherapy; Syringe | 32630 | 2001 | SMITHS / LEVEL 1 | 5200
CHRISTIANA |  | HOSPITAL-CH | 0 | 81077 | DE |  |  |  | Infusion Pumps; Multitherapy; Syringe | 32881 | 2001 | SMITHS / LEVEL 1 | 5200
CHRISTIANA |  | HOSPITAL-CH | 0 | 8701 | DE |  |  |  | Infusion Pumps; Multitherapy; Syringe | 28821 | 2001 | SMITHS / LEVEL 1 | 5200
CHRISTIANA |  | HOSPITAL-CH | 0 | 13568 | DE |  |  |  | Infusion Pumps; Multitherapy; Syringe | 28917 | 2001 | SMITHS / LEVEL 1 | 5200
CHRISTIANA |  | HOSPITAL-CH | 0 | 9294 | DE |  |  |  | Infusion Pumps; Multitherapy; Syringe | 28913 | 2001 | SMITHS / LEVEL 1 | 5200
CHRISTIANA |  | HOSPITAL-CH | 0 | 9315 | DE |  |  |  | Infusion Pumps; Multitherapy; Syringe | 28827 | 2001 | SMITHS / LEVEL 1 | 5200
CHRISTIANA |  | HOSPITAL-CH | 0 | 8660 | DE |  |  |  | Infusion Pumps; Multitherapy; Syringe | 28918 | 2001 | SMITHS / LEVEL 1 | 5200
CHRISTIANA |  | HOSPITAL-CH | 0 | 9285 | DE |  |  |  | Infusion Pumps; Multitherapy; Syringe | 28919 | 2001 | SMITHS / LEVEL 1 | 5200
CHRISTIANA |  | HOSPITAL-CH | 0 | 144-0058 | DE |  |  |  | Oximeters; Pulse | 37949 | 2001 | RESPIRONICS INC | 0
CHRISTIANA |  | HOSPITAL-CH | 0 | 5866 | DE |  |  |  | Scales; Patient; Bedside; Sling | 10663 | 2001 | SCALE-TRONIX INC | 0
CHRISTIANA |  | HOSPITAL-WH | 0 | 4370 | DE |  |  |  | Scales; Patient; Bedside; Sling | 14062 | 2001 | SCALE-TRONIX INC | 0
CHRISTIANA |  | HOSPITAL-CH | 0 | 2001-16666 | DE |  |  |  | Scales; Patient; Bedside; Sling | 36918 | 2001 | SCALE-TRONIX INC | 0
CHRISTIANA |  | HOSPITAL-CH | 0 | 7641 | DE |  |  |  | Scales; Patient; Bedside; Sling | 10266 | 2001 | SCALE-TRONIX INC | 0
CHRISTIANA |  | HOSPITAL-CH | 0 | 10142 | DE |  |  |  | Scales; Patient; Bedside; Sling | 16737 | 2001 | SCALE-TRONIX INC | 0
CHRISTIANA |  | HOSPITAL-CH | 0 | 12136 | DE |  |  |  | Scales; Patient; Bedside; Sling | 18517 | 2001 | SCALE-TRONIX INC | 0
CHRISTIANA |  | HOSPITAL-CH | 0 | 4416 | DE |  |  |  | Scales; Patient; Bedside; Sling | 14793 | 2001 | SCALE-TRONIX INC | 0
CHRISTIANA |  | HOSPITAL-WH | 0 | 2552 | DE |  |  |  | Scales; Patient; Bedside; Sling | 13376 | 2001 | SCALE-TRONIX INC | 0
CHRISTIANA |  | HOSPITAL-CH | 0 | 5867 | DE |  |  |  | Scales; Patient; Bedside; Sling | 11644 | 2001 | SCALE-TRONIX INC | 0
CHRISTIANA |  | HOSPITAL-CH | 0 | 2165 | DE |  |  |  | Infusion Pumps; MULTICHANNEL | 38181 | 2860 | ALARIS MEDICAL SYSTEMS INC SUB CARDINAL HEALTH INC | 795
CHRISTIANA |  | HOSPITAL-CH | 0 | 112011458-537 | DE |  |  |  | Infusion Pumps; MULTICHANNEL | 30813 | 2860 | ALARIS MEDICAL SYSTEMS INC SUB CARDINAL HEALTH INC | 795
CHRISTIANA |  | HOSPITAL-WH | 0 | 37279 | DE |  |  |  | Communication Aids; Patient/Staff | 13741 | VOCAID | TEXAS MEDICAL INSTRUMENTS INC | 3000
CHRISTIANA |  | HOSPITAL-CH | 0 | Q4480101098 | DE |  |  |  | Printers | 49273 | CL3500N | Ricoh | 0
CHRISTIANA |  | HOSPITAL-CH | 0 | Q4471001631 | DE |  |  |  | Printers | 49272 | CL3500N | Ricoh | 0
CHRISTIANA |  | HCCC | 0 | NONE | DE |  | 1996-03-25 19:00 |  | Battery Chargers | 23808 | 71170 | CARDINAL | 1500
CHRISTIANA |  | HOSPITAL-CH | 0 | AAM01266 | DE |  |  |  | Ventilators; Intensive Care; Neonatal/Pediatric | 31593 | 15653 VIP GOLD | BIRD PRODUCTS 3M MEDICAL PRODUCTS DIV | 10000
CHRISTIANA |  | HOSPITAL-CH | 0 | AAM01349 | DE |  |  |  | Ventilators; Intensive Care; Neonatal/Pediatric | 31592 | 15653 VIP GOLD | BIRD PRODUCTS 3M MEDICAL PRODUCTS DIV | 10000
CHRISTIANA |  | HOSPITAL-CH | 0 | AAM01338 | DE |  |  |  | Ventilators; Intensive Care; Neonatal/Pediatric | 30567 | 15653 VIP GOLD | BIRD PRODUCTS 3M MEDICAL PRODUCTS DIV | 10000
CHRISTIANA |  | HOSPITAL-CH | 0 | AAM01362 | DE |  |  |  | Ventilators; Intensive Care; Neonatal/Pediatric | 30568 | 15653 VIP GOLD | BIRD PRODUCTS 3M MEDICAL PRODUCTS DIV | 10000
CHRISTIANA |  | HOSPITAL-CH | 0 | 4002-6002 | DE |  |  |  | Scales; Infant | 38567 | 4002 | SCALE-TRONIX INC | 2995
CHRISTIANA |  | HOSPITAL-CH | 0 | 4002-1336 | DE |  |  |  | Scales; Infant | 27054 | 4002 | SCALE-TRONIX INC | 1400
CHRISTIANA |  | HOSPITAL-CH | 0 | 4002-1348 | DE |  |  |  | Scales; Infant | 27053 | 4002 | SCALE-TRONIX INC | 1400
CHRISTIANA |  | HOSPITAL-CH | 0 | 4002-5999 | DE |  |  |  | Scales; Infant | 38564 | 4002 | SCALE-TRONIX INC | 2995
CHRISTIANA |  | HOSPITAL-CH | 0 | 4002-1061 | DE |  |  |  | Scales; Infant | 25567 | 4002 | SCALE-TRONIX INC | 1400
CHRISTIANA |  | HOSPITAL-CH | 0 | 4002-2246 | DE |  |  |  | Scales; Infant | 30440 | 4002 | SCALE-TRONIX INC | 2096.5
CHRISTIANA |  | HOSPITAL-CH | 0 | 4002-3324 | DE |  |  |  | Scales; Infant | 32103 | 4002 | SCALE-TRONIX INC | 2246.25
CHRISTIANA |  | HOSPITAL-CH | 0 | 4002-1346 | DE |  |  |  | Scales; Infant | 27061 | 4002 | SCALE-TRONIX INC | 1400
CHRISTIANA |  | HOSPITAL-CH | 0 | 4002-1437 | DE |  |  |  | Scales; Infant | 27062 | 4002 | SCALE-TRONIX INC | 1400
CHRISTIANA |  | HOSPITAL-CH | 0 | 4002-1344 | DE |  |  |  | Scales; Infant | 27052 | 4002 | SCALE-TRONIX INC | 1400
CHRISTIANA |  | HOSPITAL-CH | 0 | 4002-1132 | DE |  |  |  | Scales; Infant | 26414 | 4002 | SCALE-TRONIX INC | 1400
CHRISTIANA |  | HOSPITAL-CH | 0 | 4002-1123 | DE |  |  |  | Scales; Infant | 26417 | 4002 | SCALE-TRONIX INC | 1400
CHRISTIANA |  | HOSPITAL-CH | 0 | 4002-5723 | DE |  |  |  | Scales; Infant | 38215 | 4002 | SCALE-TRONIX INC | 2096.5
CHRISTIANA |  | HOSPITAL-CH | 0 | 40025867 | DE |  |  |  | Scales; Infant | 38832 | 4002 | SCALE-TRONIX INC | 2995
CHRISTIANA |  | HOSPITAL-CH | 0 | 4002-2272 | DE |  |  |  | Scales; Infant | 34808 | 4002 | SCALE-TRONIX INC | 2096.5
CHRISTIANA |  | HOSPITAL-CH | 0 | 40025866 | DE |  |  |  | Scales; Infant | 38833 | 4002 | SCALE-TRONIX INC | 2995
CHRISTIANA |  | HOSPITAL-CH | 0 | 4002-2364 | DE |  |  |  | Scales; Infant | 29236 | 4002 | SCALE-TRONIX INC | 2295
CHRISTIANA |  | HOSPITAL-CH | 0 | 1602 | DE |  | 2013-03-27 20:00 |  | Solvent Recycling Units | 49275 | Solvent Recycler SLV-99U | CBG BIOTECH LTD | 7500
CHRISTIANA |  | HOSPITAL-CH | 0 | 1334 | DE |  | 2004-01-11 19:00 |  | Solvent Recycling Units | 34790 | Solvent Recycler SLV-99U | CBG BIOTECH LTD | 1999.99
CHRISTIANA |  | HOSPITAL-CH | 0 | 1346 | DE |  | 2013-03-27 20:00 |  | Solvent Recycling Units | 49276 | Solvent Recycler SLV-99U | CBG BIOTECH LTD | 7500
CHRISTIANA |  | HOSPITAL-CH | 0 | 60185-231 | DE |  |  |  | Incubators; Incubators; Laboratory; Aerobic | 12779 | 3956 | FORMA SCIENTIFIC INC | 5772
CHRISTIANA |  | HOSPITAL-CH | 0 | DE86015677 | DE |  |  |  | MONITORING SYSTEMS; Physiologic; Acute Care | 31531 | M3046A | PHILIPS MEDICAL SYSTEMS CARDIAC & MONITORING SYSTEMS DIV | 11839.6
CHRISTIANA |  | HOSPITAL-CH | 0 | DE85007385 | DE |  | 1998-12-14 19:00 |  | MONITORING SYSTEMS; Physiologic; Acute Care | 28484 | M3046A | PHILIPS MEDICAL SYSTEMS CARDIAC & MONITORING SYSTEMS DIV | 8000
CHRISTIANA |  | HOSPITAL-WH | 0 | 785012074 | DE |  |  |  | Freezers; Laboratory | 31813 | 3771 | THERMO SCIENTIFIC CLINICAL CHEMISTRY DIV THERMO FISHER SCIENTIFIC INC | 4046.09
CHRISTIANA |  | HOSPITAL-CH | 0 | ESP-10-052807 | DE |  |  |  | Exercisers; Aerobic; Stationary Bicycle | 39797 | E-SERIES | SAMMONS PRESTON ROLYAN AN ABILITYONE CO | 4006.82
CHRISTIANA |  | HOSPITAL-WH | 0 | 4514 | DE |  |  |  | Baths; Water; Plasma-Thawing | 21784 | MT-204 | INSTACOOL INC OF NORTH AMERICA | 1845
CHRISTIANA |  | HOSPITAL-CH | 0 | 2tr51-209 | DE |  |  |  | Irrigation/Distention Systems; Arthroscopic | 52743 | NIAGRA TRS | CIRCON SURGITEK DIV CIRCON CORP | 0
CHRISTIANA |  | HOSPITAL-CH | 0 | 2trs-213 | DE |  |  |  | Irrigation/Distention Systems; Arthroscopic | 52750 | NIAGRA TRS | CIRCON SURGITEK DIV CIRCON CORP | 0
CHRISTIANA |  | HOSPITAL-CH | 0 | ZTRS1-210 | DE |  |  |  | Irrigation/Distention Systems; Arthroscopic | 52612 | NIAGRA TRS | CIRCON SURGITEK DIV CIRCON CORP | 0
CHRISTIANA |  | HOSPITAL-CH | 0 | 3TRS-292 | DE |  |  |  | Irrigation/Distention Systems; Arthroscopic | 45245 | NIAGARA 2 | CABOT MEDICAL CORP DIV CIRCON CORP | 0
CHRISTIANA |  | HOSPITAL-CH | 0 | 2IRR-1316 | DE |  |  |  | Irrigation/Distention Systems; Arthroscopic | 52617 | NIAGARA 2 | CABOT MEDICAL CORP DIV CIRCON CORP | 0
CHRISTIANA |  | HOSPITAL-CH | 0 | 2trs-395 | DE |  |  |  | Irrigation/Distention Systems; Arthroscopic | 52620 | NIAGARA 2 | CABOT MEDICAL CORP DIV CIRCON CORP | 0
CHRISTIANA |  | HOSPITAL-WH | 0 | 29991681 | DE |  | 2002-05-05 20:00 |  | Slide Stainers; Hematology | 31555 | MIDAS II | EM SCIENCE DIAGNOSTIC UNIT DIV EM INDUSTRIES INC | 3999.99
CHRISTIANA |  | HOSPITAL-WH | 0 | 28747 | DE |  |  |  | Timers; Coagulation | 13999 | 60415 | BBL MICROBIOLOGY SYSTEMS DIV BECTON DICKINSON & CO | 3500
CHRISTIANA |  | Pike Creek | 0 | 11040079424 | DE |  |  |  | Exercisers; Aerobic; Treadmill | 62254 | Quinton Treadmill TM55 | QUINTON INSTRUMENTS INC | 5000
CHRISTIANA |  | HOSPITAL-WH | 0 | 00489-001-60085 | DE |  |  |  | Exercisers; Aerobic; Treadmill | 34298 | Quinton Treadmill TM55 | QUINTON INSTRUMENTS INC | 5000
CHRISTIANA |  | Quillen Building | 0 | 11040081035 | DE |  | 2010-02-14 19:00 |  | Exercisers; Aerobic; Treadmill | 46076 | Quinton Treadmill TM55 | QUINTON INSTRUMENTS INC | 15000
CHRISTIANA |  | Smyrna Health & Wellness Center | 0 | AP61218657 | DE |  |  |  | Exercisers; Aerobic; Treadmill | 39448 | Treadmill AC-7600 | STAR TRAC BY UNISEN INC | 7500
CHRISTIANA |  | CH-SURGI | 0 | GEN0498 | DE |  |  |  | Hydrothermal Ablation Systems; Endometrial | 47855 | Genesys HTA System | BOSTON SCIENTIFIC CORP | 6000
CHRISTIANA |  | HOSPITAL-CH | 0 | 910084 | DE |  |  |  | Saws; Postmortem | 17748 | Autopsy Saw 810 | Stryker Corp | 803
CHRISTIANA |  | HOSPITAL-CH | 0 | V357772 | DE |  |  |  | Tables; Examination/Treatment; Adjustable | 39911 | 307 | RITTER-MIDWEST DIV SYBRON CORP | 2000
CHRISTIANA |  | HCCC | 0 | V753306 | DE |  | 2010-01-19 19:00 |  | Tables; Examination/Treatment; Adjustable | 46460 | 307 | RITTER-MIDWEST DIV SYBRON CORP | 2000
CHRISTIANA |  | Annex | 0 | V524415 | DE |  |  |  | Chairs; Examination/Treatment | 40629 | 307 | RITTER-MIDWEST DIV SYBRON CORP | 2000
CHRISTIANA |  | Foulkstone Plaza | 0 | V625822 | DE |  |  |  | Tables; Examination/Treatment; Adjustable | 42219 | 307 | RITTER-MIDWEST DIV SYBRON CORP | 2000
CHRISTIANA |  | Wilmington Senior Center | 0 | V0397654 | DE |  | 2007-11-05 19:00 |  | Tables; Examination/Treatment; Adjustable | 40522 | 307 | RITTER-MIDWEST DIV SYBRON CORP | 2000
CHRISTIANA |  | HOSPITAL-CH | 0 | 184810 | DE |  | 2020-01-14 13:57 |  | Infusion Pumps; Multitherapy; Syringe | 54334 | 871303OU PERFUSOR SPACE | B BRAUN MEDICAL EQUIPMENT INC DIV B BRAUN OF AMERICA CO | 0
CHRISTIANA |  | HOSPITAL-CH | 0 | 184803 | DE |  |  |  | Infusion Pumps; Multitherapy; Syringe | 54333 | 871303OU PERFUSOR SPACE | B BRAUN MEDICAL EQUIPMENT INC DIV B BRAUN OF AMERICA CO | 0
CHRISTIANA |  | CH-SURGI | 0 | NONE | DE |  |  |  | Hydrothermal Ablation Systems; Endometrial | 36304 | HYDROTHERM ABLR | BOSTON SCIENTIFIC CORP | 8900
CHRISTIANA |  | HOSPITAL-CH | 0 | P8G1229B | DE |  |  |  | Electrosurgical Units | 16291 | FORCE 4-20 | VALLEYLAB DIV TYCO HEALTHCARE GROUP LP | 6124
CHRISTIANA |  | HOSPITAL-CH | 0 | P7B214B | DE |  |  |  | Electrosurgical Units | 12191 | FORCE 4-20 | VALLEYLAB DIV TYCO HEALTHCARE GROUP LP | 6134
CHRISTIANA |  | HOSPITAL-CH | 0 | J6D2138F | DE |  |  |  | Electrosurgical Units | 12406 | FORCE 4-20 | VALLEYLAB DIV TYCO HEALTHCARE GROUP LP | 5523
CHRISTIANA |  | HOSPITAL-CH | 0 | J6D2136F | DE |  |  |  | Electrosurgical Units | 12251 | FORCE 4-20 | VALLEYLAB DIV TYCO HEALTHCARE GROUP LP | 7000
CHRISTIANA |  | HOSPITAL-WH | 0 | 2073 | DE |  |  |  | Light Sources; Fiberoptic | 20464 | 615C | STORZ ENDOSCOPY-AMERICA INC | 4236
CHRISTIANA |  | HOSPITAL-CH | 0 | 173 | DE |  |  |  | Light Sources; Fiberoptic | 20465 | 615C | STORZ ENDOSCOPY-AMERICA INC | 4000
CHRISTIANA |  | HOSPITAL-WH | 0 | 2950 | DE |  |  |  | Light Sources; Fiberoptic | 24839 | 615C | STORZ ENDOSCOPY-AMERICA INC | 4000
CHRISTIANA |  | HOSPITAL-CH | 0 | TA01113 | DE |  | 2003-12-30 19:00 |  | Monitors; Physiologic; Electrocardiography/Vital Signs | CS1 | Patient Monitor 1500 | CARDINAL | 40000
CHRISTIANA |  | HOSPITAL-CH | 0 | TA01114 | DE |  | 2003-12-30 19:00 |  | Monitors; Physiologic; Electrocardiography/Vital Signs | CS2 | Patient Monitor 1500 | CARDINAL | 40000
CHRISTIANA |  | HOSPITAL-CH | 0 | A118044DS | DE |  | 2006-06-21 20:00 |  | Oxygen Concentrators | 38509 | Five-Liter Concentrator 515ADS | DeVilbiss Healthcare Inc | 9.99
CHRISTIANA |  | HCCC | 0 | US 10712920 | DE |  |  |  | Electrocardiographs; Multichannel | 46082 | TRIM III | PHILIPS MEDICAL SYSTEMS CARDIAC & MONITORING SYSTEMS DIV | 0
CHRISTIANA |  | Foulkstone Plaza | 0 | 9702099756 | DE |  |  |  | Electrocardiographs; Multichannel | 26713 | ELI 200 | Mortara Instrument Inc | 9000
CHRISTIANA |  | HOSPITAL-CH | 0 | 3193 | DE |  |  |  | Saws; Postmortem | 28181 | 1000 | SHANDON INC | 500
CHRISTIANA |  | HOSPITAL-CH | 0 | 85273 | DE |  |  |  | Printers; Video | 52713 | UP-55MD | SONY MEDICAL SYSTEMS | 1500
CHRISTIANA |  | HOSPITAL-CH | 0 | 81119 | DE |  | 2006-09-10 20:00 |  | Printers; Video | 38883 | UP-55MD | SONY MEDICAL SYSTEMS | 10295
CHRISTIANA |  | HOSPITAL-CH | 0 | 81118 | DE |  |  |  | Printers; Video | 38887 | UP-55MD | SONY MEDICAL SYSTEMS | 10295
CHRISTIANA |  | CH-SURGI | 0 | 81949 | DE |  |  |  | Printers; Video | 39455 | UPD55 | SONY MEDICAL SYSTEMS | 7206.5
CHRISTIANA |  | CH-SURGI | 0 | 81882 | DE |  |  |  | Printers; Video | 39456 | UPD55 | SONY MEDICAL SYSTEMS | 7206.5
CHRISTIANA |  | CH-SURGI | 0 | 81948 | DE |  |  |  | Printers; Video | 39460 | UPD55 | SONY MEDICAL SYSTEMS | 7206.5
CHRISTIANA |  | HOSPITAL-CH | 0 | 81924 | DE |  |  |  | Printers; Video | 52790 | UPD55 | SONY MEDICAL SYSTEMS | 7206.5
CHRISTIANA |  | Claymont | 0 | 11B2495 | DE |  |  |  | Audiometers | 23235 | 119 | BELTONE ELECTRONICS CORP | 3000
CHRISTIANA |  | HCCC | 0 | b17I-01558 | DE |  | 2018-01-03 19:00 |  | Defibrillators; External; Automated | 65438 | FRX | PHILIPS MEDICAL SYSTEMS CARDIAC & MONITORING SYSTEMS DIV | 0
CHRISTIANA |  | Smyrna Health & Wellness Center | 0 | B17A-02800 | DE |  | 2017-01-31 19:00 |  | Defibrillators; External; Automated | 64248 | FRX | PHILIPS MEDICAL SYSTEMS CARDIAC & MONITORING SYSTEMS DIV | 1311.72
CHRISTIANA |  | Omega Professional Center | 0 | B11G-01455 | DE |  |  |  | Defibrillators; External; Automated | 65228 | FRX | PHILIPS MEDICAL SYSTEMS CARDIAC & MONITORING SYSTEMS DIV | 0
CHRISTIANA |  | HOSPITAL-CH | 0 | 984626 | DE |  |  |  | Transilluminators | 36534 | TFX-35M | LIFE-TECH INC | 999.99
CHRISTIANA |  | HOSPITAL-CH | 0 | 183 | DE |  |  |  | Scanning Systems; Ultrasonic; Intravascular | 37170 | GALAXY 2 | BOSTON SCIENTIFIC CORP | 120000
CHRISTIANA |  | HOSPITAL-CH | 0 | 2985 | DE |  |  |  | Scanning Systems; Ultrasonic; Intravascular | 37294 | GALAXY 2 | BOSTON SCIENTIFIC CORP | 9.99
CHRISTIANA |  | CH-SURGI | 0 | 434392063 | DE |  |  |  |  | 29827 | QDJ03 | STERIS Corp | 4800
CHRISTIANA |  | CH-SURGI | 0 | 434392064 | DE |  |  |  |  | 29828 | QDJ03 | STERIS Corp | 4800
CHRISTIANA |  | HOSPITAL-CH | 0 | 426603043 | DE |  |  |  |  | 35447 | QDJ03 | STERIS Corp | 4800
CHRISTIANA |  | HOSPITAL-CH | 0 | 1963-08-01 | DE |  |  |  | Warming Units; Patient; Conductive Layer; Infant | 41860 | 28-KIW-CON | NOVAMED MEDICAL MFG | 2500
CHRISTIANA |  | HOSPITAL-CH | 0 | 1964-08-01 | DE |  |  |  | Warming Units; Patient; Conductive Layer; Infant | 41861 | 28-KIW-CON | NOVAMED MEDICAL MFG | 2500
CHRISTIANA |  | HOSPITAL-CH | 0 | 1952-08-01 | DE |  |  |  | Warming Units; Patient; Conductive Layer; Infant | 41862 | 28-KIW-CON | NOVAMED MEDICAL MFG | 2500
CHRISTIANA |  | HOSPITAL-CH | 0 | 98116217 | DE |  |  |  | Lights; Dental Activator | 32561 | C-7910 | COLTENE/WHALEDENT INC | 0
CHRISTIANA |  | HOSPITAL-WH | 0 | 960811849 | DE |  |  |  | Lights; Dental Activator | 24309 | C-7910 | COLTENE/WHALEDENT INC | 800
CHRISTIANA |  | HOSPITAL-WH | 0 | 6825226 | DE |  |  |  | Lights; Dental Activator | 34740 | C-7910 | COLTENE/WHALEDENT INC | 0
CHRISTIANA |  | HOSPITAL-WH | 0 | 980116272 | DE |  |  |  | Lights; Dental Activator | 28355 | C-7910 | COLTENE/WHALEDENT INC | 500
CHRISTIANA |  | HOSPITAL-CH | 0 | 01B03352C | DE |  |  |  | Percussors; Manual; Airway Clearance | 16048 | MEDAVIBE VS | Bunn / Now Graham-Field | 426.25
CHRISTIANA |  | HOSPITAL-CH | 0 | 2409A03222 | DE |  |  |  | MONITORING SYSTEMS; PHYSIOLOGIC | 10278 |  | PHILIPS MEDICAL SYSTEMS CARDIAC & MONITORING SYSTEMS DIV | 27066
CHRISTIANA |  | HOSPITAL-CH | 0 | 2409A02980 | DE |  |  |  | MONITORING SYSTEMS; PHYSIOLOGIC | 10581 | 78510B | PHILIPS MEDICAL SYSTEMS CARDIAC & MONITORING SYSTEMS DIV | 17701
CHRISTIANA |  | HOSPITAL-CH | 0 | 2622A08948 | DE |  |  |  | MONITORING SYSTEMS; PHYSIOLOGIC | 11741 | 78510B | PHILIPS MEDICAL SYSTEMS CARDIAC & MONITORING SYSTEMS DIV | 9000
CHRISTIANA |  | HOSPITAL-CH | 0 | 2911A14383 | DE |  |  |  | MONITORING SYSTEMS; PHYSIOLOGIC | 18229 | 78510B | PHILIPS MEDICAL SYSTEMS CARDIAC & MONITORING SYSTEMS DIV | 198517
CHRISTIANA |  | HOSPITAL-CH | 0 | 2622A06752 | DE |  |  |  | MONITORING SYSTEMS; PHYSIOLOGIC | 11743 | 78510B | PHILIPS MEDICAL SYSTEMS CARDIAC & MONITORING SYSTEMS DIV | 9000
CHRISTIANA |  | HOSPITAL-CH | 0 | 2614A06784 | DE |  |  |  | MONITORING SYSTEMS; PHYSIOLOGIC | 11746 | 78510B | PHILIPS MEDICAL SYSTEMS CARDIAC & MONITORING SYSTEMS DIV | 13534
CHRISTIANA |  | HOSPITAL-CH | 0 | 2911A14513 | DE |  |  |  | MONITORING SYSTEMS; PHYSIOLOGIC | 18300 | 78510B | PHILIPS MEDICAL SYSTEMS CARDIAC & MONITORING SYSTEMS DIV | 9000
CHRISTIANA |  | HOSPITAL-CH | 0 | 2622A06746 | DE |  |  |  | MONITORING SYSTEMS; PHYSIOLOGIC | 11745 | 78510B | PHILIPS MEDICAL SYSTEMS CARDIAC & MONITORING SYSTEMS DIV | 9000
CHRISTIANA |  | HOSPITAL-CH | 0 | 2409A03006 | DE |  |  |  | MONITORING SYSTEMS; PHYSIOLOGIC | 11810 | 78510B | PHILIPS MEDICAL SYSTEMS CARDIAC & MONITORING SYSTEMS DIV | 17096
CHRISTIANA |  | HOSPITAL-CH | 0 | 2614A06783 | DE |  |  |  | MONITORING SYSTEMS; PHYSIOLOGIC | 11744 | 78510B | PHILIPS MEDICAL SYSTEMS CARDIAC & MONITORING SYSTEMS DIV | 8056
CHRISTIANA |  | HOSPITAL-WH | 0 | 4090480 | DE |  |  |  | Scales; Patient; Floor | 34458 | BWB-800 | TANITA CORP OF AMERICA INC | 1500
CHRISTIANA |  | HOSPITAL-WH | 0 | O1J049124 | DE |  |  |  | Cameras; Video; Endoscope | 32068 | 988 | Stryker Corp | 16000
CHRISTIANA |  | HOSPITAL-WH | 0 | 01J049224 | DE |  |  |  | Cameras; Video; Endoscope | 34280 | 988 | Stryker Corp | 16000
CHRISTIANA |  | EDUCATION | 0 | WA02326 | DE |  |  |  | Cameras; Video; Endoscope | 31881 | 988 | Stryker Corp | 16000
CHRISTIANA |  | HOSPITAL-CH | 0 | 50286 | DE |  |  |  | Vacuum Extractors; Obstetric | 23977 | TYPE 05614 | MEDELA INC | 3400
CHRISTIANA |  | HOSPITAL-CH | 0 | 50426 | DE |  |  |  | Vacuum Extractors; Obstetric | 23976 | TYPE 05614 | MEDELA INC | 3400
CHRISTIANA |  | HOSPITAL-CH | 0 | 32279 | DE |  |  |  | Infusion Pumps; General-Purpose | 46934 | 3015550 | MEDRAD Inc Unit of Bayer Medical Care | 0
CHRISTIANA |  | HOSPITAL-CH | 0 | 30374 | DE |  |  |  | Infusion Pumps; General-Purpose | 46933 | 3015550 | MEDRAD Inc Unit of Bayer Medical Care | 0
CHRISTIANA |  | HOSPITAL-CH | 0 | 30764 | DE |  |  |  | Infusion Pumps; General-Purpose | 46932 | 3015550 | MEDRAD Inc Unit of Bayer Medical Care | 0
CHRISTIANA |  | HOSPITAL-CH | 0 | 30481 | DE |  |  |  | Infusion Pumps; General-Purpose | 46930 | 3015550 | MEDRAD Inc Unit of Bayer Medical Care | 0
CHRISTIANA |  | HOSPITAL-CH | 0 | 30766 | DE |  |  |  | Infusion Pumps; General-Purpose | 46931 | 3015550 | MEDRAD Inc Unit of Bayer Medical Care | 0
CHRISTIANA |  | HOSPITAL-CH | 0 | 30503 | DE |  |  |  | Infusion Pumps; General-Purpose | 42926 | 3015550 | MEDRAD Inc Unit of Bayer Medical Care | 25190
CHRISTIANA |  | HOSPITAL-CH | 0 | 30532 | DE |  |  |  | Infusion Pumps; General-Purpose | 42925 | 3015550 | MEDRAD Inc Unit of Bayer Medical Care | 25190
CHRISTIANA |  | HOSPITAL-CH | 0 | 30472 | DE |  |  |  | Infusion Pumps; General-Purpose | 46357 | 3015550 | MEDRAD Inc Unit of Bayer Medical Care | 25190
CHRISTIANA |  | HOSPITAL-CH | 0 | 30538 | DE |  |  |  | Infusion Pumps; General-Purpose | 46248 | 3015550 | MEDRAD Inc Unit of Bayer Medical Care | 25190
CHRISTIANA |  | HOSPITAL-CH | 0 | 30530 | DE |  |  |  | Infusion Pumps; General-Purpose | 42924 | 3015550 | MEDRAD Inc Unit of Bayer Medical Care | 25190
CHRISTIANA |  | HOSPITAL-CH | 0 | 815BR1021 | DE |  |  |  | Controllers; Temperature | 22078 | COOLING MODU | BIO-RAD DIAGNOSTICA | 2000
CHRISTIANA |  | HOSPITAL-CH | 0 | 832 | DE |  | 2002-08-10 20:00 |  | Incubators; Infant; Transport | 33568 | AirBorne Transport Incubator 185A | International Biomedical Inc | 25000
CHRISTIANA |  | HOSPITAL-CH | 0 | 600206-19 | DE |  |  |  | Centrifuges | 40572 | 755VES | DRUCKER CO | 3965
CHRISTIANA |  | HOSPITAL-CH | 0 | 3630A00600 | DE |  |  |  | Transducers; Ultrasonic | 25193 | 21367A | PHILIPS MEDICAL SYSTEMS CARDIAC & MONITORING SYSTEMS DIV | 10000
CHRISTIANA |  | HOSPITAL-WH | 0 | 36932 | DE |  |  |  | Tables; Examination/Treatment; Adjustable | 26028 | Power Exam Table 5110 | UNITED METAL FABRICATORS INC | 2000
CHRISTIANA |  | HOSPITAL-WH | 0 | 36932 | DE |  |  |  | Tables; Examination/Treatment; Adjustable | 26027 | Power Exam Table 5110 | UNITED METAL FABRICATORS INC | 2000
CHRISTIANA |  | HOSPITAL-CH | 0 | 8900126 | DE |  |  |  | Centrifuges; Floor; Low-Speed; Refrigerated | 16805 | T6000B | DUPONT CRITICAL CARE INC | 3800
CHRISTIANA |  | HOSPITAL-WH | 0 | 8901583 | DE |  |  |  | Centrifuges; Floor; Low-Speed; Refrigerated | 20274 | T6000B | DUPONT CRITICAL CARE INC | 6098
CHRISTIANA |  | HOSPITAL-WH | 0 | 801 | DE |  |  |  | Battery Chargers | 19105 | M-800/M | STACKHOUSE INC VIASYS HEALTHCARE RESPIRATORY TECHNOLOGIES | 915
CHRISTIANA |  | MAP II | 0 | 701545 | DE |  |  |  | Catheter/Stylet Tip Locators; Central Venous | 19216 | CATH-FINDER | DELTEC | 6847.5
CHRISTIANA |  | HOSPITAL-CH | 0 | 2233 | DE |  |  |  | Monitors; Physiologic; Intracranial Pressure | 32178 | Camino Integra NeuroSciences MPM-1 | INTEGRA LIFESCIENCES | 9.99
CHRISTIANA |  | HOSPITAL-CH | 0 | 2574 | DE |  |  |  | Monitors; Physiologic; Intracranial Pressure | 32176 | Camino Integra NeuroSciences MPM-1 | INTEGRA LIFESCIENCES | 9.99
CHRISTIANA |  | HOSPITAL-CH | 0 | 2579 | DE |  |  |  | Monitors; Physiologic; Intracranial Pressure | 32179 | Camino Integra NeuroSciences MPM-1 | INTEGRA LIFESCIENCES | 9.99
CHRISTIANA |  | HOSPITAL-CH | 0 | 2529 | DE |  |  |  | Monitors; Physiologic; Intracranial Pressure | 32177 | Camino Integra NeuroSciences MPM-1 | INTEGRA LIFESCIENCES | 9.99
CHRISTIANA |  | HOSPITAL-CH | 0 | 2575 | DE |  |  |  | Monitors; Physiologic; Intracranial Pressure | 32174 | Camino Integra NeuroSciences MPM-1 | INTEGRA LIFESCIENCES | 9.99
CHRISTIANA |  | HOSPITAL-CH | 0 | 1997 | DE |  |  |  | Monitors; Physiologic; Intracranial Pressure | 32172 | Camino Integra NeuroSciences MPM-1 | INTEGRA LIFESCIENCES | 9.99
CHRISTIANA |  | HOSPITAL-CH | 0 | 2573 | DE |  |  |  | Monitors; Physiologic; Intracranial Pressure | 32173 | Camino Integra NeuroSciences MPM-1 | INTEGRA LIFESCIENCES | 9.99
CHRISTIANA |  | HOSPITAL-CH | 0 | 1618 | DE |  |  |  | Aspirators; Emergency | 26686 | S-SCOR Duet Suction 2014 | ARMSTRONG MEDICAL INDUSTRIES INC | 1000
CHRISTIANA |  | HOSPITAL-WH | 0 | 2071 | DE |  |  |  | Aspirators; Emergency | 24990 | S-SCOR Duet Suction 2014 | ARMSTRONG MEDICAL INDUSTRIES INC | 1000
CHRISTIANA |  | PMRI | 0 | 2203 | DE |  |  |  | Aspirators; Emergency | 26390 | S-SCOR Duet Suction 2014 | ARMSTRONG MEDICAL INDUSTRIES INC | 795
CHRISTIANA |  |  | 0 | 2070 |  |  | 2008-01-20 19:00 |  | Aspirators; Emergency | 24989 | S-SCOR Duet Suction 2014 | ARMSTRONG MEDICAL INDUSTRIES INC | 1000
CHRISTIANA |  | WH SURGI | 0 | F6D825A | DE |  |  |  | Electrosurgical Units | 23831 | FORCE FX | VALLEYLAB DIV TYCO HEALTHCARE GROUP LP | 7264
CHRISTIANA |  | HOSPITAL-CH | 0 | P12833879 | DE |  |  |  | Oximeters; Pulse | 49850 | N-65 | NELLCOR PURITAN BENNETT INC | 500
CHRISTIANA |  | HOSPITAL-CH | 0 | p14808699 | DE |  |  |  | Oximeters; Pulse | 54043 | N-65 | NELLCOR PURITAN BENNETT INC | 500
CHRISTIANA |  | Smyrna Health & Wellness Center | 0 | US31102576 | DE |  |  |  | Electrocardiographs; Multichannel | 45587 | TC 30 | PHILIPS MEDICAL SYSTEMS CARDIAC & MONITORING SYSTEMS DIV | 0
CHRISTIANA |  | HOSPITAL-CH | 0 | 38978 | DE |  |  |  | Printers; Video | 25513 | UP890MD | SONY MEDICAL SYSTEMS | 7000
CHRISTIANA |  | Limestone Mill Creek Medical Center | 0 | 9624 | DE |  |  |  | Scanning Systems; Computed Tomography; Axial; Full-Body | 46050 | 455011000000 | PHILIPS MEDICAL SYSTEMS NORTH AMERICA | 0
CHRISTIANA |  | HOSPITAL-CH | 0 | 20917000701 | DE |  |  |  | Warmers; Radiant; Infant | 34355 | IW930JEU | FISHER & PAYKEL MEDICAL INC | 11950
CHRISTIANA |  | HOSPITAL-CH | 0 | 20917000706 | DE |  |  |  | Warmers; Radiant; Infant | 34354 | IW930JEU | FISHER & PAYKEL MEDICAL INC | 11950
CHRISTIANA |  | HOSPITAL-CH | 0 | 2001-93JEU00305 | DE |  |  |  | Warmers; Radiant; Infant | 31634 | IW930JEU | FISHER & PAYKEL MEDICAL INC | 12000
CHRISTIANA |  | HOSPITAL-CH | 0 | 20510000394 | DE |  |  |  | Warmers; Radiant; Infant | 33313 | IW930JEU | FISHER & PAYKEL MEDICAL INC | 11950
CHRISTIANA |  | HOSPITAL-CH | 0 | 20510000393 | DE |  |  |  | Warmers; Radiant; Infant | 33311 | IW930JEU | FISHER & PAYKEL MEDICAL INC | 11950
CHRISTIANA |  | HOSPITAL-WH | 0 | 8915 | DE |  |  |  | Scanning Systems; Magnetic Resonance Imaging | 42292 | INTERA 1.5 | PHILIPS MEDICAL SYSTEMS NORTH AMERICA | 1000000
CHRISTIANA |  |  | 0 | NONE |  |  |  |  | Scanning Systems; Magnetic Resonance Imaging | 46002 | INTERA 1.5 | PHILIPS MEDICAL SYSTEMS NORTH AMERICA | 0
CHRISTIANA |  | Middletown Care Center(Sleepy Hollow) | 0 | 8080 | DE |  | 2009-07-15 20:00 |  | Scanning Systems; Magnetic Resonance Imaging | 46023 | INTERA 1.5 | PHILIPS MEDICAL SYSTEMS NORTH AMERICA | 1250000
CHRISTIANA |  | HOSPITAL-CH | 0 | 10004924 | DE |  | 2011-09-27 20:00 |  | Apnea Monitors; Neonatal | 48175 | SMART MONITOR 2 APNEA MONITORS; NEONATAL | Philips Respironics Inc | 10000
CHRISTIANA |  | HOSPITAL-CH | 0 | 10004927 | DE |  | 2011-09-06 20:00 |  | Apnea Monitors; Neonatal | 48179 | SMART MONITOR 2 APNEA MONITORS; NEONATAL | Philips Respironics Inc | 10000
CHRISTIANA |  | HOSPITAL-CH | 0 | 10004684 | DE |  |  |  | Apnea Monitors; Neonatal | 48176 | SMART MONITOR 2 APNEA MONITORS; NEONATAL | Philips Respironics Inc | 10000
CHRISTIANA |  | HOSPITAL-CH | 0 | 10004950 | DE |  |  |  | Apnea Monitors; Neonatal | 48177 | SMART MONITOR 2 APNEA MONITORS; NEONATAL | Philips Respironics Inc | 10000
CHRISTIANA |  | HOSPITAL-CH | 0 | 10004946 | DE |  |  |  | Apnea Monitors; Neonatal | 48178 | SMART MONITOR 2 APNEA MONITORS; NEONATAL | Philips Respironics Inc | 10000
CHRISTIANA |  | HOSPITAL-CH | 0 | 40147277 | DE |  | 2001-10-08 20:00 |  | Centrifuges; Tabletop; High-Speed | 31957 | Heraeus Multifuge Centrifuge 3S | KENDRO LABORATORY PRODUCTS A SPX CORP CO | 4800
CHRISTIANA |  | Smyrna Health & Wellness Center | 0 | 3217A31590 | DE |  |  |  | Electrocardiographs; Multichannel | 27750 | M1701A | PHILIPS MEDICAL SYSTEMS CARDIAC & MONITORING SYSTEMS DIV | 5385
CHRISTIANA |  | Claymont | 0 | 3130A31140 | DE |  | 1991-11-17 19:00 |  | Electrocardiographs; Multichannel | 19332 | M1701A | PHILIPS MEDICAL SYSTEMS CARDIAC & MONITORING SYSTEMS DIV | 9000
CHRISTIANA |  | HOSPITAL-CH | 0 | 3049A30560 | DE |  |  |  | Electrocardiographs; Multichannel | 18645 | M1701A | PHILIPS MEDICAL SYSTEMS CARDIAC & MONITORING SYSTEMS DIV | 5385
CHRISTIANA |  | MAP II | 0 | 05CGJ386 | DE |  |  |  | Electrosurgical Units; Monopolar/Bipolar | 39954 | Hyfrecator 2000 | CONMED CORP | 0
CHRISTIANA |  | HOSPITAL-WH | 0 | T1175 | DE |  | 2013-12-12 19:00 |  | Stimulators; Electrical; Neuromuscular; Dysphagia | 53215 | VitalStim Experia 5950 | Empi A DJO Global Co | 4500
CHRISTIANA |  |  | 0 | P3000100809109 |  |  |  |  | Scales; Patient; Floor | 46469 | PD 300 | DETECTO SCALE CO DIV CARDINAL SCALE MFG CO | 0
CHRISTIANA |  | HOSPITAL-CH | 0 | P300010080911096 | DE |  |  |  | Scales; Patient; Floor | 46417 | PD 300 | DETECTO SCALE CO DIV CARDINAL SCALE MFG CO | 250
CHRISTIANA |  | HCCC | 0 | P300010080910838 | DE |  |  |  | Scales; Patient; Floor | 46416 | PD 300 | DETECTO SCALE CO DIV CARDINAL SCALE MFG CO | 250
CHRISTIANA |  | HOSPITAL-WH | 0 | 7835108 | DE |  |  |  | Cameras; Video; Endoscope | 27355 | CV-140 | OLYMPUS AMERICA INC | 16500
CHRISTIANA |  | HOSPITAL-CH | 0 | 7124505 | DE |  |  |  | Cameras; Video; Endoscope | 32640 | CV-140 | OLYMPUS AMERICA INC | 15999.99
CHRISTIANA |  | HOSPITAL-WH | 0 | 7835100 | DE |  |  |  | Cameras; Video; Endoscope | 27354 | CV-140 | OLYMPUS AMERICA INC | 16500
CHRISTIANA |  | EDUCATION | 0 | 7959409 | DE |  |  |  | Cameras; Video; Endoscope | 41224 | CV-140 | OLYMPUS AMERICA INC | 15999.99
CHRISTIANA |  | HOSPITAL-CH | 0 | 7836251 | DE |  |  |  | Cameras; Video; Endoscope | 28040 | CV-140 | OLYMPUS AMERICA INC | 16500
CHRISTIANA |  | HOSPITAL-WH | 0 | 7835599 | DE |  |  |  | Cameras; Video; Endoscope | 28900 | CV-140 | OLYMPUS AMERICA INC | 16500
CHRISTIANA |  | HOSPITAL-CH | 0 | 7601681 | DE |  |  |  | Cameras; Video; Endoscope | 26015 | CV-140 | OLYMPUS AMERICA INC | 16500
CHRISTIANA |  | HOSPITAL-CH | 0 | 7601885 | DE |  |  |  | Cameras; Video; Endoscope | 26016 | CV-140 | OLYMPUS AMERICA INC | 16500
CHRISTIANA |  | HOSPITAL-CH | 0 | 7712314 | DE |  |  |  | Cameras; Video; Endoscope | 26014 | CV-140 | OLYMPUS AMERICA INC | 16500
CHRISTIANA |  | HOSPITAL-CH | 0 | 7712319 | DE |  |  |  | Cameras; Video; Endoscope | 26017 | CV-140 | OLYMPUS AMERICA INC | 16500
CHRISTIANA |  | HCCC | 0 | 530719 | DE |  |  |  | Cameras; Ophthalmic | 32001 | TRC FE | TOPCON INSTRUMENT CORP OF AMERICA | 9999.99
CHRISTIANA |  | HOSPITAL-CH | 0 | 281018 | DE |  |  |  | Vacuum Extractors; Obstetric | 18849 | 025-0001 | MEDELA INC | 2564
CHRISTIANA |  | HOSPITAL-WH | 0 | 3279 | DE |  |  |  | Stimulators; Electrical; Brain; Convulsive Therapy | 25898 | 1/D-G | SOMATICS LLC | 0
CHRISTIANA |  | HOSPITAL-CH | 0 | 774 | DE |  |  |  | Stimulators; Electrical; Cardiac; Diagnostic | 40505 | EPS 320 | BARD ACCESS SYSTEMS DIV C R BARD INC | 0
CHRISTIANA |  | HOSPITAL-CH | 0 | 805S0192147 | DE |  | 2010-09-02 20:00 |  | Nucleic Acid Processors; Replication; Thermal Cycle | 47150 | GeneAmp PCR System 9700 | APPLIED BIOSYSTEMS | 2500
CHRISTIANA |  | HOSPITAL-CH | 0 | TJ1072 | DE |  |  |  | Baths; Water; Plasma-Thawing | 29952 | MT 210 | THERMOGENESIS CORP | 0
CHRISTIANA |  | HOSPITAL-CH | 0 | TJ 1033 | DE |  |  |  | Baths; Water; Plasma-Thawing | 27754 | MT 210 | THERMOGENESIS CORP | 500
CHRISTIANA |  | HOSPITAL-CH | 0 | TJ1071 | DE |  |  |  | Baths; Water; Plasma-Thawing | 30797 | MT 210 | THERMOGENESIS CORP | 9959
CHRISTIANA |  | HOSPITAL-CH | 0 | TJ1116 | DE |  |  |  | Baths; Water; Plasma-Thawing | 33521 | MT 210 | THERMOGENESIS CORP | 96700
CHRISTIANA |  | HOSPITAL-CH | 0 | TJ1232 | DE |  |  |  | Baths; Water; Plasma-Thawing | 47172 | MT 210 | THERMOGENESIS CORP | 0
CHRISTIANA |  | HOSPITAL-CH | 0 | 48538 | DE |  |  |  | Warming Units; Blood/Intravenous Solution | 42694 | ORS-2094R | EchoLab | 3000
CHRISTIANA |  | HOSPITAL-CH | 0 | 299886WK2 | DE |  |  |  | X-Ray Generators | 21083 | ADVANTIX | GE MEDICAL SYSTEMS | 50000
CHRISTIANA |  | HOSPITAL-WH | 0 | 427162WK3 | DE |  |  |  | X-Ray Generators | 21283 | ADVANTIX | GE MEDICAL SYSTEMS | 50000
CHRISTIANA |  | HOSPITAL-CH | 0 | UJAA149 | DE |  |  |  | X-Ray Generators | 38290 | 8000 | KODAK CLINICAL DIAGNOSTICS | 40795.75
CHRISTIANA |  | HOSPITAL-WH | 0 | UKAAZ65 | DE |  |  |  | X-Ray Generators | 40394 | 8000 | KODAK CLINICAL DIAGNOSTICS | 0
CHRISTIANA |  | HOSPITAL-WH | 0 | CD35541 | DE |  |  |  | Tables; Examination/Treatment; Adjustable | 38537 | 104 Examination Table | MIDMARK CORP | 5576.62
CHRISTIANA |  | Springside Connor Building | 0 | v89843 | DE |  | 2017-10-09 20:00 |  | Tables; Examination/Treatment; Adjustable | 65491 | 104 Examination Table | MIDMARK CORP | 5576.62
CHRISTIANA |  | Springside Connor Building | 0 | V33229 | DE |  | 2005-12-15 19:00 |  | Tables; Examination/Treatment; Adjustable | 37923 | 104 Examination Table | MIDMARK CORP | 5576.62
CHRISTIANA |  | Annex | 0 | EO26768 | DE |  | 2001-09-11 20:00 |  | Tables; Examination/Treatment; Adjustable | 31685 | 104 Examination Table | MIDMARK CORP | 5576.62
CHRISTIANA |  | HCCC | 0 | E038469 | DE |  |  |  | Tables; Examination/Treatment; Adjustable | 32282 | 104 Examination Table | MIDMARK CORP | 5576.62
CHRISTIANA |  | HOSPITAL-WH | 0 | CD035575 | DE |  |  |  | Tables; Examination/Treatment; Adjustable | 38540 | 104 Examination Table | MIDMARK CORP | 5576.62
CHRISTIANA |  | HCCC | 0 | CD066466 | DE |  | 2008-01-20 19:00 |  | Tables; Examination/Treatment; Adjustable | 25217 | 104 Examination Table | MIDMARK CORP | 5576.62
CHRISTIANA |  | Annex | 0 | EO24691 | DE |  |  |  | Tables; Examination/Treatment; Adjustable | 31684 | 104 Examination Table | MIDMARK CORP | 5576.62
CHRISTIANA |  | Springside Connor Building | 0 | 33137 | DE |  | 2005-12-15 19:00 |  | Tables; Examination/Treatment; Adjustable | 37915 | 104 Examination Table | MIDMARK CORP | 5576.62
CHRISTIANA |  | CANCER CENTER | 0 | GK005802 | DE |  |  |  | Tables; Examination/Treatment; Adjustable | 47697 | 104 Examination Table | MIDMARK CORP | 5576.62
CHRISTIANA |  | HOSPITAL-WH | 0 | CD035538 | DE |  |  |  | Tables; Examination/Treatment; Adjustable | 38539 | 104 Examination Table | MIDMARK CORP | 5576.62
CHRISTIANA |  | Annex | 0 | EO38489 | DE |  |  |  | Tables; Examination/Treatment; Adjustable | 31681 | 104 Examination Table | MIDMARK CORP | 5576.62
CHRISTIANA |  | Annex | 0 | EO26767 | DE |  | 2001-09-11 20:00 |  | Tables; Examination/Treatment; Adjustable | 31683 | 104 Examination Table | MIDMARK CORP | 5576.62
CHRISTIANA |  | Union Professional Building Elkton | 0 | CD-106398 | MD |  |  |  | Tables; Examination/Treatment; Adjustable | 41717 | 104 Examination Table | MIDMARK CORP | 5576.62
CHRISTIANA |  | Annex | 0 | EO26787 | DE |  |  |  | Tables; Examination/Treatment; Adjustable | 31680 | 104 Examination Table | MIDMARK CORP | 5576.62
CHRISTIANA |  | Annex | 0 | EO26771 | DE |  |  |  | Tables; Examination/Treatment; Adjustable | 31682 | 104 Examination Table | MIDMARK CORP | 5576.62
CHRISTIANA |  | HCCC | 0 | E026794 | DE |  |  |  | Tables; Examination/Treatment; Adjustable | 36865 | 104 Examination Table | MIDMARK CORP | 5576.62
CHRISTIANA |  | HCCC | 0 | E026813 | DE |  | 2011-01-23 19:00 |  | Tables; Examination/Treatment; Adjustable | 47386 | 104 Examination Table | MIDMARK CORP | 5576.62
CHRISTIANA |  | HCCC | 0 | E026770 | DE |  |  |  | Tables; Examination/Treatment; Adjustable | 32285 | 104 Examination Table | MIDMARK CORP | 5576.62
CHRISTIANA |  | Springside Connor Building | 0 | 33230 | DE |  | 2005-12-15 19:00 |  | Tables; Examination/Treatment; Adjustable | 37924 | 104 Examination Table | MIDMARK CORP | 5576.62
CHRISTIANA |  | MAP I | 0 | KE014037 | DE |  |  |  | Tables; Examination/Treatment; Adjustable | 28049 | 104 Examination Table | MIDMARK CORP | 5576.62
CHRISTIANA |  | HOSPITAL-WH | 0 | CD035540 | DE |  |  |  | Tables; Examination/Treatment; Adjustable | 38538 | 104 Examination Table | MIDMARK CORP | 5576.62
CHRISTIANA |  | Glasgow Medical Center | 0 | E038737 | DE |  | 2008-01-20 19:00 |  | Tables; Examination/Treatment; Adjustable | 62092 | 104 Examination Table | MIDMARK CORP | 5576.62
CHRISTIANA |  | HCCC | 0 | ? | DE |  |  |  | Tables; Examination/Treatment; Adjustable | 32555 | 104 Examination Table | MIDMARK CORP | 5576.62
CHRISTIANA |  | Foulkstone Plaza | 0 | E038487 | DE |  |  |  | Tables; Examination/Treatment; Adjustable | 36683 | 104 Examination Table | MIDMARK CORP | 5576.62
CHRISTIANA |  | Foulkstone Plaza | 0 | E038459 | DE |  |  |  | Tables; Examination/Treatment; Adjustable | 36684 | 104 Examination Table | MIDMARK CORP | 5576.62
CHRISTIANA |  | Annex | 0 | EO38739 | DE |  |  |  | Tables; Examination/Treatment; Adjustable | 31686 | 104 Examination Table | MIDMARK CORP | 5576.62
CHRISTIANA |  | HOSPITAL-WH | 0 | ICJ 36993 | DE |  |  |  |  | 20796 | 20202020 | STORZ ENDOSCOPY-AMERICA INC | 8873
CHRISTIANA |  | HOSPITAL-CH | 0 | 88999B | DE |  |  |  | Tables; Examination/Treatment; Adjustable; Obstetric | 40701 | 5020 | UNITED MEDICAL FABRICATORS | 0
CHRISTIANA |  | MAP II | 0 | 501 | DE |  | 1998-11-10 19:00 |  | Biomechanics Platforms | 28145 | EQUITEST | NEUROCOM INTERNATIONAL INC | 89950
CHRISTIANA |  | HOSPITAL-WH | 0 | 8258 | DE |  |  |  | Video Systems; Operating Room | 17001 | HPS-5940 | MEDICAL DYNAMICS INC | 15000
CHRISTIANA |  | HOSPITAL-CH | 0 | KHK01324 | DE |  |  |  | Spirometers; Monitoring | 26782 | 15370 | BIRD PRODUCTS 3M MEDICAL PRODUCTS DIV | 2500
CHRISTIANA |  | HOSPITAL-CH | 0 | KHK01327 | DE |  |  |  | Spirometers; Monitoring | 26778 | 15370 | BIRD PRODUCTS 3M MEDICAL PRODUCTS DIV | 2500
CHRISTIANA |  | HOSPITAL-CH | 0 | KHK01320 | DE |  |  |  | Spirometers; Monitoring | 26785 | 15370 | BIRD PRODUCTS 3M MEDICAL PRODUCTS DIV | 2500
CHRISTIANA |  | HOSPITAL-CH | 0 | KHK01323 | DE |  |  |  | Spirometers; Monitoring | 26775 | 15370 | BIRD PRODUCTS 3M MEDICAL PRODUCTS DIV | 2500
CHRISTIANA |  | HOSPITAL-CH | 0 | KGK02148 | DE |  |  |  | Spirometers; Monitoring | 25280 | 15370 | BIRD PRODUCTS 3M MEDICAL PRODUCTS DIV | 2500
CHRISTIANA |  | HOSPITAL-CH | 0 | KGK02141 | DE |  |  |  | Spirometers; Monitoring | 25277 | 15370 | BIRD PRODUCTS 3M MEDICAL PRODUCTS DIV | 2500
CHRISTIANA |  | HOSPITAL-CH | 0 | KHK01330 | DE |  |  |  | Spirometers; Monitoring | 26772 | 15370 | BIRD PRODUCTS 3M MEDICAL PRODUCTS DIV | 2500
CHRISTIANA |  | CANCER CENTER | 0 | 24330153 | DE |  |  |  | Centrifuges | 42957 | CENTRA-M2 | INTERNATIONAL EQUIPMENT CO | 5000
CHRISTIANA |  | HOSPITAL-CH | 0 | US00208136 | DE |  |  |  | Defibrillator/Pacemakers; External | 39071 | M3535A MRX | PHILIPS MEDICAL SYSTEMS CARDIAC & MONITORING SYSTEMS DIV | 14680
CHRISTIANA |  | HOSPITAL-CH | 0 | US00535546 | DE |  |  |  | Defibrillator/Pacemakers; External | 46348 | M3535A MRX | PHILIPS MEDICAL SYSTEMS CARDIAC & MONITORING SYSTEMS DIV | 13138.6
CHRISTIANA |  | HOSPITAL-CH | 0 | US00548179 | DE |  | 2011-04-04 20:00 |  | Defibrillator/Pacemakers; External | 47718 | M3535A MRX | PHILIPS MEDICAL SYSTEMS CARDIAC & MONITORING SYSTEMS DIV | 18472.3
CHRISTIANA |  | HOSPITAL-WH | 0 | US00213446 | DE |  |  |  | Defibrillator/Pacemakers; External | 40644 | M3535A MRX | PHILIPS MEDICAL SYSTEMS CARDIAC & MONITORING SYSTEMS DIV | 13138.6
CHRISTIANA |  | HOSPITAL-WH | 0 | US00317384 | DE |  |  |  | Defibrillator/Pacemakers; External | 40643 | M3535A MRX | PHILIPS MEDICAL SYSTEMS CARDIAC & MONITORING SYSTEMS DIV | 13138.6
CHRISTIANA |  | HOSPITAL-WH | 0 | US00213826 | DE |  |  |  | Defibrillator/Pacemakers; External | 40642 | M3535A MRX | PHILIPS MEDICAL SYSTEMS CARDIAC & MONITORING SYSTEMS DIV | 13138.6
CHRISTIANA |  | HOSPITAL-CH | 0 | US00210295 | DE |  |  |  | Defibrillator/Pacemakers; External | 38256 | M3535A MRX | PHILIPS MEDICAL SYSTEMS CARDIAC & MONITORING SYSTEMS DIV | 11399.52
CHRISTIANA |  | HOSPITAL-CH | 0 | US00318352 | DE |  |  |  | Defibrillator/Pacemakers; External | 39812 | M3535A MRX | PHILIPS MEDICAL SYSTEMS CARDIAC & MONITORING SYSTEMS DIV | 9250
CHRISTIANA |  | HOSPITAL-CH | 0 | US00208140 | DE |  | 2006-12-04 19:00 |  | Defibrillator/Pacemakers; External | 39464 | M3535A MRX | PHILIPS MEDICAL SYSTEMS CARDIAC & MONITORING SYSTEMS DIV | 9250
CHRISTIANA |  | HOSPITAL-WH | 0 | 388145 | DE |  |  |  | Scanning Systems; Ultrasonic; Abdominal | 29519 | BladderScan BVI 3000 | VERATHON INC | 7864.5
CHRISTIANA |  | HOSPITAL-CH | 0 | 99526475 | DE |  |  |  | Scanning Systems; Ultrasonic; Abdominal | 29440 | BladderScan BVI 3000 | VERATHON INC | 5995
CHRISTIANA |  | HOSPITAL-CH | 0 | 6515927 | DE |  | 2007-02-26 19:00 |  | Scanning Systems; Ultrasonic; Abdominal | 39692 | BladderScan BVI 3000 | VERATHON INC | 9855
CHRISTIANA |  | Riverside Medical Arts Complex | 0 | 7257607 | DE |  |  |  | Scanning Systems; Ultrasonic; Abdominal | 39726 | BladderScan BVI 3000 | VERATHON INC | 10000
CHRISTIANA |  | HOSPITAL-CH | 0 | 98293419 | DE |  |  |  | Scanning Systems; Ultrasonic; Abdominal | 27911 | BladderScan BVI 3000 | VERATHON INC | 10950
CHRISTIANA |  | HOSPITAL-CH | 0 | B3105159 | DE |  |  |  | Scanning Systems; Ultrasonic; Abdominal | 44985 | BladderScan BVI 3000 | VERATHON INC | 10350
CHRISTIANA |  | HOSPITAL-CH | 0 | 6294315 | DE |  | 2006-08-17 20:00 |  | Scanning Systems; Ultrasonic; Abdominal | 39141 | BladderScan BVI 3000 | VERATHON INC | 10350
CHRISTIANA |  | HOSPITAL-CH | 0 | 8139883 | DE |  | 2004-07-31 20:00 |  | Scanning Systems; Ultrasonic; Abdominal | 41645 | BladderScan BVI 3000 | VERATHON INC | 7995
CHRISTIANA |  | HOSPITAL-WH | 0 | 1360753 | DE |  |  |  | Scanning Systems; Ultrasonic; Abdominal | 31840 | BladderScan BVI 3000 | VERATHON INC | 8630
CHRISTIANA |  | HOSPITAL-CH | 0 | B305061 | DE |  |  |  | Scanning Systems; Ultrasonic; Abdominal | 45143 | BladderScan BVI 3000 | VERATHON INC | 7995
CHRISTIANA |  | HOSPITAL-CH | 0 | 3305490 | DE |  | 2003-07-26 20:00 |  | Scanning Systems; Ultrasonic; Abdominal | 34915 | BladderScan BVI 3000 | VERATHON INC | 10945
CHRISTIANA |  | HOSPITAL-CH | 0 | 3295452 | DE |  |  |  | Scanning Systems; Ultrasonic; Abdominal | 34917 | BladderScan BVI 3000 | VERATHON INC | 11445
CHRISTIANA |  | HOSPITAL-CH | 0 | 4287829 | DE |  | 2004-07-31 20:00 |  | Scanning Systems; Ultrasonic; Abdominal | 36450 | BladderScan BVI 3000 | VERATHON INC | 7995
CHRISTIANA |  | HOSPITAL-CH | 0 | 4297874 | DE |  |  |  | Scanning Systems; Ultrasonic; Abdominal | 36451 | BladderScan BVI 3000 | VERATHON INC | 7995
CHRISTIANA |  | HOSPITAL-CH | 0 | 96923 | DE |  |  |  | Scanning Systems; Ultrasonic; Abdominal | 30080 | BladderScan BVI 3000 | VERATHON INC | 8790
CHRISTIANA |  | HOSPITAL-CH | 0 | B3105108 | DE |  | 2013-06-27 20:00 |  | Scanning Systems; Ultrasonic; Abdominal | 44948 | BladderScan BVI 3000 | VERATHON INC | 8000
CHRISTIANA |  | HOSPITAL-CH | 0 | 1048931 | DE |  |  |  | Scanning Systems; Ultrasonic; Abdominal | 30499 | BladderScan BVI 3000 | VERATHON INC | 8000
CHRISTIANA |  | HOSPITAL-CH | 0 | 4348151 | DE |  |  |  | Scanning Systems; Ultrasonic; Abdominal | 36573 | BladderScan BVI 3000 | VERATHON INC | 11553.5
CHRISTIANA |  |  | 0 | 357959 | DE |  |  |  | Scanning Systems; Ultrasonic; Abdominal | 29531 | BladderScan BVI 3000 | VERATHON INC | 7864.5
CHRISTIANA |  | HOSPITAL-CH | 0 | 8137883 | DE |  |  |  | Scanning Systems; Ultrasonic; Abdominal | 47646 | BladderScan BVI 3000 | VERATHON INC | 7995
CHRISTIANA |  | HOSPITAL-CH | 0 | 3044265 | DE |  |  |  | Scanning Systems; Ultrasonic; Abdominal | 40477 | BladderScan BVI 3000 | VERATHON INC | 10000
CHRISTIANA |  | HOSPITAL-WH | 0 | 7358095 | DE |  |  |  | Scanning Systems; Ultrasonic; Abdominal | 39705 | BladderScan BVI 3000 | VERATHON INC | 11539
CHRISTIANA |  | HOSPITAL-CH | 0 | NONE | DE |  |  |  | Scales; Patient; Floor | 32241 | PHYSICIAN | DETECTO SCALE CO DIV CARDINAL SCALE MFG CO | 250
CHRISTIANA |  | HCCC | 0 | NONE | DE |  |  |  | Scales; Patient; Floor | 32238 | PHYSICIAN | DETECTO SCALE CO DIV CARDINAL SCALE MFG CO | 250
CHRISTIANA |  | HCCC | 0 | NONE | DE |  | 2001-11-15 19:00 |  | Scales; Patient; Floor | 32258 | PHYSICIAN | DETECTO SCALE CO DIV CARDINAL SCALE MFG CO | 250
CHRISTIANA |  | CANCER CENTER | 0 | EN003392 | DE |  | 1994-02-21 19:00 |  | Nucleic Acid Processors; Replication; Thermal Cycle | 46657 | DNA Engine Cycler PTC-200 | BIO-RAD DIAGNOSTICA | 0
CHRISTIANA |  |  | 0 | 00XD06040035 |  |  |  |  | Exercisers; Aerobic; Elliptical Motion | 36403 | Elliptical Fitness Crosstrainer EFX 546i | PRECOR INC | 7500
CHRISTIANA |  | HCCC | 0 | NONE | DE |  |  |  | Scales; Patient; Floor | 32257 | RITTER | DETECTO SCALE CO DIV CARDINAL SCALE MFG CO | 500
CHRISTIANA |  | HCCC | 0 | NONE | DE |  |  |  | Scales; Patient; Floor | 32231 | RITTER | DETECTO SCALE CO DIV CARDINAL SCALE MFG CO | 500
CHRISTIANA |  | Annex | 0 | NONE | DE |  |  |  | Scales; Patient; Floor | 31107 | RITTER | DETECTO SCALE CO DIV CARDINAL SCALE MFG CO | 500
CHRISTIANA |  | HCCC | 0 | NONE | DE |  |  |  | Scales; Patient; Floor | 32239 | RITTER | DETECTO SCALE CO DIV CARDINAL SCALE MFG CO | 500
CHRISTIANA |  | HCCC | 0 | NONE | DE |  |  |  | Scales; Patient; Floor | 32235 | RITTER | DETECTO SCALE CO DIV CARDINAL SCALE MFG CO | 500
CHRISTIANA |  | HCCC | 0 | NONE | DE |  |  |  | Scales; Patient; Floor | 32261 | RITTER | DETECTO SCALE CO DIV CARDINAL SCALE MFG CO | 500
CHRISTIANA |  | HCCC | 0 | NONE | DE |  |  |  | Scales; Patient; Floor | 32233 | RITTER | DETECTO SCALE CO DIV CARDINAL SCALE MFG CO | 500
CHRISTIANA |  | HCCC | 0 | NONE | DE |  |  |  | Scales; Patient; Floor | 32259 | RITTER | DETECTO SCALE CO DIV CARDINAL SCALE MFG CO | 500
CHRISTIANA |  | HCCC | 0 | NONE | DE |  |  |  | Scales; Patient; Floor | 32232 | RITTER | DETECTO SCALE CO DIV CARDINAL SCALE MFG CO | 500
CHRISTIANA |  | HOSPITAL-CH | 0 | NONE | DE |  |  |  | Lights; Examination | 47240 | 6600-0887-701 | GE MEDICAL SYSTEMS | 1500
CHRISTIANA |  | Neuroscience Center | 0 | PA070511 | DE |  |  |  | Electromyographs | 41651 | 982A0386 | NICOLET INSTRUMENT CORP | 30500
CHRISTIANA |  | HOSPITAL-CH | 0 | 80655 | DE |  |  |  | Printers; Video | 45242 | UP-D55 | STORZ ENDOSCOPY-AMERICA INC | 0
CHRISTIANA |  | HOSPITAL-CH | 0 | 81783 | DE |  |  |  | Printers; Video | 38907 | UP-D55 | STORZ ENDOSCOPY-AMERICA INC | 6390
CHRISTIANA |  | HOSPITAL-CH | 0 | 81781 | DE |  |  |  | Printers; Video | 38909 | UP-D55 | STORZ ENDOSCOPY-AMERICA INC | 6390
CHRISTIANA |  | HOSPITAL-CH | 0 | 81627 | DE |  |  |  | Printers; Video | 38908 | UP-D55 | STORZ ENDOSCOPY-AMERICA INC | 6390
CHRISTIANA |  | HOSPITAL-CH | 0 | 81546 | DE |  |  |  | Printers; Video | 38905 | UP-D55 | STORZ ENDOSCOPY-AMERICA INC | 6390
CHRISTIANA |  | HOSPITAL-CH | 0 | 81786 | DE |  |  |  | Printers; Video | 38906 | UP-D55 | STORZ ENDOSCOPY-AMERICA INC | 6390
CHRISTIANA |  | HOSPITAL-CH | 0 | 50305000285 | DE |  |  |  | Warmers; Radiant; Infant | 37128 | IW934JEU | FISHER & PAYKEL MEDICAL INC | 4250
CHRISTIANA |  | HOSPITAL-CH | 0 | 1080-04 | DE |  |  |  | MONITORING SYSTEMS; PHYSIOLOGIC | 24860 | VISA | MAQUET Medical Systems USA | 20000
CHRISTIANA |  | HOSPITAL-CH | 0 | 12C20315 | DE |  |  |  | Electrosurgical Units; Monopolar/Bipolar | 49206 | PEAK PlasmaBlade PULSAR II Generator PS100-102 | Peak Surgical Inc Div Medtronic Inc | 25000
CHRISTIANA |  | HOSPITAL-WH | 0 | 12C20243 | DE |  |  |  | Electrosurgical Units; Monopolar/Bipolar | 48402 | PEAK PlasmaBlade PULSAR II Generator PS100-102 | Peak Surgical Inc Div Medtronic Inc | 25000
CHRISTIANA |  | HOSPITAL-WH | 0 | 12C20241 | DE |  |  |  | Electrosurgical Units; Monopolar/Bipolar | 48403 | PEAK PlasmaBlade PULSAR II Generator PS100-102 | Peak Surgical Inc Div Medtronic Inc | 25000
CHRISTIANA |  | HOSPITAL-CH | 0 | 12C20910 | DE |  |  |  | Electrosurgical Units; Monopolar/Bipolar | 49087 | PEAK PlasmaBlade PULSAR II Generator PS100-102 | Peak Surgical Inc Div Medtronic Inc | 25000
CHRISTIANA |  | HCCC | 0 | 60477 | DE |  |  |  | Scanning Systems; Ultrasonic; General-Purpose | 46048 | SEQUOIA 512 | SIEMENS HEALTH SYSTEMS | 0
CHRISTIANA |  | CANCER CENTER | 0 | 50921 | DE |  |  |  | Scanning Systems; Ultrasonic; General-Purpose | 39683 | SEQUOIA 512 | SIEMENS HEALTH SYSTEMS | 249850
CHRISTIANA |  | Springside Connor Building | 0 | 63129 | DE |  | 2009-07-16 20:00 |  | Scanning Systems; Ultrasonic; General-Purpose | 46035 | SEQUOIA 512 | SIEMENS HEALTH SYSTEMS | 45000
CHRISTIANA |  | HOSPITAL-CH | 0 | 59144 | DE |  |  |  | Scanning Systems; Ultrasonic; General-Purpose | 34944 | SEQUOIA 512 | SIEMENS HEALTH SYSTEMS | 250000
CHRISTIANA |  | HOSPITAL-WH | 0 | 54503 | DE |  |  |  | Scanning Systems; Ultrasonic; General-Purpose | 30680 | SEQUOIA 512 | SIEMENS HEALTH SYSTEMS | 267000
CHRISTIANA |  |  | 0 | 59297 |  |  |  |  | Scanning Systems; Ultrasonic; General-Purpose | 46060 | SEQUOIA 512 | SIEMENS HEALTH SYSTEMS | 0
CHRISTIANA |  | Foulkstone Plaza | 0 | 8215875 | DE |  | 2009-07-21 20:00 |  | Scanning Systems; Ultrasonic; General-Purpose | 46062 | SEQUOIA 512 | SIEMENS HEALTH SYSTEMS | 45000
CHRISTIANA |  | Middletown Care Center(Sleepy Hollow) | 0 | 60276 | DE |  |  |  | Scanning Systems; Ultrasonic; General-Purpose | 46022 | SEQUOIA 512 | SIEMENS HEALTH SYSTEMS | 0
CHRISTIANA |  | Riverside Medical Arts Complex | 0 | 62321 | DE |  |  |  | Scanning Systems; Ultrasonic; General-Purpose | 34896 | SEQUOIA 512 | SIEMENS HEALTH SYSTEMS | 250000
CHRISTIANA |  | HOSPITAL-CH | 0 | 52513 | DE |  |  |  | Scanning Systems; Ultrasonic; General-Purpose | 30629 | SEQUOIA 512 | SIEMENS HEALTH SYSTEMS | 275000
CHRISTIANA |  | HOSPITAL-CH | 0 | NONE | DE |  |  |  | Scales; Patient; Floor | 21989 | 408DLK | HEALTH O METER INC DIV SUNBEAM CORP | 0
CHRISTIANA |  | HOSPITAL-CH | 0 | 6161 | DE |  |  |  | Pumps; Extracorporeal Perfusion | 21748 | 550 | MEDTRONIC BIO-MEDICUS INC DIV MEDTRONIC INC | 3000
CHRISTIANA |  | HOSPITAL-CH | 0 | 6157 | DE |  |  |  | Pumps; Extracorporeal Perfusion | 21770 | 550 | MEDTRONIC BIO-MEDICUS INC DIV MEDTRONIC INC | 3000
CHRISTIANA |  | EDUCATION | 0 | 00J031864 | DE |  |  |  | Cameras; Video; Endoscope | 32300 | 888 | Stryker Corp | 7261
CHRISTIANA |  | WH SURGI | 0 | 00D051304 | DE |  |  |  | Cameras; Video; Endoscope | 35540 | 888 | Stryker Corp | 10999.99
CHRISTIANA |  | WH SURGI | 0 | 99K015174 | DE |  |  |  | Cameras; Video; Endoscope | 30169 | 888 | Stryker Corp | 10440.3
CHRISTIANA |  | HOSPITAL-CH | 0 | 00F000294 | DE |  |  |  | Cameras; Video; Endoscope | 30426 | 888 | Stryker Corp | 10999.99
CHRISTIANA |  | EDUCATION | 0 | 00F017004 | DE |  |  |  | Cameras; Video; Endoscope | 30427 | 888 | Stryker Corp | 10999.99
CHRISTIANA |  | HOSPITAL-CH | 0 | 00F000054 | DE |  |  |  | Cameras; Video; Endoscope | 30422 | 888 | Stryker Corp | 10999.99
CHRISTIANA |  | HOSPITAL-WH | 0 | IJL14242 | DE |  |  |  | Cameras; Video; Endoscope | 24813 | 9050B | STORZ ENDOSCOPY-AMERICA INC | 10000
CHRISTIANA |  | HOSPITAL-CH | 0 | G71546B | DE |  |  |  | Cameras; Oscilloscope | 12292 | FREEZE FRAME | POLAROID CORP | 4000
CHRISTIANA |  | HOSPITAL-CH | 0 | 14001607 | DE |  |  |  | Monitors; Bedside; Fetal | 33098 | 129 | GE MEDICAL SYSTEMS | 13829.5
CHRISTIANA |  | HOSPITAL-CH | 0 | 13002859 | DE |  |  |  | Monitors; Bedside; Fetal | 29373 | 129 | GE MEDICAL SYSTEMS | 13700
CHRISTIANA |  | HOSPITAL-CH | 0 | 1300286 | DE |  | 1999-10-19 20:00 |  | Monitors; Bedside; Fetal | 29375 | 129 | GE MEDICAL SYSTEMS | 13700
CHRISTIANA |  | HOSPITAL-CH | 0 | 13002862 | DE |  |  |  | Monitors; Bedside; Fetal | 29372 | 129 | GE MEDICAL SYSTEMS | 13700
CHRISTIANA |  | HOSPITAL-CH | 0 | 13002855 | DE |  |  |  | Monitors; Bedside; Fetal | 29374 | 129 | GE MEDICAL SYSTEMS | 13700
CHRISTIANA |  | HOSPITAL-CH | 0 | 13002853 | DE |  |  |  | Monitors; Bedside; Fetal | 29377 | 129 | GE MEDICAL SYSTEMS | 13700
CHRISTIANA |  | HOSPITAL-CH | 0 | 13002849 | DE |  |  |  | Monitors; Bedside; Fetal | 29376 | 129 | GE MEDICAL SYSTEMS | 13700
CHRISTIANA |  | HOSPITAL-CH | 0 | 14001586 | DE |  |  |  | Monitors; Bedside; Fetal | 33101 | 129 | GE MEDICAL SYSTEMS | 13829.5
CHRISTIANA |  | HOSPITAL-CH | 0 | 13002860 | DE |  |  |  | Monitors; Bedside; Fetal | 29371 | 129 | GE MEDICAL SYSTEMS | 13700
CHRISTIANA |  | HOSPITAL-CH | 0 | 14001575 | DE |  |  |  | Monitors; Bedside; Fetal | 33100 | 129 | GE MEDICAL SYSTEMS | 13829.5
CHRISTIANA |  | HOSPITAL-CH | 0 | 13002857 | DE |  |  |  | Monitors; Bedside; Fetal | 29379 | 129 | GE MEDICAL SYSTEMS | 13700
CHRISTIANA |  | HOSPITAL-CH | 0 | 14001568 | DE |  |  |  | Monitors; Bedside; Fetal | 33103 | 129 | GE MEDICAL SYSTEMS | 13829.5
CHRISTIANA |  | HOSPITAL-CH | 0 | 14001590 | DE |  |  |  | Monitors; Bedside; Fetal | 33105 | 129 | GE MEDICAL SYSTEMS | 13829.5
CHRISTIANA |  | HOSPITAL-CH | 0 | 13002854 | DE |  |  |  | Monitors; Bedside; Fetal | 29378 | 129 | GE MEDICAL SYSTEMS | 13700
CHRISTIANA |  | HOSPITAL-CH | 0 | 14001619 | DE |  |  |  | Monitors; Bedside; Fetal | 33102 | 129 | GE MEDICAL SYSTEMS | 13829.5
CHRISTIANA |  | HOSPITAL-CH | 0 | 14001577 | DE |  |  |  | Monitors; Bedside; Fetal | 33104 | 129 | GE MEDICAL SYSTEMS | 13829.5
CHRISTIANA |  | HOSPITAL-CH | 0 | 14001588 | DE |  |  |  | Monitors; Bedside; Fetal | 33107 | 129 | GE MEDICAL SYSTEMS | 13829.5
CHRISTIANA |  | HOSPITAL-CH | 0 | 13002863 | DE |  |  |  | Monitors; Bedside; Fetal | 29380 | 129 | GE MEDICAL SYSTEMS | 13700
CHRISTIANA |  | HOSPITAL-CH | 0 | 14001585 | DE |  |  |  | Monitors; Bedside; Fetal | 33106 | 129 | GE MEDICAL SYSTEMS | 13829.5
CHRISTIANA |  | HOSPITAL-CH | 0 | 14001597 | DE |  |  |  | Monitors; Bedside; Fetal | 33108 | 129 | GE MEDICAL SYSTEMS | 13829.5
CHRISTIANA |  | HOSPITAL-CH | 0 | 14001563 | DE |  |  |  | Monitors; Bedside; Fetal | 33115 | 129 | GE MEDICAL SYSTEMS | 13829.5
CHRISTIANA |  | HOSPITAL-CH | 0 | 14001621 | DE |  |  |  | Monitors; Bedside; Fetal | 33099 | 129 | GE MEDICAL SYSTEMS | 13829.5
CHRISTIANA |  | HOSPITAL-CH | 0 | 14001595 | DE |  |  |  | Monitors; Bedside; Fetal | 33114 | 129 | GE MEDICAL SYSTEMS | 13829.5
CHRISTIANA |  | HOSPITAL-CH | 0 | 14001618 | DE |  |  |  | Monitors; Bedside; Fetal | 33116 | 129 | GE MEDICAL SYSTEMS | 13829.5
CHRISTIANA |  | HOSPITAL-CH | 0 | 14001582 | DE |  |  |  | Monitors; Bedside; Fetal | 33113 | 129 | GE MEDICAL SYSTEMS | 13829.5
CHRISTIANA |  | HOSPITAL-CH | 0 | 3607103008 | DE |  |  |  | Washer/Decontamination Units | 34699 | 777 | STERIS Corp | 1300
CHRISTIANA |  | HOSPITAL-CH | 0 | 11790427 | DE |  |  |  | X-Ray Generators | 22763 | 3988 | PICKER INTERNATIONAL LTD | 5000
CHRISTIANA |  | HOSPITAL-WH | 0 | E9573263 | DE |  |  |  | X-Ray Tube Assemblies | 19806 | DS-PB-8 | Toshiba America Medical Systems Inc | 20000
CHRISTIANA |  | Limestone Mill Creek Medical Center | 0 | NONE | DE |  | 2009-08-10 20:00 |  | Scales; Infant | 46118 | Health O Meter Infant Scale 1522KL | HEALTH O METER INC DIV SUNBEAM CORP | 1500
CHRISTIANA |  | WH SURGI | 0 | 02-073602 | DE |  |  |  | Aspirators; Surgical; Liposuction | 40371 | Byron PSI-TEC III Aspirator | BYRON MEDICAL | 5960.5
CHRISTIANA |  | HOSPITAL-CH | 0 | 1799465 | DE |  |  |  | Positive Airway Pressure Units; Bi-Level | 32638 | 1007216 BIPAP/PRO | RESPIRONICS INC | 1350
CHRISTIANA |  | HOSPITAL-CH | 0 | 1799444 | DE |  |  |  | Positive Airway Pressure Units; Bi-Level | 32637 | 1007216 BIPAP/PRO | RESPIRONICS INC | 1350
CHRISTIANA |  | HOSPITAL-CH | 0 | 72889 | DE |  |  |  | Battery Chargers | 41318 | 3009134 | MEDRAD Inc Unit of Bayer Medical Care | 0
CHRISTIANA |  | HOSPITAL-CH | 0 | 3304A04621 | DE |  |  |  | Defibrillator/Monitors | 21471 | M1722A | PHILIPS MEDICAL SYSTEMS CARDIAC & MONITORING SYSTEMS DIV | 6441
CHRISTIANA |  | Quillen Building | 0 | 3304A02614 | DE |  |  |  | Defibrillator/Monitors | 45524 | M1722A | PHILIPS MEDICAL SYSTEMS CARDIAC & MONITORING SYSTEMS DIV | 0
CHRISTIANA |  | Riverside Medical Arts Complex | 0 | 315 | DE |  | 2007-04-01 20:00 |  | Patient Transfer Aids | 39544 | 1003-250-1 | Faaborglifton / Hover Tech | 5999.99
CHRISTIANA |  | HOSPITAL-WH | 0 | 265 | DE |  |  |  | Patient Transfer Aids | 39079 | 1003-250-1 | Faaborglifton / Hover Tech | 6150
CHRISTIANA |  | HOSPITAL-CH | 0 | 186 | DE |  |  |  | Patient Transfer Aids | 37211 | 1003-250-1 | Faaborglifton / Hover Tech | 5999.99
CHRISTIANA |  | CH-SURGI | 0 | 05-55308 | DE |  |  |  | Monitors; Video; High-Definition; Medical Image; Endoscopic | 38594 | SC-SX19-A1A11 19 inch Radiance Surgical Display SC-SX19-A1A11 | National Display Systems | 9370
CHRISTIANA |  | CH-SURGI | 0 | 05-55302 | DE |  |  |  | Monitors; Video; High-Definition; Medical Image; Endoscopic | 38592 | SC-SX19-A1A11 19 inch Radiance Surgical Display SC-SX19-A1A11 | National Display Systems | 9370
CHRISTIANA |  | CH-SURGI | 0 | 05-55343 | DE |  |  |  | Monitors; Video; High-Definition; Medical Image; Endoscopic | 38593 | SC-SX19-A1A11 19 inch Radiance Surgical Display SC-SX19-A1A11 | National Display Systems | 9370
CHRISTIANA |  | HOSPITAL-WH | 0 | 06-70236 | DE |  |  |  | Monitors; Video; High-Definition; Medical Image; Endoscopic | 38986 | SC-SX19-A1A11 19 inch Radiance Surgical Display SC-SX19-A1A11 | National Display Systems | 6090.5
CHRISTIANA |  | HOSPITAL-CH | 0 | 06-77049 | DE |  |  |  | Monitors; Video; High-Definition; Medical Image; Endoscopic | 38902 | SC-SX19-A1A11 19 inch Radiance Surgical Display SC-SX19-A1A11 | National Display Systems | 9370
CHRISTIANA |  | HOSPITAL-CH | 0 | 05-60499 | DE |  |  |  | Monitors; Video; High-Definition; Medical Image; Endoscopic | 38441 | SC-SX19-A1A11 19 inch Radiance Surgical Display SC-SX19-A1A11 | National Display Systems | 9370
CHRISTIANA |  | CH-SURGI | 0 | 05-55271 | DE |  |  |  | Monitors; Video; High-Definition; Medical Image; Endoscopic | 38605 | SC-SX19-A1A11 19 inch Radiance Surgical Display SC-SX19-A1A11 | National Display Systems | 9370
CHRISTIANA |  | HOSPITAL-CH | 0 | 06-61304 | DE |  |  |  | Monitors; Video; High-Definition; Medical Image; Endoscopic | 38444 | SC-SX19-A1A11 19 inch Radiance Surgical Display SC-SX19-A1A11 | National Display Systems | 9370
CHRISTIANA |  | CH-SURGI | 0 | 05-55277 | DE |  |  |  | Monitors; Video; High-Definition; Medical Image; Endoscopic | 38602 | SC-SX19-A1A11 19 inch Radiance Surgical Display SC-SX19-A1A11 | National Display Systems | 9370
CHRISTIANA |  | HOSPITAL-CH | 0 | 06-77044 | DE |  |  |  | Monitors; Video; High-Definition; Medical Image; Endoscopic | 38893 | SC-SX19-A1A11 19 inch Radiance Surgical Display SC-SX19-A1A11 | National Display Systems | 9370
CHRISTIANA |  | HOSPITAL-WH | 0 | 06-76159 | DE |  |  |  | Monitors; Video; High-Definition; Medical Image; Endoscopic | 38990 | SC-SX19-A1A11 19 inch Radiance Surgical Display SC-SX19-A1A11 | National Display Systems | 6090.5
CHRISTIANA |  | CH-SURGI | 0 | 05-60505 | DE |  |  |  | Monitors; Video; High-Definition; Medical Image; Endoscopic | 38601 | SC-SX19-A1A11 19 inch Radiance Surgical Display SC-SX19-A1A11 | National Display Systems | 9370
CHRISTIANA |  | HOSPITAL-CH | 0 | 06-75234 | DE |  |  |  | Monitors; Video; High-Definition; Medical Image; Endoscopic | 38899 | SC-SX19-A1A11 19 inch Radiance Surgical Display SC-SX19-A1A11 | National Display Systems | 9370
CHRISTIANA |  | HOSPITAL-WH | 0 | 06-76190 | DE |  |  |  | Monitors; Video; High-Definition; Medical Image; Endoscopic | 39005 | SC-SX19-A1A11 19 inch Radiance Surgical Display SC-SX19-A1A11 | National Display Systems | 6090.5
CHRISTIANA |  | CH-SURGI | 0 | 06-61305 | DE |  |  |  | Monitors; Video; High-Definition; Medical Image; Endoscopic | 38600 | SC-SX19-A1A11 19 inch Radiance Surgical Display SC-SX19-A1A11 | National Display Systems | 9370
CHRISTIANA |  | HOSPITAL-CH | 0 | 06-75222 | DE |  |  |  | Monitors; Video; High-Definition; Medical Image; Endoscopic | 38898 | SC-SX19-A1A11 19 inch Radiance Surgical Display SC-SX19-A1A11 | National Display Systems | 9370
CHRISTIANA |  | HOSPITAL-CH | 0 | 06-77061 | DE |  |  |  | Monitors; Video; High-Definition; Medical Image; Endoscopic | 38900 | SC-SX19-A1A11 19 inch Radiance Surgical Display SC-SX19-A1A11 | National Display Systems | 9370
CHRISTIANA |  | HOSPITAL-WH | 0 | 06-70256 | DE |  |  |  | Monitors; Video; High-Definition; Medical Image; Endoscopic | 38995 | SC-SX19-A1A11 19 inch Radiance Surgical Display SC-SX19-A1A11 | National Display Systems | 6090.5
CHRISTIANA |  | HOSPITAL-CH | 0 | 06-64428 | DE |  |  |  | Monitors; Video; High-Definition; Medical Image; Endoscopic | 38475 | SC-SX19-A1A11 19 inch Radiance Surgical Display SC-SX19-A1A11 | National Display Systems | 9370
CHRISTIANA |  | HOSPITAL-CH | 0 | 06-64272 | DE |  |  |  | Monitors; Video; High-Definition; Medical Image; Endoscopic | 38479 | SC-SX19-A1A11 19 inch Radiance Surgical Display SC-SX19-A1A11 | National Display Systems | 9370
CHRISTIANA |  | HOSPITAL-CH | 0 | 06-64279 | DE |  |  |  | Monitors; Video; High-Definition; Medical Image; Endoscopic | 38480 | SC-SX19-A1A11 19 inch Radiance Surgical Display SC-SX19-A1A11 | National Display Systems | 9370
CHRISTIANA |  | HOSPITAL-CH | 0 | 06-80167 | DE |  |  |  | Monitors; Video; High-Definition; Medical Image; Endoscopic | 38482 | SC-SX19-A1A11 19 inch Radiance Surgical Display SC-SX19-A1A11 | National Display Systems | 9370
CHRISTIANA |  | CH-SURGI | 0 | 05-55283 | DE |  |  |  | Monitors; Video; High-Definition; Medical Image; Endoscopic | 38591 | SC-SX19-A1A11 19 inch Radiance Surgical Display SC-SX19-A1A11 | National Display Systems | 9370
CHRISTIANA |  | HOSPITAL-WH | 0 | 06-76180 | DE |  |  |  | Monitors; Video; High-Definition; Medical Image; Endoscopic | 39000 | SC-SX19-A1A11 19 inch Radiance Surgical Display SC-SX19-A1A11 | National Display Systems | 6090.5
CHRISTIANA |  | CH-SURGI | 0 | 05-60510 | DE |  |  |  | Monitors; Video; High-Definition; Medical Image; Endoscopic | 38590 | SC-SX19-A1A11 19 inch Radiance Surgical Display SC-SX19-A1A11 | National Display Systems | 9370
CHRISTIANA |  | CH-SURGI | 0 | 05-55312 | DE |  |  |  | Monitors; Video; High-Definition; Medical Image; Endoscopic | 38598 | SC-SX19-A1A11 19 inch Radiance Surgical Display SC-SX19-A1A11 | National Display Systems | 9370
CHRISTIANA |  | CH-SURGI | 0 | 05-55280 | DE |  |  |  | Monitors; Video; High-Definition; Medical Image; Endoscopic | 38599 | SC-SX19-A1A11 19 inch Radiance Surgical Display SC-SX19-A1A11 | National Display Systems | 9370
CHRISTIANA |  | CH-SURGI | 0 | 05-55311 | DE |  |  |  | Monitors; Video; High-Definition; Medical Image; Endoscopic | 38596 | SC-SX19-A1A11 19 inch Radiance Surgical Display SC-SX19-A1A11 | National Display Systems | 9370
CHRISTIANA |  | CH-SURGI | 0 | 05-55272 | DE |  |  |  | Monitors; Video; High-Definition; Medical Image; Endoscopic | 38597 | SC-SX19-A1A11 19 inch Radiance Surgical Display SC-SX19-A1A11 | National Display Systems | 9370
CHRISTIANA |  | HOSPITAL-CH | 0 | NONE | DE |  |  |  | Warmers; Radiant; Infant | 30430S | Giraffe OmniBed 6650-0002-901 | GE MEDICAL SYSTEMS | 25000
CHRISTIANA |  | HOSPITAL-CH | 0 | 967751 | DE |  | 2005-02-27 19:00 |  | Incubators; Laboratory; Shaker/Rotator; Platelet | 36335 | i Series Platelet Incubator PC3200i | Helmer Inc | 5000
CHRISTIANA |  | HOSPITAL-WH | 0 | NONE | DE |  |  |  | Exercisers; Ocular Muscle Training | 42631 | DYNAVISION 2000 | DYNAVISION INTERNATIONAL | 0
CHRISTIANA |  |  | 0 | ZAF17R0036 |  |  |  |  | Exercisers; Aerobic; Treadmill | 36405 | Treadmill C956i | PRECOR INC | 4360
CHRISTIANA |  | HOSPITAL-WH | 0 | TL200-0801 | DE |  |  |  | Electrosurgical Units | 46430 | Aquamantys | Salient Surgical Technologies Inc | 15000
CHRISTIANA |  | HOSPITAL-WH | 0 | TL200-2433 | DE |  |  |  | Electrosurgical Units | 46871 | Aquamantys | Salient Surgical Technologies Inc | 15000
CHRISTIANA |  | HOSPITAL-WH | 0 | TL200-0725 | DE |  |  |  | Electrosurgical Units | 46429 | Aquamantys | Salient Surgical Technologies Inc | 15000
CHRISTIANA |  | HOSPITAL-CH | 0 | TPAA818216 | DE |  |  |  | Monitors; Monitor; Bedside; Cardiac Output | 54475 | EV1000M | Edwards Lifesciences Corp | 7200
CHRISTIANA |  | HOSPITAL-CH | 0 | TPAB348372 | DE |  | 2018-05-16 20:00 |  | Monitors; Monitor; Bedside; Cardiac Output | 67414 | EV1000M | Edwards Lifesciences Corp | 15500
CHRISTIANA |  | HOSPITAL-CH | 0 | NONE | DE |  | 2013-06-27 20:00 |  | Stereotactic Systems; Neurosurgical; Frameless | 51257 | stealth s7 | MEDTRONIC NAVIGATION INC | 15000
CHRISTIANA |  | HOSPITAL-CH | 0 | 509M50104135 | DE |  |  |  | Centrifuges; Tabletop; Low-Speed | 37293 | StatSpin Express 3 Primary Tube Centrifu M502-22 | IRIS MEDICAL INSTRUMENTS INC | 5000
CHRISTIANA |  | HOSPITAL-CH | 0 | 1460343010 | DE |  |  |  | Automation Systems; Medication Dispensing; Clinical Pharmacy | ID33037 | AcuDose Medication Supply Tower Pharmacy | MCKESSON CORP | 35000
CHRISTIANA |  | HOSPITAL-WH | 0 | 1462290008 | DE |  |  |  | Automation Systems; Medication Dispensing; Clinical Pharmacy | ID33112 | AcuDose Medication Supply Tower Pharmacy | MCKESSON CORP | 35000
CHRISTIANA |  | HOSPITAL-CH | 0 | 1460163002 | DE |  |  |  | Automation Systems; Medication Dispensing; Clinical Pharmacy | ID33014 | AcuDose Medication Supply Tower Pharmacy | MCKESSON CORP | 35000
CHRISTIANA |  | HOSPITAL-CH | 0 | 1460265004 | DE |  |  |  | Automation Systems; Medication Dispensing; Clinical Pharmacy | ID33039 | AcuDose Medication Supply Tower Pharmacy | MCKESSON CORP | 35000
CHRISTIANA |  | HOSPITAL-CH | 0 | 1462063015 | DE |  |  |  | Automation Systems; Medication Dispensing; Clinical Pharmacy | ID33017 | AcuDose Medication Supply Tower Pharmacy | MCKESSON CORP | 35000
CHRISTIANA |  | HOSPITAL-CH | 0 | 1460086005 | DE |  |  |  | Automation Systems; Medication Dispensing; Clinical Pharmacy | ID33022 | AcuDose Medication Supply Tower Pharmacy | MCKESSON CORP | 35000
CHRISTIANA |  | HOSPITAL-CH | 0 | 1460201003 | DE |  |  |  | Automation Systems; Medication Dispensing; Clinical Pharmacy | ID33045 | AcuDose Medication Supply Tower Pharmacy | MCKESSON CORP | 35000
CHRISTIANA |  | HOSPITAL-CH | 0 | 1460201002 | DE |  |  |  | Automation Systems; Medication Dispensing; Clinical Pharmacy | ID33047 | AcuDose Medication Supply Tower Pharmacy | MCKESSON CORP | 35000
CHRISTIANA |  | HOSPITAL-CH | 0 | 1460201004 | DE |  |  |  | Automation Systems; Medication Dispensing; Clinical Pharmacy | ID33069 | AcuDose Medication Supply Tower Pharmacy | MCKESSON CORP | 35000
CHRISTIANA |  | HOSPITAL-WH | 0 | 1462297002 | DE |  |  |  | Automation Systems; Medication Dispensing; Clinical Pharmacy | ID33111 | AcuDose Medication Supply Tower Pharmacy | MCKESSON CORP | 35000
CHRISTIANA |  | HOSPITAL-CH | 0 | 1463069001 | DE |  |  |  | Automation Systems; Medication Dispensing; Clinical Pharmacy | ID33033 | AcuDose Medication Supply Tower Pharmacy | MCKESSON CORP | 35000
CHRISTIANA |  | WH SURGI | 0 | 500609000000 | DE |  |  |  | Automation Systems; Medication Dispensing; Clinical Pharmacy | ID42240 | AcuDose Medication Supply Tower Pharmacy | MCKESSON CORP | 75000
CHRISTIANA |  | HOSPITAL-CH | 0 | 1463065002 | DE |  |  |  | Automation Systems; Medication Dispensing; Clinical Pharmacy | ID33029 | AcuDose Medication Supply Tower Pharmacy | MCKESSON CORP | 35000
CHRISTIANA |  | HOSPITAL-CH | 0 | 1460201006 | DE |  |  |  | Automation Systems; Medication Dispensing; Clinical Pharmacy | ID33012 | AcuDose Medication Supply Tower Pharmacy | MCKESSON CORP | 35000
CHRISTIANA |  | HOSPITAL-WH | 0 | 1462296003 | DE |  |  |  | Automation Systems; Medication Dispensing; Clinical Pharmacy | ID33115 | AcuDose Medication Supply Tower Pharmacy | MCKESSON CORP | 35000
CHRISTIANA |  | HOSPITAL-CH | 0 | 1463112002 | DE |  |  |  | Automation Systems; Medication Dispensing; Clinical Pharmacy | ID33026 | AcuDose Medication Supply Tower Pharmacy | MCKESSON CORP | 35000
CHRISTIANA |  | HOSPITAL-WH | 0 | 1460081002 | DE |  |  |  | Automation Systems; Medication Dispensing; Clinical Pharmacy | ID33101 | AcuDose Medication Supply Tower Pharmacy | MCKESSON CORP | 35000
CHRISTIANA |  | HOSPITAL-CH | 0 | 460607000000 | DE |  |  |  | Automation Systems; Medication Dispensing; Clinical Pharmacy | ID33256 | AcuDose Medication Supply Tower Pharmacy | MCKESSON CORP | 35000
CHRISTIANA |  | HOSPITAL-WH | 0 | 1462347006 | DE |  |  |  | Automation Systems; Medication Dispensing; Clinical Pharmacy | ID33092 | AcuDose Medication Supply Tower Pharmacy | MCKESSON CORP | 35000
CHRISTIANA |  | HOSPITAL-CH | 0 | 140606000000 | DE |  |  |  | Automation Systems; Medication Dispensing; Clinical Pharmacy | ID3126 | AcuDose Medication Supply Tower Pharmacy | MCKESSON CORP | 75000
CHRISTIANA |  | HOSPITAL-CH | 0 | 1463104001 | DE |  |  |  | Automation Systems; Medication Dispensing; Clinical Pharmacy | ID33084 | AcuDose Medication Supply Tower Pharmacy | MCKESSON CORP | 35000
CHRISTIANA |  | HOSPITAL-WH | 0 | 500610000000 | DE |  |  |  | Automation Systems; Medication Dispensing; Clinical Pharmacy | ID50277 | AcuDose Medication Supply Tower Pharmacy | MCKESSON CORP | 75000
CHRISTIANA |  | HOSPITAL-CH | 0 | 140604000000 | DE |  |  |  | Automation Systems; Medication Dispensing; Clinical Pharmacy | ID33024 | AcuDose Medication Supply Tower Pharmacy | MCKESSON CORP | 75000
CHRISTIANA |  | HOSPITAL-CH | 0 | 1463077001 | DE |  |  |  | Automation Systems; Medication Dispensing; Clinical Pharmacy | ID33007 | AcuDose Medication Supply Tower Pharmacy | MCKESSON CORP | 75000
CHRISTIANA |  | HOSPITAL-CH | 0 | 1462066006 | DE |  |  |  | Automation Systems; Medication Dispensing; Clinical Pharmacy | ID33059 | AcuDose Medication Supply Tower Pharmacy | MCKESSON CORP | 75000
CHRISTIANA |  | HOSPITAL-CH | 0 | 500612000000 | DE |  |  |  | Automation Systems; Medication Dispensing; Clinical Pharmacy | ID33010 | AcuDose Medication Supply Tower Pharmacy | MCKESSON CORP | 75000
CHRISTIANA |  | HOSPITAL-CH | 0 | 1463113001 | DE |  |  |  | Automation Systems; Medication Dispensing; Clinical Pharmacy | ID33124 | AcuDose Medication Supply Tower Pharmacy | MCKESSON CORP | 75000
CHRISTIANA |  | HOSPITAL-CH | 0 | 1463098001 | DE |  |  |  | Automation Systems; Medication Dispensing; Clinical Pharmacy | ID33004 | AcuDose Medication Supply Tower Pharmacy | MCKESSON CORP | 75000
CHRISTIANA |  | HOSPITAL-WH | 0 | NONE | DE |  |  |  | Automation Systems; Medication Dispensing; Clinical Pharmacy | D52406 | AcuDose Medication Supply Tower Pharmacy | MCKESSON CORP | 75000
CHRISTIANA |  | HOSPITAL-CH | 0 | 1463231003 | DE |  |  |  | Automation Systems; Medication Dispensing; Clinical Pharmacy | ID33123 | AcuDose Medication Supply Tower Pharmacy | MCKESSON CORP | 75000
CHRISTIANA |  | HCCC | 0 | TRSCO3782 | DE |  |  |  | Exercisers; Aerobic; Treadmill | 41357 | 9-3563-MUSAP3 | STAR TRAC BY UNISEN INC | 5000
CHRISTIANA |  | Woodstown | 0 | 029-00374 | NJ |  |  |  | Electrocardiographs; Multichannel | 38823 | AT-2PLUS | SCHILLER America Inc | 0
CHRISTIANA |  | Woodstown | 0 | 92300007316 | NJ |  |  |  | Electrocardiographs; Multichannel | 38150 | 850 | BURDICK INC A QUINTON CO | 0
CHRISTIANA |  | HOSPITAL-CH | 0 | 26253 | DE |  |  |  | Analyzers; Laboratory; Immunoassay; Photometric; Enzyme (EIA) | 28397 | IMX | ABBOTT CRITICAL CARE SYSTEMS DIV ABBOTT LABORATORIES | 10000
CHRISTIANA |  | HOSPITAL-CH | 0 | 14855 | DE |  |  |  | Analyzers; Laboratory; Immunoassay; Photometric; Enzyme (EIA) | 19790 | IMX | ABBOTT CRITICAL CARE SYSTEMS DIV ABBOTT LABORATORIES | 60000
CHRISTIANA |  | HOSPITAL-CH | 0 | HCCK00983 | DE |  |  |  | Warmers; Radiant; Infant | 38565 | 3400 | SMITHS / LEVEL 1 | 0
CHRISTIANA |  | HOSPITAL-CH | 0 | HCCK00137 | DE |  |  |  | Warmers; Radiant; Infant | 38214 | 3400 | GE MEDICAL SYSTEMS | 9913.8
CHRISTIANA |  | HOSPITAL-CH | 0 | HCCK00907 | DE |  |  |  | Warmers; Radiant; Infant | 38566 | 3400 | SMITHS / LEVEL 1 | 9913.8
CHRISTIANA |  | HOSPITAL-CH | 0 | HCCK01196 | DE |  |  |  | Warmers; Radiant; Infant | 38207 | 3400 | SMITHS / LEVEL 1 | 0
CHRISTIANA |  | HOSPITAL-CH | 0 | HCCK01197 | DE |  |  |  | Warmers; Radiant; Infant | 38831 | 3400 | SMITHS / LEVEL 1 | 0
CHRISTIANA |  | HOSPITAL-WH | 0 | 432187016 | DE |  |  |  | Warming Units; Blanket | 36352 | Amsco Blanket Warmer QDJ04 | STERIS Corp | 4999.99
CHRISTIANA |  | HOSPITAL-CH | 0 | 430803104 | DE |  |  |  | Warming Units; Blanket | 36331 | Amsco Blanket Warmer QDJ04 | STERIS Corp | 3999.99
CHRISTIANA |  | HOSPITAL-WH | 0 | 4040088004 | DE |  |  |  | Warming Units; Blanket | 36350 | Amsco Blanket Warmer QDJ04 | STERIS Corp | 4999.99
CHRISTIANA |  | HOSPITAL-CH | 0 | 430803104 | DE |  |  |  | Warming Units; Blanket | 36361 | Amsco Blanket Warmer QDJ04 | STERIS Corp | 4999.99
CHRISTIANA |  | HOSPITAL-WH | 0 | 404088002 | DE |  |  |  | Warming Units; Blanket | 36351 | Amsco Blanket Warmer QDJ04 | STERIS Corp | 4999.99
CHRISTIANA |  | HOSPITAL-WH | 0 | 404088003 | DE |  |  |  | Warming Units; Blanket | 36349 | Amsco Blanket Warmer QDJ04 | STERIS Corp | 4999.99
CHRISTIANA |  | CH-SURGI | 0 | 430494006 | DE |  |  |  | Warming Units; Blanket | 29829 | Amsco Blanket Warmer QDJ04 | STERIS Corp | 4999.99
CHRISTIANA |  | HOSPITAL-CH | 0 | 4240970007 | DE |  |  |  | Warming Units; Blanket | 36367 | Amsco Blanket Warmer QDJ04 | STERIS Corp | 3999.99
CHRISTIANA |  | WH SURGI | 0 | 11619905 | DE |  |  |  | Warming Units; Blanket | 40105 | Amsco Blanket Warmer QDJ04 | STERIS Corp | 4999.99
CHRISTIANA |  | HOSPITAL-CH | 0 | 524377 | DE |  |  |  | Aspirators; Breast | 30408 | Breast Pump SMB 50 | EGNELL INC | 799.99
CHRISTIANA |  | HOSPITAL-CH | 0 | 523171 | DE |  |  |  | Aspirators; Breast | 30411 | Breast Pump SMB 50 | EGNELL INC | 799.99
CHRISTIANA |  | HOSPITAL-CH | 0 | 526968 | DE |  |  |  | Aspirators; Breast | 30412 | Breast Pump SMB 50 | EGNELL INC | 799.99
CHRISTIANA |  | HOSPITAL-CH | 0 | 523222 | DE |  |  |  | Aspirators; Breast | 30414 | Breast Pump SMB 50 | EGNELL INC | 799.99
CHRISTIANA |  | HOSPITAL-CH | 0 | 529003 | DE |  |  |  | Aspirators; Breast | 30407 | Breast Pump SMB 50 | EGNELL INC | 799.99
CHRISTIANA |  | HOSPITAL-CH | 0 | 544920 | DE |  |  |  | Aspirators; Breast | 30402 | Breast Pump SMB 50 | EGNELL INC | 799.99
CHRISTIANA |  | HOSPITAL-CH | 0 | 516560 | DE |  |  |  | Aspirators; Breast | 30404 | Breast Pump SMB 50 | EGNELL INC | 799.99
CHRISTIANA |  | HOSPITAL-CH | 0 | 516589 | DE |  |  |  | Aspirators; Breast | 30401 | Breast Pump SMB 50 | EGNELL INC | 799.99
CHRISTIANA |  | HOSPITAL-CH | 0 | 517661 | DE |  |  |  | Aspirators; Breast | 30406 | Breast Pump SMB 50 | EGNELL INC | 799.99
CHRISTIANA |  | HOSPITAL-CH | 0 | 400299 | DE |  |  |  | Aspirators; Breast | 30403 | Breast Pump SMB 50 | EGNELL INC | 799.99
CHRISTIANA |  | HOSPITAL-CH | 0 | 526967 | DE |  |  |  | Aspirators; Breast | 30415 | Breast Pump SMB 50 | EGNELL INC | 799.99
CHRISTIANA |  | HOSPITAL-CH | 0 | 528827 | DE |  |  |  | Aspirators; Breast | 29822 | Breast Pump SMB 50 | EGNELL INC | 799.99
CHRISTIANA |  | HOSPITAL-CH | 0 | 10154 | DE |  |  |  | Power Supplies; Regulated; Electrophoresis | 12855 | RD | BECKMAN INSTRUMENTS INC | 1500
CHRISTIANA |  | HOSPITAL-CH | 0 | 131197 | DE |  |  |  | Power Supplies; Regulated; Electrophoresis | 36536 | PS 9009 TC | LIFE TECHNOLOGIES INC | 1999.99
CHRISTIANA |  | Annex | 0 | 2001407 | DE |  |  |  | Cameras; Video; Endoscope | 17106 | CCD-1000 | CABOT MEDICAL CORP DIV CIRCON CORP | 13190
CHRISTIANA |  | HOSPITAL-WH | 0 | 2612 | DE |  |  |  | Chairs; Examination/Treatment | 31673 | SP-M | RELIANCE MEDICAL PRODUCTS INC | 0
CHRISTIANA |  | HOSPITAL-WH | 0 | 4055981 | DE |  |  |  | Infusion Pumps; General-Purpose | 34841 | 7230E | ALARIS MEDICAL SYSTEMS INC SUB CARDINAL HEALTH INC | 2395
CHRISTIANA |  | HOSPITAL-WH | 0 | 4055162 | DE |  |  |  | Infusion Pumps; General-Purpose | 34840 | 7230E | ALARIS MEDICAL SYSTEMS INC SUB CARDINAL HEALTH INC | 2395
CHRISTIANA |  | HOSPITAL-WH | 0 | 4056051 | DE |  |  |  | Infusion Pumps; General-Purpose | 34842 | 7230E | ALARIS MEDICAL SYSTEMS INC SUB CARDINAL HEALTH INC | 2395
CHRISTIANA |  | HOSPITAL-CH | 0 | 4053085 | DE |  |  |  | Infusion Pumps; General-Purpose | 34899 | 7230E | ALARIS MEDICAL SYSTEMS INC SUB CARDINAL HEALTH INC | 2395
CHRISTIANA |  | HOSPITAL-WH | 0 | 4054963 | DE |  |  |  | Infusion Pumps; General-Purpose | 34843 | 7230E | ALARIS MEDICAL SYSTEMS INC SUB CARDINAL HEALTH INC | 2395
CHRISTIANA |  | HOSPITAL-CH | 0 | DE52036775 | DE |  |  |  | MONITORING SYSTEMS; Physiologic; Acute Care | 38738 | MP50 | PHILIPS MEDICAL SYSTEMS CARDIAC & MONITORING SYSTEMS DIV | 7143
CHRISTIANA |  | HOSPITAL-WH | 0 | 16008-96 | DE |  |  |  |  | 41397 | QWIK WASH | ABBOTT CRITICAL CARE SYSTEMS DIV ABBOTT LABORATORIES | 0
CHRISTIANA |  | HOSPITAL-WH | 0 | 11478-96 | DE |  |  |  |  | 46824 | QWIK WASH | ABBOTT CRITICAL CARE SYSTEMS DIV ABBOTT LABORATORIES | 0
CHRISTIANA |  | HOSPITAL-WH | 0 | 3417-96 | DE |  |  |  |  | 46817 | QWIK WASH | ABBOTT CRITICAL CARE SYSTEMS DIV ABBOTT LABORATORIES | 0
CHRISTIANA |  | HOSPITAL-WH | 0 | 13745-96 | DE |  |  |  |  | 36630 | QWIK WASH | ABBOTT CRITICAL CARE SYSTEMS DIV ABBOTT LABORATORIES | 0
CHRISTIANA |  | HOSPITAL-CH | 0 | 583 | DE |  |  |  | X-Ray Tube Assemblies | 18666 | 4318-B | PICKER INTERNATIONAL LTD | 20000
CHRISTIANA |  | New Castle Center | 0 | AX044765 | DE |  |  |  | Tables; Examination/Treatment; Adjustable | 48111 | Examination Table 404 | RITTER-MIDWEST DIV SYBRON CORP | 0
CHRISTIANA |  | New Castle Center | 0 | AX030464 | DE |  |  |  | Tables; Examination/Treatment; Adjustable | 48112 | Examination Table 404 | RITTER-MIDWEST DIV SYBRON CORP | 0
CHRISTIANA |  | MAP II | 0 | AAX068648 | DE |  |  |  | Tables; Examination/Treatment; Adjustable | 29801 | Examination Table 404 | MIDMARK CORP | 3999.99
CHRISTIANA |  | New Castle Center | 0 | AX033486 | DE |  |  |  | Tables; Examination/Treatment; Adjustable | 48120 | Examination Table 404 | RITTER-MIDWEST DIV SYBRON CORP | 0
CHRISTIANA |  | HOSPITAL-WH | 0 | NONE | DE |  |  |  | Tables; Examination/Treatment; Adjustable | 18464 | Examination Table 404 | MIDMARK CORP | 2325
CHRISTIANA |  | HOSPITAL-WH | 0 | NONE | DE |  |  |  | Tables; Examination/Treatment; Adjustable | 18465 | Examination Table 404 | MIDMARK CORP | 5000
CHRISTIANA |  | HOSPITAL-CH | 0 | 18122 | DE |  |  |  | Tables; Examination/Treatment; Adjustable | 355370 | Examination Table 404 | MIDMARK CORP | 9999.99
CHRISTIANA |  | HOSPITAL-WH | 0 | KC003917 | DE |  |  |  | Tables; Examination/Treatment; Adjustable | 41711 | Examination Table 404 | RITTER-MIDWEST DIV SYBRON CORP | 1500
CHRISTIANA |  | MAP II | 0 | AX012739 | DE |  |  |  | Tables; Examination/Treatment; Adjustable | 25897 | Examination Table 404 | MIDMARK CORP | 5000
CHRISTIANA |  | HOSPITAL-CH | 0 | AX031028 | DE |  |  |  | Tables; Examination/Treatment; Adjustable | 39999 | Examination Table 404 | RITTER-MIDWEST DIV SYBRON CORP | 0
CHRISTIANA |  | HOSPITAL-CH | 0 | NONE | DE |  |  |  | Tables; Examination/Treatment; Adjustable | 40154 | Examination Table 404 | RITTER-MIDWEST DIV SYBRON CORP | 0
CHRISTIANA |  | Limestone Mill Creek Medical Center | 0 | AX003025 | DE |  |  |  | Tables; Examination/Treatment; Adjustable | 41714 | Examination Table 404 | MIDMARK CORP | 2325
CHRISTIANA |  |  | 0 | AX023123 |  |  |  |  | Tables; Examination/Treatment; Adjustable | 25203 | Examination Table 404 | MIDMARK CORP | 2325
CHRISTIANA |  | Concord High School | 0 | NONE | DE |  |  |  | Tables; Examination/Treatment; Adjustable | 45478 | Examination Table 404 | MIDMARK CORP | 2325
CHRISTIANA |  | HOSPITAL-CH | 0 | 64660161 | DE |  |  |  | Centrifuges; Floor; Low-Speed; Refrigerated | 28720 | 21000R 1L | INTERNATIONAL EQUIPMENT CO | 4000
CHRISTIANA |  | HOSPITAL-CH | 0 | 72901 | DE |  |  |  | Battery Chargers | 41320 | ONP300 | MEDRAD Inc Unit of Bayer Medical Care | 2000
CHRISTIANA |  | Woodstown | 0 | 129818 | NJ |  |  |  | Centrifuges | 33519 | 6500 | QUEST DIAGNOSTICS INC | 0
CHRISTIANA |  | HOSPITAL-CH | 0 | 100797 | DE |  | 2013-07-24 20:00 |  | Cameras; Video | 45170 | SONY CAMERA | Sony Medical Electronics | 1500
CHRISTIANA |  | HOSPITAL-WH | 0 | 24006798 | DE |  | 2018-07-02 20:00 |  | Warming Units | T0006 | TM24 | Medline Industries; Inc. | 199.99
CHRISTIANA |  | HOSPITAL-WH | 0 | 24006797 | DE |  | 2018-07-02 20:00 |  | Warming Units | T0004 | TM24 | Medline Industries; Inc. | 199.99
CHRISTIANA |  | HOSPITAL-WH | 0 | 24006689 | DE |  | 2018-07-02 20:00 |  | Warming Units | T0007 | TM24 | Medline Industries; Inc. | 199.99
CHRISTIANA |  | HOSPITAL-WH | 0 | 24006803 | DE |  | 2018-07-02 20:00 |  | Warming Units | T0005 | TM24 | Medline Industries; Inc. | 199.99
CHRISTIANA |  | HOSPITAL-WH | 0 | 614361 | DE |  |  |  | Radiographic Units; Dental | 13567 | 11AA2-2 | GE MEDICAL SYSTEMS | 30000
CHRISTIANA |  | HOSPITAL-WH | 0 | 98061893 | DE |  |  |  | Arthroscopic Shaver Systems | 27351 | TPS 5100-1 | Stryker Corp | 8000
CHRISTIANA |  | HOSPITAL-WH | 0 | 98062013 | DE |  |  |  | Arthroscopic Shaver Systems | 27210 | TPS 5100-1 | Stryker Corp | 8000
CHRISTIANA |  | HOSPITAL-WH | 0 | 52200133 | DE |  |  |  | Arthroscopic Shaver Systems | 37252 | TPS 5100-1 | Stryker Corp | 8000
CHRISTIANA |  | HOSPITAL-WH | 0 | 97090823 | DE |  |  |  | Arthroscopic Shaver Systems | 26734 | TPS 5100-1 | Stryker Corp | 8000
CHRISTIANA |  | HOSPITAL-CH | 0 | 99020363 | DE |  |  |  | Arthroscopic Shaver Systems | 32293 | TPS 5100-1 | Stryker Corp | 8000
CHRISTIANA |  | HOSPITAL-WH | 0 | 97090843 | DE |  |  |  | Arthroscopic Shaver Systems | 26733 | TPS 5100-1 | Stryker Corp | 8000
CHRISTIANA |  | Howard High School | 0 | 1094 | DE |  |  |  | Microscopes; Light; Laboratory | 35271 | BAUSCH | BAUSCH & LOMB | 2500
CHRISTIANA |  | HOSPITAL-CH | 0 | HDKF50552 | DE |  |  |  | Phototherapy Units; Visible Light; Hyperbilirubinemia | 33712 | 6600-0652-801 | GE MEDICAL SYSTEMS | 2400
CHRISTIANA |  | HOSPITAL-CH | 0 | HDKF50532 | DE |  |  |  | Phototherapy Units; Visible Light; Hyperbilirubinemia | 33711 | 6600-0652-801 | GE MEDICAL SYSTEMS | 2400
CHRISTIANA |  | HOSPITAL-CH | 0 | HDKD00768 | DE |  |  |  | Phototherapy Units; Visible Light; Hyperbilirubinemia | 30752 | 6600-0652-801 | GE MEDICAL SYSTEMS | 2820
CHRISTIANA |  | HOSPITAL-CH | 0 | HDKD01105 | DE |  |  |  | Phototherapy Units; Visible Light; Hyperbilirubinemia | 30817 | 6600-0652-801 | GE MEDICAL SYSTEMS | 2820
CHRISTIANA |  | HOSPITAL-CH | 0 | HDKD00718 | DE |  |  |  | Phototherapy Units; Visible Light; Hyperbilirubinemia | 30753 | 6600-0652-801 | GE MEDICAL SYSTEMS | 2820
CHRISTIANA |  | HOSPITAL-WH | 0 | 3211 | DE |  |  |  |  | 46830 | 11410 | BURTON MEDICAL PRODUCTS CORP SUB LUXO ASA | 0
CHRISTIANA |  | HOSPITAL-CH | 0 | DE35001751 | DE |  |  |  | MONITORING SYSTEMS; Physiologic; Acute Care | 42531 | M8010A | PHILIPS MEDICAL SYSTEMS CARDIAC & MONITORING SYSTEMS DIV | 15000
CHRISTIANA |  | HOSPITAL-CH | 0 | DE35001739 | DE |  |  |  | MONITORING SYSTEMS; Physiologic; Acute Care | 42536 | M8010A | PHILIPS MEDICAL SYSTEMS CARDIAC & MONITORING SYSTEMS DIV | 15000
CHRISTIANA |  | HOSPITAL-CH | 0 | DE84301166 | DE |  |  |  |  | 45530 | M8010A | PHILIPS MEDICAL SYSTEMS CARDIAC & MONITORING SYSTEMS DIV | 6000
CHRISTIANA |  | HOSPITAL-CH | 0 | 200701721 | DE |  |  |  |  | 41779 | M8010A | PHILIPS MEDICAL SYSTEMS CARDIAC & MONITORING SYSTEMS DIV | 15000
CHRISTIANA |  | HOSPITAL-CH | 0 | 200701724 | DE |  |  |  |  | 41777 | M8010A | PHILIPS MEDICAL SYSTEMS CARDIAC & MONITORING SYSTEMS DIV | 15000
CHRISTIANA |  | HOSPITAL-CH | 0 | DE44002930 | DE |  |  |  | MONITORING SYSTEMS; Physiologic; Acute Care | 42530 | M8010A | PHILIPS MEDICAL SYSTEMS CARDIAC & MONITORING SYSTEMS DIV | 15000
CHRISTIANA |  | HOSPITAL-CH | 0 | DE44002931 | DE |  |  |  | MONITORING SYSTEMS; Physiologic; Acute Care | 42534 | M8010A | PHILIPS MEDICAL SYSTEMS CARDIAC & MONITORING SYSTEMS DIV | 15000
CHRISTIANA |  | HOSPITAL-CH | 0 | DE35001731 | DE |  | 2005-08-30 20:00 |  | MONITORING SYSTEMS; Physiologic; Acute Care | 42535 | M8010A | PHILIPS MEDICAL SYSTEMS CARDIAC & MONITORING SYSTEMS DIV | 15000
CHRISTIANA |  | HOSPITAL-CH | 0 | de84309992 | DE |  | 2016-01-20 19:00 |  | MONITORING SYSTEMS; Physiologic; Acute Care | 61850 | M8010A | PHILIPS MEDICAL SYSTEMS CARDIAC & MONITORING SYSTEMS DIV | 15000
CHRISTIANA |  | HOSPITAL-CH | 0 | de84309991 | DE |  | 2016-01-20 19:00 |  | MONITORING SYSTEMS; Physiologic; Acute Care | 61852 | M8010A | PHILIPS MEDICAL SYSTEMS CARDIAC & MONITORING SYSTEMS DIV | 15000
CHRISTIANA |  | HOSPITAL-CH | 0 | de84309989 | DE |  | 2016-01-20 19:00 |  | MONITORING SYSTEMS; Physiologic; Acute Care | 61851 | M8010A | PHILIPS MEDICAL SYSTEMS CARDIAC & MONITORING SYSTEMS DIV | 15000
CHRISTIANA |  | HOSPITAL-CH | 0 | 200701718 | DE |  |  |  |  | 41771 | M8010A | PHILIPS MEDICAL SYSTEMS CARDIAC & MONITORING SYSTEMS DIV | 15000
CHRISTIANA |  | HOSPITAL-CH | 0 | DE35001747 | DE |  |  |  | MONITORING SYSTEMS; Physiologic; Acute Care | 42529 | M8010A | PHILIPS MEDICAL SYSTEMS CARDIAC & MONITORING SYSTEMS DIV | 15000
CHRISTIANA |  | HOSPITAL-CH | 0 | DE44002927 | DE |  |  |  | MONITORING SYSTEMS; Physiologic; Acute Care | 42532 | M8010A | PHILIPS MEDICAL SYSTEMS CARDIAC & MONITORING SYSTEMS DIV | 15000
CHRISTIANA |  | HOSPITAL-CH | 0 | DE84309990 | DE |  | 2005-08-30 20:00 |  | MONITORING SYSTEMS; Physiologic; Acute Care | 42337 | M8010A | PHILIPS MEDICAL SYSTEMS CARDIAC & MONITORING SYSTEMS DIV | 15000
CHRISTIANA |  | HOSPITAL-CH | 0 | DE35001737 | DE |  |  |  | MONITORING SYSTEMS; Physiologic; Acute Care | 42537 | M8010A | PHILIPS MEDICAL SYSTEMS CARDIAC & MONITORING SYSTEMS DIV | 15000
CHRISTIANA |  | HOSPITAL-CH | 0 | 308B09011 | DE |  |  |  | MONITORING SYSTEMS; Physiologic; Acute Care | 21452 | 90308-17 | Spacelabs Healthcare Inc An OSI Systems Co | 9328
CHRISTIANA |  | HOSPITAL-CH | 0 | 308B09013 | DE |  |  |  | MONITORING SYSTEMS; Physiologic; Acute Care | 21454 | 90308-17 | Spacelabs Healthcare Inc An OSI Systems Co | 12574
CHRISTIANA |  | HOSPITAL-CH | 0 | 308B09014 | DE |  |  |  | MONITORING SYSTEMS; Physiologic; Acute Care | 21451 | 90308-17 | Spacelabs Healthcare Inc An OSI Systems Co | 9328
CHRISTIANA |  | HOSPITAL-CH | 0 | 308B09002 | DE |  |  |  | MONITORING SYSTEMS; Physiologic; Acute Care | 21453 | 90308-17 | Spacelabs Healthcare Inc An OSI Systems Co | 5370
CHRISTIANA |  | HOSPITAL-CH | 0 | 308B07695 | DE |  |  |  | MONITORING SYSTEMS; Physiologic; Acute Care | 21003 | 90308-17 | Spacelabs Healthcare Inc An OSI Systems Co | 7518
CHRISTIANA |  | HOSPITAL-CH | 0 | 308B09004 | DE |  |  |  | MONITORING SYSTEMS; Physiologic; Acute Care | 21456 | 90308-17 | Spacelabs Healthcare Inc An OSI Systems Co | 5370
CHRISTIANA |  | HOSPITAL-CH | 0 | 308B09015 | DE |  |  |  | MONITORING SYSTEMS; Physiologic; Acute Care | 21458 | 90308-17 | Spacelabs Healthcare Inc An OSI Systems Co | 10600
CHRISTIANA |  | HOSPITAL-CH | 0 | 308B09000 | DE |  |  |  | MONITORING SYSTEMS; Physiologic; Acute Care | 21455 | 90308-17 | Spacelabs Healthcare Inc An OSI Systems Co | 12574
CHRISTIANA |  | HOSPITAL-CH | 0 | 308B09010 | DE |  |  |  | MONITORING SYSTEMS; Physiologic; Acute Care | 21457 | 90308-17 | Spacelabs Healthcare Inc An OSI Systems Co | 12574
CHRISTIANA |  | HOSPITAL-CH | 0 | 308B07893 | DE |  |  |  | MONITORING SYSTEMS; Physiologic; Acute Care | 20971 | 90308-17 | Spacelabs Healthcare Inc An OSI Systems Co | 10500
CHRISTIANA |  | HOSPITAL-CH | 0 | 308B07673 | DE |  |  |  | MONITORING SYSTEMS; Physiologic; Acute Care | 20967 | 90308-17 | Spacelabs Healthcare Inc An OSI Systems Co | 12574
CHRISTIANA |  | HOSPITAL-CH | 0 | 308B07889 | DE |  |  |  | MONITORING SYSTEMS; Physiologic; Acute Care | 20972 | 90308-17 | Spacelabs Healthcare Inc An OSI Systems Co | 10500
CHRISTIANA |  | HOSPITAL-CH | 0 | 308B07637 | DE |  |  |  | MONITORING SYSTEMS; Physiologic; Acute Care | 20973 | 90308-17 | Spacelabs Healthcare Inc An OSI Systems Co | 12574
CHRISTIANA |  | HOSPITAL-CH | 0 | 308B07706 | DE |  |  |  | MONITORING SYSTEMS; Physiologic; Acute Care | 20975 | 90308-17 | Spacelabs Healthcare Inc An OSI Systems Co | 7518
CHRISTIANA |  | HOSPITAL-CH | 0 | 308B07890 | DE |  |  |  | MONITORING SYSTEMS; Physiologic; Acute Care | 20974 | 90308-17 | Spacelabs Healthcare Inc An OSI Systems Co | 7517
CHRISTIANA |  | HOSPITAL-CH | 0 | 308B07891 | DE |  |  |  | MONITORING SYSTEMS; Physiologic; Acute Care | 20976 | 90308-17 | Spacelabs Healthcare Inc An OSI Systems Co | 9328
CHRISTIANA |  | HOSPITAL-CH | 0 | 308B07713 | DE |  |  |  | MONITORING SYSTEMS; Physiologic; Acute Care | 20966 | 90308-17 | Spacelabs Healthcare Inc An OSI Systems Co | 10500
CHRISTIANA |  | HOSPITAL-CH | 0 | 308B07635 | DE |  |  |  | MONITORING SYSTEMS; Physiologic; Acute Care | 20977 | 90308-17 | Spacelabs Healthcare Inc An OSI Systems Co | 12574
CHRISTIANA |  | HOSPITAL-CH | 0 | 308B07670 | DE |  |  |  | MONITORING SYSTEMS; Physiologic; Acute Care | 20979 | 90308-17 | Spacelabs Healthcare Inc An OSI Systems Co | 10500
CHRISTIANA |  | HOSPITAL-CH | 0 | 308B07668 | DE |  |  |  | MONITORING SYSTEMS; Physiologic; Acute Care | 20978 | 90308-17 | Spacelabs Healthcare Inc An OSI Systems Co | 12574
CHRISTIANA |  | HOSPITAL-CH | 0 | 308B07888 | DE |  |  |  | MONITORING SYSTEMS; Physiologic; Acute Care | 20980 | 90308-17 | Spacelabs Healthcare Inc An OSI Systems Co | 10500
CHRISTIANA |  | HOSPITAL-CH | 0 | 308B09012 | DE |  |  |  | MONITORING SYSTEMS; Physiologic; Acute Care | 21419 | 90308-17 | Spacelabs Healthcare Inc An OSI Systems Co | 12574
CHRISTIANA |  | HOSPITAL-CH | 0 | 308B07595 | DE |  |  |  | MONITORING SYSTEMS; Physiologic; Acute Care | 20981 | 90308-17 | Spacelabs Healthcare Inc An OSI Systems Co | 10500
CHRISTIANA |  | HOSPITAL-CH | 0 | 308B09003 | DE |  |  |  | MONITORING SYSTEMS; Physiologic; Acute Care | 21420 | 90308-17 | Spacelabs Healthcare Inc An OSI Systems Co | 12574
CHRISTIANA |  | HOSPITAL-CH | 0 | 308B07866 | DE |  |  |  | MONITORING SYSTEMS; Physiologic; Acute Care | 20982 | 90308-17 | Spacelabs Healthcare Inc An OSI Systems Co | 10500
CHRISTIANA |  | CH-SURGI | 0 | 3111G05063 | DE |  |  |  | MONITORING SYSTEMS; Physiologic; Acute Care | 20358 | 78352C | PHILIPS MEDICAL SYSTEMS CARDIAC & MONITORING SYSTEMS DIV | 10847
CHRISTIANA |  | HOSPITAL-CH | 0 | 3105G03456 | DE |  |  |  | MONITORING SYSTEMS; Physiologic; Acute Care | 19072 | 78352C | PHILIPS MEDICAL SYSTEMS CARDIAC & MONITORING SYSTEMS DIV | 10000
CHRISTIANA |  | HOSPITAL-CH | 0 | 3105G03462 | DE |  |  |  | MONITORING SYSTEMS; Physiologic; Acute Care | 19071 | 78352C | PHILIPS MEDICAL SYSTEMS CARDIAC & MONITORING SYSTEMS DIV | 10000
CHRISTIANA |  | CH-SURGI | 0 | 3252A01612 | DE |  |  |  | MONITORING SYSTEMS; Physiologic; Acute Care | 20351 | 78352C | PHILIPS MEDICAL SYSTEMS CARDIAC & MONITORING SYSTEMS DIV | 10847
CHRISTIANA |  | CH-SURGI | 0 | 3252A01616 | DE |  |  |  | MONITORING SYSTEMS; Physiologic; Acute Care | 20357 | 78352C | PHILIPS MEDICAL SYSTEMS CARDIAC & MONITORING SYSTEMS DIV | 10846
CHRISTIANA |  | HOSPITAL-CH | 0 | 3338A02460 | DE |  |  |  | MONITORING SYSTEMS; Physiologic; Acute Care | 20829 | 78352C | PHILIPS MEDICAL SYSTEMS CARDIAC & MONITORING SYSTEMS DIV | 7258.1
CHRISTIANA |  | HOSPITAL-CH | 0 | 321A00318 | DE |  |  |  | MONITORING SYSTEMS; Physiologic; Acute Care | 19775 | 78352C | PHILIPS MEDICAL SYSTEMS CARDIAC & MONITORING SYSTEMS DIV | 2190.1
CHRISTIANA |  | Annex | 0 | H23210A | DE |  | 2002-09-09 20:00 |  | Scanning Systems; Ultrasonic; General-Purpose | 33623 | UM4A | PHILIPS MEDICAL SYSTEMS NORTH AMERICA | 49999.99
CHRISTIANA |  | HOSPITAL-WH | 0 | 2324A0211 | DE |  | 2007-04-16 20:00 |  | Radiographic Units; Specimen | 41572 | Digital Radiography System DX-50 | FAXITRON X-RAY CORP | 87850
CHRISTIANA |  | CH-SURGI | 0 | 2324a0359 | DE |  | 2007-04-16 20:00 |  | Radiographic Units; Specimen | 42781 | Digital Radiography System DX-50 | FAXITRON X-RAY CORP | 87850
CHRISTIANA |  | HOSPITAL-CH | 0 | 86M-70978 | DE |  |  |  | Package Sealers | 39886 | 952484 | DOBOY PACKAGING DIV SIG PACKAGING TECHNOLOGY OF NORTH AMERICA INC | 1500
CHRISTIANA |  | HOSPITAL-CH | 0 | 2324 | DE |  |  |  | Package Sealers | 21316 | 4R4335 | BAXTER DIAGNOSTICS INC | 1500
CHRISTIANA |  | HOSPITAL-CH | 0 | 506000017 | DE |  |  |  | Hot Plates | 42652 | GENIOS-FL TWT | TECAN US INC | 0
CHRISTIANA |  | HOSPITAL-WH | 0 | 393 | DE |  |  |  | Washers; Microplate | 19650 | S8/12 | FLOW LABORATORIES | 8000
CHRISTIANA |  | HOSPITAL-CH | 0 | 911439 | DE |  |  |  | Tissue Embedding Equipment | 19198 | 4585 | MILES SCIENTIFIC DIV MILES LABORATORIES INC | 6000
CHRISTIANA |  | HOSPITAL-CH | 0 | 546497 | DE |  |  |  | Light Sources | 25630 | 9000 | Integra-LUXTEC | 2000
CHRISTIANA |  | HOSPITAL-CH | 0 | 546097 | DE |  |  |  | Light Sources | 25629 | 9000 | Integra-LUXTEC | 4000
CHRISTIANA |  | HOSPITAL-CH | 0 | 10122C514G | DE |  |  |  | Scanning Systems; Ultrasonic; Portable | 55142 | Z.ONE PRO | ZONARE Medical Systems Inc | 47589
CHRISTIANA |  | HOSPITAL-CH | 0 | DB2795 | DE |  |  |  | Incubators; Incubators; Laboratory; Aerobic | 26003 | BACTEC 9240 | BECTON DICKINSON MICROBIOLOGY SYSTEMS DIV BECTON DICKINSON A | 8999.99
CHRISTIANA |  | HOSPITAL-CH | 10500 | db6273 | DE |  | 2013-02-26 19:00 |  | Incubators; Incubators; Laboratory; Aerobic | 50650 | BACTEC 9240 | BECTON DICKINSON MICROBIOLOGY SYSTEMS DIV BECTON DICKINSON A | 8999.99
CHRISTIANA |  | HOSPITAL-CH | 10500 | DB2798 | DE |  | 2008-01-20 19:00 |  | Incubators; Incubators; Laboratory; Aerobic | 26005 | BACTEC 9240 | BECTON DICKINSON MICROBIOLOGY SYSTEMS DIV BECTON DICKINSON A | 8999.99
CHRISTIANA |  | HOSPITAL-WH | 0 | NONE | DE |  |  |  | X-Ray Film Processors; Automatic | 13777 | GCIT6 | DUPONT MEDICAL PRODUCTS DIAGNOSTIC IMAGING DIV | 5000
CHRISTIANA |  | HOSPITAL-WH | 0 | 17420068 | DE |  |  |  | Radiographic Units; CHEST; MANUAL | 23947 | 08 3141 | PICKER INTERNATIONAL LTD | 4999
CHRISTIANA |  | HOSPITAL-CH | 0 | 64665 | DE |  |  |  | Injectors; Contrast Media; Angiography | 27253 | Medrad Mark V Plus Angiographic Injectio | MEDRAD Inc Unit of Bayer Medical Care | 25965
CHRISTIANA |  | HOSPITAL-CH | 0 | 70064I | DE |  |  |  | Injectors; Contrast Media; Angiography | 27906 | Medrad Mark V Plus Angiographic Injectio | MEDRAD Inc Unit of Bayer Medical Care | 25430
CHRISTIANA |  | HOSPITAL-CH | 0 | 70578I | DE |  |  |  | Injectors; Contrast Media; Angiography | 28856 | Medrad Mark V Plus Angiographic Injectio | MEDRAD Inc Unit of Bayer Medical Care | 29035
CHRISTIANA |  | HOSPITAL-CH | 0 | 65689 | DE |  | 1998-12-15 19:00 |  | Injectors; Contrast Media; Angiography | 28106 | Medrad Mark V Plus Angiographic Injectio | MEDRAD Inc Unit of Bayer Medical Care | 22900 | Purchased
CHRISTIANA |  | HOSPITAL-CH | 0 | 1533NE0543 | DE |  |  |  | Alarms; Occupancy; Bed | 87755 | KeepSafe Deluxe 8374NC | POSEY COMPANY | 48.62
CHRISTIANA |  | HOSPITAL-CH | 0 | 1419KE0004 | DE |  |  |  | Alarms; Occupancy; Bed | 81376 | KeepSafe Deluxe 8374NC | POSEY COMPANY | 135
CHRISTIANA |  | HOSPITAL-CH | 0 | 1422KE1066 | DE |  | 2014-11-05 19:00 |  | Alarms; Occupancy; Bed | 81216 | KeepSafe Deluxe 8374NC | POSEY COMPANY | 135
CHRISTIANA |  | HOSPITAL-CH | 0 | 1415KE0623 | DE |  |  |  | Alarms; Occupancy; Bed | 81044 | KeepSafe Deluxe 8374NC | POSEY COMPANY | 135
CHRISTIANA |  | HOSPITAL-CH | 0 | 1419KE0278 | DE |  |  |  | Alarms; Occupancy; Bed | 81823 | KeepSafe Deluxe 8374NC | POSEY COMPANY | 135
CHRISTIANA |  | HOSPITAL-CH | 0 | 1412KE0707 | DE |  |  |  | Alarms; Occupancy; Bed | 81114 | KeepSafe Deluxe 8374NC | POSEY COMPANY | 135
CHRISTIANA |  | HOSPITAL-WH | 0 | 1419KE0787 | DE |  | 2014-11-05 19:00 |  | Alarms; Occupancy; Bed | 80631 | KeepSafe Deluxe 8374NC | POSEY COMPANY | 135
CHRISTIANA |  | HOSPITAL-CH | 0 | 1411KE0190 | DE |  |  |  | Alarms; Occupancy; Bed | 81060 | KeepSafe Deluxe 8374NC | POSEY COMPANY | 135
CHRISTIANA |  | HOSPITAL-CH | 0 | 12221713 | DE |  |  |  | Alarms; Occupancy; Bed | 50903 | KeepSafe Deluxe 8374NC | POSEY COMPANY | 135
CHRISTIANA |  | HOSPITAL-CH | 0 | 12210620 | DE |  |  |  | Alarms; Occupancy; Bed | 50793 | KeepSafe Deluxe 8374NC | POSEY COMPANY | 135
CHRISTIANA |  | HOSPITAL-CH | 0 | 12240008 | DE |  |  |  | Alarms; Occupancy; Bed | 50872 | KeepSafe Deluxe 8374NC | POSEY COMPANY | 135
CHRISTIANA |  | HOSPITAL-CH | 0 | 1319KE1340 | DE |  |  |  | Alarms; Occupancy; Bed | 52797 | KeepSafe Deluxe 8374NC | POSEY COMPANY | 135
CHRISTIANA |  | HOSPITAL-WH | 0 | 1331KE1086 | DE |  |  |  | Alarms; Occupancy; Bed | 45981 | KeepSafe Deluxe 8374NC | POSEY COMPANY | 135
CHRISTIANA |  | HOSPITAL-WH | 0 | 1331ke1105 | DE |  |  |  | Alarms; Occupancy; Bed | 45983 | KeepSafe Deluxe 8374NC | POSEY COMPANY | 135
CHRISTIANA |  | HOSPITAL-CH | 0 | 12210603 | DE |  |  |  | Alarms; Occupancy; Bed | 50733 | KeepSafe Deluxe 8374NC | POSEY COMPANY | 135
CHRISTIANA |  | HOSPITAL-CH | 0 | 12220901 | DE |  |  |  | Alarms; Occupancy; Bed | 53399 | KeepSafe Deluxe 8374NC | POSEY COMPANY | 135
CHRISTIANA |  | HOSPITAL-CH | 0 | 1222020 | DE |  |  |  | Alarms; Occupancy; Bed | 51134 | KeepSafe Deluxe 8374NC | POSEY COMPANY | 135
CHRISTIANA |  | HOSPITAL-WH | 0 | 1419KE0702 | DE |  |  |  | Alarms; Occupancy; Bed | 80584 | KeepSafe Deluxe 8374NC | POSEY COMPANY | 135
CHRISTIANA |  | HOSPITAL-CH | 0 | 12240002 | DE |  |  |  | Alarms; Occupancy; Bed | 50871 | KeepSafe Deluxe 8374NC | POSEY COMPANY | 135
CHRISTIANA |  | HOSPITAL-CH | 0 | 1422KE0344 | DE |  | 2012-11-10 19:00 |  | Alarms; Occupancy; Bed | 81737 | KeepSafe Deluxe 8374NC | POSEY COMPANY | 135
CHRISTIANA |  | HOSPITAL-CH | 0 | 12210510 | DE |  |  |  | Alarms; Occupancy; Bed | 50712 | KeepSafe Deluxe 8374NC | POSEY COMPANY | 135
CHRISTIANA |  | HOSPITAL-CH | 0 | 1419KE0101 | DE |  | 2014-11-05 19:00 |  | Alarms; Occupancy; Bed | 81525 | KeepSafe Deluxe 8374NC | POSEY COMPANY | 135
CHRISTIANA |  | HOSPITAL-CH | 0 | 12210502 | DE |  |  |  | Alarms; Occupancy; Bed | 50764 | KeepSafe Deluxe 8374NC | POSEY COMPANY | 135
CHRISTIANA |  | HOSPITAL-CH | 0 | 1419KE0245 | DE |  |  |  | Alarms; Occupancy; Bed | 81442 | KeepSafe Deluxe 8374NC | POSEY COMPANY | 135
CHRISTIANA |  | HOSPITAL-CH | 0 | 1411ke0192 | DE |  |  |  | Alarms; Occupancy; Bed | 81059 | KeepSafe Deluxe 8374NC | POSEY COMPANY | 135
CHRISTIANA |  | HOSPITAL-CH | 0 | 1327KE0040 | DE |  |  |  | Alarms; Occupancy; Bed | 53314 | KeepSafe Deluxe 8374NC | POSEY COMPANY | 135
CHRISTIANA |  | HOSPITAL-CH | 0 | 1319KE1341 | DE |  |  |  | Alarms; Occupancy; Bed | 52798 | KeepSafe Deluxe 8374NC | POSEY COMPANY | 135
CHRISTIANA |  | HOSPITAL-WH | 0 | 1331ke1087 | DE |  |  |  | Alarms; Occupancy; Bed | 45982 | KeepSafe Deluxe 8374NC | POSEY COMPANY | 135
CHRISTIANA |  | HOSPITAL-CH | 0 | 1333KE0228 | DE |  |  |  | Alarms; Occupancy; Bed | 50811 | KeepSafe Deluxe 8374NC | POSEY COMPANY | 135
CHRISTIANA |  | HOSPITAL-CH | 0 | 12220890 | DE |  |  |  | Alarms; Occupancy; Bed | 50812 | KeepSafe Deluxe 8374NC | POSEY COMPANY | 135
CHRISTIANA |  | HOSPITAL-CH | 0 | 1419KE0006 | DE |  |  |  | Alarms; Occupancy; Bed | 81378 | KeepSafe Deluxe 8374NC | POSEY COMPANY | 135
CHRISTIANA |  | HOSPITAL-CH | 0 | 1419KE0008 | DE |  |  |  | Alarms; Occupancy; Bed | 81380 | KeepSafe Deluxe 8374NC | POSEY COMPANY | 135
CHRISTIANA |  | HOSPITAL-CH | 0 | 12210053 | DE |  |  |  | Alarms; Occupancy; Bed | 50723 | KeepSafe Deluxe 8374NC | POSEY COMPANY | 135
CHRISTIANA |  | HOSPITAL-CH | 0 | 1410KE0979 | DE |  | 2014-11-05 19:00 |  | Alarms; Occupancy; Bed | 81600 | KeepSafe Deluxe 8374NC | POSEY COMPANY | 135
CHRISTIANA |  | HOSPITAL-CH | 0 | 1422ke0272 | DE |  |  |  | Alarms; Occupancy; Bed | 81978 | KeepSafe Deluxe 8374NC | POSEY COMPANY | 135
CHRISTIANA |  | HOSPITAL-CH | 0 | 1422KE0544 | DE |  | 2012-11-10 19:00 |  | Alarms; Occupancy; Bed | 81721 | KeepSafe Deluxe 8374NC | POSEY COMPANY | 135
CHRISTIANA |  | HOSPITAL-CH | 0 | 12210729 | DE |  |  |  | Alarms; Occupancy; Bed | 51039 | KeepSafe Deluxe 8374NC | POSEY COMPANY | 135
CHRISTIANA |  | HOSPITAL-CH | 0 | 1333KE0737 | DE |  | 2017-02-22 19:00 |  | Alarms; Occupancy; Bed | 100093 | KeepSafe Deluxe 8374NC | POSEY COMPANY | 50.19
CHRISTIANA |  | HOSPITAL-CH | 0 | 12220759 | DE |  |  |  | Alarms; Occupancy; Bed | 50745 | KeepSafe Deluxe 8374NC | POSEY COMPANY | 135
CHRISTIANA |  | HOSPITAL-CH | 0 | 12240247 | DE |  |  |  | Alarms; Occupancy; Bed | 50771 | KeepSafe Deluxe 8374NC | POSEY COMPANY | 135
CHRISTIANA |  | HOSPITAL-CH | 0 | 12160950 | DE |  |  |  | Alarms; Occupancy; Bed | 51083 | KeepSafe Deluxe 8374NC | POSEY COMPANY | 135
CHRISTIANA |  | HOSPITAL-CH | 0 | 8374x12210823 | DE |  |  |  | Alarms; Occupancy; Bed | 51567 | KeepSafe Deluxe 8374NC | POSEY COMPANY | 135
CHRISTIANA |  | HOSPITAL-CH | 0 | 8374x12260353 | DE |  |  |  | Alarms; Occupancy; Bed | 51569 | KeepSafe Deluxe 8374NC | POSEY COMPANY | 135
CHRISTIANA |  | HOSPITAL-CH | 0 | 8374x12260355 | DE |  |  |  | Alarms; Occupancy; Bed | 51571 | KeepSafe Deluxe 8374NC | POSEY COMPANY | 135
CHRISTIANA |  | HOSPITAL-CH | 0 | 1419KE0247 | DE |  |  |  | Alarms; Occupancy; Bed | 81441 | KeepSafe Deluxe 8374NC | POSEY COMPANY | 135
CHRISTIANA |  | HOSPITAL-CH | 0 | 1333KE1220 | DE |  |  |  | Alarms; Occupancy; Bed | 51121 | KeepSafe Deluxe 8374NC | POSEY COMPANY | 135
CHRISTIANA |  | HOSPITAL-CH | 0 | 8374X12220764 | DE |  |  |  | Alarms; Occupancy; Bed | 50969 | KeepSafe Deluxe 8374NC | POSEY COMPANY | 135
CHRISTIANA |  | HOSPITAL-CH | 0 | 8374X12210523 | DE |  |  |  | Alarms; Occupancy; Bed | 50970 | KeepSafe Deluxe 8374NC | POSEY COMPANY | 135
CHRISTIANA |  | HOSPITAL-CH | 0 | 12220883 | DE |  |  |  | Alarms; Occupancy; Bed | 52799 | KeepSafe Deluxe 8374NC | POSEY COMPANY | 135
CHRISTIANA |  | HOSPITAL-WH | 0 | 1331ke1048 | DE |  |  |  | Alarms; Occupancy; Bed | 45985 | KeepSafe Deluxe 8374NC | POSEY COMPANY | 135
CHRISTIANA |  | HOSPITAL-CH | 0 | 1419KE0774 | DE |  | 2014-11-05 19:00 |  | Alarms; Occupancy; Bed | 80837 | KeepSafe Deluxe 8374NC | POSEY COMPANY | 135
CHRISTIANA |  | HOSPITAL-CH | 0 | 1419KE0007 | DE |  |  |  | Alarms; Occupancy; Bed | 81379 | KeepSafe Deluxe 8374NC | POSEY COMPANY | 135
CHRISTIANA |  | HOSPITAL-CH | 0 | 12240305 | DE |  |  |  | Alarms; Occupancy; Bed | 50886 | KeepSafe Deluxe 8374NC | POSEY COMPANY | 135
CHRISTIANA |  | HOSPITAL-CH | 0 | 1422KE1067 | DE |  | 2014-11-05 19:00 |  | Alarms; Occupancy; Bed | 81214 | KeepSafe Deluxe 8374NC | POSEY COMPANY | 135
CHRISTIANA |  | HOSPITAL-CH | 0 | 1626NE0256 | DE |  | 2016-12-08 19:00 |  | Alarms; Occupancy; Bed | 100066 | KeepSafe Deluxe 8374NC | POSEY COMPANY | 48.62
CHRISTIANA |  | HOSPITAL-CH | 0 | 1631KE0156 | DE |  | 2017-02-22 19:00 |  | Alarms; Occupancy; Bed | 65079 | KeepSafe Deluxe 8374NC | POSEY COMPANY | 135
CHRISTIANA |  | HOSPITAL-CH | 0 | 1332KE0334 | DE |  |  |  | Alarms; Occupancy; Bed | 53302 | KeepSafe Deluxe 8374NC | POSEY COMPANY | 135
CHRISTIANA |  | HOSPITAL-CH | 0 | 12240073 | DE |  |  |  | Alarms; Occupancy; Bed | 50876 | KeepSafe Deluxe 8374NC | POSEY COMPANY | 135
CHRISTIANA |  | HOSPITAL-CH | 0 | 1222808 | DE |  |  |  | Alarms; Occupancy; Bed | 51126 | KeepSafe Deluxe 8374NC | POSEY COMPANY | 135
CHRISTIANA |  | HOSPITAL-CH | 0 | 1419KE0102 | DE |  |  |  | Alarms; Occupancy; Bed | 81485 | KeepSafe Deluxe 8374NC | POSEY COMPANY | 135
CHRISTIANA |  | HOSPITAL-CH | 0 | 1419KE0089 | DE |  |  |  | Alarms; Occupancy; Bed | 81490 | KeepSafe Deluxe 8374NC | POSEY COMPANY | 135
CHRISTIANA |  | HOSPITAL-CH | 0 | 12220936 | DE |  |  |  | Alarms; Occupancy; Bed | 50853 | KeepSafe Deluxe 8374NC | POSEY COMPANY | 135
CHRISTIANA |  | HOSPITAL-CH | 0 | 1333KE1124 | DE |  |  |  | Alarms; Occupancy; Bed | 50894 | KeepSafe Deluxe 8374NC | POSEY COMPANY | 135
CHRISTIANA |  | HOSPITAL-WH | 0 | 1351KE0019 | DE |  |  |  | Alarms; Occupancy; Bed | 80532 | KeepSafe Deluxe 8374NC | POSEY COMPANY | 50.19
CHRISTIANA |  | HOSPITAL-CH | 0 | 8374x12210824 | DE |  |  |  | Alarms; Occupancy; Bed | 51568 | KeepSafe Deluxe 8374NC | POSEY COMPANY | 135
CHRISTIANA |  | HOSPITAL-CH | 0 | 1333KE1595 | DE |  |  |  | Alarms; Occupancy; Bed | 50766 | KeepSafe Deluxe 8374NC | POSEY COMPANY | 135
CHRISTIANA |  | HOSPITAL-CH | 0 | 1419KE0248 | DE |  |  |  | Alarms; Occupancy; Bed | 81440 | KeepSafe Deluxe 8374NC | POSEY COMPANY | 135
CHRISTIANA |  | HOSPITAL-CH | 0 | 12220844 | DE |  |  |  | Alarms; Occupancy; Bed | 50702 | KeepSafe Deluxe 8374NC | POSEY COMPANY | 135
CHRISTIANA |  | HOSPITAL-WH | 0 | 1331ke1085 | DE |  |  |  | Alarms; Occupancy; Bed | 45984 | KeepSafe Deluxe 8374NC | POSEY COMPANY | 135
CHRISTIANA |  | HOSPITAL-WH | 0 | 1331ke1045 | DE |  |  |  | Alarms; Occupancy; Bed | 45986 | KeepSafe Deluxe 8374NC | POSEY COMPANY | 135
CHRISTIANA |  | HOSPITAL-CH | 0 | 12220896 | DE |  |  |  | Alarms; Occupancy; Bed | 50814 | KeepSafe Deluxe 8374NC | POSEY COMPANY | 135
CHRISTIANA |  | HOSPITAL-CH | 0 | 1419KE0058 | DE |  |  |  | Alarms; Occupancy; Bed | 81381 | KeepSafe Deluxe 8374NC | POSEY COMPANY | 135
CHRISTIANA |  | HOSPITAL-CH | 0 | 1419KE0060 | DE |  |  |  | Alarms; Occupancy; Bed | 81386 | KeepSafe Deluxe 8374NC | POSEY COMPANY | 135
CHRISTIANA |  | HOSPITAL-CH | 0 | 1220093 | DE |  | 2012-11-10 19:00 |  | Alarms; Occupancy; Bed | 51116 | KeepSafe Deluxe 8374NC | POSEY COMPANY | 135
CHRISTIANA |  | HOSPITAL-CH | 0 | 12210447 | DE |  |  |  | Alarms; Occupancy; Bed | 50946 | KeepSafe Deluxe 8374NC | POSEY COMPANY | 135
CHRISTIANA |  | HOSPITAL-CH | 0 | 12221704 | DE |  |  |  | Alarms; Occupancy; Bed | 50898 | KeepSafe Deluxe 8374NC | POSEY COMPANY | 135
CHRISTIANA |  | HOSPITAL-CH | 0 | 12210617 | DE |  |  |  | Alarms; Occupancy; Bed | 50789 | KeepSafe Deluxe 8374NC | POSEY COMPANY | 135
CHRISTIANA |  | HOSPITAL-CH | 0 | 12260295 | DE |  |  |  | Alarms; Occupancy; Bed | 45050 | KeepSafe Deluxe 8374NC | POSEY COMPANY | 135
CHRISTIANA |  | HOSPITAL-CH | 0 | 12260296 | DE |  |  |  | Alarms; Occupancy; Bed | 45052 | KeepSafe Deluxe 8374NC | POSEY COMPANY | 135
CHRISTIANA |  | HOSPITAL-CH | 0 | 1332KE0332 | DE |  |  |  | Alarms; Occupancy; Bed | 53303 | KeepSafe Deluxe 8374NC | POSEY COMPANY | 135
CHRISTIANA |  | HOSPITAL-CH | 0 | 1327KE0043 | DE |  |  |  | Alarms; Occupancy; Bed | 53305 | KeepSafe Deluxe 8374NC | POSEY COMPANY | 135
CHRISTIANA |  | HOSPITAL-CH | 0 | 1448ne0006w | DE |  |  |  | Alarms; Occupancy; Bed | 87737 | KeepSafe Deluxe 8374NC | POSEY COMPANY | 135
CHRISTIANA |  | HOSPITAL-CH | 0 | 12210607 | DE |  |  |  | Alarms; Occupancy; Bed | 50729 | KeepSafe Deluxe 8374NC | POSEY COMPANY | 135
CHRISTIANA |  | HOSPITAL-WH | 0 | 8374X12221251 | DE |  |  |  | Alarms; Occupancy; Bed | 50222 | KeepSafe Deluxe 8374NC | POSEY COMPANY | 135
CHRISTIANA |  | HOSPITAL-CH | 0 | 12240185 | DE |  |  |  | Alarms; Occupancy; Bed | 50933 | KeepSafe Deluxe 8374NC | POSEY COMPANY | 135
CHRISTIANA |  | HOSPITAL-CH | 0 | 12220939 | DE |  |  |  | Alarms; Occupancy; Bed | 50844 | KeepSafe Deluxe 8374NC | POSEY COMPANY | 135
CHRISTIANA |  | HOSPITAL-CH | 0 | 1419KE0090 | DE |  |  |  | Alarms; Occupancy; Bed | 81487 | KeepSafe Deluxe 8374NC | POSEY COMPANY | 135
CHRISTIANA |  | HOSPITAL-CH | 0 | 8374x12260357 | DE |  |  |  | Alarms; Occupancy; Bed | 51573 | KeepSafe Deluxe 8374NC | POSEY COMPANY | 135
CHRISTIANA |  | HOSPITAL-CH | 0 | 12200477 | DE |  |  |  | Alarms; Occupancy; Bed | 50866 | KeepSafe Deluxe 8374NC | POSEY COMPANY | 135
CHRISTIANA |  | HOSPITAL-CH | 0 | 1319KE1600 | DE |  |  |  | Alarms; Occupancy; Bed | 50906 | KeepSafe Deluxe 8374NC | POSEY COMPANY | 135
CHRISTIANA |  | HOSPITAL-CH | 0 | 1421KE0190 | DE |  |  |  | Alarms; Occupancy; Bed | 81557 | KeepSafe Deluxe 8374NC | POSEY COMPANY | 135
CHRISTIANA |  | HOSPITAL-CH | 0 | 1422KE0321 | DE |  | 2014-11-05 19:00 |  | Alarms; Occupancy; Bed | 81559 | KeepSafe Deluxe 8374NC | POSEY COMPANY | 135
CHRISTIANA |  | HOSPITAL-CH | 0 | 1422KE0444 | DE |  | 2014-11-05 19:00 |  | Alarms; Occupancy; Bed | 81570 | KeepSafe Deluxe 8374NC | POSEY COMPANY | 135
CHRISTIANA |  | HOSPITAL-CH | 0 | 1422KE0446 | DE |  |  |  | Alarms; Occupancy; Bed | 81572 | KeepSafe Deluxe 8374NC | POSEY COMPANY | 135
CHRISTIANA |  | HOSPITAL-CH | 0 | 8374X12210528 | DE |  |  |  | Alarms; Occupancy; Bed | 50972 | KeepSafe Deluxe 8374NC | POSEY COMPANY | 135
CHRISTIANA |  | HOSPITAL-CH | 0 | 12240072 | DE |  |  |  | Alarms; Occupancy; Bed | 50738 | KeepSafe Deluxe 8374NC | POSEY COMPANY | 135
CHRISTIANA |  | HOSPITAL-CH | 0 | 12220753 | DE |  |  |  | Alarms; Occupancy; Bed | 50749 | KeepSafe Deluxe 8374NC | POSEY COMPANY | 135
CHRISTIANA |  | HOSPITAL-CH | 0 | 1419KE0059 | DE |  |  |  | Alarms; Occupancy; Bed | 81387 | KeepSafe Deluxe 8374NC | POSEY COMPANY | 135
CHRISTIANA |  | HOSPITAL-CH | 0 | 12240306 | DE |  |  |  | Alarms; Occupancy; Bed | 50888 | KeepSafe Deluxe 8374NC | POSEY COMPANY | 135
CHRISTIANA |  | HOSPITAL-CH | 0 | 12221810 | DE |  |  |  | Alarms; Occupancy; Bed | 51053 | KeepSafe Deluxe 8374NC | POSEY COMPANY | 135
CHRISTIANA |  | HOSPITAL-CH | 0 | 1412KE0430 | DE |  |  |  | Alarms; Occupancy; Bed | 81051 | KeepSafe Deluxe 8374NC | POSEY COMPANY | 135
CHRISTIANA |  | HOSPITAL-CH | 0 | 1518ke1712 | DE |  |  |  | Alarms; Occupancy; Bed | 100025 | KeepSafe Deluxe 8374NC | POSEY COMPANY | 135
CHRISTIANA |  | HOSPITAL-CH | 0 | 12220805 | DE |  |  |  | Alarms; Occupancy; Bed | 51105 | KeepSafe Deluxe 8374NC | POSEY COMPANY | 135
CHRISTIANA |  | HOSPITAL-CH | 0 | 12260293 | DE |  |  |  | Alarms; Occupancy; Bed | 45049 | KeepSafe Deluxe 8374NC | POSEY COMPANY | 135
CHRISTIANA |  | HOSPITAL-CH | 0 | 8374X12220705 | DE |  |  |  | Alarms; Occupancy; Bed | 51000 | KeepSafe Deluxe 8374NC | POSEY COMPANY | 135
CHRISTIANA |  | HOSPITAL-CH | 0 | 12221206 | DE |  |  |  | Alarms; Occupancy; Bed | 51099 | KeepSafe Deluxe 8374NC | POSEY COMPANY | 135
CHRISTIANA |  | HOSPITAL-CH | 0 | 1327KE0042 | DE |  |  |  | Alarms; Occupancy; Bed | 53306 | KeepSafe Deluxe 8374NC | POSEY COMPANY | 135
CHRISTIANA |  | HOSPITAL-WH | 0 | 8374X12170959 | DE |  |  |  | Alarms; Occupancy; Bed | 50223 | KeepSafe Deluxe 8374NC | POSEY COMPANY | 135
CHRISTIANA |  | HOSPITAL-CH | 0 | 1422KE0353 | DE |  | 2012-11-10 19:00 |  | Alarms; Occupancy; Bed | 81834 | KeepSafe Deluxe 8374NC | POSEY COMPANY | 135
CHRISTIANA |  | HOSPITAL-CH | 0 | 1419KE0115 | DE |  |  |  | Alarms; Occupancy; Bed | 81479 | KeepSafe Deluxe 8374NC | POSEY COMPANY | 135
CHRISTIANA |  | HOSPITAL-CH | 0 | 12210872 | DE |  |  |  | Alarms; Occupancy; Bed | 51075 | KeepSafe Deluxe 8374NC | POSEY COMPANY | 135
CHRISTIANA |  | HOSPITAL-CH | 0 | 1421KE0247 | DE |  | 2014-11-05 19:00 |  | Alarms; Occupancy; Bed | 81338 | KeepSafe Deluxe 8374NC | POSEY COMPANY | 135
CHRISTIANA |  | HOSPITAL-CH | 0 | 8374x12260356 | DE |  |  |  | Alarms; Occupancy; Bed | 51572 | KeepSafe Deluxe 8374NC | POSEY COMPANY | 135
CHRISTIANA |  | HOSPITAL-CH | 0 | 8374x12260358 | DE |  |  |  | Alarms; Occupancy; Bed | 51574 | KeepSafe Deluxe 8374NC | POSEY COMPANY | 135
CHRISTIANA |  | HOSPITAL-CH | 0 | 12220650 | DE |  |  |  | Alarms; Occupancy; Bed | 51060 | KeepSafe Deluxe 8374NC | POSEY COMPANY | 135
CHRISTIANA |  | HOSPITAL-CH | 0 | 12221720 | DE |  |  |  | Alarms; Occupancy; Bed | 50905 | KeepSafe Deluxe 8374NC | POSEY COMPANY | 135
CHRISTIANA |  | HOSPITAL-CH | 0 | 12240089 | DE |  |  |  | Alarms; Occupancy; Bed | 50833 | KeepSafe Deluxe 8374NC | POSEY COMPANY | 135
CHRISTIANA |  | HOSPITAL-CH | 0 | 1422KE0445 | DE |  |  |  | Alarms; Occupancy; Bed | 81571 | KeepSafe Deluxe 8374NC | POSEY COMPANY | 135
CHRISTIANA |  | HOSPITAL-CH | 0 | 12210387 | DE |  |  |  | Alarms; Occupancy; Bed | 50716 | KeepSafe Deluxe 8374NC | POSEY COMPANY | 135
CHRISTIANA |  | HOSPITAL-CH | 0 | 1419KE0062 | DE |  |  |  | Alarms; Occupancy; Bed | 81384 | KeepSafe Deluxe 8374NC | POSEY COMPANY | 135
CHRISTIANA |  | HOSPITAL-CH | 0 | 12200474 | DE |  |  |  | Alarms; Occupancy; Bed | 50859 | KeepSafe Deluxe 8374NC | POSEY COMPANY | 135
CHRISTIANA |  | HOSPITAL-CH | 0 | 12260298 | DE |  |  |  | Alarms; Occupancy; Bed | 45054 | KeepSafe Deluxe 8374NC | POSEY COMPANY | 135
CHRISTIANA |  | HOSPITAL-CH | 0 | 1422KE0343 | DE |  | 2012-11-10 19:00 |  | Alarms; Occupancy; Bed | 81736 | KeepSafe Deluxe 8374NC | POSEY COMPANY | 135
CHRISTIANA |  | HOSPITAL-CH | 0 | 1327ke0036 | DE |  |  |  | Alarms; Occupancy; Bed | 53307 | KeepSafe Deluxe 8374NC | POSEY COMPANY | 135
CHRISTIANA |  | HOSPITAL-CH | 0 | 1327KE0038 | DE |  |  |  | Alarms; Occupancy; Bed | 53309 | KeepSafe Deluxe 8374NC | POSEY COMPANY | 135
CHRISTIANA |  | HOSPITAL-CH | 0 | 12160757 | DE |  |  |  | Alarms; Occupancy; Bed | 50926 | KeepSafe Deluxe 8374NC | POSEY COMPANY | 135
CHRISTIANA |  | HOSPITAL-WH | 0 | 8374X12170958 | DE |  |  |  | Alarms; Occupancy; Bed | 50224 | KeepSafe Deluxe 8374NC | POSEY COMPANY | 135
CHRISTIANA |  | HOSPITAL-WH | 0 | 8374X12221249 | DE |  |  |  | Alarms; Occupancy; Bed | 50226 | KeepSafe Deluxe 8374NC | POSEY COMPANY | 135
CHRISTIANA |  | HOSPITAL-CH | 0 | 1333KE1121 | DE |  |  |  | Alarms; Occupancy; Bed | 50837 | KeepSafe Deluxe 8374NC | POSEY COMPANY | 135
CHRISTIANA |  | HOSPITAL-CH | 0 | 1422KE0360 | DE |  |  |  | Alarms; Occupancy; Bed | 81841 | KeepSafe Deluxe 8374NC | POSEY COMPANY | 135
CHRISTIANA |  | HOSPITAL-CH | 0 | 1421KE0307 | DE |  |  |  | Alarms; Occupancy; Bed | 80728 | KeepSafe Deluxe 8374NC | POSEY COMPANY | 135
CHRISTIANA |  | HOSPITAL-CH | 0 | 1422KE0323 | DE |  | 2014-11-05 19:00 |  | Alarms; Occupancy; Bed | 81561 | KeepSafe Deluxe 8374NC | POSEY COMPANY | 135
CHRISTIANA |  | HOSPITAL-CH | 0 | 12220921 | DE |  |  |  | Alarms; Occupancy; Bed | 51043 | KeepSafe Deluxe 8374NC | POSEY COMPANY | 135
CHRISTIANA |  | HOSPITAL-CH | 0 | 12220924 | DE |  |  |  | Alarms; Occupancy; Bed | 51045 | KeepSafe Deluxe 8374NC | POSEY COMPANY | 135
CHRISTIANA |  | HOSPITAL-CH | 0 | 8374X12210525 | DE |  |  |  | Alarms; Occupancy; Bed | 50974 | KeepSafe Deluxe 8374NC | POSEY COMPANY | 135
CHRISTIANA |  | HOSPITAL-CH | 0 | 1333KE0186 | DE |  |  |  | Alarms; Occupancy; Bed | 50806 | KeepSafe Deluxe 8374NC | POSEY COMPANY | 135
CHRISTIANA |  | HOSPITAL-CH | 0 | 12220839 | DE |  |  |  | Alarms; Occupancy; Bed | 50937 | KeepSafe Deluxe 8374NC | POSEY COMPANY | 135
CHRISTIANA |  | HOSPITAL-CH | 0 | NONE | DE |  |  |  | Alarms; Occupancy; Bed | 50848 | KeepSafe Deluxe 8374NC | POSEY COMPANY | 135
CHRISTIANA |  | HOSPITAL-CH | 0 | 12220761 | DE |  |  |  | Alarms; Occupancy; Bed | 50849 | KeepSafe Deluxe 8374NC | POSEY COMPANY | 135
CHRISTIANA |  | HOSPITAL-CH | 0 | 1222803 | DE |  |  |  | Alarms; Occupancy; Bed | 51108 | KeepSafe Deluxe 8374NC | POSEY COMPANY | 135
CHRISTIANA |  | HOSPITAL-CH | 0 | 1315ke0295 | DE |  |  |  | Alarms; Occupancy; Bed | 45055 | KeepSafe Deluxe 8374NC | POSEY COMPANY | 135
CHRISTIANA |  | HOSPITAL-CH | 0 | 1327KE0039 | DE |  |  |  | Alarms; Occupancy; Bed | 53308 | KeepSafe Deluxe 8374NC | POSEY COMPANY | 135
CHRISTIANA |  | HOSPITAL-WH | 0 | 8374X12221252 | DE |  |  |  | Alarms; Occupancy; Bed | 50225 | KeepSafe Deluxe 8374NC | POSEY COMPANY | 135
CHRISTIANA |  | HOSPITAL-CH | 0 | 1412KE0426 | DE |  |  |  | Alarms; Occupancy; Bed | 81055 | KeepSafe Deluxe 8374NC | POSEY COMPANY | 135
CHRISTIANA |  | HOSPITAL-CH | 0 | 1412KE0431 | DE |  |  |  | Alarms; Occupancy; Bed | 81057 | KeepSafe Deluxe 8374NC | POSEY COMPANY | 135
CHRISTIANA |  | HOSPITAL-CH | 0 | 1626NE0245 | DE |  | 2016-12-08 19:00 |  | Alarms; Occupancy; Bed | 100065 | KeepSafe Deluxe 8374NC | POSEY COMPANY | 48.62
CHRISTIANA |  | HOSPITAL-CH | 0 | 8374X12210612 | DE |  |  |  | Alarms; Occupancy; Bed | 50987 | KeepSafe Deluxe 8374NC | POSEY COMPANY | 135
CHRISTIANA |  | HOSPITAL-WH | 0 | 1419KE0731 | DE |  | 2014-11-05 19:00 |  | Alarms; Occupancy; Bed | 80646 | KeepSafe Deluxe 8374NC | POSEY COMPANY | 135
CHRISTIANA |  | HOSPITAL-CH | 0 | 12220764 | DE |  |  |  | Alarms; Occupancy; Bed | 50850 | KeepSafe Deluxe 8374NC | POSEY COMPANY | 135
CHRISTIANA |  | HOSPITAL-CH | 0 | 1331ke1203 | DE |  |  |  | Alarms; Occupancy; Bed | 53526 | KeepSafe Deluxe 8374NC | POSEY COMPANY | 135
CHRISTIANA |  | HOSPITAL-WH | 0 | 1329KE0601 | DE |  |  |  | Alarms; Occupancy; Bed | 50195 | KeepSafe Deluxe 8374NC | POSEY COMPANY | 135
CHRISTIANA |  | HOSPITAL-WH | 0 | 1411KE0544 | DE |  |  |  | Alarms; Occupancy; Bed | 50197 | KeepSafe Deluxe 8374NC | POSEY COMPANY | 135
CHRISTIANA |  | HOSPITAL-CH | 0 | 12210894 | DE |  |  |  | Alarms; Occupancy; Bed | 51068 | KeepSafe Deluxe 8374NC | POSEY COMPANY | 135
CHRISTIANA |  | HOSPITAL-WH | 0 | 1314KE0778 | DE |  |  |  | Alarms; Occupancy; Bed | 50213 | KeepSafe Deluxe 8374NC | POSEY COMPANY | 135
CHRISTIANA |  | HOSPITAL-WH | 0 | 8374X12160238 | DE |  |  |  | Alarms; Occupancy; Bed | 50215 | KeepSafe Deluxe 8374NC | POSEY COMPANY | 135
CHRISTIANA |  | HOSPITAL-CH | 0 | 1422KE0999 | DE |  |  |  | Alarms; Occupancy; Bed | 81356 | KeepSafe Deluxe 8374NC | POSEY COMPANY | 135
CHRISTIANA |  | HOSPITAL-CH | 0 | 1419KE0253 | DE |  |  |  | Alarms; Occupancy; Bed | 81317 | KeepSafe Deluxe 8374NC | POSEY COMPANY | 135
CHRISTIANA |  | HOSPITAL-CH | 0 | 12221700 | DE |  |  |  | Alarms; Occupancy; Bed | 50893 | KeepSafe Deluxe 8374NC | POSEY COMPANY | 135
CHRISTIANA |  | HOSPITAL-WH | 0 | 1351KE0017 | DE |  |  |  | Alarms; Occupancy; Bed | 80530 | KeepSafe Deluxe 8374NC | POSEY COMPANY | 50.19
CHRISTIANA |  | HOSPITAL-WH | 0 | 1313KE0319 | DE |  |  |  | Alarms; Occupancy; Bed | 50132 | KeepSafe Deluxe 8374NC | POSEY COMPANY | 135
CHRISTIANA |  | HOSPITAL-WH | 0 | 8374X12160353 | DE |  |  |  | Alarms; Occupancy; Bed | 50134 | KeepSafe Deluxe 8374NC | POSEY COMPANY | 135
CHRISTIANA |  | HOSPITAL-CH | 0 | 1327KE0306 | DE |  |  |  | Alarms; Occupancy; Bed | 53296 | KeepSafe Deluxe 8374NC | POSEY COMPANY | 135
CHRISTIANA |  | HOSPITAL-CH | 0 | 12210730 | DE |  |  |  | Alarms; Occupancy; Bed | 51036 | KeepSafe Deluxe 8374NC | POSEY COMPANY | 135
CHRISTIANA |  | HOSPITAL-CH | 0 | 1419KE0239 | DE |  |  |  | Alarms; Occupancy; Bed | 81252 | KeepSafe Deluxe 8374NC | POSEY COMPANY | 135
CHRISTIANA |  | HOSPITAL-CH | 0 | 12240066 | DE |  |  |  | Alarms; Occupancy; Bed | 50742 | KeepSafe Deluxe 8374NC | POSEY COMPANY | 135
CHRISTIANA |  | HOSPITAL-CH | 0 | 12200433 | DE |  |  |  | Alarms; Occupancy; Bed | 50920 | KeepSafe Deluxe 8374NC | POSEY COMPANY | 135
CHRISTIANA |  | HOSPITAL-CH | 0 | 12160760 | DE |  |  |  | Alarms; Occupancy; Bed | 50921 | KeepSafe Deluxe 8374NC | POSEY COMPANY | 135
CHRISTIANA |  | HOSPITAL-CH | 0 | 1333KE1126 | DE |  |  |  | Alarms; Occupancy; Bed | 50838 | KeepSafe Deluxe 8374NC | POSEY COMPANY | 135
CHRISTIANA |  | HOSPITAL-CH | 0 | 8374X12210524 | DE |  |  |  | Alarms; Occupancy; Bed | 50977 | KeepSafe Deluxe 8374NC | POSEY COMPANY | 135
CHRISTIANA |  | HOSPITAL-CH | 0 | 8374X12160788 | DE |  |  |  | Alarms; Occupancy; Bed | 51021 | KeepSafe Deluxe 8374NC | POSEY COMPANY | 135
CHRISTIANA |  | HOSPITAL-CH | 0 | 8374X12160789 | DE |  |  |  | Alarms; Occupancy; Bed | 51022 | KeepSafe Deluxe 8374NC | POSEY COMPANY | 135
CHRISTIANA |  | HOSPITAL-CH | 0 | 1331ke1209 | DE |  |  |  | Alarms; Occupancy; Bed | 53527 | KeepSafe Deluxe 8374NC | POSEY COMPANY | 135
CHRISTIANA |  | HOSPITAL-WH | 0 | 1329KE0608 | DE |  |  |  | Alarms; Occupancy; Bed | 50194 | KeepSafe Deluxe 8374NC | POSEY COMPANY | 135
CHRISTIANA |  | HOSPITAL-CH | 0 | 12200478 | DE |  |  |  | Alarms; Occupancy; Bed | 50860 | KeepSafe Deluxe 8374NC | POSEY COMPANY | 135
CHRISTIANA |  | HOSPITAL-CH | 0 | 12260290 | DE |  |  |  | Alarms; Occupancy; Bed | 45044 | KeepSafe Deluxe 8374NC | POSEY COMPANY | 135
CHRISTIANA |  | HOSPITAL-WH | 0 | 8374X12160233 | DE |  |  |  | Alarms; Occupancy; Bed | 50212 | KeepSafe Deluxe 8374NC | POSEY COMPANY | 135
CHRISTIANA |  | HOSPITAL-WH | 0 | 8374X12160237 | DE |  |  |  | Alarms; Occupancy; Bed | 50214 | KeepSafe Deluxe 8374NC | POSEY COMPANY | 135
CHRISTIANA |  | HOSPITAL-CH | 0 | 1422KE1000 | DE |  | 2014-11-05 19:00 |  | Alarms; Occupancy; Bed | 81350 | KeepSafe Deluxe 8374NC | POSEY COMPANY | 135
CHRISTIANA |  | HOSPITAL-CH | 0 | 1331ke1243 | DE |  |  |  | Alarms; Occupancy; Bed | 64313 | KeepSafe Deluxe 8374NC | POSEY COMPANY | 50.19
CHRISTIANA |  | HOSPITAL-CH | 0 | 8374x12210880 | DE |  |  |  | Alarms; Occupancy; Bed | 51600 | KeepSafe Deluxe 8374NC | POSEY COMPANY | 135
CHRISTIANA |  | HOSPITAL-CH | 0 | 12240309 | DE |  |  |  | Alarms; Occupancy; Bed | 50883 | KeepSafe Deluxe 8374NC | POSEY COMPANY | 135
CHRISTIANA |  | HOSPITAL-CH | 0 | 12220927 | DE |  |  |  | Alarms; Occupancy; Bed | 51046 | KeepSafe Deluxe 8374NC | POSEY COMPANY | 135
CHRISTIANA |  | HOSPITAL-WH | 0 | 12220681 | DE |  |  |  | Alarms; Occupancy; Bed | 80021 | KeepSafe Deluxe 8374NC | POSEY COMPANY | 135
CHRISTIANA |  | HOSPITAL-CH | 0 | 12221202 | DE |  |  |  | Alarms; Occupancy; Bed | 51096 | KeepSafe Deluxe 8374NC | POSEY COMPANY | 135
CHRISTIANA |  | HOSPITAL-CH | 0 | 12210618 | DE |  |  |  | Alarms; Occupancy; Bed | 50794 | KeepSafe Deluxe 8374NC | POSEY COMPANY | 135
CHRISTIANA |  | HOSPITAL-CH | 0 | 12240006 | DE |  |  |  | Alarms; Occupancy; Bed | 50873 | KeepSafe Deluxe 8374NC | POSEY COMPANY | 135
CHRISTIANA |  | HOSPITAL-WH | 0 | 1539KE0103 | DE |  |  |  | Alarms; Occupancy; Bed | 87259 | KeepSafe Deluxe 8374NC | POSEY COMPANY | 135
CHRISTIANA |  | HOSPITAL-CH | 0 | 1327KE0033 | DE |  |  |  | Alarms; Occupancy; Bed | 53313 | KeepSafe Deluxe 8374NC | POSEY COMPANY | 135
CHRISTIANA |  | HOSPITAL-CH | 0 | 12210604 | DE |  |  |  | Alarms; Occupancy; Bed | 50734 | KeepSafe Deluxe 8374NC | POSEY COMPANY | 135
CHRISTIANA |  | HOSPITAL-CH | 0 | 12220922 | DE |  |  |  | Alarms; Occupancy; Bed | 51050 | KeepSafe Deluxe 8374NC | POSEY COMPANY | 135
CHRISTIANA |  | HOSPITAL-CH | 0 | 1232KE0661 | DE |  |  |  | Alarms; Occupancy; Bed | 51557 | KeepSafe Deluxe 8374NC | POSEY COMPANY | 135
CHRISTIANA |  | HOSPITAL-CH | 0 | 1232KE0663 | DE |  |  |  | Alarms; Occupancy; Bed | 51559 | KeepSafe Deluxe 8374NC | POSEY COMPANY | 135
CHRISTIANA |  | HOSPITAL-WH | 0 | 8374X12200686 | DE |  |  |  | Alarms; Occupancy; Bed | 50185 | KeepSafe Deluxe 8374NC | POSEY COMPANY | 135
CHRISTIANA |  | HOSPITAL-CH | 0 | 1416KE0130 | DE |  |  |  | Alarms; Occupancy; Bed | 54288 | KeepSafe Deluxe 8374NC | POSEY COMPANY | 135
CHRISTIANA |  | HOSPITAL-CH | 0 | 8374X12220735 | DE |  |  |  | Alarms; Occupancy; Bed | 50998 | KeepSafe Deluxe 8374NC | POSEY COMPANY | 135
CHRISTIANA |  | HOSPITAL-CH | 0 | 1419KE0945 | DE |  |  |  | Alarms; Occupancy; Bed | 80793 | KeepSafe Deluxe 8374NC | POSEY COMPANY | 135
CHRISTIANA |  | HOSPITAL-CH | 0 | 1419KE0949 | DE |  |  |  | Alarms; Occupancy; Bed | 80797 | KeepSafe Deluxe 8374NC | POSEY COMPANY | 135
CHRISTIANA |  | HOSPITAL-WH | 0 | 1245KE0135 | DE |  |  |  | Alarms; Occupancy; Bed | 50199 | KeepSafe Deluxe 8374NC | POSEY COMPANY | 135
CHRISTIANA |  | HOSPITAL-WH | 0 | 8374X12170843 | DE |  |  |  | Alarms; Occupancy; Bed | 50201 | KeepSafe Deluxe 8374NC | POSEY COMPANY | 135
CHRISTIANA |  | HOSPITAL-CH | 0 | 1412ke0897 | DE |  |  |  | Alarms; Occupancy; Bed | 45045 | KeepSafe Deluxe 8374NC | POSEY COMPANY | 135
CHRISTIANA |  | HOSPITAL-CH | 0 | 1419KE0049 | DE |  | 2014-11-05 19:00 |  | Alarms; Occupancy; Bed | 81282 | KeepSafe Deluxe 8374NC | POSEY COMPANY | 135
CHRISTIANA |  | HOSPITAL-WH | 0 | 1411KE0430 | DE |  |  |  | Alarms; Occupancy; Bed | 50217 | KeepSafe Deluxe 8374NC | POSEY COMPANY | 135
CHRISTIANA |  | HOSPITAL-WH | 0 | 1411KE0539 | DE |  |  |  | Alarms; Occupancy; Bed | 50219 | KeepSafe Deluxe 8374NC | POSEY COMPANY | 135
CHRISTIANA |  | HOSPITAL-CH | 0 | 12210385 | DE |  |  |  | Alarms; Occupancy; Bed | 50713 | KeepSafe Deluxe 8374NC | POSEY COMPANY | 135
CHRISTIANA |  | HOSPITAL-WH | 0 | 1244KE0287 | DE |  |  |  | Alarms; Occupancy; Bed | 50122 | KeepSafe Deluxe 8374NC | POSEY COMPANY | 135
CHRISTIANA |  | HOSPITAL-CH | 0 | 12220935 | DE |  |  |  | Alarms; Occupancy; Bed | 50854 | KeepSafe Deluxe 8374NC | POSEY COMPANY | 135
CHRISTIANA |  | HOSPITAL-CH | 0 | 12221698 | DE |  |  |  | Alarms; Occupancy; Bed | 50895 | KeepSafe Deluxe 8374NC | POSEY COMPANY | 135
CHRISTIANA |  | HOSPITAL-CH | 0 | 12210503 | DE |  |  |  | Alarms; Occupancy; Bed | 50765 | KeepSafe Deluxe 8374NC | POSEY COMPANY | 135
CHRISTIANA |  | HOSPITAL-CH | 0 | 12210500 | DE |  |  |  | Alarms; Occupancy; Bed | 50767 | KeepSafe Deluxe 8374NC | POSEY COMPANY | 135
CHRISTIANA |  | HOSPITAL-WH | 0 | 1312KE1083 | DE |  |  |  | Alarms; Occupancy; Bed | 50136 | KeepSafe Deluxe 8374NC | POSEY COMPANY | 135
CHRISTIANA |  | HOSPITAL-WH | 0 | 8374X12171409 | DE |  |  |  | Alarms; Occupancy; Bed | 50138 | KeepSafe Deluxe 8374NC | POSEY COMPANY | 135
CHRISTIANA |  | HOSPITAL-CH | 0 | 1421KE0188 | DE |  |  |  | Alarms; Occupancy; Bed | 81554 | KeepSafe Deluxe 8374NC | POSEY COMPANY | 135
CHRISTIANA |  | HOSPITAL-CH | 0 | 1422KE0536 | DE |  |  |  | Alarms; Occupancy; Bed | 81612 | KeepSafe Deluxe 8374NC | POSEY COMPANY | 135
CHRISTIANA |  | HOSPITAL-CH | 0 | 8374X12210609 | DE |  |  |  | Alarms; Occupancy; Bed | 50984 | KeepSafe Deluxe 8374NC | POSEY COMPANY | 135
CHRISTIANA |  | HOSPITAL-CH | 0 | 12220895 | DE |  |  |  | Alarms; Occupancy; Bed | 50813 | KeepSafe Deluxe 8374NC | POSEY COMPANY | 135
CHRISTIANA |  | HOSPITAL-CH | 0 | 1232KE0664 | DE |  |  |  | Alarms; Occupancy; Bed | 51560 | KeepSafe Deluxe 8374NC | POSEY COMPANY | 135
CHRISTIANA |  | HOSPITAL-CH | 0 | 8374X12210513 | DE |  |  |  | Alarms; Occupancy; Bed | 50979 | KeepSafe Deluxe 8374NC | POSEY COMPANY | 135
CHRISTIANA |  | HOSPITAL-CH | 0 | 8374X12160790 | DE |  |  |  | Alarms; Occupancy; Bed | 51023 | KeepSafe Deluxe 8374NC | POSEY COMPANY | 135
CHRISTIANA |  | HOSPITAL-WH | 0 | 1419KE0948 | DE |  |  |  | Alarms; Occupancy; Bed | 80794 | KeepSafe Deluxe 8374NC | POSEY COMPANY | 135
CHRISTIANA |  | HOSPITAL-WH | 0 | 8374X12170844 | DE |  |  |  | Alarms; Occupancy; Bed | 50200 | KeepSafe Deluxe 8374NC | POSEY COMPANY | 135
CHRISTIANA |  | HOSPITAL-CH | 0 | 1315ke0292 | DE |  |  |  | Alarms; Occupancy; Bed | 45048 | KeepSafe Deluxe 8374NC | POSEY COMPANY | 135
CHRISTIANA |  | HOSPITAL-WH | 0 | 8374X12160222 | DE |  |  |  | Alarms; Occupancy; Bed | 50216 | KeepSafe Deluxe 8374NC | POSEY COMPANY | 135
CHRISTIANA |  | HOSPITAL-WH | 0 | 8374X12160235 | DE |  |  |  | Alarms; Occupancy; Bed | 50218 | KeepSafe Deluxe 8374NC | POSEY COMPANY | 135
CHRISTIANA |  | HOSPITAL-CH | 0 | 12210733 | DE |  | 2012-11-10 19:00 |  | Alarms; Occupancy; Bed | 51040 | KeepSafe Deluxe 8374NC | POSEY COMPANY | 135
CHRISTIANA |  | HOSPITAL-CH | 0 | 1410ke0978 | DE |  | 2017-05-31 20:00 |  | Alarms; Occupancy; Bed | 100278 | KeepSafe Deluxe 8374NC | POSEY COMPANY | 48.61
CHRISTIANA |  | HOSPITAL-CH | 0 | 12220760 | DE |  |  |  | Alarms; Occupancy; Bed | 50746 | KeepSafe Deluxe 8374NC | POSEY COMPANY | 135
CHRISTIANA |  | HOSPITAL-CH | 0 | 1421KE0049 | DE |  | 2014-11-05 19:00 |  | Alarms; Occupancy; Bed | 81348 | KeepSafe Deluxe 8374NC | POSEY COMPANY | 135
CHRISTIANA |  | HOSPITAL-CH | 0 | 12240242 | DE |  |  |  | Alarms; Occupancy; Bed | 50770 | KeepSafe Deluxe 8374NC | POSEY COMPANY | 135
CHRISTIANA |  | HOSPITAL-CH | 0 | 8374X12240149 | DE |  |  |  | Alarms; Occupancy; Bed | 51014 | KeepSafe Deluxe 8374NC | POSEY COMPANY | 135
CHRISTIANA |  | HOSPITAL-CH | 0 | 8374X12240150 | DE |  |  |  | Alarms; Occupancy; Bed | 51015 | KeepSafe Deluxe 8374NC | POSEY COMPANY | 135
CHRISTIANA |  | HOSPITAL-CH | 0 | 1333KE1218 | DE |  |  |  | Alarms; Occupancy; Bed | 50822 | KeepSafe Deluxe 8374NC | POSEY COMPANY | 135
CHRISTIANA |  | HOSPITAL-WH | 0 | 8374X12171501 | DE |  |  |  | Alarms; Occupancy; Bed | 50121 | KeepSafe Deluxe 8374NC | POSEY COMPANY | 135
CHRISTIANA |  | HOSPITAL-CH | 0 | 12160952 | DE |  |  |  | Alarms; Occupancy; Bed | 51084 | KeepSafe Deluxe 8374NC | POSEY COMPANY | 135
CHRISTIANA |  | HOSPITAL-WH | 0 | 1329KE0607 | DE |  |  |  | Alarms; Occupancy; Bed | 50137 | KeepSafe Deluxe 8374NC | POSEY COMPANY | 135
CHRISTIANA |  | HOSPITAL-CH | 0 | 12201212 | DE |  |  |  | Alarms; Occupancy; Bed | 51095 | KeepSafe Deluxe 8374NC | POSEY COMPANY | 135
CHRISTIANA |  | HOSPITAL-CH | 0 | 8374X12210515 | DE |  |  |  | Alarms; Occupancy; Bed | 51008 | KeepSafe Deluxe 8374NC | POSEY COMPANY | 135
CHRISTIANA |  | HOSPITAL-CH | 0 | 1333KE0227 | DE |  |  |  | Alarms; Occupancy; Bed | 50887 | KeepSafe Deluxe 8374NC | POSEY COMPANY | 135
CHRISTIANA |  | HOSPITAL-CH | 0 | 8374X12210817 | DE |  |  |  | Alarms; Occupancy; Bed | 51561 | KeepSafe Deluxe 8374NC | POSEY COMPANY | 135
CHRISTIANA |  | HOSPITAL-CH | 0 | 8374x12210819 | DE |  |  |  | Alarms; Occupancy; Bed | 51563 | KeepSafe Deluxe 8374NC | POSEY COMPANY | 135
CHRISTIANA |  | HOSPITAL-CH | 0 | 12220718 | DE |  |  |  | Alarms; Occupancy; Bed | 50826 | KeepSafe Deluxe 8374NC | POSEY COMPANY | 135
CHRISTIANA |  | HOSPITAL-WH | 0 | 1329KE0604 | DE |  |  |  | Alarms; Occupancy; Bed | 50187 | KeepSafe Deluxe 8374NC | POSEY COMPANY | 135
CHRISTIANA |  | HOSPITAL-WH | 0 | 1329KE0605 | DE |  |  |  | Alarms; Occupancy; Bed | 50189 | KeepSafe Deluxe 8374NC | POSEY COMPANY | 135
CHRISTIANA |  | HOSPITAL-CH | 0 | 1422KE0206 | DE |  | 2014-11-05 19:00 |  | Alarms; Occupancy; Bed | 81604 | KeepSafe Deluxe 8374NC | POSEY COMPANY | 135
CHRISTIANA |  | HOSPITAL-CH | 0 | 1419KE0951 | DE |  | 2014-11-05 19:00 |  | Alarms; Occupancy; Bed | 80799 | KeepSafe Deluxe 8374NC | POSEY COMPANY | 135
CHRISTIANA |  | HOSPITAL-WH | 0 | 8374X12170841 | DE |  |  |  | Alarms; Occupancy; Bed | 50203 | KeepSafe Deluxe 8374NC | POSEY COMPANY | 135
CHRISTIANA |  | HOSPITAL-CH | 0 | 12220807 | DE |  |  |  | Alarms; Occupancy; Bed | 51106 | KeepSafe Deluxe 8374NC | POSEY COMPANY | 135
CHRISTIANA |  | HOSPITAL-CH | 0 | 1422KE0993 | DE |  |  |  | Alarms; Occupancy; Bed | 81352 | KeepSafe Deluxe 8374NC | POSEY COMPANY | 135
CHRISTIANA |  | HOSPITAL-CH | 0 | 12221208 | DE |  |  |  | Alarms; Occupancy; Bed | 51100 | KeepSafe Deluxe 8374NC | POSEY COMPANY | 135
CHRISTIANA |  | HOSPITAL-CH | 0 | 8374x12210704 | DE |  |  |  | Alarms; Occupancy; Bed | 51592 | KeepSafe Deluxe 8374NC | POSEY COMPANY | 135
CHRISTIANA |  | HOSPITAL-CH | 0 | 1419KE0012 | DE |  |  |  | Alarms; Occupancy; Bed | 81366 | KeepSafe Deluxe 8374NC | POSEY COMPANY | 135
CHRISTIANA |  | HOSPITAL-WH | 0 | 8374X12170960 | DE |  |  |  | Alarms; Occupancy; Bed | 50221 | KeepSafe Deluxe 8374NC | POSEY COMPANY | 135
CHRISTIANA |  | HOSPITAL-WH | 0 | 8374X12171323 | DE |  |  |  | Alarms; Occupancy; Bed | 50124 | KeepSafe Deluxe 8374NC | POSEY COMPANY | 135
CHRISTIANA |  | HOSPITAL-WH | 0 | 8374X12171499 | DE |  |  |  | Alarms; Occupancy; Bed | 50126 | KeepSafe Deluxe 8374NC | POSEY COMPANY | 135
CHRISTIANA |  | HOSPITAL-CH | 0 | 1419KE0044 | DE |  |  |  | Alarms; Occupancy; Bed | 81426 | KeepSafe Deluxe 8374NC | POSEY COMPANY | 135
CHRISTIANA |  | HOSPITAL-WH | 0 | 8374X12171416 | DE |  |  |  | Alarms; Occupancy; Bed | 50140 | KeepSafe Deluxe 8374NC | POSEY COMPANY | 135
CHRISTIANA |  | HOSPITAL-WH | 0 | 8374X12170463 | DE |  |  |  | Alarms; Occupancy; Bed | 50142 | KeepSafe Deluxe 8374NC | POSEY COMPANY | 135
CHRISTIANA |  | HOSPITAL-CH | 0 | 12210891 | DE |  |  |  | Alarms; Occupancy; Bed | 51061 | KeepSafe Deluxe 8374NC | POSEY COMPANY | 135
CHRISTIANA |  | HOSPITAL-CH | 0 | 8374X12220749 | DE |  |  |  | Alarms; Occupancy; Bed | 50966 | KeepSafe Deluxe 8374NC | POSEY COMPANY | 135
CHRISTIANA |  | HOSPITAL-CH | 0 | 1447NEO586 | DE |  |  |  | Alarms; Occupancy; Bed | 86061 | KeepSafe Deluxe 8374NC | POSEY COMPANY | 105.82
CHRISTIANA |  | HOSPITAL-CH | 0 | 1447NEO598 | DE |  |  |  | Alarms; Occupancy; Bed | 86059 | KeepSafe Deluxe 8374NC | POSEY COMPANY | 105.82
CHRISTIANA |  | HOSPITAL-WH | 0 | 1312KE1085 | DE |  |  |  | Alarms; Occupancy; Bed | 49766 | KeepSafe Deluxe 8374NC | POSEY COMPANY | 135
CHRISTIANA |  | HOSPITAL-CH | 0 | 12160759 | DE |  |  |  | Alarms; Occupancy; Bed | 50923 | KeepSafe Deluxe 8374NC | POSEY COMPANY | 135
CHRISTIANA |  | HOSPITAL-CH | 0 | 1424KE0195 | DE |  | 2014-11-05 19:00 |  | Alarms; Occupancy; Bed | 81308 | KeepSafe Deluxe 8374NC | POSEY COMPANY | 135
CHRISTIANA |  | HOSPITAL-CH | 0 | 1333KE1128 | DE |  |  |  | Alarms; Occupancy; Bed | 50815 | KeepSafe Deluxe 8374NC | POSEY COMPANY | 135
CHRISTIANA |  | HOSPITAL-WH | 0 | 1419KE0746 | DE |  |  |  | Alarms; Occupancy; Bed | 80573 | KeepSafe Deluxe 8374NC | POSEY COMPANY | 135
CHRISTIANA |  | HOSPITAL-CH | 0 | 8374X12210818 | DE |  |  |  | Alarms; Occupancy; Bed | 51562 | KeepSafe Deluxe 8374NC | POSEY COMPANY | 135
CHRISTIANA |  | HOSPITAL-CH | 0 | 8374x12210820 | DE |  |  |  | Alarms; Occupancy; Bed | 51564 | KeepSafe Deluxe 8374NC | POSEY COMPANY | 135
CHRISTIANA |  | HOSPITAL-CH | 0 | 8374X12210514 | DE |  |  |  | Alarms; Occupancy; Bed | 50980 | KeepSafe Deluxe 8374NC | POSEY COMPANY | 135
CHRISTIANA |  | HOSPITAL-CH | 0 | 8374X12220729 | DE |  |  |  | Alarms; Occupancy; Bed | 50992 | KeepSafe Deluxe 8374NC | POSEY COMPANY | 135
CHRISTIANA |  | HOSPITAL-WH | 0 | 8374X12200683 | DE |  |  |  | Alarms; Occupancy; Bed | 50186 | KeepSafe Deluxe 8374NC | POSEY COMPANY | 135
CHRISTIANA |  | HOSPITAL-CH | 0 | 1412KE0429 | DE |  |  |  | Alarms; Occupancy; Bed | 81053 | KeepSafe Deluxe 8374NC | POSEY COMPANY | 135
CHRISTIANA |  | HOSPITAL-CH | 0 | 8374X12160953 | DE |  |  |  | Alarms; Occupancy; Bed | 51026 | KeepSafe Deluxe 8374NC | POSEY COMPANY | 135
CHRISTIANA |  | HOSPITAL-CH | 0 | 1422KE0207 | DE |  | 2014-11-05 19:00 |  | Alarms; Occupancy; Bed | 81605 | KeepSafe Deluxe 8374NC | POSEY COMPANY | 135
CHRISTIANA |  | HOSPITAL-CH | 0 | 8374x12210703 | DE |  |  |  | Alarms; Occupancy; Bed | 51591 | KeepSafe Deluxe 8374NC | POSEY COMPANY | 135
CHRISTIANA |  | HOSPITAL-WH | 0 | 8374X12221255 | DE |  |  |  | Alarms; Occupancy; Bed | 50220 | KeepSafe Deluxe 8374NC | POSEY COMPANY | 135
CHRISTIANA |  | HOSPITAL-CH | 0 | 1419KE0936 | DE |  | 2012-11-10 19:00 |  | Alarms; Occupancy; Bed | 80677 | KeepSafe Deluxe 8374NC | POSEY COMPANY | 135
CHRISTIANA |  | HOSPITAL-CH | 0 | 8374X12240152 | DE |  |  |  | Alarms; Occupancy; Bed | 51017 | KeepSafe Deluxe 8374NC | POSEY COMPANY | 135
CHRISTIANA |  | HOSPITAL-WH | 0 | 1411KE0431 | DE |  |  |  | Alarms; Occupancy; Bed | 50123 | KeepSafe Deluxe 8374NC | POSEY COMPANY | 135
CHRISTIANA |  | HOSPITAL-CH | 0 | 1419KE0043 | DE |  | 2014-11-05 19:00 |  | Alarms; Occupancy; Bed | 81425 | KeepSafe Deluxe 8374NC | POSEY COMPANY | 135
CHRISTIANA |  | HOSPITAL-CH | 0 | 1412KE0425 | DE |  |  |  | Alarms; Occupancy; Bed | 81054 | KeepSafe Deluxe 8374NC | POSEY COMPANY | 135
CHRISTIANA |  | HOSPITAL-CH | 0 | 12160948 | DE |  |  |  | Alarms; Occupancy; Bed | 51086 | KeepSafe Deluxe 8374NC | POSEY COMPANY | 135
CHRISTIANA |  | HOSPITAL-CH | 0 | 12240345 | DE |  |  |  | Alarms; Occupancy; Bed | 45564 | KeepSafe Deluxe 8374NC | POSEY COMPANY | 135
CHRISTIANA |  | HOSPITAL-WH | 0 | 8374X12171414 | DE |  |  |  | Alarms; Occupancy; Bed | 50139 | KeepSafe Deluxe 8374NC | POSEY COMPANY | 135
CHRISTIANA |  | HOSPITAL-CH | 0 | 1222804 | DE |  |  |  | Alarms; Occupancy; Bed | 51122 | KeepSafe Deluxe 8374NC | POSEY COMPANY | 135
CHRISTIANA |  | HOSPITAL-CH | 0 | 1447NEO594 | DE |  |  |  | Alarms; Occupancy; Bed | 86062 | KeepSafe Deluxe 8374NC | POSEY COMPANY | 105.82
CHRISTIANA |  | HOSPITAL-CH | 0 | 1447NEO597 | DE |  |  |  | Alarms; Occupancy; Bed | 86060 | KeepSafe Deluxe 8374NC | POSEY COMPANY | 105.82
CHRISTIANA |  | HOSPITAL-CH | 0 | 8374X12210518 | DE |  |  |  | Alarms; Occupancy; Bed | 51009 | KeepSafe Deluxe 8374NC | POSEY COMPANY | 135
CHRISTIANA |  | HOSPITAL-CH | 0 | 1419ke0899 | DE |  |  |  | Alarms; Occupancy; Bed | 81133 | KeepSafe Deluxe 8374NC | POSEY COMPANY | 135
CHRISTIANA |  | HOSPITAL-CH | 0 | 12220837 | DE |  |  |  | Alarms; Occupancy; Bed | 50938 | KeepSafe Deluxe 8374NC | POSEY COMPANY | 135
CHRISTIANA |  | HOSPITAL-CH | 0 | 12240312 | DE |  |  |  | Alarms; Occupancy; Bed | 50889 | KeepSafe Deluxe 8374NC | POSEY COMPANY | 135
CHRISTIANA |  | HOSPITAL-CH | 0 | 8374x12210821 | DE |  |  |  | Alarms; Occupancy; Bed | 51565 | KeepSafe Deluxe 8374NC | POSEY COMPANY | 135
CHRISTIANA |  | HOSPITAL-WH | 0 | 1244KE0239 | DE |  |  |  | Alarms; Occupancy; Bed | 50191 | KeepSafe Deluxe 8374NC | POSEY COMPANY | 135
CHRISTIANA |  | HOSPITAL-CH | 0 | 12210895 | DE |  |  |  | Alarms; Occupancy; Bed | 51066 | KeepSafe Deluxe 8374NC | POSEY COMPANY | 135
CHRISTIANA |  | HOSPITAL-WH | 0 | 8374X12211076 | DE |  |  |  | Alarms; Occupancy; Bed | 50207 | KeepSafe Deluxe 8374NC | POSEY COMPANY | 135
CHRISTIANA |  | HOSPITAL-WH | 0 | 1313KE0317 | DE |  |  |  | Alarms; Occupancy; Bed | 50211 | KeepSafe Deluxe 8374NC | POSEY COMPANY | 135
CHRISTIANA |  | HOSPITAL-CH | 0 | 12222808 | DE |  |  |  | Alarms; Occupancy; Bed | 51109 | KeepSafe Deluxe 8374NC | POSEY COMPANY | 135
CHRISTIANA |  | HOSPITAL-CH | 0 | 12050292 | DE |  |  |  | Alarms; Occupancy; Bed | 51594 | KeepSafe Deluxe 8374NC | POSEY COMPANY | 135
CHRISTIANA |  | HOSPITAL-CH | 0 | 1333KE1229 | DE |  |  |  | Alarms; Occupancy; Bed | 50880 | KeepSafe Deluxe 8374NC | POSEY COMPANY | 135
CHRISTIANA |  | HOSPITAL-CH | 0 | 1419KE0744 | DE |  |  |  | Alarms; Occupancy; Bed | 80749 | KeepSafe Deluxe 8374NC | POSEY COMPANY | 135
CHRISTIANA |  | HOSPITAL-CH | 0 | 1421KE0153 | DE |  |  |  | Alarms; Occupancy; Bed | 81324 | KeepSafe Deluxe 8374NC | POSEY COMPANY | 135
CHRISTIANA |  | HOSPITAL-CH | 0 | 12220790 | DE |  |  |  | Alarms; Occupancy; Bed | 50804 | KeepSafe Deluxe 8374NC | POSEY COMPANY | 135
CHRISTIANA |  | HOSPITAL-CH | 0 | 1419KE0048 | DE |  |  |  | Alarms; Occupancy; Bed | 81422 | KeepSafe Deluxe 8374NC | POSEY COMPANY | 135
CHRISTIANA |  | HOSPITAL-CH | 0 | 8374X12210461 | DE |  |  |  | Alarms; Occupancy; Bed | 50960 | KeepSafe Deluxe 8374NC | POSEY COMPANY | 135
CHRISTIANA |  | HOSPITAL-WH | 0 | 8374X12170460 | DE |  |  |  | Alarms; Occupancy; Bed | 50143 | KeepSafe Deluxe 8374NC | POSEY COMPANY | 135
CHRISTIANA |  | HOSPITAL-CH | 0 | 1419KE0303 | DE |  |  |  | Alarms; Occupancy; Bed | 81619 | KeepSafe Deluxe 8374NC | POSEY COMPANY | 135
CHRISTIANA |  | HOSPITAL-CH | 0 | 1446NEO322 | DE |  |  |  | Alarms; Occupancy; Bed | 86067 | KeepSafe Deluxe 8374NC | POSEY COMPANY | 105.82
CHRISTIANA |  | HOSPITAL-CH | 0 | 1446NEO435 | DE |  |  |  | Alarms; Occupancy; Bed | 86065 | KeepSafe Deluxe 8374NC | POSEY COMPANY | 105.82
CHRISTIANA |  | HOSPITAL-CH | 0 | 12210391 | DE |  |  |  | Alarms; Occupancy; Bed | 50717 | KeepSafe Deluxe 8374NC | POSEY COMPANY | 135
CHRISTIANA |  | HOSPITAL-CH | 0 | 1424KE0199 | DE |  | 2014-11-05 19:00 |  | Alarms; Occupancy; Bed | 81303 | KeepSafe Deluxe 8374NC | POSEY COMPANY | 135
CHRISTIANA |  | HOSPITAL-CH | 0 | 1419KE0249 | DE |  |  |  | Alarms; Occupancy; Bed | 81316 | KeepSafe Deluxe 8374NC | POSEY COMPANY | 135
CHRISTIANA |  | HOSPITAL-CH | 0 | 8374X12160786 | DE |  |  |  | Alarms; Occupancy; Bed | 51019 | KeepSafe Deluxe 8374NC | POSEY COMPANY | 135
CHRISTIANA |  | HOSPITAL-CH | 0 | 8374x12210822 | DE |  |  |  | Alarms; Occupancy; Bed | 51566 | KeepSafe Deluxe 8374NC | POSEY COMPANY | 135
CHRISTIANA |  | HOSPITAL-WH | 0 | 50190 | DE |  |  |  | Alarms; Occupancy; Bed | 50190 | KeepSafe Deluxe 8374NC | POSEY COMPANY | 135
CHRISTIANA |  | HOSPITAL-WH | 0 | 8374X12200256 | DE |  |  |  | Alarms; Occupancy; Bed | 50192 | KeepSafe Deluxe 8374NC | POSEY COMPANY | 135
CHRISTIANA |  | HOSPITAL-CH | 0 | 12210448 | DE |  |  |  | Alarms; Occupancy; Bed | 50947 | KeepSafe Deluxe 8374NC | POSEY COMPANY | 135
CHRISTIANA |  | HOSPITAL-CH | 0 | 1333KE1596 | DE |  |  |  | Alarms; Occupancy; Bed | 50899 | KeepSafe Deluxe 8374NC | POSEY COMPANY | 135
CHRISTIANA |  | HOSPITAL-WH | 0 | 1411KE0534 | DE |  |  |  | Alarms; Occupancy; Bed | 50210 | KeepSafe Deluxe 8374NC | POSEY COMPANY | 135
CHRISTIANA |  | HOSPITAL-CH | 0 | 12050291 | DE |  |  |  | Alarms; Occupancy; Bed | 51593 | KeepSafe Deluxe 8374NC | POSEY COMPANY | 135
CHRISTIANA |  | HOSPITAL-CH | 0 | 1428ne0618 | DE |  |  |  | Alarms; Occupancy; Bed | 87610 | KeepSafe Deluxe 8374NC | POSEY COMPANY | 105.82
CHRISTIANA |  | HOSPITAL-CH | 0 | 8374X12210521 | DE |  |  |  | Alarms; Occupancy; Bed | 50975 | KeepSafe Deluxe 8374NC | POSEY COMPANY | 135
CHRISTIANA |  | HOSPITAL-CH | 0 | 8374X12220731 | DE |  |  |  | Alarms; Occupancy; Bed | 50994 | KeepSafe Deluxe 8374NC | POSEY COMPANY | 135
CHRISTIANA |  | HOSPITAL-WH | 0 | 1411KE0538 | DE |  |  |  | Alarms; Occupancy; Bed | 50127 | KeepSafe Deluxe 8374NC | POSEY COMPANY | 135
CHRISTIANA |  | HOSPITAL-WH | 0 | 1327KE0116 | DE |  |  |  | Alarms; Occupancy; Bed | 50129 | KeepSafe Deluxe 8374NC | POSEY COMPANY | 135
CHRISTIANA |  | HOSPITAL-CH | 0 | 1419KE0047 | DE |  | 2014-11-05 19:00 |  | Alarms; Occupancy; Bed | 81424 | KeepSafe Deluxe 8374NC | POSEY COMPANY | 135
CHRISTIANA |  | HOSPITAL-CH | 0 | 1411KE0187 | DE |  |  |  | Alarms; Occupancy; Bed | 54245 | KeepSafe Deluxe 8374NC | POSEY COMPANY | 135
CHRISTIANA |  | HOSPITAL-CH | 0 | 1319ke1527 | DE |  |  |  | Alarms; Occupancy; Bed | 52776 | KeepSafe Deluxe 8374NC | POSEY COMPANY | 135
CHRISTIANA |  | HOSPITAL-CH | 0 | 122400070 | DE |  |  |  | Alarms; Occupancy; Bed | 50739 | KeepSafe Deluxe 8374NC | POSEY COMPANY | 135
CHRISTIANA |  | HOSPITAL-CH | 0 | 1424KE0198 | DE |  |  |  | Alarms; Occupancy; Bed | 81305 | KeepSafe Deluxe 8374NC | POSEY COMPANY | 135
CHRISTIANA |  | HOSPITAL-CH | 0 | 12240068 | DE |  |  |  | Alarms; Occupancy; Bed | 50743 | KeepSafe Deluxe 8374NC | POSEY COMPANY | 135
CHRISTIANA |  | HOSPITAL-CH | 0 | 12160758 | DE |  |  |  | Alarms; Occupancy; Bed | 50922 | KeepSafe Deluxe 8374NC | POSEY COMPANY | 135
CHRISTIANA |  | HOSPITAL-WH | 0 | 8374x12200040 | DE |  |  |  | Alarms; Occupancy; Bed | 50165 | KeepSafe Deluxe 8374NC | POSEY COMPANY | 135
CHRISTIANA |  | HOSPITAL-CH | 0 | 12160756 | DE |  |  |  | Alarms; Occupancy; Bed | 50928 | KeepSafe Deluxe 8374NC | POSEY COMPANY | 135
CHRISTIANA |  | HOSPITAL-CH | 0 | 12220944 | DE |  |  |  | Alarms; Occupancy; Bed | 50839 | KeepSafe Deluxe 8374NC | POSEY COMPANY | 135
CHRISTIANA |  | HOSPITAL-CH | 0 | 1232KE0658 | DE |  |  |  | Alarms; Occupancy; Bed | 51554 | KeepSafe Deluxe 8374NC | POSEY COMPANY | 135
CHRISTIANA |  | HOSPITAL-CH | 0 | 1232KE0660 | DE |  |  |  | Alarms; Occupancy; Bed | 51556 | KeepSafe Deluxe 8374NC | POSEY COMPANY | 135
CHRISTIANA |  | HOSPITAL-WH | 0 | 1312KE1082 | DE |  |  |  | Alarms; Occupancy; Bed | 50178 | KeepSafe Deluxe 8374NC | POSEY COMPANY | 135
CHRISTIANA |  | HOSPITAL-CH | 0 | 12201215 | DE |  |  |  | Alarms; Occupancy; Bed | 51081 | KeepSafe Deluxe 8374NC | POSEY COMPANY | 135
CHRISTIANA |  | HOSPITAL-CH | 0 | 12210444 | DE |  |  |  | Alarms; Occupancy; Bed | 50949 | KeepSafe Deluxe 8374NC | POSEY COMPANY | 135
CHRISTIANA |  | HOSPITAL-CH | 0 | 12200480 | DE |  |  |  | Alarms; Occupancy; Bed | 50861 | KeepSafe Deluxe 8374NC | POSEY COMPANY | 135
CHRISTIANA |  | HOSPITAL-CH | 0 | 12221801 | DE |  |  |  | Alarms; Occupancy; Bed | 51119 | KeepSafe Deluxe 8374NC | POSEY COMPANY | 135
CHRISTIANA |  | HOSPITAL-CH | 0 | 1232KE0807 | DE |  |  |  | Alarms; Occupancy; Bed | 51583 | KeepSafe Deluxe 8374NC | POSEY COMPANY | 135
CHRISTIANA |  | HOSPITAL-CH | 0 | 8374x12210875 | DE |  |  |  | Alarms; Occupancy; Bed | 51598 | KeepSafe Deluxe 8374NC | POSEY COMPANY | 135
CHRISTIANA |  | HOSPITAL-CH | 0 | 12240311 | DE |  |  |  | Alarms; Occupancy; Bed | 50884 | KeepSafe Deluxe 8374NC | POSEY COMPANY | 135
CHRISTIANA |  | HOSPITAL-CH | 0 | 12220925 | DE |  |  |  | Alarms; Occupancy; Bed | 51047 | KeepSafe Deluxe 8374NC | POSEY COMPANY | 135
CHRISTIANA |  | HOSPITAL-CH | 0 | 12220725 | DE |  |  |  | Alarms; Occupancy; Bed | 50755 | KeepSafe Deluxe 8374NC | POSEY COMPANY | 135
CHRISTIANA |  | HOSPITAL-WH | 0 | 1351KE0021 | DE |  |  |  | Alarms; Occupancy; Bed | 80529 | KeepSafe Deluxe 8374NC | POSEY COMPANY | 50.19
CHRISTIANA |  | HOSPITAL-WH | 0 | 8374x12170457 | DE |  |  |  | Alarms; Occupancy; Bed | 50149 | KeepSafe Deluxe 8374NC | POSEY COMPANY | 135
CHRISTIANA |  | HOSPITAL-CH | 0 | 8374X12220709 | DE |  |  |  | Alarms; Occupancy; Bed | 51004 | KeepSafe Deluxe 8374NC | POSEY COMPANY | 135
CHRISTIANA |  | HOSPITAL-CH | 0 | 1419KE0770 | DE |  |  |  | Alarms; Occupancy; Bed | 80833 | KeepSafe Deluxe 8374NC | POSEY COMPANY | 135
CHRISTIANA |  | HOSPITAL-CH | 0 | 1232KE0657 | DE |  |  |  | Alarms; Occupancy; Bed | 51553 | KeepSafe Deluxe 8374NC | POSEY COMPANY | 135
CHRISTIANA |  | HOSPITAL-CH | 0 | 1232KE0659 | DE |  |  |  | Alarms; Occupancy; Bed | 51555 | KeepSafe Deluxe 8374NC | POSEY COMPANY | 135
CHRISTIANA |  | HOSPITAL-WH | 0 | 1419KE0685 | DE |  | 2014-11-05 19:00 |  | Alarms; Occupancy; Bed | 80770 | KeepSafe Deluxe 8374NC | POSEY COMPANY | 135
CHRISTIANA |  | HOSPITAL-CH | 0 | 12220763 | DE |  |  |  | Alarms; Occupancy; Bed | 50851 | KeepSafe Deluxe 8374NC | POSEY COMPANY | 135
CHRISTIANA |  | HOSPITAL-WH | 0 | 1327KE0822 | DE |  |  |  | Alarms; Occupancy; Bed | 53411 | KeepSafe Deluxe 8374NC | POSEY COMPANY | 135
CHRISTIANA |  | HOSPITAL-WH | 0 | 1312KE1084 | DE |  |  |  | Alarms; Occupancy; Bed | 49763 | KeepSafe Deluxe 8374NC | POSEY COMPANY | 135
CHRISTIANA |  | HOSPITAL-CH | 0 | 1419KE0156 | DE |  | 2014-11-05 19:00 |  | Alarms; Occupancy; Bed | 81459 | KeepSafe Deluxe 8374NC | POSEY COMPANY | 135
CHRISTIANA |  | HOSPITAL-CH | 0 | 1222806 | DE |  |  |  | Alarms; Occupancy; Bed | 51110 | KeepSafe Deluxe 8374NC | POSEY COMPANY | 135
CHRISTIANA |  | HOSPITAL-CH | 0 | 374x12210873 | DE |  |  |  | Alarms; Occupancy; Bed | 51597 | KeepSafe Deluxe 8374NC | POSEY COMPANY | 135
CHRISTIANA |  | HOSPITAL-CH | 0 | 1422KE0631 | DE |  | 2012-11-10 19:00 |  | Alarms; Occupancy; Bed | 81760 | KeepSafe Deluxe 8374NC | POSEY COMPANY | 135
CHRISTIANA |  | HOSPITAL-CH | 0 | 12210054 | DE |  |  |  | Alarms; Occupancy; Bed | 50721 | KeepSafe Deluxe 8374NC | POSEY COMPANY | 135
CHRISTIANA |  | HOSPITAL-CH | 0 | 1419KE0076 | DE |  |  |  | Alarms; Occupancy; Bed | 81392 | KeepSafe Deluxe 8374NC | POSEY COMPANY | 135
CHRISTIANA |  | HOSPITAL-WH | 0 | 1351KE0024 | DE |  |  |  | Alarms; Occupancy; Bed | 80528 | KeepSafe Deluxe 8374NC | POSEY COMPANY | 50.19
CHRISTIANA |  | HOSPITAL-CH | 0 | 12220847 | DE |  |  |  | Alarms; Occupancy; Bed | 50699 | KeepSafe Deluxe 8374NC | POSEY COMPANY | 135
CHRISTIANA |  | HOSPITAL-CH | 0 | 1446NE0533 | DE |  |  |  | Alarms; Occupancy; Bed | 86049 | KeepSafe Deluxe 8374NC | POSEY COMPANY | 105.82
CHRISTIANA |  | HOSPITAL-WH | 0 | 1327KE0069 | DE |  |  |  | Alarms; Occupancy; Bed | 50148 | KeepSafe Deluxe 8374NC | POSEY COMPANY | 135
CHRISTIANA |  | HOSPITAL-WH | 0 | 8374x12171049 | DE |  |  |  | Alarms; Occupancy; Bed | 50150 | KeepSafe Deluxe 8374NC | POSEY COMPANY | 135
CHRISTIANA |  | HOSPITAL-CH | 0 | 1419KE0009 | DE |  |  |  | Alarms; Occupancy; Bed | 81368 | KeepSafe Deluxe 8374NC | POSEY COMPANY | 135
CHRISTIANA |  | HOSPITAL-CH | 0 | 12210734 | DE |  |  |  | Alarms; Occupancy; Bed | 51037 | KeepSafe Deluxe 8374NC | POSEY COMPANY | 135
CHRISTIANA |  | HOSPITAL-CH | 0 | 1319KE1526 | DE |  |  |  | Alarms; Occupancy; Bed | 52796 | KeepSafe Deluxe 8374NC | POSEY COMPANY | 135
CHRISTIANA |  | HOSPITAL-WH | 0 | 8374X12221246 | DE |  |  |  | Alarms; Occupancy; Bed | 50167 | KeepSafe Deluxe 8374NC | POSEY COMPANY | 135
CHRISTIANA |  | HOSPITAL-WH | 0 | 8374X12221247 | DE |  |  |  | Alarms; Occupancy; Bed | 50169 | KeepSafe Deluxe 8374NC | POSEY COMPANY | 135
CHRISTIANA |  | HOSPITAL-CH | 0 | 12220943 | DE |  |  |  | Alarms; Occupancy; Bed | 50842 | KeepSafe Deluxe 8374NC | POSEY COMPANY | 135
CHRISTIANA |  | HOSPITAL-CH | 0 | 12240318 | DE |  |  |  | Alarms; Occupancy; Bed | 50784 | KeepSafe Deluxe 8374NC | POSEY COMPANY | 135
CHRISTIANA |  | HOSPITAL-CH | 0 | 8374X12210697 | DE |  |  |  | Alarms; Occupancy; Bed | 51585 | KeepSafe Deluxe 8374NC | POSEY COMPANY | 135
CHRISTIANA |  | HOSPITAL-CH | 0 | 1419KE0011 | DE |  | 2014-11-05 19:00 |  | Alarms; Occupancy; Bed | 81367 | KeepSafe Deluxe 8374NC | POSEY COMPANY | 135
CHRISTIANA |  | HOSPITAL-CH | 0 | 12210602 | DE |  |  |  | Alarms; Occupancy; Bed | 50736 | KeepSafe Deluxe 8374NC | POSEY COMPANY | 135
CHRISTIANA |  | HOSPITAL-CH | 0 | 12240187 | DE |  |  |  | Alarms; Occupancy; Bed | 50932 | KeepSafe Deluxe 8374NC | POSEY COMPANY | 135
CHRISTIANA |  | HOSPITAL-CH | 0 | 1251ke0196w | DE |  |  |  | Alarms; Occupancy; Bed | 87732 | KeepSafe Deluxe 8374NC | POSEY COMPANY | 135
CHRISTIANA |  | HOSPITAL-CH | 0 | 12160949 | DE |  |  |  | Alarms; Occupancy; Bed | 51085 | KeepSafe Deluxe 8374NC | POSEY COMPANY | 135
CHRISTIANA |  | HOSPITAL-CH | 0 | 12220804 | DE |  |  |  | Alarms; Occupancy; Bed | 51103 | KeepSafe Deluxe 8374NC | POSEY COMPANY | 135
CHRISTIANA |  | HOSPITAL-CH | 0 | 12221204 | DE |  |  |  | Alarms; Occupancy; Bed | 51097 | KeepSafe Deluxe 8374NC | POSEY COMPANY | 135
CHRISTIANA |  | HOSPITAL-CH | 0 | 1447NEO585 | DE |  |  |  | Alarms; Occupancy; Bed | 86064 | KeepSafe Deluxe 8374NC | POSEY COMPANY | 105.82
CHRISTIANA |  | HOSPITAL-WH | 0 | 1312KE1087 | DE |  |  |  | Alarms; Occupancy; Bed | 50151 | KeepSafe Deluxe 8374NC | POSEY COMPANY | 135
CHRISTIANA |  | HOSPITAL-CH | 0 | 12240004 | DE |  |  |  | Alarms; Occupancy; Bed | 50874 | KeepSafe Deluxe 8374NC | POSEY COMPANY | 135
CHRISTIANA |  | HOSPITAL-CH | 0 | 8374X12220711 | DE |  |  |  | Alarms; Occupancy; Bed | 51006 | KeepSafe Deluxe 8374NC | POSEY COMPANY | 135
CHRISTIANA |  | HOSPITAL-WH | 0 | 8374X12221245 | DE |  |  |  | Alarms; Occupancy; Bed | 50168 | KeepSafe Deluxe 8374NC | POSEY COMPANY | 135
CHRISTIANA |  | HOSPITAL-CH | 0 | 12210375 | DE |  |  |  | Alarms; Occupancy; Bed | 51073 | KeepSafe Deluxe 8374NC | POSEY COMPANY | 135
CHRISTIANA |  | HOSPITAL-CH | 0 | 1419KE0141 | DE |  | 2012-11-10 19:00 |  | Alarms; Occupancy; Bed | 81702 | KeepSafe Deluxe 8374NC | POSEY COMPANY | 135
CHRISTIANA |  | HOSPITAL-CH | 0 | 12240248 | DE |  |  |  | Alarms; Occupancy; Bed | 50773 | KeepSafe Deluxe 8374NC | POSEY COMPANY | 135
CHRISTIANA |  | HOSPITAL-CH | 0 | 8374X12210698 | DE |  |  |  | Alarms; Occupancy; Bed | 51586 | KeepSafe Deluxe 8374NC | POSEY COMPANY | 135
CHRISTIANA |  | HOSPITAL-CH | 0 | 1419KE0010 | DE |  | 2014-11-05 19:00 |  | Alarms; Occupancy; Bed | 81369 | KeepSafe Deluxe 8374NC | POSEY COMPANY | 135
CHRISTIANA |  | HOSPITAL-CH | 0 | 12210892 | DE |  |  |  | Alarms; Occupancy; Bed | 51069 | KeepSafe Deluxe 8374NC | POSEY COMPANY | 135
CHRISTIANA |  | HOSPITAL-CH | 0 | 12210386 | DE |  |  |  | Alarms; Occupancy; Bed | 50714 | KeepSafe Deluxe 8374NC | POSEY COMPANY | 135
CHRISTIANA |  | HOSPITAL-CH | 0 | 1419KE0078 | DE |  | 2014-11-05 19:00 |  | Alarms; Occupancy; Bed | 81402 | KeepSafe Deluxe 8374NC | POSEY COMPANY | 135
CHRISTIANA |  | HOSPITAL-CH | 0 | 12221697 | DE |  |  |  | Alarms; Occupancy; Bed | 50896 | KeepSafe Deluxe 8374NC | POSEY COMPANY | 135
CHRISTIANA |  | HOSPITAL-CH | 0 | 1626NE0253 | DE |  | 2016-12-08 19:00 |  | Alarms; Occupancy; Bed | 100064 | KeepSafe Deluxe 8374NC | POSEY COMPANY | 48.62
CHRISTIANA |  | HOSPITAL-CH | 0 | 1446NEO520 | DE |  |  |  | Alarms; Occupancy; Bed | 86054 | KeepSafe Deluxe 8374NC | POSEY COMPANY | 105.82
CHRISTIANA |  | HOSPITAL-CH | 0 | 1446NEO527 | DE |  |  |  | Alarms; Occupancy; Bed | 86055 | KeepSafe Deluxe 8374NC | POSEY COMPANY | 105.82
CHRISTIANA |  | HOSPITAL-WH | 0 | 1419KE0915 | DE |  | 2014-11-05 19:00 |  | Alarms; Occupancy; Bed | 80818 | KeepSafe Deluxe 8374NC | POSEY COMPANY | 135
CHRISTIANA |  | HOSPITAL-CH | 0 | 1419KE0052 | DE |  |  |  | Alarms; Occupancy; Bed | 81279 | KeepSafe Deluxe 8374NC | POSEY COMPANY | 135
CHRISTIANA |  | HOSPITAL-WH | 0 | 1411KE0542 | DE |  |  |  | Alarms; Occupancy; Bed | 50152 | KeepSafe Deluxe 8374NC | POSEY COMPANY | 135
CHRISTIANA |  | HOSPITAL-WH | 0 | 8374x1217051 | DE |  |  |  | Alarms; Occupancy; Bed | 50154 | KeepSafe Deluxe 8374NC | POSEY COMPANY | 135
CHRISTIANA |  | HOSPITAL-CH | 0 | 12240094 | DE |  |  |  | Alarms; Occupancy; Bed | 50832 | KeepSafe Deluxe 8374NC | POSEY COMPANY | 135
CHRISTIANA |  | HOSPITAL-WH | 0 | 1411KE0432 | DE |  |  |  | Alarms; Occupancy; Bed | 50173 | KeepSafe Deluxe 8374NC | POSEY COMPANY | 135
CHRISTIANA |  | HOSPITAL-CH | 0 | 1422KE0564 | DE |  |  |  | Alarms; Occupancy; Bed | 81586 | KeepSafe Deluxe 8374NC | POSEY COMPANY | 135
CHRISTIANA |  | HOSPITAL-CH | 0 | 1419KE0194 | DE |  |  |  | Alarms; Occupancy; Bed | 81707 | KeepSafe Deluxe 8374NC | POSEY COMPANY | 135
CHRISTIANA |  | HOSPITAL-WH | 0 | 1419KE0116 | DE |  | 2014-11-05 19:00 |  | Alarms; Occupancy; Bed | 80608 | KeepSafe Deluxe 8374NC | POSEY COMPANY | 135
CHRISTIANA |  | HOSPITAL-CH | 0 | 8374X12210701 | DE |  |  |  | Alarms; Occupancy; Bed | 51589 | KeepSafe Deluxe 8374NC | POSEY COMPANY | 135
CHRISTIANA |  | HOSPITAL-CH | 0 | 12210731 | DE |  |  |  | Alarms; Occupancy; Bed | 51041 | KeepSafe Deluxe 8374NC | POSEY COMPANY | 135
CHRISTIANA |  | HOSPITAL-CH | 0 | 12240244 | DE |  |  |  | Alarms; Occupancy; Bed | 50769 | KeepSafe Deluxe 8374NC | POSEY COMPANY | 135
CHRISTIANA |  | HOSPITAL-CH | 0 | 12240191 | DE |  |  |  | Alarms; Occupancy; Bed | 50935 | KeepSafe Deluxe 8374NC | POSEY COMPANY | 135
CHRISTIANA |  | HOSPITAL-CH | 0 | 12220768 | DE |  |  |  | Alarms; Occupancy; Bed | 50846 | KeepSafe Deluxe 8374NC | POSEY COMPANY | 135
CHRISTIANA |  | HOSPITAL-CH | 0 | 1411KE0150 | DE |  |  |  | Alarms; Occupancy; Bed | 81104 | KeepSafe Deluxe 8374NC | POSEY COMPANY | 135
CHRISTIANA |  | HOSPITAL-CH | 0 | 1447NE0060W | DE |  | 2016-04-08 20:00 |  | Alarms; Occupancy; Bed | 87703 | KeepSafe Deluxe 8374NC | POSEY COMPANY | 135
CHRISTIANA |  | HOSPITAL-CH | 0 | 1419KE0082 | DE |  |  |  | Alarms; Occupancy; Bed | 81341 | KeepSafe Deluxe 8374NC | POSEY COMPANY | 135
CHRISTIANA |  | HOSPITAL-CH | 0 | 12240003 | DE |  |  |  | Alarms; Occupancy; Bed | 50868 | KeepSafe Deluxe 8374NC | POSEY COMPANY | 135
CHRISTIANA |  | HOSPITAL-CH | 0 | 1222805 | DE |  |  |  | Alarms; Occupancy; Bed | 51123 | KeepSafe Deluxe 8374NC | POSEY COMPANY | 135
CHRISTIANA |  | HOSPITAL-CH | 0 | 1419KE0054 | DE |  |  |  | Alarms; Occupancy; Bed | 81280 | KeepSafe Deluxe 8374NC | POSEY COMPANY | 135
CHRISTIANA |  | HOSPITAL-WH | 0 | 8374x12171052 | DE |  |  |  | Alarms; Occupancy; Bed | 50155 | KeepSafe Deluxe 8374NC | POSEY COMPANY | 135
CHRISTIANA |  | HOSPITAL-CH | 0 | 12220914 | DE |  |  |  | Alarms; Occupancy; Bed | 51128 | KeepSafe Deluxe 8374NC | POSEY COMPANY | 135
CHRISTIANA |  | HOSPITAL-WH | 0 | 8374X12221242 | DE |  |  |  | Alarms; Occupancy; Bed | 50172 | KeepSafe Deluxe 8374NC | POSEY COMPANY | 135
CHRISTIANA |  | HOSPITAL-CH | 0 | 12221809 | DE |  |  |  | Alarms; Occupancy; Bed | 51051 | KeepSafe Deluxe 8374NC | POSEY COMPANY | 135
CHRISTIANA |  | HOSPITAL-CH | 0 | 1313KE0167 | DE |  |  |  | Alarms; Occupancy; Bed | 50999 | KeepSafe Deluxe 8374NC | POSEY COMPANY | 135
CHRISTIANA |  | HOSPITAL-CH | 0 | 1421KE0044 | DE |  |  |  | Alarms; Occupancy; Bed | 81509 | KeepSafe Deluxe 8374NC | POSEY COMPANY | 135
CHRISTIANA |  | HOSPITAL-CH | 0 | 8374X12210702 | DE |  |  |  | Alarms; Occupancy; Bed | 51590 | KeepSafe Deluxe 8374NC | POSEY COMPANY | 135
CHRISTIANA |  | HOSPITAL-CH | 0 | 12240075 | DE |  |  |  | Alarms; Occupancy; Bed | 50878 | KeepSafe Deluxe 8374NC | POSEY COMPANY | 135
CHRISTIANA |  | HOSPITAL-CH | 0 | 8374X12210610 | DE |  |  |  | Alarms; Occupancy; Bed | 50985 | KeepSafe Deluxe 8374NC | POSEY COMPANY | 135
CHRISTIANA |  | HOSPITAL-CH | 0 | 1411KE0151 | DE |  |  |  | Alarms; Occupancy; Bed | 81103 | KeepSafe Deluxe 8374NC | POSEY COMPANY | 135
CHRISTIANA |  | HOSPITAL-CH | 0 | 1438NE0267W | DE |  |  |  | Alarms; Occupancy; Bed | 87733 | KeepSafe Deluxe 8374NC | POSEY COMPANY | 135
CHRISTIANA |  | HOSPITAL-CH | 0 | 12220833 | DE |  |  |  | Alarms; Occupancy; Bed | 50944 | KeepSafe Deluxe 8374NC | POSEY COMPANY | 135
CHRISTIANA |  | HOSPITAL-CH | 0 | 12220934 | DE |  |  |  | Alarms; Occupancy; Bed | 50855 | KeepSafe Deluxe 8374NC | POSEY COMPANY | 135
CHRISTIANA |  | HOSPITAL-CH | 0 | 12220932 | DE |  |  |  | Alarms; Occupancy; Bed | 50857 | KeepSafe Deluxe 8374NC | POSEY COMPANY | 135
CHRISTIANA |  | HOSPITAL-CH | 0 | 1447NEO599 | DE |  |  |  | Alarms; Occupancy; Bed | 86057 | KeepSafe Deluxe 8374NC | POSEY COMPANY | 105.82
CHRISTIANA |  | HOSPITAL-WH | 0 | 1313KE0316 | DE |  |  |  | Alarms; Occupancy; Bed | 49767 | KeepSafe Deluxe 8374NC | POSEY COMPANY | 135
CHRISTIANA |  | HOSPITAL-CH | 0 | 1419KE0293 | DE |  | 2014-11-05 19:00 |  | Alarms; Occupancy; Bed | 81242 | KeepSafe Deluxe 8374NC | POSEY COMPANY | 135
CHRISTIANA |  | HOSPITAL-CH | 0 | 1419KE0295 | DE |  |  |  | Alarms; Occupancy; Bed | 81245 | KeepSafe Deluxe 8374NC | POSEY COMPANY | 135
CHRISTIANA |  | HOSPITAL-WH | 0 | 8374x12171054 | DE |  |  |  | Alarms; Occupancy; Bed | 50156 | KeepSafe Deluxe 8374NC | POSEY COMPANY | 135
CHRISTIANA |  | HOSPITAL-CH | 0 | 12160755 | DE |  |  |  | Alarms; Occupancy; Bed | 50924 | KeepSafe Deluxe 8374NC | POSEY COMPANY | 135
CHRISTIANA |  | HOSPITAL-CH | 0 | 12240090 | DE |  |  |  | Alarms; Occupancy; Bed | 50835 | KeepSafe Deluxe 8374NC | POSEY COMPANY | 135
CHRISTIANA |  | HOSPITAL-CH | 0 | 12220893 | DE |  |  |  | Alarms; Occupancy; Bed | 50816 | KeepSafe Deluxe 8374NC | POSEY COMPANY | 135
CHRISTIANA |  | HOSPITAL-WH | 0 | 1411KE0541 | DE |  |  |  | Alarms; Occupancy; Bed | 50175 | KeepSafe Deluxe 8374NC | POSEY COMPANY | 135
CHRISTIANA |  | HOSPITAL-CH | 0 | 1422KE0568 | DE |  |  |  | Alarms; Occupancy; Bed | 81590 | KeepSafe Deluxe 8374NC | POSEY COMPANY | 135
CHRISTIANA |  | HOSPITAL-CH | 0 | 12210445 | DE |  |  |  | Alarms; Occupancy; Bed | 50948 | KeepSafe Deluxe 8374NC | POSEY COMPANY | 135
CHRISTIANA |  | HOSPITAL-CH | 0 | 12221718 | DE |  |  |  | Alarms; Occupancy; Bed | 50900 | KeepSafe Deluxe 8374NC | POSEY COMPANY | 135
CHRISTIANA |  | HOSPITAL-CH | 0 | 8374X12160954 | DE |  |  |  | Alarms; Occupancy; Bed | 51027 | KeepSafe Deluxe 8374NC | POSEY COMPANY | 135
CHRISTIANA |  | HOSPITAL-CH | 0 | 12200995 | DE |  |  |  | Alarms; Occupancy; Bed | 51117 | KeepSafe Deluxe 8374NC | POSEY COMPANY | 135
CHRISTIANA |  | HOSPITAL-CH | 0 | 12201211 | DE |  |  |  | Alarms; Occupancy; Bed | 51092 | KeepSafe Deluxe 8374NC | POSEY COMPANY | 135
CHRISTIANA |  | HOSPITAL-CH | 0 | 12210624 | DE |  |  |  | Alarms; Occupancy; Bed | 50791 | KeepSafe Deluxe 8374NC | POSEY COMPANY | 135
CHRISTIANA |  | HOSPITAL-CH | 0 | 1419KE0153 | DE |  |  |  | Alarms; Occupancy; Bed | 81455 | KeepSafe Deluxe 8374NC | POSEY COMPANY | 135
CHRISTIANA |  | HOSPITAL-CH | 0 | 12220656 | DE |  |  |  | Alarms; Occupancy; Bed | 50908 | KeepSafe Deluxe 8374NC | POSEY COMPANY | 135
CHRISTIANA |  | HOSPITAL-CH | 0 | 12220655 | DE |  |  |  | Alarms; Occupancy; Bed | 50910 | KeepSafe Deluxe 8374NC | POSEY COMPANY | 135
CHRISTIANA |  | HOSPITAL-CH | 0 | 8374x12220815 | DE |  |  |  | Alarms; Occupancy; Bed | 51596 | KeepSafe Deluxe 8374NC | POSEY COMPANY | 135
CHRISTIANA |  | HOSPITAL-CH | 0 | 1419KE0073 | DE |  |  |  | Alarms; Occupancy; Bed | 81389 | KeepSafe Deluxe 8374NC | POSEY COMPANY | 135
CHRISTIANA |  | HOSPITAL-WH | 0 | 1351KE0023 | DE |  |  |  | Alarms; Occupancy; Bed | 80527 | KeepSafe Deluxe 8374NC | POSEY COMPANY | 50.19
CHRISTIANA |  | HOSPITAL-CH | 0 | 1244KE0236 | DE |  |  |  | Alarms; Occupancy; Bed | 51858 | KeepSafe Deluxe 8374NC | POSEY COMPANY | 135
CHRISTIANA |  | HOSPITAL-WH | 0 | 8374X12170462 | DE |  |  |  | Alarms; Occupancy; Bed | 50145 | KeepSafe Deluxe 8374NC | POSEY COMPANY | 135
CHRISTIANA |  | HOSPITAL-CH | 0 | 1333KE1122 | DE |  |  |  | Alarms; Occupancy; Bed | 51124 | KeepSafe Deluxe 8374NC | POSEY COMPANY | 135
CHRISTIANA |  | HOSPITAL-CH | 0 | 12240069 | DE |  |  |  | Alarms; Occupancy; Bed | 50740 | KeepSafe Deluxe 8374NC | POSEY COMPANY | 135
CHRISTIANA |  | HOSPITAL-WH | 0 | 1327KE0065 | DE |  |  |  | Alarms; Occupancy; Bed | 50176 | KeepSafe Deluxe 8374NC | POSEY COMPANY | 135
CHRISTIANA |  | HOSPITAL-CH | 0 | 12221812 | DE |  |  |  | Alarms; Occupancy; Bed | 51055 | KeepSafe Deluxe 8374NC | POSEY COMPANY | 135
CHRISTIANA |  | HOSPITAL-CH | 0 | 1421KE0048 | DE |  |  |  | Alarms; Occupancy; Bed | 81504 | KeepSafe Deluxe 8374NC | POSEY COMPANY | 135
CHRISTIANA |  | HOSPITAL-CH | 0 | 12210366 | DE |  |  |  | Alarms; Occupancy; Bed | 50907 | KeepSafe Deluxe 8374NC | POSEY COMPANY | 135
CHRISTIANA |  | HOSPITAL-CH | 0 | 1333KE1127 | DE |  |  |  | Alarms; Occupancy; Bed | 50909 | KeepSafe Deluxe 8374NC | POSEY COMPANY | 135
CHRISTIANA |  | HOSPITAL-CH | 0 | 1419KE0862 | DE |  |  |  | Alarms; Occupancy; Bed | 80699 | KeepSafe Deluxe 8374NC | POSEY COMPANY | 135
CHRISTIANA |  | HOSPITAL-CH | 0 | 12210506 | DE |  |  |  | Alarms; Occupancy; Bed | 50710 | KeepSafe Deluxe 8374NC | POSEY COMPANY | 135
CHRISTIANA |  | HOSPITAL-CH | 0 | 12240077 | DE |  |  |  | Alarms; Occupancy; Bed | 50881 | KeepSafe Deluxe 8374NC | POSEY COMPANY | 135
CHRISTIANA |  | HOSPITAL-CH | 0 | 8374x12260719 | DE |  |  |  | Alarms; Occupancy; Bed | 51551 | KeepSafe Deluxe 8374NC | POSEY COMPANY | 135
CHRISTIANA |  | HOSPITAL-CH | 0 | 1419KE0064 | DE |  | 2014-11-05 19:00 |  | Alarms; Occupancy; Bed | 81383 | KeepSafe Deluxe 8374NC | POSEY COMPANY | 135
CHRISTIANA |  | HOSPITAL-CH | 0 | 1411KE0149 | DE |  |  |  | Alarms; Occupancy; Bed | 81105 | KeepSafe Deluxe 8374NC | POSEY COMPANY | 135
CHRISTIANA |  | HOSPITAL-CH | 0 | 1421KE0221 | DE |  | 2014-11-05 19:00 |  | Alarms; Occupancy; Bed | 81654 | KeepSafe Deluxe 8374NC | POSEY COMPANY | 135
CHRISTIANA |  | HOSPITAL-CH | 0 | 1421KE0223 | DE |  | 2014-11-05 19:00 |  | Alarms; Occupancy; Bed | 81656 | KeepSafe Deluxe 8374NC | POSEY COMPANY | 135
CHRISTIANA |  | HOSPITAL-CH | 0 | 1327KE0308 | DE |  |  |  | Alarms; Occupancy; Bed | 53236 | KeepSafe Deluxe 8374NC | POSEY COMPANY | 135
CHRISTIANA |  | HOSPITAL-WH | 0 | 8374X12170461 | DE |  |  |  | Alarms; Occupancy; Bed | 50144 | KeepSafe Deluxe 8374NC | POSEY COMPANY | 135
CHRISTIANA |  | HOSPITAL-CH | 0 | 12210392 | DE |  |  |  | Alarms; Occupancy; Bed | 50718 | KeepSafe Deluxe 8374NC | POSEY COMPANY | 135
CHRISTIANA |  | HOSPITAL-WH | 0 | 1419KE0683 | DE |  |  |  | Alarms; Occupancy; Bed | 80768 | KeepSafe Deluxe 8374NC | POSEY COMPANY | 135
CHRISTIANA |  | HOSPITAL-CH | 0 | 12220723 | DE |  |  |  | Alarms; Occupancy; Bed | 50753 | KeepSafe Deluxe 8374NC | POSEY COMPANY | 135
CHRISTIANA |  | HOSPITAL-CH | 0 | 12220834 | DE |  |  |  | Alarms; Occupancy; Bed | 50941 | KeepSafe Deluxe 8374NC | POSEY COMPANY | 135
CHRISTIANA |  | HOSPITAL-CH | 0 | 12221701 | DE |  |  |  | Alarms; Occupancy; Bed | 50891 | KeepSafe Deluxe 8374NC | POSEY COMPANY | 135
CHRISTIANA |  | HOSPITAL-CH | 0 | 1421KE0235 | DE |  |  |  | Alarms; Occupancy; Bed | 81500 | KeepSafe Deluxe 8374NC | POSEY COMPANY | 135
CHRISTIANA |  | HOSPITAL-CH | 0 | 1411KE0189 | DE |  |  |  | Alarms; Occupancy; Bed | 81061 | KeepSafe Deluxe 8374NC | POSEY COMPANY | 135
CHRISTIANA |  | HOSPITAL-CH | 0 | 1232KE0804 | DE |  |  |  | Alarms; Occupancy; Bed | 51580 | KeepSafe Deluxe 8374NC | POSEY COMPANY | 135
CHRISTIANA |  | HOSPITAL-CH | 0 | 1232KE0806 | DE |  |  |  | Alarms; Occupancy; Bed | 51582 | KeepSafe Deluxe 8374NC | POSEY COMPANY | 135
CHRISTIANA |  | HOSPITAL-CH | 0 | 1419KE0834 | DE |  |  |  | Alarms; Occupancy; Bed | 80703 | KeepSafe Deluxe 8374NC | POSEY COMPANY | 135
CHRISTIANA |  | HOSPITAL-CH | 0 | 1220997 | DE |  |  |  | Alarms; Occupancy; Bed | 51111 | KeepSafe Deluxe 8374NC | POSEY COMPANY | 135
CHRISTIANA |  | HOSPITAL-CH | 0 | 1446NEO509 | DE |  |  |  | Alarms; Occupancy; Bed | 86052 | KeepSafe Deluxe 8374NC | POSEY COMPANY | 105.82
CHRISTIANA |  | HOSPITAL-CH | 0 | 12210508 | DE |  |  |  | Alarms; Occupancy; Bed | 50711 | KeepSafe Deluxe 8374NC | POSEY COMPANY | 135
CHRISTIANA |  | HOSPITAL-CH | 0 | 12240346 | DE |  |  |  | Alarms; Occupancy; Bed | 52855 | KeepSafe Deluxe 8374NC | POSEY COMPANY | 135
CHRISTIANA |  | HOSPITAL-CH | 0 | 12110933 | DE |  |  |  | Alarms; Occupancy; Bed | 51525 | KeepSafe Deluxe 8374NC | POSEY COMPANY | 135
CHRISTIANA |  | HOSPITAL-CH | 0 | 2110935 | DE |  |  |  | Alarms; Occupancy; Bed | 51527 | KeepSafe Deluxe 8374NC | POSEY COMPANY | 135
CHRISTIANA |  | HOSPITAL-CH | 0 | 12220848 | DE |  |  |  | Alarms; Occupancy; Bed | 50700 | KeepSafe Deluxe 8374NC | POSEY COMPANY | 135
CHRISTIANA |  | HOSPITAL-CH | 0 | 8374x12260669 | DE |  |  |  | Alarms; Occupancy; Bed | 51541 | KeepSafe Deluxe 8374NC | POSEY COMPANY | 135
CHRISTIANA |  | HOSPITAL-CH | 0 | 8374x12260671 | DE |  |  |  | Alarms; Occupancy; Bed | 51543 | KeepSafe Deluxe 8374NC | POSEY COMPANY | 135
CHRISTIANA |  | HOSPITAL-CH | 0 | 1327KE0034 | DE |  |  |  | Alarms; Occupancy; Bed | 53312 | KeepSafe Deluxe 8374NC | POSEY COMPANY | 135
CHRISTIANA |  | HOSPITAL-CH | 0 | 12240067 | DE |  |  |  | Alarms; Occupancy; Bed | 50744 | KeepSafe Deluxe 8374NC | POSEY COMPANY | 135
CHRISTIANA |  | HOSPITAL-CH | 0 | 12240190 | DE |  |  |  | Alarms; Occupancy; Bed | 50929 | KeepSafe Deluxe 8374NC | POSEY COMPANY | 135
CHRISTIANA |  | HOSPITAL-CH | 0 | 12220942 | DE |  |  |  | Alarms; Occupancy; Bed | 50840 | KeepSafe Deluxe 8374NC | POSEY COMPANY | 135
CHRISTIANA |  | HOSPITAL-CH | 0 | 12160946 | DE |  |  |  | Alarms; Occupancy; Bed | 51082 | KeepSafe Deluxe 8374NC | POSEY COMPANY | 135
CHRISTIANA |  | HOSPITAL-CH | 0 | 1419KE0148 | DE |  | 2012-11-10 19:00 |  | Alarms; Occupancy; Bed | 81693 | KeepSafe Deluxe 8374NC | POSEY COMPANY | 135
CHRISTIANA |  | HOSPITAL-CH | 0 | 1421KE0100 | DE |  | 2012-11-10 19:00 |  | Alarms; Occupancy; Bed | 81781 | KeepSafe Deluxe 8374NC | POSEY COMPANY | 135
CHRISTIANA |  | HOSPITAL-CH | 0 | 12210441 | DE |  |  |  | Alarms; Occupancy; Bed | 50950 | KeepSafe Deluxe 8374NC | POSEY COMPANY | 135
CHRISTIANA |  | HOSPITAL-CH | 0 | 12200473 | DE |  |  |  | Alarms; Occupancy; Bed | 50862 | KeepSafe Deluxe 8374NC | POSEY COMPANY | 135
CHRISTIANA |  | HOSPITAL-CH | 0 | 8374X12160955 | DE |  |  |  | Alarms; Occupancy; Bed | 51028 | KeepSafe Deluxe 8374NC | POSEY COMPANY | 135
CHRISTIANA |  | HOSPITAL-CH | 0 | 1232KE0644 | DE |  |  |  | Alarms; Occupancy; Bed | 51581 | KeepSafe Deluxe 8374NC | POSEY COMPANY | 135
CHRISTIANA |  | HOSPITAL-WH | 0 | 1530KE0724 | DE |  | 2012-11-10 19:00 |  | Alarms; Occupancy; Bed | 80722 | KeepSafe Deluxe 8374NC | POSEY COMPANY | 135
CHRISTIANA |  | HOSPITAL-CH | 0 | 1446NEO562 | DE |  |  |  | Alarms; Occupancy; Bed | 86051 | KeepSafe Deluxe 8374NC | POSEY COMPANY | 105.82
CHRISTIANA |  | HOSPITAL-CH | 0 | 1446NEO518 | DE |  |  |  | Alarms; Occupancy; Bed | 86053 | KeepSafe Deluxe 8374NC | POSEY COMPANY | 105.82
CHRISTIANA |  | HOSPITAL-CH | 0 | 1419KE0002 | DE |  |  |  | Alarms; Occupancy; Bed | 81374 | KeepSafe Deluxe 8374NC | POSEY COMPANY | 135
CHRISTIANA |  | HOSPITAL-CH | 0 | 2110934 | DE |  |  |  | Alarms; Occupancy; Bed | 51526 | KeepSafe Deluxe 8374NC | POSEY COMPANY | 135
CHRISTIANA |  | HOSPITAL-CH | 0 | 12110936 | DE |  |  |  | Alarms; Occupancy; Bed | 51528 | KeepSafe Deluxe 8374NC | POSEY COMPANY | 135
CHRISTIANA |  | HOSPITAL-CH | 0 | 12210512 | DE |  |  |  | Alarms; Occupancy; Bed | 50706 | KeepSafe Deluxe 8374NC | POSEY COMPANY | 135
CHRISTIANA |  | HOSPITAL-CH | 0 | 12210896 | DE |  |  |  | Alarms; Occupancy; Bed | 51056 | KeepSafe Deluxe 8374NC | POSEY COMPANY | 135
CHRISTIANA |  | HOSPITAL-CH | 0 | 1222807 | DE |  |  |  | Alarms; Occupancy; Bed | 51125 | KeepSafe Deluxe 8374NC | POSEY COMPANY | 135
CHRISTIANA |  | HOSPITAL-CH | 0 | 8374x12260668 | DE |  |  |  | Alarms; Occupancy; Bed | 51540 | KeepSafe Deluxe 8374NC | POSEY COMPANY | 135
CHRISTIANA |  | HOSPITAL-CH | 0 | 8374x12260670 | DE |  |  |  | Alarms; Occupancy; Bed | 51542 | KeepSafe Deluxe 8374NC | POSEY COMPANY | 135
CHRISTIANA |  | HOSPITAL-WH | 0 | 1419KE0266 | DE |  | 2014-11-05 19:00 |  | Alarms; Occupancy; Bed | 80775 | KeepSafe Deluxe 8374NC | POSEY COMPANY | 135
CHRISTIANA |  | HOSPITAL-CH | 0 | 12220840 | DE |  |  |  | Alarms; Occupancy; Bed | 50940 | KeepSafe Deluxe 8374NC | POSEY COMPANY | 135
CHRISTIANA |  | HOSPITAL-WH | 0 | 1351KE0020 | DE |  |  |  | Alarms; Occupancy; Bed | 80534 | KeepSafe Deluxe 8374NC | POSEY COMPANY | 50.19
CHRISTIANA |  | HOSPITAL-CH | 0 | 12220552 | DE |  |  |  | Alarms; Occupancy; Bed | 51059 | KeepSafe Deluxe 8374NC | POSEY COMPANY | 135
CHRISTIANA |  | HOSPITAL-WH | 0 | 1411KE0537 | DE |  |  |  | Alarms; Occupancy; Bed | 49764 | KeepSafe Deluxe 8374NC | POSEY COMPANY | 135
CHRISTIANA |  | HOSPITAL-CH | 0 | 12200440 | DE |  |  |  | Alarms; Occupancy; Bed | 50914 | KeepSafe Deluxe 8374NC | POSEY COMPANY | 135
CHRISTIANA |  | HOSPITAL-CH | 0 | 12210893 | DE |  |  |  | Alarms; Occupancy; Bed | 51070 | KeepSafe Deluxe 8374NC | POSEY COMPANY | 135
CHRISTIANA |  | HOSPITAL-WH | 0 | 1419KE0926 | DE |  | 2014-11-05 19:00 |  | Alarms; Occupancy; Bed | 80754 | KeepSafe Deluxe 8374NC | POSEY COMPANY | 135
CHRISTIANA |  | HOSPITAL-CH | 0 | 1411KE0147 | DE |  |  |  | Alarms; Occupancy; Bed | 81099 | KeepSafe Deluxe 8374NC | POSEY COMPANY | 135
CHRISTIANA |  | HOSPITAL-CH | 0 | 12210055 | DE |  |  |  | Alarms; Occupancy; Bed | 50722 | KeepSafe Deluxe 8374NC | POSEY COMPANY | 135
CHRISTIANA |  | HOSPITAL-CH | 0 | 8374X12210457 | DE |  |  |  | Alarms; Occupancy; Bed | 50956 | KeepSafe Deluxe 8374NC | POSEY COMPANY | 135
CHRISTIANA |  | HOSPITAL-CH | 0 | 1331ke1074 | DE |  |  |  | Alarms; Occupancy; Bed | 53525 | KeepSafe Deluxe 8374NC | POSEY COMPANY | 135
CHRISTIANA |  | HOSPITAL-CH | 0 | 8274x12260505 | DE |  |  |  | Alarms; Occupancy; Bed | 51529 | KeepSafe Deluxe 8374NC | POSEY COMPANY | 135
CHRISTIANA |  | HOSPITAL-CH | 0 | 8374x12260507 | DE |  |  |  | Alarms; Occupancy; Bed | 51531 | KeepSafe Deluxe 8374NC | POSEY COMPANY | 135
CHRISTIANA |  | HOSPITAL-CH | 0 | 8374x12260509 | DE |  |  |  | Alarms; Occupancy; Bed | 51533 | KeepSafe Deluxe 8374NC | POSEY COMPANY | 135
CHRISTIANA |  | HOSPITAL-CH | 0 | 12220845 | DE |  |  |  | Alarms; Occupancy; Bed | 50701 | KeepSafe Deluxe 8374NC | POSEY COMPANY | 135
CHRISTIANA |  | HOSPITAL-CH | 0 | 12240245 | DE |  |  |  | Alarms; Occupancy; Bed | 50772 | KeepSafe Deluxe 8374NC | POSEY COMPANY | 135
CHRISTIANA |  | HOSPITAL-CH | 0 | 1419KE0024 | DE |  | 2014-11-05 19:00 |  | Alarms; Occupancy; Bed | 81582 | KeepSafe Deluxe 8374NC | POSEY COMPANY | 135
CHRISTIANA |  | HOSPITAL-CH | 0 | 12240315 | DE |  |  |  | Alarms; Occupancy; Bed | 50783 | KeepSafe Deluxe 8374NC | POSEY COMPANY | 135
CHRISTIANA |  | HOSPITAL-CH | 0 | 1333KE1125 | DE |  |  |  | Alarms; Occupancy; Bed | 51120 | KeepSafe Deluxe 8374NC | POSEY COMPANY | 135
CHRISTIANA |  | HOSPITAL-CH | 0 | 1419KE0837 | DE |  |  |  | Alarms; Occupancy; Bed | 80706 | KeepSafe Deluxe 8374NC | POSEY COMPANY | 135
CHRISTIANA |  | HOSPITAL-CH | 0 | 1422KE0381 | DE |  | 2014-11-05 19:00 |  | Alarms; Occupancy; Bed | 81630 | KeepSafe Deluxe 8374NC | POSEY COMPANY | 135
CHRISTIANA |  | HOSPITAL-WH | 0 | 1331ke1046 | DE |  |  |  | Alarms; Occupancy; Bed | 45987 | KeepSafe Deluxe 8374NC | POSEY COMPANY | 135
CHRISTIANA |  | HOSPITAL-CH | 0 | 12240307 | DE |  |  |  | Alarms; Occupancy; Bed | 50885 | KeepSafe Deluxe 8374NC | POSEY COMPANY | 135
CHRISTIANA |  | HOSPITAL-CH | 0 | 1411KE0148 | DE |  |  |  | Alarms; Occupancy; Bed | 81098 | KeepSafe Deluxe 8374NC | POSEY COMPANY | 135
CHRISTIANA |  | HOSPITAL-CH | 0 | 1411KE0145 | DE |  |  |  | Alarms; Occupancy; Bed | 81100 | KeepSafe Deluxe 8374NC | POSEY COMPANY | 135
CHRISTIANA |  | HOSPITAL-CH | 0 | 12220925 | DE |  |  |  | Alarms; Occupancy; Bed | 51048 | KeepSafe Deluxe 8374NC | POSEY COMPANY | 135
CHRISTIANA |  | HOSPITAL-CH | 0 | 1421KE0062 | DE |  |  |  | Alarms; Occupancy; Bed | 81647 | KeepSafe Deluxe 8374NC | POSEY COMPANY | 135
CHRISTIANA |  | HOSPITAL-CH | 0 | 1419KE0172 | DE |  | 2014-11-05 19:00 |  | Alarms; Occupancy; Bed | 81225 | KeepSafe Deluxe 8374NC | POSEY COMPANY | 135
CHRISTIANA |  | HOSPITAL-CH | 0 | 1331KE1073 | DE |  |  |  | Alarms; Occupancy; Bed | 53524 | KeepSafe Deluxe 8374NC | POSEY COMPANY | 135
CHRISTIANA |  | HOSPITAL-CH | 0 | 12220802 | DE |  |  |  | Alarms; Occupancy; Bed | 51104 | KeepSafe Deluxe 8374NC | POSEY COMPANY | 135
CHRISTIANA |  | HOSPITAL-CH | 0 | 12221207 | DE |  |  |  | Alarms; Occupancy; Bed | 51098 | KeepSafe Deluxe 8374NC | POSEY COMPANY | 135
CHRISTIANA |  | HOSPITAL-CH | 0 | 8374x12260506 | DE |  |  |  | Alarms; Occupancy; Bed | 51530 | KeepSafe Deluxe 8374NC | POSEY COMPANY | 135
CHRISTIANA |  | HOSPITAL-CH | 0 | 8374x12260508 | DE |  |  |  | Alarms; Occupancy; Bed | 51532 | KeepSafe Deluxe 8374NC | POSEY COMPANY | 135
CHRISTIANA |  | HOSPITAL-CH | 0 | 1333KE1123 | DE |  |  |  | Alarms; Occupancy; Bed | 50707 | KeepSafe Deluxe 8374NC | POSEY COMPANY | 135
CHRISTIANA |  | HOSPITAL-CH | 0 | 12220796 | DE |  |  |  | Alarms; Occupancy; Bed | 50796 | KeepSafe Deluxe 8374NC | POSEY COMPANY | 135
CHRISTIANA |  | HOSPITAL-CH | 0 | 12240076 | DE |  |  |  | Alarms; Occupancy; Bed | 50875 | KeepSafe Deluxe 8374NC | POSEY COMPANY | 135
CHRISTIANA |  | HOSPITAL-CH | 0 | 8374x12260672 | DE |  |  |  | Alarms; Occupancy; Bed | 51544 | KeepSafe Deluxe 8374NC | POSEY COMPANY | 135
CHRISTIANA |  | HOSPITAL-CH | 0 | 12220881 | DE |  |  |  | Alarms; Occupancy; Bed | 80371 | KeepSafe Deluxe 8374NC | POSEY COMPANY | 135
CHRISTIANA |  | HOSPITAL-WH | 0 | 1419KE0268 | DE |  | 2014-11-05 19:00 |  | Alarms; Occupancy; Bed | 80777 | KeepSafe Deluxe 8374NC | POSEY COMPANY | 135
CHRISTIANA |  | HOSPITAL-CH | 0 | 12220842 | DE |  |  |  | Alarms; Occupancy; Bed | 50704 | KeepSafe Deluxe 8374NC | POSEY COMPANY | 135
CHRISTIANA |  | HOSPITAL-CH | 0 | 1419KE0220 | DE |  |  |  | Alarms; Occupancy; Bed | 81446 | KeepSafe Deluxe 8374NC | POSEY COMPANY | 135
CHRISTIANA |  | HOSPITAL-CH | 0 | 8374X12220751 | DE |  | 2013-01-28 19:00 |  | Alarms; Occupancy; Bed | 50967 | KeepSafe Deluxe 8374NC | POSEY COMPANY | 135
CHRISTIANA |  | HOSPITAL-CH | 0 | 12220794 | DE |  |  |  | Alarms; Occupancy; Bed | 50800 | KeepSafe Deluxe 8374NC | POSEY COMPANY | 135
CHRISTIANA |  | HOSPITAL-WH | 0 | 1327KE0068 | DE |  |  |  | Alarms; Occupancy; Bed | 50158 | KeepSafe Deluxe 8374NC | POSEY COMPANY | 135
CHRISTIANA |  | HOSPITAL-CH | 0 | 1422KE0384 | DE |  |  |  | Alarms; Occupancy; Bed | 81633 | KeepSafe Deluxe 8374NC | POSEY COMPANY | 135
CHRISTIANA |  | HOSPITAL-WH | 0 | 1331ke1042 | DE |  |  |  | Alarms; Occupancy; Bed | 45988 | KeepSafe Deluxe 8374NC | POSEY COMPANY | 135
CHRISTIANA |  | HOSPITAL-WH | 0 | 1331ke1044 | DE |  |  |  | Alarms; Occupancy; Bed | 45990 | KeepSafe Deluxe 8374NC | POSEY COMPANY | 135
CHRISTIANA |  | HOSPITAL-CH | 0 | 1411KE0146 | DE |  |  |  | Alarms; Occupancy; Bed | 81101 | KeepSafe Deluxe 8374NC | POSEY COMPANY | 135
CHRISTIANA |  | HOSPITAL-CH | 0 | 12210442 | DE |  |  |  | Alarms; Occupancy; Bed | 50945 | KeepSafe Deluxe 8374NC | POSEY COMPANY | 135
CHRISTIANA |  | HOSPITAL-CH | 0 | 12220933 | DE |  |  |  | Alarms; Occupancy; Bed | 50856 | KeepSafe Deluxe 8374NC | POSEY COMPANY | 135
CHRISTIANA |  | HOSPITAL-CH | 0 | 1412KE0432 | DE |  |  |  | Alarms; Occupancy; Bed | 81052 | KeepSafe Deluxe 8374NC | POSEY COMPANY | 135
CHRISTIANA |  | HOSPITAL-CH | 0 | 12221702 | DE |  |  |  | Alarms; Occupancy; Bed | 50897 | KeepSafe Deluxe 8374NC | POSEY COMPANY | 135
CHRISTIANA |  | HOSPITAL-CH | 0 | 12160945 | DE |  |  |  | Alarms; Occupancy; Bed | 51087 | KeepSafe Deluxe 8374NC | POSEY COMPANY | 135
CHRISTIANA |  | HOSPITAL-WH | 0 | 1327ke0880 | DE |  |  |  | Alarms; Occupancy; Bed | 47548 | KeepSafe Deluxe 8374NC | POSEY COMPANY | 135
CHRISTIANA |  | HOSPITAL-WH | 0 | 1419KE0717 | DE |  |  |  | Alarms; Occupancy; Bed | 80591 | KeepSafe Deluxe 8374NC | POSEY COMPANY | 135
CHRISTIANA |  | HOSPITAL-CH | 0 | 1331KE1075 | DE |  |  |  | Alarms; Occupancy; Bed | 53523 | KeepSafe Deluxe 8374NC | POSEY COMPANY | 135
CHRISTIANA |  | HOSPITAL-CH | 0 | 1331KE1077 | DE |  |  |  | Alarms; Occupancy; Bed | 53521 | KeepSafe Deluxe 8374NC | POSEY COMPANY | 135
CHRISTIANA |  | HOSPITAL-CH | 0 | 8374x12260511 | DE |  |  |  | Alarms; Occupancy; Bed | 51535 | KeepSafe Deluxe 8374NC | POSEY COMPANY | 135
CHRISTIANA |  | HOSPITAL-CH | 0 | 12210051 | DE |  |  |  | Alarms; Occupancy; Bed | 50728 | KeepSafe Deluxe 8374NC | POSEY COMPANY | 135
CHRISTIANA |  | HOSPITAL-CH | 0 | 12160754 | DE |  |  |  | Alarms; Occupancy; Bed | 50925 | KeepSafe Deluxe 8374NC | POSEY COMPANY | 135
CHRISTIANA |  | HOSPITAL-CH | 0 | 1422KE0489 | DE |  |  |  | Alarms; Occupancy; Bed | 81634 | KeepSafe Deluxe 8374NC | POSEY COMPANY | 135
CHRISTIANA |  | HOSPITAL-CH | 0 | 1422KE0491 | DE |  |  |  | Alarms; Occupancy; Bed | 81637 | KeepSafe Deluxe 8374NC | POSEY COMPANY | 135
CHRISTIANA |  | HOSPITAL-CH | 0 | 1422KE0514 | DE |  |  |  | Alarms; Occupancy; Bed | 81795 | KeepSafe Deluxe 8374NC | POSEY COMPANY | 135
CHRISTIANA |  | HOSPITAL-CH | 0 | 8374x12260359 | DE |  |  |  | Alarms; Occupancy; Bed | 51575 | KeepSafe Deluxe 8374NC | POSEY COMPANY | 135
CHRISTIANA |  | HOSPITAL-CH | 0 | 12210056 | DE |  |  |  | Alarms; Occupancy; Bed | 50726 | KeepSafe Deluxe 8374NC | POSEY COMPANY | 135
CHRISTIANA |  | HOSPITAL-CH | 0 | 1422KE0747 | DE |  |  |  | Alarms; Occupancy; Bed | 100320 | KeepSafe Deluxe 8374NC | POSEY COMPANY | 48.61
CHRISTIANA |  | HOSPITAL-WH | 0 | 8374x12171050 | DE |  |  |  | Alarms; Occupancy; Bed | 50157 | KeepSafe Deluxe 8374NC | POSEY COMPANY | 135
CHRISTIANA |  | HOSPITAL-CH | 0 | 12210736 | DE |  |  |  | Alarms; Occupancy; Bed | 51042 | KeepSafe Deluxe 8374NC | POSEY COMPANY | 135
CHRISTIANA |  | HOSPITAL-WH | 0 | 1331ke1041 | DE |  |  |  | Alarms; Occupancy; Bed | 45989 | KeepSafe Deluxe 8374NC | POSEY COMPANY | 135
CHRISTIANA |  | HOSPITAL-WH | 0 | 1331ke1047 | DE |  |  |  | Alarms; Occupancy; Bed | 45991 | KeepSafe Deluxe 8374NC | POSEY COMPANY | 135
CHRISTIANA |  | HOSPITAL-CH | 0 | 1411KE0152 | DE |  |  |  | Alarms; Occupancy; Bed | 81102 | KeepSafe Deluxe 8374NC | POSEY COMPANY | 135
CHRISTIANA |  | HOSPITAL-CH | 0 | 12221813 | DE |  |  |  | Alarms; Occupancy; Bed | 51052 | KeepSafe Deluxe 8374NC | POSEY COMPANY | 135
CHRISTIANA |  | HOSPITAL-CH | 0 | 1419KE0176 | DE |  |  |  | Alarms; Occupancy; Bed | 81229 | KeepSafe Deluxe 8374NC | POSEY COMPANY | 135
CHRISTIANA |  | HOSPITAL-CH | 0 | 1331KE1076 | DE |  |  |  | Alarms; Occupancy; Bed | 53522 | KeepSafe Deluxe 8374NC | POSEY COMPANY | 135
CHRISTIANA |  | HOSPITAL-CH | 0 | 1331KE1078 | DE |  |  |  | Alarms; Occupancy; Bed | 53520 | KeepSafe Deluxe 8374NC | POSEY COMPANY | 135
CHRISTIANA |  | HOSPITAL-CH | 0 | 12220801 | DE |  |  |  | Alarms; Occupancy; Bed | 51107 | KeepSafe Deluxe 8374NC | POSEY COMPANY | 135
CHRISTIANA |  | HOSPITAL-CH | 0 | 8374X12160957 | DE |  |  |  | Alarms; Occupancy; Bed | 51030 | KeepSafe Deluxe 8374NC | POSEY COMPANY | 135
CHRISTIANA |  | HOSPITAL-CH | 0 | 8374x12260510 | DE |  |  |  | Alarms; Occupancy; Bed | 51534 | KeepSafe Deluxe 8374NC | POSEY COMPANY | 135
CHRISTIANA |  | HOSPITAL-CH | 0 | 8374x12260512 | DE |  |  |  | Alarms; Occupancy; Bed | 51536 | KeepSafe Deluxe 8374NC | POSEY COMPANY | 135
CHRISTIANA |  | HOSPITAL-CH | 0 | 1422KE0519 | DE |  | 2012-11-10 19:00 |  | Alarms; Occupancy; Bed | 81800 | KeepSafe Deluxe 8374NC | POSEY COMPANY | 135
CHRISTIANA |  | HOSPITAL-CH | 0 | 8374x12260360 | DE |  |  |  | Alarms; Occupancy; Bed | 51576 | KeepSafe Deluxe 8374NC | POSEY COMPANY | 135
CHRISTIANA |  | HOSPITAL-CH | 0 | 1232KE0802 | DE |  |  |  | Alarms; Occupancy; Bed | 51578 | KeepSafe Deluxe 8374NC | POSEY COMPANY | 135
CHRISTIANA |  | HOSPITAL-WH | 0 | 1312KE1081 | DE |  |  |  | Alarms; Occupancy; Bed | 49761 | KeepSafe Deluxe 8374NC | POSEY COMPANY | 135
CHRISTIANA |  | HOSPITAL-CH | 0 | 1419KE0224 | DE |  |  |  | Alarms; Occupancy; Bed | 81451 | KeepSafe Deluxe 8374NC | POSEY COMPANY | 135
CHRISTIANA |  | HOSPITAL-CH | 0 | 12221201 | DE |  |  |  | Alarms; Occupancy; Bed | 51102 | KeepSafe Deluxe 8374NC | POSEY COMPANY | 135
CHRISTIANA |  | HOSPITAL-CH | 0 | 8374X12220748 | DE |  |  |  | Alarms; Occupancy; Bed | 50968 | KeepSafe Deluxe 8374NC | POSEY COMPANY | 135
CHRISTIANA |  | HOSPITAL-CH | 0 | 1446NEO510 | DE |  |  |  | Alarms; Occupancy; Bed | 86050 | KeepSafe Deluxe 8374NC | POSEY COMPANY | 105.82
CHRISTIANA |  | HOSPITAL-WH | 0 | 8374x12200039 | DE |  |  |  | Alarms; Occupancy; Bed | 50160 | KeepSafe Deluxe 8374NC | POSEY COMPANY | 135
CHRISTIANA |  | HOSPITAL-WH | 0 | 8374x12200035 | DE |  |  |  | Alarms; Occupancy; Bed | 50162 | KeepSafe Deluxe 8374NC | POSEY COMPANY | 135
CHRISTIANA |  | HOSPITAL-WH | 0 | 1331ke1043 | DE |  |  |  | Alarms; Occupancy; Bed | 45992 | KeepSafe Deluxe 8374NC | POSEY COMPANY | 135
CHRISTIANA |  | HOSPITAL-CH | 0 | 8374X12210459 | DE |  |  |  | Alarms; Occupancy; Bed | 50955 | KeepSafe Deluxe 8374NC | POSEY COMPANY | 135
CHRISTIANA |  | HOSPITAL-CH | 0 | 12110929 | DE |  |  |  | Alarms; Occupancy; Bed | 51521 | KeepSafe Deluxe 8374NC | POSEY COMPANY | 135
CHRISTIANA |  | HOSPITAL-CH | 0 | 12110933 | DE |  |  |  | Alarms; Occupancy; Bed | 51523 | KeepSafe Deluxe 8374NC | POSEY COMPANY | 135
CHRISTIANA |  | HOSPITAL-CH | 0 | 8374X12210458 | DE |  |  |  | Alarms; Occupancy; Bed | 50959 | KeepSafe Deluxe 8374NC | POSEY COMPANY | 135
CHRISTIANA |  | HOSPITAL-CH | 0 | 1419KE0316 | DE |  |  |  | Alarms; Occupancy; Bed | 81233 | KeepSafe Deluxe 8374NC | POSEY COMPANY | 135
CHRISTIANA |  | HOSPITAL-CH | 0 | 1331KE1080 | DE |  |  |  | Alarms; Occupancy; Bed | 53519 | KeepSafe Deluxe 8374NC | POSEY COMPANY | 135
CHRISTIANA |  | HOSPITAL-CH | 0 | 8374x12260665 | DE |  |  |  | Alarms; Occupancy; Bed | 51537 | KeepSafe Deluxe 8374NC | POSEY COMPANY | 135
CHRISTIANA |  | HOSPITAL-CH | 0 | 8374x1260667 | DE |  |  |  | Alarms; Occupancy; Bed | 51539 | KeepSafe Deluxe 8374NC | POSEY COMPANY | 135
CHRISTIANA |  | HOSPITAL-CH | 0 | 12200439 | DE |  |  |  | Alarms; Occupancy; Bed | 50918 | KeepSafe Deluxe 8374NC | POSEY COMPANY | 135
CHRISTIANA |  | HOSPITAL-CH | 0 | 1419KE0001 | DE |  |  |  | Alarms; Occupancy; Bed | 81373 | KeepSafe Deluxe 8374NC | POSEY COMPANY | 135
CHRISTIANA |  | HOSPITAL-CH | 0 | 1419KE0121 | DE |  |  |  | Alarms; Occupancy; Bed | 81469 | KeepSafe Deluxe 8374NC | POSEY COMPANY | 135
CHRISTIANA |  | HOSPITAL-CH | 0 | 1419KE0133 | DE |  | 2012-11-10 19:00 |  | Alarms; Occupancy; Bed | 81670 | KeepSafe Deluxe 8374NC | POSEY COMPANY | 135
CHRISTIANA |  | HOSPITAL-CH | 0 | 12210390 | DE |  |  |  | Alarms; Occupancy; Bed | 50719 | KeepSafe Deluxe 8374NC | POSEY COMPANY | 135
CHRISTIANA |  | HOSPITAL-CH | 0 | 12220889 | DE |  |  |  | Alarms; Occupancy; Bed | 50817 | KeepSafe Deluxe 8374NC | POSEY COMPANY | 135
CHRISTIANA |  | HOSPITAL-CH | 0 | 1626NE0261 | DE |  | 2016-12-08 19:00 |  | Alarms; Occupancy; Bed | 100060 | KeepSafe Deluxe 8374NC | POSEY COMPANY | 48.62
CHRISTIANA |  | HOSPITAL-CH | 0 | 12221715 | DE |  |  |  | Alarms; Occupancy; Bed | 50901 | KeepSafe Deluxe 8374NC | POSEY COMPANY | 135
CHRISTIANA |  | HOSPITAL-CH | 0 | 1232KE0801 | DE |  |  |  | Alarms; Occupancy; Bed | 51577 | KeepSafe Deluxe 8374NC | POSEY COMPANY | 135
CHRISTIANA |  | HOSPITAL-CH | 0 | 1232KE0803 | DE |  |  |  | Alarms; Occupancy; Bed | 51579 | KeepSafe Deluxe 8374NC | POSEY COMPANY | 135
CHRISTIANA |  | HOSPITAL-CH | 0 | 1419KE0721 | DE |  | 2012-11-10 19:00 |  | Alarms; Occupancy; Bed | 80718 | KeepSafe Deluxe 8374NC | POSEY COMPANY | 135
CHRISTIANA |  | HOSPITAL-CH | 0 | 12210606 | DE |  |  |  | Alarms; Occupancy; Bed | 50732 | KeepSafe Deluxe 8374NC | POSEY COMPANY | 135
CHRISTIANA |  | HOSPITAL-CH | 0 | 1422ke0091 | DE |  |  |  | Alarms; Occupancy; Bed | 82000 | KeepSafe Deluxe 8374NC | POSEY COMPANY | 135
CHRISTIANA |  | HOSPITAL-WH | 0 | 8374x12200038 | DE |  |  |  | Alarms; Occupancy; Bed | 50161 | KeepSafe Deluxe 8374NC | POSEY COMPANY | 135
CHRISTIANA |  | HOSPITAL-CH | 0 | 12220923 | DE |  |  |  | Alarms; Occupancy; Bed | 51044 | KeepSafe Deluxe 8374NC | POSEY COMPANY | 135
CHRISTIANA |  | HOSPITAL-CH | 0 | 12240186 | DE |  |  |  | Alarms; Occupancy; Bed | 50936 | KeepSafe Deluxe 8374NC | POSEY COMPANY | 135
CHRISTIANA |  | HOSPITAL-CH | 0 | 1333KE1598 | DE |  |  |  | Alarms; Occupancy; Bed | 50847 | KeepSafe Deluxe 8374NC | POSEY COMPANY | 135
CHRISTIANA |  | HOSPITAL-CH | 0 | 1411KE0106 | DE |  | 2012-11-10 19:00 |  | Alarms; Occupancy; Bed | 87771 | KeepSafe Deluxe 8374NC | POSEY COMPANY | 135
CHRISTIANA |  | HOSPITAL-WH | 0 | 1419KE0902 | DE |  | 2014-11-05 19:00 |  | Alarms; Occupancy; Bed | 80596 | KeepSafe Deluxe 8374NC | POSEY COMPANY | 135
CHRISTIANA |  | HOSPITAL-CH | 0 | 12110930 | DE |  |  |  | Alarms; Occupancy; Bed | 51522 | KeepSafe Deluxe 8374NC | POSEY COMPANY | 135
CHRISTIANA |  | HOSPITAL-CH | 0 | 12110932 | DE |  |  |  | Alarms; Occupancy; Bed | 51524 | KeepSafe Deluxe 8374NC | POSEY COMPANY | 135
CHRISTIANA |  | HOSPITAL-CH | 0 | 12210511 | DE |  |  |  | Alarms; Occupancy; Bed | 50705 | KeepSafe Deluxe 8374NC | POSEY COMPANY | 135
CHRISTIANA |  | HOSPITAL-CH | 0 | 12210890 | DE |  |  |  | Alarms; Occupancy; Bed | 51062 | KeepSafe Deluxe 8374NC | POSEY COMPANY | 135
CHRISTIANA |  | HOSPITAL-CH | 0 | 1333KE1599 | DE |  |  |  | Alarms; Occupancy; Bed | 50869 | KeepSafe Deluxe 8374NC | POSEY COMPANY | 135
CHRISTIANA |  | HOSPITAL-CH | 0 | 12240007 | DE |  |  |  | Alarms; Occupancy; Bed | 50870 | KeepSafe Deluxe 8374NC | POSEY COMPANY | 135
CHRISTIANA |  | HOSPITAL-CH | 0 | 1411KE0484 | DE |  |  |  | Alarms; Occupancy; Bed | 51031 | KeepSafe Deluxe 8374NC | POSEY COMPANY | 135
CHRISTIANA |  | HOSPITAL-CH | 0 | 8374x12260666 | DE |  |  |  | Alarms; Occupancy; Bed | 51538 | KeepSafe Deluxe 8374NC | POSEY COMPANY | 135
CHRISTIANA |  | HOSPITAL-CH | 0 | 1419KE0016 | DE |  |  |  | Alarms; Occupancy; Bed | 81371 | KeepSafe Deluxe 8374NC | POSEY COMPANY | 135
CHRISTIANA |  | HOSPITAL-CH | 0 | 8374X12240145 | DE |  |  |  | Alarms; Occupancy; Bed | 51010 | KeepSafe Deluxe 8374NC | POSEY COMPANY | 135
CHRISTIANA |  | HOSPITAL-CH | 0 | 8374X12240146 | DE |  |  |  | Alarms; Occupancy; Bed | 51011 | KeepSafe Deluxe 8374NC | POSEY COMPANY | 135
CHRISTIANA |  | HOSPITAL-CH | 0 | 12240065 | DE |  |  |  | Alarms; Occupancy; Bed | 50741 | KeepSafe Deluxe 8374NC | POSEY COMPANY | 135
CHRISTIANA |  | HOSPITAL-WH | 0 | E0160CB | DE |  | 2000-02-13 19:00 |  | Pumps; Irrigation | 29713 | Irrigation Pump Endo 100 | ERBE USA INC | 850
CHRISTIANA |  | HOSPITAL-CH | 0 | ? | DE |  |  |  | Scales; Patient; Chair | 21963 | 445 | HEALTH O METER INC DIV SUNBEAM CORP | 1500
CHRISTIANA |  | HOSPITAL-CH | 0 | 3606184 | DE |  | 2003-07-09 20:00 |  | Tissue Culture Apparatus | 34619 | T-GRADIENT THER | WHATMAN INC | 6026
CHRISTIANA |  | HOSPITAL-CH | 0 | US92608475 | DE |  | 2011-11-02 20:00 |  | RECORDERS; Tape | 48434 | 862120 | PHILIPS MEDICAL SYSTEMS CARDIAC & MONITORING SYSTEMS DIV | 2500
CHRISTIANA |  | HOSPITAL-CH | 0 | 164154 | DE |  |  |  | Pressure Measuring Units; Intracranial | 34664 | ARS-530 | COHESION TECHNOLOGIES INC | 9.99
CHRISTIANA |  | Riverside Medical Arts Complex | 0 | 173071 | DE |  |  |  | Exercisers; Aerobic; Climbing | 24974 | CLIMBMAX | Tectrix | 2000
CHRISTIANA |  | HOSPITAL-WH | 0 | NONE | DE |  | 2010-10-10 20:00 |  | Ophthalmoscopes; Scanning Laser | 47224 | 180 | TOPCON INSTRUMENT CORP OF AMERICA | 5000
CHRISTIANA |  | HOSPITAL-CH | 0 | 152896 | DE |  |  |  | Detectors; Blood Flow; Ultrasonic | 39059 | 811BTS Ultrasonic Doppler Flow Detector | PARKS MEDICAL ELECTRONICS INC | 1000
CHRISTIANA |  | HOSPITAL-WH | 0 | 1060122001 | DE |  |  |  | Automation Systems; Medication Dispensing; Clinical Pharmacy | ID33098 | ACUD-MAIN | MCKESSON CORP | 3500
CHRISTIANA |  | HOSPITAL-CH | 0 | 5206110000000 | DE |  |  |  | Automation Systems; Medication Dispensing; Clinical Pharmacy | 49054 | ACUD-MAIN | MCKESSON CORP | 0
CHRISTIANA |  | HOSPITAL-CH | 0 | 1563125005 | DE |  |  |  | Automation Systems; Medication Dispensing; Clinical Pharmacy | ID33008 | ACUD-MAIN | MCKESSON CORP | 3500
CHRISTIANA |  | HOSPITAL-CH | 0 | 1061150011 | DE |  |  |  | Automation Systems; Medication Dispensing; Clinical Pharmacy | ID33035 | ACUD-MAIN | MCKESSON CORP | 3500
CHRISTIANA |  | HOSPITAL-WH | 0 | 1060188006 | DE |  |  |  | Automation Systems; Medication Dispensing; Clinical Pharmacy | ID33099 | ACUD-MAIN | MCKESSON CORP | 3500
CHRISTIANA |  | HOSPITAL-CH | 0 | 1062051004 | DE |  |  |  | Automation Systems; Medication Dispensing; Clinical Pharmacy | ID33058 | ACUD-MAIN | MCKESSON CORP | 3500
CHRISTIANA |  | HOSPITAL-WH | 0 | 1060181004 | DE |  |  |  | Automation Systems; Medication Dispensing; Clinical Pharmacy | ID33096 | ACUD-MAIN | MCKESSON CORP | 3500
CHRISTIANA |  | HOSPITAL-WH | 0 | NONE | DE |  |  |  | Automation Systems; Medication Dispensing; Clinical Pharmacy | I52405 | ACUD-MAIN | MCKESSON CORP | 3500
CHRISTIANA |  | HOSPITAL-CH | 0 | 1563141001 | DE |  |  |  | Automation Systems; Medication Dispensing; Clinical Pharmacy | ID33000 | ACUD-MAIN | MCKESSON CORP | 35000
CHRISTIANA |  | HOSPITAL-WH | 0 | 1060186005 | DE |  |  |  | Automation Systems; Medication Dispensing; Clinical Pharmacy | ID33097 | ACUD-MAIN | MCKESSON CORP | 3500
CHRISTIANA |  | HOSPITAL-CH | 0 | 1563206003 | DE |  |  |  | Automation Systems; Medication Dispensing; Clinical Pharmacy | ID33050 | ACUD-MAIN | MCKESSON CORP | 3500
CHRISTIANA |  | HOSPITAL-WH | 0 | 1060173003 | DE |  |  |  | Automation Systems; Medication Dispensing; Clinical Pharmacy | ID33089 | ACUD-MAIN | MCKESSON CORP | 3500
CHRISTIANA |  | Delcastle High School | 0 | 110412 | DE |  |  |  | Microscopes; Light; Laboratory | 35269 | ZEISS | ZEISS | 3500
CHRISTIANA |  | HOSPITAL-CH | 0 | 117650 | DE |  |  |  | Microscopes; Light; Operating | 27423 | M695 | LEICA MICROSYSTEMS INC | 40000
CHRISTIANA |  | HOSPITAL-CH | 0 | 010M3240004 | DE |  |  |  | MONITORING SYSTEMS; Physiologic; Acute Care | 32633 | DP1000 | GE MEDICAL SYSTEMS | 7200.25
CHRISTIANA |  | HOSPITAL-CH | 0 | 3502G05176 | DE |  |  |  | MONITORING SYSTEMS; Physiologic; Acute Care | 22977 | 78354C | PHILIPS MEDICAL SYSTEMS CARDIAC & MONITORING SYSTEMS DIV | 10000
CHRISTIANA |  | HOSPITAL-CH | 0 | 3419G03965 | DE |  |  |  | MONITORING SYSTEMS; Physiologic; Acute Care | 22779 | 78354C | PHILIPS MEDICAL SYSTEMS CARDIAC & MONITORING SYSTEMS DIV | 10382.84
CHRISTIANA |  | HOSPITAL-CH | 0 | 3502G05174 | DE |  |  |  | MONITORING SYSTEMS; Physiologic; Acute Care | 23031 | 78354C | PHILIPS MEDICAL SYSTEMS CARDIAC & MONITORING SYSTEMS DIV | 10382.84
CHRISTIANA |  | HOSPITAL-WH | 0 | 3126A01950 | DE |  |  |  | MONITORING SYSTEMS; Physiologic; Acute Care | 19144 | 78354C | PHILIPS MEDICAL SYSTEMS CARDIAC & MONITORING SYSTEMS DIV | 7379
CHRISTIANA |  | HOSPITAL-CH | 0 | 3502G05173 | DE |  |  |  | MONITORING SYSTEMS; Physiologic; Acute Care | 22976 | 78354C | PHILIPS MEDICAL SYSTEMS CARDIAC & MONITORING SYSTEMS DIV | 10382.84
CHRISTIANA |  | HOSPITAL-CH | 0 | 180561 | DE |  |  |  | Analyzers; Laboratory; Hematology; Coagulation; Automated | 27317 | MTX | bioMerieux Inc | 42500
CHRISTIANA |  | HOSPITAL-CH | 0 | 96K44127 | DE |  |  |  | Nebulizers; Ultrasonic | 25838 | IRC 1190 | INVACARE LTD | 1000
CHRISTIANA |  | Riverside Medical Arts Complex | 0 | 96K44148 | DE |  |  |  | Nebulizers; Ultrasonic | 25840 | IRC 1190 | INVACARE LTD | 1000
CHRISTIANA |  | Riverside Medical Arts Complex | 0 | 96K44130 | DE |  |  |  | Nebulizers; Ultrasonic | 25839 | IRC 1190 | INVACARE LTD | 1000
CHRISTIANA |  | HOSPITAL-WH | 0 | 97D21516 | DE |  |  |  | Nebulizers; Ultrasonic | 25429 | IRC 1190 | INVACARE LTD | 1000
CHRISTIANA |  | HOSPITAL-WH | 0 | 243226 | DE |  |  |  | Light Sources; Flash | 16560 | FD-31A | TOPCON INSTRUMENT CORP OF AMERICA | 17063
CHRISTIANA |  | Trailer Life Net | 0 | 3224799 | DE |  |  |  | Infusion Pumps; MULTICHANNEL | 51601 | 2863B | ALARIS MEDICAL SYSTEMS INC SUB CARDINAL HEALTH INC | 4999.99
CHRISTIANA |  | HOSPITAL-CH | 5497.64 | IE14039 | DE |  | 2014-06-18 20:00 |  | Analyzers; Physiologic; Respiratory Function Mechanics | 54238 | High Definition Comprehensive Pulmonary HDpft 3000 | nSpire Health Inc | 10916.1
CHRISTIANA |  | Foulkstone Plaza | 0 | 48065 | DE |  |  |  | Heating Units; Hot-Pack | 23218 | M-2 | CHATTANOOGA GROUP DIV ENCORE MEDICAL CORP | 1300
CHRISTIANA |  | Springside Connor Building | 0 | 40917 | DE |  |  |  | Heating Units; Hot-Pack | 19338 | M-2 | CHATTANOOGA GROUP DIV ENCORE MEDICAL CORP | 1300
CHRISTIANA |  | HOSPITAL-CH | 0 | 15942 | DE |  |  |  | Heating Units; Hot-Pack | 14246 | M-2 | CHATTANOOGA GROUP DIV ENCORE MEDICAL CORP | 5145
CHRISTIANA |  | Riverside Medical Arts Complex | 0 | 39725 | DE |  |  |  | Heating Units; Hot-Pack | 24966 | M-2 | CHATTANOOGA GROUP DIV ENCORE MEDICAL CORP | 1300
CHRISTIANA |  | HCCC | 0 | 26348 | DE |  |  |  | Heating Units; Hot-Pack | 13712 | M-2 | CHATTANOOGA GROUP DIV ENCORE MEDICAL CORP | 1300
CHRISTIANA |  | HOSPITAL-WH | 0 | 20897 | DE |  |  |  | Heating Units; Hot-Pack | 13711 | M-2 | CHATTANOOGA GROUP DIV ENCORE MEDICAL CORP | 1300
CHRISTIANA |  | HOSPITAL-CH | 0 | GHY99K06 | DE |  |  |  | Centrifuges; Tabletop; Low-Speed; Nonrefrigerated | 29281 | Spinchron DLX | BECKMAN INSTRUMENTS INC | 7000
CHRISTIANA |  | HOSPITAL-WH | 0 | GHY06D15 | DE |  | 2006-09-06 20:00 |  | Centrifuges; Tabletop; Low-Speed; Nonrefrigerated | 38548 | Spinchron DLX | BECKMAN INSTRUMENTS INC | 11603
CHRISTIANA |  | HOSPITAL-WH | 0 | GHY01H20 | DE |  | 2001-09-23 20:00 |  | Centrifuges; Tabletop; Low-Speed; Nonrefrigerated | 31838 | Spinchron DLX | BECKMAN INSTRUMENTS INC | 6725
CHRISTIANA |  | HOSPITAL-CH | 7900 | LX10004327302 | DE |  | 2013-08-31 20:00 |  | Analyzers; Laboratory; Immunoassay; Photometric; Enzyme (EIA) | 37131 | Zeus AtheNA Multi-Lyte Test System | ALERE | 75000
CHRISTIANA |  | HOSPITAL-CH | 0 | ES006350 | DE |  |  |  | Sterilizing Units; Steam; Tabletop | 53589 | Ritter UltraClave Automatic Sterilizer M11 | MIDMARK CORP | 4500
CHRISTIANA |  | MAP II | 0 | ES006388 | DE |  |  |  | Sterilizing Units; Steam; Tabletop | 53590 | Ritter UltraClave Automatic Sterilizer M11 | MIDMARK CORP | 4500
CHRISTIANA |  | CANCER CENTER | 0 | V626813 | DE |  |  |  | Sterilizing Units; Steam; Tabletop | 54037 | Ritter UltraClave Automatic Sterilizer M11 | MIDMARK CORP | 3800
CHRISTIANA |  | HOSPITAL-CH | 991.18 | v1630101 | DE |  |  |  | Sterilizing Units; Steam; Tabletop | 61099 | Ritter UltraClave Automatic Sterilizer M11 | MIDMARK CORP | 3800
CHRISTIANA |  | HOSPITAL-CH | 991.18 | V795727 | DE |  |  |  | Sterilizing Units; Steam; Tabletop | 46453 | Ritter UltraClave Automatic Sterilizer M11 | MIDMARK CORP | 4500
CHRISTIANA |  | MAP II | 991.18 | V745379 | DE |  | 2009-04-29 20:00 |  | Sterilizing Units; Steam; Tabletop | 40125 | Ritter UltraClave Automatic Sterilizer M11 | MIDMARK CORP | 4500
CHRISTIANA |  | HOSPITAL-CH | 0 | 1229 | DE |  | 2010-11-03 20:00 |  | Nucleic Acid Processors; Purification | 46963 | NucliSENS easyMag | bioMerieux Inc | 67500
CHRISTIANA |  | HOSPITAL-CH | 0 | 228931000000 | DE |  |  |  | Incubators; Laboratory; Thermal Cycle | 31641 | 19225 | THERMOLYNE CORP SUB SYBRON CORP | 799.99
CHRISTIANA |  | Middletown Care Center(Sleepy Hollow) | 0 | 9206405 | DE |  |  |  | Sterilizing Units; Steam; Tabletop | 22290 | 2340M | Tuttnauer USA Co Ltd | 3000
CHRISTIANA |  | CANCER CENTER | 0 | 2102502 | DE |  |  |  | Sterilizing Units; Steam; Tabletop | 31635 | 2340M | Tuttnauer USA Co Ltd | 3469.2
CHRISTIANA |  | Hockessin Primary Care | 0 | 9206487 | DE |  |  |  | Sterilizing Units; Steam; Tabletop | 10501 | 2340M | Tuttnauer USA Co Ltd | 0
CHRISTIANA |  | New Castle Center | 0 | 9206405 | DE |  |  |  | Sterilizing Units; Steam; Tabletop | 35369 | 2340M | Tuttnauer USA Co Ltd | 0
CHRISTIANA |  | HOSPITAL-CH | 0 | 2-841906-7 | DE |  |  |  | Incubators; Incubators; Laboratory; Aerobic | 12788 | 6300 | NAPCO SCIENTIFIC CO | 4201
CHRISTIANA |  | HOSPITAL-WH | 0 | A100-01-1095-035 | DE |  |  |  | Cameras; Multi-Image | 13789 | MI10 | MATRIX CORP | 25000
CHRISTIANA |  | HOSPITAL-CH | 0 | ? | DE |  |  |  | X-Ray Film Mounts; Dental | BI-503 | CDCU/AID | DUPONT MEDICAL PRODUCTS DIAGNOSTIC IMAGING DIV | 3000
CHRISTIANA |  | HOSPITAL-CH | 0 | ? | DE |  |  |  | X-Ray Film Mounts; Dental | BI-518 | CDCU/AID | DUPONT MEDICAL PRODUCTS DIAGNOSTIC IMAGING DIV | 3000
CHRISTIANA |  | HOSPITAL-WH | 0 | ? | DE |  |  |  | X-Ray Film Mounts; Dental | BI-579 | CDCU/AID | DUPONT MEDICAL PRODUCTS DIAGNOSTIC IMAGING DIV | 3000
CHRISTIANA |  | HOSPITAL-WH | 0 | ? | DE |  |  |  | X-Ray Film Mounts; Dental | BI-577 | CDCU/AID | DUPONT MEDICAL PRODUCTS DIAGNOSTIC IMAGING DIV | 3000
CHRISTIANA |  | HOSPITAL-WH | 0 | ? | DE |  |  |  | X-Ray Film Mounts; Dental | BI-570 | CDCU/AID | DUPONT MEDICAL PRODUCTS DIAGNOSTIC IMAGING DIV | 3000
CHRISTIANA |  | HOSPITAL-CH | 0 | 13016L2X115I | DE |  |  |  | Probes; Ultrasonic | 13016L2X115I | L20-5 | ZONARE Medical Systems Inc | 10000
CHRISTIANA |  | MIDDLETOWN ED | 0 | 13050L2X116A | DE |  |  |  | Probes; Ultrasonic | 13050L2X116A | L20-5 | ZONARE Medical Systems Inc | 10000
CHRISTIANA |  | HOSPITAL-WH | 0 | 13052L2X116A | DE |  |  |  | Probes; Ultrasonic | 13052L2X116A | L20-5 | ZONARE Medical Systems Inc | 10000
CHRISTIANA |  | HOSPITAL-CH | 0 | C030094 | DE |  |  |  | Alarms; Occupancy; Chair/Wheelchair | C030094 | CHAIR-CHECK II | BED-CHECK CORP | 150
CHRISTIANA |  | HOSPITAL-CH | 0 | C030096 | DE |  |  |  | Alarms; Occupancy; Chair/Wheelchair | C030096 | CHAIR-CHECK II | BED-CHECK CORP | 150
CHRISTIANA |  | HOSPITAL-WH | 0 | C090412 | DE |  |  |  | Alarms; Occupancy; Chair/Wheelchair | C090412 | CHAIR-CHECK II | BED-CHECK CORP | 0
CHRISTIANA |  | HOSPITAL-WH | 0 | C086425 | DE |  |  |  | Alarms; Occupancy; Chair/Wheelchair | C086425 | CHAIR-CHECK II | BED-CHECK CORP | 6358
CHRISTIANA |  | HOSPITAL-CH | 0 | C030095 | DE |  |  |  | Alarms; Occupancy; Chair/Wheelchair | C030095 | CHAIR-CHECK II | BED-CHECK CORP | 150
CHRISTIANA |  | HOSPITAL-CH | 0 | C030097 | DE |  |  |  | Alarms; Occupancy; Chair/Wheelchair | C030097 | CHAIR-CHECK II | BED-CHECK CORP | 150
CHRISTIANA |  | HOSPITAL-WH | 0 | C090411 | DE |  |  |  | Alarms; Occupancy; Chair/Wheelchair | C090411 | CHAIR-CHECK II | BED-CHECK CORP | 0
CHRISTIANA |  | HOSPITAL-CH | 0 | C090570 | DE |  |  |  | Alarms; Occupancy; Chair/Wheelchair | C090570 | CHAIR-CHECK II | BED-CHECK CORP | 150
CHRISTIANA |  | HOSPITAL-WH | 0 | C086427 | DE |  |  |  | Alarms; Occupancy; Chair/Wheelchair | C086427 | CHAIR-CHECK II | BED-CHECK CORP | 6358
CHRISTIANA |  | HOSPITAL-WH | 0 | C090128 | DE |  |  |  | Alarms; Occupancy; Bed | C090128 | CHAIR-CHECK II | BED-CHECK CORP | 250
CHRISTIANA |  | HOSPITAL-CH | 0 | C073886 | DE |  |  |  | Alarms; Occupancy; Chair/Wheelchair | C073886 | CHAIR-CHECK II | BED-CHECK CORP | 0
CHRISTIANA |  | HOSPITAL-CH | 0 | C090555 | DE |  |  |  | Alarms; Occupancy; Chair/Wheelchair | C090555 | CHAIR-CHECK II | BED-CHECK CORP | 150
CHRISTIANA |  | HOSPITAL-CH | 0 | C090569 | DE |  |  |  | Alarms; Occupancy; Chair/Wheelchair | C090569 | CHAIR-CHECK II | BED-CHECK CORP | 150
CHRISTIANA |  | HOSPITAL-WH | 0 | C086426 | DE |  |  |  | Alarms; Occupancy; Chair/Wheelchair | C086426 | CHAIR-CHECK II | BED-CHECK CORP | 6358
CHRISTIANA |  | HOSPITAL-WH | 0 | C086432 | DE |  |  |  | Alarms; Occupancy; Chair/Wheelchair | C086432 | CHAIR-CHECK II | BED-CHECK CORP | 6358
CHRISTIANA |  | HOSPITAL-WH | 0 | C090125 | DE |  |  |  | Alarms; Occupancy; Bed | C090125 | CHAIR-CHECK II | BED-CHECK CORP | 250
CHRISTIANA |  | HOSPITAL-CH | 0 | C090551 | DE |  |  |  | Alarms; Occupancy; Chair/Wheelchair | C090551 | CHAIR-CHECK II | BED-CHECK CORP | 150
CHRISTIANA |  | HOSPITAL-CH | 0 | C073873 | DE |  |  |  | Alarms; Occupancy; Chair/Wheelchair | C073873 | CHAIR-CHECK II | BED-CHECK CORP | 0
CHRISTIANA |  | HOSPITAL-CH | 0 | C073865 | DE |  |  |  | Alarms; Occupancy; Chair/Wheelchair | C073865 | CHAIR-CHECK II | BED-CHECK CORP | 0
CHRISTIANA |  | HOSPITAL-WH | 0 | C090126 | DE |  |  |  | Alarms; Occupancy; Bed | C090126 | CHAIR-CHECK II | BED-CHECK CORP | 250
CHRISTIANA |  | HOSPITAL-WH | 0 | C090129 | DE |  |  |  | Alarms; Occupancy; Bed | C090129 | CHAIR-CHECK II | BED-CHECK CORP | 250
CHRISTIANA |  | HOSPITAL-CH | 0 | C030104 | DE |  |  |  | Alarms; Occupancy; Chair/Wheelchair | C030104 | CHAIR-CHECK II | BED-CHECK CORP | 150
CHRISTIANA |  | HOSPITAL-CH | 0 | C073879 | DE |  |  |  | Alarms; Occupancy; Chair/Wheelchair | C073879 | CHAIR-CHECK II | BED-CHECK CORP | 0
CHRISTIANA |  | HOSPITAL-CH | 0 | C073878 | DE |  |  |  | Alarms; Occupancy; Chair/Wheelchair | C073878 | CHAIR-CHECK II | BED-CHECK CORP | 0
CHRISTIANA |  | HOSPITAL-CH | 0 | C090552 | DE |  |  |  | Alarms; Occupancy; Chair/Wheelchair | C090552 | CHAIR-CHECK II | BED-CHECK CORP | 150
CHRISTIANA |  | HOSPITAL-CH | 0 | C090557 | DE |  |  |  | Alarms; Occupancy; Chair/Wheelchair | C090557 | CHAIR-CHECK II | BED-CHECK CORP | 150
CHRISTIANA |  | HOSPITAL-CH | 0 | C073872 | DE |  |  |  | Alarms; Occupancy; Chair/Wheelchair | C073872 | CHAIR-CHECK II | BED-CHECK CORP | 0
CHRISTIANA |  | HOSPITAL-CH | 0 | C073863 | DE |  |  |  | Alarms; Occupancy; Chair/Wheelchair | C073863 | CHAIR-CHECK II | BED-CHECK CORP | 0
CHRISTIANA |  | HOSPITAL-WH | 0 | C090127 | DE |  |  |  | Alarms; Occupancy; Bed | C090127 | CHAIR-CHECK II | BED-CHECK CORP | 250
CHRISTIANA |  | HOSPITAL-CH | 0 | C030103 | DE |  |  |  | Alarms; Occupancy; Chair/Wheelchair | C030103 | CHAIR-CHECK II | BED-CHECK CORP | 150
CHRISTIANA |  | HOSPITAL-CH | 0 | C073887 | DE |  |  |  | Alarms; Occupancy; Chair/Wheelchair | C073887 | CHAIR-CHECK II | BED-CHECK CORP | 0
CHRISTIANA |  | HOSPITAL-CH | 0 | C073876 | DE |  |  |  | Alarms; Occupancy; Chair/Wheelchair | C073876 | CHAIR-CHECK II | BED-CHECK CORP | 0
CHRISTIANA |  | HOSPITAL-CH | 0 | C090556 | DE |  |  |  | Alarms; Occupancy; Chair/Wheelchair | C090556 | CHAIR-CHECK II | BED-CHECK CORP | 150
CHRISTIANA |  | HOSPITAL-CH | 0 | C090558 | DE |  |  |  | Alarms; Occupancy; Chair/Wheelchair | C090558 | CHAIR-CHECK II | BED-CHECK CORP | 150
CHRISTIANA |  | HOSPITAL-CH | 0 | C073861 | DE |  |  |  | Alarms; Occupancy; Chair/Wheelchair | C073861 | CHAIR-CHECK II | BED-CHECK CORP | 0
CHRISTIANA |  | HOSPITAL-CH | 0 | C073866 | DE |  |  |  | Alarms; Occupancy; Chair/Wheelchair | C073866 | CHAIR-CHECK II | BED-CHECK CORP | 0
CHRISTIANA |  | HOSPITAL-CH | 0 | C030106 | DE |  |  |  | Alarms; Occupancy; Chair/Wheelchair | C030106 | CHAIR-CHECK II | BED-CHECK CORP | 150
CHRISTIANA |  | HOSPITAL-CH | 0 | C09059 | DE |  |  |  | Alarms; Occupancy; Chair/Wheelchair | C09059 | CHAIR-CHECK II | BED-CHECK CORP | 150
CHRISTIANA |  | HOSPITAL-CH | 0 | C073890 | DE |  |  |  | Alarms; Occupancy; Chair/Wheelchair | C073890 | CHAIR-CHECK II | BED-CHECK CORP | 0
CHRISTIANA |  | HOSPITAL-CH | 0 | C030115 | DE |  |  |  | Alarms; Occupancy; Chair/Wheelchair | C030115 | CHAIR-CHECK II | BED-CHECK CORP | 150
CHRISTIANA |  | HOSPITAL-WH | 0 | C090925 | DE |  |  |  | Alarms; Occupancy; Chair/Wheelchair | C090925 | CHAIR-CHECK II | BED-CHECK CORP | 0
CHRISTIANA |  | HOSPITAL-CH | 0 | C073864 | DE |  |  |  | Alarms; Occupancy; Chair/Wheelchair | C073864 | CHAIR-CHECK II | BED-CHECK CORP | 0
CHRISTIANA |  | HOSPITAL-CH | 0 | C073862 | DE |  |  |  | Alarms; Occupancy; Chair/Wheelchair | C073862 | CHAIR-CHECK II | BED-CHECK CORP | 0
CHRISTIANA |  | HOSPITAL-CH | 0 | C030105 | DE |  |  |  | Alarms; Occupancy; Chair/Wheelchair | C030105 | CHAIR-CHECK II | BED-CHECK CORP | 150
CHRISTIANA |  | HOSPITAL-CH | 0 | C030107 | DE |  |  |  | Alarms; Occupancy; Chair/Wheelchair | C030107 | CHAIR-CHECK II | BED-CHECK CORP | 150
CHRISTIANA |  | HOSPITAL-CH | 0 | C073880 | DE |  |  |  | Alarms; Occupancy; Chair/Wheelchair | C073880 | CHAIR-CHECK II | BED-CHECK CORP | 0
CHRISTIANA |  | HOSPITAL-CH | 0 | C073877 | DE |  |  |  | Alarms; Occupancy; Chair/Wheelchair | C073877 | CHAIR-CHECK II | BED-CHECK CORP | 0
CHRISTIANA |  | HOSPITAL-WH | 0 | CO72887 | DE |  |  |  | Alarms; Occupancy; Chair/Wheelchair | CO72887 | CHAIR-CHECK II | BED-CHECK CORP | 6358
CHRISTIANA |  | HOSPITAL-CH | 0 | C092507 | DE |  |  |  | Alarms; Occupancy; Chair/Wheelchair | C092507 | CHAIR-CHECK II | BED-CHECK CORP | 150
CHRISTIANA |  | HOSPITAL-CH | 0 | C030125 | DE |  |  |  | Alarms; Occupancy; Chair/Wheelchair | C030125 | CHAIR-CHECK II | BED-CHECK CORP | 150
CHRISTIANA |  | HOSPITAL-CH | 0 | C030113 | DE |  |  |  | Alarms; Occupancy; Chair/Wheelchair | C030113 | CHAIR-CHECK II | BED-CHECK CORP | 150
CHRISTIANA |  | HOSPITAL-WH | 0 | CO72896 | DE |  |  |  | Alarms; Occupancy; Chair/Wheelchair | CO72896 | CHAIR-CHECK II | BED-CHECK CORP | 6358
CHRISTIANA |  | HOSPITAL-WH | 0 | C090328 | DE |  |  |  | Alarms; Occupancy; Chair/Wheelchair | C090328 | CHAIR-CHECK II | BED-CHECK CORP | 0
CHRISTIANA |  | HOSPITAL-CH | 0 | C090550 | DE |  |  |  | Alarms; Occupancy; Chair/Wheelchair | C090550 | CHAIR-CHECK II | BED-CHECK CORP | 150
CHRISTIANA |  | HOSPITAL-WH | 0 | CO72890 | DE |  |  |  | Alarms; Occupancy; Chair/Wheelchair | CO72890 | CHAIR-CHECK II | BED-CHECK CORP | 6358
CHRISTIANA |  | HOSPITAL-CH | 0 | C092504 | DE |  |  |  | Alarms; Occupancy; Chair/Wheelchair | C092504 | CHAIR-CHECK II | BED-CHECK CORP | 150
CHRISTIANA |  | HOSPITAL-CH | 0 | C030114 | DE |  |  |  | Alarms; Occupancy; Chair/Wheelchair | C030114 | CHAIR-CHECK II | BED-CHECK CORP | 150
CHRISTIANA |  | HOSPITAL-CH | 0 | C072861 | DE |  |  |  | Alarms; Occupancy; Chair/Wheelchair | C072861 | CHAIR-CHECK II | BED-CHECK CORP | 0
CHRISTIANA |  | HOSPITAL-WH | 0 | C090329 | DE |  |  |  | Alarms; Occupancy; Chair/Wheelchair | C090329 | CHAIR-CHECK II | BED-CHECK CORP | 0
CHRISTIANA |  | HOSPITAL-WH | 0 | C090327 | DE |  |  |  | Alarms; Occupancy; Chair/Wheelchair | C090327 | CHAIR-CHECK II | BED-CHECK CORP | 0
CHRISTIANA |  | HOSPITAL-CH | 0 | C090559 | DE |  |  |  | Alarms; Occupancy; Chair/Wheelchair | C090559 | CHAIR-CHECK II | BED-CHECK CORP | 150
CHRISTIANA |  | HOSPITAL-CH | 0 | C090553 | DE |  |  |  | Alarms; Occupancy; Chair/Wheelchair | C090553 | CHAIR-CHECK II | BED-CHECK CORP | 150
CHRISTIANA |  | HOSPITAL-WH | 0 | CO72888 | DE |  |  |  | Alarms; Occupancy; Chair/Wheelchair | CO72888 | CHAIR-CHECK II | BED-CHECK CORP | 6358
CHRISTIANA |  | HOSPITAL-WH | 0 | CO72877 | DE |  |  |  | Alarms; Occupancy; Chair/Wheelchair | CO72877 | CHAIR-CHECK II | BED-CHECK CORP | 6358
CHRISTIANA |  | HOSPITAL-CH | 0 | C092207 | DE |  |  |  | Alarms; Occupancy; Chair/Wheelchair | C092207 | CHAIR-CHECK II | BED-CHECK CORP | 150
CHRISTIANA |  | HOSPITAL-CH | 0 | C030111 | DE |  |  |  | Alarms; Occupancy; Chair/Wheelchair | C030111 | CHAIR-CHECK II | BED-CHECK CORP | 150
CHRISTIANA |  | HOSPITAL-CH | 0 | C030101 | DE |  |  |  | Alarms; Occupancy; Chair/Wheelchair | C030101 | CHAIR-CHECK II | BED-CHECK CORP | 150
CHRISTIANA |  | HOSPITAL-WH | 0 | C092474 | DE |  |  |  | Alarms; Occupancy; Chair/Wheelchair | C092474 | CHAIR-CHECK II | BED-CHECK CORP | 0
CHRISTIANA |  | HOSPITAL-WH | 0 | CO72880 | DE |  |  |  | Alarms; Occupancy; Chair/Wheelchair | CO72880 | CHAIR-CHECK II | BED-CHECK CORP | 6358
CHRISTIANA |  | HOSPITAL-WH | 0 | CO72881 | DE |  |  |  | Alarms; Occupancy; Chair/Wheelchair | CO72881 | CHAIR-CHECK II | BED-CHECK CORP | 6358
CHRISTIANA |  | HOSPITAL-WH | 0 | C090326 | DE |  |  |  | Alarms; Occupancy; Chair/Wheelchair | C090326 | CHAIR-CHECK II | BED-CHECK CORP | 0
CHRISTIANA |  | HOSPITAL-WH | 0 | C090324 | DE |  |  |  | Alarms; Occupancy; Chair/Wheelchair | C090324 | CHAIR-CHECK II | BED-CHECK CORP | 0
CHRISTIANA |  | HOSPITAL-CH | 0 | C090554 | DE |  |  |  | Alarms; Occupancy; Chair/Wheelchair | C090554 | CHAIR-CHECK II | BED-CHECK CORP | 150
CHRISTIANA |  | HOSPITAL-CH | 0 | C092495 | DE |  |  |  | Alarms; Occupancy; Chair/Wheelchair | C092495 | CHAIR-CHECK II | BED-CHECK CORP | 150
CHRISTIANA |  | HOSPITAL-WH | 0 | CO72891 | DE |  |  |  | Alarms; Occupancy; Chair/Wheelchair | CO72891 | CHAIR-CHECK II | BED-CHECK CORP | 6358
CHRISTIANA |  | HOSPITAL-WH | 0 | CO72873 | DE |  |  |  | Alarms; Occupancy; Chair/Wheelchair | CO72873 | CHAIR-CHECK II | BED-CHECK CORP | 6358
CHRISTIANA |  | HOSPITAL-CH | 0 | C092506 | DE |  |  |  | Alarms; Occupancy; Chair/Wheelchair | C092506 | CHAIR-CHECK II | BED-CHECK CORP | 150
CHRISTIANA |  | HOSPITAL-CH | 0 | C092498 | DE |  |  |  | Alarms; Occupancy; Chair/Wheelchair | C092498 | CHAIR-CHECK II | BED-CHECK CORP | 150
CHRISTIANA |  | HOSPITAL-CH | 0 | C073889 | DE |  |  |  | Alarms; Occupancy; Chair/Wheelchair | C073889 | CHAIR-CHECK II | BED-CHECK CORP | 0
CHRISTIANA |  | HOSPITAL-CH | 0 | C030112 | DE |  |  |  | Alarms; Occupancy; Chair/Wheelchair | C030112 | CHAIR-CHECK II | BED-CHECK CORP | 150
CHRISTIANA |  | HOSPITAL-CH | 0 | C030110 | DE |  |  |  | Alarms; Occupancy; Chair/Wheelchair | C030110 | CHAIR-CHECK II | BED-CHECK CORP | 150
CHRISTIANA |  | HOSPITAL-WH | 0 | CO72876 | DE |  |  |  | Alarms; Occupancy; Chair/Wheelchair | CO72876 | CHAIR-CHECK II | BED-CHECK CORP | 6358
CHRISTIANA |  | HOSPITAL-WH | 0 | CO72889 | DE |  |  |  | Alarms; Occupancy; Chair/Wheelchair | CO72889 | CHAIR-CHECK II | BED-CHECK CORP | 6358
CHRISTIANA |  | HOSPITAL-WH | 0 | C090325 | DE |  |  |  | Alarms; Occupancy; Chair/Wheelchair | C090325 | CHAIR-CHECK II | BED-CHECK CORP | 0
CHRISTIANA |  | HOSPITAL-CH | 0 | C092501 | DE |  |  |  | Alarms; Occupancy; Chair/Wheelchair | C092501 | CHAIR-CHECK II | BED-CHECK CORP | 150
CHRISTIANA |  | HOSPITAL-WH | 0 | CO72886 | DE |  |  |  | Alarms; Occupancy; Chair/Wheelchair | CO72886 | CHAIR-CHECK II | BED-CHECK CORP | 6358
CHRISTIANA |  | HOSPITAL-CH | 0 | C092209 | DE |  |  |  | Alarms; Occupancy; Chair/Wheelchair | C092209 | CHAIR-CHECK II | BED-CHECK CORP | 150
CHRISTIANA |  | HOSPITAL-CH | 0 | C092500 | DE |  |  |  | Alarms; Occupancy; Chair/Wheelchair | C092500 | CHAIR-CHECK II | BED-CHECK CORP | 150
CHRISTIANA |  | HOSPITAL-WH | 0 | C092478 | DE |  |  |  | Alarms; Occupancy; Chair/Wheelchair | C092478 | CHAIR-CHECK II | BED-CHECK CORP | 0
CHRISTIANA |  | HOSPITAL-WH | 0 | C072884 | DE |  |  |  | Alarms; Occupancy; Chair/Wheelchair | C072884 | CHAIR-CHECK II | BED-CHECK CORP | 0
CHRISTIANA |  | HOSPITAL-WH | 0 | CO72882 | DE |  |  |  | Alarms; Occupancy; Chair/Wheelchair | CO72882 | CHAIR-CHECK II | BED-CHECK CORP | 6358
CHRISTIANA |  | HOSPITAL-WH | 0 | CO72879 | DE |  |  |  | Alarms; Occupancy; Chair/Wheelchair | CO72879 | CHAIR-CHECK II | BED-CHECK CORP | 6358
CHRISTIANA |  | HOSPITAL-WH | 0 | C090322 | DE |  |  |  | Alarms; Occupancy; Chair/Wheelchair | C090322 | CHAIR-CHECK II | BED-CHECK CORP | 0
CHRISTIANA |  | HOSPITAL-WH | 0 | CO72893 | DE |  |  |  | Alarms; Occupancy; Chair/Wheelchair | CO72893 | CHAIR-CHECK II | BED-CHECK CORP | 6358
CHRISTIANA |  | HOSPITAL-CH | 0 | C092206 | DE |  |  |  | Alarms; Occupancy; Chair/Wheelchair | C092206 | CHAIR-CHECK II | BED-CHECK CORP | 150
CHRISTIANA |  | HOSPITAL-CH | 0 | C030102 | DE |  |  |  | Alarms; Occupancy; Chair/Wheelchair | C030102 | CHAIR-CHECK II | BED-CHECK CORP | 150
CHRISTIANA |  | HOSPITAL-WH | 0 | C092477 | DE |  |  |  | Alarms; Occupancy; Chair/Wheelchair | C092477 | CHAIR-CHECK II | BED-CHECK CORP | 0
CHRISTIANA |  | HOSPITAL-WH | 0 | C092479 | DE |  |  |  | Alarms; Occupancy; Chair/Wheelchair | C092479 | CHAIR-CHECK II | BED-CHECK CORP | 0
CHRISTIANA |  | HOSPITAL-WH | 0 | CO72874 | DE |  |  |  | Alarms; Occupancy; Chair/Wheelchair | CO72874 | CHAIR-CHECK II | BED-CHECK CORP | 6358
CHRISTIANA |  | HOSPITAL-WH | 0 | CO72872 | DE |  |  |  | Alarms; Occupancy; Chair/Wheelchair | CO72872 | CHAIR-CHECK II | BED-CHECK CORP | 6358
CHRISTIANA |  | HOSPITAL-WH | 0 | C090323 | DE |  |  |  | Alarms; Occupancy; Chair/Wheelchair | C090323 | CHAIR-CHECK II | BED-CHECK CORP | 0
CHRISTIANA |  | HOSPITAL-WH | 0 | C090321 | DE |  |  |  | Alarms; Occupancy; Chair/Wheelchair | C090321 | CHAIR-CHECK II | BED-CHECK CORP | 0
CHRISTIANA |  | HOSPITAL-CH | 0 | C01001353 | DE |  |  |  | Alarms; Occupancy; Chair/Wheelchair | C01001353 | CHAIR-CHECK II | BED-CHECK CORP | 250
CHRISTIANA |  | HOSPITAL-CH | 0 | C080659 | DE |  |  |  | Alarms; Occupancy; Chair/Wheelchair | C080659 | CHAIR-CHECK II | BED-CHECK CORP | 150
CHRISTIANA |  | HOSPITAL-CH | 0 | C072864 | DE |  |  |  | Alarms; Occupancy; Chair/Wheelchair | C072864 | CHAIR-CHECK II | BED-CHECK CORP | 0
CHRISTIANA |  | HOSPITAL-WH | 0 | C090330 | DE |  |  |  | Alarms; Occupancy; Chair/Wheelchair | C090330 | CHAIR-CHECK II | BED-CHECK CORP | 0
CHRISTIANA |  | HOSPITAL-WH | 0 | CO72892 | DE |  |  |  | Alarms; Occupancy; Chair/Wheelchair | CO72892 | CHAIR-CHECK II | BED-CHECK CORP | 6358
CHRISTIANA |  | HOSPITAL-CH | 0 | C01053611 | DE |  |  |  | Alarms; Occupancy; Chair/Wheelchair | C01053611 | CHAIR-CHECK II | BED-CHECK CORP | 250
CHRISTIANA |  | HOSPITAL-CH | 0 | C072862 | DE |  |  |  | Alarms; Occupancy; Chair/Wheelchair | C072862 | CHAIR-CHECK II | BED-CHECK CORP | 0
CHRISTIANA |  | HOSPITAL-WH | 0 | C090910 | DE |  |  |  | Alarms; Occupancy; Chair/Wheelchair | C090910 | CHAIR-CHECK II | BED-CHECK CORP | 0
CHRISTIANA |  | HOSPITAL-WH | 0 | CO72884 | DE |  |  |  | Alarms; Occupancy; Chair/Wheelchair | CO72884 | CHAIR-CHECK II | BED-CHECK CORP | 6358
CHRISTIANA |  | HOSPITAL-CH | 0 | C092492 | DE |  |  |  | Alarms; Occupancy; Chair/Wheelchair | C092492 | CHAIR-CHECK II | BED-CHECK CORP | 150
CHRISTIANA |  | HOSPITAL-WH | 0 | C092475 | DE |  |  |  | Alarms; Occupancy; Chair/Wheelchair | C092475 | CHAIR-CHECK II | BED-CHECK CORP | 0
CHRISTIANA |  | HOSPITAL-WH | 0 | C092476 | DE |  |  |  | Alarms; Occupancy; Chair/Wheelchair | C092476 | CHAIR-CHECK II | BED-CHECK CORP | 0
CHRISTIANA |  | HOSPITAL-WH | 0 | CO72883 | DE |  |  |  | Alarms; Occupancy; Chair/Wheelchair | CO72883 | CHAIR-CHECK II | BED-CHECK CORP | 6358
CHRISTIANA |  | HOSPITAL-CH | 0 | C030051 | DE |  |  |  | Alarms; Occupancy; Chair/Wheelchair | C030051 | CHAIR-CHECK II | BED-CHECK CORP | 150
CHRISTIANA |  | HOSPITAL-CH | 0 | C030053 | DE |  |  |  | Alarms; Occupancy; Chair/Wheelchair | C030053 | CHAIR-CHECK II | BED-CHECK CORP | 150
CHRISTIANA |  | HOSPITAL-CH | 0 | C080667 | DE |  |  |  | Alarms; Occupancy; Chair/Wheelchair | C080667 | CHAIR-CHECK II | BED-CHECK CORP | 150
CHRISTIANA |  | HOSPITAL-CH | 0 | C073867 | DE |  |  |  | Alarms; Occupancy; Chair/Wheelchair | C073867 | CHAIR-CHECK II | BED-CHECK CORP | 0
CHRISTIANA |  | HOSPITAL-CH | 0 | C073868 | DE |  |  |  | Alarms; Occupancy; Chair/Wheelchair | C073868 | CHAIR-CHECK II | BED-CHECK CORP | 0
CHRISTIANA |  | HOSPITAL-CH | 0 | C090574 | DE |  |  |  | Alarms; Occupancy; Chair/Wheelchair | C090574 | CHAIR-CHECK II | BED-CHECK CORP | 150
CHRISTIANA |  | HOSPITAL-CH | 0 | C090548 | DE |  |  |  | Alarms; Occupancy; Chair/Wheelchair | C090548 | CHAIR-CHECK II | BED-CHECK CORP | 150
CHRISTIANA |  | HOSPITAL-CH | 0 | C092493 | DE |  |  |  | Alarms; Occupancy; Chair/Wheelchair | C092493 | CHAIR-CHECK II | BED-CHECK CORP | 150
CHRISTIANA |  | HOSPITAL-CH | 0 | C092487 | DE |  |  |  | Alarms; Occupancy; Chair/Wheelchair | C092487 | CHAIR-CHECK II | BED-CHECK CORP | 150
CHRISTIANA |  | HOSPITAL-WH | 0 | C092599 | DE |  |  |  | Alarms; Occupancy; Chair/Wheelchair | C092599 | CHAIR-CHECK II | BED-CHECK CORP | 0
CHRISTIANA |  | HOSPITAL-WH | 0 | CO72894 | DE |  |  |  | Alarms; Occupancy; Chair/Wheelchair | CO72894 | CHAIR-CHECK II | BED-CHECK CORP | 6358
CHRISTIANA |  | HOSPITAL-CH | 0 | C092499 | DE |  |  |  | Alarms; Occupancy; Chair/Wheelchair | C092499 | CHAIR-CHECK II | BED-CHECK CORP | 150
CHRISTIANA |  | HOSPITAL-CH | 0 | C030052 | DE |  |  |  | Alarms; Occupancy; Chair/Wheelchair | C030052 | CHAIR-CHECK II | BED-CHECK CORP | 150
CHRISTIANA |  | HOSPITAL-CH | 0 | C080668 | DE |  |  |  | Alarms; Occupancy; Chair/Wheelchair | C080668 | CHAIR-CHECK II | BED-CHECK CORP | 150
CHRISTIANA |  | HOSPITAL-CH | 0 | C073869 | DE |  |  |  | Alarms; Occupancy; Chair/Wheelchair | C073869 | CHAIR-CHECK II | BED-CHECK CORP | 0
CHRISTIANA |  | HOSPITAL-CH | 0 | C073870 | DE |  |  |  | Alarms; Occupancy; Chair/Wheelchair | C073870 | CHAIR-CHECK II | BED-CHECK CORP | 0
CHRISTIANA |  | HOSPITAL-CH | 0 | C090575 | DE |  |  |  | Alarms; Occupancy; Chair/Wheelchair | C090575 | CHAIR-CHECK II | BED-CHECK CORP | 150
CHRISTIANA |  | HOSPITAL-CH | 0 | C092496 | DE |  |  |  | Alarms; Occupancy; Chair/Wheelchair | C092496 | CHAIR-CHECK II | BED-CHECK CORP | 150
CHRISTIANA |  | HOSPITAL-CH | 0 | C030099 | DE |  |  |  | Alarms; Occupancy; Chair/Wheelchair | C030099 | CHAIR-CHECK II | BED-CHECK CORP | 150
CHRISTIANA |  | HOSPITAL-CH | 0 | C030055 | DE |  |  |  | Alarms; Occupancy; Chair/Wheelchair | C030055 | CHAIR-CHECK II | BED-CHECK CORP | 150
CHRISTIANA |  | HOSPITAL-WH | 0 | C092473 | DE |  |  |  | Alarms; Occupancy; Chair/Wheelchair | C092473 | CHAIR-CHECK II | BED-CHECK CORP | 0
CHRISTIANA |  | HOSPITAL-CH | 0 | C030098 | DE |  |  |  | Alarms; Occupancy; Chair/Wheelchair | C030098 | CHAIR-CHECK II | BED-CHECK CORP | 150
CHRISTIANA |  | HOSPITAL-CH | 0 | C030100 | DE |  |  |  | Alarms; Occupancy; Chair/Wheelchair | C030100 | CHAIR-CHECK II | BED-CHECK CORP | 150
CHRISTIANA |  | HOSPITAL-CH | 0 | C030054 | DE |  |  |  | Alarms; Occupancy; Chair/Wheelchair | C030054 | CHAIR-CHECK II | BED-CHECK CORP | 150
CHRISTIANA |  | HOSPITAL-CH | 0 | C030056 | DE |  |  |  | Alarms; Occupancy; Chair/Wheelchair | C030056 | CHAIR-CHECK II | BED-CHECK CORP | 150
CHRISTIANA |  | HOSPITAL-CH | 0 | C092491 | DE |  |  |  | Alarms; Occupancy; Chair/Wheelchair | C092491 | CHAIR-CHECK II | BED-CHECK CORP | 150
CHRISTIANA |  | HOSPITAL-CH | 0 | C030087 | DE |  |  |  | Alarms; Occupancy; Chair/Wheelchair | C030087 | CHAIR-CHECK II | BED-CHECK CORP | 150
CHRISTIANA |  | HOSPITAL-CH | 0 | C030089 | DE |  |  |  | Alarms; Occupancy; Chair/Wheelchair | C030089 | CHAIR-CHECK II | BED-CHECK CORP | 150
CHRISTIANA |  | HOSPITAL-CH | 0 | C030057 | DE |  |  |  | Alarms; Occupancy; Chair/Wheelchair | C030057 | CHAIR-CHECK II | BED-CHECK CORP | 150
CHRISTIANA |  | HOSPITAL-CH | 0 | C092489 | DE |  |  |  | Alarms; Occupancy; Chair/Wheelchair | C092489 | CHAIR-CHECK II | BED-CHECK CORP | 150
CHRISTIANA |  | HOSPITAL-CH | 0 | C092502 | DE |  |  |  | Alarms; Occupancy; Chair/Wheelchair | C092502 | CHAIR-CHECK II | BED-CHECK CORP | 150
CHRISTIANA |  | HOSPITAL-CH | 0 | C071153 | DE |  |  |  | Alarms; Occupancy; Chair/Wheelchair | C071153 | CHAIR-CHECK II | BED-CHECK CORP | 150
CHRISTIANA |  | HOSPITAL-CH | 0 | C030088 | DE |  |  |  | Alarms; Occupancy; Chair/Wheelchair | C030088 | CHAIR-CHECK II | BED-CHECK CORP | 150
CHRISTIANA |  | HOSPITAL-CH | 0 | C030090 | DE |  |  |  | Alarms; Occupancy; Chair/Wheelchair | C030090 | CHAIR-CHECK II | BED-CHECK CORP | 150
CHRISTIANA |  | HOSPITAL-CH | 0 | C030058 | DE |  |  |  | Alarms; Occupancy; Chair/Wheelchair | C030058 | CHAIR-CHECK II | BED-CHECK CORP | 150
CHRISTIANA |  | HOSPITAL-CH | 0 | C092494 | DE |  |  |  | Alarms; Occupancy; Chair/Wheelchair | C092494 | CHAIR-CHECK II | BED-CHECK CORP | 150
CHRISTIANA |  | HOSPITAL-CH | 0 | C090549 | DE |  |  |  | Alarms; Occupancy; Chair/Wheelchair | C090549 | CHAIR-CHECK II | BED-CHECK CORP | 150
CHRISTIANA |  | HOSPITAL-CH | 0 | C092488 | DE |  |  |  | Alarms; Occupancy; Chair/Wheelchair | C092488 | CHAIR-CHECK II | BED-CHECK CORP | 150
CHRISTIANA |  | HOSPITAL-CH | 0 | C092486 | DE |  |  |  | Alarms; Occupancy; Chair/Wheelchair | C092486 | CHAIR-CHECK II | BED-CHECK CORP | 150
CHRISTIANA |  | HOSPITAL-CH | 0 | C030091 | DE |  |  |  | Alarms; Occupancy; Chair/Wheelchair | C030091 | CHAIR-CHECK II | BED-CHECK CORP | 150
CHRISTIANA |  | HOSPITAL-CH | 0 | C080663 | DE |  |  |  | Alarms; Occupancy; Chair/Wheelchair | C080663 | CHAIR-CHECK II | BED-CHECK CORP | 150
CHRISTIANA |  | HOSPITAL-CH | 0 | C080665 | DE |  |  |  | Alarms; Occupancy; Chair/Wheelchair | C080665 | CHAIR-CHECK II | BED-CHECK CORP | 150
CHRISTIANA |  | HOSPITAL-CH | 0 | C090576 | DE |  |  |  | Alarms; Occupancy; Chair/Wheelchair | C090576 | CHAIR-CHECK II | BED-CHECK CORP | 150
CHRISTIANA |  | HOSPITAL-WH | 0 | C092480 | DE |  |  |  | Alarms; Occupancy; Chair/Wheelchair | C092480 | CHAIR-CHECK II | BED-CHECK CORP | 0
CHRISTIANA |  | HOSPITAL-WH | 0 | CO72895 | DE |  |  |  | Alarms; Occupancy; Chair/Wheelchair | CO72895 | CHAIR-CHECK II | BED-CHECK CORP | 6358
CHRISTIANA |  | HOSPITAL-CH | 0 | C092490 | DE |  |  |  | Alarms; Occupancy; Chair/Wheelchair | C092490 | CHAIR-CHECK II | BED-CHECK CORP | 150
CHRISTIANA |  | HOSPITAL-CH | 0 | C092503 | DE |  |  |  | Alarms; Occupancy; Chair/Wheelchair | C092503 | CHAIR-CHECK II | BED-CHECK CORP | 150
CHRISTIANA |  | HOSPITAL-CH | 0 | C090572 | DE |  |  |  | Alarms; Occupancy; Chair/Wheelchair | C090572 | CHAIR-CHECK II | BED-CHECK CORP | 150
CHRISTIANA |  | HOSPITAL-CH | 0 | C092497 | DE |  |  |  | Alarms; Occupancy; Chair/Wheelchair | C092497 | CHAIR-CHECK II | BED-CHECK CORP | 150
CHRISTIANA |  | HOSPITAL-CH | 0 | C080664 | DE |  |  |  | Alarms; Occupancy; Chair/Wheelchair | C080664 | CHAIR-CHECK II | BED-CHECK CORP | 150
CHRISTIANA |  | HOSPITAL-CH | 0 | C080666 | DE |  |  |  | Alarms; Occupancy; Chair/Wheelchair | C080666 | CHAIR-CHECK II | BED-CHECK CORP | 150
CHRISTIANA |  | HOSPITAL-WH | 0 | C090911 | DE |  |  |  | Alarms; Occupancy; Chair/Wheelchair | C090911 | CHAIR-CHECK II | BED-CHECK CORP | 0
CHRISTIANA |  | HOSPITAL-WH | 0 | C092607 | DE |  |  |  | Alarms; Occupancy; Chair/Wheelchair | C092607 | CHAIR-CHECK II | BED-CHECK CORP | 0
CHRISTIANA |  | HOSPITAL-WH | 0 | C092606 | DE |  |  |  | Alarms; Occupancy; Chair/Wheelchair | C092606 | CHAIR-CHECK II | BED-CHECK CORP | 0
CHRISTIANA |  | HOSPITAL-WH | 0 | CO72875 | DE |  |  |  | Alarms; Occupancy; Chair/Wheelchair | CO72875 | CHAIR-CHECK II | BED-CHECK CORP | 6358
CHRISTIANA |  | HOSPITAL-CH | 0 | C092505 | DE |  |  |  | Alarms; Occupancy; Chair/Wheelchair | C092505 | CHAIR-CHECK II | BED-CHECK CORP | 150
CHRISTIANA |  | HOSPITAL-CH | 0 | C090547 | DE |  |  |  | Alarms; Occupancy; Chair/Wheelchair | C090547 | CHAIR-CHECK II | BED-CHECK CORP | 150
CHRISTIANA |  | HOSPITAL-CH | 0 | C090543 | DE |  |  |  | Alarms; Occupancy; Chair/Wheelchair | C090543 | CHAIR-CHECK II | BED-CHECK CORP | 150
CHRISTIANA |  | HOSPITAL-CH | 0 | C073882 | DE |  |  |  | Alarms; Occupancy; Chair/Wheelchair | C073882 | CHAIR-CHECK II | BED-CHECK CORP | 0
CHRISTIANA |  | HOSPITAL-CH | 0 | C073885 | DE |  |  |  | Alarms; Occupancy; Chair/Wheelchair | C073885 | CHAIR-CHECK II | BED-CHECK CORP | 0
CHRISTIANA |  | HOSPITAL-CH | 0 | C030064 | DE |  |  |  | Alarms; Occupancy; Chair/Wheelchair | C030064 | CHAIR-CHECK II | BED-CHECK CORP | 150
CHRISTIANA |  | HOSPITAL-CH | 0 | C030066 | DE |  |  |  | Alarms; Occupancy; Chair/Wheelchair | C030066 | CHAIR-CHECK II | BED-CHECK CORP | 150
CHRISTIANA |  | HOSPITAL-CH | 0 | C030049 | DE |  |  |  | Alarms; Occupancy; Chair/Wheelchair | C030049 | CHAIR-CHECK II | BED-CHECK CORP | 150
CHRISTIANA |  | HOSPITAL-CH | 0 | C030039 | DE |  |  |  | Alarms; Occupancy; Chair/Wheelchair | C030039 | CHAIR-CHECK II | BED-CHECK CORP | 150
CHRISTIANA |  | HOSPITAL-CH | 0 | C030081 | DE |  |  |  | Alarms; Occupancy; Chair/Wheelchair | C030081 | CHAIR-CHECK II | BED-CHECK CORP | 150
CHRISTIANA |  | HOSPITAL-CH | 0 | C030083 | DE |  |  |  | Alarms; Occupancy; Chair/Wheelchair | C030083 | CHAIR-CHECK II | BED-CHECK CORP | 150
CHRISTIANA |  | HOSPITAL-CH | 0 | C030128 | DE |  |  |  | Alarms; Occupancy; Chair/Wheelchair | C030128 | CHAIR-CHECK II | BED-CHECK CORP | 150
CHRISTIANA |  | HOSPITAL-CH | 0 | C030130 | DE |  |  |  | Alarms; Occupancy; Chair/Wheelchair | C030130 | CHAIR-CHECK II | BED-CHECK CORP | 150
CHRISTIANA |  | HOSPITAL-CH | 0 | C030050 | DE |  |  |  | Alarms; Occupancy; Chair/Wheelchair | C030050 | CHAIR-CHECK II | BED-CHECK CORP | 150
CHRISTIANA |  | HOSPITAL-CH | 0 | C090597 | DE |  |  |  | Alarms; Occupancy; Chair/Wheelchair | C090597 | CHAIR-CHECK II | BED-CHECK CORP | 150
CHRISTIANA |  | HOSPITAL-CH | 0 | C090598 | DE |  |  |  | Alarms; Occupancy; Chair/Wheelchair | C090598 | CHAIR-CHECK II | BED-CHECK CORP | 150
CHRISTIANA |  | HOSPITAL-CH | 0 | C090546 | DE |  |  |  | Alarms; Occupancy; Chair/Wheelchair | C090546 | CHAIR-CHECK II | BED-CHECK CORP | 150
CHRISTIANA |  | HOSPITAL-CH | 0 | C073881 | DE |  |  |  | Alarms; Occupancy; Chair/Wheelchair | C073881 | CHAIR-CHECK II | BED-CHECK CORP | 0
CHRISTIANA |  | HOSPITAL-CH | 0 | C073884 | DE |  |  |  | Alarms; Occupancy; Chair/Wheelchair | C073884 | CHAIR-CHECK II | BED-CHECK CORP | 0
CHRISTIANA |  | HOSPITAL-CH | 0 | C030065 | DE |  |  |  | Alarms; Occupancy; Chair/Wheelchair | C030065 | CHAIR-CHECK II | BED-CHECK CORP | 150
CHRISTIANA |  | HOSPITAL-CH | 0 | C030038 | DE |  |  |  | Alarms; Occupancy; Chair/Wheelchair | C030038 | CHAIR-CHECK II | BED-CHECK CORP | 150
CHRISTIANA |  | HOSPITAL-CH | 0 | C030080 | DE |  |  |  | Alarms; Occupancy; Chair/Wheelchair | C030080 | CHAIR-CHECK II | BED-CHECK CORP | 150
CHRISTIANA |  | HOSPITAL-CH | 0 | C030082 | DE |  |  |  | Alarms; Occupancy; Chair/Wheelchair | C030082 | CHAIR-CHECK II | BED-CHECK CORP | 150
CHRISTIANA |  | HOSPITAL-CH | 0 | C030129 | DE |  |  |  | Alarms; Occupancy; Chair/Wheelchair | C030129 | CHAIR-CHECK II | BED-CHECK CORP | 150
CHRISTIANA |  | HOSPITAL-CH | 0 | C090524 | DE |  |  |  | Alarms; Occupancy; Chair/Wheelchair | C090524 | CHAIR-CHECK II | BED-CHECK CORP | 150
CHRISTIANA |  | HOSPITAL-CH | 0 | C090571 | DE |  |  |  | Alarms; Occupancy; Chair/Wheelchair | C090571 | CHAIR-CHECK II | BED-CHECK CORP | 150
CHRISTIANA |  | HOSPITAL-CH | 0 | C073883 | DE |  |  |  | Alarms; Occupancy; Chair/Wheelchair | C073883 | CHAIR-CHECK II | BED-CHECK CORP | 0
CHRISTIANA |  | HOSPITAL-CH | 0 | C073875 | DE |  |  |  | Alarms; Occupancy; Chair/Wheelchair | C073875 | CHAIR-CHECK II | BED-CHECK CORP | 0
CHRISTIANA |  | HOSPITAL-CH | 0 | C030068 | DE |  |  |  | Alarms; Occupancy; Chair/Wheelchair | C030068 | CHAIR-CHECK II | BED-CHECK CORP | 150
CHRISTIANA |  | HOSPITAL-CH | 0 | C030070 | DE |  |  |  | Alarms; Occupancy; Chair/Wheelchair | C030070 | CHAIR-CHECK II | BED-CHECK CORP | 150
CHRISTIANA |  | HOSPITAL-CH | 0 | C030041 | DE |  |  |  | Alarms; Occupancy; Chair/Wheelchair | C030041 | CHAIR-CHECK II | BED-CHECK CORP | 150
CHRISTIANA |  | HOSPITAL-CH | 0 | C030043 | DE |  |  |  | Alarms; Occupancy; Chair/Wheelchair | C030043 | CHAIR-CHECK II | BED-CHECK CORP | 150
CHRISTIANA |  | HOSPITAL-CH | 0 | C030085 | DE |  |  |  | Alarms; Occupancy; Chair/Wheelchair | C030085 | CHAIR-CHECK II | BED-CHECK CORP | 150
CHRISTIANA |  | HOSPITAL-CH | 0 | C030086 | DE |  |  |  | Alarms; Occupancy; Chair/Wheelchair | C030086 | CHAIR-CHECK II | BED-CHECK CORP | 150
CHRISTIANA |  | HOSPITAL-WH | 0 | C086433 | DE |  |  |  | Alarms; Occupancy; Chair/Wheelchair | C086433 | CHAIR-CHECK II | BED-CHECK CORP | 6358
CHRISTIANA |  | HOSPITAL-CH | 0 | C030119 | DE |  |  |  | Alarms; Occupancy; Chair/Wheelchair | C030119 | CHAIR-CHECK II | BED-CHECK CORP | 150
CHRISTIANA |  | HOSPITAL-CH | 0 | C030123 | DE |  |  |  | Alarms; Occupancy; Chair/Wheelchair | C030123 | CHAIR-CHECK II | BED-CHECK CORP | 150
CHRISTIANA |  | HOSPITAL-CH | 0 | C090535 | DE |  |  |  | Alarms; Occupancy; Chair/Wheelchair | C090535 | CHAIR-CHECK II | BED-CHECK CORP | 150
CHRISTIANA |  | HOSPITAL-CH | 0 | C090573 | DE |  |  |  | Alarms; Occupancy; Chair/Wheelchair | C090573 | CHAIR-CHECK II | BED-CHECK CORP | 150
CHRISTIANA |  | HOSPITAL-CH | 0 | C073871 | DE |  |  |  | Alarms; Occupancy; Chair/Wheelchair | C073871 | CHAIR-CHECK II | BED-CHECK CORP | 0
CHRISTIANA |  | HOSPITAL-CH | 0 | C073874 | DE |  |  |  | Alarms; Occupancy; Chair/Wheelchair | C073874 | CHAIR-CHECK II | BED-CHECK CORP | 0
CHRISTIANA |  | HOSPITAL-CH | 0 | C030067 | DE |  |  |  | Alarms; Occupancy; Chair/Wheelchair | C030067 | CHAIR-CHECK II | BED-CHECK CORP | 150
CHRISTIANA |  | HOSPITAL-CH | 0 | C030069 | DE |  |  |  | Alarms; Occupancy; Chair/Wheelchair | C030069 | CHAIR-CHECK II | BED-CHECK CORP | 150
CHRISTIANA |  | HOSPITAL-CH | 0 | C030040 | DE |  |  |  | Alarms; Occupancy; Chair/Wheelchair | C030040 | CHAIR-CHECK II | BED-CHECK CORP | 150
CHRISTIANA |  | HOSPITAL-CH | 0 | C030042 | DE |  |  |  | Alarms; Occupancy; Chair/Wheelchair | C030042 | CHAIR-CHECK II | BED-CHECK CORP | 150
CHRISTIANA |  | HOSPITAL-CH | 0 | C030084 | DE |  |  |  | Alarms; Occupancy; Chair/Wheelchair | C030084 | CHAIR-CHECK II | BED-CHECK CORP | 150
CHRISTIANA |  | HOSPITAL-CH | 0 | C030118 | DE |  |  |  | Alarms; Occupancy; Chair/Wheelchair | C030118 | CHAIR-CHECK II | BED-CHECK CORP | 150
CHRISTIANA |  | HOSPITAL-CH | 0 | C030124 | DE |  |  |  | Alarms; Occupancy; Chair/Wheelchair | C030124 | CHAIR-CHECK II | BED-CHECK CORP | 150
CHRISTIANA |  | HOSPITAL-CH | 0 | C030044 | DE |  |  |  | Alarms; Occupancy; Chair/Wheelchair | C030044 | CHAIR-CHECK II | BED-CHECK CORP | 150
CHRISTIANA |  | HOSPITAL-CH | 0 | C090538 | DE |  |  |  | Alarms; Occupancy; Chair/Wheelchair | C090538 | CHAIR-CHECK II | BED-CHECK CORP | 150
CHRISTIANA |  | HOSPITAL-WH | 0 | V031999 | DE |  |  |  | Alarms; Occupancy; Chair/Wheelchair | WBE470 | CHAIR-CHECK II | BED-CHECK CORP | 0
CHRISTIANA |  | HOSPITAL-CH | 0 | C072865 | DE |  |  |  | Alarms; Occupancy; Chair/Wheelchair | C072865 | CHAIR-CHECK II | BED-CHECK CORP | 0
CHRISTIANA |  | HOSPITAL-CH | 0 | C030072 | DE |  |  |  | Alarms; Occupancy; Chair/Wheelchair | C030072 | CHAIR-CHECK II | BED-CHECK CORP | 150
CHRISTIANA |  | HOSPITAL-CH | 0 | C030074 | DE |  |  |  | Alarms; Occupancy; Chair/Wheelchair | C030074 | CHAIR-CHECK II | BED-CHECK CORP | 150
CHRISTIANA |  | HOSPITAL-CH | 0 | C030076 | DE |  |  |  | Alarms; Occupancy; Chair/Wheelchair | C030076 | CHAIR-CHECK II | BED-CHECK CORP | 150
CHRISTIANA |  | HOSPITAL-CH | 0 | C073887 | DE |  |  |  | Alarms; Occupancy; Chair/Wheelchair | C080660 | CHAIR-CHECK II | BED-CHECK CORP | 150
CHRISTIANA |  | HOSPITAL-CH | 0 | C080662 | DE |  |  |  | Alarms; Occupancy; Chair/Wheelchair | C080662 | CHAIR-CHECK II | BED-CHECK CORP | 150
CHRISTIANA |  | HOSPITAL-CH | 0 | C030121 | DE |  |  |  | Alarms; Occupancy; Chair/Wheelchair | C030121 | CHAIR-CHECK II | BED-CHECK CORP | 150
CHRISTIANA |  | HOSPITAL-WH | 0 | CO72885 | DE |  |  |  | Alarms; Occupancy; Chair/Wheelchair | CO72885 | CHAIR-CHECK II | BED-CHECK CORP | 6358
CHRISTIANA |  | HOSPITAL-WH | 0 | C052287 | DE |  |  |  | Alarms; Occupancy; Chair/Wheelchair | C052287 | CHAIR-CHECK II | BED-CHECK CORP | 0
CHRISTIANA |  | HOSPITAL-CH | 0 | C030059 | DE |  |  |  | Alarms; Occupancy; Chair/Wheelchair | C030059 | CHAIR-CHECK II | BED-CHECK CORP | 150
CHRISTIANA |  | HOSPITAL-CH | 0 | C030071 | DE |  |  |  | Alarms; Occupancy; Chair/Wheelchair | C030071 | CHAIR-CHECK II | BED-CHECK CORP | 150
CHRISTIANA |  | HOSPITAL-CH | 0 | C030045 | DE |  |  |  | Alarms; Occupancy; Chair/Wheelchair | C030045 | CHAIR-CHECK II | BED-CHECK CORP | 150
CHRISTIANA |  | HOSPITAL-CH | 0 | C030073 | DE |  |  |  | Alarms; Occupancy; Chair/Wheelchair | C030073 | CHAIR-CHECK II | BED-CHECK CORP | 150
CHRISTIANA |  | HOSPITAL-CH | 0 | C030075 | DE |  |  |  | Alarms; Occupancy; Chair/Wheelchair | C030075 | CHAIR-CHECK II | BED-CHECK CORP | 150
CHRISTIANA |  | HOSPITAL-CH | 0 | C080661 | DE |  |  |  | Alarms; Occupancy; Chair/Wheelchair | C080661 | CHAIR-CHECK II | BED-CHECK CORP | 150
CHRISTIANA |  | HOSPITAL-CH | 0 | C030122 | DE |  |  |  | Alarms; Occupancy; Chair/Wheelchair | C030122 | CHAIR-CHECK II | BED-CHECK CORP | 150
CHRISTIANA |  | HOSPITAL-CH | 0 | C030120 | DE |  |  |  | Alarms; Occupancy; Chair/Wheelchair | C030120 | CHAIR-CHECK II | BED-CHECK CORP | 150
CHRISTIANA |  | HOSPITAL-WH | 0 | C092598 | DE |  |  |  | Alarms; Occupancy; Chair/Wheelchair | C092598 | CHAIR-CHECK II | BED-CHECK CORP | 0
CHRISTIANA |  | HOSPITAL-CH | 0 | C092208 | DE |  |  |  | Alarms; Occupancy; Chair/Wheelchair | C092208 | CHAIR-CHECK II | BED-CHECK CORP | 150
CHRISTIANA |  | HOSPITAL-CH | 0 | C030060 | DE |  |  |  | Alarms; Occupancy; Chair/Wheelchair | C030060 | CHAIR-CHECK II | BED-CHECK CORP | 150
CHRISTIANA |  | HOSPITAL-CH | 0 | C030062 | DE |  |  |  | Alarms; Occupancy; Chair/Wheelchair | C030062 | CHAIR-CHECK II | BED-CHECK CORP | 150
CHRISTIANA |  | HOSPITAL-CH | 0 | C072863 | DE |  |  |  | Alarms; Occupancy; Chair/Wheelchair | C072863 | CHAIR-CHECK II | BED-CHECK CORP | 0
CHRISTIANA |  | HOSPITAL-CH | 0 | C030046 | DE |  |  |  | Alarms; Occupancy; Chair/Wheelchair | C030046 | CHAIR-CHECK II | BED-CHECK CORP | 150
CHRISTIANA |  | HOSPITAL-CH | 0 | C090599 | DE |  |  |  | Alarms; Occupancy; Chair/Wheelchair | C090599 | CHAIR-CHECK II | BED-CHECK CORP | 150
CHRISTIANA |  | HOSPITAL-CH | 0 | C030093 | DE |  |  |  | Alarms; Occupancy; Chair/Wheelchair | C030093 | CHAIR-CHECK II | BED-CHECK CORP | 150
CHRISTIANA |  | HOSPITAL-CH | 0 | C030116 | DE |  |  |  | Alarms; Occupancy; Chair/Wheelchair | C030116 | CHAIR-CHECK II | BED-CHECK CORP | 150
CHRISTIANA |  | HOSPITAL-CH | 0 | C030078 | DE |  |  |  | Alarms; Occupancy; Chair/Wheelchair | C030078 | CHAIR-CHECK II | BED-CHECK CORP | 150
CHRISTIANA |  | HOSPITAL-CH | 0 | C030109 | DE |  |  |  | Alarms; Occupancy; Chair/Wheelchair | C030109 | CHAIR-CHECK II | BED-CHECK CORP | 150
CHRISTIANA |  | HOSPITAL-CH | 0 | C030127 | DE |  |  |  | Alarms; Occupancy; Chair/Wheelchair | C030127 | CHAIR-CHECK II | BED-CHECK CORP | 150
CHRISTIANA |  | HOSPITAL-CH | 0 | C030047 | DE |  |  |  | Alarms; Occupancy; Chair/Wheelchair | C030047 | CHAIR-CHECK II | BED-CHECK CORP | 150
CHRISTIANA |  | HOSPITAL-CH | 0 | C073888 | DE |  |  |  | Alarms; Occupancy; Chair/Wheelchair | C073888 | CHAIR-CHECK II | BED-CHECK CORP | 0
CHRISTIANA |  | HOSPITAL-CH | 0 | C030061 | DE |  |  |  | Alarms; Occupancy; Chair/Wheelchair | C030061 | CHAIR-CHECK II | BED-CHECK CORP | 150
CHRISTIANA |  | HOSPITAL-CH | 0 | C030063 | DE |  |  |  | Alarms; Occupancy; Chair/Wheelchair | C030063 | CHAIR-CHECK II | BED-CHECK CORP | 150
CHRISTIANA |  | HOSPITAL-CH | 0 | C072860 | DE |  |  |  | Alarms; Occupancy; Chair/Wheelchair | C072860 | CHAIR-CHECK II | BED-CHECK CORP | 0
CHRISTIANA |  | HOSPITAL-CH | 0 | C090600 | DE |  |  |  | Alarms; Occupancy; Chair/Wheelchair | C090600 | CHAIR-CHECK II | BED-CHECK CORP | 150
CHRISTIANA |  | HOSPITAL-CH | 0 | C030092 | DE |  |  |  | Alarms; Occupancy; Chair/Wheelchair | C030092 | CHAIR-CHECK II | BED-CHECK CORP | 150
CHRISTIANA |  | HOSPITAL-CH | 0 | C030117 | DE |  |  |  | Alarms; Occupancy; Chair/Wheelchair | C030117 | CHAIR-CHECK II | BED-CHECK CORP | 150
CHRISTIANA |  | HOSPITAL-CH | 0 | C030077 | DE |  |  |  | Alarms; Occupancy; Chair/Wheelchair | C030077 | CHAIR-CHECK II | BED-CHECK CORP | 150
CHRISTIANA |  | HOSPITAL-CH | 0 | C030079 | DE |  |  |  | Alarms; Occupancy; Chair/Wheelchair | C030079 | CHAIR-CHECK II | BED-CHECK CORP | 150
CHRISTIANA |  | HOSPITAL-CH | 0 | C030108 | DE |  |  |  | Alarms; Occupancy; Chair/Wheelchair | C030108 | CHAIR-CHECK II | BED-CHECK CORP | 150
CHRISTIANA |  | HOSPITAL-CH | 0 | C030126 | DE |  |  |  | Alarms; Occupancy; Chair/Wheelchair | C030126 | CHAIR-CHECK II | BED-CHECK CORP | 150
CHRISTIANA |  | HOSPITAL-WH | 0 | C072882 | DE |  |  |  | Alarms; Occupancy; Chair/Wheelchair | C072882 | CHAIR-CHECK II | BED-CHECK CORP | 0
CHRISTIANA |  | HOSPITAL-CH | 0 | C030048 | DE |  |  |  | Alarms; Occupancy; Chair/Wheelchair | C030048 | CHAIR-CHECK II | BED-CHECK CORP | 150
CHRISTIANA |  | Springside Connor Building | 0 | US00603164 | DE |  | 2003-07-09 20:00 |  | Electrocardiographs; Multichannel | 34650 | M1772A | PHILIPS MEDICAL SYSTEMS CARDIAC & MONITORING SYSTEMS DIV | 15000
CHRISTIANA |  | Glasgow Medical Center | 0 | US00608209 | DE |  |  |  | Electrocardiographs; Multichannel | 34637 | M1772A | PHILIPS MEDICAL SYSTEMS CARDIAC & MONITORING SYSTEMS DIV | 0 | Purchased
CHRISTIANA |  | HOSPITAL-CH | 0 | 78 | DE |  | 2006-06-12 20:00 |  | Hand Drills; Surgical; Bone; Intramedullary | 38430 | Electric Pen Drive | SYNTHES INC | 1900
CHRISTIANA |  | HOSPITAL-CH | 0 | 76 | DE |  | 2006-06-12 20:00 |  | Hand Drills; Surgical; Bone; Intramedullary | 38429 | Electric Pen Drive | SYNTHES INC | 1900
CHRISTIANA |  | HOSPITAL-WH | 0 | 246 | DE |  |  |  | Hand Drills; Surgical; Bone; Intramedullary | 46716 | Electric Pen Drive | SYNTHES INC | 0
CHRISTIANA |  | HOSPITAL-CH | 0 | 186 | DE |  |  |  | Hand Drills; Surgical; Bone; Intramedullary | 38394 | Electric Pen Drive | SYNTHES INC | 0
CHRISTIANA |  | HOSPITAL-CH | 0 | 186 | DE |  |  |  | Hand Drills; Surgical; Bone; Intramedullary | 49131 | Electric Pen Drive | SYNTHES INC | 0
CHRISTIANA |  | HOSPITAL-CH | 0 | B03MBV | DE |  |  |  | Probes; Ultrasonic | B03MBV | C9-5ec | Philips Healthcare North America | 10000
CHRISTIANA |  | HOSPITAL-CH | 0 | B04N4H | DE |  |  |  | Probes; Ultrasonic | B04N4H | C9-5ec | Philips Healthcare North America | 10000
CHRISTIANA |  | MIDDLETOWN ED | 0 | 144 | DE |  | 2015-05-13 20:00 |  | Cooling Units; Patient | 57526 | Interchangeable Cooling Environment (ICE | EMS Innovations Inc | 5000
CHRISTIANA |  | HOSPITAL-CH | 0 | 240 | DE |  |  |  | Surgical Instrument Holders; Laparoscope | 46666 | FreeHand | Prosurgics Inc | 19500
CHRISTIANA |  | CH-SURGI | 0 | NONE | DE |  |  |  | Monitors; Bedside; Respiration; Exhaled Carbon Dioxide | 35255 | 615 | Dixtal Medical Inc | 2371.5
CHRISTIANA |  | HOSPITAL-WH | 0 | 141-188LZTR | DE |  |  |  | Monitors; Bedside; Respiration; Exhaled Carbon Dioxide | 36646 | 615 | Dixtal Medical Inc | 2371.5
CHRISTIANA |  | CH-SURGI | 0 | 96902 | DE |  |  |  | Monitors; Bedside; Respiration; Exhaled Carbon Dioxide | 35254 | 615 | Dixtal Medical Inc | 2371.5
CHRISTIANA |  | MAP II | 0 | EC639406P | DE |  |  |  | Image Processors; Video; Endoscopy | 42991 | AIDA DVD-M 20204520 | STORZ ENDOSCOPY-AMERICA INC | 25000
CHRISTIANA |  | HOSPITAL-CH | 0 | 6145 | DE |  |  |  | Timers; Other | 36499 | T-7 | SCIFIT | 0
CHRISTIANA |  | HOSPITAL-CH | 0 | TP700E41275 | DE |  |  |  | Pumps; Circulating-Liquid; Localized Heating | 54640 | TP700 T/Pump | Stryker Corp | 329
CHRISTIANA |  | HOSPITAL-CH | 0 | TP700E41279 | DE |  |  |  | Pumps; Circulating-Liquid; Localized Heating | 54645 | TP700 T/Pump | Stryker Corp | 329
CHRISTIANA |  | HOSPITAL-CH | 0 | 2017010000000 | DE |  | 2017-12-04 19:00 |  | Pumps; Circulating-Liquid; Localized Heating | 66202 | TP700 T/Pump | Stryker Corp | 328.57
CHRISTIANA |  | HOSPITAL-CH | 0 | TP700-I21409 | DE |  |  |  | Pumps; Circulating-Liquid; Localized Heating | 50492 | TP700 T/Pump | Stryker Corp | 2500
CHRISTIANA |  | HOSPITAL-CH | 0 | TP700-J21D65 | DE |  |  |  | Pumps; Circulating-Liquid; Localized Heating | 50484 | TP700 T/Pump | Stryker Corp | 2500
CHRISTIANA |  | HOSPITAL-CH | 0 | TP700-J21C62 | DE |  |  |  | Pumps; Circulating-Liquid; Localized Heating | 50493 | TP700 T/Pump | Stryker Corp | 2500
CHRISTIANA |  | HOSPITAL-CH | 0 | TP700-J21D76 | DE |  |  |  | Pumps; Circulating-Liquid; Localized Heating | 50497 | TP700 T/Pump | Stryker Corp | 2500
CHRISTIANA |  | HOSPITAL-CH | 0 | TP700J21D75 | DE |  |  |  | Pumps; Circulating-Liquid; Localized Heating | 50480 | TP700 T/Pump | Stryker Corp | 2500
CHRISTIANA |  | HOSPITAL-CH | 0 | TP700-J21D79 | DE |  |  |  | Pumps; Circulating-Liquid; Localized Heating | 50488 | TP700 T/Pump | Stryker Corp | 2500
CHRISTIANA |  | HOSPITAL-CH | 0 | J21C53 | DE |  |  |  | Pumps; Circulating-Liquid; Localized Heating | 51189 | TP700 T/Pump | Stryker Corp | 2500
CHRISTIANA |  | HOSPITAL-CH | 0 | TP700-J21C54 | DE |  |  |  | Pumps; Circulating-Liquid; Localized Heating | 50481 | TP700 T/Pump | Stryker Corp | 2500
CHRISTIANA |  | HOSPITAL-CH | 0 | TP700-J21D64 | DE |  |  |  | Pumps; Circulating-Liquid; Localized Heating | 50504 | TP700 T/Pump | Stryker Corp | 2500
CHRISTIANA |  | HOSPITAL-CH | 0 | TP700-J21C53 | DE |  |  |  | Pumps; Circulating-Liquid; Localized Heating | 50485 | TP700 T/Pump | Stryker Corp | 2500
CHRISTIANA |  | HOSPITAL-CH | 0 | TP700-J21C47 | DE |  |  |  | Pumps; Circulating-Liquid; Localized Heating | 50489 | TP700 T/Pump | Stryker Corp | 2500
CHRISTIANA |  | HOSPITAL-CH | 0 | TP700-I21928 | DE |  |  |  | Pumps; Circulating-Liquid; Localized Heating | 50482 | TP700 T/Pump | Stryker Corp | 2500
CHRISTIANA |  | HOSPITAL-CH | 0 | TP700-J21D66 | DE |  |  |  | Pumps; Circulating-Liquid; Localized Heating | 50490 | TP700 T/Pump | Stryker Corp | 2500
CHRISTIANA |  | HOSPITAL-WH | 0 | TP700B41500 | DE |  |  |  | Pumps; Circulating-Liquid; Localized Heating | 53777 | TP700 T/Pump | Stryker Corp | 328.57
CHRISTIANA |  | HOSPITAL-CH | 0 | F60062 | DE |  |  |  | Pumps; Circulating-Liquid; Localized Heating | 39115 | TP700 T/Pump | Stryker Corp | 2500
CHRISTIANA |  | HOSPITAL-CH | 0 | TP700-J21D78 | DE |  |  |  | Pumps; Circulating-Liquid; Localized Heating | 50502 | TP700 T/Pump | Stryker Corp | 2500
CHRISTIANA |  | HOSPITAL-WH | 0 | TP700B41060 | DE |  |  |  | Pumps; Circulating-Liquid; Localized Heating | 53779 | TP700 T/Pump | Stryker Corp | 328.57
CHRISTIANA |  | HOSPITAL-CH | 0 | TP700-J21B21 | DE |  |  |  | Pumps; Circulating-Liquid; Localized Heating | 50483 | TP700 T/Pump | Stryker Corp | 2500
CHRISTIANA |  | HOSPITAL-WH | 0 | TP700B41110 | DE |  |  |  | Pumps; Circulating-Liquid; Localized Heating | 53771 | TP700 T/Pump | Stryker Corp | 328.57
CHRISTIANA |  | HOSPITAL-CH | 0 | TP700-J21D72 | DE |  |  |  | Pumps; Circulating-Liquid; Localized Heating | 50487 | TP700 T/Pump | Stryker Corp | 2500
CHRISTIANA |  | HOSPITAL-CH | 0 | TP700-J21D70 | DE |  |  |  | Pumps; Circulating-Liquid; Localized Heating | 50506 | TP700 T/Pump | Stryker Corp | 2500
CHRISTIANA |  | HOSPITAL-CH | 0 | B4006258 | DE |  |  |  | Scanning Systems; Ultrasonic; Abdominal | 46901 | BVI 9400 | VERATHON INC | 13654.95
CHRISTIANA |  | HOSPITAL-CH | 0 | 1846 | DE |  | 2017-03-14 20:00 |  | Scanning Systems; Ultrasonic; Abdominal | T0055 | BVI 9400 | VERATHON INC | 8995
CHRISTIANA |  | HOSPITAL-CH | 0 | 02X3NW | DE |  |  |  | Scanning Systems; Ultrasonic; General-Purpose | 42125 | IU22 | PHILIPS MEDICAL SYSTEMS NORTH AMERICA | 90750
CHRISTIANA |  | HOSPITAL-CH | 0 | 02X3MD | DE |  |  |  | Scanning Systems; Ultrasonic; General-Purpose | 42122 | IU22 | PHILIPS MEDICAL SYSTEMS NORTH AMERICA | 90750
CHRISTIANA |  | Smyrna Health & Wellness Center | 0 | 02X3PL | DE |  |  |  | Scanning Systems; Ultrasonic; General-Purpose | 46007 | IU22 | PHILIPS MEDICAL SYSTEMS NORTH AMERICA | 90750
CHRISTIANA |  | HOSPITAL-CH | 0 | 100501 | DE |  |  |  | Washers; Labware/Surgical Instrument; Ultrasonic | 40143 | System 83 Plus 2 | CUSTOM ULTRASONICS INC | 1500
CHRISTIANA |  | HOSPITAL-CH | 0 | 100601 | DE |  |  |  | Washers; Labware/Surgical Instrument; Ultrasonic | 40144 | System 83 Plus 2 | CUSTOM ULTRASONICS INC | 1500
CHRISTIANA |  | HOSPITAL-CH | 0 | 012111A /EQ3917 | DE |  |  |  | Washers; Labware/Surgical Instrument; Ultrasonic | 40145 | System 83 Plus 2 | CUSTOM ULTRASONICS INC | 1500
CHRISTIANA |  | HOSPITAL-CH | 0 | 10104000000000 | DE |  | 2008-07-05 20:00 |  | Sterilizing Units; Germicidal Gas; Hydrogen Peroxide | 41655 | 100NX | ADVANCED STERILIZATION PRODUCTS A JOHNSON & JOHNSON CO | 75000
CHRISTIANA |  | CANCER CENTER | 0 | 1999 | DE |  | 2006-03-06 19:00 |  | Printers; Video | 37708 | Drystar Dry Imager 4500 | AGFA HEALTHCARE (US) | 12900
CHRISTIANA |  | HOSPITAL-CH | 0 | 1361 | DE |  |  |  | Printers; Video | 34631 | Drystar Dry Imager 4500 | AGFA HEALTHCARE (US) | 12950
CHRISTIANA |  | CONCORD M.O.B. | 0 | 2442 | PA |  |  |  | Printers; Video | 49227 | Drystar Dry Imager 4500 | AGFA HEALTHCARE (US) | 12950
CHRISTIANA |  | WH SURGI | 0 | 116199-05 | DE |  |  |  | Sterilizing Units; Steam; Bulk | 29642 | Amsco Century Sterilizer G116 | STERIS Corp | 24477.6
CHRISTIANA |  | HOSPITAL-CH | 0 | 10239507 | DE |  |  |  | Sterilizing Units; Steam; Bulk | 37942 | Amsco Century Sterilizer G116 | STERIS Corp | 31999.99
CHRISTIANA |  | HOSPITAL-CH | 0 | 3100N-2000-9-605 | DE |  | 2001-03-12 19:00 |  | Tables; Operating | 31312 | Surgical Table 3100 | Skytron Div The KMW Group | 24999.99
CHRISTIANA |  | HOSPITAL-CH | 0 | 3001-3C-041 | DE |  | 2003-05-31 20:00 |  | Tables; Operating | 34673 | Surgical Table 3100 | Skytron Div The KMW Group | 24999.99
CHRISTIANA |  | HOSPITAL-CH | 0 | 100198 | DE |  |  |  | Chambers; Anaerobic | 27316 | Bactron Anaerobic/Environmental Chamber IV | SHELDON MFG INC | 5000
CHRISTIANA |  | HOSPITAL-WH | 0 | IKF24Q0006 | DE |  |  |  | Exercisers; Aerobic; Elliptical Motion | 38415 | Elliptical Fitness Crosstrainer EFX 546 | PRECOR INC | 7500
CHRISTIANA |  | Riverside Medical Arts Complex | 0 | 4H127L0018 | DE |  |  |  | Exercisers; Aerobic; Elliptical Motion | 31418 | Elliptical Fitness Crosstrainer EFX 546 | PRECOR INC | 7500
CHRISTIANA |  | HOSPITAL-WH | 0 | W002492 | DE |  |  |  | Carts; Computer/Video Monitor | 82730 | Nursing |  | 6589
CHRISTIANA |  | HOSPITAL-CH | 0 | 138336 | DE |  |  |  | Positive Airway Pressure Units; Continuous | 31300 | REMSTAR | RESPIRONICS INC | 2999.99
CHRISTIANA |  | HOSPITAL-CH | 0 | 1385818 | DE |  |  |  | Positive Airway Pressure Units; Continuous | 31297 | REMSTAR | RESPIRONICS INC | 2999.99
CHRISTIANA |  | HOSPITAL-CH | 0 | NONE | DE |  |  |  | Microscopes; Light; Laboratory | 14381 | STD | Carl Zeiss Meditec Inc | 31778
CHRISTIANA |  | HOSPITAL-CH | 0 | AB92320947 | DE |  |  |  | pH Meters | 37148 | ACCUMET | FISHER SCIENTIFIC | 7500
CHRISTIANA |  | HOSPITAL-CH | 0 | 49145 | DE |  |  |  | Sterilizing Units; Dry Heat | 14542 | 62 | Karl Kaps | 1500
CHRISTIANA |  | HOSPITAL-CH | 0 | 49417 | DE |  |  |  | Sterilizing Units; Dry Heat | 14841 | 62 | Karl Kaps | 1500
CHRISTIANA |  | HOSPITAL-CH | 0 | 42763 | DE |  |  |  | Sterilizing Units; Dry Heat | 14840 | 62 | Karl Kaps | 1500
CHRISTIANA |  | HOSPITAL-CH | 0 | 29650 | DE |  |  |  | Sterilizing Units; Dry Heat | 14235 | 62 | Karl Kaps | 1500
CHRISTIANA |  | HOSPITAL-CH | 0 | 49891 | DE |  |  |  | Sterilizing Units; Dry Heat | 14767 | 62 | Karl Kaps | 1500
CHRISTIANA |  | HOSPITAL-CH | 0 | 46894 | DE |  |  |  | Sterilizing Units; Dry Heat | 14236 | 62 | Karl Kaps | 1500
CHRISTIANA |  | HOSPITAL-CH | 0 | 3510A53861 | DE |  |  |  | MONITORING SYSTEMS; Physiologic; Acute Care | 23035 | M1175A "54" | PHILIPS MEDICAL SYSTEMS CARDIAC & MONITORING SYSTEMS DIV | 8167.2
CHRISTIANA |  | HOSPITAL-CH | 0 | 3510A53865 | DE |  |  |  | MONITORING SYSTEMS; Physiologic; Acute Care | 22826 | M1175A "54" | PHILIPS MEDICAL SYSTEMS CARDIAC & MONITORING SYSTEMS DIV | 8167.2
CHRISTIANA |  | HOSPITAL-CH | 0 | 3510A53856 | DE |  |  |  | MONITORING SYSTEMS; Physiologic; Acute Care | 22841 | M1175A "54" | PHILIPS MEDICAL SYSTEMS CARDIAC & MONITORING SYSTEMS DIV | 8167.2
CHRISTIANA |  | HOSPITAL-CH | 0 | 3510A53868 | DE |  |  |  | MONITORING SYSTEMS; Physiologic; Acute Care | 22824 | M1175A "54" | PHILIPS MEDICAL SYSTEMS CARDIAC & MONITORING SYSTEMS DIV | 8167.2
CHRISTIANA |  | HOSPITAL-CH | 0 | 3510A53859 | DE |  |  |  | MONITORING SYSTEMS; Physiologic; Acute Care | 22822 | M1175A "54" | PHILIPS MEDICAL SYSTEMS CARDIAC & MONITORING SYSTEMS DIV | 8167.2
CHRISTIANA |  | HOSPITAL-CH | 0 | 3510A53866 | DE |  |  |  | MONITORING SYSTEMS; Physiologic; Acute Care | 22820 | M1175A "54" | PHILIPS MEDICAL SYSTEMS CARDIAC & MONITORING SYSTEMS DIV | 8167.2
CHRISTIANA |  | HOSPITAL-CH | 0 | 3510A53857 | DE |  |  |  | MONITORING SYSTEMS; Physiologic; Acute Care | 22928 | M1175A "54" | PHILIPS MEDICAL SYSTEMS CARDIAC & MONITORING SYSTEMS DIV | 8167.2
CHRISTIANA |  | HOSPITAL-CH | 0 | 3510A52983 | DE |  |  |  | MONITORING SYSTEMS; Physiologic; Acute Care | 22849 | M1175A "54" | PHILIPS MEDICAL SYSTEMS CARDIAC & MONITORING SYSTEMS DIV | 8167.2
CHRISTIANA |  | HOSPITAL-CH | 0 | 3510A54041 | DE |  |  |  | MONITORING SYSTEMS; Physiologic; Acute Care | 22809 | M1175A "54" | PHILIPS MEDICAL SYSTEMS CARDIAC & MONITORING SYSTEMS DIV | 8167.2
CHRISTIANA |  | HOSPITAL-CH | 0 | 3510A53858 | DE |  |  |  | MONITORING SYSTEMS; Physiologic; Acute Care | 22829 | M1175A "54" | PHILIPS MEDICAL SYSTEMS CARDIAC & MONITORING SYSTEMS DIV | 8167.2
CHRISTIANA |  | HOSPITAL-CH | 0 | 3510A53863 | DE |  |  |  | MONITORING SYSTEMS; Physiologic; Acute Care | 22807 | M1175A "54" | PHILIPS MEDICAL SYSTEMS CARDIAC & MONITORING SYSTEMS DIV | 8167.2
CHRISTIANA |  | EDUCATION | 0 | 3418A45396 | DE |  |  |  | MONITORING SYSTEMS; Physiologic; Acute Care | 21591 | M1175A "54" | PHILIPS MEDICAL SYSTEMS CARDIAC & MONITORING SYSTEMS DIV | 9013.8
CHRISTIANA |  | HOSPITAL-CH | 0 | 3510A52981 | DE |  |  |  | MONITORING SYSTEMS; Physiologic; Acute Care | 21726 | M1175A "54" | PHILIPS MEDICAL SYSTEMS CARDIAC & MONITORING SYSTEMS DIV | 8167.2
CHRISTIANA |  | HOSPITAL-CH | 0 | 3041A43427 | DE |  |  |  | MONITORING SYSTEMS; Physiologic; Acute Care | 21422 | M1175A "54" | PHILIPS MEDICAL SYSTEMS CARDIAC & MONITORING SYSTEMS DIV | 98441
CHRISTIANA |  | HOSPITAL-CH | 0 | 3510A53864 | DE |  |  |  | MONITORING SYSTEMS; Physiologic; Acute Care | 22803 | M1175A "54" | PHILIPS MEDICAL SYSTEMS CARDIAC & MONITORING SYSTEMS DIV | 8167.2
CHRISTIANA |  | HOSPITAL-CH | 0 | 3510A53862 | DE |  |  |  | MONITORING SYSTEMS; Physiologic; Acute Care | 22805 | M1175A "54" | PHILIPS MEDICAL SYSTEMS CARDIAC & MONITORING SYSTEMS DIV | 8167.2
CHRISTIANA |  | HOSPITAL-CH | 0 | 3510A52982 | DE |  |  |  | MONITORING SYSTEMS; Physiologic; Acute Care | 22775 | M1175A "54" | PHILIPS MEDICAL SYSTEMS CARDIAC & MONITORING SYSTEMS DIV | 8167.2
CHRISTIANA |  | HOSPITAL-CH | 0 | 3401A43429 | DE |  |  |  | MONITORING SYSTEMS; Physiologic; Acute Care | 21427 | M1175A "54" | PHILIPS MEDICAL SYSTEMS CARDIAC & MONITORING SYSTEMS DIV | 8000
CHRISTIANA |  | CH-SURGI | 0 | 3331A37247 | DE |  |  |  | MONITORING SYSTEMS; Physiologic; Acute Care | 20636 | M1175A "54" | PHILIPS MEDICAL SYSTEMS CARDIAC & MONITORING SYSTEMS DIV | 15027
CHRISTIANA |  | CH-SURGI | 0 | 3309A33077 | DE |  |  |  | MONITORING SYSTEMS; Physiologic; Acute Care | 20367 | M1175A "54" | PHILIPS MEDICAL SYSTEMS CARDIAC & MONITORING SYSTEMS DIV | 15027
CHRISTIANA |  | CH-SURGI | 0 | 3309A33079 | DE |  |  |  | MONITORING SYSTEMS; Physiologic; Acute Care | 20373 | M1175A "54" | PHILIPS MEDICAL SYSTEMS CARDIAC & MONITORING SYSTEMS DIV | 15027
CHRISTIANA |  | CH-SURGI | 0 | 3309A33078 | DE |  |  |  | MONITORING SYSTEMS; Physiologic; Acute Care | 20374 | M1175A "54" | PHILIPS MEDICAL SYSTEMS CARDIAC & MONITORING SYSTEMS DIV | 15027
CHRISTIANA |  | CH-SURGI | 0 | 3309A33070 | DE |  |  |  | MONITORING SYSTEMS; Physiologic; Acute Care | 20380 | M1175A "54" | PHILIPS MEDICAL SYSTEMS CARDIAC & MONITORING SYSTEMS DIV | 15027
CHRISTIANA |  | HOSPITAL-CH | 0 | 3401A43428 | DE |  |  |  | MONITORING SYSTEMS; Physiologic; Acute Care | 21437 | M1175A "54" | PHILIPS MEDICAL SYSTEMS CARDIAC & MONITORING SYSTEMS DIV | 8000
CHRISTIANA |  | HOSPITAL-CH | 0 | 3510A53860 | DE |  |  |  | MONITORING SYSTEMS; Physiologic; Acute Care | 22818 | M1175A "54" | PHILIPS MEDICAL SYSTEMS CARDIAC & MONITORING SYSTEMS DIV | 8167.2
CHRISTIANA |  | HOSPITAL-CH | 0 | 3510A53867 | DE |  |  |  | MONITORING SYSTEMS; Physiologic; Acute Care | 22816 | M1175A "54" | PHILIPS MEDICAL SYSTEMS CARDIAC & MONITORING SYSTEMS DIV | 8167.2
CHRISTIANA |  | HOSPITAL-CH | 0 | 2622A01865 | DE |  |  |  | MONITORING SYSTEMS; Physiologic; Acute Care | 12442 | 78353B | PHILIPS MEDICAL SYSTEMS CARDIAC & MONITORING SYSTEMS DIV | 4020
CHRISTIANA |  | HOSPITAL-WH | 0 | 2844A05727 | DE |  |  |  | MONITORING SYSTEMS; Physiologic; Acute Care | 16523 | 78353B | PHILIPS MEDICAL SYSTEMS CARDIAC & MONITORING SYSTEMS DIV | 6318
CHRISTIANA |  | Glasgow Medical Center | 0 | 14733 | DE |  |  |  | Data Management Systems; ECG | 37737 | ADVANTAGE SYST | ScottCare Corp A Scott Fetzer Co | 19999.99
CHRISTIANA |  | HOSPITAL-CH | 0 | 00409D488064 | DE |  |  |  | Data Interface Units | 47848 | DIGI ONE SP | EMERGIN | 25000
CHRISTIANA |  | HOSPITAL-CH | 0 | 00409D4BFC13 | DE |  |  |  | Data Interface Units | 47849 | DIGI ONE SP | EMERGIN | 25000
CHRISTIANA |  | HCCC | 0 | 8354010000000 | DE |  |  |  | Scales; Infant | 62056 | Mobile Digital Baby Scale 354 | SECA | 1500
CHRISTIANA |  | HOSPITAL-CH | 0 | CZC5341NVS | DE |  |  |  | Workstations; Digital Radiography | 39501 | XELERIS 2 | GE MEDICAL SYSTEMS | 8500
CHRISTIANA |  | HOSPITAL-CH | 0 | CZC5480KZ6 | DE |  |  |  | Workstations; Digital Radiography | 39502 | XELERIS 2 | GE MEDICAL SYSTEMS | 8500
CHRISTIANA |  | HOSPITAL-CH | 0 | CZC5480KZ7 | DE |  |  |  | Workstations; Digital Radiography | 47109 | XELERIS 2 | GE MEDICAL SYSTEMS | 8500
CHRISTIANA |  | HOSPITAL-CH | 0 | 45096 | DE |  |  |  | Heating Units; Hot-Pack | 21215 | M-21 | CHATTANOOGA GROUP DIV ENCORE MEDICAL CORP | 1289
CHRISTIANA |  | HOSPITAL-CH | 0 | 118539S | DE |  |  |  | Light Sources | 14470 | CLE-4U | OLYMPUS AMERICA INC | 2000
CHRISTIANA |  | CANCER CENTER | 0 | OMO028541 | DE |  |  |  | Sterilizing Units; Steam; Tabletop | 34392 | M9-001 | RITTER-MIDWEST DIV SYBRON CORP | 0
CHRISTIANA |  | Hockessin Primary Care | 0 | V1086920 | DE |  |  |  | Sterilizing Units; Steam; Tabletop | 48017 | M9-001 | RITTER-MIDWEST DIV SYBRON CORP | 0
CHRISTIANA |  | HOSPITAL-CH | 0 | DM014288 | DE |  |  |  | Sterilizing Units; Steam; Tabletop | 40121 | M9-001 | RITTER-MIDWEST DIV SYBRON CORP | 0
CHRISTIANA |  | HOSPITAL-WH | 0 | 10D184 | DE |  |  |  | Audiometers | 13734 | 110 | BELTONE ELECTRONICS CORP | 0
CHRISTIANA |  | West Grove Medical Office Building | 94246.6 | 40151 | DE |  |  |  | Cameras; Gamma | 41659 | Millenium MPS | GE MEDICAL SYSTEMS | 0
CHRISTIANA |  | HOSPITAL-CH | 0 | 10603109 | DE |  |  |  |  | 23153 | 13960 | HOSPIRA HEALTHCARE CORP | 2500
CHRISTIANA |  | HOSPITAL-CH | 0 | 10600102 | DE |  |  |  |  | 21459 | 13960 | HOSPIRA HEALTHCARE CORP | 2500
CHRISTIANA |  | HOSPITAL-CH | 0 | 101636 | DE |  |  |  |  | 21588 | 13960 | HOSPIRA HEALTHCARE CORP | 2500
CHRISTIANA |  | HOSPITAL-CH | 0 | 10605574 | DE |  |  |  |  | 21589 | 13960 | HOSPIRA HEALTHCARE CORP | 2500
CHRISTIANA |  | HOSPITAL-CH | 0 | 10605008 | DE |  |  |  |  | 21351 | 13960 | HOSPIRA HEALTHCARE CORP | 2500
CHRISTIANA |  | HOSPITAL-CH | 0 | 10611150 | DE |  |  |  |  | 21354 | 13960 | HOSPIRA HEALTHCARE CORP | 2500
CHRISTIANA |  | HOSPITAL-CH | 0 | 10603660 | DE |  |  |  |  | 21590 | 13960 | HOSPIRA HEALTHCARE CORP | 2500
CHRISTIANA |  | HOSPITAL-CH | 0 | 10601692 | DE |  |  |  |  | 25275 | 13960 | HOSPIRA HEALTHCARE CORP | 2500
CHRISTIANA |  | HOSPITAL-CH | 0 | 10604112 | DE |  |  |  |  | 21352 | 13960 | HOSPIRA HEALTHCARE CORP | 2500
CHRISTIANA |  | HOSPITAL-CH | 0 | 10614468 | DE |  |  |  |  | 21353 | 13960 | HOSPIRA HEALTHCARE CORP | 2500
CHRISTIANA |  | HOSPITAL-CH | 0 | 10600919 | DE |  |  |  |  | 21356 | 13960 | HOSPIRA HEALTHCARE CORP | 2500
CHRISTIANA |  | HOSPITAL-CH | 0 | 10604416 | DE |  |  |  | Infusion Pumps; Analgesic; Patient-Controlled | 33557 | 13960 | HOSPIRA HEALTHCARE CORP | 0
CHRISTIANA |  | HOSPITAL-CH | 0 | 10610545 | DE |  |  |  |  | 21357 | 13960 | HOSPIRA HEALTHCARE CORP | 2500
CHRISTIANA |  | HOSPITAL-CH | 0 | 10612933 | DE |  |  |  | Infusion Pumps; Analgesic; Patient-Controlled | 33558 | 13960 | HOSPIRA HEALTHCARE CORP | 0
CHRISTIANA |  | HOSPITAL-CH | 0 | 101023 | DE |  |  |  | Infusion Pumps; Analgesic; Patient-Controlled | 33560 | 13960 | HOSPIRA HEALTHCARE CORP | 0
CHRISTIANA |  | HOSPITAL-CH | 0 | 10605610 | DE |  |  |  | Infusion Pumps; Analgesic; Patient-Controlled | 33559 | 13960 | HOSPIRA HEALTHCARE CORP | 0
CHRISTIANA |  | HOSPITAL-CH | 0 | 10607282 | DE |  |  |  | Infusion Pumps; Analgesic; Patient-Controlled | 33561 | 13960 | HOSPIRA HEALTHCARE CORP | 0
CHRISTIANA |  | HOSPITAL-CH | 0 | 101211 | DE |  |  |  | Infusion Pumps; Analgesic; Patient-Controlled | 33562 | 13960 | HOSPIRA HEALTHCARE CORP | 0
CHRISTIANA |  | HOSPITAL-CH | 0 | 10606716 | DE |  |  |  |  | 33290 | 13960 | HOSPIRA HEALTHCARE CORP | 0
CHRISTIANA |  | HOSPITAL-CH | 0 | 10612583 | DE |  |  |  | Infusion Pumps; Analgesic; Patient-Controlled | 33554 | 13960 | HOSPIRA HEALTHCARE CORP | 0
CHRISTIANA |  | HOSPITAL-CH | 0 | 10606457 | DE |  |  |  | Infusion Pumps; Analgesic; Patient-Controlled | 21345 | 13960 | HOSPIRA HEALTHCARE CORP | 2500
CHRISTIANA |  | HOSPITAL-CH | 0 | 10610247 | DE |  |  |  |  | 21349 | 13960 | HOSPIRA HEALTHCARE CORP | 2500
CHRISTIANA |  | HOSPITAL-CH | 0 | 10604162 | DE |  |  |  |  | 21346 | 13960 | HOSPIRA HEALTHCARE CORP | 2500
CHRISTIANA |  | HOSPITAL-CH | 0 | 10604958 | DE |  |  |  |  | 21350 | 13960 | HOSPIRA HEALTHCARE CORP | 2500
CHRISTIANA |  | HOSPITAL-CH | 0 | 10606524 | DE |  |  |  |  | 25273 | 13960 | HOSPIRA HEALTHCARE CORP | 2500
CHRISTIANA |  | HOSPITAL-CH | 0 | 101365 | DE |  |  |  | Infusion Pumps; Analgesic; Patient-Controlled | 33552 | 13960 | HOSPIRA HEALTHCARE CORP | 0
CHRISTIANA |  | HOSPITAL-CH | 0 | 10606650 | DE |  |  |  |  | 25274 | 13960 | HOSPIRA HEALTHCARE CORP | 2500
CHRISTIANA |  | HOSPITAL-CH | 0 | 10612976 | DE |  |  |  | Infusion Pumps; Analgesic; Patient-Controlled | 33551 | 13960 | HOSPIRA HEALTHCARE CORP | 0
CHRISTIANA |  | HOSPITAL-CH | 0 | 10610665 | DE |  |  |  | Infusion Pumps; Analgesic; Patient-Controlled | 33556 | 13960 | HOSPIRA HEALTHCARE CORP | 0
CHRISTIANA |  | HOSPITAL-CH | 0 | 10600787 | DE |  |  |  |  | 25271 | 13960 | HOSPIRA HEALTHCARE CORP | 2500
CHRISTIANA |  | HOSPITAL-CH | 0 | 101320 | DE |  |  |  |  | 25272 | 13960 | HOSPIRA HEALTHCARE CORP | 2500
CHRISTIANA |  | HOSPITAL-CH | 0 | 10603499 | DE |  |  |  |  | 23301 | 13960 | HOSPIRA HEALTHCARE CORP | 2500
CHRISTIANA |  | HOSPITAL-CH | 0 | 10604117 | DE |  |  |  |  | 31580 | 13960 | HOSPIRA HEALTHCARE CORP | 0
CHRISTIANA |  | HOSPITAL-CH | 0 | 10606587 | DE |  |  |  | Infusion Pumps; Analgesic; Patient-Controlled | 33553 | 13960 | HOSPIRA HEALTHCARE CORP | 0
CHRISTIANA |  | HOSPITAL-CH | 0 | 10600596 | DE |  |  |  | Infusion Pumps; Analgesic; Patient-Controlled | 33555 | 13960 | HOSPIRA HEALTHCARE CORP | 0
CHRISTIANA |  | HOSPITAL-CH | 0 | 10607533 | DE |  |  |  |  | 32039 | 13960 | HOSPIRA HEALTHCARE CORP | 2500
CHRISTIANA |  | HOSPITAL-CH | 0 | 10603265 | DE |  |  |  | Infusion Pumps; Analgesic; Patient-Controlled | 34527 | 13960 | HOSPIRA HEALTHCARE CORP | 0
CHRISTIANA |  | HOSPITAL-CH | 0 | 260-0882 | DE |  |  |  | X-Ray Film Mounts; Dental | 12734 | CDTF | DUPONT MEDICAL PRODUCTS DIAGNOSTIC IMAGING DIV | 5000
CHRISTIANA |  | HOSPITAL-WH | 0 | ? | DE |  |  |  | X-Ray Film Mounts; Dental | BI-581 | CDTF | DUPONT MEDICAL PRODUCTS DIAGNOSTIC IMAGING DIV | 5000
CHRISTIANA |  | HOSPITAL-WH | 0 | ? | DE |  |  |  | X-Ray Film Mounts; Dental | BI-583 | CDTF | DUPONT MEDICAL PRODUCTS DIAGNOSTIC IMAGING DIV | 5000
CHRISTIANA |  | HOSPITAL-WH | 0 | ? | DE |  |  |  | X-Ray Film Mounts; Dental | BI-580 | CDTF | DUPONT MEDICAL PRODUCTS DIAGNOSTIC IMAGING DIV | 5000
CHRISTIANA |  | HOSPITAL-WH | 0 | ? | DE |  |  |  | X-Ray Film Mounts; Dental | BI-582 | CDTF | DUPONT MEDICAL PRODUCTS DIAGNOSTIC IMAGING DIV | 5000
CHRISTIANA |  | HOSPITAL-WH | 0 | ? | DE |  |  |  | X-Ray Film Mounts; Dental | BI-571 | CDTF | DUPONT MEDICAL PRODUCTS DIAGNOSTIC IMAGING DIV | 5000
CHRISTIANA |  | HOSPITAL-CH | 0 | SB2050 | DE |  | 2004-12-19 19:00 |  | Autotransfusion Units; Blood Processing | 36930 | Autologous Transfusion System BRAT 2 | Sorin Group Italia srl | 15000
CHRISTIANA |  | HOSPITAL-WH | 0 | SB1906 | DE |  | 2004-12-19 19:00 |  | Autotransfusion Units; Blood Processing | 36929 | Autologous Transfusion System BRAT 2 | Sorin Group Italia srl | 15000
CHRISTIANA |  | HOSPITAL-CH | 0 | SB2884 | DE |  | 2009-10-17 20:00 |  | Autotransfusion Units; Blood Processing | 42255 | Autologous Transfusion System BRAT 2 | Sorin Group Italia srl | 75000
CHRISTIANA |  | HOSPITAL-CH | 0 | SB2488 | DE |  | 2004-12-19 19:00 |  | Autotransfusion Units; Blood Processing | 36925 | Autologous Transfusion System BRAT 2 | Sorin Group Italia srl | 17500
CHRISTIANA |  | HOSPITAL-CH | 0 | SB2482 | DE |  | 2004-12-19 19:00 |  | Autotransfusion Units; Blood Processing | 36926 | Autologous Transfusion System BRAT 2 | Sorin Group Italia srl | 17500
CHRISTIANA |  | HOSPITAL-CH | 0 | SB2485 | DE |  | 2004-12-19 19:00 |  | Autotransfusion Units; Blood Processing | 36928 | Autologous Transfusion System BRAT 2 | Sorin Group Italia srl | 17500
CHRISTIANA |  | HOSPITAL-CH | 0 | SB2306 | DE |  | 2004-12-19 19:00 |  | Autotransfusion Units; Blood Processing | 36927 | Autologous Transfusion System BRAT 2 | Sorin Group Italia srl | 15000
CHRISTIANA |  | HOSPITAL-CH | 0 | UZ2568 | DE |  |  |  | Video Systems; Endoscopic | 47226 | C-MAC Video Laryngoscope Monitor 8401 ZX | STORZ ENDOSCOPY-AMERICA INC | 10668
CHRISTIANA |  | HOSPITAL-WH | 0 | SY1925 | DE |  |  |  | Video Systems; Endoscopic | 47512 | C-MAC Video Laryngoscope Monitor 8401 ZX | STORZ ENDOSCOPY-AMERICA INC | 10668
CHRISTIANA |  | HOSPITAL-CH | 0 | 903N0023 | DE |  |  |  | Centrifuges | 28006 | MARATHON 8K | FISHER SCIENTIFIC | 2000
CHRISTIANA |  | WH SURGI | 0 | 9914-0720-4607 | DE |  |  |  | Lasers; Dye | 32143 | VBEAM | CANDELA CORP | 63000
CHRISTIANA |  |  | 0 | NONE |  |  |  |  | Exercisers | 36395 | DT806 | TUFFSTUFF | 3495
CHRISTIANA |  | HOSPITAL-CH | 0 | 045173 - 43051 | DE |  | 2004-07-14 20:00 |  | Radiographic/Fluoroscopic Systems; Angiography/Interventional | 36712 | Allura Xper FD20 | PHILIPS MEDICAL SYSTEMS NORTH AMERICA | 991009
CHRISTIANA |  | HCCC | 0 | 77017300000000 | DE |  |  |  | Exercisers; Aerobic; Stationary Bicycle | 38172 | AIR FORCE ONE | LAMAR FITNESS | 7500
CHRISTIANA |  | Glasgow Medical Center | 0 | 77017300000000 | DE |  |  |  | Exercisers; Aerobic; Stationary Bicycle | 37292 | AIR FORCE ONE | LAMAR FITNESS | 7500
CHRISTIANA |  | Glasgow Medical Center | 0 | 77017300000000 | DE |  |  |  | Exercisers; Aerobic; Stationary Bicycle | 37290 | AIR FORCE ONE | LAMAR FITNESS | 7500
CHRISTIANA |  | HOSPITAL-WH | 0 | 496474SL | DE |  |  |  | Package Sealers | 23050 | LS | RENNCO INC | 1500
CHRISTIANA |  | CH-SURGI | 0 | 0608-241-365 | DE |  |  |  | Package Sealers | 41856 | LS | RENNCO INC | 1000
CHRISTIANA |  | CH-SURGI | 0 | 5403 | DE |  |  |  | Aspirators; Uterine | 28664 | Uterine Aspirator Lipo Suction Pump SV-10 | BERKELEY MEDEVICES INC | 1990
CHRISTIANA |  | CH-SURGI | 0 | N380390-2 | DE |  |  |  | Aspirators; Uterine | 48635 | Uterine Aspirator Lipo Suction Pump SV-10 | BERKELEY MEDEVICES INC | 5223
CHRISTIANA |  | HOSPITAL-CH | 0 | 5458 | DE |  |  |  | Aspirators; Uterine | 28945 | Uterine Aspirator Lipo Suction Pump SV-10 | BERKELEY MEDEVICES INC | 2000
CHRISTIANA |  | HOSPITAL-WH | 0 | 1089 | DE |  | 2005-07-04 20:00 |  | Printers; Video | 53681 | Drystar Dry Imager 5500 | AGFA HEALTHCARE (US) | 14999.99
CHRISTIANA |  | CANCER CENTER | 0 | 1075 | DE |  |  |  | Printers; Video | 49228 | Drystar Dry Imager 5500 | AGFA HEALTHCARE (US) | 14999.99
CHRISTIANA |  | HOSPITAL-WH | 0 | 5450 | DE |  |  |  | Printers; Video | 38216 | Drystar Dry Imager 5500 | AGFA HEALTHCARE (US) | 14999.99
CHRISTIANA |  |  | 0 | 821491 | NJ |  |  |  | Microscopes; Light; Laboratory | 30855 | BAISTOLSCOPE | BRISTOLINE INC | 0
CHRISTIANA |  | HCCC | 0 | BE313264 | DE |  |  |  | Microscopes; Light; Laboratory | 32018 | MICROSTAR IV | REICHERT OPHTHALMIC INSTRUMENTS DIV REICHERT INC | 4000
CHRISTIANA |  | HOSPITAL-WH | 0 | 89A5642 | DE |  |  |  |  | 29396 | 1820 | GETINGE/CASTLE INC | 15000
CHRISTIANA |  | HOSPITAL-WH | 0 | KR70559813 | DE |  |  |  | MONITORING SYSTEMS; PHYSIOLOGIC | 25919 | D2818A | PHILIPS MEDICAL SYSTEMS CARDIAC & MONITORING SYSTEMS DIV | 3000
CHRISTIANA |  | HOSPITAL-CH | 0 | KR71627038 | DE |  |  |  | MONITORING SYSTEMS; PHYSIOLOGIC | 28778 | D2818A | PHILIPS MEDICAL SYSTEMS CARDIAC & MONITORING SYSTEMS DIV | 2000
CHRISTIANA |  | HOSPITAL-CH | 0 | 3672 | DE |  |  |  | MONITORING SYSTEMS; Physiologic; Acute Care | 17981 | E101T | MEDICAL DATA ELECTRONICS INC SUB INVIVO CORP | 10498
CHRISTIANA |  | HOSPITAL-CH | 0 | 308B08492 | DE |  |  |  | MONITORING SYSTEMS; Physiologic; Acute Care | 40525 | 90308 | Spacelabs Healthcare Inc An OSI Systems Co | 500
CHRISTIANA |  | HOSPITAL-CH | 0 | 308023953 | DE |  |  |  | MONITORING SYSTEMS; Physiologic; Acute Care | 40527 | 90308 | Spacelabs Healthcare Inc An OSI Systems Co | 500
CHRISTIANA |  | HOSPITAL-CH | 0 | 308024186 | DE |  |  |  | MONITORING SYSTEMS; Physiologic; Acute Care | 40529 | 90308 | Spacelabs Healthcare Inc An OSI Systems Co | 500
CHRISTIANA |  | HOSPITAL-CH | 0 | 308B08493 | DE |  |  |  | MONITORING SYSTEMS; Physiologic; Acute Care | 40526 | 90308 | Spacelabs Healthcare Inc An OSI Systems Co | 500
CHRISTIANA |  | HOSPITAL-CH | 0 | 308024245 | DE |  |  |  | MONITORING SYSTEMS; Physiologic; Acute Care | 40530 | 90308 | Spacelabs Healthcare Inc An OSI Systems Co | 500
CHRISTIANA |  | HOSPITAL-CH | 0 | 308024096 | DE |  |  |  | MONITORING SYSTEMS; Physiologic; Acute Care | 40531 | 90308 | Spacelabs Healthcare Inc An OSI Systems Co | 500
CHRISTIANA |  | HOSPITAL-CH | 0 | 308024112 | DE |  |  |  | MONITORING SYSTEMS; Physiologic; Acute Care | 42657 | 90308 | Spacelabs Healthcare Inc An OSI Systems Co | 500
CHRISTIANA |  | HOSPITAL-CH | 0 | 308024089 | DE |  |  |  | MONITORING SYSTEMS; Physiologic; Acute Care | 40566 | 90308 | Spacelabs Healthcare Inc An OSI Systems Co | 500
CHRISTIANA |  | HOSPITAL-CH | 0 | 308B07889 | DE |  |  |  | MONITORING SYSTEMS; Physiologic; Acute Care | 42658 | 90308 | Spacelabs Healthcare Inc An OSI Systems Co | 500
CHRISTIANA |  | HOSPITAL-CH | 0 | 308023949 | DE |  |  |  | MONITORING SYSTEMS; Physiologic; Acute Care | 46664 | 90308 | Spacelabs Healthcare Inc An OSI Systems Co | 0
CHRISTIANA |  | HOSPITAL-CH | 0 | NONE | DE |  | 2020-04-24 10:06 |  | MONITORING SYSTEMS; Physiologic; Acute Care | 49709 | VL4500 | Mennen Medical Corp | 0 | Purchased
CHRISTIANA |  | HOSPITAL-CH | 0 | 994866000000 | DE |  | 2020-04-24 10:04 |  | MONITORING SYSTEMS; Physiologic; Acute Care | 49707 | VL4500 | Mennen Medical Corp | 0 | Purchased
CHRISTIANA |  | HOSPITAL-CH | 0 | 657A100207 | DE |  |  |  | Chairs; Blood Drawing | 38836 | 657 | WINCO INC | 1795
CHRISTIANA |  | HOSPITAL-CH | 0 | 378 | DE |  |  |  | Warming Units; Microscope Slide | 12826 | Slide Warmer 77 | FISHER SCIENTIFIC | 7500
CHRISTIANA |  | HOSPITAL-CH | 0 | D2N150542 | DE |  | 2015-10-27 20:00 |  | Pupillometers | 87634 | Pupillometer NPi-200 | NEUROPTICS | 5580
CHRISTIANA |  | Foulkstone Plaza | 0 | 3691 | DE |  |  |  | Tables; Examination/Treatment; Adjustable; Orthopedic; Traction | 31984 | AE-3 | CHATTANOOGA GROUP DIV ENCORE MEDICAL CORP | 1700
CHRISTIANA |  | HOSPITAL-CH | 0 | 207225 | DE |  |  |  | Video Systems; Endoscopic | 34515 | EVIS PROC CART2 | OLYMPUS AMERICA INC | 3740
CHRISTIANA |  | CH-SURGI | 0 | 3624 | DE |  |  |  | Light Sources | 17731 | 13B1 | PILLING CO | 2000
CHRISTIANA |  | HOSPITAL-CH | 0 | 81AC1692 | DE |  |  |  | Stimulators; Electrical; Neuromuscular | 19661 | 207 | METTLER ELECTRONICS CORP | 1676
CHRISTIANA |  | HOSPITAL-WH | 0 | 500-652 | DE |  |  |  | Disinfectors; Liquid Germicide; Flexible Endoscope | 27990 | DSD-91E | OLYMPUS AMERICA INC | 22700
CHRISTIANA |  | HOSPITAL-WH | 0 | 233765A | DE |  |  |  | Sterilizing Units; Steam; Tabletop | 46811 | 1102 | SCICAN DIV LUX AND ZWINGENBERGER LTD | 0
CHRISTIANA |  | HOSPITAL-CH | 0 | NCP003487P | DE |  |  |  | Computers; Personal | 29520 | 8820 | MEDTRONIC NEUROSURGERY DIV MEDTRONIC INC | 0
CHRISTIANA |  | HOSPITAL-CH | 0 | SU61020047 | DE |  |  |  | Computers; Personal | 38576 | BLADE 1500 | SUN MICRO SYSTEMS | 4999.99
CHRISTIANA |  | HOSPITAL-WH | 0 | SU55060219 | DE |  |  |  | Computers; Personal | 38198 | BLADE 1500 | SUN MICRO SYSTEMS | 2000
CHRISTIANA |  | CANCER CENTER | 0 | FM2516 | DE |  | 2010-11-01 20:00 |  | Homogenizers; Ultrasonic | 46660 | F60 | FISHER SCIENTIFIC | 20000
CHRISTIANA |  | HOSPITAL-CH | 0 | G-609 | DE |  |  |  | X-Ray Film Mounts; Dental | 14658 | 260 | DUPONT MEDICAL PRODUCTS DIAGNOSTIC IMAGING DIV | 5219
CHRISTIANA |  | HOSPITAL-CH | 0 | G-608 | DE |  |  |  | X-Ray Film Mounts; Dental | 12735 | 260 | DUPONT MEDICAL PRODUCTS DIAGNOSTIC IMAGING DIV | 5000
CHRISTIANA |  | HOSPITAL-CH | 0 | G-600 | DE |  |  |  | X-Ray Film Mounts; Dental | 14643 | 260 | DUPONT MEDICAL PRODUCTS DIAGNOSTIC IMAGING DIV | 5000
CHRISTIANA |  | HOSPITAL-CH | 0 | G-607 | DE |  |  |  | X-Ray Film Mounts; Dental | 14225 | 260 | DUPONT MEDICAL PRODUCTS DIAGNOSTIC IMAGING DIV | 5000
CHRISTIANA |  | HOSPITAL-WH | 0 | NONE | DE |  |  |  | X-Ray Film Processors; Automatic | BI-207 | QZ-301 | KONICA MEDICAL IMAGING INC | 5000
CHRISTIANA |  | HOSPITAL-CH | 0 | 13083 | DE |  | 2001-05-30 20:00 |  | Radiographic/Fluoroscopic Systems; General-Purpose | 31595 | 9890 000 01021 | PHILIPS MEDICAL SYSTEMS NORTH AMERICA | 3550
CHRISTIANA |  | HOSPITAL-WH | 0 | 13320 | DE |  |  |  | Radiographic/Fluoroscopic Systems; General-Purpose | 32146 | 9890 000 01021 | PHILIPS MEDICAL SYSTEMS NORTH AMERICA | 355000
CHRISTIANA |  | HOSPITAL-CH | 0 | 11970078 | DE |  |  |  | X-Ray Generators | 25375 | 00 4263 | PICKER INTERNATIONAL LTD | 80000
CHRISTIANA |  | Glasgow Medical Center | 0 | 630-007287 | DE |  |  |  | Ergometers; Bicycle | 37823 | PRO-1000 | SCIFIT | 7500
CHRISTIANA |  | Smyrna Health & Wellness Center | 0 | 620950 | DE |  |  |  | Ergometers; Bicycle | 31449 | PRO-1000 | SCIFIT | 7500
CHRISTIANA |  | PMRI | 0 | NONE | DE |  |  |  | Ergometers; Bicycle | 41335 | PRO-1000 | SCIFIT | 7500
CHRISTIANA |  | HOSPITAL-WH | 0 | 17609 | DE |  | 1996-04-23 20:00 |  | Infusion Pumps; Multitherapy; Syringe | 40618 | Excelsior Syringe Pump (ESP) ESP60 | EXCELSIOR MEDICAL CORP | 2500
CHRISTIANA |  | HOSPITAL-WH | 0 | 17391 | DE |  | 1996-04-23 20:00 |  | Infusion Pumps; Multitherapy; Syringe | 40398 | Excelsior Syringe Pump (ESP) ESP60 | EXCELSIOR MEDICAL CORP | 2500
CHRISTIANA |  | HOSPITAL-WH | 0 | 17615 | DE |  | 1996-04-23 20:00 |  | Infusion Pumps; Multitherapy; Syringe | 40382 | Excelsior Syringe Pump (ESP) ESP60 | EXCELSIOR MEDICAL CORP | 2500
CHRISTIANA |  | HOSPITAL-WH | 0 | 17687 | DE |  | 1996-04-23 20:00 |  | Infusion Pumps; Multitherapy; Syringe | 40380 | Excelsior Syringe Pump (ESP) ESP60 | EXCELSIOR MEDICAL CORP | 2500
CHRISTIANA |  | HOSPITAL-WH | 0 | 17611 | DE |  | 1996-04-23 20:00 |  | Infusion Pumps; Multitherapy; Syringe | 40615 | Excelsior Syringe Pump (ESP) ESP60 | EXCELSIOR MEDICAL CORP | 2500
CHRISTIANA |  | HOSPITAL-WH | 0 | 17617 | DE |  | 1996-04-23 20:00 |  | Infusion Pumps; Multitherapy; Syringe | 39817 | Excelsior Syringe Pump (ESP) ESP60 | EXCELSIOR MEDICAL CORP | 2500
CHRISTIANA |  | HOSPITAL-WH | 0 | 17688 | DE |  | 1996-04-23 20:00 |  | Infusion Pumps; Multitherapy; Syringe | 40381 | Excelsior Syringe Pump (ESP) ESP60 | EXCELSIOR MEDICAL CORP | 2500
CHRISTIANA |  | HOSPITAL-WH | 0 | 17610 | DE |  | 1996-04-23 20:00 |  | Infusion Pumps; Multitherapy; Syringe | 40614 | Excelsior Syringe Pump (ESP) ESP60 | EXCELSIOR MEDICAL CORP | 2500
CHRISTIANA |  | HOSPITAL-WH | 0 | 17622 | DE |  | 1996-04-23 20:00 |  | Infusion Pumps; Multitherapy; Syringe | 40385 | Excelsior Syringe Pump (ESP) ESP60 | EXCELSIOR MEDICAL CORP | 2500
CHRISTIANA |  | HOSPITAL-WH | 0 | 17613 | DE |  | 2007-12-05 19:00 |  | Infusion Pumps; Multitherapy; Syringe | 45163 | Excelsior Syringe Pump (ESP) ESP60 | EXCELSIOR MEDICAL CORP | 2500
CHRISTIANA |  | HOSPITAL-WH | 0 | 17624 | DE |  | 1996-04-23 20:00 |  | Infusion Pumps; Multitherapy; Syringe | 40377 | Excelsior Syringe Pump (ESP) ESP60 | EXCELSIOR MEDICAL CORP | 2500
CHRISTIANA |  | HOSPITAL-WH | 0 | 17388 | DE |  | 1996-04-23 20:00 |  | Infusion Pumps; Multitherapy; Syringe | 40613 | Excelsior Syringe Pump (ESP) ESP60 | EXCELSIOR MEDICAL CORP | 2500
CHRISTIANA |  | HOSPITAL-WH | 0 | 17386 | DE |  | 1996-04-23 20:00 |  | Infusion Pumps; Multitherapy; Syringe | 40617 | Excelsior Syringe Pump (ESP) ESP60 | EXCELSIOR MEDICAL CORP | 2500
CHRISTIANA |  | HOSPITAL-WH | 0 | 17623 | DE |  | 1996-04-23 20:00 |  | Infusion Pumps; Multitherapy; Syringe | 40376 | Excelsior Syringe Pump (ESP) ESP60 | EXCELSIOR MEDICAL CORP | 2500
CHRISTIANA |  | HOSPITAL-WH | 0 | 17612 | DE |  | 1996-04-23 20:00 |  | Infusion Pumps; Multitherapy; Syringe | 40399 | Excelsior Syringe Pump (ESP) ESP60 | EXCELSIOR MEDICAL CORP | 2500
CHRISTIANA |  | HOSPITAL-WH | 0 | 17389 | DE |  |  |  | Infusion Pumps; Multitherapy; Syringe | 40612 | Excelsior Syringe Pump (ESP) ESP60 | EXCELSIOR MEDICAL CORP | 0
CHRISTIANA |  | HOSPITAL-WH | 0 | 17387 | DE |  | 1996-04-23 20:00 |  | Infusion Pumps; Multitherapy; Syringe | 40616 | Excelsior Syringe Pump (ESP) ESP60 | EXCELSIOR MEDICAL CORP | 2500
CHRISTIANA |  | WH SURGI | 0 | 22194 | DE |  | 2014-11-04 19:00 |  | Infusion Pumps; Multitherapy; Syringe | 54433 | Excelsior Syringe Pump (ESP) ESP60 | EXCELSIOR MEDICAL CORP | 2500
CHRISTIANA |  | HOSPITAL-WH | 0 | 512924 | DE |  |  |  | Microscopes; Light; Laboratory | 29130 | LABOR LUX | LEITZ INC | 500
CHRISTIANA |  | HOSPITAL-CH | 0 | 103639 | DE |  |  |  | Microscopes; Light; Laboratory | 29081 | LABOR LUX | LEITZ INC | 500
CHRISTIANA |  | HOSPITAL-CH | 0 | T0013 | DE |  |  |  | Cytometers; Automated; Flow | 36493 | FACSCanto System | BD BIOSCIENCES (MD) DIV BD | 50000
CHRISTIANA |  | HOSPITAL-CH | 0 | LC014964 | DE |  |  |  | Peritoneal Dialysis Units | 54369 | Liberty Cycler | FRESENIUS MEDICAL CARE NORTH AMERICA | 1800
CHRISTIANA |  | HOSPITAL-WH | 0 | LC014527 | DE |  |  |  | Peritoneal Dialysis Units | 53853 | Liberty Cycler | FRESENIUS MEDICAL CARE NORTH AMERICA | 1800
CHRISTIANA |  | HOSPITAL-CH | 0 | 40100ET | DE |  | 2016-11-02 20:00 |  | PHYSIOLOGIC RECORDING SYSTEMS | 62552 | EOM PHYSIOLOGIC RECORDING | Deltex Medical Ltd | 2500
CHRISTIANA |  | HOSPITAL-CH | 0 | R2253 | DE |  |  |  | Cast Cutters (Retired) | 10884 | 8380-210 | Stryker Corp | 800
CHRISTIANA |  | HOSPITAL-CH | 0 | 274-10 | DE |  |  |  | Cast Cutters (Retired) | 13460 | 8380-210 | Stryker Corp | 800
CHRISTIANA |  | HOSPITAL-WH | 0 | 12906 | DE |  |  |  | SCALERS; DENTAL; ULTRASONIC | 21066 | SCALEX 800 | DENTAL CORP OF AMERICA | 1200
CHRISTIANA |  | Limestone Mill Creek Medical Center | 0 | FL 0560-40 | DE |  |  |  | Plethysmographs | 47620 | 2014 | PARKS MEDICAL ELECTRONICS INC | 0
CHRISTIANA |  | Quillen Building | 0 | flo-0500-40 | DE |  |  |  | Plethysmographs | 47665 | 2014 | PARKS MEDICAL ELECTRONICS INC | 0
CHRISTIANA |  | PMRI | 0 | 9808-057 | DE |  |  |  | Exercisers | 48094 | PL2000B | PARMOUNT | 0
CHRISTIANA |  | HOSPITAL-WH | 0 | F684665 | DE |  |  |  | Dental Delivery Units | 25886 | Pac I Portable Delivery System 3420 | A-DEC INC | 1500
CHRISTIANA |  | HOSPITAL-CH | 0 | 603041263 | DE |  |  |  | Baths; Water; Laboratory | 34628 | 50 SHAKING BATH | PRECISION BIOMEDICAL SERVICES INC | 0
CHRISTIANA |  | HOSPITAL-CH | 0 | 9-75-8722-25 | DE |  |  |  | Baths; Water; Laboratory | 14157 | 210-6 | NATIONAL INSTRUMENT CO INC | 2000
CHRISTIANA |  | HOSPITAL-CH | 0 | 3135 | DE |  |  |  | Baths; Water; Laboratory | 14168 | 3000-2 | LAB-LINE INSTRUMENTS INC | 2000
CHRISTIANA |  | Foulkstone Plaza | 0 | 06033L82 | DE |  | 1988-08-27 20:00 |  | Baths; Whirlpool | 15002 | 305D | MARKET FORGE CO | 5000
CHRISTIANA |  | HOSPITAL-CH | 0 | 401509 | DE |  | 2012-09-17 20:00 |  | Analyzers; Laboratory; Molecular Assay | 49292 | SmartCycler II | Cepheid | 75000
CHRISTIANA |  | HOSPITAL-CH | 0 | 403145 | DE |  | 2012-09-17 20:00 |  | Analyzers; Laboratory; Molecular Assay | 49182 | SmartCycler II | Cepheid | 75000
CHRISTIANA |  | HOSPITAL-CH | 0 | 500454 | DE |  |  |  | Light Sources; Fiberoptic | 28222 | Acuity TFX Fiberoptics Light Source A09502 | TFX FIBEROPTICS | 4632
CHRISTIANA |  | HOSPITAL-CH | 0 | 500460 | DE |  |  |  | Light Sources; Fiberoptic | 28219 | Acuity TFX Fiberoptics Light Source A09502 | TFX FIBEROPTICS | 4632
CHRISTIANA |  | HOSPITAL-CH | 0 | GK003608 | DE |  |  |  | Tables; Examination/Treatment; Adjustable | 39998 | Ritter Manual Examination Table 304 | RITTER-MIDWEST DIV SYBRON CORP | 3344.35
CHRISTIANA |  | HOSPITAL-CH | 0 | 5606 | DE |  | 2019-04-26 08:00 |  | Warming Units; Gel | 42494 | Thermasonic Gel Warmer 8204 | PARKER LABORATORIES INC | 250
CHRISTIANA |  | WH SURGI | 0 | 200209661 | DE |  |  |  | Sphygmomanometers; Electronic; Automatic | 37277 | 5200 | CARDINAL | 0
CHRISTIANA |  | WH SURGI | 0 | 010MO119013 | DE |  |  |  | Sphygmomanometers; Electronic; Automatic | 29950 | 100-400 | GE MEDICAL SYSTEMS | 2915.5
CHRISTIANA |  | WH SURGI | 0 | 010M0169045 | DE |  |  |  | Sphygmomanometers; Electronic; Automatic | 29949 | 100-400 | GE MEDICAL SYSTEMS | 2915.5
CHRISTIANA |  | WH SURGI | 0 | 010M0119047 | DE |  |  |  | Sphygmomanometers; Electronic; Automatic | 30047 | 100-400 | GE MEDICAL SYSTEMS | 2915.5
CHRISTIANA |  | HOSPITAL-CH | 0 | 50746 | DE |  |  |  | Freezers; Blood | 19704 | 8436 | FORMA SCIENTIFIC INC | 4202
CHRISTIANA |  | HOSPITAL-CH | 0 | 1550-3854 | DE |  |  |  | Warming Units; Contrast Media | 30591 | 399100B | MALLINCKRODT MEDICAL INC DIV MALLINCKRODT GROUP INC | 499.99
CHRISTIANA |  | HOSPITAL-CH | 0 | 1550-4862 | DE |  |  |  | Warming Units; Contrast Media | 33319 | 399100B | MALLINCKRODT MEDICAL INC DIV MALLINCKRODT GROUP INC | 499.99
CHRISTIANA |  | HOSPITAL-WH | 0 | WF77-2794 | DE |  |  |  | Forceps; Electrosurgical | 15469 | P.H.234 | MENTOR CORP | 1000
CHRISTIANA |  | HOSPITAL-WH | 0 | 62 | DE |  |  |  | Aspirators; Surgical | 37108 | SYSTEM 250 | LYSONIX INC | 0
CHRISTIANA |  | HOSPITAL-WH | 0 | 49 | DE |  |  |  | Aspirators; Surgical | 27045 | SYSTEM 250 | LYSONIX INC | 1600
CHRISTIANA |  | HOSPITAL-CH | 0 | BP74-1310 | DE |  |  |  | Forceps; Electrosurgical | 12452 | CMC-1 | CODMAN & SHURTLEFF INC A JOHNSON & JOHNSON CO | 1000
CHRISTIANA |  | HOSPITAL-CH | 0 | BP80-2416 | DE |  |  |  | Forceps; Electrosurgical | 16802 | CMC-1 | CODMAN & SHURTLEFF INC A JOHNSON & JOHNSON CO | 1000
CHRISTIANA |  | HOSPITAL-WH | 0 | BP80-3133 | DE |  |  |  | Forceps; Electrosurgical | 15398 | CMC-1 | CODMAN & SHURTLEFF INC A JOHNSON & JOHNSON CO | 1000
CHRISTIANA |  | HOSPITAL-CH | 0 | BP80-2413 | DE |  |  |  | Forceps; Electrosurgical | 12108 | CMC-1 | CODMAN & SHURTLEFF INC A JOHNSON & JOHNSON CO | 1000
CHRISTIANA |  | HOSPITAL-CH | 0 | HCDB00424 | DE |  |  |  | Incubators; Infant; Mobile | 28214 | 6600-0244-900 | GE MEDICAL SYSTEMS | 15000
CHRISTIANA |  | HOSPITAL-WH | 0 | MAG1001030 | DE |  |  |  | Autotransfusion Units | 37230 | MAG100 | MEDTRONIC PERFUSION SYSTEMS DIV MEDTRONIC INC | 9000
CHRISTIANA |  | HOSPITAL-WH | 0 | ATD0561C | DE |  |  |  | Electroencephalographs | 39629 | 1002 | NEURO MAX | 15000
CHRISTIANA |  | HOSPITAL-CH | 0 | BK02457 | DE |  |  |  | Incubators; Infant; Transport | 16780 | Air-Shields Incubator C300 | HILL-ROM AIR-SHIELDS A HILL-ROM CO | 14000
CHRISTIANA |  | HOSPITAL-CH | 0 | NT02172 | DE |  |  |  | Incubators; Infant; Transport | 11147 | Air-Shields Incubator C300 | HILL-ROM AIR-SHIELDS A HILL-ROM CO | 14000
CHRISTIANA |  | HOSPITAL-CH | 0 | HT01889 | DE |  |  |  | Incubators; Infant; Transport | 11069 | Air-Shields Incubator C300 | HILL-ROM AIR-SHIELDS A HILL-ROM CO | 6382
CHRISTIANA |  | HOSPITAL-CH | 0 | so71456760 | DE |  | 2014-03-11 20:00 |  | MONITORING SYSTEMS; PHYSIOLOGIC | 53597 | 526 | CARDINAL | 15000
CHRISTIANA |  | HOSPITAL-CH | 0 | 14290500000000 | DE |  | 2012-04-23 20:00 |  | MONITORING SYSTEMS; PHYSIOLOGIC | 49339 | 526 | CARDINAL | 15000
CHRISTIANA |  | HOSPITAL-CH | 0 | 30689700000000 | DE |  | 2013-07-23 20:00 |  | MONITORING SYSTEMS; PHYSIOLOGIC | 52681 | 526 | CARDINAL | 15000
CHRISTIANA |  | HOSPITAL-CH | 0 | 30689800000000 | DE |  | 2013-07-23 20:00 |  | MONITORING SYSTEMS; PHYSIOLOGIC | 52685 | 526 | CARDINAL | 15000
CHRISTIANA |  | HOSPITAL-CH | 0 | 14290500000000 | DE |  | 2012-04-23 20:00 |  | MONITORING SYSTEMS; PHYSIOLOGIC | 49342 | 526 | CARDINAL | 15000
CHRISTIANA |  | HOSPITAL-CH | 0 | 14290500000000 | DE |  | 2012-04-23 20:00 |  | MONITORING SYSTEMS; PHYSIOLOGIC | 49341 | 526 | CARDINAL | 15000
CHRISTIANA |  | HOSPITAL-CH | 0 | 14290500000000 | DE |  | 2012-04-23 20:00 |  | MONITORING SYSTEMS; PHYSIOLOGIC | 49340 | 526 | CARDINAL | 15000
CHRISTIANA |  | HOSPITAL-CH | 0 | 14290500000000 | DE |  | 2012-04-23 20:00 |  | MONITORING SYSTEMS; PHYSIOLOGIC | 49343 | 526 | CARDINAL | 15000
CHRISTIANA |  | HOSPITAL-CH | 0 | 30689700000000 | DE |  | 2013-07-23 20:00 |  | MONITORING SYSTEMS; PHYSIOLOGIC | 52679 | 526 | CARDINAL | 15000
CHRISTIANA |  | HOSPITAL-CH | 0 | 30689700000000 | DE |  | 2013-07-23 20:00 |  | MONITORING SYSTEMS; PHYSIOLOGIC | 52683 | 526 | CARDINAL | 15000
CHRISTIANA |  | HOSPITAL-CH | 0 | 14290500000000 | DE |  | 2012-04-23 20:00 |  | MONITORING SYSTEMS; PHYSIOLOGIC | 49328 | 526 | CARDINAL | 15000
CHRISTIANA |  | HOSPITAL-CH | 0 | 14290500000000 | DE |  | 2012-04-23 20:00 |  | MONITORING SYSTEMS; PHYSIOLOGIC | 49327 | 526 | CARDINAL | 15000
CHRISTIANA |  | HOSPITAL-CH | 0 | CCP40883493197005 | DE |  | 2012-04-23 20:00 |  | MONITORING SYSTEMS; PHYSIOLOGIC | 49338 | 526 | CARDINAL | 15000
CHRISTIANA |  | HOSPITAL-CH | 0 | 30689700000000 | DE |  | 2013-07-23 20:00 |  | MONITORING SYSTEMS; PHYSIOLOGIC | 52678 | 526 | CARDINAL | 15000
CHRISTIANA |  | HOSPITAL-CH | 0 | 57511100000000 | DE |  | 2012-04-23 20:00 |  | MONITORING SYSTEMS; PHYSIOLOGIC | 49337 | 526 | CARDINAL | 15000
CHRISTIANA |  | HOSPITAL-CH | 0 | 57511100000000 | DE |  | 2012-04-23 20:00 |  | MONITORING SYSTEMS; PHYSIOLOGIC | 49336 | 526 | CARDINAL | 15000
CHRISTIANA |  | HOSPITAL-CH | 0 | 30689800000000 | DE |  | 2012-04-23 20:00 |  | MONITORING SYSTEMS; PHYSIOLOGIC | 49335 | 526 | CARDINAL | 15000
CHRISTIANA |  | HOSPITAL-CH | 0 | so714567 | DE |  | 2014-03-11 20:00 |  | MONITORING SYSTEMS; PHYSIOLOGIC | 45219 | 526 | CARDINAL | 0
CHRISTIANA |  | HOSPITAL-CH | 0 | 3068970000000 | DE |  | 2013-07-23 20:00 |  | MONITORING SYSTEMS; PHYSIOLOGIC | 52682 | 526 | CARDINAL | 15000
CHRISTIANA |  | HOSPITAL-CH | 0 | 30689700000000 | DE |  | 2012-04-23 20:00 |  | MONITORING SYSTEMS; PHYSIOLOGIC | 49332 | 526 | CARDINAL | 15000
CHRISTIANA |  | HOSPITAL-CH | 0 | 46815000000000 | DE |  | 2012-04-23 20:00 |  | MONITORING SYSTEMS; PHYSIOLOGIC | 49334 | 526 | CARDINAL | 15000
CHRISTIANA |  | HOSPITAL-CH | 0 | 30689700000000 | DE |  | 2012-04-23 20:00 |  | MONITORING SYSTEMS; PHYSIOLOGIC | 49333 | 526 | CARDINAL | 15000
CHRISTIANA |  | HOSPITAL-CH | 0 | 30689700000000 | DE |  | 2012-04-23 20:00 |  | MONITORING SYSTEMS; PHYSIOLOGIC | 49331 | 526 | CARDINAL | 15000
CHRISTIANA |  | HOSPITAL-CH | 0 | 30689700000000 | DE |  | 2012-04-23 20:00 |  | MONITORING SYSTEMS; PHYSIOLOGIC | 49330 | 526 | CARDINAL | 15000
CHRISTIANA |  | HOSPITAL-CH | 0 | 30689700000000 | DE |  | 2012-04-23 20:00 |  | MONITORING SYSTEMS; PHYSIOLOGIC | 49329 | 526 | CARDINAL | 15000
CHRISTIANA |  | HOSPITAL-CH | 0 | 14290500000000 | DE |  | 2012-04-23 20:00 |  | MONITORING SYSTEMS; PHYSIOLOGIC | 49326 | 526 | CARDINAL | 15000
CHRISTIANA |  | HOSPITAL-CH | 0 | 14290500000000 | DE |  | 2012-04-23 20:00 |  | MONITORING SYSTEMS; PHYSIOLOGIC | 49325 | 526 | CARDINAL | 15000
CHRISTIANA |  | HOSPITAL-CH | 0 | 14290500000000 | DE |  | 2012-04-23 20:00 |  | MONITORING SYSTEMS; PHYSIOLOGIC | 49324 | 526 | CARDINAL | 15000
CHRISTIANA |  | HOSPITAL-CH | 0 | 30689700000000 | DE |  | 2013-07-23 20:00 |  | MONITORING SYSTEMS; PHYSIOLOGIC | 52687 | 526 | CARDINAL | 15000
CHRISTIANA |  | HOSPITAL-CH | 0 | 14290500000000 | DE |  | 2012-04-23 20:00 |  | MONITORING SYSTEMS; PHYSIOLOGIC | 49323 | 526 | CARDINAL | 15000
CHRISTIANA |  | HOSPITAL-CH | 0 | N-637 | DE |  |  |  | Cryosurgical Units; General-Purpose | 41327 | 10000-003 - CRYSURG | Medtronic Inc | 87750
CHRISTIANA |  | HOSPITAL-CH | 0 | NONE | DE |  |  |  | Regulators; Suction | 38364 | VACUTRON | ALLIED HEALTHCARE PRODUCTS INC | 2500
CHRISTIANA |  | New Castle Center | 0 | 1698 | DE |  |  |  | Ultrasound Therapy Systems; Physical Therapy | 31760 | RM2060 | RICH-MAR CORP | 2499.99
CHRISTIANA |  | HOSPITAL-CH | 0 | ? | DE |  |  |  | X-Ray Film Handling Equipment; Automatic; Daylight | BI-502 | 9.5X9.5 | DUPONT MEDICAL PRODUCTS DIAGNOSTIC IMAGING DIV | 15000
CHRISTIANA |  | HOSPITAL-WH | 0 | ? | DE |  |  |  | X-Ray Film Handling Equipment; Automatic; Daylight | BI-574 | 9.5X9.5 | DUPONT MEDICAL PRODUCTS DIAGNOSTIC IMAGING DIV | 15000
CHRISTIANA |  | HOSPITAL-CH | 0 | 04-0215 | DE |  |  |  | X-Ray Film Handling Equipment; Automatic; Daylight | 14667 | CDAFD-1012 | DUPONT MEDICAL PRODUCTS DIAGNOSTIC IMAGING DIV | 1395
CHRISTIANA |  | HOSPITAL-CH | 0 | 04-0186 | DE |  |  |  | X-Ray Film Handling Equipment; Automatic; Daylight | 14233 | CDAFD-1012 | DUPONT MEDICAL PRODUCTS DIAGNOSTIC IMAGING DIV | 3168
CHRISTIANA |  | HOSPITAL-WH | 0 | NONE | DE |  |  |  | X-Ray Film Handling Equipment; Automatic; Daylight | 13846 | CDAFD-1012 | DUPONT MEDICAL PRODUCTS DIAGNOSTIC IMAGING DIV | 3286
CHRISTIANA |  | HOSPITAL-CH | 0 | 04-0205 | DE |  |  |  | X-Ray Film Handling Equipment; Automatic; Daylight | 14238 | CDAFD-1012 | DUPONT MEDICAL PRODUCTS DIAGNOSTIC IMAGING DIV | 3169
CHRISTIANA |  | HOSPITAL-CH | 0 | 04-0190 | DE |  |  |  | X-Ray Film Handling Equipment; Automatic; Daylight | 12701 | CDAFD-1012 | DUPONT MEDICAL PRODUCTS DIAGNOSTIC IMAGING DIV | 10000
CHRISTIANA |  | HOSPITAL-WH | 0 | NS | DE |  |  |  | X-Ray Film Handling Equipment; Automatic; Daylight | 13888 | CDAFD-1012 | DUPONT MEDICAL PRODUCTS DIAGNOSTIC IMAGING DIV | 3286
CHRISTIANA |  | HOSPITAL-CH | 0 | 04-0204 | DE |  |  |  | X-Ray Film Handling Equipment; Automatic; Daylight | 12683 | CDAFD-1012 | DUPONT MEDICAL PRODUCTS DIAGNOSTIC IMAGING DIV | 3168
CHRISTIANA |  | HOSPITAL-CH | 0 | 04-0208 | DE |  |  |  | X-Ray Film Handling Equipment; Automatic; Daylight | 12691 | CDAFD-1012 | DUPONT MEDICAL PRODUCTS DIAGNOSTIC IMAGING DIV | 10000
CHRISTIANA |  | HOSPITAL-CH | 0 | 04-0214 | DE |  |  |  | X-Ray Film Handling Equipment; Automatic; Daylight | 12737 | CDAFD-1012 | DUPONT MEDICAL PRODUCTS DIAGNOSTIC IMAGING DIV | 10000
CHRISTIANA |  | HOSPITAL-CH | 0 | 04-0203 | DE |  |  |  | X-Ray Film Handling Equipment; Automatic; Daylight | 14626 | CDAFD-1012 | DUPONT MEDICAL PRODUCTS DIAGNOSTIC IMAGING DIV | 3169
CHRISTIANA |  | HOSPITAL-CH | 0 | 04-0218 | DE |  |  |  | X-Ray Film Handling Equipment; Automatic; Daylight | 12745 | CDAFD-1012 | DUPONT MEDICAL PRODUCTS DIAGNOSTIC IMAGING DIV | 3169
CHRISTIANA |  | HOSPITAL-WH | 0 | NS | DE |  |  |  | X-Ray Film Handling Equipment; Automatic; Daylight | 13830 | CDAFD-1012 | DUPONT MEDICAL PRODUCTS DIAGNOSTIC IMAGING DIV | 3286
CHRISTIANA |  | HOSPITAL-WH | 0 | NS | DE |  |  |  | X-Ray Film Handling Equipment; Automatic; Daylight | 13837 | CDAFD-1012 | DUPONT MEDICAL PRODUCTS DIAGNOSTIC IMAGING DIV | 10000
CHRISTIANA |  | HOSPITAL-WH | 0 | NONE | DE |  |  |  | X-Ray Film Handling Equipment; Automatic; Daylight | 13860 | CDAFD-1012 | DUPONT MEDICAL PRODUCTS DIAGNOSTIC IMAGING DIV | 3286
CHRISTIANA |  | HOSPITAL-CH | 0 | 04-0221 | DE |  |  |  | X-Ray Film Handling Equipment; Automatic; Daylight | 14648 | CDAFD-1012 | DUPONT MEDICAL PRODUCTS DIAGNOSTIC IMAGING DIV | 10000
CHRISTIANA |  | HOSPITAL-CH | 0 | 04-0216 | DE |  |  |  | X-Ray Film Handling Equipment; Automatic; Daylight | 14662 | CDAFD-1012 | DUPONT MEDICAL PRODUCTS DIAGNOSTIC IMAGING DIV | 3169
CHRISTIANA |  | HOSPITAL-CH | 0 | 04-0206 | DE |  |  |  | X-Ray Film Handling Equipment; Automatic; Daylight | 12667 | CDAFD-1012 | DUPONT MEDICAL PRODUCTS DIAGNOSTIC IMAGING DIV | 3169
CHRISTIANA |  | HOSPITAL-CH | 0 | ARXM-0364 | DE |  |  |  | Ventilators; Volume | 39437 | EVITA XL | NORTH AMERICAN DRAEGER | 19626.5
CHRISTIANA |  | HOSPITAL-CH | 0 | ARXM-0363 | DE |  |  |  | Ventilators; Volume | 39436 | EVITA XL | NORTH AMERICAN DRAEGER | 19626.5
CHRISTIANA |  | HOSPITAL-CH | 0 | ARXM-0366 | DE |  |  |  | Ventilators; Volume | 39439 | EVITA XL | NORTH AMERICAN DRAEGER | 19626.5
CHRISTIANA |  | HOSPITAL-CH | 0 | ARXM-0365 | DE |  |  |  | Ventilators; Volume | 39438 | EVITA XL | NORTH AMERICAN DRAEGER | 19626.5
CHRISTIANA |  | HOSPITAL-CH | 0 | ARXM-0367 | DE |  |  |  | Ventilators; Volume | 39440 | EVITA XL | NORTH AMERICAN DRAEGER | 19626.5
CHRISTIANA |  | HOSPITAL-CH | 0 | ARXM-0368 | DE |  |  |  | Ventilators; Volume | 39441 | EVITA XL | NORTH AMERICAN DRAEGER | 19626.5
CHRISTIANA |  | HOSPITAL-CH | 0 | ARXM-0362 | DE |  |  |  | Ventilators; Volume | 39435 | EVITA XL | NORTH AMERICAN DRAEGER | 19626.5
CHRISTIANA |  | HOSPITAL-CH | 0 | ARXM-0357 | DE |  |  |  | Ventilators; Volume | 39430 | EVITA XL | NORTH AMERICAN DRAEGER | 20761.57
CHRISTIANA |  | HOSPITAL-CH | 0 | ARXM-0359 | DE |  |  |  | Ventilators; Volume | 39432 | EVITA XL | NORTH AMERICAN DRAEGER | 19626.5
CHRISTIANA |  | HOSPITAL-CH | 0 | ARXM-0361 | DE |  |  |  | Ventilators; Volume | 39434 | EVITA XL | NORTH AMERICAN DRAEGER | 19626.5
CHRISTIANA |  | HOSPITAL-CH | 0 | ARXM-0358 | DE |  |  |  | Ventilators; Volume | 39431 | EVITA XL | NORTH AMERICAN DRAEGER | 19626.5
CHRISTIANA |  | HOSPITAL-CH | 0 | ARXM-0360 | DE |  |  |  | Ventilators; Volume | 39433 | EVITA XL | NORTH AMERICAN DRAEGER | 19626.5
CHRISTIANA |  | HOSPITAL-CH | 0 | 2900333 | DE |  |  |  | X-Ray Film Changers; Sheet-Film | 18724 | UCC | DUPONT MEDICAL PRODUCTS DIAGNOSTIC IMAGING DIV | 30000
CHRISTIANA |  | HOSPITAL-CH | 0 | 1010030 | DE |  | 2006-05-05 20:00 |  | Disinfectors; Liquid Germicide; Transesophageal Echocardiography Probe | 38427 | Automated TEE Probe Disinfector TD 100 | PCI MEDICAL INC | 10500
CHRISTIANA |  | HOSPITAL-WH | 0 | 1010071 | DE |  | 2006-05-05 20:00 |  | Disinfectors; Liquid Germicide; Transesophageal Echocardiography Probe | 38398 | Automated TEE Probe Disinfector TD 100 | PCI MEDICAL INC | 10500
CHRISTIANA |  | Quillen Building | 0 | 113440000000 | DE |  | 2013-12-05 19:00 |  | Monitoring Systems; Physiologic; Stress Exercise; Cardiac | 53102 | Quinton Q-Stress QS6-MTTC1 | QUINTON INSTRUMENTS INC | 12000
CHRISTIANA |  | CANCER CENTER | 0 | 501 | DE |  |  |  | Radiographic/Fluoroscopic Units; Mobile | 36024 | 9896 000 08873 | PHILIPS MEDICAL SYSTEMS NORTH AMERICA | 155569.59
CHRISTIANA |  | HOSPITAL-CH | 0 | 41210018924 | DE |  |  |  | Humidifiers; Artificial Airway; Heated | 37446 | MR850 Heated Respiratory Humidifier | FISHER & PAYKEL MEDICAL INC | 695
CHRISTIANA |  | HOSPITAL-CH | 0 | 41210018893 | DE |  |  |  | Humidifiers; Artificial Airway; Heated | 37413 | MR850 Heated Respiratory Humidifier | FISHER & PAYKEL MEDICAL INC | 695
CHRISTIANA |  | HOSPITAL-CH | 0 | 41210018901 | DE |  |  |  | Humidifiers; Artificial Airway; Heated | 37445 | MR850 Heated Respiratory Humidifier | FISHER & PAYKEL MEDICAL INC | 695
CHRISTIANA |  | HOSPITAL-CH | 0 | 41210018966 | DE |  |  |  | Humidifiers; Artificial Airway; Heated | 37460 | MR850 Heated Respiratory Humidifier | FISHER & PAYKEL MEDICAL INC | 695
CHRISTIANA |  | HOSPITAL-CH | 0 | 41210018797 | DE |  |  |  | Humidifiers; Artificial Airway; Heated | 37412 | MR850 Heated Respiratory Humidifier | FISHER & PAYKEL MEDICAL INC | 695
CHRISTIANA |  | HOSPITAL-CH | 0 | 41210018902 | DE |  |  |  | Humidifiers; Artificial Airway; Heated | 37414 | MR850 Heated Respiratory Humidifier | FISHER & PAYKEL MEDICAL INC | 695
CHRISTIANA |  | HOSPITAL-CH | 0 | 41210018778 | DE |  |  |  | Humidifiers; Artificial Airway; Heated | 37416 | MR850 Heated Respiratory Humidifier | FISHER & PAYKEL MEDICAL INC | 695
CHRISTIANA |  | HOSPITAL-CH | 0 | 41210018932 | DE |  |  |  | Humidifiers; Artificial Airway; Heated | 37417 | MR850 Heated Respiratory Humidifier | FISHER & PAYKEL MEDICAL INC | 695
CHRISTIANA |  | HOSPITAL-CH | 0 | 50126001333 | DE |  |  |  | Humidifiers; Artificial Airway; Heated | 37419 | MR850 Heated Respiratory Humidifier | FISHER & PAYKEL MEDICAL INC | 695
CHRISTIANA |  | HOSPITAL-CH | 0 | 41210018922 | DE |  |  |  | Humidifiers; Artificial Airway; Heated | 37418 | MR850 Heated Respiratory Humidifier | FISHER & PAYKEL MEDICAL INC | 695
CHRISTIANA |  | HOSPITAL-CH | 0 | 41210018784 | DE |  |  |  | Humidifiers; Artificial Airway; Heated | 37420 | MR850 Heated Respiratory Humidifier | FISHER & PAYKEL MEDICAL INC | 695
CHRISTIANA |  | HOSPITAL-CH | 0 | 50118000626 | DE |  |  |  | Humidifiers; Artificial Airway; Heated | 37442 | MR850 Heated Respiratory Humidifier | FISHER & PAYKEL MEDICAL INC | 695
CHRISTIANA |  | HOSPITAL-CH | 0 | 80702020437 | DE |  |  |  | Humidifiers; Artificial Airway; Heated | 37441 | MR850 Heated Respiratory Humidifier | FISHER & PAYKEL MEDICAL INC | 695
CHRISTIANA |  | HOSPITAL-WH | 0 | 41210018900 | DE |  |  |  | Humidifiers; Artificial Airway; Heated | 37443 | MR850 Heated Respiratory Humidifier | FISHER & PAYKEL MEDICAL INC | 695
CHRISTIANA |  | HOSPITAL-CH | 0 | 41210018795 | DE |  |  |  | Humidifiers; Artificial Airway; Heated | 37394 | MR850 Heated Respiratory Humidifier | FISHER & PAYKEL MEDICAL INC | 695
CHRISTIANA |  | HOSPITAL-CH | 0 | 50203001833 | DE |  |  |  | Humidifiers; Artificial Airway; Heated | 37317 | MR850 Heated Respiratory Humidifier | FISHER & PAYKEL MEDICAL INC | 695
CHRISTIANA |  | HOSPITAL-CH | 0 | 50209002326 | DE |  |  |  | Humidifiers; Artificial Airway; Heated | 37332 | MR850 Heated Respiratory Humidifier | FISHER & PAYKEL MEDICAL INC | 695
CHRISTIANA |  | HOSPITAL-WH | 0 | 50203001851 | DE |  |  |  | Humidifiers; Artificial Airway; Heated | 37334 | MR850 Heated Respiratory Humidifier | FISHER & PAYKEL MEDICAL INC | 695
CHRISTIANA |  | HOSPITAL-CH | 0 | 50209002235 | DE |  |  |  | Humidifiers; Artificial Airway; Heated | 37301 | MR850 Heated Respiratory Humidifier | FISHER & PAYKEL MEDICAL INC | 695
CHRISTIANA |  | HOSPITAL-CH | 0 | 50209002314 | DE |  |  |  | Humidifiers; Artificial Airway; Heated | 37303 | MR850 Heated Respiratory Humidifier | FISHER & PAYKEL MEDICAL INC | 695
CHRISTIANA |  | HOSPITAL-CH | 0 | 41210018806 | DE |  |  |  | Humidifiers; Artificial Airway; Heated | 37378 | MR850 Heated Respiratory Humidifier | FISHER & PAYKEL MEDICAL INC | 695
CHRISTIANA |  | HOSPITAL-CH | 0 | 41210018943 | DE |  |  |  | Humidifiers; Artificial Airway; Heated | 37399 | MR850 Heated Respiratory Humidifier | FISHER & PAYKEL MEDICAL INC | 695
CHRISTIANA |  | HOSPITAL-CH | 0 | 41210018861 | DE |  |  |  | Humidifiers; Artificial Airway; Heated | 37318 | MR850 Heated Respiratory Humidifier | FISHER & PAYKEL MEDICAL INC | 695
CHRISTIANA |  | HOSPITAL-CH | 0 | 50209002357 | DE |  |  |  | Humidifiers; Artificial Airway; Heated | 37331 | MR850 Heated Respiratory Humidifier | FISHER & PAYKEL MEDICAL INC | 695
CHRISTIANA |  | HOSPITAL-CH | 0 | 50209002318 | DE |  |  |  | Humidifiers; Artificial Airway; Heated | 37302 | MR850 Heated Respiratory Humidifier | FISHER & PAYKEL MEDICAL INC | 695
CHRISTIANA |  | HOSPITAL-CH | 0 | 41210018864 | DE |  |  |  | Humidifiers; Artificial Airway; Heated | 37304 | MR850 Heated Respiratory Humidifier | FISHER & PAYKEL MEDICAL INC | 695
CHRISTIANA |  | HOSPITAL-CH | 0 | 50126001401 | DE |  |  |  | Humidifiers; Artificial Airway; Heated | 37376 | MR850 Heated Respiratory Humidifier | FISHER & PAYKEL MEDICAL INC | 695
CHRISTIANA |  | HOSPITAL-CH | 0 | 50126001302 | DE |  |  |  | Humidifiers; Artificial Airway; Heated | 37377 | MR850 Heated Respiratory Humidifier | FISHER & PAYKEL MEDICAL INC | 695
CHRISTIANA |  | HOSPITAL-CH | 0 | 41210018882 | DE |  |  |  | Humidifiers; Artificial Airway; Heated | 37379 | MR850 Heated Respiratory Humidifier | FISHER & PAYKEL MEDICAL INC | 695
CHRISTIANA |  | HOSPITAL-CH | 0 | 50209002349 | DE |  |  |  | Humidifiers; Artificial Airway; Heated | 37400 | MR850 Heated Respiratory Humidifier | FISHER & PAYKEL MEDICAL INC | 695
CHRISTIANA |  | HOSPITAL-CH | 0 | 50126001519 | DE |  |  |  | Humidifiers; Artificial Airway; Heated | 37402 | MR850 Heated Respiratory Humidifier | FISHER & PAYKEL MEDICAL INC | 695
CHRISTIANA |  | HOSPITAL-CH | 0 | 50209002365 | DE |  |  |  | Humidifiers; Artificial Airway; Heated | 37319 | MR850 Heated Respiratory Humidifier | FISHER & PAYKEL MEDICAL INC | 695
CHRISTIANA |  | HOSPITAL-CH | 0 | 50209002210 | DE |  |  |  | Humidifiers; Artificial Airway; Heated | 37321 | MR850 Heated Respiratory Humidifier | FISHER & PAYKEL MEDICAL INC | 695
CHRISTIANA |  | HOSPITAL-CH | 0 | 50209002203 | DE |  |  |  | Humidifiers; Artificial Airway; Heated | 37338 | MR850 Heated Respiratory Humidifier | FISHER & PAYKEL MEDICAL INC | 695
CHRISTIANA |  | HOSPITAL-CH | 0 | 41210018878 | DE |  |  |  | Humidifiers; Artificial Airway; Heated | 37305 | MR850 Heated Respiratory Humidifier | FISHER & PAYKEL MEDICAL INC | 695
CHRISTIANA |  | HOSPITAL-CH | 0 | 50126001328 | DE |  |  |  | Humidifiers; Artificial Airway; Heated | 37380 | MR850 Heated Respiratory Humidifier | FISHER & PAYKEL MEDICAL INC | 695
CHRISTIANA |  | HOSPITAL-CH | 0 | 41210018816 | DE |  |  |  | Humidifiers; Artificial Airway; Heated | 37382 | MR850 Heated Respiratory Humidifier | FISHER & PAYKEL MEDICAL INC | 695
CHRISTIANA |  | HOSPITAL-CH | 0 | 41210018944 | DE |  |  |  | Humidifiers; Artificial Airway; Heated | 37403 | MR850 Heated Respiratory Humidifier | FISHER & PAYKEL MEDICAL INC | 695
CHRISTIANA |  | HOSPITAL-CH | 0 | 50209002230 | DE |  |  |  | Humidifiers; Artificial Airway; Heated | 37320 | MR850 Heated Respiratory Humidifier | FISHER & PAYKEL MEDICAL INC | 695
CHRISTIANA |  | HOSPITAL-CH | 0 | 41210018937 | DE |  |  |  | Humidifiers; Artificial Airway; Heated | 37322 | MR850 Heated Respiratory Humidifier | FISHER & PAYKEL MEDICAL INC | 695
CHRISTIANA |  | HOSPITAL-CH | 0 | 50209002367 | DE |  |  |  | Humidifiers; Artificial Airway; Heated | 37335 | MR850 Heated Respiratory Humidifier | FISHER & PAYKEL MEDICAL INC | 695
CHRISTIANA |  | HOSPITAL-WH | 0 | 50209002322 | DE |  |  |  | Humidifiers; Artificial Airway; Heated | 37337 | MR850 Heated Respiratory Humidifier | FISHER & PAYKEL MEDICAL INC | 695
CHRISTIANA |  | HOSPITAL-CH | 0 | 50209002302 | DE |  |  |  | Humidifiers; Artificial Airway; Heated | 37306 | MR850 Heated Respiratory Humidifier | FISHER & PAYKEL MEDICAL INC | 695
CHRISTIANA |  | HOSPITAL-CH | 0 | 50126001411 | DE |  |  |  | Humidifiers; Artificial Airway; Heated | 37381 | MR850 Heated Respiratory Humidifier | FISHER & PAYKEL MEDICAL INC | 695
CHRISTIANA |  | HOSPITAL-CH | 0 | 41210018907 | DE |  |  |  | Humidifiers; Artificial Airway; Heated | 37383 | MR850 Heated Respiratory Humidifier | FISHER & PAYKEL MEDICAL INC | 695
CHRISTIANA |  | HOSPITAL-CH | 0 | 50209002198 | DE |  |  |  | Humidifiers; Artificial Airway; Heated | 37323 | MR850 Heated Respiratory Humidifier | FISHER & PAYKEL MEDICAL INC | 695
CHRISTIANA |  | HOSPITAL-CH | 0 | 50209002245 | DE |  |  |  | Humidifiers; Artificial Airway; Heated | 37340 | MR850 Heated Respiratory Humidifier | FISHER & PAYKEL MEDICAL INC | 695
CHRISTIANA |  | HOSPITAL-CH | 0 | 41210018921 | DE |  |  |  | Humidifiers; Artificial Airway; Heated | 37369 | MR850 Heated Respiratory Humidifier | FISHER & PAYKEL MEDICAL INC | 695
CHRISTIANA |  | HOSPITAL-CH | 0 | 50209002360 | DE |  |  |  | Humidifiers; Artificial Airway; Heated | 37324 | MR850 Heated Respiratory Humidifier | FISHER & PAYKEL MEDICAL INC | 695
CHRISTIANA |  | HOSPITAL-CH | 0 | 50209002223 | DE |  |  |  | Humidifiers; Artificial Airway; Heated | 37326 | MR850 Heated Respiratory Humidifier | FISHER & PAYKEL MEDICAL INC | 695
CHRISTIANA |  | HOSPITAL-CH | 0 | 50126001417 | DE |  |  |  | Humidifiers; Artificial Airway; Heated | 37384 | MR850 Heated Respiratory Humidifier | FISHER & PAYKEL MEDICAL INC | 695
CHRISTIANA |  | HOSPITAL-CH | 0 | 50209002336 | DE |  |  |  | Humidifiers; Artificial Airway; Heated | 37296 | MR850 Heated Respiratory Humidifier | FISHER & PAYKEL MEDICAL INC | 695
CHRISTIANA |  | HOSPITAL-CH | 0 | 50209002364 | DE |  |  |  | Humidifiers; Artificial Airway; Heated | 37339 | MR850 Heated Respiratory Humidifier | FISHER & PAYKEL MEDICAL INC | 695
CHRISTIANA |  | HOSPITAL-CH | 0 | 41210018850 | DE |  |  |  | Humidifiers; Artificial Airway; Heated | 37370 | MR850 Heated Respiratory Humidifier | FISHER & PAYKEL MEDICAL INC | 695
CHRISTIANA |  | HOSPITAL-CH | 0 | 50209002313 | DE |  |  |  | Humidifiers; Artificial Airway; Heated | 37325 | MR850 Heated Respiratory Humidifier | FISHER & PAYKEL MEDICAL INC | 695
CHRISTIANA |  | HOSPITAL-WH | 0 | 50209002238 | DE |  |  |  | Humidifiers; Artificial Airway; Heated | 37297 | MR850 Heated Respiratory Humidifier | FISHER & PAYKEL MEDICAL INC | 695
CHRISTIANA |  | HOSPITAL-CH | 0 | 50209002337 | DE |  |  |  | Humidifiers; Artificial Airway; Heated | 37299 | MR850 Heated Respiratory Humidifier | FISHER & PAYKEL MEDICAL INC | 695
CHRISTIANA |  | HOSPITAL-CH | 0 | 41210018804 | DE |  |  |  | Humidifiers; Artificial Airway; Heated | 37371 | MR850 Heated Respiratory Humidifier | FISHER & PAYKEL MEDICAL INC | 695
CHRISTIANA |  | HOSPITAL-CH | 0 | 50126001546 | DE |  |  |  | Humidifiers; Artificial Airway; Heated | 37373 | MR850 Heated Respiratory Humidifier | FISHER & PAYKEL MEDICAL INC | 695
CHRISTIANA |  | HOSPITAL-CH | 0 | 50126001340 | DE |  |  |  | Humidifiers; Artificial Airway; Heated | 37375 | MR850 Heated Respiratory Humidifier | FISHER & PAYKEL MEDICAL INC | 695
CHRISTIANA |  | HOSPITAL-CH | 0 | 50209002241 | DE |  |  |  | Humidifiers; Artificial Airway; Heated | 37328 | MR850 Heated Respiratory Humidifier | FISHER & PAYKEL MEDICAL INC | 695
CHRISTIANA |  | HOSPITAL-CH | 0 | 50209002305 | DE |  |  |  | Humidifiers; Artificial Airway; Heated | 37330 | MR850 Heated Respiratory Humidifier | FISHER & PAYKEL MEDICAL INC | 695
CHRISTIANA |  | HOSPITAL-CH | 0 | 50209002176 | DE |  |  |  | Humidifiers; Artificial Airway; Heated | 37298 | MR850 Heated Respiratory Humidifier | FISHER & PAYKEL MEDICAL INC | 695
CHRISTIANA |  | HOSPITAL-CH | 0 | 50209002284 | DE |  |  |  | Humidifiers; Artificial Airway; Heated | 37300 | MR850 Heated Respiratory Humidifier | FISHER & PAYKEL MEDICAL INC | 695
CHRISTIANA |  | HOSPITAL-WH | 0 | 50126001381 | DE |  |  |  | Humidifiers; Artificial Airway; Heated | 37372 | MR850 Heated Respiratory Humidifier | FISHER & PAYKEL MEDICAL INC | 695
CHRISTIANA |  | HOSPITAL-CH | 0 | 41210018896 | DE |  |  |  | Humidifiers; Artificial Airway; Heated | 37374 | MR850 Heated Respiratory Humidifier | FISHER & PAYKEL MEDICAL INC | 695
CHRISTIANA |  | HOSPITAL-CH | 0 | 50209002339 | DE |  |  |  | Humidifiers; Artificial Airway; Heated | 37327 | MR850 Heated Respiratory Humidifier | FISHER & PAYKEL MEDICAL INC | 695
CHRISTIANA |  | HOSPITAL-CH | 0 | 50209002375 | DE |  |  |  | Humidifiers; Artificial Airway; Heated | 37329 | MR850 Heated Respiratory Humidifier | FISHER & PAYKEL MEDICAL INC | 695
CHRISTIANA |  | HOSPITAL-CH | 0 | 41210018874 | DE |  |  |  | Humidifiers; Artificial Airway; Heated | 37429 | MR850 Heated Respiratory Humidifier | FISHER & PAYKEL MEDICAL INC | 695
CHRISTIANA |  | HOSPITAL-CH | 0 | 41210018945 | DE |  |  |  | Humidifiers; Artificial Airway; Heated | 37431 | MR850 Heated Respiratory Humidifier | FISHER & PAYKEL MEDICAL INC | 695
CHRISTIANA |  | HOSPITAL-CH | 0 | 41210018962 | DE |  |  |  | Humidifiers; Artificial Airway; Heated | 37433 | MR850 Heated Respiratory Humidifier | FISHER & PAYKEL MEDICAL INC | 695
CHRISTIANA |  | HOSPITAL-CH | 0 | 50203001852 | DE |  |  |  | Humidifiers; Artificial Airway; Heated | 37360 | MR850 Heated Respiratory Humidifier | FISHER & PAYKEL MEDICAL INC | 695
CHRISTIANA |  | HOSPITAL-CH | 0 | 41210018873 | DE |  |  |  | Humidifiers; Artificial Airway; Heated | 37362 | MR850 Heated Respiratory Humidifier | FISHER & PAYKEL MEDICAL INC | 695
CHRISTIANA |  | HOSPITAL-CH | 0 | 50209002359 | DE |  |  |  | Humidifiers; Artificial Airway; Heated | 37348 | MR850 Heated Respiratory Humidifier | FISHER & PAYKEL MEDICAL INC | 695
CHRISTIANA |  | HOSPITAL-CH | 0 | 50209002202 | DE |  |  |  | Humidifiers; Artificial Airway; Heated | 37350 | MR850 Heated Respiratory Humidifier | FISHER & PAYKEL MEDICAL INC | 695
CHRISTIANA |  | HOSPITAL-CH | 0 | 50126001310 | DE |  |  |  | Humidifiers; Artificial Airway; Heated | 37430 | MR850 Heated Respiratory Humidifier | FISHER & PAYKEL MEDICAL INC | 695
CHRISTIANA |  | HOSPITAL-WH | 0 | 41210018837 | DE |  |  |  | Humidifiers; Artificial Airway; Heated | 37432 | MR850 Heated Respiratory Humidifier | FISHER & PAYKEL MEDICAL INC | 695
CHRISTIANA |  | HOSPITAL-CH | 0 | 41210018782 | DE |  |  |  | Humidifiers; Artificial Airway; Heated | 37361 | MR850 Heated Respiratory Humidifier | FISHER & PAYKEL MEDICAL INC | 695
CHRISTIANA |  | HOSPITAL-CH | 0 | 41210018786 | DE |  |  |  | Humidifiers; Artificial Airway; Heated | 37363 | MR850 Heated Respiratory Humidifier | FISHER & PAYKEL MEDICAL INC | 695
CHRISTIANA |  | HOSPITAL-CH | 0 | 50209002246 | DE |  |  |  | Humidifiers; Artificial Airway; Heated | 37351 | MR850 Heated Respiratory Humidifier | FISHER & PAYKEL MEDICAL INC | 695
CHRISTIANA |  | HOSPITAL-CH | 0 | 50118000758 | DE |  |  |  | Humidifiers; Artificial Airway; Heated | 37435 | MR850 Heated Respiratory Humidifier | FISHER & PAYKEL MEDICAL INC | 695
CHRISTIANA |  | HOSPITAL-CH | 0 | 41210018913 | DE |  |  |  | Humidifiers; Artificial Airway; Heated | 37364 | MR850 Heated Respiratory Humidifier | FISHER & PAYKEL MEDICAL INC | 695
CHRISTIANA |  | HOSPITAL-WH | 0 | 50203001735 | DE |  |  |  | Humidifiers; Artificial Airway; Heated | 37366 | MR850 Heated Respiratory Humidifier | FISHER & PAYKEL MEDICAL INC | 695
CHRISTIANA |  | HOSPITAL-CH | 0 | 150116000000 | DE |  | 2015-06-25 20:00 |  | Humidifiers; Artificial Airway; Heated | 57683 | MR850 Heated Respiratory Humidifier | FISHER & PAYKEL MEDICAL INC | 695
CHRISTIANA |  | HOSPITAL-CH | 0 | 50209002372 | DE |  |  |  | Humidifiers; Artificial Airway; Heated | 37352 | MR850 Heated Respiratory Humidifier | FISHER & PAYKEL MEDICAL INC | 695
CHRISTIANA |  | HOSPITAL-CH | 0 | 41210018898 | DE |  |  |  | Humidifiers; Artificial Airway; Heated | 37434 | MR850 Heated Respiratory Humidifier | FISHER & PAYKEL MEDICAL INC | 695
CHRISTIANA |  | HOSPITAL-CH | 0 | 41210018830 | DE |  |  |  | Humidifiers; Artificial Airway; Heated | 37436 | MR850 Heated Respiratory Humidifier | FISHER & PAYKEL MEDICAL INC | 695
CHRISTIANA |  | HOSPITAL-CH | 0 | 41210018838 | DE |  |  |  | Humidifiers; Artificial Airway; Heated | 37365 | MR850 Heated Respiratory Humidifier | FISHER & PAYKEL MEDICAL INC | 695
CHRISTIANA |  | HOSPITAL-CH | 0 | 50203001779 | DE |  |  |  | Humidifiers; Artificial Airway; Heated | 37367 | MR850 Heated Respiratory Humidifier | FISHER & PAYKEL MEDICAL INC | 695
CHRISTIANA |  | HOSPITAL-CH | 0 | 50209002297 | DE |  |  |  | Humidifiers; Artificial Airway; Heated | 37341 | MR850 Heated Respiratory Humidifier | FISHER & PAYKEL MEDICAL INC | 695
CHRISTIANA |  | HOSPITAL-CH | 0 | 41210018847 | DE |  |  |  | Humidifiers; Artificial Airway; Heated | 37404 | MR850 Heated Respiratory Humidifier | FISHER & PAYKEL MEDICAL INC | 695
CHRISTIANA |  | HOSPITAL-WH | 0 | 41210018950 | DE |  |  |  | Humidifiers; Artificial Airway; Heated | 37406 | MR850 Heated Respiratory Humidifier | FISHER & PAYKEL MEDICAL INC | 695
CHRISTIANA |  | HOSPITAL-CH | 0 | 41210018946 | DE |  |  |  | Humidifiers; Artificial Airway; Heated | 37421 | MR850 Heated Respiratory Humidifier | FISHER & PAYKEL MEDICAL INC | 695
CHRISTIANA |  | HOSPITAL-CH | 0 | 41210018942 | DE |  |  |  | Humidifiers; Artificial Airway; Heated | 37423 | MR850 Heated Respiratory Humidifier | FISHER & PAYKEL MEDICAL INC | 695
CHRISTIANA |  | HOSPITAL-CH | 0 | 41210018801 | DE |  |  |  | Humidifiers; Artificial Airway; Heated | 37368 | MR850 Heated Respiratory Humidifier | FISHER & PAYKEL MEDICAL INC | 695
CHRISTIANA |  | HOSPITAL-CH | 0 | 41210018897 | DE |  |  |  | Humidifiers; Artificial Airway; Heated | 37405 | MR850 Heated Respiratory Humidifier | FISHER & PAYKEL MEDICAL INC | 695
CHRISTIANA |  | HOSPITAL-WH | 0 | 41210018935 | DE |  |  |  | Humidifiers; Artificial Airway; Heated | 37422 | MR850 Heated Respiratory Humidifier | FISHER & PAYKEL MEDICAL INC | 695
CHRISTIANA |  | HOSPITAL-CH | 0 | 41210018862 | DE |  |  |  | Humidifiers; Artificial Airway; Heated | 37424 | MR850 Heated Respiratory Humidifier | FISHER & PAYKEL MEDICAL INC | 695
CHRISTIANA |  | HOSPITAL-CH | 0 | 50209002217 | DE |  |  |  | Humidifiers; Artificial Airway; Heated | 37342 | MR850 Heated Respiratory Humidifier | FISHER & PAYKEL MEDICAL INC | 695
CHRISTIANA |  | HOSPITAL-CH | 0 | 41210018812 | DE |  |  |  | Humidifiers; Artificial Airway; Heated | 37408 | MR850 Heated Respiratory Humidifier | FISHER & PAYKEL MEDICAL INC | 695
CHRISTIANA |  | HOSPITAL-CH | 0 | 41210018919 | DE |  |  |  | Humidifiers; Artificial Airway; Heated | 37410 | MR850 Heated Respiratory Humidifier | FISHER & PAYKEL MEDICAL INC | 695
CHRISTIANA |  | HOSPITAL-CH | 0 | 41210018863 | DE |  |  |  | Humidifiers; Artificial Airway; Heated | 37425 | MR850 Heated Respiratory Humidifier | FISHER & PAYKEL MEDICAL INC | 695
CHRISTIANA |  | HOSPITAL-CH | 0 | 41210018969 | DE |  |  |  | Humidifiers; Artificial Airway; Heated | 37427 | MR850 Heated Respiratory Humidifier | FISHER & PAYKEL MEDICAL INC | 695
CHRISTIANA |  | HOSPITAL-CH | 0 | 41210018802 | DE |  |  |  | Humidifiers; Artificial Airway; Heated | 37409 | MR850 Heated Respiratory Humidifier | FISHER & PAYKEL MEDICAL INC | 695
CHRISTIANA |  | HOSPITAL-CH | 0 | 41210018951 | DE |  |  |  | Humidifiers; Artificial Airway; Heated | 37411 | MR850 Heated Respiratory Humidifier | FISHER & PAYKEL MEDICAL INC | 695
CHRISTIANA |  | HOSPITAL-CH | 0 | 41210018839 | DE |  |  |  | Humidifiers; Artificial Airway; Heated | 37428 | MR850 Heated Respiratory Humidifier | FISHER & PAYKEL MEDICAL INC | 695
CHRISTIANA |  | HOSPITAL-CH | 0 | 50209002252 | DE |  |  |  | Humidifiers; Artificial Airway; Heated | 37346 | MR850 Heated Respiratory Humidifier | FISHER & PAYKEL MEDICAL INC | 695
CHRISTIANA |  | HOSPITAL-CH | 0 | 41210018895 | DE |  |  |  | Humidifiers; Artificial Airway; Heated | 37359 | MR850 Heated Respiratory Humidifier | FISHER & PAYKEL MEDICAL INC | 695
CHRISTIANA |  | HOSPITAL-CH | 0 | 41210018911 | DE |  |  |  | Humidifiers; Artificial Airway; Heated | 37393 | MR850 Heated Respiratory Humidifier | FISHER & PAYKEL MEDICAL INC | 695
CHRISTIANA |  | HOSPITAL-CH | 0 | 50203001754 | DE |  |  |  | Humidifiers; Artificial Airway; Heated | 37347 | MR850 Heated Respiratory Humidifier | FISHER & PAYKEL MEDICAL INC | 695
CHRISTIANA |  | HOSPITAL-CH | 0 | 50209002345 | DE |  |  |  | Humidifiers; Artificial Airway; Heated | 37307 | MR850 Heated Respiratory Humidifier | FISHER & PAYKEL MEDICAL INC | 695
CHRISTIANA |  | HOSPITAL-WH | 0 | 50203001839 | DE |  |  |  | Humidifiers; Artificial Airway; Heated | 37309 | MR850 Heated Respiratory Humidifier | FISHER & PAYKEL MEDICAL INC | 695
CHRISTIANA |  | HOSPITAL-CH | 0 | 50209002312 | DE |  |  |  | Humidifiers; Artificial Airway; Heated | 37311 | MR850 Heated Respiratory Humidifier | FISHER & PAYKEL MEDICAL INC | 695
CHRISTIANA |  | HOSPITAL-CH | 0 | 50126001464 | DE |  |  |  | Humidifiers; Artificial Airway; Heated | 37386 | MR850 Heated Respiratory Humidifier | FISHER & PAYKEL MEDICAL INC | 695
CHRISTIANA |  | HOSPITAL-CH | 0 | 50126001336 | DE |  |  |  | Humidifiers; Artificial Airway; Heated | 37388 | MR850 Heated Respiratory Humidifier | FISHER & PAYKEL MEDICAL INC | 695
CHRISTIANA |  | HOSPITAL-CH | 0 | 50209002355 | DE |  |  |  | Humidifiers; Artificial Airway; Heated | 37353 | MR850 Heated Respiratory Humidifier | FISHER & PAYKEL MEDICAL INC | 695
CHRISTIANA |  | HOSPITAL-CH | 0 | 41210018899 | DE |  |  |  | Humidifiers; Artificial Airway; Heated | 37437 | MR850 Heated Respiratory Humidifier | FISHER & PAYKEL MEDICAL INC | 695
CHRISTIANA |  | HOSPITAL-WH | 0 | 41210018961 | DE |  |  |  | Humidifiers; Artificial Airway; Heated | 37439 | MR850 Heated Respiratory Humidifier | FISHER & PAYKEL MEDICAL INC | 695
CHRISTIANA |  | HOSPITAL-CH | 0 | 50209002366 | DE |  |  |  | Humidifiers; Artificial Airway; Heated | 37308 | MR850 Heated Respiratory Humidifier | FISHER & PAYKEL MEDICAL INC | 695
CHRISTIANA |  | HOSPITAL-CH | 0 | 50209002289 | DE |  |  |  | Humidifiers; Artificial Airway; Heated | 37310 | MR850 Heated Respiratory Humidifier | FISHER & PAYKEL MEDICAL INC | 695
CHRISTIANA |  | HOSPITAL-CH | 0 | 41210018811 | DE |  |  |  | Humidifiers; Artificial Airway; Heated | 37385 | MR850 Heated Respiratory Humidifier | FISHER & PAYKEL MEDICAL INC | 695
CHRISTIANA |  | HOSPITAL-CH | 0 | 41210018931 | DE |  |  |  | Humidifiers; Artificial Airway; Heated | 37387 | MR850 Heated Respiratory Humidifier | FISHER & PAYKEL MEDICAL INC | 695
CHRISTIANA |  | HOSPITAL-CH | 0 | 50209002177 | DE |  |  |  | Humidifiers; Artificial Airway; Heated | 37354 | MR850 Heated Respiratory Humidifier | FISHER & PAYKEL MEDICAL INC | 695
CHRISTIANA |  | HOSPITAL-CH | 0 | 41210018923 | DE |  |  |  | Humidifiers; Artificial Airway; Heated | 37438 | MR850 Heated Respiratory Humidifier | FISHER & PAYKEL MEDICAL INC | 695
CHRISTIANA |  | HOSPITAL-CH | 0 | 41210018879 | DE |  |  |  | Humidifiers; Artificial Airway; Heated | 37344 | MR850 Heated Respiratory Humidifier | FISHER & PAYKEL MEDICAL INC | 695
CHRISTIANA |  | HOSPITAL-CH | 0 | 50209002370 | DE |  |  |  | Humidifiers; Artificial Airway; Heated | 37313 | MR850 Heated Respiratory Humidifier | FISHER & PAYKEL MEDICAL INC | 695
CHRISTIANA |  | HOSPITAL-CH | 0 | 50209002368 | DE |  |  |  | Humidifiers; Artificial Airway; Heated | 37315 | MR850 Heated Respiratory Humidifier | FISHER & PAYKEL MEDICAL INC | 695
CHRISTIANA |  | HOSPITAL-CH | 0 | 41210018834 | DE |  |  |  | Humidifiers; Artificial Airway; Heated | 37390 | MR850 Heated Respiratory Humidifier | FISHER & PAYKEL MEDICAL INC | 695
CHRISTIANA |  | HOSPITAL-CH | 0 | 50126001458 | DE |  |  |  | Humidifiers; Artificial Airway; Heated | 37392 | MR850 Heated Respiratory Humidifier | FISHER & PAYKEL MEDICAL INC | 695
CHRISTIANA |  | HOSPITAL-CH | 0 | 50209002221 | DE |  |  |  | Humidifiers; Artificial Airway; Heated | 37355 | MR850 Heated Respiratory Humidifier | FISHER & PAYKEL MEDICAL INC | 695
CHRISTIANA |  | HOSPITAL-CH | 0 | 50203001840 | DE |  |  |  | Humidifiers; Artificial Airway; Heated | 37343 | MR850 Heated Respiratory Humidifier | FISHER & PAYKEL MEDICAL INC | 695
CHRISTIANA |  | HOSPITAL-CH | 0 | 41210018928 | DE |  |  |  | Humidifiers; Artificial Airway; Heated | 37345 | MR850 Heated Respiratory Humidifier | FISHER & PAYKEL MEDICAL INC | 695
CHRISTIANA |  | HOSPITAL-CH | 0 | 4121008927 | DE |  |  |  | Humidifiers; Artificial Airway; Heated | 37312 | MR850 Heated Respiratory Humidifier | FISHER & PAYKEL MEDICAL INC | 695
CHRISTIANA |  | HOSPITAL-CH | 0 | 50209002304 | DE |  |  |  | Humidifiers; Artificial Airway; Heated | 37314 | MR850 Heated Respiratory Humidifier | FISHER & PAYKEL MEDICAL INC | 695
CHRISTIANA |  | HOSPITAL-CH | 0 | 41210018905 | DE |  |  |  | Humidifiers; Artificial Airway; Heated | 37389 | MR850 Heated Respiratory Humidifier | FISHER & PAYKEL MEDICAL INC | 695
CHRISTIANA |  | HOSPITAL-CH | 0 | 41210018915 | DE |  |  |  | Humidifiers; Artificial Airway; Heated | 37391 | MR850 Heated Respiratory Humidifier | FISHER & PAYKEL MEDICAL INC | 695
CHRISTIANA |  | HOSPITAL-CH | 0 | 50209002354 | DE |  |  |  | Humidifiers; Artificial Airway; Heated | 37356 | MR850 Heated Respiratory Humidifier | FISHER & PAYKEL MEDICAL INC | 695
CHRISTIANA |  | HOSPITAL-CH | 0 | 41210018908 | DE |  |  |  | Humidifiers; Artificial Airway; Heated | 37358 | MR850 Heated Respiratory Humidifier | FISHER & PAYKEL MEDICAL INC | 695
CHRISTIANA |  | Union Professional Building Elkton | 0 | 5145 | MD |  |  |  | Radiotherapy Systems; Linear Accelerator | 46960 | ONCOR | SIEMENS HEALTH SYSTEMS | 1354758
CHRISTIANA |  | CANCER CENTER | 0 | 53059 | DE |  |  |  | Scanning Systems; Computed Tomography; Axial; Full-Body | 34930 | SENSATION 10 | SIEMENS HEALTH SYSTEMS | 999999.99
CHRISTIANA |  | HOSPITAL-CH | 0 | 2303A52817 | DE |  |  |  | POWER SUPPLY; General-NONE N | 11966 | 78668A | PHILIPS MEDICAL SYSTEMS CARDIAC & MONITORING SYSTEMS DIV | 2000
CHRISTIANA |  | HOSPITAL-CH | 0 | CAQ02626 | DE |  |  |  | Compressed Gas Proportioners; Oxygen-Air | 46919 | 2100 Oxygen-Air Proportioner | DATEX-OHMEDA GMBH | 2500
CHRISTIANA |  | HOSPITAL-CH | 0 | TNHLF00606 | DE |  |  |  | Compressed Gas Proportioners; Oxygen-Air | 62688 | TA0BL O2 MEGA | Tenacore Holdings Inc | 750
CHRISTIANA |  | HOSPITAL-CH | 0 | 1513 | DE |  |  |  | Water Purification Systems; Reverse Osmosis | 38606 | WRO 300 | GAMBRO RENAL PRODUCTS | 2999.99
CHRISTIANA |  | HOSPITAL-CH | 0 | 1512 | DE |  |  |  | Water Purification Systems; Reverse Osmosis | 39053 | WRO 300 | GAMBRO RENAL PRODUCTS | 2999.99
CHRISTIANA |  | HOSPITAL-CH | 0 | 2858 | DE |  |  |  | Water Purification Systems; Reverse Osmosis | 40252 | WRO 300 | GAMBRO RENAL PRODUCTS | 0
CHRISTIANA |  | HOSPITAL-WH | 0 | NONE | DE |  | 2016-07-11 20:00 |  | Exercisers; Continuous Passive Motion; Lower Limb; Knee | 61623 | KNEE RAISE | BODY SOLID INC. | 7500
CHRISTIANA |  | PMRI | 0 | G02804155 | DE |  |  |  | Oximeters; Pulse | 33566 | Covidien Nellcor NPB-195 | NELLCOR PURITAN BENNETT INC | 1999.99
CHRISTIANA |  | PMRI | 0 | 21648113 | DE |  |  |  | Oximeters; Pulse | 25868 | Covidien Nellcor NPB-195 | NELLCOR PURITAN BENNETT INC | 2000
CHRISTIANA |  | PMRI | 0 | 21648009 | DE |  |  |  | Oximeters; Pulse | 25867 | Covidien Nellcor NPB-195 | NELLCOR PURITAN BENNETT INC | 2000
CHRISTIANA |  | HOSPITAL-CH | 0 | 33842 | DE |  | 2008-01-20 19:00 |  | Warming Units; Gel | 42495 | Standard Bottle Warmer GW208A | IDEAL MEDICAL PRODUCTS INC | 300
CHRISTIANA |  | HOSPITAL-CH | 0 | 19862 | DE |  |  |  | Warming Units; Gel | 25464 | Standard Bottle Warmer GW208A | IDEAL MEDICAL PRODUCTS INC | 300
CHRISTIANA |  | HOSPITAL-CH | 0 | 035K8T | DE |  |  |  | Scanning Systems; Ultrasonic; Portable | 38187 | Titan High-Resolution Mobile Ultrasound | SonoSite Inc | 50617.5
CHRISTIANA |  | HOSPITAL-WH | 0 | 0337DZ | DE |  |  |  | Scanning Systems; Ultrasonic; Portable | 36594 | Titan High-Resolution Mobile Ultrasound | SonoSite Inc | 60600
CHRISTIANA |  | HOSPITAL-CH | 0 | 0329NQ | DE |  |  |  | Scanning Systems; Ultrasonic; Portable | 34685 | Titan High-Resolution Mobile Ultrasound | SonoSite Inc | 29999.99
CHRISTIANA |  | HOSPITAL-CH | 0 | 33789 | DE |  |  |  | Scanning Systems; Ultrasonic; Portable | 36595 | Titan High-Resolution Mobile Ultrasound | SonoSite Inc | 60600
CHRISTIANA |  | PMRI | 0 | BR02054 | DE |  |  |  | Lights; Examination | 26388 | 157 | RITTER-MIDWEST DIV SYBRON CORP | 800
CHRISTIANA |  | Carneys Point | 0 | EM410M02 | NJ |  |  |  | Lights; Examination | 28072 | 2410AM | MDT CORP | 300
CHRISTIANA |  | HOSPITAL-WH | 0 | 5255 | DE |  |  |  | Lights; Examination | 13566 | HA | PELTON & CRANE CO DIV DCI INTERNATIONAL | 1055
CHRISTIANA |  | HOSPITAL-WH | 0 | NONE | DE |  |  |  | Lights; Examination | 13570 | HA | PELTON & CRANE CO DIV DCI INTERNATIONAL | 1056
CHRISTIANA |  | HOSPITAL-WH | 0 | 5273 | DE |  |  |  | Lights; Examination | 13553 | HA | PELTON & CRANE CO DIV DCI INTERNATIONAL | 800
CHRISTIANA |  | HOSPITAL-WH | 0 | 5247 | DE |  |  |  | Lights; Examination | 13576 | HA | PELTON & CRANE CO DIV DCI INTERNATIONAL | 1056
CHRISTIANA |  | HOSPITAL-WH | 0 | 52443 | DE |  |  |  | Lights; Examination | 13561 | HA | PELTON & CRANE CO DIV DCI INTERNATIONAL | 800
CHRISTIANA |  | HOSPITAL-WH | 0 | 5244 | DE |  |  |  | Lights; Examination | 13556 | HA | PELTON & CRANE CO DIV DCI INTERNATIONAL | 800
CHRISTIANA |  | HOSPITAL-WH | 0 | 5254 | DE |  |  |  | Lights; Examination | 13568 | HA | PELTON & CRANE CO DIV DCI INTERNATIONAL | 1056
CHRISTIANA |  | HOSPITAL-WH | 0 | 5247 | DE |  |  |  | Lights; Examination | 13577 | HA | PELTON & CRANE CO DIV DCI INTERNATIONAL | 1056
CHRISTIANA |  | HOSPITAL-CH | 0 | 8260J1510 | DE |  |  |  | Sphygmomanometers; Electronic; Automatic | 11197 | 1846SX | GE MEDICAL SYSTEMS | 2500
CHRISTIANA |  | HOSPITAL-CH | 0 | 8260J1484 | DE |  |  |  | Sphygmomanometers; Electronic; Automatic | 12102 | 1846SX | GE MEDICAL SYSTEMS | 2155
CHRISTIANA |  | HOSPITAL-CH | 0 | 8260-L8053 | DE |  |  |  | Sphygmomanometers; Electronic; Automatic | 20597 | 1846SX | GE MEDICAL SYSTEMS | 1830
CHRISTIANA |  | CH-SURGI | 0 | 8260L5570 | DE |  |  |  | Sphygmomanometers; Electronic; Automatic | 20061 | 1846SX | GE MEDICAL SYSTEMS | 2195
CHRISTIANA |  | HOSPITAL-CH | 0 | 8260-L8004 | DE |  |  |  | Sphygmomanometers; Electronic; Automatic | 20598 | 1846SX | GE MEDICAL SYSTEMS | 1830
CHRISTIANA |  | HOSPITAL-CH | 0 | 8260J1567 | DE |  |  |  | Sphygmomanometers; Electronic; Automatic | 12163 | 1846SX | GE MEDICAL SYSTEMS | 3664
CHRISTIANA |  | HOSPITAL-CH | 0 | 8260L3776 | DE |  |  |  | Sphygmomanometers; Electronic; Automatic | 19586 | 1846SX | GE MEDICAL SYSTEMS | 1150
CHRISTIANA |  | CH-SURGI | 0 | 8260J1240 | DE |  |  |  | Sphygmomanometers; Electronic; Automatic | 11578 | 1846SX | GE MEDICAL SYSTEMS | 2500
CHRISTIANA |  | HOSPITAL-CH | 0 | 8260K4556 | DE |  |  |  | Sphygmomanometers; Electronic; Automatic | 17768 | 1846SX | GE MEDICAL SYSTEMS | 2988
CHRISTIANA |  | HOSPITAL-CH | 0 | 8260J1838 | DE |  |  |  | Sphygmomanometers; Electronic; Automatic | 15092 | 1846SX | GE MEDICAL SYSTEMS | 3664
CHRISTIANA |  | WH SURGI | 0 | 8260-L8333 | DE |  |  |  | Sphygmomanometers; Electronic; Automatic | 20933 | 1846SX | GE MEDICAL SYSTEMS | 3087
CHRISTIANA |  | WH SURGI | 0 | 8260-L8270 | DE |  |  |  | Sphygmomanometers; Electronic; Automatic | 20938 | 1846SX | GE MEDICAL SYSTEMS | 2500
CHRISTIANA |  | HOSPITAL-WH | 0 | 8260-L8322 | DE |  |  |  | Sphygmomanometers; Electronic; Automatic | 20935 | 1846SX | GE MEDICAL SYSTEMS | 1829
CHRISTIANA |  | WH SURGI | 0 | 8260-L8384 | DE |  |  |  | Sphygmomanometers; Electronic; Automatic | 20939 | 1846SX | GE MEDICAL SYSTEMS | 3087
CHRISTIANA |  | CH-SURGI | 0 | 8260J1940 | DE |  | 1988-08-27 20:00 |  | Sphygmomanometers; Electronic; Automatic | 14553 | 1846SX | GE MEDICAL SYSTEMS | 3073
CHRISTIANA |  | HOSPITAL-WH | 9350 | IT35445G | DE |  |  |  | Stereotactic Systems; Neurosurgical; Frameless | 38340 | 1007982-NAV | GE MEDICAL SYSTEMS | 0
CHRISTIANA |  | HOSPITAL-CH | 0 | 20040818005 | DE |  |  |  |  | 36654 | 3040 | GOMCO SURGICAL MFG CO | 999.99
CHRISTIANA |  | HOSPITAL-CH | 0 | HDJN51037 | DE |  |  |  | Warming Units; Patient; Radiant; Infant; Mobile | 42960 | Datex Ohmeda Infant Warmer 3500 | GE MEDICAL SYSTEMS | 19500
CHRISTIANA |  | HOSPITAL-CH | 0 | unknown | DE |  |  |  | Warming Units; Patient; Radiant; Infant; Mobile | 46122 | Datex Ohmeda Infant Warmer 3500 | GE MEDICAL SYSTEMS | 19500
CHRISTIANA |  | HOSPITAL-CH | 0 | HAK500053 | DE |  |  |  | Warming Units; Patient; Radiant; Infant; Mobile | 24875 | Datex Ohmeda Infant Warmer 3500 | GE MEDICAL SYSTEMS | 3995
CHRISTIANA |  | HOSPITAL-CH | 0 | HCCC01151 | DE |  |  |  | Warming Units; Patient; Radiant; Infant; Mobile | 29325 | Datex Ohmeda Infant Warmer 3500 | GE MEDICAL SYSTEMS | 3995
CHRISTIANA |  | HOSPITAL-CH | 0 | 01N9NP | DE |  |  |  | Scanning Systems; Ultrasonic; Portable | 31607 | Ultrasound 180 | SonoSite Inc | 33500
CHRISTIANA |  | HOSPITAL-CH | 0 | 030BCF | DE |  |  |  | Scanning Systems; Ultrasonic; Portable | 31943 | Ultrasound 180 | SonoSite Inc | 33500
CHRISTIANA |  | HOSPITAL-WH | 0 | 01LCD3 | DE |  |  |  | Scanning Systems; Ultrasonic; Portable | 30442 | Ultrasound 180 | SonoSite Inc | 33506
CHRISTIANA |  | HOSPITAL-CH | 0 | 030B6L | DE |  |  |  | Scanning Systems; Ultrasonic; Portable | 33393 | Ultrasound 180 | SonoSite Inc | 33500
CHRISTIANA |  | HOSPITAL-CH | 0 | 18287-451 | DE |  |  |  | Refrigerators; Blood Bank | 28005 | 3883 | FORMA SCIENTIFIC INC | 5000
CHRISTIANA |  | HOSPITAL-WH | 0 | 10050-415 | DE |  |  |  | Refrigerators; Blood Bank | 25891 | 3883 | FORMA SCIENTIFIC INC | 5000
CHRISTIANA |  | HOSPITAL-WH | 0 | 15862-435 | DE |  |  |  | Refrigerators; Blood Bank | 26010 | 3883 | FORMA SCIENTIFIC INC | 5000
CHRISTIANA |  | HOSPITAL-WH | 0 | 15862-432 | DE |  |  |  | Refrigerators; Blood Bank | 27311 | 3883 | FORMA SCIENTIFIC INC | 5000
CHRISTIANA |  | HOSPITAL-CH | 0 | 2024739 | DE |  |  |  | Analyzers; Physiologic; Respiratory Function Mechanics | 57782 | CCM Express Indirect Calorimeter 700023-905 | MEDGRAPHICS | 1995
CHRISTIANA |  | HOSPITAL-WH | 0 | 3199311 | DE |  |  |  | Scales; Infant | 22152 | 821 | FISHER SCIENTIFIC | 0
CHRISTIANA |  | HOSPITAL-CH | 0 | 4002FP358 | DE |  |  |  | Scales; Infant | 46943 | 821 | FISHER SCIENTIFIC | 0
CHRISTIANA |  | HOSPITAL-CH | 0 | 4002FP345 | DE |  |  |  | Scales; Infant | 46944 | 821 | FISHER SCIENTIFIC | 0
CHRISTIANA |  | HOSPITAL-CH | 0 | 4002FP346 | DE |  |  |  | Scales; Infant | 46945 | 821 | FISHER SCIENTIFIC | 0
CHRISTIANA |  | HOSPITAL-CH | 0 | 4002FP347 | DE |  |  |  | Scales; Infant | 46946 | 821 | FISHER SCIENTIFIC | 0
CHRISTIANA |  | HOSPITAL-CH | 0 | 22811 | DE |  |  |  | Scales; Infant | 22811 | 821 | FISHER SCIENTIFIC | 1000
CHRISTIANA |  | HOSPITAL-CH | 0 | NONE | DE |  |  |  | Scales; Infant | 23143 | 821 | FISHER SCIENTIFIC | 1000
CHRISTIANA |  | HOSPITAL-CH | 0 | NONE | DE |  |  |  | Scales; Infant | 23144 | 821 | FISHER SCIENTIFIC | 1000
CHRISTIANA |  | HOSPITAL-CH | 0 | 12079425 | DE |  |  |  | Scales; Infant | 22204 | 821 | FISHER SCIENTIFIC | 1000
CHRISTIANA |  | HOSPITAL-CH | 0 | NONE | DE |  |  |  | Lifts; Patient Transfer | 31066 | MIRANTI | ARJO HOSPITAL EQUIPMENT INC | 7275
CHRISTIANA |  | Middletown Care Center(Sleepy Hollow) | 0 | LR-40062 | DE |  |  |  | Ultrasound Therapy Systems; Physical Therapy | 24969 | RM-V | RICH-MAR CORP | 3000
CHRISTIANA |  | HOSPITAL-CH | 0 | 470111 | DE |  |  |  | Balances; Electronic | 19117 | H10 | METTLER INSTRUMENT CORP | 1500
CHRISTIANA |  | HOSPITAL-CH | 0 | ? | DE |  |  |  | X-Ray Film Handling Equipment; Automatic; Daylight | BI-506 | 8X10 | DUPONT MEDICAL PRODUCTS DIAGNOSTIC IMAGING DIV | 15000
CHRISTIANA |  | HOSPITAL-CH | 0 | ? | DE |  |  |  | X-Ray Film Handling Equipment; Automatic; Daylight | BI-524 | 8X10 | DUPONT MEDICAL PRODUCTS DIAGNOSTIC IMAGING DIV | 15000
CHRISTIANA |  | HOSPITAL-CH | 0 | ? | DE |  |  |  | X-Ray Film Handling Equipment; Automatic; Daylight | BI-527 | 8X10 | DUPONT MEDICAL PRODUCTS DIAGNOSTIC IMAGING DIV | 15000
CHRISTIANA |  | HOSPITAL-CH | 0 | ? | DE |  |  |  | X-Ray Film Handling Equipment; Automatic; Daylight | BI-531 | 8X10 | DUPONT MEDICAL PRODUCTS DIAGNOSTIC IMAGING DIV | 15000
CHRISTIANA |  | HOSPITAL-WH | 0 | ? | DE |  |  |  | X-Ray Film Handling Equipment; Automatic; Daylight | BI-559 | 8X10 | DUPONT MEDICAL PRODUCTS DIAGNOSTIC IMAGING DIV | 15000
CHRISTIANA |  | HOSPITAL-CH | 0 | ? | DE |  |  |  | X-Ray Film Handling Equipment; Automatic; Daylight | BI-537 | 8X10 | DUPONT MEDICAL PRODUCTS DIAGNOSTIC IMAGING DIV | 15000
CHRISTIANA |  | HOSPITAL-CH | 0 | ? | DE |  |  |  | X-Ray Film Handling Equipment; Automatic; Daylight | BI-540 | 8X10 | DUPONT MEDICAL PRODUCTS DIAGNOSTIC IMAGING DIV | 15000
CHRISTIANA |  | HOSPITAL-CH | 0 | ? | DE |  |  |  | X-Ray Film Handling Equipment; Automatic; Daylight | BI-544 | 8X10 | DUPONT MEDICAL PRODUCTS DIAGNOSTIC IMAGING DIV | 15000
CHRISTIANA |  |  | 0 | ? |  |  |  |  | X-Ray Film Handling Equipment; Automatic; Daylight | BI-594 | 8X10 | DUPONT MEDICAL PRODUCTS DIAGNOSTIC IMAGING DIV | 15000
CHRISTIANA |  | HOSPITAL-CH | 0 | ? | DE |  |  |  | X-Ray Film Handling Equipment; Automatic; Daylight | BI-553 | 8X10 | DUPONT MEDICAL PRODUCTS DIAGNOSTIC IMAGING DIV | 15000
CHRISTIANA |  | HOSPITAL-WH | 0 | ? | DE |  |  |  | X-Ray Film Handling Equipment; Automatic; Daylight | BI-563 | 8X10 | DUPONT MEDICAL PRODUCTS DIAGNOSTIC IMAGING DIV | 15000
CHRISTIANA |  | HOSPITAL-CH | 0 | ? | DE |  |  |  | X-Ray Film Handling Equipment; Automatic; Daylight | BI-557 | 8X10 | DUPONT MEDICAL PRODUCTS DIAGNOSTIC IMAGING DIV | 15000
CHRISTIANA |  | WH SURGI | 0 | 557 | DE |  |  |  | X-Ray Film Handling Equipment; Automatic; Daylight | 31904 | 8X10 | DUPONT MEDICAL PRODUCTS DIAGNOSTIC IMAGING DIV | 0
CHRISTIANA |  | HOSPITAL-WH | 0 | ? | DE |  |  |  | X-Ray Film Handling Equipment; Automatic; Daylight | BI-584 | 8X10 | DUPONT MEDICAL PRODUCTS DIAGNOSTIC IMAGING DIV | 15000
CHRISTIANA |  | HOSPITAL-CH | 0 | ? | DE |  |  |  | X-Ray Film Handling Equipment; Automatic; Daylight | BI-547 | 8X10 | DUPONT MEDICAL PRODUCTS DIAGNOSTIC IMAGING DIV | 15000
CHRISTIANA |  | HOSPITAL-CH | 0 | 3006A25069 | DE |  |  |  | Physiologic Monitor Modules; Noninvasive Blood Pressure | 18360 | M1006A | PHILIPS MEDICAL SYSTEMS CARDIAC & MONITORING SYSTEMS DIV | 2500
CHRISTIANA |  | HOSPITAL-CH | 0 | 3006A25085 | DE |  |  |  | Physiologic Monitor Modules; Noninvasive Blood Pressure | 18357 | M1006A | PHILIPS MEDICAL SYSTEMS CARDIAC & MONITORING SYSTEMS DIV | 2500
CHRISTIANA |  | HOSPITAL-CH | 0 | 3006A25073 | DE |  |  |  | Physiologic Monitor Modules; Noninvasive Blood Pressure | 18369 | M1006A | PHILIPS MEDICAL SYSTEMS CARDIAC & MONITORING SYSTEMS DIV | 2500
CHRISTIANA |  | HOSPITAL-CH | 0 | 3006A25072 | DE |  |  |  | Physiologic Monitor Modules; Noninvasive Blood Pressure | 18318 | M1006A | PHILIPS MEDICAL SYSTEMS CARDIAC & MONITORING SYSTEMS DIV | 2500
CHRISTIANA |  | HOSPITAL-CH | 0 | 2922A01213 | DE |  |  |  | Physiologic Monitor Modules; Noninvasive Blood Pressure | 30531 | M1006A | PHILIPS MEDICAL SYSTEMS CARDIAC & MONITORING SYSTEMS DIV | 2500
CHRISTIANA |  | HOSPITAL-CH | 0 | 213020-1001-143 | DE |  |  |  | Electrosurgical Units; Monopolar; Argon-Enhanced Coagulation | 49283 | PS10-2130-EN | Plasma Surgical Ltd | 0
CHRISTIANA |  | HOSPITAL-CH | 0 | 2073 | DE |  |  |  | Pumps; Extracorporeal Perfusion | 12393 | 540 | MEDTRONIC BIO-MEDICUS INC DIV MEDTRONIC INC | 20000
CHRISTIANA |  | HOSPITAL-CH | 0 | 3168 | DE |  |  |  | Pumps; Extracorporeal Perfusion | 16957 | 540 | MEDTRONIC BIO-MEDICUS INC DIV MEDTRONIC INC | 33915
CHRISTIANA |  | HOSPITAL-CH | 0 | 2082 | DE |  |  |  | Pumps; Extracorporeal Perfusion | 12402 | 540 | MEDTRONIC BIO-MEDICUS INC DIV MEDTRONIC INC | 20000
CHRISTIANA |  | HOSPITAL-WH | 0 | 540812 | DE |  |  |  | Disinfectors; Pasteurization | 42138 | 540 | HLD SYSTEMS | 0
CHRISTIANA |  | Trailer Life Net | 0 | 103064 | DE |  |  |  | Ventilators; Volume | 30819 | 754 | Impact Instrumentation Inc | 7857.87
CHRISTIANA |  | HOSPITAL-CH | 0 | G045004758 | DE |  |  |  | Ventilators; Pressure-Cycled | 35507 | KNIGHTSTAR 330 | PURITAN BENNETT CORP DIV TYCO HEALTHCARE GROUP LP | 3090
CHRISTIANA |  | HCCC | 0 | G045004741 | DE |  |  |  | Ventilators; Pressure-Cycled | 35505 | KNIGHTSTAR 330 | PURITAN BENNETT CORP DIV TYCO HEALTHCARE GROUP LP | 3090
CHRISTIANA |  | HOSPITAL-CH | 0 | G045004739 | DE |  |  |  | Ventilators; Pressure-Cycled | 35506 | KNIGHTSTAR 330 | PURITAN BENNETT CORP DIV TYCO HEALTHCARE GROUP LP | 3090
CHRISTIANA |  | HOSPITAL-WH | 0 | E1196 | DE |  |  |  | Scales; Patient; Bedside; Sling | 36649 | FG 821 | SR INSTRUMENTS INC | 1000
CHRISTIANA |  | HOSPITAL-WH | 0 | E1173 | DE |  |  |  | Scales; Patient; Bedside; Sling | 36648 | FG 821 | SR INSTRUMENTS INC | 1000
CHRISTIANA |  | HOSPITAL-CH | 0 | E1309 | DE |  |  |  | Scales; Patient; Bedside; Sling | 38205 | FG 821 | SR INSTRUMENTS INC | 1000
CHRISTIANA |  | HOSPITAL-CH | 0 | E1494 | DE |  |  |  | Scales; Patient; Bedside; Sling | 44996 | FG 821 | SR INSTRUMENTS INC | 1000
CHRISTIANA |  | HOSPITAL-CH | 0 | NONE | DE |  |  |  | Scales; Patient; Bedside; Sling | 48284 | FG 821 | SR INSTRUMENTS INC | 1000
CHRISTIANA |  | HOSPITAL-CH | 0 | 1425 | DE |  | 2020-12-08 07:39 |  | Scales; Patient; Bedside; Sling | 39654 | FG 821 | SR INSTRUMENTS INC | 1000
CHRISTIANA |  | HOSPITAL-CH | 0 | E1326 | DE |  |  |  | Scales; Patient; Bedside; Sling | 38204 | FG 821 | SR INSTRUMENTS INC | 1000
CHRISTIANA |  | HOSPITAL-CH | 0 | E1630 | DE |  |  |  | Scales; Patient; Bedside; Sling | 48375 | FG 821 | SR INSTRUMENTS INC | 1000
CHRISTIANA |  | HOSPITAL-CH | 0 | ??? | DE |  |  |  | Scales; Patient; Bedside; Sling | 39414 | FG 821 | SR INSTRUMENTS INC | 1000
CHRISTIANA |  | HOSPITAL-CH | 0 | B2100J | DE |  |  |  | Probe; Ultrasonic; Transesophageal Echocardiography | B2100J | S7-2 OMNI | Philips Healthcare North America | 18750
CHRISTIANA |  | HOSPITAL-CH | 0 | B0M31X | DE |  | 2017-08-24 20:00 |  | Probe; Ultrasonic; Transesophageal Echocardiography | B0M31X | S7-2 OMNI | Philips Healthcare North America | 18000
CHRISTIANA |  | HOSPITAL-CH | 0 | 02YGGY | DE |  |  |  | Probe; Ultrasonic; Transesophageal Echocardiography | 02YGGY | S7-2 OMNI | Philips Healthcare North America | 30000
CHRISTIANA |  | HOSPITAL-WH | 0 | FEB 4 1992 | DE |  |  |  | Lights; Examination | 27344 | 48830 | CARDINAL | 850
CHRISTIANA |  | HOSPITAL-WH | 0 | NONE | DE |  |  |  | Lights; Examination | 36384 | 48830 | CARDINAL | 850
CHRISTIANA |  | CANCER CENTER | 0 | NONE | DE |  |  |  | Lights; Examination | 26716 | 48830 | CARDINAL | 850
CHRISTIANA |  | HOSPITAL-WH | 0 | NONE | DE |  |  |  | Lights; Examination | 26433 | 48830 | CARDINAL | 850
CHRISTIANA |  | HOSPITAL-WH | 0 | NONE | DE |  |  |  | Lights; Examination | 27188 | 48830 | CARDINAL | 850
CHRISTIANA |  | HOSPITAL-CH | 0 | NONE | DE |  |  |  | Lights; Examination | 28589 | 48830 | CARDINAL | 850
CHRISTIANA |  | HOSPITAL-WH | 0 | NONE | DE |  |  |  | Lights; Examination | 26330 | 48830 | CARDINAL | 850
CHRISTIANA |  | HOSPITAL-WH | 0 | NONE | DE |  |  |  | Lights; Examination | 26325 | 48830 | CARDINAL | 850
CHRISTIANA |  | HCCC | 0 | NONE | DE |  | 2019-09-09 15:40 |  | Lights; Examination | 26045 | 48830 | CARDINAL | 850
CHRISTIANA |  | HOSPITAL-WH | 0 | NONE | DE |  |  |  | Lights; Examination | 25667 | 48830 | CARDINAL | 850
CHRISTIANA |  | MAP II | 0 | NONE | DE |  |  |  | Lights; Examination | 35536 | 48830 | CARDINAL | 850
CHRISTIANA |  | HOSPITAL-CH | 0 | NONE | DE |  | 2001-12-13 19:00 |  | Lights; Examination | 32200 | 48830 | CARDINAL | 850
CHRISTIANA |  | HOSPITAL-WH | 0 | NONE | DE |  |  |  | Lights; Examination | 26439 | 48830 | CARDINAL | 850
CHRISTIANA |  | HOSPITAL-WH | 0 | NONE | DE |  |  |  | Lights; Examination | 25652 | 48830 | CARDINAL | 850
CHRISTIANA |  | HOSPITAL-WH | 0 | NONE | DE |  |  |  | Lights; Examination | 26428 | 48830 | CARDINAL | 850
CHRISTIANA |  | HOSPITAL-WH | 0 | NONE | DE |  |  |  | Lights; Examination | 26432 | 48830 | CARDINAL | 850
CHRISTIANA |  | HOSPITAL-WH | 0 | NONE | DE |  |  |  | Lights; Examination | 26324 | 48830 | CARDINAL | 850
CHRISTIANA |  | HOSPITAL-WH | 0 | NONE | DE |  |  |  | Lights; Examination | 26435 | 48830 | CARDINAL | 850
CHRISTIANA |  | HOSPITAL-WH | 0 | NONE | DE |  |  |  | Lights; Examination | 26329 | 48830 | CARDINAL | 850
CHRISTIANA |  | HOSPITAL-WH | 0 | NONE | DE |  |  |  | Lights; Examination | 26436 | 48830 | CARDINAL | 850
CHRISTIANA |  | HOSPITAL-WH | 0 | NONE | DE |  |  |  | Lights; Examination | 26437 | 48830 | CARDINAL | 850
CHRISTIANA |  | HOSPITAL-WH | 0 | NONE | DE |  |  |  | Lights; Examination | 26438 | 48830 | CARDINAL | 850
CHRISTIANA |  | HOSPITAL-WH | 0 | NONE | DE |  |  |  | Lights; Examination | 26431 | 48830 | CARDINAL | 850
CHRISTIANA |  | HOSPITAL-WH | 0 | NONE | DE |  |  |  | Lights; Examination | 26448 | 48830 | CARDINAL | 850
CHRISTIANA |  | HOSPITAL-WH | 0 | NONE | DE |  |  |  | Lights; Examination | 26449 | 48830 | CARDINAL | 850
CHRISTIANA |  | HOSPITAL-WH | 0 | NONE | DE |  |  |  | Lights; Examination | 25662 | 48830 | CARDINAL | 850
CHRISTIANA |  | HOSPITAL-WH | 0 | NONE | DE |  |  |  | Lights; Examination | 26441 | 48830 | CARDINAL | 850
CHRISTIANA |  | HOSPITAL-WH | 0 | NONE | DE |  |  |  | Lights; Examination | 25661 | 48830 | CARDINAL | 850
CHRISTIANA |  | CANCER CENTER | 0 | NONE | DE |  |  |  | Lights; Examination | 26717 | 48830 | CARDINAL | 850
CHRISTIANA |  | HOSPITAL-WH | 0 | NONE | DE |  |  |  | Lights; Examination | 26434 | 48830 | CARDINAL | 850
CHRISTIANA |  | HOSPITAL-WH | 0 | NONE | DE |  |  |  | Lights; Examination | 26440 | 48830 | CARDINAL | 850
CHRISTIANA |  | HOSPITAL-WH | 0 | NONE | DE |  |  |  | Lights; Examination | 26427 | 48830 | CARDINAL | 850
CHRISTIANA |  | HOSPITAL-WH | 0 | NONE | DE |  |  |  | Lights; Examination | 26447 | 48830 | CARDINAL | 850
CHRISTIANA |  | HOSPITAL-WH | 0 | NONE | DE |  |  |  | Lights; Examination | 26429 | 48830 | CARDINAL | 850
CHRISTIANA |  | HOSPITAL-WH | 0 | ARXL-0633 | DE |  |  |  | Anesthesia Unit Vaporizers | 52424 | D-Vapor - desflurane D-Vapor | NORTH AMERICAN DRAEGER | 1
CHRISTIANA |  | HOSPITAL-CH | 0 | ARZD-0808 | DE |  | 2013-06-22 20:00 |  | Anesthesia Unit Vaporizers | 52051 | D-Vapor - desflurane D-Vapor | NORTH AMERICAN DRAEGER | 2500
CHRISTIANA |  | CH-SURGI | 0 | ARXJ-0179 | DE |  | 2015-10-12 20:00 |  | Anesthesia Unit Vaporizers | 58016 | D-Vapor - desflurane D-Vapor | NORTH AMERICAN DRAEGER | 2500
CHRISTIANA |  | HOSPITAL-CH | 0 | ASAE-0085 | DE |  | 2013-05-20 20:00 |  | Anesthesia Unit Vaporizers | 51971 | D-Vapor - desflurane D-Vapor | NORTH AMERICAN DRAEGER | 2500
CHRISTIANA |  | HOSPITAL-CH | 0 | asac0539 | DE |  | 2013-06-12 20:00 |  | Anesthesia Unit Vaporizers | 52027 | D-Vapor - desflurane D-Vapor | NORTH AMERICAN DRAEGER | 2500
CHRISTIANA |  | HOSPITAL-CH | 0 | ASAA-0201 | DE |  | 2014-08-03 20:00 |  | Anesthesia Unit Vaporizers | 54332 | D-Vapor - desflurane D-Vapor | NORTH AMERICAN DRAEGER | 4500
CHRISTIANA |  | HOSPITAL-CH | 0 | asae-0056 | DE |  |  |  | Anesthesia Unit Vaporizers | 52060 | D-Vapor - desflurane D-Vapor | NORTH AMERICAN DRAEGER | 1
CHRISTIANA |  | HOSPITAL-CH | 0 | arzm-0800 | DE |  |  |  | Anesthesia Unit Vaporizers | 52092 | D-Vapor - desflurane D-Vapor | NORTH AMERICAN DRAEGER | 1
CHRISTIANA |  | HOSPITAL-CH | 0 | ASAC-0518 | DE |  | 2013-05-20 20:00 |  | Anesthesia Unit Vaporizers | 51969 | D-Vapor - desflurane D-Vapor | NORTH AMERICAN DRAEGER | 2500
CHRISTIANA |  | HOSPITAL-CH | 0 | ARZJ-0435 | DE |  | 2013-05-22 20:00 |  | Anesthesia Unit Vaporizers | 51995 | D-Vapor - desflurane D-Vapor | NORTH AMERICAN DRAEGER | 2500
CHRISTIANA |  | HOSPITAL-CH | 0 | ARZM-0383 | DE |  | 2013-05-20 20:00 |  | Anesthesia Unit Vaporizers | 52003 | D-Vapor - desflurane D-Vapor | NORTH AMERICAN DRAEGER | 2500
CHRISTIANA |  | HOSPITAL-CH | 0 | NONE | DE |  |  |  | Anesthesia Unit Vaporizers | 57234 | D-Vapor - desflurane D-Vapor | NORTH AMERICAN DRAEGER | 1
CHRISTIANA |  | HOSPITAL-CH | 0 | arxk-0300 | DE |  | 2013-07-18 20:00 |  | Anesthesia Unit Vaporizers | 45033 | D-Vapor - desflurane D-Vapor | NORTH AMERICAN DRAEGER | 2500
CHRISTIANA |  | HOSPITAL-CH | 0 | 532526 | DE |  |  |  |  | 52362 | HAEMOSPHERE | SCHWARZER CORP | 83193.2
CHRISTIANA |  | HOSPITAL-CH | 0 | 532524 | DE |  |  |  |  | 52364 | HAEMOSPHERE | SCHWARZER CORP | 83193.2
CHRISTIANA |  | HOSPITAL-CH | 0 | 532530 | DE |  |  |  |  | 52374 | HAEMOSPHERE | SCHWARZER CORP | 83193.2
CHRISTIANA |  | HOSPITAL-CH | 0 | 532525 | DE |  |  |  |  | 52363 | HAEMOSPHERE | SCHWARZER CORP | 83193.2
CHRISTIANA |  | HOSPITAL-CH | 0 | 532528 | DE |  |  |  |  | 52372 | HAEMOSPHERE | SCHWARZER CORP | 83193.2
CHRISTIANA |  | HOSPITAL-CH | 0 | 530438 | DE |  |  |  |  | 52361 | HAEMOSPHERE | SCHWARZER CORP | 83193.2
CHRISTIANA |  | HOSPITAL-CH | 0 | 532528 | DE |  |  |  |  | 52373 | HAEMOSPHERE | SCHWARZER CORP | 83193.2
CHRISTIANA |  | HOSPITAL-CH | 0 | 532527 | DE |  |  |  |  | 52371 | HAEMOSPHERE | SCHWARZER CORP | 83193.2
CHRISTIANA |  | HOSPITAL-CH | 0 | 02020153K | DE |  |  |  | Osmometers | 32514 | 2400 | FISKE ASSOC AN ADVANCED INSTRUMENTS INC CO | 10941.18
CHRISTIANA |  | HOSPITAL-CH | 0 | 61249 | DE |  |  |  | Scanning Systems; Ultrasonic; General-Purpose | 33370 | SEQUOIA | SIEMENS HEALTH SYSTEMS | 190250
CHRISTIANA |  | CANCER CENTER WEST | 0 | 64123 | DE |  |  |  | Scanning Systems; Ultrasonic; General-Purpose | 34687 | SEQUOIA | SIEMENS HEALTH SYSTEMS | 144960
CHRISTIANA |  | CANCER CENTER WEST | 0 | 64175 | DE |  |  |  | Scanning Systems; Ultrasonic; General-Purpose | 34688 | SEQUOIA | SIEMENS HEALTH SYSTEMS | 144960
CHRISTIANA |  | HOSPITAL-WH | 0 | 61991 | DE |  |  |  | Scanning Systems; Ultrasonic; General-Purpose | 34907 | SEQUOIA | SIEMENS HEALTH SYSTEMS | 185325
CHRISTIANA |  | HOSPITAL-CH | 0 | 61992 | DE |  |  |  | Scanning Systems; Ultrasonic; General-Purpose | 34906 | SEQUOIA | SIEMENS HEALTH SYSTEMS | 185325
CHRISTIANA |  | HOSPITAL-CH | 0 | 301109 | DE |  |  |  | Scanning Systems; Positron Emission Tomography | 33629 | ECAT ACCEL | SIEMENS HEALTH SYSTEMS | 1195000
CHRISTIANA |  | HOSPITAL-CH | 0 | 37338 | DE |  |  |  | Scanning Systems; Computed Tomography; Axial; Full-Body | 39959 | EMOTION DUO | SIEMENS HEALTH SYSTEMS | 236090
CHRISTIANA |  | HOSPITAL-CH | 0 | NONE | DE |  |  |  | Warming Units; Blood/Intravenous Solution | 42683 | Irrigation Fluid Warming System ORS-2094D | EchoLab | 24950
CHRISTIANA |  | HOSPITAL-CH | 0 | 4389 | DE |  |  |  | Warming Units; Blood/Intravenous Solution | 42689 | Irrigation Fluid Warming System ORS-2094D | EchoLab | 24950
CHRISTIANA |  | HOSPITAL-CH | 0 | 48529 | DE |  |  |  | Warming Units; Blood/Intravenous Solution | 42685 | Irrigation Fluid Warming System ORS-2094D | EchoLab | 24950
CHRISTIANA |  | HOSPITAL-CH | 0 | 42848 | DE |  |  |  | Warming Units; Blood/Intravenous Solution | 42686 | Irrigation Fluid Warming System ORS-2094D | EchoLab | 24950
CHRISTIANA |  | HOSPITAL-CH | 0 | 48528 | DE |  | 2009-04-18 20:00 |  | Warming Units; Blood/Intravenous Solution | 42681 | Irrigation Fluid Warming System ORS-2094D | EchoLab | 24950
CHRISTIANA |  | HOSPITAL-CH | 0 | 6126 | DE |  |  |  | Warming Units; Blood/Intravenous Solution | 32295 | Irrigation Fluid Warming System ORS-2094D | EchoLab | 24950
CHRISTIANA |  | HOSPITAL-CH | 0 | 6137 | DE |  |  |  | Warming Units; Blood/Intravenous Solution | 28126 | Irrigation Fluid Warming System ORS-2094D | EchoLab | 24950
CHRISTIANA |  | HOSPITAL-CH | 0 | 6132 | DE |  |  |  | Warming Units; Blood/Intravenous Solution | 28125 | Irrigation Fluid Warming System ORS-2094D | EchoLab | 24950
CHRISTIANA |  | HOSPITAL-CH | 0 | 6203 | DE |  |  |  | Warming Units; Blood/Intravenous Solution | 28127 | Irrigation Fluid Warming System ORS-2094D | EchoLab | 24950
CHRISTIANA |  | Union Professional Building Elkton | 0 | 115.4001.1520309 | MD |  | 2013-02-28 19:00 |  | Water Chillers | 50530 | KPC Series Chiller KPC 115 L-US | Kraus | 50000
CHRISTIANA |  | HOSPITAL-CH | 0 | NONE | DE |  | 1988-08-27 20:00 |  | OPHTHALMOSCOPE/OTOSCOPES | 14514 | 74900 | CARDINAL | 800
CHRISTIANA |  | HOSPITAL-CH | 0 | NONE | DE |  |  |  | Radiotherapy Beam Block Shaping Systems; Radiotherapy Block Shield Mold Cutting Equipment | 14781 | SF-2 | HUESTIS MACHINE CORP | 30000
CHRISTIANA |  | HOSPITAL-CH | 0 | 222098.2 | DE |  |  |  | BOOM; BOOM WITH MED GAS AND ELECTRIC | B2 BOOM 5 | 231H2 | GETINGE/CASTLE INC | 75000
CHRISTIANA |  | HOSPITAL-CH | 0 | NONE | DE |  | 2015-09-13 20:00 |  | BOOM; BOOM WITH MED GAS AND ELECTRIC | B4 BOOM 6 | 231H2 | GETINGE/CASTLE INC | 75000
CHRISTIANA |  | HOSPITAL-CH | 0 | 222090.2 | DE |  | 2015-09-13 20:00 |  |  | B4 BOOM 5 | 231H2 | GETINGE/CASTLE INC | 75000
CHRISTIANA |  | HOSPITAL-CH | 0 | GK00L530 | DE |  |  |  | POWER SUPPLY; General-NONE N | 31245 | PHOTIC POWER SY | NICOLET INSTRUMENT CORP | 0
CHRISTIANA |  | HOSPITAL-CH | 0 | GK001511 | DE |  |  |  | POWER SUPPLY; General-NONE N | 31251 | PHOTIC POWER SY | NICOLET INSTRUMENT CORP | 0
CHRISTIANA |  | HOSPITAL-CH | 0 | 201202 | DE |  |  |  | Compressed Gas Proportioners; Oxygen-Air | 26354 | MIXER 962 | SIEMENS HEALTH SYSTEMS | 15000
CHRISTIANA |  | HOSPITAL-CH | 0 | ICXD3550 | DE |  |  |  | Analyzers; Laboratory; Immunoassay; Photometric | 29037 | MRX REVELATION | DYNEX TECHNOLOGIES INC SUB THERMO BIOANALYSIS CORP | 10000
CHRISTIANA |  | HCCC | 0 | G02800017 | DE |  |  |  | Oximeters; Pulse | 32621 | N-20E | NELLCOR PURITAN BENNETT INC | 930
CHRISTIANA |  | HOSPITAL-WH | 0 | ARCB-0774 | DE |  |  |  | Anesthesia Unit Vaporizers | 51984 | Anesthetic Vaporizer 19.1 | NORTH AMERICAN DRAEGER | 2500
CHRISTIANA |  | HOSPITAL-WH | 0 | ARWK0040 | DE |  |  |  | Anesthesia Unit Vaporizers | 52393 | Anesthetic Vaporizer 19.1 | NORTH AMERICAN DRAEGER | 2500
CHRISTIANA |  | HOSPITAL-WH | 0 | 30931 | DE |  |  |  | Anesthesia Unit Vaporizers | 52383 | Anesthetic Vaporizer 19.1 | NORTH AMERICAN DRAEGER | 2500
CHRISTIANA |  | HOSPITAL-WH | 0 | 41228 | DE |  |  |  | Anesthesia Unit Vaporizers | 52420 | Anesthetic Vaporizer 19.1 | NORTH AMERICAN DRAEGER | 2500
CHRISTIANA |  | HOSPITAL-CH | 0 | arth-0050 | DE |  |  |  | Anesthesia Unit Vaporizers | 45032 | Anesthetic Vaporizer 19.1 | NORTH AMERICAN DRAEGER | 2500
CHRISTIANA |  | HOSPITAL-WH | 0 | 42178 | DE |  |  |  | Anesthesia Unit Vaporizers | 52417 | Anesthetic Vaporizer 19.1 | NORTH AMERICAN DRAEGER | 2500
CHRISTIANA |  | HOSPITAL-WH | 0 | ARWD-0972 | DE |  |  |  | Anesthesia Unit Vaporizers | 52076 | Anesthetic Vaporizer 19.1 | NORTH AMERICAN DRAEGER | 2500
CHRISTIANA |  | HOSPITAL-WH | 0 | 36432 | DE |  |  |  | Anesthesia Unit Vaporizers | 51734 | Anesthetic Vaporizer 19.1 | NORTH AMERICAN DRAEGER | 2500
CHRISTIANA |  | HOSPITAL-WH | 0 | 18337 | DE |  |  |  | Anesthesia Unit Vaporizers | 52414 | Anesthetic Vaporizer 19.1 | NORTH AMERICAN DRAEGER | 2500
CHRISTIANA |  | HOSPITAL-CH | 0 | ARKJ-0990 | DE |  |  |  | Anesthesia Unit Vaporizers | 52046 | Anesthetic Vaporizer 19.1 | NORTH AMERICAN DRAEGER | 2500
CHRISTIANA |  | HOSPITAL-CH | 0 | ARKJ-1133 | DE |  |  |  | Anesthesia Unit Vaporizers | 52040 | Anesthetic Vaporizer 19.1 | NORTH AMERICAN DRAEGER | 2500
CHRISTIANA |  | HOSPITAL-CH | 0 | ASAC-0539 | DE |  |  |  | Anesthesia Unit Vaporizers | 52026 | Anesthetic Vaporizer 19.1 | NORTH AMERICAN DRAEGER | 2500
CHRISTIANA |  | PMRI | 0 | BR020127 | DE |  |  |  | Lights; Examination | 26394 | Ritter Exam Light 157 | MIDMARK CORP | 800
CHRISTIANA |  | Concord High School | 0 | 033992sv | DE |  |  |  | Lights; Examination | 45482 | 31603 | BURTON CO | 200
CHRISTIANA |  | HCCC | 0 | 4994 | DE |  |  |  | Lights; Examination | 32197 | 31603 | BURTON CO | 200
CHRISTIANA |  | New Castle Center | 0 | 35824 | DE |  |  |  | Lights; Examination | 47245 | 31603 | BURTON CO | 200
CHRISTIANA |  | Mckean High School | 0 | UV033990 | DE |  |  |  | Lights; Examination | 45760 | 31603 | BURTON CO | 200
CHRISTIANA |  | HOSPITAL-CH | 0 | BH0068101 | DE |  |  |  | Lights; Examination | 54753 | 81-016110 | MCKESSON MEDICAL-SURGICAL DIV MCKESSON CORP | 219
CHRISTIANA |  | MAP II | 0 | NONE | DE |  |  |  | Lights; Examination | 33434 | EXAM LIGHT II | CARDINAL | 1500
CHRISTIANA |  | Georgetown Wellness Clinic | 0 | UNKNOWN | DE |  |  |  | Lights; Examination | 27965 | COOL SPOT | BURTON CO | 0
CHRISTIANA |  | HOSPITAL-CH | 0 | US971102 | DE |  |  |  | Warming Units; Microscope Slide | 35485 | HP105 | FRESENIUS MEDICAL CARE NORTH AMERICA | 0
CHRISTIANA |  | HOSPITAL-CH | 0 | JA060673 | DE |  |  |  | Sphygmomanometers; Electronic; Automatic | 41610 | 53NTO-E1 | CARDINAL | 1300
CHRISTIANA |  | HOSPITAL-CH | 0 | 1055 | DE |  |  |  | Aspirators; Thoracic | 31365 | 55-JST | Emerson; J H Co | 999
CHRISTIANA |  | HOSPITAL-WH | 0 | 1014 | DE |  |  |  | Aspirators; Thoracic | 29685 | 55-JST | Emerson; J H Co | 1250
CHRISTIANA |  | HOSPITAL-CH | 0 | 1056 | DE |  |  |  | Aspirators; Thoracic | 31364 | 55-JST | Emerson; J H Co | 999
CHRISTIANA |  | HOSPITAL-WH | 0 | 1011 | DE |  |  |  | Aspirators; Thoracic | 29904 | 55-JST | Emerson; J H Co | 1250
CHRISTIANA |  | HOSPITAL-WH | 0 | 1031 | DE |  |  |  | Aspirators; Thoracic | 31282 | 55-JST | Emerson; J H Co | 999
CHRISTIANA |  | HOSPITAL-CH | 0 | 1030 | DE |  |  |  | Aspirators; Thoracic | 31284 | 55-JST | Emerson; J H Co | 999
CHRISTIANA |  | HOSPITAL-WH | 0 | 1017 | DE |  |  |  | Aspirators; Thoracic | 29903 | 55-JST | Emerson; J H Co | 1250
CHRISTIANA |  | HOSPITAL-CH | 0 | 1035 | DE |  |  |  | Aspirators; Thoracic | 31281 | 55-JST | Emerson; J H Co | 999
CHRISTIANA |  | HOSPITAL-CH | 0 | 1034 | DE |  |  |  | Aspirators; Thoracic | 31283 | 55-JST | Emerson; J H Co | 999
CHRISTIANA |  | HOSPITAL-CH | 0 | 1029 | DE |  |  |  | Aspirators; Thoracic | 31285 | 55-JST | Emerson; J H Co | 999
CHRISTIANA |  | HOSPITAL-CH | 0 | 1032 | DE |  |  |  | Aspirators; Thoracic | 31286 | 55-JST | Emerson; J H Co | 999
CHRISTIANA |  | HOSPITAL-CH | 0 | 1052 | DE |  |  |  | Aspirators; Thoracic | 31353 | 55-JST | Emerson; J H Co | 999
CHRISTIANA |  | HOSPITAL-CH | 0 | 55JST-1001 | DE |  |  |  | Aspirators; Thoracic | 28226 | 55-JST | Emerson; J H Co | 1250
CHRISTIANA |  | HOSPITAL-CH | 0 | 1044 | DE |  |  |  | Aspirators; Thoracic | 31352 | 55-JST | Emerson; J H Co | 999
CHRISTIANA |  | HOSPITAL-CH | 0 | 1048 | DE |  | 2000-11-26 19:00 |  | Aspirators; Thoracic | 31355 | 55-JST | Emerson; J H Co | 999
CHRISTIANA |  | HOSPITAL-WH | 0 | 1012 | DE |  |  |  | Aspirators; Thoracic | 29688 | 55-JST | Emerson; J H Co | 1250
CHRISTIANA |  | HOSPITAL-WH | 0 | 1013 | DE |  |  |  | Aspirators; Thoracic | 29686 | 55-JST | Emerson; J H Co | 1250
CHRISTIANA |  | HOSPITAL-CH | 0 | 55JST-1006 | DE |  |  |  | Aspirators; Thoracic | 28225 | 55-JST | Emerson; J H Co | 1250
CHRISTIANA |  | HOSPITAL-WH | 0 | 77754 | DE |  |  |  | Aspirators; Thoracic | 17596 | 55-JST | Emerson; J H Co | 1600
CHRISTIANA |  | Riverside Medical Arts Complex | 0 | 1010 | DE |  |  |  | Aspirators; Thoracic | 29689 | 55-JST | Emerson; J H Co | 1250
CHRISTIANA |  | HOSPITAL-CH | 0 | 1016 | DE |  |  |  | Aspirators; Thoracic | 29687 | 55-JST | Emerson; J H Co | 1250
CHRISTIANA |  | HOSPITAL-WH | 0 | 771018 | DE |  |  |  | Aspirators; Thoracic | 13619 | 55-JST | Emerson; J H Co | 1600
CHRISTIANA |  | HOSPITAL-WH | 0 | 1039 | DE |  |  |  | Aspirators; Thoracic | 31238 | 55-JST | Emerson; J H Co | 999
CHRISTIANA |  | HOSPITAL-WH | 0 | 1037 | DE |  |  |  | Aspirators; Thoracic | 31067 | 55-JST | Emerson; J H Co | 999
CHRISTIANA |  | HOSPITAL-CH | 0 | NONE | DE |  | 2000-11-26 19:00 |  | Aspirators; Thoracic | 31236 | 55-JST | Emerson; J H Co | 999
CHRISTIANA |  | HOSPITAL-CH | 0 | 55JST-1005 | DE |  |  |  | Aspirators; Thoracic | 28227 | 55-JST | Emerson; J H Co | 1250
CHRISTIANA |  | HOSPITAL-WH | 0 | 1040 | DE |  |  |  | Aspirators; Thoracic | 31069 | 55-JST | Emerson; J H Co | 999
CHRISTIANA |  | HOSPITAL-WH | 0 | 9824 | DE |  |  |  | Aspirators; Thoracic | 28504 | 55-JST | Emerson; J H Co | 1200
CHRISTIANA |  | HOSPITAL-WH | 0 | 79553 | DE |  |  |  | Aspirators; Thoracic | 13170 | 55-JST | Emerson; J H Co | 1600
CHRISTIANA |  | HOSPITAL-WH | 0 | 80689 | DE |  |  |  | Aspirators; Thoracic | 12626 | 55-JST | Emerson; J H Co | 1600
CHRISTIANA |  | HOSPITAL-CH | 0 | 55JST-1004 | DE |  |  |  | Aspirators; Thoracic | 28229 | 55-JST | Emerson; J H Co | 1250
CHRISTIANA |  | HOSPITAL-CH | 0 | 1053 | DE |  |  |  | Aspirators; Thoracic | 31356 | 55-JST | Emerson; J H Co | 999
CHRISTIANA |  | HOSPITAL-WH | 0 | 1050 | DE |  |  |  | Aspirators; Thoracic | 31359 | 55-JST | Emerson; J H Co | 999
CHRISTIANA |  | HOSPITAL-CH | 0 | 1046 | DE |  |  |  | Aspirators; Thoracic | 31361 | 55-JST | Emerson; J H Co | 999
CHRISTIANA |  | HOSPITAL-WH | 0 | 9825 | DE |  |  |  | Aspirators; Thoracic | 28506 | 55-JST | Emerson; J H Co | 1200
CHRISTIANA |  | HOSPITAL-WH | 0 | 1047 | DE |  |  |  | Aspirators; Thoracic | 31358 | 55-JST | Emerson; J H Co | 999
CHRISTIANA |  | HOSPITAL-CH | 0 | 1045 | DE |  | 2000-11-26 19:00 |  | Aspirators; Thoracic | 31360 | 55-JST | Emerson; J H Co | 999
CHRISTIANA |  | HOSPITAL-WH | 0 | 74584 | DE |  |  |  | Aspirators; Thoracic | 13168 | 55-JST | Emerson; J H Co | 1600
CHRISTIANA |  | HOSPITAL-CH | 0 | 1054 | DE |  |  |  | Aspirators; Thoracic | 31362 | 55-JST | Emerson; J H Co | 999
CHRISTIANA |  | HOSPITAL-WH | 0 | 1057 | DE |  |  |  | Aspirators; Thoracic | 31363 | 55-JST | Emerson; J H Co | 999
CHRISTIANA |  | HOSPITAL-WH | 0 | 85132 | DE |  |  |  | Aspirators; Thoracic | 10799 | 55-JST | Emerson; J H Co | 1600
CHRISTIANA |  | HOSPITAL-CH | 0 | 9901 | DE |  |  |  | Aspirators; Thoracic | 28505 | 55-JST | Emerson; J H Co | 1200
CHRISTIANA |  | HOSPITAL-CH | 33250 | 2279168-1 | DE |  |  |  | Stereotactic Systems; Neurosurgical; Frameless | 39547 | TREON PLUS | MEDTRONIC XOMED SURGICAL PRODUCTS INC DIV MEDTRONIC INC | 240000
CHRISTIANA |  | HOSPITAL-CH | 0 | 10023282 | DE |  |  |  | Analyzers; Laboratory; Blood Gas/pH | 46665 | GEM PREMIER 40000 | Instrumentation Laboratory Co | 20500
CHRISTIANA |  | HOSPITAL-CH | 0 | PH7412 | DE |  |  |  | Hemodialysis Units | 35436 | PHOENIX | GAMBRO RENAL PRODUCTS | 14500
CHRISTIANA |  | HOSPITAL-CH | 0 | PH7471 | DE |  |  |  | Hemodialysis Units | 35437 | PHOENIX | GAMBRO RENAL PRODUCTS | 14500
CHRISTIANA |  | HOSPITAL-CH | 0 | PH7494 | DE |  |  |  | Hemodialysis Units | 35442 | PHOENIX | GAMBRO RENAL PRODUCTS | 14500
CHRISTIANA |  | HOSPITAL-CH | 0 | PH7506 | DE |  |  |  | Hemodialysis Units | 35444 | PHOENIX | GAMBRO RENAL PRODUCTS | 14500
CHRISTIANA |  | HOSPITAL-CH | 0 | PH7487 | DE |  | 2019-08-08 15:55 |  | Hemodialysis Units | 35441 | PHOENIX | GAMBRO RENAL PRODUCTS | 14500
CHRISTIANA |  | HOSPITAL-CH | 0 | PH7499 | DE |  |  |  | Hemodialysis Units | 35443 | PHOENIX | GAMBRO RENAL PRODUCTS | 14500
CHRISTIANA |  | HOSPITAL-CH | 0 | PH4993 | DE |  |  |  | Hemodialysis Units | 34652 | PHOENIX | GAMBRO RENAL PRODUCTS | 14500
CHRISTIANA |  | HOSPITAL-CH | 0 | PH5062 | DE |  |  |  | Hemodialysis Units | 34654 | PHOENIX | GAMBRO RENAL PRODUCTS | 14500
CHRISTIANA |  | HOSPITAL-CH | 0 | PH5077 | DE |  |  |  | Hemodialysis Units | 34653 | PHOENIX | GAMBRO RENAL PRODUCTS | 14500
CHRISTIANA |  | HOSPITAL-CH | 0 | PH4994 | DE |  |  |  | Hemodialysis Units | 34655 | PHOENIX | GAMBRO RENAL PRODUCTS | 14500
CHRISTIANA |  | HOSPITAL-CH | 0 | PH7478 | DE |  |  |  | Hemodialysis Units | 35438 | PHOENIX | GAMBRO RENAL PRODUCTS | 14500
CHRISTIANA |  | HOSPITAL-CH | 0 | PH7483 | DE |  |  |  | Hemodialysis Units | 35440 | PHOENIX | GAMBRO RENAL PRODUCTS | 14500
CHRISTIANA |  | HOSPITAL-CH | 0 | PH7479 | DE |  |  |  | Hemodialysis Units | 35439 | PHOENIX | GAMBRO RENAL PRODUCTS | 14500
CHRISTIANA |  | HOSPITAL-CH | 0 | PH0221 | DE |  |  |  | Hemodialysis Units | 32576 | PHOENIX | GAMBRO RENAL PRODUCTS | 14500
CHRISTIANA |  | HOSPITAL-CH | 0 | PH0465 | DE |  |  |  | Hemodialysis Units | 32573 | PHOENIX | GAMBRO RENAL PRODUCTS | 14500
CHRISTIANA |  | HOSPITAL-CH | 0 | PH0466 | DE |  |  |  | Hemodialysis Units | 32575 | PHOENIX | GAMBRO RENAL PRODUCTS | 14500
CHRISTIANA |  | HOSPITAL-CH | 0 | PH0481 | DE |  |  |  | Hemodialysis Units | 32572 | PHOENIX | GAMBRO RENAL PRODUCTS | 14500
CHRISTIANA |  | HOSPITAL-CH | 0 | PH0467 | DE |  |  |  | Hemodialysis Units | 32571 | PHOENIX | GAMBRO RENAL PRODUCTS | 14500
CHRISTIANA |  | HOSPITAL-CH | 0 | PH0482 | DE |  |  |  | Hemodialysis Units | 32574 | PHOENIX | GAMBRO RENAL PRODUCTS | 14500
CHRISTIANA |  | HOSPITAL-CH | 0 | 120604000000 | DE |  | 2005-10-10 20:00 |  | Automation Systems; Medication Dispensing; Clinical Pharmacy | ID33081 | ACCUD-MAIN2D | MCKESSON CORP | 3000
CHRISTIANA |  | HOSPITAL-CH | 0 | 120608000000 | DE |  |  |  | Automation Systems; Medication Dispensing; Clinical Pharmacy | ID33179 | ACCUD-MAIN2D | MCKESSON CORP | 75000
CHRISTIANA |  | HOSPITAL-CH | 0 | 120604000000 | DE |  | 2005-10-10 20:00 |  | Automation Systems; Medication Dispensing; Clinical Pharmacy | ID33154 | ACCUD-MAIN2D | MCKESSON CORP | 2500
CHRISTIANA |  | HOSPITAL-CH | 0 | 222090.2 | DE |  | 2015-09-01 20:00 |  | Facility Booms; Ceiling-Mounted | B1 BOOM 4 | Prima Xtend Ceiling Arm P1364SR | Hill-Rom Co Inc | 75000
CHRISTIANA |  | HOSPITAL-CH | 0 | 2089 | DE |  |  |  | Centrifuges; Floor; Low-Speed; Nonrefrigerated; Blood Bank | 12908 | ACCU SPIN 1 | FISHER SCIENTIFIC | 1000
CHRISTIANA |  | HOSPITAL-CH | 0 | 40324675 | DE |  | 2004-04-12 20:00 |  | Centrifuges; Floor; Low-Speed; Nonrefrigerated; Blood Bank | 34791 | ACCU SPIN 1 | FISHER SCIENTIFIC | 6592.16
CHRISTIANA |  | HOSPITAL-CH | 0 | 40463504 | DE |  | 2005-05-25 20:00 |  | Centrifuges | 37138 | ACCU SPIN 1 | FISHER SCIENTIFIC | 6590.09
CHRISTIANA |  | HOSPITAL-WH | 0 | KA0206 | DE |  |  |  | Refractors; Ophthalmic; Manual | 18296 | KR3000 | TOPCON INSTRUMENT CORP OF AMERICA | 12346
CHRISTIANA |  | HOSPITAL-CH | 0 | LCPG0952 | DE |  |  |  | Analyzers; Laboratory; Hematology; Blood/Component Volume | 42646 | JE379 | Roche Diagnostics Corp | 0
CHRISTIANA |  | HCCC | 0 | 1188 | DE |  | 2001-11-12 19:00 |  | Warming Units; Gel | 32003 | 5060 | WESTERN OPTICAL SUPPLY | 500
CHRISTIANA |  | Trailer Life Net | 0 | A11091 | DE |  |  |  | Ventilators; Transport | 39335 | LTV1000 | PULMONETIC SYSTEMS | 11550
CHRISTIANA |  | HOSPITAL-CH | 0 | PF00002566-P | DE |  | 2010-09-15 20:00 |  | Humidifiers; Artificial Airway; Heated | 47038 | 85-PF | TRI-ANIM HEALTH SERVICES INC | 5400
CHRISTIANA |  | HOSPITAL-CH | 0 | PF00008321-S | DE |  | 2013-07-18 20:00 |  | Humidifiers; Artificial Airway; Heated | 51262 | 85-PF | TRI-ANIM HEALTH SERVICES INC | 3495
CHRISTIANA |  | HOSPITAL-CH | 0 | PF00006615-s | DE |  |  |  | Humidifiers; Artificial Airway; Heated | 50544 | 85-PF | TRI-ANIM HEALTH SERVICES INC | 5400
CHRISTIANA |  | HOSPITAL-CH | 0 | PF00002389-P | DE |  | 2010-09-15 20:00 |  | Humidifiers; Artificial Airway; Heated | 47145 | 85-PF | TRI-ANIM HEALTH SERVICES INC | 5400
CHRISTIANA |  | HOSPITAL-CH | 0 | 609030440 | DE |  |  |  | Humidifiers; Artificial Airway; Heated | 57003 | 85-PF | TRI-ANIM HEALTH SERVICES INC | 5400
CHRISTIANA |  | HOSPITAL-CH | 0 | PF00002572-P | DE |  | 2010-09-15 20:00 |  | Humidifiers; Artificial Airway; Heated | 47037 | 85-PF | TRI-ANIM HEALTH SERVICES INC | 5400
CHRISTIANA |  | HOSPITAL-CH | 0 | 608040491 | DE |  |  |  | Humidifiers; Artificial Airway; Heated | 57004 | 85-PF | TRI-ANIM HEALTH SERVICES INC | 5400
CHRISTIANA |  | HOSPITAL-CH | 0 | 610070270 | DE |  |  |  | Humidifiers; Artificial Airway; Heated | 57006 | 85-PF | TRI-ANIM HEALTH SERVICES INC | 5400
CHRISTIANA |  | HOSPITAL-CH | 0 | PF0006433-s | DE |  | 2012-12-26 19:00 |  | Humidifiers; Artificial Airway; Heated | 50543 | 85-PF | TRI-ANIM HEALTH SERVICES INC | 5400 | Purchased
CHRISTIANA |  | HOSPITAL-CH | 0 | PF00006617-s | DE |  | 2012-12-26 19:00 |  | Humidifiers; Artificial Airway; Heated | 50542 | 85-PF | TRI-ANIM HEALTH SERVICES INC | 5400
CHRISTIANA |  | HOSPITAL-CH | 0 | 609030008 | DE |  |  |  | Humidifiers; Artificial Airway; Heated | 57005 | 85-PF | TRI-ANIM HEALTH SERVICES INC | 5400
CHRISTIANA |  | HOSPITAL-CH | 0 | 608100081 | DE |  |  |  | Humidifiers; Artificial Airway; Heated | 57007 | 85-PF | TRI-ANIM HEALTH SERVICES INC | 5400
CHRISTIANA |  | HOSPITAL-CH | 0 | PF00005105S | DE |  | 2012-06-10 20:00 |  | Humidifiers; Artificial Airway; Heated | 48794 | 85-PF | TRI-ANIM HEALTH SERVICES INC | 2500
CHRISTIANA |  | HOSPITAL-CH | 0 | PF000050895 | DE |  | 2012-06-10 20:00 |  | Humidifiers; Artificial Airway; Heated | 48795 | 85-PF | TRI-ANIM HEALTH SERVICES INC | 2500
CHRISTIANA |  | HOSPITAL-CH | 0 | PF00002573-P | DE |  | 2010-09-15 20:00 |  | Humidifiers; Artificial Airway; Heated | 47142 | 85-PF | TRI-ANIM HEALTH SERVICES INC | 5400
CHRISTIANA |  | HOSPITAL-CH | 0 | 609030499 | DE |  |  |  | Humidifiers; Artificial Airway; Heated | 57008 | 85-PF | TRI-ANIM HEALTH SERVICES INC | 5400
CHRISTIANA |  | HOSPITAL-CH | 0 | 609030660 | DE |  |  |  | Humidifiers; Artificial Airway; Heated | 57010 | 85-PF | TRI-ANIM HEALTH SERVICES INC | 5400
CHRISTIANA |  | HOSPITAL-CH | 0 | PF00004228-P | DE |  | 2010-09-15 20:00 |  | Humidifiers; Artificial Airway; Heated | 47143 | 85-PF | TRI-ANIM HEALTH SERVICES INC | 5400
CHRISTIANA |  | HOSPITAL-CH | 0 | PF00006256-s | DE |  | 2012-12-26 19:00 |  | Humidifiers; Artificial Airway; Heated | 50545 | 85-PF | TRI-ANIM HEALTH SERVICES INC | 5400
CHRISTIANA |  | HOSPITAL-CH | 0 | 608110208 | DE |  |  |  | Humidifiers; Artificial Airway; Heated | 57009 | 85-PF | TRI-ANIM HEALTH SERVICES INC | 5400
CHRISTIANA |  | HOSPITAL-CH | 0 | 609030538 | DE |  |  |  | Humidifiers; Artificial Airway; Heated | 57011 | 85-PF | TRI-ANIM HEALTH SERVICES INC | 5400
CHRISTIANA |  | HOSPITAL-CH | 0 | PF00006258-s | DE |  | 2012-12-26 19:00 |  | Humidifiers; Artificial Airway; Heated | 50540 | 85-PF | TRI-ANIM HEALTH SERVICES INC | 5400
CHRISTIANA |  | HOSPITAL-CH | 0 | 609090216 | DE |  |  |  | Humidifiers; Artificial Airway; Heated | 57012 | 85-PF | TRI-ANIM HEALTH SERVICES INC | 5400
CHRISTIANA |  | HOSPITAL-CH | 0 | 636287 | DE |  |  |  | Balances; Electronic | 12845 | PN1210 | METTLER INSTRUMENT CORP | 1379
CHRISTIANA |  | HOSPITAL-CH | 0 | 02-0476 | DE |  |  |  | X-Ray Film Handling Equipment; Automatic; Daylight | 14625 | CDAFD-1417 | DUPONT MEDICAL PRODUCTS DIAGNOSTIC IMAGING DIV | 3169
CHRISTIANA |  | HOSPITAL-CH | 0 | 02-0506 | DE |  |  |  | X-Ray Film Handling Equipment; Automatic; Daylight | 14665 | CDAFD-1417 | DUPONT MEDICAL PRODUCTS DIAGNOSTIC IMAGING DIV | 10000
CHRISTIANA |  | HOSPITAL-CH | 0 | 02-0478 | DE |  |  |  | X-Ray Film Handling Equipment; Automatic; Daylight | 14628 | CDAFD-1417 | DUPONT MEDICAL PRODUCTS DIAGNOSTIC IMAGING DIV | 3169
CHRISTIANA |  | HOSPITAL-CH | 0 | 02-0505 | DE |  |  |  | X-Ray Film Handling Equipment; Automatic; Daylight | 12738 | CDAFD-1417 | DUPONT MEDICAL PRODUCTS DIAGNOSTIC IMAGING DIV | 3169
CHRISTIANA |  | HOSPITAL-CH | 0 | 02-0480 | DE |  |  |  | X-Ray Film Handling Equipment; Automatic; Daylight | 12684 | CDAFD-1417 | DUPONT MEDICAL PRODUCTS DIAGNOSTIC IMAGING DIV | 3169
CHRISTIANA |  | HOSPITAL-WH | 0 | NONE | DE |  |  |  | X-Ray Film Handling Equipment; Automatic; Daylight | 13838 | CDAFD-1417 | DUPONT MEDICAL PRODUCTS DIAGNOSTIC IMAGING DIV | 3286
CHRISTIANA |  | HOSPITAL-WH | 0 | NS | DE |  |  |  | X-Ray Film Handling Equipment; Automatic; Daylight | 13831 | CDAFD-1417 | DUPONT MEDICAL PRODUCTS DIAGNOSTIC IMAGING DIV | 10000
CHRISTIANA |  | HOSPITAL-WH | 0 | NS | DE |  |  |  | X-Ray Film Handling Equipment; Automatic; Daylight | 13887 | CDAFD-1417 | DUPONT MEDICAL PRODUCTS DIAGNOSTIC IMAGING DIV | 10000
CHRISTIANA |  | HOSPITAL-CH | 0 | 02-0502 | DE |  |  |  | X-Ray Film Handling Equipment; Automatic; Daylight | 14663 | CDAFD-1417 | DUPONT MEDICAL PRODUCTS DIAGNOSTIC IMAGING DIV | 10000
CHRISTIANA |  | HOSPITAL-WH | 0 | NS | DE |  |  |  | X-Ray Film Handling Equipment; Automatic; Daylight | 13844 | CDAFD-1417 | DUPONT MEDICAL PRODUCTS DIAGNOSTIC IMAGING DIV | 10000
CHRISTIANA |  | HOSPITAL-WH | 0 | NONE | DE |  |  |  | X-Ray Film Handling Equipment; Automatic; Daylight | 13858 | CDAFD-1417 | DUPONT MEDICAL PRODUCTS DIAGNOSTIC IMAGING DIV | 3286
CHRISTIANA |  | HOSPITAL-CH | 0 | NS | DE |  |  |  | X-Ray Film Handling Equipment; Automatic; Daylight | 14670 | CDAFD-1417 | DUPONT MEDICAL PRODUCTS DIAGNOSTIC IMAGING DIV | 10000
CHRISTIANA |  | HOSPITAL-CH | 0 | 02-0504 | DE |  |  |  | X-Ray Film Handling Equipment; Automatic; Daylight | 14723 | CDAFD-1417 | DUPONT MEDICAL PRODUCTS DIAGNOSTIC IMAGING DIV | 10000
CHRISTIANA |  | HOSPITAL-CH | 0 | 14-0043 | DE |  |  |  | X-Ray Film Handling Equipment; Automatic; Daylight | 14677 | CDAFD-1417 | DUPONT MEDICAL PRODUCTS DIAGNOSTIC IMAGING DIV | 10000
CHRISTIANA |  | HOSPITAL-CH | 0 | 02-0473 | DE |  |  |  | X-Ray Film Handling Equipment; Automatic; Daylight | 12690 | CDAFD-1417 | DUPONT MEDICAL PRODUCTS DIAGNOSTIC IMAGING DIV | 10000
CHRISTIANA |  | HOSPITAL-CH | 0 | 02-0474 | DE |  |  |  | X-Ray Film Handling Equipment; Automatic; Daylight | 12699 | CDAFD-1417 | DUPONT MEDICAL PRODUCTS DIAGNOSTIC IMAGING DIV | 10000
CHRISTIANA |  | HOSPITAL-CH | 0 | FAUA00030 | DE |  |  |  | Monitors; Bedside; Respiration; Carbon Dioxide/Oxygen | 25544 | 5330 | MEDTRONIC INC CARDIOVASCULAR SECTOR | 7999.99
CHRISTIANA |  | HOSPITAL-CH | 0 | EH1007386R | DE |  |  |  | Pacemakers; Cardiac; External; Invasive Electrode | 14591 | 5330 | MEDTRONIC INC CARDIOVASCULAR SECTOR | 0
CHRISTIANA |  | HOSPITAL-CH | 0 | 3851640/000779 | DE |  |  |  | Radiographic/Fluoroscopic Systems; General-Purpose | 28626 | ALLURA BV5000 | PHILIPS MEDICAL SYSTEMS NORTH AMERICA | 200000
CHRISTIANA |  | HOSPITAL-CH | 0 | DE52036501 | DE |  |  |  | MONITORING SYSTEMS; Physiologic; Acute Care | 38002 | M8007A MP70 | PHILIPS MEDICAL SYSTEMS CARDIAC & MONITORING SYSTEMS DIV | 4586
CHRISTIANA |  | HOSPITAL-CH | 0 | DE61755929 | DE |  | 2018-01-29 19:00 |  | MONITORING SYSTEMS; Physiologic; Acute Care | 66491 | M8007A MP70 | PHILIPS MEDICAL SYSTEMS CARDIAC & MONITORING SYSTEMS DIV | 3200
CHRISTIANA |  | HOSPITAL-CH | 0 | DE52036519 | DE |  |  |  | MONITORING SYSTEMS; Physiologic; Acute Care | 38016 | M8007A MP70 | PHILIPS MEDICAL SYSTEMS CARDIAC & MONITORING SYSTEMS DIV | 4586
CHRISTIANA |  | HOSPITAL-CH | 0 | DE52036509 | DE |  |  |  | MONITORING SYSTEMS; Physiologic; Acute Care | 38017 | M8007A MP70 | PHILIPS MEDICAL SYSTEMS CARDIAC & MONITORING SYSTEMS DIV | 4586
CHRISTIANA |  | HOSPITAL-CH | 0 | DE52036512 | DE |  |  |  | MONITORING SYSTEMS; Physiologic; Acute Care | 38008 | M8007A MP70 | PHILIPS MEDICAL SYSTEMS CARDIAC & MONITORING SYSTEMS DIV | 4586
CHRISTIANA |  | HOSPITAL-CH | 0 | DE52036513 | DE |  |  |  | MONITORING SYSTEMS; Physiologic; Acute Care | 38007 | M8007A MP70 | PHILIPS MEDICAL SYSTEMS CARDIAC & MONITORING SYSTEMS DIV | 4586
CHRISTIANA |  | HOSPITAL-CH | 0 | DE52036541 | DE |  |  |  | MONITORING SYSTEMS; Physiologic; Acute Care | 38011 | M8007A MP70 | PHILIPS MEDICAL SYSTEMS CARDIAC & MONITORING SYSTEMS DIV | 4586
CHRISTIANA |  | HOSPITAL-CH | 0 | DE52036511 | DE |  |  |  | MONITORING SYSTEMS; Physiologic; Acute Care | 38014 | M8007A MP70 | PHILIPS MEDICAL SYSTEMS CARDIAC & MONITORING SYSTEMS DIV | 4586
CHRISTIANA |  | HOSPITAL-CH | 0 | DE52036502 | DE |  |  |  | MONITORING SYSTEMS; Physiologic; Acute Care | 38013 | M8007A MP70 | PHILIPS MEDICAL SYSTEMS CARDIAC & MONITORING SYSTEMS DIV | 4586
CHRISTIANA |  | HOSPITAL-CH | 0 | 5191 | DE |  |  |  | Workstations; Digital Radiography | 34351 | LEONARDO | SIEMENS HEALTH SYSTEMS | 66202
CHRISTIANA |  | HOSPITAL-CH | 0 | VARIED | DE |  |  |  | Printers; Computer/Network | NET KIN | KINET DX | SIEMENS HEALTH SYSTEMS | 19999
CHRISTIANA |  | HOSPITAL-CH | 0 | L5350 | DE |  |  |  | Analyzers; Laboratory; Immunoassay; Chemiluminescent | 32532 | IMMULITE | SIEMENS HEALTH SYSTEMS | 47500
CHRISTIANA |  | Foulkstone Plaza | 0 | C6257 | DE |  |  |  | Exercisers; Aerobic; Climbing; Stair/Stepper; Powered | 31739 | Crossrobics 1650 LE | STAIRMASTER SPORTS/MEDICAL PRODUCTS LP | 4999.99
CHRISTIANA |  | HCCC | 0 | 605371000000 | DE |  |  |  | Exercisers; Aerobic; Climbing; Stair/Stepper; Powered | 31587 | Crossrobics 1650 LE | STAIRMASTER SPORTS/MEDICAL PRODUCTS LP | 4999.99
CHRISTIANA |  | Pike Creek | 0 | U2778 | DE |  |  |  | Exercisers; Aerobic; Climbing; Stair/Stepper; Powered | 38384 | Crossrobics 1650 LE | STAIRMASTER SPORTS/MEDICAL PRODUCTS LP | 4999.99
CHRISTIANA |  | Middletown Care Center(Sleepy Hollow) | 0 | 4D0070127016 | DE |  |  |  | Exercisers; Aerobic; Climbing; Stair/Stepper; Powered | 38250 | Crossrobics 1650 LE | STAIRMASTER SPORTS/MEDICAL PRODUCTS LP | 4999.99
CHRISTIANA |  | HOSPITAL-CH | 0 | 1857 | DE |  |  |  | Tables; Examination/Treatment; Adjustable; Orthopedic; Traction | 25952 | AET-4 | CHATTANOOGA GROUP DIV ENCORE MEDICAL CORP | 3000
CHRISTIANA |  | New Castle Center | 0 | 2154 | DE |  |  |  | Tables; Examination/Treatment; Adjustable; Orthopedic; Traction | 31980 | AET-4 | CHATTANOOGA GROUP DIV ENCORE MEDICAL CORP | 3000
CHRISTIANA |  | Foulkstone Plaza | 0 | 1599 | DE |  |  |  | Tables; Examination/Treatment; Adjustable; Orthopedic; Traction | 31744 | AET-4 | CHATTANOOGA GROUP DIV ENCORE MEDICAL CORP | 3000
CHRISTIANA |  | HOSPITAL-CH | 0 | BEE00008 | DE |  |  |  | TEST EQUIPMENT; TEST EQUIPMENT | 49391 | TEMP. SIMULATOR | OHMEDA | 0
CHRISTIANA |  | HOSPITAL-CH | 0 | 9401-111 | DE |  |  |  | Baths; Water; Laboratory | 21647 | 188 | PRECISION BIOMEDICAL SERVICES INC | 2000
CHRISTIANA |  |  | 0 | 290488 | DE |  |  |  | Aspirators; Emergency | 24962 | 5711-102 | SCHUCO INC | 600
CHRISTIANA |  |  | 0 | 283 | DE |  |  |  | Aspirators; Emergency | 24963 | 5711-102 | SCHUCO INC | 600
CHRISTIANA |  |  | 0 | 888128 | DE |  |  |  | Aspirators; Emergency | 27427 | 5711-102 | SCHUCO INC | 600
CHRISTIANA |  | HOSPITAL-CH | 0 | 1222-J091 | DE |  |  |  | Aspirators; Emergency | 20008 | 8800 | ARMSTRONG MEDICAL INDUSTRIES INC | 1000
CHRISTIANA |  | HOSPITAL-WH | 0 | SV219510640 | DE |  |  |  | Monitors; Video | 37270 | 240-030-920 | Stryker Corp | 5000
CHRISTIANA |  | HOSPITAL-CH | 0 | SV2195F0075 | DE |  |  |  | Monitors; Video | 37455 | 240-030-920 | Stryker Corp | 5000
CHRISTIANA |  | HOSPITAL-CH | 0 | G00818432 | DE |  |  |  | Oximeters; Pulse | 38143 | N392 | NELLCOR PURITAN BENNETT INC | 2999.99
CHRISTIANA |  | HOSPITAL-CH | 0 | 44123 | DE |  | 2017-04-28 20:00 |  | Scanning Systems; Ultrasonic; General-Purpose | t0064 | SII Ultrasound System | SonoSite Inc | 35000
CHRISTIANA |  | HOSPITAL-CH | 0 | 4752 | DE |  |  |  | Scanning Systems; Ultrasonic; Intravascular | 40476 | ILAB 120 | BOSTON SCIENTIFIC CORP | 9.99
CHRISTIANA |  | HOSPITAL-CH | 0 | 4737 | DE |  |  |  | Scanning Systems; Ultrasonic; Intravascular | 39965 | ILAB 120 | BOSTON SCIENTIFIC CORP | 9.99
CHRISTIANA |  | MAP II | 0 | NONE | DE |  |  |  | Lights; Examination | 18443 | 48300 | CARDINAL | 800
CHRISTIANA |  | HOSPITAL-WH | 0 | K5347 | DE |  |  |  | Sphygmomanometers; Electronic; Automatic | 27201 | 9350 | GE MEDICAL SYSTEMS | 2500
CHRISTIANA |  | HOSPITAL-CH | 0 | 2421A01532 | DE |  |  |  | Physiologic Monitor Modules; ELECTROENCEPHALOGRAPHY | 14799 | 78554A | PHILIPS MEDICAL SYSTEMS CARDIAC & MONITORING SYSTEMS DIV | 5000
CHRISTIANA |  | HOSPITAL-CH | 0 | 2742A06366 | DE |  |  |  | Physiologic Monitor Modules; ELECTROENCEPHALOGRAPHY | 17521 | 78554A | PHILIPS MEDICAL SYSTEMS CARDIAC & MONITORING SYSTEMS DIV | 5000
CHRISTIANA |  | HOSPITAL-CH | 0 | 2742A05734 | DE |  |  |  | Physiologic Monitor Modules; ELECTROENCEPHALOGRAPHY | 16548 | 78554A | PHILIPS MEDICAL SYSTEMS CARDIAC & MONITORING SYSTEMS DIV | 5000
CHRISTIANA |  | HOSPITAL-CH | 0 | 2742A05737 | DE |  |  |  | Physiologic Monitor Modules; ELECTROENCEPHALOGRAPHY | 16535 | 78554A | PHILIPS MEDICAL SYSTEMS CARDIAC & MONITORING SYSTEMS DIV | 5000
CHRISTIANA |  | HOSPITAL-WH | 0 | 2742T00438 | DE |  |  |  | Monitors; Bedside; Electrocardiography | 15455 | 78351T | PHILIPS MEDICAL SYSTEMS CARDIAC & MONITORING SYSTEMS DIV | 6196
CHRISTIANA |  | Riverside Medical Arts Complex | 0 | 3C43432 | DE |  |  |  | Hemodialysis Units | 38399 | CENTRY SYS 3 | COBE RENAL CARE INC | 12200
CHRISTIANA |  | HOSPITAL-CH | 0 | 3C34138 | DE |  |  |  | Hemodialysis Units | 25606 | CENTRY SYS 3 | COBE RENAL CARE INC | 14500
CHRISTIANA |  | Riverside Medical Arts Complex | 0 | 3C43441 | DE |  |  |  | Hemodialysis Units | 38400 | CENTRY SYS 3 | COBE RENAL CARE INC | 12200
CHRISTIANA |  | HOSPITAL-CH | 0 | 3C34139 | DE |  |  |  | Hemodialysis Units | 25607 | CENTRY SYS 3 | COBE RENAL CARE INC | 14500
CHRISTIANA |  | HOSPITAL-CH | 0 | 3C29863 | DE |  |  |  | Hemodialysis Units | 23486 | CENTRY SYS 3 | COBE RENAL CARE INC | 2695
CHRISTIANA |  | HOSPITAL-CH | 0 | 3C34136 | DE |  |  |  | Hemodialysis Units | 25604 | CENTRY SYS 3 | COBE RENAL CARE INC | 14500
CHRISTIANA |  | HOSPITAL-CH | 0 | 3C34137 | DE |  |  |  | Hemodialysis Units | 25605 | CENTRY SYS 3 | COBE RENAL CARE INC | 14500
CHRISTIANA |  | HOSPITAL-CH | 0 | 3C45193 | DE |  |  |  | Hemodialysis Units | 30803 | CENTRY SYS 3 | COBE RENAL CARE INC | 13500
CHRISTIANA |  | HOSPITAL-WH | 0 | 3C45194 | DE |  |  |  | Hemodialysis Units | 30804 | CENTRY SYS 3 | COBE RENAL CARE INC | 13500
CHRISTIANA |  | HOSPITAL-CH | 0 | 3C45191 | DE |  |  |  | Hemodialysis Units | 30802 | CENTRY SYS 3 | COBE RENAL CARE INC | 13500
CHRISTIANA |  | HOSPITAL-CH | 0 | 3C29866 | DE |  |  |  | Hemodialysis Units | 23489 | CENTRY SYS 3 | COBE RENAL CARE INC | 14975
CHRISTIANA |  | HOSPITAL-CH | 0 | 3C29865 | DE |  |  |  | Hemodialysis Units | 23490 | CENTRY SYS 3 | COBE RENAL CARE INC | 6497
CHRISTIANA |  | HOSPITAL-CH | 0 | 3C45188 | DE |  |  |  | Hemodialysis Units | 30805 | CENTRY SYS 3 | COBE RENAL CARE INC | 13500
CHRISTIANA |  | HOSPITAL-CH | 0 | 3C29867 | DE |  |  |  | Hemodialysis Units | 23487 | CENTRY SYS 3 | COBE RENAL CARE INC | 14975
CHRISTIANA |  | HOSPITAL-CH | 0 | 3C32389 | DE |  |  |  | Hemodialysis Units | 25803 | CENTRY SYS 3 | COBE RENAL CARE INC | 15650
CHRISTIANA |  | HOSPITAL-CH | 0 | 3C32387 | DE |  |  |  | Hemodialysis Units | 25802 | CENTRY SYS 3 | COBE RENAL CARE INC | 15650
CHRISTIANA |  | HOSPITAL-CH | 0 | 101-01061NZIQ | DE |  |  |  | Carbon Dioxide Monitors; Transcutaneous | 30679 | TC02M | Dixtal Medical Inc | 0
CHRISTIANA |  | HOSPITAL-CH | 0 | 101-01062NZIQ | DE |  |  |  | Carbon Dioxide Monitors; Transcutaneous | 30678 | TC02M | Dixtal Medical Inc | 0
CHRISTIANA |  | HOSPITAL-CH | 0 | 101-0613EZ | DE |  |  |  | Carbon Dioxide Monitors; Transcutaneous | 27859 | TC02M | Dixtal Medical Inc | 4300
CHRISTIANA |  | HOSPITAL-CH | 0 | 101-01059NZIQ | DE |  |  |  | Carbon Dioxide Monitors; Transcutaneous | 30677 | TC02M | Dixtal Medical Inc | 0
CHRISTIANA |  | HOSPITAL-WH | 0 | 5845 | DE |  |  |  | Lifts; Patient Transfer | 35080 | PL-STAND-UP | Faaborglifton / Hover Tech | 5450
CHRISTIANA |  | HOSPITAL-CH | 0 | 5741 | DE |  | 2003-09-07 20:00 |  | Lifts; Patient Transfer | 34974 | PL-STAND-UP | Faaborglifton / Hover Tech | 5450
CHRISTIANA |  | HOSPITAL-CH | 477.27 | 208 | DE |  |  |  | Tables; Operating | 31311 | SST-3000 | Mizuho OSI | 0
CHRISTIANA |  | CANCER CENTER | 0 | 28407094859W | DE |  |  |  | Radiographic Units; Mammography | 46776 | ASY-01427 | LORAD BREAST IMAGING A HOLOGIC CO | 397500
CHRISTIANA |  | Springside Connor Building | 0 | 11682 | DE |  |  |  | Radiographic Units; Mammography | 36020 | MGF-110 | INSTRUMENTARIUM CORP | 149999.99
CHRISTIANA |  | HOSPITAL-WH | 0 | 6543 | DE |  |  |  | Radiographic Units; Mammography | 25240 | MGF-110 | INSTRUMENTARIUM CORP | 70000
CHRISTIANA |  | CANCER CENTER WEST | 0 | 8048 | DE |  |  |  | Radiographic Units; Mammography | 36022 | MGF-110 | INSTRUMENTARIUM CORP | 149999.99
CHRISTIANA |  | CANCER CENTER WEST | 0 | 6718 | DE |  |  |  | Radiographic Units; Mammography | 36021 | MGF-110 | INSTRUMENTARIUM CORP | 149999.99
CHRISTIANA |  | HOSPITAL-WH | 0 | 1324600059 | DE |  |  |  | Cast Cutter Vacuums | 52409 | REF940 | Stryker Corp | 975.15
CHRISTIANA |  | HOSPITAL-CH | 0 | GB0902891365004 | DE |  |  |  | Lifts; Patient Transfer | 25825 | KTA0200 | ARJO HOSPITAL EQUIPMENT INC | 3728.56
CHRISTIANA |  | HOSPITAL-WH | 0 | 1029921069 | DE |  |  |  | Ultrasound Therapy Systems; Physical Therapy | 20810 | RM510 | RICH-MAR CORP | 3345
CHRISTIANA |  | HOSPITAL-CH | 0 | 535 | DE |  |  |  | Radiographic Units; CHEST; MANUAL | 18668 | 531766 | PICKER INTERNATIONAL LTD | 5000
CHRISTIANA |  | HOSPITAL-CH | 0 | 542 | DE |  |  |  | Radiographic Units; CHEST; MANUAL | 18570 | 531766 | PICKER INTERNATIONAL LTD | 5000
CHRISTIANA |  | HOSPITAL-CH | 0 | 548 | DE |  |  |  | Radiographic Units; CHEST; MANUAL | 18557 | 531766 | PICKER INTERNATIONAL LTD | 5000
CHRISTIANA |  | HOSPITAL-CH | 0 | 03-0132 | DE |  |  |  | X-Ray Film Handling Equipment; Automatic; Daylight | 12681 | CDAFD-1114 | DUPONT MEDICAL PRODUCTS DIAGNOSTIC IMAGING DIV | 3169
CHRISTIANA |  | HOSPITAL-CH | 0 | NS | DE |  |  |  | X-Ray Film Handling Equipment; Automatic; Daylight | 14678 | CDAFD-1114 | DUPONT MEDICAL PRODUCTS DIAGNOSTIC IMAGING DIV | 10000
CHRISTIANA |  | HOSPITAL-WH | 0 | NONE | DE |  |  |  | X-Ray Film Handling Equipment; Automatic; Daylight | 13859 | CDAFD-1114 | DUPONT MEDICAL PRODUCTS DIAGNOSTIC IMAGING DIV | 5092
CHRISTIANA |  | HOSPITAL-CH | 0 | NONE | DE |  |  |  | X-Ray Film Handling Equipment; Automatic; Daylight | 14722 | CDAFD-1114 | DUPONT MEDICAL PRODUCTS DIAGNOSTIC IMAGING DIV | 10000
CHRISTIANA |  | HOSPITAL-CH | 0 | 03-0134 | DE |  |  |  | X-Ray Film Handling Equipment; Automatic; Daylight | 12669 | CDAFD-1114 | DUPONT MEDICAL PRODUCTS DIAGNOSTIC IMAGING DIV | 3168
CHRISTIANA |  | HOSPITAL-WH | 0 | NS | DE |  |  |  | X-Ray Film Handling Equipment; Automatic; Daylight | 13845 | CDAFD-1114 | DUPONT MEDICAL PRODUCTS DIAGNOSTIC IMAGING DIV | 3286
CHRISTIANA |  | HOSPITAL-CH | 0 | 03-0133 | DE |  |  |  | X-Ray Film Handling Equipment; Automatic; Daylight | 12700 | CDAFD-1114 | DUPONT MEDICAL PRODUCTS DIAGNOSTIC IMAGING DIV | 3169
CHRISTIANA |  | HOSPITAL-CH | 0 | 03-0129 | DE |  |  |  | X-Ray Film Handling Equipment; Automatic; Daylight | 14666 | CDAFD-1114 | DUPONT MEDICAL PRODUCTS DIAGNOSTIC IMAGING DIV | 10000
CHRISTIANA |  | HOSPITAL-WH | 0 | NONE | DE |  |  |  | X-Ray Film Handling Equipment; Automatic; Daylight | 13886 | CDAFD-1114 | DUPONT MEDICAL PRODUCTS DIAGNOSTIC IMAGING DIV | 10000
CHRISTIANA |  | HOSPITAL-CH | 0 | 426-102332 | DE |  |  |  | Physiologic Monitor Modules; Noninvasive Blood Pressure | 31647 | 90426 | Spacelabs Healthcare Inc An OSI Systems Co | 1802.5
CHRISTIANA |  | HOSPITAL-CH | 0 | 426-102338 | DE |  |  |  | Physiologic Monitor Modules; Noninvasive Blood Pressure | 31646 | 90426 | Spacelabs Healthcare Inc An OSI Systems Co | 1802.5
CHRISTIANA |  | HOSPITAL-CH | 0 | 426-102326 | DE |  |  |  | Physiologic Monitor Modules; Noninvasive Blood Pressure | 31657 | 90426 | Spacelabs Healthcare Inc An OSI Systems Co | 1802.5
CHRISTIANA |  | HOSPITAL-CH | 0 | 426-102331 | DE |  |  |  | Physiologic Monitor Modules; Noninvasive Blood Pressure | 31643 | 90426 | Spacelabs Healthcare Inc An OSI Systems Co | 1802.5
CHRISTIANA |  | HOSPITAL-CH | 0 | 426-102328 | DE |  |  |  | Physiologic Monitor Modules; Noninvasive Blood Pressure | 31645 | 90426 | Spacelabs Healthcare Inc An OSI Systems Co | 1802.5
CHRISTIANA |  | HOSPITAL-CH | 0 | 426-102335 | DE |  |  |  | Physiologic Monitor Modules; Noninvasive Blood Pressure | 31644 | 90426 | Spacelabs Healthcare Inc An OSI Systems Co | 1802.5
CHRISTIANA |  | HOSPITAL-CH | 0 | 426-102333 | DE |  |  |  | Physiologic Monitor Modules; Noninvasive Blood Pressure | 31649 | 90426 | Spacelabs Healthcare Inc An OSI Systems Co | 1802.5
CHRISTIANA |  | HOSPITAL-CH | 0 | 426-102330 | DE |  |  |  | Physiologic Monitor Modules; Noninvasive Blood Pressure | 31648 | 90426 | Spacelabs Healthcare Inc An OSI Systems Co | 1802.5
CHRISTIANA |  | HOSPITAL-CH | 0 | 426-102329 | DE |  |  |  | Physiologic Monitor Modules; Noninvasive Blood Pressure | 31650 | 90426 | Spacelabs Healthcare Inc An OSI Systems Co | 1802.5
CHRISTIANA |  | HOSPITAL-CH | 0 | 426-102336 | DE |  |  |  | Physiologic Monitor Modules; Noninvasive Blood Pressure | 31651 | 90426 | Spacelabs Healthcare Inc An OSI Systems Co | 1802.5
CHRISTIANA |  | HOSPITAL-CH | 0 | 426-102321 | DE |  |  |  | Physiologic Monitor Modules; Noninvasive Blood Pressure | 31653 | 90426 | Spacelabs Healthcare Inc An OSI Systems Co | 1802.5
CHRISTIANA |  | HOSPITAL-CH | 0 | 426-102322 | DE |  |  |  | Physiologic Monitor Modules; Noninvasive Blood Pressure | 31652 | 90426 | Spacelabs Healthcare Inc An OSI Systems Co | 1802.5
CHRISTIANA |  | HOSPITAL-CH | 0 | 426-102337 | DE |  |  |  | Physiologic Monitor Modules; Noninvasive Blood Pressure | 31654 | 90426 | Spacelabs Healthcare Inc An OSI Systems Co | 1802.5
CHRISTIANA |  | HOSPITAL-CH | 0 | 426-102323 | DE |  |  |  | Physiologic Monitor Modules; Noninvasive Blood Pressure | 31655 | 90426 | Spacelabs Healthcare Inc An OSI Systems Co | 1802.5
CHRISTIANA |  | HOSPITAL-CH | 0 | 426-102334 | DE |  |  |  | Physiologic Monitor Modules; Noninvasive Blood Pressure | 31656 | 90426 | Spacelabs Healthcare Inc An OSI Systems Co | 1802.5
CHRISTIANA |  | HOSPITAL-CH | 0 | 8851053 | DE |  |  |  | Ventilators; Volume | 16759 | 7200AE | PURITAN BENNETT CORP DIV TYCO HEALTHCARE GROUP LP | 20552
CHRISTIANA |  | HOSPITAL-CH | 0 | 8850213 | DE |  |  |  | Ventilators; Volume | 17976 | 7200AE | PURITAN BENNETT CORP DIV TYCO HEALTHCARE GROUP LP | 12287
CHRISTIANA |  | HOSPITAL-WH | 0 | 9040676 | DE |  |  |  | Ventilators; Volume | 17987 | 7200AE | PURITAN BENNETT CORP DIV TYCO HEALTHCARE GROUP LP | 20551
CHRISTIANA |  | HOSPITAL-CH | 0 | 8851052 | DE |  |  |  | Ventilators; Volume | 16766 | 7200AE | PURITAN BENNETT CORP DIV TYCO HEALTHCARE GROUP LP | 11037
CHRISTIANA |  | HOSPITAL-WH | 0 | 9040657 | DE |  |  |  | Ventilators; Volume | 17986 | 7200AE | PURITAN BENNETT CORP DIV TYCO HEALTHCARE GROUP LP | 12287
CHRISTIANA |  | HOSPITAL-CH | 0 | 9041209 | DE |  |  |  | Ventilators; Volume | 18866 | 7200AE | PURITAN BENNETT CORP DIV TYCO HEALTHCARE GROUP LP | 20000
CHRISTIANA |  | HOSPITAL-CH | 0 | 9043041 | DE |  |  |  | Ventilators; Volume | 18865 | 7200AE | PURITAN BENNETT CORP DIV TYCO HEALTHCARE GROUP LP | 20551
CHRISTIANA |  | HOSPITAL-CH | 0 | 9042686 | DE |  |  |  | Ventilators; Volume | 18867 | 7200AE | PURITAN BENNETT CORP DIV TYCO HEALTHCARE GROUP LP | 12287
CHRISTIANA |  | HOSPITAL-WH | 0 | 9040679 | DE |  |  |  | Ventilators; Volume | 17988 | 7200AE | PURITAN BENNETT CORP DIV TYCO HEALTHCARE GROUP LP | 15969.5
CHRISTIANA |  | HOSPITAL-WH | 0 | 9042338 | DE |  |  |  | Ventilators; Volume | 18868 | 7200AE | PURITAN BENNETT CORP DIV TYCO HEALTHCARE GROUP LP | 12287
CHRISTIANA |  | HOSPITAL-CH | 0 | 8851055 | DE |  |  |  | Ventilators; Volume | 16758 | 7200AE | PURITAN BENNETT CORP DIV TYCO HEALTHCARE GROUP LP | 20552
CHRISTIANA |  | HOSPITAL-WH | 0 | 8851083 | DE |  |  |  | Ventilators; Volume | 17975 | 7200AE | PURITAN BENNETT CORP DIV TYCO HEALTHCARE GROUP LP | 79690
CHRISTIANA |  | HOSPITAL-CH | 0 | 8851054 | DE |  |  |  | Ventilators; Volume | 16762 | 7200AE | PURITAN BENNETT CORP DIV TYCO HEALTHCARE GROUP LP | 20000
CHRISTIANA |  | HOSPITAL-CH | 0 | 8851051 | DE |  |  |  | Ventilators; Volume | 16757 | 7200AE | PURITAN BENNETT CORP DIV TYCO HEALTHCARE GROUP LP | 20000
CHRISTIANA |  | HOSPITAL-CH | 0 | 8851049 | DE |  |  |  | Ventilators; Volume | 16761 | 7200AE | PURITAN BENNETT CORP DIV TYCO HEALTHCARE GROUP LP | 11037
CHRISTIANA |  | HOSPITAL-CH | 0 | 9170088 | DE |  |  |  | Ventilators; Volume | 19781 | 7200AE | PURITAN BENNETT CORP DIV TYCO HEALTHCARE GROUP LP | 10866
CHRISTIANA |  | HOSPITAL-CH | 0 | 9170161 | DE |  |  |  | Ventilators; Volume | 19784 | 7200AE | PURITAN BENNETT CORP DIV TYCO HEALTHCARE GROUP LP | 11038
CHRISTIANA |  | HOSPITAL-CH | 0 | 9170083 | DE |  |  |  | Ventilators; Volume | 19782 | 7200AE | PURITAN BENNETT CORP DIV TYCO HEALTHCARE GROUP LP | 10866
CHRISTIANA |  | HOSPITAL-CH | 0 | 8851056 | DE |  |  |  | Ventilators; Volume | 16756 | 7200AE | PURITAN BENNETT CORP DIV TYCO HEALTHCARE GROUP LP | 20000
CHRISTIANA |  | HOSPITAL-CH | 0 | 9170100 | DE |  |  |  | Ventilators; Volume | 19783 | 7200AE | PURITAN BENNETT CORP DIV TYCO HEALTHCARE GROUP LP | 10865
CHRISTIANA |  | HOSPITAL-CH | 0 | 8851050 | DE |  |  |  | Ventilators; Volume | 16760 | 7200AE | PURITAN BENNETT CORP DIV TYCO HEALTHCARE GROUP LP | 20000
CHRISTIANA |  | HOSPITAL-CH | 0 | MC1209201 | DE |  |  |  | Monitors; Bedside; Respiration; Exhaled Carbon Dioxide | 48248 | MICROCAP | ORIDION MEDICAL INC | 2999
CHRISTIANA |  | HOSPITAL-WH | 0 | 97525436 | DE |  | 2011-10-03 20:00 |  | Monitors; Bedside; Respiration; Exhaled Carbon Dioxide | 48249 | MICROCAP | ORIDION MEDICAL INC | 2999 | Purchased
CHRISTIANA |  | HOSPITAL-WH | 0 | MC1215150 | DE |  | 2020-03-10 11:15 |  | Monitors; Bedside; Respiration; Exhaled Carbon Dioxide | 60453 | MICROCAP | ORIDION MEDICAL INC | 2640 | Purchased
CHRISTIANA |  | HOSPITAL-CH | 0 | MC1212728 | DE |  | 2019-03-29 07:50 |  | Monitors; Bedside; Respiration; Exhaled Carbon Dioxide | 53561 | MICROCAP | ORIDION MEDICAL INC | 2600
CHRISTIANA |  | HOSPITAL-WH | 0 | MC1209192 | DE |  | 2011-10-03 20:00 |  | Monitors; Bedside; Respiration; Exhaled Carbon Dioxide | 48244 | MICROCAP | ORIDION MEDICAL INC | 2999 | Purchased
CHRISTIANA |  | HOSPITAL-CH | 0 | MC1209198 | DE |  |  |  | Monitors; Bedside; Respiration; Exhaled Carbon Dioxide | 48245 | MICROCAP | ORIDION MEDICAL INC | 2999
CHRISTIANA |  | HOSPITAL-CH | 0 | MC1209188 | DE |  | 2011-10-03 20:00 |  | Monitors; Bedside; Respiration; Exhaled Carbon Dioxide | 48246 | MICROCAP | ORIDION MEDICAL INC | 2999 | Purchased
CHRISTIANA |  | HOSPITAL-CH | 0 | MC1215127 | DE |  | 2016-06-14 20:00 |  | Monitors; Bedside; Respiration; Exhaled Carbon Dioxide | 62267 | MICROCAP | ORIDION MEDICAL INC | 2640 | Purchased
CHRISTIANA |  | HOSPITAL-CH | 0 | MC1209103 | DE |  |  |  | Monitors; Bedside; Respiration; Exhaled Carbon Dioxide | 48247 | MICROCAP | ORIDION MEDICAL INC | 2999
CHRISTIANA |  | HOSPITAL-CH | 0 | MC1215445 | DE |  | 2019-03-29 07:50 |  | Monitors; Bedside; Respiration; Exhaled Carbon Dioxide | 64336 | MICROCAP | ORIDION MEDICAL INC | 15000 | Purchased
CHRISTIANA |  | HOSPITAL-CH | 0 | MC1215334 | DE |  | 2016-08-10 20:00 |  | Monitors; Bedside; Respiration; Exhaled Carbon Dioxide | 64067 | MICROCAP | ORIDION MEDICAL INC | 2640
CHRISTIANA |  | HOSPITAL-CH | 0 | MC1208943 | DE |  | 2011-10-03 20:00 |  | Monitors; Bedside; Respiration; Exhaled Carbon Dioxide | 48243 | MICROCAP | ORIDION MEDICAL INC | 2999
CHRISTIANA |  | HOSPITAL-CH | 0 | MC1212724 | DE |  | 2019-03-29 07:50 |  | Monitors; Bedside; Respiration; Exhaled Carbon Dioxide | 53562 | MICROCAP | ORIDION MEDICAL INC | 2600 | Purchased
CHRISTIANA |  | HOSPITAL-CH | 0 | MC1215149 | DE |  | 2011-04-10 20:00 |  | Monitors; Bedside; Respiration; Exhaled Carbon Dioxide | 62229 | MICROCAP | ORIDION MEDICAL INC | 2640
CHRISTIANA |  | HOSPITAL-CH | 0 | MC1104966 | DE |  |  |  | Monitors; Bedside; Respiration; Exhaled Carbon Dioxide | 38861 | MICROCAP | ORIDION MEDICAL INC | 2475
CHRISTIANA |  | HOSPITAL-CH | 0 | MC1215365 | DE |  | 2019-03-29 07:50 |  | Monitors; Bedside; Respiration; Exhaled Carbon Dioxide | 64337 | MICROCAP | ORIDION MEDICAL INC | 15000 | Purchased
CHRISTIANA |  | HOSPITAL-CH | 0 | MC1104960 | DE |  |  |  | Monitors; Bedside; Respiration; Exhaled Carbon Dioxide | 38862 | MICROCAP | ORIDION MEDICAL INC | 2475
CHRISTIANA |  | HOSPITAL-CH | 0 | MC1208725 | DE |  | 2011-04-10 20:00 |  | Monitors; Bedside; Respiration; Exhaled Carbon Dioxide | 47675 | MICROCAP | ORIDION MEDICAL INC | 3000 | Purchased
CHRISTIANA |  | HOSPITAL-CH | 0 | MC1215438 | DE |  | 2019-03-29 07:50 |  | Monitors; Bedside; Respiration; Exhaled Carbon Dioxide | 64335 | MICROCAP | ORIDION MEDICAL INC | 15000 | Purchased
CHRISTIANA |  | HOSPITAL-CH | 0 | MC1215461 | DE |  | 2017-03-19 20:00 |  | Monitors; Bedside; Respiration; Exhaled Carbon Dioxide | 64339 | MICROCAP | ORIDION MEDICAL INC | 15000
CHRISTIANA |  | HOSPITAL-CH | 0 | 170269821 | DE |  |  |  | Monitors; Bedside; Respiration; Exhaled Carbon Dioxide | 25317 | 20600A1 | BCI INC | 4000
CHRISTIANA |  | HOSPITAL-CH | 0 | 170269793 | DE |  |  |  | Monitors; Bedside; Respiration; Exhaled Carbon Dioxide | 25315 | 20600A1 | BCI INC | 4000
CHRISTIANA |  | HOSPITAL-WH | 0 | 170269760 | DE |  |  |  | Monitors; Bedside; Respiration; Exhaled Carbon Dioxide | 25319 | 20600A1 | BCI INC | 4000
CHRISTIANA |  | HOSPITAL-WH | 0 | 460265771 | DE |  |  |  | Monitors; Bedside; Respiration; Exhaled Carbon Dioxide | 25316 | 20600A1 | BCI INC | 4000
CHRISTIANA |  | HOSPITAL-WH | 0 | 170269768 | DE |  |  |  | Monitors; Bedside; Respiration; Exhaled Carbon Dioxide | 25314 | 20600A1 | BCI INC | 4000
CHRISTIANA |  | HOSPITAL-CH | 0 | 170269822 | DE |  |  |  | Monitors; Bedside; Respiration; Exhaled Carbon Dioxide | 25313 | 20600A1 | BCI INC | 4000
CHRISTIANA |  | HOSPITAL-CH | 0 | 702336065 | DE |  |  |  | Monitors; Bedside; Respiration; Exhaled Carbon Dioxide | 30595 | 20600A1 | BCI INC | 0
CHRISTIANA |  | HOSPITAL-CH | 0 | 270305686 | DE |  |  |  | Monitors; Bedside; Respiration; Exhaled Carbon Dioxide | 26369 | 20600A1 | BCI INC | 4000
CHRISTIANA |  | HOSPITAL-CH | 0 | 250123167 | DE |  |  |  | Monitors; Bedside; Respiration; Exhaled Carbon Dioxide | 23239 | 20600A1 | BCI INC | 7000
CHRISTIANA |  | HOSPITAL-CH | 0 | 170269765 | DE |  |  |  | Monitors; Bedside; Respiration; Exhaled Carbon Dioxide | 25318 | 20600A1 | BCI INC | 4000
CHRISTIANA |  | HOSPITAL-CH | 0 | 450167748 | DE |  |  |  | Monitors; Bedside; Respiration; Exhaled Carbon Dioxide | 25312 | 20600A1 | BCI INC | 4000
CHRISTIANA |  | HOSPITAL-CH | 0 | 270305692 | DE |  |  |  | Monitors; Bedside; Respiration; Exhaled Carbon Dioxide | 26364 | 20600A1 | BCI INC | 4000
CHRISTIANA |  | HOSPITAL-CH | 0 | 270305694 | DE |  |  |  | Monitors; Bedside; Respiration; Exhaled Carbon Dioxide | 26365 | 20600A1 | BCI INC | 4000
CHRISTIANA |  | EDUCATION | 0 | 701463001 | DE |  |  |  | Monitors; Bedside; Respiration; Exhaled Carbon Dioxide | 31371 | 20600A1 | BCI INC | 1595
CHRISTIANA |  | HOSPITAL-CH | 0 | 250123144 | DE |  |  |  | Monitors; Bedside; Respiration; Exhaled Carbon Dioxide | 23243 | 20600A1 | BCI INC | 7000
CHRISTIANA |  | HOSPITAL-CH | 0 | 270305704 | DE |  |  |  | Monitors; Bedside; Respiration; Exhaled Carbon Dioxide | 26366 | 20600A1 | BCI INC | 4000
CHRISTIANA |  | HOSPITAL-WH | 0 | 270305705 | DE |  |  |  | Monitors; Bedside; Respiration; Exhaled Carbon Dioxide | 26367 | 20600A1 | BCI INC | 4000
CHRISTIANA |  | HOSPITAL-WH | 0 | 250123172 | DE |  |  |  | Monitors; Bedside; Respiration; Exhaled Carbon Dioxide | 23236 | 20600A1 | BCI INC | 7000
CHRISTIANA |  | HOSPITAL-CH | 0 | 250123163 | DE |  |  |  | Monitors; Bedside; Respiration; Exhaled Carbon Dioxide | 23244 | 20600A1 | BCI INC | 7000
CHRISTIANA |  | HOSPITAL-CH | 0 | 701463000 | DE |  |  |  | Monitors; Bedside; Respiration; Exhaled Carbon Dioxide | 31369 | 20600A1 | BCI INC | 1595
CHRISTIANA |  | HOSPITAL-CH | 0 | 450167758 | DE |  |  |  | Monitors; Bedside; Respiration; Exhaled Carbon Dioxide | 28205 | 20600A1 | BCI INC | 2000
CHRISTIANA |  | HOSPITAL-WH | 0 | 701340089 | DE |  |  |  | Monitors; Bedside; Respiration; Exhaled Carbon Dioxide | 31368 | 20600A1 | BCI INC | 1595
CHRISTIANA |  | HOSPITAL-CH | 0 | 701463003 | DE |  |  |  | Monitors; Bedside; Respiration; Exhaled Carbon Dioxide | 31370 | 20600A1 | BCI INC | 1595
CHRISTIANA |  | EDUCATION | 0 | 250123170 | DE |  |  |  | Monitors; Bedside; Respiration; Exhaled Carbon Dioxide | 23240 | 20600A1 | BCI INC | 7000
CHRISTIANA |  | HOSPITAL-WH | 0 | 350160258 | DE |  |  |  | Monitors; Bedside; Respiration; Exhaled Carbon Dioxide | 22730 | 20600A1 | BCI INC | 1695
CHRISTIANA |  | HOSPITAL-WH | 0 | 280366611 | DE |  |  |  | Monitors; Bedside; Respiration; Exhaled Carbon Dioxide | 29032 | 20600A1 | BCI INC | 1768
CHRISTIANA |  | HOSPITAL-CH | 0 | 07GGV013 | DE |  | 2007-11-08 19:00 |  | Electrosurgical Units; Monopolar/Bipolar; Argon-Enhanced Coagulation | 40508 | System 7550 | CONMED ASPEN SURGICAL SYSTEMS | 25000
CHRISTIANA |  | HOSPITAL-CH | 0 | 1K0S-168740 | DE |  | 2011-07-18 20:00 |  | Hemodialysis Units | 47893 | 2008 Series Hemodialysis Machines 2008K2 | FRESENIUS MEDICAL CARE NORTH AMERICA | 11800
CHRISTIANA |  | HOSPITAL-CH | 0 | 7K0S-112215 | DE |  | 2007-10-15 20:00 |  | Hemodialysis Units | 40606 | 2008 Series Hemodialysis Machines 2008K2 | FRESENIUS MEDICAL CARE NORTH AMERICA | 45000
CHRISTIANA |  | HOSPITAL-CH | 0 | 9K0S-139888 | DE |  | 2009-07-13 20:00 |  | Hemodialysis Units | 46094 | 2008 Series Hemodialysis Machines 2008K2 | FRESENIUS MEDICAL CARE NORTH AMERICA | 12500 | Purchased
CHRISTIANA |  | HOSPITAL-CH | 0 | 1K0S-168343 | DE |  | 2011-07-18 20:00 |  | Hemodialysis Units | 47897 | 2008 Series Hemodialysis Machines 2008K2 | FRESENIUS MEDICAL CARE NORTH AMERICA | 11800 | Purchased
CHRISTIANA |  | HOSPITAL-CH | 0 | 1K0S-168275 | DE |  | 2011-07-18 20:00 |  | Hemodialysis Units | 47895 | 2008 Series Hemodialysis Machines 2008K2 | FRESENIUS MEDICAL CARE NORTH AMERICA | 11800 | Purchased
CHRISTIANA |  | HOSPITAL-CH | 0 | 1K0S-168782 | DE |  | 2011-07-18 20:00 |  | Hemodialysis Units | 47894 | 2008 Series Hemodialysis Machines 2008K2 | FRESENIUS MEDICAL CARE NORTH AMERICA | 11800 | Purchased
CHRISTIANA |  | HOSPITAL-CH | 0 | 1K0S-168765 | DE |  | 2011-07-18 20:00 |  | Hemodialysis Units | 47901 | 2008 Series Hemodialysis Machines 2008K2 | FRESENIUS MEDICAL CARE NORTH AMERICA | 11800
CHRISTIANA |  | HOSPITAL-CH | 0 | 1K0S-168750 | DE |  | 2011-07-18 20:00 |  | Hemodialysis Units | 47896 | 2008 Series Hemodialysis Machines 2008K2 | FRESENIUS MEDICAL CARE NORTH AMERICA | 11800 | Purchased
CHRISTIANA |  | HOSPITAL-CH | 0 | 3kos-188349 | DE |  | 2013-12-30 19:00 |  | Hemodialysis Units | 53270 | 2008 Series Hemodialysis Machines 2008K2 | FRESENIUS MEDICAL CARE NORTH AMERICA | 11800 | Purchased
CHRISTIANA |  | HOSPITAL-CH | 0 | 9K0S-140028 | DE |  | 2009-07-13 20:00 |  | Hemodialysis Units | 46095 | 2008 Series Hemodialysis Machines 2008K2 | FRESENIUS MEDICAL CARE NORTH AMERICA | 12500
CHRISTIANA |  | HOSPITAL-CH | 0 | 3KOS-187233 | DE |  | 2013-12-30 19:00 |  | Hemodialysis Units | 53269 | 2008 Series Hemodialysis Machines 2008K2 | FRESENIUS MEDICAL CARE NORTH AMERICA | 11800 | Purchased
CHRISTIANA |  | HOSPITAL-CH | 0 | 9K0S-140099 | DE |  | 2009-07-13 20:00 |  | Hemodialysis Units | 46090 | 2008 Series Hemodialysis Machines 2008K2 | FRESENIUS MEDICAL CARE NORTH AMERICA | 12500
CHRISTIANA |  | HOSPITAL-CH | 0 | 9K0S-139936 | DE |  | 2009-07-13 20:00 |  | Hemodialysis Units | 46097 | 2008 Series Hemodialysis Machines 2008K2 | FRESENIUS MEDICAL CARE NORTH AMERICA | 12500 | Purchased
CHRISTIANA |  | HOSPITAL-CH | 0 | 9K0S-139935 | DE |  | 2009-07-13 20:00 |  | Hemodialysis Units | 46096 | 2008 Series Hemodialysis Machines 2008K2 | FRESENIUS MEDICAL CARE NORTH AMERICA | 12500
CHRISTIANA |  | HOSPITAL-CH | 0 | 1K05-168348 | DE |  | 2011-07-12 20:00 |  | Hemodialysis Units | 47900 | 2008 Series Hemodialysis Machines 2008K2 | FRESENIUS MEDICAL CARE NORTH AMERICA | 11800 | Purchased
CHRISTIANA |  | HOSPITAL-CH | 0 | 9K0S-139986 | DE |  | 2009-07-13 20:00 |  | Hemodialysis Units | 46092 | 2008 Series Hemodialysis Machines 2008K2 | FRESENIUS MEDICAL CARE NORTH AMERICA | 12500
CHRISTIANA |  | HOSPITAL-CH | 0 | 9K0S-139796 | DE |  | 2009-07-13 20:00 |  | Hemodialysis Units | 46098 | 2008 Series Hemodialysis Machines 2008K2 | FRESENIUS MEDICAL CARE NORTH AMERICA | 12500
CHRISTIANA |  | HOSPITAL-CH | 0 | 9K0S-140050 | DE |  | 2009-07-13 20:00 |  | Hemodialysis Units | 46091 | 2008 Series Hemodialysis Machines 2008K2 | FRESENIUS MEDICAL CARE NORTH AMERICA | 12500
CHRISTIANA |  | HOSPITAL-CH | 0 | 9K0S-140053 | DE |  | 2009-07-13 20:00 |  | Hemodialysis Units | 46093 | 2008 Series Hemodialysis Machines 2008K2 | FRESENIUS MEDICAL CARE NORTH AMERICA | 12500 | Purchased
CHRISTIANA |  | HOSPITAL-CH | 0 | 1K0S-168312 | DE |  | 2011-07-18 20:00 |  | Hemodialysis Units | 47898 | 2008 Series Hemodialysis Machines 2008K2 | FRESENIUS MEDICAL CARE NORTH AMERICA | 11800 | Purchased
CHRISTIANA |  | HOSPITAL-CH | 0 | 232009 | DE |  | 2001-10-30 19:00 |  | Oxygen Concentrators | 31812 | NEWLIFE | AIRSEP CORP MEDICAL PRODUCTS DIV | 750
CHRISTIANA |  | HOSPITAL-CH | 0 | 0800690EA3A3 | DE |  |  |  | Workstations; Digital Radiography | 31532 | VIRTUOSO | SIEMENS HEALTH SYSTEMS | 0
CHRISTIANA |  | HOSPITAL-CH | 0 | 14234 | DE |  |  |  | Scanning Systems; Magnetic Resonance Imaging | 41676 | SYMPHONY - MAGNETOM SYMPHONY | SIEMENS HEALTH SYSTEMS | 0
CHRISTIANA |  | HOSPITAL-CH | 0 | 22A20921 | DE |  | 2013-04-01 20:00 |  | TEST EQUIPMENT; TEST EQUIPMENT | 26213 | Tracker Pulse Generator 2000 | HUNTRON | 2500 | Purchased
CHRISTIANA |  | HOSPITAL-WH | 0 | 8426 | DE |  | 1992-03-11 19:00 |  | Stimulators; Electrical; Peripheral Nerve; Block Monitoring | 19514 | Dakmed Digital Stimulator 750 | DAKMED | 1500 | Purchased
CHRISTIANA |  | HOSPITAL-CH | 0 | 22.2941 | DE |  |  |  | Projectors; Cine; Film | 24252 | Cine Projector 35AX | TAGARNO OF AMERICA INC | 12000
CHRISTIANA |  | HOSPITAL-CH | 0 | 221930424 | DE |  | 1993-03-29 19:00 |  | Projectors; Cine; Film | 20439 | Cine Projector 35AX | TAGARNO OF AMERICA INC | 10000
CHRISTIANA |  | HOSPITAL-CH | 0 | 221921217 | DE |  |  |  | Projectors; Cine; Film | 20828 | Cine Projector 35AX | TAGARNO OF AMERICA INC | 12000
CHRISTIANA |  | HOSPITAL-CH | 0 | 35813 | DE |  | 2019-03-29 07:50 |  | Pressure Meter | 49507 | DPM III | BIO-TEK INSTRUMENTS INC | 5000 | Purchased
CHRISTIANA |  | HOSPITAL-WH | 0 | 6131042106 | DE |  | 2013-11-13 19:00 |  | Washers; Labware/Surgical Instrument; Ultrasonic | 109597 | Ultrasonic Cleaner MED11121 | Medisafe | 1500 | Purchased
CHRISTIANA |  | HOSPITAL-WH | 0 | 5131155803 | DE |  | 2013-11-13 19:00 |  | Washers; Labware/Surgical Instrument; Ultrasonic | 52434 | Ultrasonic Cleaner MED11121 | Medisafe | 1500 | Purchased
CHRISTIANA |  | Claymont | 0 | 100-371610-C-C | DE |  |  |  | Oximeters; Pulse | 12241 | N-100 | NELLCOR PURITAN BENNETT INC | 2500
CHRISTIANA |  | Stoney Batter Medical Pavilion | 0 | 100-373702-C-C | DE |  |  |  | Oximeters; Pulse | 12177 | N-100 | NELLCOR PURITAN BENNETT INC | 2500
CHRISTIANA |  | Trailer Life Net | 0 | 38620425 | DE |  | 2014-03-09 20:00 |  | Defibrillators; External; Semiautomated | 53297 | LIFEPAK Defibrillator 1000 | Medtronic Inc | 10000
CHRISTIANA |  | Trailer Life Net | 0 | 38620428 | DE |  | 2014-03-09 20:00 |  | Defibrillators; External; Semiautomated | 53300 | LIFEPAK Defibrillator 1000 | Medtronic Inc | 10000
CHRISTIANA |  | HOSPITAL-CH | 0 | ? | DE |  | 1994-08-29 20:00 |  | Scales; Patient; Floor | 22021 | Health O Meter Physician Office Scale 400DRD | HEALTH O METER INC DIV SUNBEAM CORP | 1000
CHRISTIANA |  | HOSPITAL-WH | 0 | US00114668 | DE |  | 2002-10-27 19:00 |  | Defibrillator/Pacemakers; External | 33381 | M4735A - XL | PHILIPS MEDICAL SYSTEMS CARDIAC & MONITORING SYSTEMS DIV | 7399.99
CHRISTIANA |  | HOSPITAL-WH | 0 | US00113712 | DE |  | 2002-09-11 20:00 |  | Defibrillator/Pacemakers; External | 33732 | M4735A - XL | PHILIPS MEDICAL SYSTEMS CARDIAC & MONITORING SYSTEMS DIV | 6366.75
CHRISTIANA |  | HOSPITAL-WH | 0 | US00109251 | DE |  | 2011-07-06 20:00 |  | Defibrillator/Pacemakers; External | 47868 | M4735A - XL | PHILIPS MEDICAL SYSTEMS CARDIAC & MONITORING SYSTEMS DIV | 4950
CHRISTIANA |  | HOSPITAL-CH | 0 | US00465154 | DE |  | 2008-07-22 20:00 |  | Defibrillator/Pacemakers; External | 40683 | M4735A - XL | PHILIPS MEDICAL SYSTEMS CARDIAC & MONITORING SYSTEMS DIV | 7995
CHRISTIANA |  | HOSPITAL-CH | 0 | ? | DE |  | 2012-12-27 19:00 |  | Defibrillator/Pacemakers; External | 50557 | M4735A - XL | PHILIPS MEDICAL SYSTEMS CARDIAC & MONITORING SYSTEMS DIV | 6366.75
CHRISTIANA |  | HOSPITAL-WH | 0 | US00461599 | DE |  | 2008-02-26 19:00 |  | Defibrillator/Pacemakers; External | 41452 | M4735A - XL | PHILIPS MEDICAL SYSTEMS CARDIAC & MONITORING SYSTEMS DIV | 6303.3
CHRISTIANA |  | HOSPITAL-CH | 0 | US00461601 | DE |  | 2008-02-26 19:00 |  | Defibrillator/Pacemakers; External | 37953 | M4735A - XL | PHILIPS MEDICAL SYSTEMS CARDIAC & MONITORING SYSTEMS DIV | 6303.3
CHRISTIANA |  | HOSPITAL-WH | 0 | us00234987 | DE |  | 2006-01-02 19:00 |  | Defibrillator/Pacemakers; External | 50329 | M4735A - XL | PHILIPS MEDICAL SYSTEMS CARDIAC & MONITORING SYSTEMS DIV | 7368.48
CHRISTIANA |  | HOSPITAL-WH | 0 | US00451108 | DE |  | 2013-06-30 20:00 |  | Defibrillator/Pacemakers; External | 52403 | M4735A - XL | PHILIPS MEDICAL SYSTEMS CARDIAC & MONITORING SYSTEMS DIV | 7368.48
CHRISTIANA |  | Woodstown | 0 | US00337948 | NJ |  | 2016-01-10 19:00 |  | Defibrillator/Pacemakers; External | 61892 | M4735A - XL | PHILIPS MEDICAL SYSTEMS CARDIAC & MONITORING SYSTEMS DIV | 4900
CHRISTIANA |  | HOSPITAL-CH | 0 | US00461600 | DE |  | 2008-02-26 19:00 |  | Defibrillator/Pacemakers; External | 41522 | M4735A - XL | PHILIPS MEDICAL SYSTEMS CARDIAC & MONITORING SYSTEMS DIV | 6303.3
CHRISTIANA |  | HOSPITAL-CH | 0 | US00461602 | DE |  | 2008-02-26 19:00 |  | Defibrillator/Pacemakers; External | 41530 | M4735A - XL | PHILIPS MEDICAL SYSTEMS CARDIAC & MONITORING SYSTEMS DIV | 6303.3
CHRISTIANA |  | HOSPITAL-WH | 0 | US0044422S | DE |  | 2015-06-09 20:00 |  | Defibrillator/Pacemakers; External | 55879 | M4735A - XL | PHILIPS MEDICAL SYSTEMS CARDIAC & MONITORING SYSTEMS DIV | 25000
CHRISTIANA |  | HOSPITAL-CH | 0 | US00224757 | DE |  | 2004-03-14 19:00 |  | Defibrillator/Pacemakers; External | 62470 | M4735A - XL | PHILIPS MEDICAL SYSTEMS CARDIAC & MONITORING SYSTEMS DIV | 7995
CHRISTIANA |  | HOSPITAL-CH | 0 | US00113221 | DE |  | 2003-03-02 19:00 |  | Defibrillator/Pacemakers; External | 34514 | M4735A - XL | PHILIPS MEDICAL SYSTEMS CARDIAC & MONITORING SYSTEMS DIV | 5596.5
CHRISTIANA |  | HOSPITAL-CH | 0 | US00461603 | DE |  | 2008-02-26 19:00 |  | Defibrillator/Pacemakers; External | 41472 | M4735A - XL | PHILIPS MEDICAL SYSTEMS CARDIAC & MONITORING SYSTEMS DIV | 6303.3
CHRISTIANA |  | HOSPITAL-CH | 0 | US00461605 | DE |  | 2008-02-26 19:00 |  | Defibrillator/Pacemakers; External | 41525 | M4735A - XL | PHILIPS MEDICAL SYSTEMS CARDIAC & MONITORING SYSTEMS DIV | 6303.3
CHRISTIANA |  | HOSPITAL-CH | 0 | US00117663 | DE |  | 2003-03-02 19:00 |  | Defibrillator/Pacemakers; External | 34519 | M4735A - XL | PHILIPS MEDICAL SYSTEMS CARDIAC & MONITORING SYSTEMS DIV | 5596.5
CHRISTIANA |  | HOSPITAL-WH | 0 | US00461604 | DE |  | 2008-02-26 19:00 |  | Defibrillator/Pacemakers; External | 41447 | M4735A - XL | PHILIPS MEDICAL SYSTEMS CARDIAC & MONITORING SYSTEMS DIV | 6303.3
CHRISTIANA |  | HOSPITAL-WH | 0 | US00461606 | DE |  | 2008-02-26 19:00 |  | Defibrillator/Pacemakers; External | 41451 | M4735A - XL | PHILIPS MEDICAL SYSTEMS CARDIAC & MONITORING SYSTEMS DIV | 6303.3
CHRISTIANA |  | HOSPITAL-CH | 0 | US00117666 | DE |  | 2003-03-02 19:00 |  | Defibrillator/Pacemakers; External | 34517 | M4735A - XL | PHILIPS MEDICAL SYSTEMS CARDIAC & MONITORING SYSTEMS DIV | 5596.5
CHRISTIANA |  | HOSPITAL-CH | 0 | US00444914 | DE |  | 2006-10-31 19:00 |  | Defibrillator/Pacemakers; External | 39142 | M4735A - XL | PHILIPS MEDICAL SYSTEMS CARDIAC & MONITORING SYSTEMS DIV | 25000
CHRISTIANA |  | HOSPITAL-CH | 0 | US00229715 | DE |  | 2005-02-15 19:00 |  | Defibrillator/Pacemakers; External | 36338 | M4735A - XL | PHILIPS MEDICAL SYSTEMS CARDIAC & MONITORING SYSTEMS DIV | 7238.5
CHRISTIANA |  | HOSPITAL-CH | 0 | US00461607 | DE |  | 2008-02-26 19:00 |  | Defibrillator/Pacemakers; External | 41495 | M4735A - XL | PHILIPS MEDICAL SYSTEMS CARDIAC & MONITORING SYSTEMS DIV | 6303.3
CHRISTIANA |  | HOSPITAL-WH | 0 | US00440572 | DE |  | 2013-11-24 19:00 |  | Defibrillator/Pacemakers; External | 50380 | M4735A - XL | PHILIPS MEDICAL SYSTEMS CARDIAC & MONITORING SYSTEMS DIV | 25000
CHRISTIANA |  | EDUCATION | 0 | US00113711 | DE |  | 2002-09-12 20:00 |  | Defibrillator/Pacemakers; External | 33734 | M4735A - XL | PHILIPS MEDICAL SYSTEMS CARDIAC & MONITORING SYSTEMS DIV | 6366.75
CHRISTIANA |  | HOSPITAL-WH | 0 | US00113713 | DE |  | 2002-09-11 20:00 |  | Defibrillator/Pacemakers; External | 33735 | M4735A - XL | PHILIPS MEDICAL SYSTEMS CARDIAC & MONITORING SYSTEMS DIV | 6366.75
CHRISTIANA |  | HOSPITAL-CH | 0 | US00234770 | DE |  | 2005-07-27 20:00 |  | Defibrillator/Pacemakers; External | 37467 | M4735A - XL | PHILIPS MEDICAL SYSTEMS CARDIAC & MONITORING SYSTEMS DIV | 5596.5
CHRISTIANA |  | EDUCATION | 0 | US00113715 | DE |  | 2002-09-12 20:00 |  | Defibrillator/Pacemakers; External | 33733 | M4735A - XL | PHILIPS MEDICAL SYSTEMS CARDIAC & MONITORING SYSTEMS DIV | 6366.75
CHRISTIANA |  | HOSPITAL-WH | 0 | US00444223 | DE |  | 2015-07-15 20:00 |  | Defibrillator/Pacemakers; External | 55908 | M4735A - XL | PHILIPS MEDICAL SYSTEMS CARDIAC & MONITORING SYSTEMS DIV | 6303.3
CHRISTIANA |  | CH-SURGI | 0 | US00466521 | DE |  | 2014-10-05 20:00 |  | Defibrillator/Pacemakers; External | 54740 | M4735A - XL | PHILIPS MEDICAL SYSTEMS CARDIAC & MONITORING SYSTEMS DIV | 7368.48
CHRISTIANA |  | HOSPITAL-CH | 0 | US00113833 | DE |  | 2002-09-11 20:00 |  | Defibrillator/Pacemakers; External | 30183 | M4735A - XL | PHILIPS MEDICAL SYSTEMS CARDIAC & MONITORING SYSTEMS DIV | 6366.75
CHRISTIANA |  | HOSPITAL-WH | 0 | US00113710 | DE |  | 2002-09-11 20:00 |  | Defibrillator/Pacemakers; External | 33737 | M4735A - XL | PHILIPS MEDICAL SYSTEMS CARDIAC & MONITORING SYSTEMS DIV | 6366.75
CHRISTIANA |  | HOSPITAL-CH | 0 | US00444915 | DE |  | 2007-10-14 20:00 |  | Defibrillator/Pacemakers; External | 39160 | M4735A - XL | PHILIPS MEDICAL SYSTEMS CARDIAC & MONITORING SYSTEMS DIV | 25000
CHRISTIANA |  | HOSPITAL-CH | 0 | US00336299 | DE |  | 2005-08-14 20:00 |  | Defibrillator/Pacemakers; External | 37601 | M4735A - XL | PHILIPS MEDICAL SYSTEMS CARDIAC & MONITORING SYSTEMS DIV | 7585.2
CHRISTIANA |  | EDUCATION | 0 | US00112409 | DE |  | 2011-07-06 20:00 |  | Defibrillator/Pacemakers; External | 47867 | M4735A - XL | PHILIPS MEDICAL SYSTEMS CARDIAC & MONITORING SYSTEMS DIV | 4950
CHRISTIANA |  | WH SURGI | 0 | US00116109 | DE |  | 2017-03-26 20:00 |  | Defibrillator/Pacemakers; External | 60703 | M4735A - XL | PHILIPS MEDICAL SYSTEMS CARDIAC & MONITORING SYSTEMS DIV | 2565
CHRISTIANA |  | HOSPITAL-CH | 0 | US00116557 | DE |  | 2002-09-11 20:00 |  | Defibrillator/Pacemakers; External | 30185 | M4735A - XL | PHILIPS MEDICAL SYSTEMS CARDIAC & MONITORING SYSTEMS DIV | 6366.75
CHRISTIANA |  | HOSPITAL-WH | 0 | US00113716 | DE |  | 2002-09-11 20:00 |  | Defibrillator/Pacemakers; External | 33736 | M4735A - XL | PHILIPS MEDICAL SYSTEMS CARDIAC & MONITORING SYSTEMS DIV | 6366.75
CHRISTIANA |  | HOSPITAL-WH | 0 | US00113714 | DE |  | 2002-09-11 20:00 |  | Defibrillator/Pacemakers; External | 33731 | M4735A - XL | PHILIPS MEDICAL SYSTEMS CARDIAC & MONITORING SYSTEMS DIV | 6366.75
CHRISTIANA |  | WH SURGI | 0 | US00116108 | DE |  | 2017-03-26 20:00 |  | Defibrillator/Pacemakers; External | 60702 | M4735A - XL | PHILIPS MEDICAL SYSTEMS CARDIAC & MONITORING SYSTEMS DIV | 2565
CHRISTIANA |  | HOSPITAL-CH | 0 | US00107810 | DE |  | 2005-08-13 20:00 |  | Defibrillator/Pacemakers; External | 37605 | M4735A - XL | PHILIPS MEDICAL SYSTEMS CARDIAC & MONITORING SYSTEMS DIV | 7200
CHRISTIANA |  | HOSPITAL-CH | 0 | US00336298 | DE |  | 2005-08-14 20:00 |  | Defibrillator/Pacemakers; External | 37602 | M4735A - XL | PHILIPS MEDICAL SYSTEMS CARDIAC & MONITORING SYSTEMS DIV | 7585.2
CHRISTIANA |  | HOSPITAL-CH | 0 | US00461236 | DE |  | 2008-02-26 19:00 |  | Defibrillator/Pacemakers; External | 41507 | M4735A - XL | PHILIPS MEDICAL SYSTEMS CARDIAC & MONITORING SYSTEMS DIV | 6303.3
CHRISTIANA |  | HOSPITAL-CH | 0 | US00461237 | DE |  | 2008-02-26 19:00 |  | Defibrillator/Pacemakers; External | 41532 | M4735A - XL | PHILIPS MEDICAL SYSTEMS CARDIAC & MONITORING SYSTEMS DIV | 6303.3
CHRISTIANA |  | HOSPITAL-CH | 0 | US00444916 | DE |  | 2006-11-02 19:00 |  | Defibrillator/Pacemakers; External | 39136 | M4735A - XL | PHILIPS MEDICAL SYSTEMS CARDIAC & MONITORING SYSTEMS DIV | 25000
CHRISTIANA |  | HOSPITAL-CH | 0 | US00229716 | DE |  | 2004-11-07 19:00 |  | Defibrillator/Pacemakers; External | 36823 | M4735A - XL | PHILIPS MEDICAL SYSTEMS CARDIAC & MONITORING SYSTEMS DIV | 7241.5
CHRISTIANA |  | HOSPITAL-WH | 0 | US00114670 | DE |  | 2002-10-28 19:00 |  | Defibrillator/Pacemakers; External | 34361 | M4735A - XL | PHILIPS MEDICAL SYSTEMS CARDIAC & MONITORING SYSTEMS DIV | 7760
CHRISTIANA |  | HOSPITAL-CH | 0 | US00444913 | DE |  | 2006-10-31 19:00 |  | Defibrillator/Pacemakers; External | 39137 | M4735A - XL | PHILIPS MEDICAL SYSTEMS CARDIAC & MONITORING SYSTEMS DIV | 25000
CHRISTIANA |  | HOSPITAL-WH | 0 | US00461238 | DE |  | 2008-02-26 19:00 |  | Defibrillator/Pacemakers; External | 41460 | M4735A - XL | PHILIPS MEDICAL SYSTEMS CARDIAC & MONITORING SYSTEMS DIV | 6303.3
CHRISTIANA |  | HOSPITAL-CH | 0 | US00113830 | DE |  |  |  | Defibrillator/Pacemakers; External | 30182 | M4735A - XL | PHILIPS MEDICAL SYSTEMS CARDIAC & MONITORING SYSTEMS DIV | 6366.75
CHRISTIANA |  | HOSPITAL-CH | 0 | US00101928 | DE |  | 2005-02-13 19:00 |  | Defibrillator/Pacemakers; External | 36939 | M4735A - XL | PHILIPS MEDICAL SYSTEMS CARDIAC & MONITORING SYSTEMS DIV | 7000
CHRISTIANA |  | HOSPITAL-CH | 0 | US00229719 | DE |  | 2004-11-07 19:00 |  | Defibrillator/Pacemakers; External | 36824 | M4735A - XL | PHILIPS MEDICAL SYSTEMS CARDIAC & MONITORING SYSTEMS DIV | 7241.5
CHRISTIANA |  | HOSPITAL-CH | 0 | US00114671 | DE |  | 2002-10-28 19:00 |  | Defibrillator/Pacemakers; External | 34362 | M4735A - XL | PHILIPS MEDICAL SYSTEMS CARDIAC & MONITORING SYSTEMS DIV | 7760
CHRISTIANA |  | WH SURGI | 0 | US00461239 | DE |  | 2008-02-26 19:00 |  | Defibrillator/Pacemakers; External | 41459 | M4735A - XL | PHILIPS MEDICAL SYSTEMS CARDIAC & MONITORING SYSTEMS DIV | 6303.3
CHRISTIANA |  | HOSPITAL-WH | 0 | US00461240 | DE |  | 2008-02-26 19:00 |  | Defibrillator/Pacemakers; External | 41457 | M4735A - XL | PHILIPS MEDICAL SYSTEMS CARDIAC & MONITORING SYSTEMS DIV | 6303.3
CHRISTIANA |  | HOSPITAL-CH | 0 | US00582372 | DE |  | 2002-09-11 20:00 |  | Defibrillator/Pacemakers; External | 46740 | M4735A - XL | PHILIPS MEDICAL SYSTEMS CARDIAC & MONITORING SYSTEMS DIV | 8159.69
CHRISTIANA |  | HOSPITAL-CH | 0 | US00465153 | DE |  | 2008-07-22 20:00 |  | Defibrillator/Pacemakers; External | 40682 | M4735A - XL | PHILIPS MEDICAL SYSTEMS CARDIAC & MONITORING SYSTEMS DIV | 7995
CHRISTIANA |  | HOSPITAL-WH | 0 | US00231614 | DE |  | 2014-05-05 20:00 |  | Defibrillator/Pacemakers; External | 53704 | M4735A - XL | PHILIPS MEDICAL SYSTEMS CARDIAC & MONITORING SYSTEMS DIV | 7368.48
CHRISTIANA |  | HOSPITAL-CH | 0 | US00121047 | DE |  | 2014-06-12 20:00 |  | Defibrillator/Pacemakers; External | 52453 | M4735A - XL | PHILIPS MEDICAL SYSTEMS CARDIAC & MONITORING SYSTEMS DIV | 7995
CHRISTIANA |  | HOSPITAL-CH | 0 | US00234769 | DE |  | 2005-07-27 20:00 |  | Defibrillator/Pacemakers; External | 37466 | M4735A - XL | PHILIPS MEDICAL SYSTEMS CARDIAC & MONITORING SYSTEMS DIV | 5596.5
CHRISTIANA |  | HOSPITAL-WH | 0 | US00114621 | DE |  | 2013-11-24 19:00 |  | Defibrillator/Pacemakers; External | 50383 | M4735A - XL | PHILIPS MEDICAL SYSTEMS CARDIAC & MONITORING SYSTEMS DIV | 25000
CHRISTIANA |  | HOSPITAL-WH | 0 | US00127308 | DE |  | 2013-11-24 19:00 |  | Defibrillator/Pacemakers; External | 50382 | M4735A - XL | PHILIPS MEDICAL SYSTEMS CARDIAC & MONITORING SYSTEMS DIV | 25000
CHRISTIANA |  | HOSPITAL-CH | 0 | US00461595 | DE |  | 2008-02-26 19:00 |  | Defibrillator/Pacemakers; External | 41481 | M4735A - XL | PHILIPS MEDICAL SYSTEMS CARDIAC & MONITORING SYSTEMS DIV | 6303.3
CHRISTIANA |  | HOSPITAL-WH | 0 | US00461597 | DE |  | 2008-02-26 19:00 |  | Defibrillator/Pacemakers; External | 41455 | M4735A - XL | PHILIPS MEDICAL SYSTEMS CARDIAC & MONITORING SYSTEMS DIV | 6303.3
CHRISTIANA |  | HOSPITAL-CH | 0 | US00113837 | DE |  | 2002-09-11 20:00 |  | Defibrillator/Pacemakers; External | 30188 | M4735A - XL | PHILIPS MEDICAL SYSTEMS CARDIAC & MONITORING SYSTEMS DIV | 6366.75
CHRISTIANA |  | HOSPITAL-CH | 0 | US00461596 | DE |  | 2008-02-26 19:00 |  | Defibrillator/Pacemakers; External | 41482 | M4735A - XL | PHILIPS MEDICAL SYSTEMS CARDIAC & MONITORING SYSTEMS DIV | 6303.3
CHRISTIANA |  | HOSPITAL-WH | 0 | US00461598 | DE |  | 2008-02-26 19:00 |  | Defibrillator/Pacemakers; External | 41454 | M4735A - XL | PHILIPS MEDICAL SYSTEMS CARDIAC & MONITORING SYSTEMS DIV | 6303.3
CHRISTIANA |  | HOSPITAL-WH | 0 | US00461617 | DE |  | 2008-02-26 19:00 |  | Defibrillator/Pacemakers; External | 41449 | M4735A - XL | PHILIPS MEDICAL SYSTEMS CARDIAC & MONITORING SYSTEMS DIV | 6303.3
CHRISTIANA |  | HOSPITAL-CH | 0 | US00461619 | DE |  | 2008-02-26 19:00 |  | Defibrillator/Pacemakers; External | 41477 | M4735A - XL | PHILIPS MEDICAL SYSTEMS CARDIAC & MONITORING SYSTEMS DIV | 6303.3
CHRISTIANA |  | HOSPITAL-CH | 0 | US00123048 | DE |  | 2003-12-13 19:00 |  | Defibrillator/Pacemakers; External | 35290 | M4735A - XL | PHILIPS MEDICAL SYSTEMS CARDIAC & MONITORING SYSTEMS DIV | 7241.5
CHRISTIANA |  | HOSPITAL-WH | 0 | US00461249 | DE |  | 2008-02-26 19:00 |  | Defibrillator/Pacemakers; External | 41461 | M4735A - XL | PHILIPS MEDICAL SYSTEMS CARDIAC & MONITORING SYSTEMS DIV | 6303.3
CHRISTIANA |  | HOSPITAL-CH | 0 | US00461251 | DE |  | 2008-02-26 19:00 |  | Defibrillator/Pacemakers; External | 41512 | M4735A - XL | PHILIPS MEDICAL SYSTEMS CARDIAC & MONITORING SYSTEMS DIV | 6303.3
CHRISTIANA |  | HOSPITAL-CH | 0 | US00461675 | DE |  | 2008-02-26 19:00 |  | Defibrillator/Pacemakers; External | 41513 | M4735A - XL | PHILIPS MEDICAL SYSTEMS CARDIAC & MONITORING SYSTEMS DIV | 6303.3
CHRISTIANA |  | HOSPITAL-CH | 0 | US00461677 | DE |  | 2008-02-26 19:00 |  | Defibrillator/Pacemakers; External | 41526 | M4735A - XL | PHILIPS MEDICAL SYSTEMS CARDIAC & MONITORING SYSTEMS DIV | 6303.3
CHRISTIANA |  | HOSPITAL-CH | 0 | US00461616 | DE |  | 2008-02-26 19:00 |  | Defibrillator/Pacemakers; External | 41485 | M4735A - XL | PHILIPS MEDICAL SYSTEMS CARDIAC & MONITORING SYSTEMS DIV | 6303.3
CHRISTIANA |  | HOSPITAL-CH | 0 | US00461618 | DE |  | 2008-02-26 19:00 |  | Defibrillator/Pacemakers; External | 41478 | M4735A - XL | PHILIPS MEDICAL SYSTEMS CARDIAC & MONITORING SYSTEMS DIV | 6303.3
CHRISTIANA |  | HOSPITAL-CH | 0 | US00102119 | DE |  | 2006-03-27 19:00 |  | Defibrillator/Pacemakers; External | 38277 | M4735A - XL | PHILIPS MEDICAL SYSTEMS CARDIAC & MONITORING SYSTEMS DIV | 7399.99
CHRISTIANA |  | HOSPITAL-CH | 0 | US00123047 | DE |  | 2003-12-13 19:00 |  | Defibrillator/Pacemakers; External | 35289 | M4735A - XL | PHILIPS MEDICAL SYSTEMS CARDIAC & MONITORING SYSTEMS DIV | 7241.5
CHRISTIANA |  | HOSPITAL-CH | 0 | US00107541 | DE |  | 2012-03-05 19:00 |  | Defibrillator/Pacemakers; External | 48132 | M4735A - XL | PHILIPS MEDICAL SYSTEMS CARDIAC & MONITORING SYSTEMS DIV | 4950
CHRISTIANA |  | HOSPITAL-CH | 0 | US00461250 | DE |  | 2008-02-26 19:00 |  | Defibrillator/Pacemakers; External | 41500 | M4735A - XL | PHILIPS MEDICAL SYSTEMS CARDIAC & MONITORING SYSTEMS DIV | 6303.3
CHRISTIANA |  | HOSPITAL-CH | 0 | US00461676 | DE |  | 2008-02-26 19:00 |  | Defibrillator/Pacemakers; External | 41506 | M4735A - XL | PHILIPS MEDICAL SYSTEMS CARDIAC & MONITORING SYSTEMS DIV | 6303.3
CHRISTIANA |  | HOSPITAL-CH | 0 | US00461621 | DE |  | 2008-02-26 19:00 |  | Defibrillator/Pacemakers; External | 41474 | M4735A - XL | PHILIPS MEDICAL SYSTEMS CARDIAC & MONITORING SYSTEMS DIV | 6303.3
CHRISTIANA |  | HOSPITAL-WH | 0 | US00461623 | DE |  | 2008-02-26 19:00 |  | Defibrillator/Pacemakers; External | 41458 | M4735A - XL | PHILIPS MEDICAL SYSTEMS CARDIAC & MONITORING SYSTEMS DIV | 6303.3
CHRISTIANA |  | HOSPITAL-WH | 0 | us00451170 | DE |  | 2006-01-02 19:00 |  | Defibrillator/Pacemakers; External | 50331 | M4735A - XL | PHILIPS MEDICAL SYSTEMS CARDIAC & MONITORING SYSTEMS DIV | 7368.48
CHRISTIANA |  | HOSPITAL-CH | 0 | us00603446 | DE |  | 2006-01-01 19:00 |  | Defibrillator/Pacemakers; External | 51260 | M4735A - XL | PHILIPS MEDICAL SYSTEMS CARDIAC & MONITORING SYSTEMS DIV | 7368.48
CHRISTIANA |  | HOSPITAL-WH | 0 | US00103865 | DE |  | 2015-07-06 20:00 |  | Defibrillator/Pacemakers; External | 60179 | M4735A - XL | PHILIPS MEDICAL SYSTEMS CARDIAC & MONITORING SYSTEMS DIV | 6303.3
CHRISTIANA |  | HOSPITAL-CH | 0 | US00461253 | DE |  | 2008-02-26 19:00 |  | Defibrillator/Pacemakers; External | 41492 | M4735A - XL | PHILIPS MEDICAL SYSTEMS CARDIAC & MONITORING SYSTEMS DIV | 6303.3
CHRISTIANA |  | HOSPITAL-CH | 0 | US00461255 | DE |  | 2008-02-26 19:00 |  | Defibrillator/Pacemakers; External | 41533 | M4735A - XL | PHILIPS MEDICAL SYSTEMS CARDIAC & MONITORING SYSTEMS DIV | 6303.3
CHRISTIANA |  | HOSPITAL-CH | 0 | US00440886 | DE |  | 2006-01-01 19:00 |  | Defibrillator/Pacemakers; External | 38185 | M4735A - XL | PHILIPS MEDICAL SYSTEMS CARDIAC & MONITORING SYSTEMS DIV | 7368.48
CHRISTIANA |  | HOSPITAL-WH | 0 | US00110431 | DE |  | 2014-06-26 20:00 |  | Defibrillator/Pacemakers; External | 53715 | M4735A - XL | PHILIPS MEDICAL SYSTEMS CARDIAC & MONITORING SYSTEMS DIV | 7368.48
CHRISTIANA |  | HOSPITAL-CH | 0 | US00461620 | DE |  | 2008-02-26 19:00 |  | Defibrillator/Pacemakers; External | 41480 | M4735A - XL | PHILIPS MEDICAL SYSTEMS CARDIAC & MONITORING SYSTEMS DIV | 6303.3
CHRISTIANA |  | HOSPITAL-CH | 0 | US00461622 | DE |  | 2008-02-26 19:00 |  | Defibrillator/Pacemakers; External | 41476 | M4735A - XL | PHILIPS MEDICAL SYSTEMS CARDIAC & MONITORING SYSTEMS DIV | 6303.3
CHRISTIANA |  | HOSPITAL-CH | 0 | US00461252 | DE |  | 2008-02-26 19:00 |  | Defibrillator/Pacemakers; External | 41489 | M4735A - XL | PHILIPS MEDICAL SYSTEMS CARDIAC & MONITORING SYSTEMS DIV | 6303.3
CHRISTIANA |  | HOSPITAL-CH | 0 | US00461254 | DE |  | 2008-02-26 19:00 |  | Defibrillator/Pacemakers; External | 41499 | M4735A - XL | PHILIPS MEDICAL SYSTEMS CARDIAC & MONITORING SYSTEMS DIV | 6303.3
CHRISTIANA |  | HOSPITAL-CH | 0 | US00440884 | DE |  | 2006-01-01 19:00 |  | Defibrillator/Pacemakers; External | 38184 | M4735A - XL | PHILIPS MEDICAL SYSTEMS CARDIAC & MONITORING SYSTEMS DIV | 7368.48
CHRISTIANA |  | HOSPITAL-CH | 0 | US00440885 | DE |  | 2006-01-01 19:00 |  | Defibrillator/Pacemakers; External | 38186 | M4735A - XL | PHILIPS MEDICAL SYSTEMS CARDIAC & MONITORING SYSTEMS DIV | 7368.48
CHRISTIANA |  | HOSPITAL-CH | 0 | US00104731 | DE |  | 2014-12-11 19:00 |  | Defibrillator/Pacemakers; External | 56856 | M4735A - XL | PHILIPS MEDICAL SYSTEMS CARDIAC & MONITORING SYSTEMS DIV | 7368.48
CHRISTIANA |  | HOSPITAL-CH | 0 | US00461624 | DE |  | 2008-02-26 19:00 |  | Defibrillator/Pacemakers; External | 41504 | M4735A - XL | PHILIPS MEDICAL SYSTEMS CARDIAC & MONITORING SYSTEMS DIV | 6303.3
CHRISTIANA |  | HOSPITAL-CH | 0 | US00461626 | DE |  | 2008-02-26 19:00 |  | Defibrillator/Pacemakers; External | 41473 | M4735A - XL | PHILIPS MEDICAL SYSTEMS CARDIAC & MONITORING SYSTEMS DIV | 6303.3
CHRISTIANA |  | HOSPITAL-CH | 0 | US00461591 | DE |  | 2008-02-26 19:00 |  | Defibrillator/Pacemakers; External | 41483 | M4735A - XL | PHILIPS MEDICAL SYSTEMS CARDIAC & MONITORING SYSTEMS DIV | 6303.3
CHRISTIANA |  | HOSPITAL-CH | 0 | US00461593 | DE |  | 2008-02-26 19:00 |  | Defibrillator/Pacemakers; External | 41501 | M4735A - XL | PHILIPS MEDICAL SYSTEMS CARDIAC & MONITORING SYSTEMS DIV | 6303.3
CHRISTIANA |  | HOSPITAL-CH | 0 | US00461625 | DE |  | 2008-02-26 19:00 |  | Defibrillator/Pacemakers; External | 41484 | M4735A - XL | PHILIPS MEDICAL SYSTEMS CARDIAC & MONITORING SYSTEMS DIV | 6303.3
CHRISTIANA |  | HOSPITAL-WH | 0 | US00461627 | DE |  | 2008-02-26 19:00 |  | Defibrillator/Pacemakers; External | 41450 | M4735A - XL | PHILIPS MEDICAL SYSTEMS CARDIAC & MONITORING SYSTEMS DIV | 6303.3
CHRISTIANA |  | CH-SURGI | 0 | US00465152 | DE |  | 2008-07-22 20:00 |  | Defibrillator/Pacemakers; External | 40681 | M4735A - XL | PHILIPS MEDICAL SYSTEMS CARDIAC & MONITORING SYSTEMS DIV | 7995
CHRISTIANA |  | HOSPITAL-WH | 0 | US00461590 | DE |  | 2008-02-26 19:00 |  | Defibrillator/Pacemakers; External | 41445 | M4735A - XL | PHILIPS MEDICAL SYSTEMS CARDIAC & MONITORING SYSTEMS DIV | 6303.3
CHRISTIANA |  | EDUCATION | 0 | US00461592 | DE |  | 2008-02-26 19:00 |  | Defibrillator/Pacemakers; External | 41494 | M4735A - XL | PHILIPS MEDICAL SYSTEMS CARDIAC & MONITORING SYSTEMS DIV | 6303.3
CHRISTIANA |  | HOSPITAL-WH | 0 | US00461594 | DE |  | 2008-02-26 19:00 |  | Defibrillator/Pacemakers; External | 41443 | M4735A - XL | PHILIPS MEDICAL SYSTEMS CARDIAC & MONITORING SYSTEMS DIV | 6303.3
CHRISTIANA |  | HOSPITAL-CH | 0 | US00461612 | DE |  | 2008-02-26 19:00 |  | Defibrillator/Pacemakers; External | 41503 | M4735A - XL | PHILIPS MEDICAL SYSTEMS CARDIAC & MONITORING SYSTEMS DIV | 6303.3
CHRISTIANA |  | HOSPITAL-WH | 0 | US00461614 | DE |  | 2008-02-26 19:00 |  | Defibrillator/Pacemakers; External | 41453 | M4735A - XL | PHILIPS MEDICAL SYSTEMS CARDIAC & MONITORING SYSTEMS DIV | 6303.3
CHRISTIANA |  | HOSPITAL-WH | 0 | US00129027 | DE |  | 2013-07-31 20:00 |  | Defibrillator/Pacemakers; External | 53642 | M4735A - XL | PHILIPS MEDICAL SYSTEMS CARDIAC & MONITORING SYSTEMS DIV | 6303.3
CHRISTIANA |  | HOSPITAL-CH | 0 | US00113743 | DE |  | 2002-09-11 20:00 |  | Defibrillator/Pacemakers; External | 30187 | M4735A - XL | PHILIPS MEDICAL SYSTEMS CARDIAC & MONITORING SYSTEMS DIV | 6366.75
CHRISTIANA |  | EDUCATION | 0 | US00461628 | DE |  | 2008-02-26 19:00 |  | Defibrillator/Pacemakers; External | 41475 | M4735A - XL | PHILIPS MEDICAL SYSTEMS CARDIAC & MONITORING SYSTEMS DIV | 6303.3
CHRISTIANA |  | HOSPITAL-CH | 0 | US00461656 | DE |  | 2008-02-26 19:00 |  | Defibrillator/Pacemakers; External | 41519 | M4735A - XL | PHILIPS MEDICAL SYSTEMS CARDIAC & MONITORING SYSTEMS DIV | 6303.3
CHRISTIANA |  | HOSPITAL-CH | 0 | US00461658 | DE |  | 2008-02-26 19:00 |  | Defibrillator/Pacemakers; External | 41516 | M4735A - XL | PHILIPS MEDICAL SYSTEMS CARDIAC & MONITORING SYSTEMS DIV | 6303.3
CHRISTIANA |  | HOSPITAL-CH | 0 | US00461244 | DE |  | 2008-02-26 19:00 |  | Defibrillator/Pacemakers; External | 41493 | M4735A - XL | PHILIPS MEDICAL SYSTEMS CARDIAC & MONITORING SYSTEMS DIV | 6303.3
CHRISTIANA |  | HOSPITAL-CH | 0 | US00461246 | DE |  | 2008-02-26 19:00 |  | Defibrillator/Pacemakers; External | 41488 | M4735A - XL | PHILIPS MEDICAL SYSTEMS CARDIAC & MONITORING SYSTEMS DIV | 6303.3
CHRISTIANA |  | HOSPITAL-CH | 0 | US00461671 | DE |  | 2008-02-26 19:00 |  | Defibrillator/Pacemakers; External | 41511 | M4735A - XL | PHILIPS MEDICAL SYSTEMS CARDIAC & MONITORING SYSTEMS DIV | 6303.3
CHRISTIANA |  | HOSPITAL-CH | 0 | US00461673 | DE |  | 2008-02-26 19:00 |  | Defibrillator/Pacemakers; External | 41518 | M4735A - XL | PHILIPS MEDICAL SYSTEMS CARDIAC & MONITORING SYSTEMS DIV | 6303.3
CHRISTIANA |  | HOSPITAL-CH | 0 | US00461611 | DE |  | 2008-02-26 19:00 |  | Defibrillator/Pacemakers; External | 41505 | M4735A - XL | PHILIPS MEDICAL SYSTEMS CARDIAC & MONITORING SYSTEMS DIV | 6303.3
CHRISTIANA |  | HOSPITAL-WH | 0 | US00461613 | DE |  | 2008-02-26 19:00 |  | Defibrillator/Pacemakers; External | 41456 | M4735A - XL | PHILIPS MEDICAL SYSTEMS CARDIAC & MONITORING SYSTEMS DIV | 6303.3
CHRISTIANA |  | HOSPITAL-WH | 0 | US00462639 | DE |  | 2008-04-12 20:00 |  | Defibrillator/Pacemakers; External | 41593 | M4735A - XL | PHILIPS MEDICAL SYSTEMS CARDIAC & MONITORING SYSTEMS DIV | 6303.3
CHRISTIANA |  | HOSPITAL-CH | 0 | US00465155 | DE |  | 2008-07-22 20:00 |  | Defibrillator/Pacemakers; External | 40684 | M4735A - XL | PHILIPS MEDICAL SYSTEMS CARDIAC & MONITORING SYSTEMS DIV | 25000
CHRISTIANA |  | HOSPITAL-WH | 0 | US00461629 | DE |  | 2008-02-26 19:00 |  | Defibrillator/Pacemakers; External | 41446 | M4735A - XL | PHILIPS MEDICAL SYSTEMS CARDIAC & MONITORING SYSTEMS DIV | 6303.3
CHRISTIANA |  | HOSPITAL-CH | 0 | US00461657 | DE |  | 2008-02-26 19:00 |  | Defibrillator/Pacemakers; External | 41514 | M4735A - XL | PHILIPS MEDICAL SYSTEMS CARDIAC & MONITORING SYSTEMS DIV | 6303.3
CHRISTIANA |  | HOSPITAL-CH | 0 | US00461245 | DE |  | 2008-02-26 19:00 |  | Defibrillator/Pacemakers; External | 41497 | M4735A - XL | PHILIPS MEDICAL SYSTEMS CARDIAC & MONITORING SYSTEMS DIV | 6303.3
CHRISTIANA |  | HOSPITAL-CH | 0 | US00461247 | DE |  | 2008-02-26 19:00 |  | Defibrillator/Pacemakers; External | 41490 | M4735A - XL | PHILIPS MEDICAL SYSTEMS CARDIAC & MONITORING SYSTEMS DIV | 6303.3
CHRISTIANA |  | HOSPITAL-CH | 0 | US00461672 | DE |  | 2008-02-26 19:00 |  | Defibrillator/Pacemakers; External | 41510 | M4735A - XL | PHILIPS MEDICAL SYSTEMS CARDIAC & MONITORING SYSTEMS DIV | 6303.3
CHRISTIANA |  | HOSPITAL-CH | 0 | US00461674 | DE |  | 2008-02-26 19:00 |  | Defibrillator/Pacemakers; External | 41523 | M4735A - XL | PHILIPS MEDICAL SYSTEMS CARDIAC & MONITORING SYSTEMS DIV | 6303.3
CHRISTIANA |  | HOSPITAL-WH | 0 | us00110779 | DE |  | 2006-01-02 19:00 |  | Defibrillator/Pacemakers; External | 50330 | M4735A - XL | PHILIPS MEDICAL SYSTEMS CARDIAC & MONITORING SYSTEMS DIV | 7368.48
CHRISTIANA |  | HOSPITAL-CH | 0 | US00113834 | DE |  | 2002-09-11 20:00 |  | Defibrillator/Pacemakers; External | 30189 | M4735A - XL | PHILIPS MEDICAL SYSTEMS CARDIAC & MONITORING SYSTEMS DIV | 6366.75
CHRISTIANA |  | HOSPITAL-WH | 0 | US00114622 | DE |  | 2013-06-30 20:00 |  | Defibrillator/Pacemakers; External | 52404 | M4735A - XL | PHILIPS MEDICAL SYSTEMS CARDIAC & MONITORING SYSTEMS DIV | 7368.48
CHRISTIANA |  | HOSPITAL-CH | 0 | US00461660 | DE |  | 2008-02-26 19:00 |  | Defibrillator/Pacemakers; External | 41508 | M4735A - XL | PHILIPS MEDICAL SYSTEMS CARDIAC & MONITORING SYSTEMS DIV | 6303.3
CHRISTIANA |  | HOSPITAL-CH | 0 | US00461662 | DE |  | 2008-02-26 19:00 |  | Defibrillator/Pacemakers; External | 41529 | M4735A - XL | PHILIPS MEDICAL SYSTEMS CARDIAC & MONITORING SYSTEMS DIV | 6303.3
CHRISTIANA |  | HOSPITAL-CH | 0 | US00461248 | DE |  | 2008-02-26 19:00 |  | Defibrillator/Pacemakers; External | 41491 | M4735A - XL | PHILIPS MEDICAL SYSTEMS CARDIAC & MONITORING SYSTEMS DIV | 6303.3
CHRISTIANA |  | HOSPITAL-CH | 0 | US00461615 | DE |  | 2008-02-26 19:00 |  | Defibrillator/Pacemakers; External | 41486 | M4735A - XL | PHILIPS MEDICAL SYSTEMS CARDIAC & MONITORING SYSTEMS DIV | 6303.3
CHRISTIANA |  | HOSPITAL-CH | 0 | US00461659 | DE |  | 2008-02-26 19:00 |  | Defibrillator/Pacemakers; External | 41498 | M4735A - XL | PHILIPS MEDICAL SYSTEMS CARDIAC & MONITORING SYSTEMS DIV | 6303.3
CHRISTIANA |  | HOSPITAL-CH | 0 | US00461661 | DE |  | 2008-02-26 19:00 |  | Defibrillator/Pacemakers; External | 41527 | M4735A - XL | PHILIPS MEDICAL SYSTEMS CARDIAC & MONITORING SYSTEMS DIV | 6303.3
CHRISTIANA |  | HOSPITAL-CH | 0 | US00123940 | DE |  | 2002-09-11 20:00 |  | Defibrillator/Pacemakers; External | 33640 | M4735A - XL | PHILIPS MEDICAL SYSTEMS CARDIAC & MONITORING SYSTEMS DIV | 6366.75
CHRISTIANA |  | HOSPITAL-WH | 0 | US00117662 | DE |  | 2003-03-02 19:00 |  | Defibrillator/Pacemakers; External | 34518 | M4735A - XL | PHILIPS MEDICAL SYSTEMS CARDIAC & MONITORING SYSTEMS DIV | 5596.5
CHRISTIANA |  | HOSPITAL-CH | 0 | us00603447 | DE |  | 2006-01-01 19:00 |  | Defibrillator/Pacemakers; External | 51258 | M4735A - XL | PHILIPS MEDICAL SYSTEMS CARDIAC & MONITORING SYSTEMS DIV | 7368.48
CHRISTIANA |  | HOSPITAL-CH | 0 | US00461664 | DE |  | 2008-02-26 19:00 |  | Defibrillator/Pacemakers; External | 41521 | M4735A - XL | PHILIPS MEDICAL SYSTEMS CARDIAC & MONITORING SYSTEMS DIV | 6303.3
CHRISTIANA |  | HOSPITAL-CH | 0 | US00461666 | DE |  | 2008-02-26 19:00 |  | Defibrillator/Pacemakers; External | 41509 | M4735A - XL | PHILIPS MEDICAL SYSTEMS CARDIAC & MONITORING SYSTEMS DIV | 6303.3
CHRISTIANA |  | HOSPITAL-CH | 0 | US00100155 | DE |  | 2012-03-05 19:00 |  | Defibrillator/Pacemakers; External | 48133 | M4735A - XL | PHILIPS MEDICAL SYSTEMS CARDIAC & MONITORING SYSTEMS DIV | 4950
CHRISTIANA |  | HOSPITAL-CH | 0 | US00113832 | DE |  | 2002-09-11 20:00 |  | Defibrillator/Pacemakers; External | 33639 | M4735A - XL | PHILIPS MEDICAL SYSTEMS CARDIAC & MONITORING SYSTEMS DIV | 6366.75
CHRISTIANA |  | HOSPITAL-CH | 0 | US00112892 | DE |  | 2002-09-11 20:00 |  | Defibrillator/Pacemakers; External | 33717 | M4735A - XL | PHILIPS MEDICAL SYSTEMS CARDIAC & MONITORING SYSTEMS DIV | 6366.75
CHRISTIANA |  | HOSPITAL-WH | 0 | US00448916 | DE |  |  |  | Defibrillator/Pacemakers; External | 40641 | M4735A - XL | PHILIPS MEDICAL SYSTEMS CARDIAC & MONITORING SYSTEMS DIV | 0
CHRISTIANA |  | HOSPITAL-CH | 0 | US00110273 | DE |  | 2003-03-02 19:00 |  | Defibrillator/Pacemakers; External | 34516 | M4735A - XL | PHILIPS MEDICAL SYSTEMS CARDIAC & MONITORING SYSTEMS DIV | 5596.5
CHRISTIANA |  | EDUCATION | 0 | US00461663 | DE |  | 2008-02-26 19:00 |  | Defibrillator/Pacemakers; External | 41496 | M4735A - XL | PHILIPS MEDICAL SYSTEMS CARDIAC & MONITORING SYSTEMS DIV | 6303.3
CHRISTIANA |  | HOSPITAL-CH | 0 | US00461665 | DE |  | 2008-02-26 19:00 |  | Defibrillator/Pacemakers; External | 41524 | M4735A - XL | PHILIPS MEDICAL SYSTEMS CARDIAC & MONITORING SYSTEMS DIV | 6303.3
CHRISTIANA |  | HOSPITAL-WH | 0 | US00113838 | DE |  | 2002-09-11 20:00 |  | Defibrillator/Pacemakers; External | 33714 | M4735A - XL | PHILIPS MEDICAL SYSTEMS CARDIAC & MONITORING SYSTEMS DIV | 6366.75
CHRISTIANA |  | HOSPITAL-CH | 0 | US00118021 | DE |  | 2002-09-11 20:00 |  | Defibrillator/Pacemakers; External | 33716 | M4735A - XL | PHILIPS MEDICAL SYSTEMS CARDIAC & MONITORING SYSTEMS DIV | 6366.75
CHRISTIANA |  | HOSPITAL-CH | 0 | US00100646 | DE |  | 2013-06-13 20:00 |  | Defibrillator/Pacemakers; External | 52452 | M4735A - XL | PHILIPS MEDICAL SYSTEMS CARDIAC & MONITORING SYSTEMS DIV | 7995
CHRISTIANA |  | HOSPITAL-WH | 0 | US00461608 | DE |  | 2008-02-26 19:00 |  | Defibrillator/Pacemakers; External | 41448 | M4735A - XL | PHILIPS MEDICAL SYSTEMS CARDIAC & MONITORING SYSTEMS DIV | 6303.3
CHRISTIANA |  | HOSPITAL-CH | 0 | US00461610 | DE |  | 2008-02-26 19:00 |  | Defibrillator/Pacemakers; External | 41479 | M4735A - XL | PHILIPS MEDICAL SYSTEMS CARDIAC & MONITORING SYSTEMS DIV | 6303.3
CHRISTIANA |  | HOSPITAL-CH | 0 | US00461242 | DE |  |  |  | Defibrillator/Pacemakers; External | 41487 | M4735A - XL | PHILIPS MEDICAL SYSTEMS CARDIAC & MONITORING SYSTEMS DIV | 6303.3
CHRISTIANA |  | HOSPITAL-CH | 0 | US00462640 | DE |  | 2008-04-12 20:00 |  | Defibrillator/Pacemakers; External | 41592 | M4735A - XL | PHILIPS MEDICAL SYSTEMS CARDIAC & MONITORING SYSTEMS DIV | 6303.3
CHRISTIANA |  | HOSPITAL-WH | 0 | US00467721 | DE |  | 2013-11-24 19:00 |  | Defibrillator/Pacemakers; External | 50381 | M4735A - XL | PHILIPS MEDICAL SYSTEMS CARDIAC & MONITORING SYSTEMS DIV | 25000
CHRISTIANA |  | HOSPITAL-CH | 0 | US00461667 | DE |  | 2008-02-26 19:00 |  | Defibrillator/Pacemakers; External | 41528 | M4735A - XL | PHILIPS MEDICAL SYSTEMS CARDIAC & MONITORING SYSTEMS DIV | 6303.3
CHRISTIANA |  | HOSPITAL-CH | 0 | US00229720 | DE |  | 2005-01-18 19:00 |  | Defibrillator/Pacemakers; External | 36924 | M4735A - XL | PHILIPS MEDICAL SYSTEMS CARDIAC & MONITORING SYSTEMS DIV | 7241.5
CHRISTIANA |  | HOSPITAL-CH | 0 | US00113836 | DE |  | 2002-09-11 20:00 |  | Defibrillator/Pacemakers; External | 33715 | M4735A - XL | PHILIPS MEDICAL SYSTEMS CARDIAC & MONITORING SYSTEMS DIV | 6366.75
CHRISTIANA |  | HOSPITAL-CH | 0 | US00233498 | DE |  | 2002-09-11 20:00 |  | Defibrillator/Pacemakers; External | 62471 | M4735A - XL | PHILIPS MEDICAL SYSTEMS CARDIAC & MONITORING SYSTEMS DIV | 6366.75
CHRISTIANA |  | HOSPITAL-WH | 0 | US00461609 | DE |  | 2008-02-26 19:00 |  | Defibrillator/Pacemakers; External | 41444 | M4735A - XL | PHILIPS MEDICAL SYSTEMS CARDIAC & MONITORING SYSTEMS DIV | 6303.3
CHRISTIANA |  | HOSPITAL-CH | 0 | US00444912 | DE |  | 2006-10-31 19:00 |  | Defibrillator/Pacemakers; External | 39130 | M4735A - XL | PHILIPS MEDICAL SYSTEMS CARDIAC & MONITORING SYSTEMS DIV | 25000
CHRISTIANA |  | HOSPITAL-CH | 0 | US00461241 | DE |  | 2008-02-26 19:00 |  | Defibrillator/Pacemakers; External | 41534 | M4735A - XL | PHILIPS MEDICAL SYSTEMS CARDIAC & MONITORING SYSTEMS DIV | 6303.3
CHRISTIANA |  | HOSPITAL-CH | 0 | US00461243 | DE |  | 2008-02-26 19:00 |  | Defibrillator/Pacemakers; External | 41531 | M4735A - XL | PHILIPS MEDICAL SYSTEMS CARDIAC & MONITORING SYSTEMS DIV | 6303.3
CHRISTIANA |  | HOSPITAL-CH | 0 | US00461668 | DE |  | 2008-02-26 19:00 |  | Defibrillator/Pacemakers; External | 41520 | M4735A - XL | PHILIPS MEDICAL SYSTEMS CARDIAC & MONITORING SYSTEMS DIV | 6303.3
CHRISTIANA |  | HOSPITAL-CH | 0 | US00461670 | DE |  | 2008-02-26 19:00 |  | Defibrillator/Pacemakers; External | 41517 | M4735A - XL | PHILIPS MEDICAL SYSTEMS CARDIAC & MONITORING SYSTEMS DIV | 6303.3
CHRISTIANA |  | HOSPITAL-CH | 0 | US00572274 | DE |  | 2009-04-05 20:00 |  | Defibrillator/Pacemakers; External | 42488 | M4735A - XL | PHILIPS MEDICAL SYSTEMS CARDIAC & MONITORING SYSTEMS DIV | 9794.25
CHRISTIANA |  | HOSPITAL-CH | 0 | US00229718 | DE |  | 2005-01-18 19:00 |  | Defibrillator/Pacemakers; External | 36923 | M4735A - XL | PHILIPS MEDICAL SYSTEMS CARDIAC & MONITORING SYSTEMS DIV | 7241.5
CHRISTIANA |  | HOSPITAL-WH | 0 | 2014-00050 | DE |  | 2015-01-26 19:00 |  | Compressed Gas Proportioners; Oxygen-Heliox | 55768 | SEDARA Gas Mixer System - SEDARA | LINDE HEALTHCARE | 72
CHRISTIANA |  | HOSPITAL-CH | 0 | 2013-00005 | DE |  | 2015-05-18 20:00 |  | Compressed Gas Proportioners; Oxygen-Heliox | 57474 | SEDARA Gas Mixer System - SEDARA | LINDE HEALTHCARE | 5000
CHRISTIANA |  | Riverside Medical Arts Complex | 0 | M02018 | DE |  |  |  | Scanning Systems; Ultrasonic; General-Purpose | 39333 | UM9-HDI | PHILIPS MEDICAL SYSTEMS NORTH AMERICA | 79999.99
CHRISTIANA |  | HOSPITAL-WH | 0 | 920200000000 | DE |  |  |  | Spectrophotometers | 19634 | 41101-71 | HACH CO | 10000
CHRISTIANA |  | HOSPITAL-CH | 0 | E-36-B | DE |  |  |  | Compressors; Medical-Air | 14445 | AD-2000 | TIMETER INSTRUMENT CORP ALLIED HEALTH CARE PRODUCTS CO | 300
CHRISTIANA |  | HOSPITAL-WH | 0 | H120 | DE |  |  |  | Compressors; Medical-Air | 14806 | AD-2000 | TIMETER INSTRUMENT CORP ALLIED HEALTH CARE PRODUCTS CO | 1095
CHRISTIANA |  | HOSPITAL-WH | 0 | 200D20199USA | DE |  |  |  | Hyperthermia Units; Circulating-Air | 19605 | 200 | ARIZANT INC | 4000
CHRISTIANA |  | HOSPITAL-WH | 0 | 200D20194USA | DE |  |  |  | Hyperthermia Units; Circulating-Air | 19606 | 200 | ARIZANT INC | 4000
CHRISTIANA |  | HOSPITAL-CH | 0 | FX1117655 | DE |  |  |  | Circulatory Assist Units; Peripheral Compression; Intermittent | 40873 | AC 550 | HUNTLEIGH HEALTHCARE LLC | 1080
CHRISTIANA |  | HOSPITAL-CH | 0 | FX1117964 | DE |  |  |  | Circulatory Assist Units; Peripheral Compression; Intermittent | 40824 | AC 550 | HUNTLEIGH HEALTHCARE LLC | 1080
CHRISTIANA |  | HOSPITAL-CH | 0 | FX1118781 | DE |  |  |  | Circulatory Assist Units; Peripheral Compression; Intermittent | 41301 | AC 550 | HUNTLEIGH HEALTHCARE LLC | 1080
CHRISTIANA |  | HOSPITAL-CH | 0 | FX1094824 | DE |  |  |  | Circulatory Assist Units; Peripheral Compression; Intermittent | 53969 | AC 550 | HUNTLEIGH HEALTHCARE LLC | 750
CHRISTIANA |  | HOSPITAL-CH | 0 | FXR010858 | DE |  |  |  | Circulatory Assist Units; Peripheral Compression; Intermittent | 41888 | AC 550 | HUNTLEIGH HEALTHCARE LLC | 1080
CHRISTIANA |  | HOSPITAL-CH | 0 | FXR010903 | DE |  |  |  | Circulatory Assist Units; Peripheral Compression; Intermittent | 41890 | AC 550 | HUNTLEIGH HEALTHCARE LLC | 1080
CHRISTIANA |  | HOSPITAL-CH | 0 | 1000038387 | DE |  |  |  | Circulatory Assist Units; Peripheral Compression; Intermittent | 53993 | AC 550 | HUNTLEIGH HEALTHCARE LLC | 750
CHRISTIANA |  | HOSPITAL-CH | 0 | FX1117871 | DE |  |  |  | Circulatory Assist Units; Peripheral Compression; Intermittent | 40919 | AC 550 | HUNTLEIGH HEALTHCARE LLC | 1080
CHRISTIANA |  |  | 0 | FX1085068 | DE |  |  |  | Circulatory Assist Units; Peripheral Compression; Intermittent | 37241 | AC 550 | HUNTLEIGH HEALTHCARE LLC | 0
CHRISTIANA |  | HOSPITAL-CH | 0 | FX1121819 | DE |  |  |  | Circulatory Assist Units; Peripheral Compression; Intermittent | 41080 | AC 550 | HUNTLEIGH HEALTHCARE LLC | 1080
CHRISTIANA |  | HOSPITAL-WH | 0 | FX1119620 | DE |  |  |  | Circulatory Assist Units; Peripheral Compression; Intermittent | 41052 | AC 550 | HUNTLEIGH HEALTHCARE LLC | 1080
CHRISTIANA |  | HOSPITAL-CH | 0 | FX1119846 | DE |  |  |  | Circulatory Assist Units; Peripheral Compression; Intermittent | 40974 | AC 550 | HUNTLEIGH HEALTHCARE LLC | 1080
CHRISTIANA |  | HOSPITAL-CH | 0 | FX1118792 | DE |  |  |  | Circulatory Assist Units; Peripheral Compression; Intermittent | 41162 | AC 550 | HUNTLEIGH HEALTHCARE LLC | 1080
CHRISTIANA |  | HOSPITAL-CH | 0 | FX1079821 | DE |  |  |  | Circulatory Assist Units; Peripheral Compression; Intermittent | 36968 | AC 550 | HUNTLEIGH HEALTHCARE LLC | 0
CHRISTIANA |  | HOSPITAL-CH | 0 | FX1117882 | DE |  |  |  | Circulatory Assist Units; Peripheral Compression; Intermittent | 40831 | AC 550 | HUNTLEIGH HEALTHCARE LLC | 1080
CHRISTIANA |  | HOSPITAL-WH | 0 | FX1121820 | DE |  |  |  | Circulatory Assist Units; Peripheral Compression; Intermittent | 41057 | AC 550 | HUNTLEIGH HEALTHCARE LLC | 1080
CHRISTIANA |  | HOSPITAL-CH | 0 | FXR010956 | DE |  |  |  | Circulatory Assist Units; Peripheral Compression; Intermittent | 41931 | AC 550 | HUNTLEIGH HEALTHCARE LLC | 1080
CHRISTIANA |  | HOSPITAL-WH | 0 | FX1119793 | DE |  |  |  | Circulatory Assist Units; Peripheral Compression; Intermittent | 41044 | AC 550 | HUNTLEIGH HEALTHCARE LLC | 1080
CHRISTIANA |  | HOSPITAL-WH | 0 | FX1119862 | DE |  |  |  | Circulatory Assist Units; Peripheral Compression; Intermittent | 41133 | AC 550 | HUNTLEIGH HEALTHCARE LLC | 1080
CHRISTIANA |  | HOSPITAL-CH | 0 | FX1118766 | DE |  |  |  | Circulatory Assist Units; Peripheral Compression; Intermittent | 41253 | AC 550 | HUNTLEIGH HEALTHCARE LLC | 1080
CHRISTIANA |  | HOSPITAL-CH | 0 | 6203 | DE |  |  |  | Compression Units | 47335 | AC 550 | HUNTLEIGH HEALTHCARE LLC | 9.99
CHRISTIANA |  | HOSPITAL-CH | 0 | FX1122425 | DE |  |  |  | Circulatory Assist Units; Peripheral Compression; Intermittent | 40749 | AC 550 | HUNTLEIGH HEALTHCARE LLC | 1080
CHRISTIANA |  | HOSPITAL-WH | 0 | FX1090340 | DE |  |  |  | Circulatory Assist Units; Peripheral Compression; Intermittent | 37223 | AC 550 | HUNTLEIGH HEALTHCARE LLC | 9.99
CHRISTIANA |  | HOSPITAL-CH | 0 | FXR010900 | DE |  |  |  | Circulatory Assist Units; Peripheral Compression; Intermittent | 41922 | AC 550 | HUNTLEIGH HEALTHCARE LLC | 1080
CHRISTIANA |  | HOSPITAL-CH | 0 | 29883 | DE |  |  |  | Circulatory Assist Units; Peripheral Compression; Intermittent | 30075 | AC 550 | HUNTLEIGH HEALTHCARE LLC | 0
CHRISTIANA |  | HOSPITAL-CH | 0 | 29907 | DE |  |  |  | Circulatory Assist Units; Peripheral Compression; Intermittent | 30077 | AC 550 | HUNTLEIGH HEALTHCARE LLC | 0
CHRISTIANA |  | HOSPITAL-CH | 0 | 28564 | DE |  |  |  | Circulatory Assist Units; Peripheral Compression; Intermittent | 30079 | AC 550 | HUNTLEIGH HEALTHCARE LLC | 0
CHRISTIANA |  | HOSPITAL-WH | 0 | FX1119776 | DE |  |  |  | Circulatory Assist Units; Peripheral Compression; Intermittent | 40947 | AC 550 | HUNTLEIGH HEALTHCARE LLC | 1080
CHRISTIANA |  | HOSPITAL-CH | 0 | FX1118801 | DE |  |  |  | Circulatory Assist Units; Peripheral Compression; Intermittent | 41153 | AC 550 | HUNTLEIGH HEALTHCARE LLC | 1080
CHRISTIANA |  | HOSPITAL-CH | 0 | FX1059211 | DE |  |  |  | Circulatory Assist Units; Peripheral Compression; Intermittent | 34491 | AC 550 | HUNTLEIGH HEALTHCARE LLC | 0
CHRISTIANA |  | HOSPITAL-CH | 0 | FX1059166 | DE |  |  |  | Circulatory Assist Units; Peripheral Compression; Intermittent | 34493 | AC 550 | HUNTLEIGH HEALTHCARE LLC | 0
CHRISTIANA |  | HOSPITAL-CH | 0 | FX1117626 | DE |  |  |  | Circulatory Assist Units; Peripheral Compression; Intermittent | 40778 | AC 550 | HUNTLEIGH HEALTHCARE LLC | 1080
CHRISTIANA |  | HOSPITAL-CH | 0 | FX1088938 | DE |  |  |  | Circulatory Assist Units; Peripheral Compression; Intermittent | 37589 | AC 550 | HUNTLEIGH HEALTHCARE LLC | 0
CHRISTIANA |  | HOSPITAL-WH | 0 | FX1119781 | DE |  |  |  | Circulatory Assist Units; Peripheral Compression; Intermittent | 41069 | AC 550 | HUNTLEIGH HEALTHCARE LLC | 1080
CHRISTIANA |  | HOSPITAL-CH | 0 | FX1119903 | DE |  |  |  | Circulatory Assist Units; Peripheral Compression; Intermittent | 41193 | AC 550 | HUNTLEIGH HEALTHCARE LLC | 1080
CHRISTIANA |  | HOSPITAL-CH | 0 | FX1118574 | DE |  |  |  | Circulatory Assist Units; Peripheral Compression; Intermittent | 41233 | AC 550 | HUNTLEIGH HEALTHCARE LLC | 1080
CHRISTIANA |  | HOSPITAL-CH | 0 | FX1118802 | DE |  |  |  | Circulatory Assist Units; Peripheral Compression; Intermittent | 41313 | AC 550 | HUNTLEIGH HEALTHCARE LLC | 1080
CHRISTIANA |  | HOSPITAL-CH | 0 | FX1074655 | DE |  |  |  | Circulatory Assist Units; Peripheral Compression; Intermittent | 36461 | AC 550 | HUNTLEIGH HEALTHCARE LLC | 0
CHRISTIANA |  | HOSPITAL-CH | 0 | FX1074675 | DE |  |  |  | Circulatory Assist Units; Peripheral Compression; Intermittent | 36463 | AC 550 | HUNTLEIGH HEALTHCARE LLC | 0
CHRISTIANA |  | HOSPITAL-CH | 0 | FX1117983 | DE |  |  |  | Circulatory Assist Units; Peripheral Compression; Intermittent | 40941 | AC 550 | HUNTLEIGH HEALTHCARE LLC | 1080
CHRISTIANA |  | HOSPITAL-CH | 0 | FXR010878 | DE |  |  |  | Circulatory Assist Units; Peripheral Compression; Intermittent | 41875 | AC 550 | HUNTLEIGH HEALTHCARE LLC | 1080
CHRISTIANA |  | HOSPITAL-CH | 0 | FXR010868 | DE |  |  |  | Circulatory Assist Units; Peripheral Compression; Intermittent | 41873 | AC 550 | HUNTLEIGH HEALTHCARE LLC | 1080
CHRISTIANA |  | HOSPITAL-CH | 0 | FXR010836 | DE |  |  |  | Circulatory Assist Units; Peripheral Compression; Intermittent | 41903 | AC 550 | HUNTLEIGH HEALTHCARE LLC | 1080
CHRISTIANA |  | HOSPITAL-CH | 0 | FX1119856 | DE |  |  |  | Circulatory Assist Units; Peripheral Compression; Intermittent | 40976 | AC 550 | HUNTLEIGH HEALTHCARE LLC | 1080
CHRISTIANA |  | HOSPITAL-WH | 0 | FX1119902 | DE |  |  |  | Circulatory Assist Units; Peripheral Compression; Intermittent | 41142 | AC 550 | HUNTLEIGH HEALTHCARE LLC | 1080
CHRISTIANA |  | HOSPITAL-CH | 0 | FX1088787 | DE |  |  |  | Circulatory Assist Units; Peripheral Compression; Intermittent | 37548 | AC 550 | HUNTLEIGH HEALTHCARE LLC | 0
CHRISTIANA |  | HOSPITAL-CH | 0 | FX1122370 | DE |  |  |  | Circulatory Assist Units; Peripheral Compression; Intermittent | 41076 | AC 550 | HUNTLEIGH HEALTHCARE LLC | 1080
CHRISTIANA |  | HOSPITAL-CH | 0 | FX 1115772 | DE |  |  |  | Circulatory Assist Units; Peripheral Compression; Intermittent | 40005 | AC 550 | HUNTLEIGH HEALTHCARE LLC | 0
CHRISTIANA |  | HOSPITAL-WH | 0 | FX1118791 | DE |  |  |  | Circulatory Assist Units; Peripheral Compression; Intermittent | 41254 | AC 550 | HUNTLEIGH HEALTHCARE LLC | 1080
CHRISTIANA |  | HOSPITAL-CH | 0 | fx1119901 | DE |  |  |  | Circulatory Assist Units; Peripheral Compression; Intermittent | 41171 | AC 550 | HUNTLEIGH HEALTHCARE LLC | 1080
CHRISTIANA |  | HOSPITAL-WH | 0 | FX1118765 | DE |  |  |  | Circulatory Assist Units; Peripheral Compression; Intermittent | 41304 | AC 550 | HUNTLEIGH HEALTHCARE LLC | 1080
CHRISTIANA |  | HOSPITAL-CH | 0 | FX1118761 | DE |  |  |  | Circulatory Assist Units; Peripheral Compression; Intermittent | 41298 | AC 550 | HUNTLEIGH HEALTHCARE LLC | 1080
CHRISTIANA |  | HOSPITAL-CH | 0 | FX1122386 | DE |  |  |  | Circulatory Assist Units; Peripheral Compression; Intermittent | 40811 | AC 550 | HUNTLEIGH HEALTHCARE LLC | 1080
CHRISTIANA |  | HOSPITAL-CH | 0 | FXR010893 | DE |  |  |  | Circulatory Assist Units; Peripheral Compression; Intermittent | 41889 | AC 550 | HUNTLEIGH HEALTHCARE LLC | 1080
CHRISTIANA |  | HOSPITAL-WH | 0 | FX1119787 | DE |  |  |  | Circulatory Assist Units; Peripheral Compression; Intermittent | 40962 | AC 550 | HUNTLEIGH HEALTHCARE LLC | 1080
CHRISTIANA |  | HOSPITAL-CH | 0 | 6749 | DE |  |  |  | Compression Units | 47568 | AC 550 | HUNTLEIGH HEALTHCARE LLC | 695
CHRISTIANA |  | HOSPITAL-CH | 0 | 26783 | DE |  |  |  | Compression Units | 47566 | AC 550 | HUNTLEIGH HEALTHCARE LLC | 695
CHRISTIANA |  | HOSPITAL-CH | 0 | 18313 | DE |  |  |  | Compression Units | 47574 | AC 550 | HUNTLEIGH HEALTHCARE LLC | 695
CHRISTIANA |  | HOSPITAL-CH | 0 | FX1049329 | DE |  |  |  | Circulatory Assist Units; Peripheral Compression; Intermittent | 53375 | AC 550 | HUNTLEIGH HEALTHCARE LLC | 1080
CHRISTIANA |  | HOSPITAL-CH | 0 | 36634 | DE |  |  |  | Circulatory Assist Units; Peripheral Compression; Intermittent | 31007 | AC 550 | HUNTLEIGH HEALTHCARE LLC | 0
CHRISTIANA |  | Riverside Medical Arts Complex | 0 | FX1086337 | DE |  |  |  | Circulatory Assist Units; Peripheral Compression; Intermittent | 37183 | AC 550 | HUNTLEIGH HEALTHCARE LLC | 0
CHRISTIANA |  | HOSPITAL-CH | 0 | 1200010206 | DE |  |  |  | Circulatory Assist Units; Peripheral Compression; Intermittent | 54015 | AC 550 | HUNTLEIGH HEALTHCARE LLC | 750
CHRISTIANA |  |  | 0 | FX1085088 | DE |  |  |  | Circulatory Assist Units; Peripheral Compression; Intermittent | 37242 | AC 550 | HUNTLEIGH HEALTHCARE LLC | 0
CHRISTIANA |  | HOSPITAL-WH | 0 | FX1119789 | DE |  |  |  | Circulatory Assist Units; Peripheral Compression; Intermittent | 41020 | AC 550 | HUNTLEIGH HEALTHCARE LLC | 1080
CHRISTIANA |  | HOSPITAL-CH | 0 | FX1079812 | DE |  |  |  | Circulatory Assist Units; Peripheral Compression; Intermittent | 36974 | AC 550 | HUNTLEIGH HEALTHCARE LLC | 0
CHRISTIANA |  | HOSPITAL-CH | 0 | FX1118057 | DE |  |  |  | Circulatory Assist Units; Peripheral Compression; Intermittent | 40756 | AC 550 | HUNTLEIGH HEALTHCARE LLC | 1080
CHRISTIANA |  | HOSPITAL-CH | 0 | FX1079814 | DE |  |  |  | Circulatory Assist Units; Peripheral Compression; Intermittent | 36952 | AC 550 | HUNTLEIGH HEALTHCARE LLC | 0
CHRISTIANA |  | HOSPITAL-CH | 0 | FXR021395 | DE |  |  |  | Circulatory Assist Units; Peripheral Compression; Intermittent | 53930 | AC 550 | HUNTLEIGH HEALTHCARE LLC | 750
CHRISTIANA |  | HOSPITAL-CH | 0 | 5521 | DE |  |  |  | Compression Units | 51930 | AC 550 | HUNTLEIGH HEALTHCARE LLC | 750
CHRISTIANA |  | HOSPITAL-WH | 0 | FX1089760 | DE |  |  |  | Circulatory Assist Units; Peripheral Compression; Intermittent | 37222 | AC 550 | HUNTLEIGH HEALTHCARE LLC | 9.99
CHRISTIANA |  | HOSPITAL-WH | 0 | FX1090358 | DE |  |  |  | Circulatory Assist Units; Peripheral Compression; Intermittent | 37224 | AC 550 | HUNTLEIGH HEALTHCARE LLC | 9.99
CHRISTIANA |  | HOSPITAL-CH | 0 | 28546 | DE |  |  |  | Circulatory Assist Units; Peripheral Compression; Intermittent | 30076 | AC 550 | HUNTLEIGH HEALTHCARE LLC | 0
CHRISTIANA |  | HOSPITAL-CH | 0 | 28525 | DE |  |  |  | Circulatory Assist Units; Peripheral Compression; Intermittent | 30078 | AC 550 | HUNTLEIGH HEALTHCARE LLC | 0
CHRISTIANA |  | HOSPITAL-WH | 0 | FX1119641 | DE |  |  |  | Circulatory Assist Units; Peripheral Compression; Intermittent | 41091 | AC 550 | HUNTLEIGH HEALTHCARE LLC | 1080
CHRISTIANA |  | HOSPITAL-CH | 0 | 10133 | DE |  |  |  | Compression Units | t109061 | AC 550 | HUNTLEIGH HEALTHCARE LLC | 0
CHRISTIANA |  | HOSPITAL-CH | 0 | FX1059196 | DE |  |  |  | Circulatory Assist Units; Peripheral Compression; Intermittent | 34490 | AC 550 | HUNTLEIGH HEALTHCARE LLC | 0
CHRISTIANA |  | HOSPITAL-CH | 0 | FX1059164 | DE |  |  |  | Circulatory Assist Units; Peripheral Compression; Intermittent | 34492 | AC 550 | HUNTLEIGH HEALTHCARE LLC | 0
CHRISTIANA |  | HOSPITAL-CH | 0 | FX1088951 | DE |  |  |  | Circulatory Assist Units; Peripheral Compression; Intermittent | 37587 | AC 550 | HUNTLEIGH HEALTHCARE LLC | 0
CHRISTIANA |  | HOSPITAL-CH | 0 | FX1117888 | DE |  |  |  | Circulatory Assist Units; Peripheral Compression; Intermittent | 40901 | AC 550 | HUNTLEIGH HEALTHCARE LLC | 1080
CHRISTIANA |  | HOSPITAL-CH | 0 | FX1052495 | DE |  |  |  | Circulatory Assist Units; Peripheral Compression; Intermittent | 33571 | AC 550 | HUNTLEIGH HEALTHCARE LLC | 0
CHRISTIANA |  | HOSPITAL-WH | 0 | FX1074676 | DE |  |  |  | Circulatory Assist Units; Peripheral Compression; Intermittent | 36462 | AC 550 | HUNTLEIGH HEALTHCARE LLC | 0
CHRISTIANA |  | HOSPITAL-CH | 0 | FXR010871 | DE |  |  |  | Circulatory Assist Units; Peripheral Compression; Intermittent | 41877 | AC 550 | HUNTLEIGH HEALTHCARE LLC | 1080
CHRISTIANA |  | HOSPITAL-CH | 0 | FXR010859 | DE |  |  |  | Circulatory Assist Units; Peripheral Compression; Intermittent | 41874 | AC 550 | HUNTLEIGH HEALTHCARE LLC | 1080
CHRISTIANA |  | HOSPITAL-CH | 0 | FX1117639 | DE |  |  |  | Circulatory Assist Units; Peripheral Compression; Intermittent | 40796 | AC 550 | HUNTLEIGH HEALTHCARE LLC | 1080
CHRISTIANA |  | HOSPITAL-CH | 0 | 1200043442 | DE |  |  |  | Circulatory Assist Units; Peripheral Compression; Intermittent | 53958 | AC 550 | HUNTLEIGH HEALTHCARE LLC | 750
CHRISTIANA |  | HOSPITAL-CH | 0 | FX1088965 | DE |  |  |  | Circulatory Assist Units; Peripheral Compression; Intermittent | 37562 | AC 550 | HUNTLEIGH HEALTHCARE LLC | 0
CHRISTIANA |  | HOSPITAL-CH | 0 | FX1088808 | DE |  |  |  | Circulatory Assist Units; Peripheral Compression; Intermittent | 37549 | AC 550 | HUNTLEIGH HEALTHCARE LLC | 0
CHRISTIANA |  | HOSPITAL-CH | 0 | FXR010946 | DE |  |  |  | Circulatory Assist Units; Peripheral Compression; Intermittent | 41933 | AC 550 | HUNTLEIGH HEALTHCARE LLC | 1080
CHRISTIANA |  | HOSPITAL-WH | 0 | FX1119824 | DE |  |  |  | Circulatory Assist Units; Peripheral Compression; Intermittent | 41104 | AC 550 | HUNTLEIGH HEALTHCARE LLC | 1080
CHRISTIANA |  | HOSPITAL-CH | 0 | FX1118567 | DE |  |  |  | Circulatory Assist Units; Peripheral Compression; Intermittent | 41111 | AC 550 | HUNTLEIGH HEALTHCARE LLC | 1080
CHRISTIANA |  | HOSPITAL-CH | 0 | FX 1115774 | DE |  |  |  | Circulatory Assist Units; Peripheral Compression; Intermittent | 40004 | AC 550 | HUNTLEIGH HEALTHCARE LLC | 0
CHRISTIANA |  | HOSPITAL-WH | 0 | FX1093228 | DE |  |  |  | Circulatory Assist Units; Peripheral Compression; Intermittent | 38065 | AC 550 | HUNTLEIGH HEALTHCARE LLC | 9.99
CHRISTIANA |  | HOSPITAL-CH | 0 | FX1110794 | DE |  |  |  | Circulatory Assist Units; Peripheral Compression; Intermittent | 53926 | AC 550 | HUNTLEIGH HEALTHCARE LLC | 750
CHRISTIANA |  | HOSPITAL-CH | 0 | FX1118576 | DE |  |  |  | Circulatory Assist Units; Peripheral Compression; Intermittent | 41245 | AC 550 | HUNTLEIGH HEALTHCARE LLC | 1080
CHRISTIANA |  | HOSPITAL-CH | 0 | NONE | DE |  |  |  | Compression Units | t109054 | AC 550 | HUNTLEIGH HEALTHCARE LLC | 0
CHRISTIANA |  | HOSPITAL-CH | 0 | FX1117631 | DE |  |  |  | Circulatory Assist Units; Peripheral Compression; Intermittent | 40817 | AC 550 | HUNTLEIGH HEALTHCARE LLC | 1080
CHRISTIANA |  | HOSPITAL-CH | 0 | FXR01885 | DE |  |  |  | Circulatory Assist Units; Peripheral Compression; Intermittent | 41864 | AC 550 | HUNTLEIGH HEALTHCARE LLC | 1080
CHRISTIANA |  | HOSPITAL-WH | 0 | FX1119654 | DE |  |  |  | Circulatory Assist Units; Peripheral Compression; Intermittent | 41033 | AC 550 | HUNTLEIGH HEALTHCARE LLC | 1080
CHRISTIANA |  | HOSPITAL-CH | 0 | FX1122439 | DE |  |  |  | Circulatory Assist Units; Peripheral Compression; Intermittent | 40845 | AC 550 | HUNTLEIGH HEALTHCARE LLC | 1080
CHRISTIANA |  | HOSPITAL-CH | 0 | 1000021972 | DE |  |  |  | Circulatory Assist Units; Peripheral Compression; Intermittent | 53991 | AC 550 | HUNTLEIGH HEALTHCARE LLC | 750
CHRISTIANA |  | HOSPITAL-CH | 0 | FX1117999 | DE |  |  |  | Circulatory Assist Units; Peripheral Compression; Intermittent | 40989 | AC 550 | HUNTLEIGH HEALTHCARE LLC | 1080
CHRISTIANA |  | HOSPITAL-CH | 0 | 29912 | DE |  |  |  | Circulatory Assist Units; Peripheral Compression; Intermittent | 29874 | AC 550 | HUNTLEIGH HEALTHCARE LLC | 0
CHRISTIANA |  | HOSPITAL-CH | 0 | FX1118055 | DE |  |  |  | Circulatory Assist Units; Peripheral Compression; Intermittent | 40757 | AC 550 | HUNTLEIGH HEALTHCARE LLC | 1080
CHRISTIANA |  | HOSPITAL-WH | 0 | 1200003969 | DE |  |  |  | Circulatory Assist Units; Peripheral Compression; Intermittent | 53943 | AC 550 | HUNTLEIGH HEALTHCARE LLC | 750
CHRISTIANA |  | HOSPITAL-CH | 0 | 6093 | DE |  |  |  | Compression Units | 47336 | AC 550 | HUNTLEIGH HEALTHCARE LLC | 9.99
CHRISTIANA |  | HOSPITAL-CH | 0 | 19686 | DE |  |  |  | Compression Units | 47337 | AC 550 | HUNTLEIGH HEALTHCARE LLC | 9.99
CHRISTIANA |  | HOSPITAL-CH | 0 | 5506 | DE |  |  |  | Compression Units | 47338 | AC 550 | HUNTLEIGH HEALTHCARE LLC | 9.99
CHRISTIANA |  | HOSPITAL-CH | 0 | FX1121714 | DE |  |  |  | Circulatory Assist Units; Peripheral Compression; Intermittent | 40742 | AC 550 | HUNTLEIGH HEALTHCARE LLC | 1080
CHRISTIANA |  | HOSPITAL-WH | 0 | FX1090338 | DE |  |  |  | Circulatory Assist Units; Peripheral Compression; Intermittent | 37225 | AC 550 | HUNTLEIGH HEALTHCARE LLC | 9.99
CHRISTIANA |  | HOSPITAL-WH | 0 | FX1089759 | DE |  |  |  | Circulatory Assist Units; Peripheral Compression; Intermittent | 37227 | AC 550 | HUNTLEIGH HEALTHCARE LLC | 9.99
CHRISTIANA |  | HOSPITAL-CH | 0 | FX1122385 | DE |  |  |  | Circulatory Assist Units; Peripheral Compression; Intermittent | 40980 | AC 550 | HUNTLEIGH HEALTHCARE LLC | 1080
CHRISTIANA |  | HOSPITAL-WH | 0 | FX1119758 | DE |  |  |  | Circulatory Assist Units; Peripheral Compression; Intermittent | 40950 | AC 550 | HUNTLEIGH HEALTHCARE LLC | 1080
CHRISTIANA |  | HOSPITAL-WH | 0 | FX1119894 | DE |  |  |  | Circulatory Assist Units; Peripheral Compression; Intermittent | 41175 | AC 550 | HUNTLEIGH HEALTHCARE LLC | 1080
CHRISTIANA |  | HOSPITAL-CH | 0 | FX1059168 | DE |  |  |  | Circulatory Assist Units; Peripheral Compression; Intermittent | 34495 | AC 550 | HUNTLEIGH HEALTHCARE LLC | 0
CHRISTIANA |  | HOSPITAL-CH | 0 | 800001311 | DE |  |  |  | Circulatory Assist Units; Peripheral Compression; Intermittent | 53963 | AC 550 | HUNTLEIGH HEALTHCARE LLC | 750
CHRISTIANA |  | HOSPITAL-CH | 0 | 900057752 | DE |  |  |  | Circulatory Assist Units; Peripheral Compression; Intermittent | 53974 | AC 550 | HUNTLEIGH HEALTHCARE LLC | 750
CHRISTIANA |  | HOSPITAL-CH | 0 | FX1122364 | DE |  |  |  | Circulatory Assist Units; Peripheral Compression; Intermittent | 41006 | AC 550 | HUNTLEIGH HEALTHCARE LLC | 1080
CHRISTIANA |  | HOSPITAL-WH | 0 | FX1119640 | DE |  |  |  | Circulatory Assist Units; Peripheral Compression; Intermittent | 40964 | AC 550 | HUNTLEIGH HEALTHCARE LLC | 1080
CHRISTIANA |  | HOSPITAL-CH | 0 | 13145 | DE |  |  |  | Compression Units | t107005 | AC 550 | HUNTLEIGH HEALTHCARE LLC | 0
CHRISTIANA |  | HOSPITAL-CH | 0 | FX1117609 | DE |  |  |  | Circulatory Assist Units; Peripheral Compression; Intermittent | 40785 | AC 550 | HUNTLEIGH HEALTHCARE LLC | 1080
CHRISTIANA |  | HOSPITAL-CH | 0 | 1000032703 | DE |  |  |  | Circulatory Assist Units; Peripheral Compression; Intermittent | 54001 | AC 550 | HUNTLEIGH HEALTHCARE LLC | 750
CHRISTIANA |  | HOSPITAL-WH | 0 | FX1117861 | DE |  |  |  | Circulatory Assist Units; Peripheral Compression; Intermittent | 40922 | AC 550 | HUNTLEIGH HEALTHCARE LLC | 1080
CHRISTIANA |  | HOSPITAL-CH | 0 | FXR010837 | DE |  |  |  | Circulatory Assist Units; Peripheral Compression; Intermittent | 41871 | AC 550 | HUNTLEIGH HEALTHCARE LLC | 1080
CHRISTIANA |  | HOSPITAL-CH | 0 | FXR010838 | DE |  |  |  | Circulatory Assist Units; Peripheral Compression; Intermittent | 41869 | AC 550 | HUNTLEIGH HEALTHCARE LLC | 1080
CHRISTIANA |  | HOSPITAL-CH | 0 | FX1119630 | DE |  |  |  | Circulatory Assist Units; Peripheral Compression; Intermittent | 41053 | AC 550 | HUNTLEIGH HEALTHCARE LLC | 1080
CHRISTIANA |  | HOSPITAL-CH | 0 | FX1088805 | DE |  |  |  | Circulatory Assist Units; Peripheral Compression; Intermittent | 37550 | AC 550 | HUNTLEIGH HEALTHCARE LLC | 0
CHRISTIANA |  | HOSPITAL-CH | 0 | FX1088798 | DE |  |  |  | Circulatory Assist Units; Peripheral Compression; Intermittent | 37552 | AC 550 | HUNTLEIGH HEALTHCARE LLC | 0
CHRISTIANA |  | HOSPITAL-CH | 0 | FX1122374 | DE |  |  |  | Circulatory Assist Units; Peripheral Compression; Intermittent | 41074 | AC 550 | HUNTLEIGH HEALTHCARE LLC | 1080
CHRISTIANA |  | HOSPITAL-CH | 0 | FX 1115760 | DE |  |  |  | Circulatory Assist Units; Peripheral Compression; Intermittent | 40007 | AC 550 | HUNTLEIGH HEALTHCARE LLC | 0
CHRISTIANA |  | HOSPITAL-CH | 0 | 3921 | DE |  |  |  | Compression Units | t106897 | AC 550 | HUNTLEIGH HEALTHCARE LLC | 0
CHRISTIANA |  | HOSPITAL-CH | 0 | FX1117814 | DE |  |  |  | Circulatory Assist Units; Peripheral Compression; Intermittent | 40881 | AC 550 | HUNTLEIGH HEALTHCARE LLC | 1080
CHRISTIANA |  | HOSPITAL-WH | 0 | FX1122368 | DE |  |  |  | Circulatory Assist Units; Peripheral Compression; Intermittent | 41093 | AC 550 | HUNTLEIGH HEALTHCARE LLC | 1080
CHRISTIANA |  | HOSPITAL-CH | 0 | FX1117864 | DE |  |  |  | Circulatory Assist Units; Peripheral Compression; Intermittent | 40915 | AC 550 | HUNTLEIGH HEALTHCARE LLC | 1080
CHRISTIANA |  | HOSPITAL-CH | 0 | FX1117859 | DE |  |  |  | Circulatory Assist Units; Peripheral Compression; Intermittent | 40903 | AC 550 | HUNTLEIGH HEALTHCARE LLC | 1080
CHRISTIANA |  | HOSPITAL-CH | 0 | FXR010842 | DE |  |  |  | Circulatory Assist Units; Peripheral Compression; Intermittent | 41867 | AC 550 | HUNTLEIGH HEALTHCARE LLC | 1080
CHRISTIANA |  | HOSPITAL-CH | 0 | FXR010870 | DE |  |  |  | Circulatory Assist Units; Peripheral Compression; Intermittent | 41865 | AC 550 | HUNTLEIGH HEALTHCARE LLC | 1080
CHRISTIANA |  | HOSPITAL-CH | 0 | FXR010910 | DE |  |  |  | Circulatory Assist Units; Peripheral Compression; Intermittent | 41892 | AC 550 | HUNTLEIGH HEALTHCARE LLC | 1080
CHRISTIANA |  | HOSPITAL-CH | 0 | 28529 | DE |  |  |  | Circulatory Assist Units; Peripheral Compression; Intermittent | 29877 | AC 550 | HUNTLEIGH HEALTHCARE LLC | 0
CHRISTIANA |  | HOSPITAL-CH | 0 | FXR010905 | DE |  |  |  | Circulatory Assist Units; Peripheral Compression; Intermittent | 41906 | AC 550 | HUNTLEIGH HEALTHCARE LLC | 1080
CHRISTIANA |  | HOSPITAL-WH | 0 | FX1119858 | DE |  |  |  | Circulatory Assist Units; Peripheral Compression; Intermittent | 41145 | AC 550 | HUNTLEIGH HEALTHCARE LLC | 1080
CHRISTIANA |  | HOSPITAL-CH | 0 | FX1117617 | DE |  |  |  | Circulatory Assist Units; Peripheral Compression; Intermittent | 40861 | AC 550 | HUNTLEIGH HEALTHCARE LLC | 1080
CHRISTIANA |  | HOSPITAL-CH | 0 | FX1118573 | DE |  |  |  | Circulatory Assist Units; Peripheral Compression; Intermittent | 41115 | AC 550 | HUNTLEIGH HEALTHCARE LLC | 1080
CHRISTIANA |  | HOSPITAL-CH | 0 | FX1117889 | DE |  |  |  | Circulatory Assist Units; Peripheral Compression; Intermittent | 40890 | AC 550 | HUNTLEIGH HEALTHCARE LLC | 1080
CHRISTIANA |  | HOSPITAL-WH | 0 | FX1089762 | DE |  |  |  | Circulatory Assist Units; Peripheral Compression; Intermittent | 37226 | AC 550 | HUNTLEIGH HEALTHCARE LLC | 9.99
CHRISTIANA |  | HOSPITAL-WH | 0 | UNKNOWN | DE |  |  |  | Circulatory Assist Units; Peripheral Compression; Intermittent | 28047 | AC 550 | HUNTLEIGH HEALTHCARE LLC | 0
CHRISTIANA |  | HOSPITAL-CH | 0 | FX1059138 | DE |  |  |  | Circulatory Assist Units; Peripheral Compression; Intermittent | 34494 | AC 550 | HUNTLEIGH HEALTHCARE LLC | 0
CHRISTIANA |  | HOSPITAL-CH | 0 | fxr002756 | DE |  |  |  | Circulatory Assist Units; Peripheral Compression; Intermittent | 53490 | AC 550 | HUNTLEIGH HEALTHCARE LLC | 750
CHRISTIANA |  | HOSPITAL-CH | 0 | 40979 | DE |  |  |  | Circulatory Assist Units; Peripheral Compression; Intermittent | 53378 | AC 550 | HUNTLEIGH HEALTHCARE LLC | 1080
CHRISTIANA |  | HOSPITAL-CH | 0 | 36103 | DE |  |  |  | Circulatory Assist Units; Peripheral Compression; Intermittent | 31012 | AC 550 | HUNTLEIGH HEALTHCARE LLC | 0
CHRISTIANA |  | HOSPITAL-CH | 0 | 1000035729 | DE |  |  |  | Circulatory Assist Units; Peripheral Compression; Intermittent | 54011 | AC 550 | HUNTLEIGH HEALTHCARE LLC | 750
CHRISTIANA |  | HOSPITAL-CH | 0 | FXR010847 | DE |  |  |  | Circulatory Assist Units; Peripheral Compression; Intermittent | 41872 | AC 550 | HUNTLEIGH HEALTHCARE LLC | 1080
CHRISTIANA |  | HOSPITAL-CH | 0 | FXR010861 | DE |  |  |  | Circulatory Assist Units; Peripheral Compression; Intermittent | 41870 | AC 550 | HUNTLEIGH HEALTHCARE LLC | 1080
CHRISTIANA |  | HOSPITAL-CH | 0 | FX1121798 | DE |  |  |  | Circulatory Assist Units; Peripheral Compression; Intermittent | 41013 | AC 550 | HUNTLEIGH HEALTHCARE LLC | 1080
CHRISTIANA |  | HOSPITAL-CH | 0 | FX1118806 | DE |  |  |  | Circulatory Assist Units; Peripheral Compression; Intermittent | 41125 | AC 550 | HUNTLEIGH HEALTHCARE LLC | 1080
CHRISTIANA |  | HOSPITAL-CH | 0 | FX1088796 | DE |  |  |  | Circulatory Assist Units; Peripheral Compression; Intermittent | 37551 | AC 550 | HUNTLEIGH HEALTHCARE LLC | 0
CHRISTIANA |  | HOSPITAL-CH | 0 | FX1088807 | DE |  |  |  | Circulatory Assist Units; Peripheral Compression; Intermittent | 37553 | AC 550 | HUNTLEIGH HEALTHCARE LLC | 0
CHRISTIANA |  | HOSPITAL-CH | 0 | FX1122352 | DE |  |  |  | Circulatory Assist Units; Peripheral Compression; Intermittent | 41075 | AC 550 | HUNTLEIGH HEALTHCARE LLC | 1080
CHRISTIANA |  | HOSPITAL-WH | 0 | FX1119881 | DE |  |  |  | Circulatory Assist Units; Peripheral Compression; Intermittent | 41180 | AC 550 | HUNTLEIGH HEALTHCARE LLC | 1080
CHRISTIANA |  | HOSPITAL-CH | 0 | FX 1115782 | DE |  |  |  | Circulatory Assist Units; Peripheral Compression; Intermittent | 40006 | AC 550 | HUNTLEIGH HEALTHCARE LLC | 0
CHRISTIANA |  | HOSPITAL-WH | 0 | FX 1115752 | DE |  |  |  | Circulatory Assist Units; Peripheral Compression; Intermittent | 40008 | AC 550 | HUNTLEIGH HEALTHCARE LLC | 0
CHRISTIANA |  | HOSPITAL-CH | 0 | FX1117640 | DE |  |  |  | Circulatory Assist Units; Peripheral Compression; Intermittent | 40770 | AC 550 | HUNTLEIGH HEALTHCARE LLC | 1080
CHRISTIANA |  | HOSPITAL-WH | 0 | FX1093242 | DE |  |  |  | Circulatory Assist Units; Peripheral Compression; Intermittent | 38067 | AC 550 | HUNTLEIGH HEALTHCARE LLC | 1080
CHRISTIANA |  | HOSPITAL-CH | 0 | FX1117885 | DE |  |  |  | Circulatory Assist Units; Peripheral Compression; Intermittent | 40896 | AC 550 | HUNTLEIGH HEALTHCARE LLC | 1080
CHRISTIANA |  | HOSPITAL-CH | 0 | FX1122379 | DE |  |  |  | Circulatory Assist Units; Peripheral Compression; Intermittent | 40983 | AC 550 | HUNTLEIGH HEALTHCARE LLC | 1080
CHRISTIANA |  | HOSPITAL-WH | 0 | FX1119763 | DE |  |  |  | Circulatory Assist Units; Peripheral Compression; Intermittent | 40954 | AC 550 | HUNTLEIGH HEALTHCARE LLC | 1080
CHRISTIANA |  | HOSPITAL-WH | 0 | FX1119885 | DE |  |  |  | Circulatory Assist Units; Peripheral Compression; Intermittent | 41189 | AC 550 | HUNTLEIGH HEALTHCARE LLC | 1080
CHRISTIANA |  | HOSPITAL-CH | 0 | fxr004604 | DE |  |  |  | Circulatory Assist Units; Peripheral Compression; Intermittent | 53492 | AC 550 | HUNTLEIGH HEALTHCARE LLC | 750
CHRISTIANA |  | HOSPITAL-CH | 0 | FXR010850 | DE |  |  |  | Circulatory Assist Units; Peripheral Compression; Intermittent | 41866 | AC 550 | HUNTLEIGH HEALTHCARE LLC | 1080
CHRISTIANA |  | HOSPITAL-CH | 0 | FXR010851 | DE |  |  |  | Circulatory Assist Units; Peripheral Compression; Intermittent | 41882 | AC 550 | HUNTLEIGH HEALTHCARE LLC | 1080
CHRISTIANA |  | HOSPITAL-CH | 0 | FXR010865 | DE |  |  |  | Circulatory Assist Units; Peripheral Compression; Intermittent | 41898 | AC 550 | HUNTLEIGH HEALTHCARE LLC | 1080
CHRISTIANA |  | HOSPITAL-CH | 0 | 43242 | DE |  |  |  | Circulatory Assist Units; Peripheral Compression; Intermittent | 51937 | AC 550 | HUNTLEIGH HEALTHCARE LLC | 750
CHRISTIANA |  | HOSPITAL-CH | 0 | FX1117883 | DE |  |  |  | Circulatory Assist Units; Peripheral Compression; Intermittent | 40926 | AC 550 | HUNTLEIGH HEALTHCARE LLC | 1080
CHRISTIANA |  | HOSPITAL-CH | 0 | 900042970 | DE |  |  |  | Circulatory Assist Units; Peripheral Compression; Intermittent | 54051 | AC 550 | HUNTLEIGH HEALTHCARE LLC | 1080
CHRISTIANA |  | HOSPITAL-WH | 0 | FX1119625 | DE |  |  |  | Circulatory Assist Units; Peripheral Compression; Intermittent | 41022 | AC 550 | HUNTLEIGH HEALTHCARE LLC | 1080
CHRISTIANA |  | HOSPITAL-WH | 0 | FX1119844 | DE |  |  |  | Circulatory Assist Units; Peripheral Compression; Intermittent | 41100 | AC 550 | HUNTLEIGH HEALTHCARE LLC | 1080
CHRISTIANA |  | HOSPITAL-CH | 0 | FX1118002 | DE |  |  |  | Circulatory Assist Units; Peripheral Compression; Intermittent | 40827 | AC 550 | HUNTLEIGH HEALTHCARE LLC | 1080
CHRISTIANA |  | HOSPITAL-CH | 0 | FX1052506 | DE |  |  |  | Circulatory Assist Units; Peripheral Compression; Intermittent | 33577 | AC 550 | HUNTLEIGH HEALTHCARE LLC | 0
CHRISTIANA |  | HOSPITAL-WH | 0 | FX1119890 | DE |  |  |  | Circulatory Assist Units; Peripheral Compression; Intermittent | 41179 | AC 550 | HUNTLEIGH HEALTHCARE LLC | 1080
CHRISTIANA |  | HOSPITAL-CH | 0 | 6719 | DE |  |  |  | Compression Units | 47339 | AC 550 | HUNTLEIGH HEALTHCARE LLC | 9.99
CHRISTIANA |  | HOSPITAL-CH | 0 | FX1117894 | DE |  |  |  | Circulatory Assist Units; Peripheral Compression; Intermittent | 40885 | AC 550 | HUNTLEIGH HEALTHCARE LLC | 1080
CHRISTIANA |  | HOSPITAL-CH | 0 | 1000037917 | DE |  |  |  | Circulatory Assist Units; Peripheral Compression; Intermittent | 53922 | AC 550 | HUNTLEIGH HEALTHCARE LLC | 750
CHRISTIANA |  | HOSPITAL-WH | 0 | FX1119638 | DE |  |  |  | Circulatory Assist Units; Peripheral Compression; Intermittent | 41029 | AC 550 | HUNTLEIGH HEALTHCARE LLC | 1080
CHRISTIANA |  | HOSPITAL-CH | 0 | FX1119861 | DE |  |  |  | Circulatory Assist Units; Peripheral Compression; Intermittent | 41206 | AC 550 | HUNTLEIGH HEALTHCARE LLC | 1080
CHRISTIANA |  | HOSPITAL-WH | 0 | 31313 | DE |  |  |  | Circulatory Assist Units; Peripheral Compression; Intermittent | 31198 | AC 550 | HUNTLEIGH HEALTHCARE LLC | 0
CHRISTIANA |  | HOSPITAL-CH | 0 | 32421 | DE |  |  |  | Circulatory Assist Units; Peripheral Compression; Intermittent | 31193 | AC 550 | HUNTLEIGH HEALTHCARE LLC | 0
CHRISTIANA |  | HOSPITAL-CH | 0 | FX1117613 | DE |  |  |  | Circulatory Assist Units; Peripheral Compression; Intermittent | 40816 | AC 550 | HUNTLEIGH HEALTHCARE LLC | 1080
CHRISTIANA |  | HOSPITAL-CH | 0 | FX1117988 | DE |  |  |  | Circulatory Assist Units; Peripheral Compression; Intermittent | 40936 | AC 550 | HUNTLEIGH HEALTHCARE LLC | 1080
CHRISTIANA |  | Riverside Medical Arts Complex | 0 | FX1084971 | DE |  |  |  | Circulatory Assist Units; Peripheral Compression; Intermittent | 37237 | AC 550 | HUNTLEIGH HEALTHCARE LLC | 1080
CHRISTIANA |  | HOSPITAL-CH | 0 | FXR010860 | DE |  |  |  | Circulatory Assist Units; Peripheral Compression; Intermittent | 41896 | AC 550 | HUNTLEIGH HEALTHCARE LLC | 1080
CHRISTIANA |  | HOSPITAL-WH | 0 | FX1119825 | DE |  |  |  | Circulatory Assist Units; Peripheral Compression; Intermittent | 41197 | AC 550 | HUNTLEIGH HEALTHCARE LLC | 1080
CHRISTIANA |  | HOSPITAL-CH | 0 | FX1118599 | DE |  |  |  | Circulatory Assist Units; Peripheral Compression; Intermittent | 41244 | AC 550 | HUNTLEIGH HEALTHCARE LLC | 1080
CHRISTIANA |  | HOSPITAL-CH | 0 | FXR010920 | DE |  |  |  | Circulatory Assist Units; Peripheral Compression; Intermittent | 41966 | AC 550 | HUNTLEIGH HEALTHCARE LLC | 1080
CHRISTIANA |  | HOSPITAL-CH | 0 | FX1117893 | DE |  |  |  | Circulatory Assist Units; Peripheral Compression; Intermittent | 41964 | AC 550 | HUNTLEIGH HEALTHCARE LLC | 1080
CHRISTIANA |  | HOSPITAL-CH | 0 | FXR010907 | DE |  |  |  | Circulatory Assist Units; Peripheral Compression; Intermittent | 41910 | AC 550 | HUNTLEIGH HEALTHCARE LLC | 1080
CHRISTIANA |  | HOSPITAL-CH | 0 | FXR010890 | DE |  |  |  | Circulatory Assist Units; Peripheral Compression; Intermittent | 41911 | AC 550 | HUNTLEIGH HEALTHCARE LLC | 1080
CHRISTIANA |  | HOSPITAL-WH | 0 | FX1119895 | DE |  |  |  | Circulatory Assist Units; Peripheral Compression; Intermittent | 41148 | AC 550 | HUNTLEIGH HEALTHCARE LLC | 1080
CHRISTIANA |  | HOSPITAL-WH | 0 | FX1119886 | DE |  |  |  | Circulatory Assist Units; Peripheral Compression; Intermittent | 41149 | AC 550 | HUNTLEIGH HEALTHCARE LLC | 1080
CHRISTIANA |  | HOSPITAL-WH | 0 | 44166 | DE |  |  |  | Circulatory Assist Units; Peripheral Compression; Intermittent | 35516 | AC 550 | HUNTLEIGH HEALTHCARE LLC | 0
CHRISTIANA |  | HOSPITAL-WH | 0 | 30046 | DE |  |  |  | Circulatory Assist Units; Peripheral Compression; Intermittent | 35518 | AC 550 | HUNTLEIGH HEALTHCARE LLC | 0
CHRISTIANA |  | HOSPITAL-CH | 0 | FX1118051 | DE |  |  |  | Circulatory Assist Units; Peripheral Compression; Intermittent | 40762 | AC 550 | HUNTLEIGH HEALTHCARE LLC | 1080
CHRISTIANA |  | HOSPITAL-CH | 0 | 900003513 | DE |  |  |  | Circulatory Assist Units; Peripheral Compression; Intermittent | 53939 | AC 550 | HUNTLEIGH HEALTHCARE LLC | 750
CHRISTIANA |  | HOSPITAL-CH | 0 | FX1088799 | DE |  |  |  | Circulatory Assist Units; Peripheral Compression; Intermittent | 37554 | AC 550 | HUNTLEIGH HEALTHCARE LLC | 0
CHRISTIANA |  | HOSPITAL-WH | 0 | FX1093250 | DE |  |  |  | Circulatory Assist Units; Peripheral Compression; Intermittent | 38066 | AC 550 | HUNTLEIGH HEALTHCARE LLC | 9.99
CHRISTIANA |  | HOSPITAL-CH | 0 | FX1117893 | DE |  |  |  | Circulatory Assist Units; Peripheral Compression; Intermittent | 40894 | AC 550 | HUNTLEIGH HEALTHCARE LLC | 1080
CHRISTIANA |  | HOSPITAL-CH | 0 | FXR010896 | DE |  |  |  | Circulatory Assist Units; Peripheral Compression; Intermittent | 41916 | AC 550 | HUNTLEIGH HEALTHCARE LLC | 1080
CHRISTIANA |  | HOSPITAL-CH | 0 | FX1118775 | DE |  |  |  | Circulatory Assist Units; Peripheral Compression; Intermittent | 41300 | AC 550 | HUNTLEIGH HEALTHCARE LLC | 1080
CHRISTIANA |  | HOSPITAL-CH | 0 | 1200043430 | DE |  |  |  | Circulatory Assist Units; Peripheral Compression; Intermittent | 53979 | AC 550 | HUNTLEIGH HEALTHCARE LLC | 750
CHRISTIANA |  | HOSPITAL-CH | 0 | FXR010867 | DE |  |  |  | Circulatory Assist Units; Peripheral Compression; Intermittent | 41883 | AC 550 | HUNTLEIGH HEALTHCARE LLC | 1080
CHRISTIANA |  | HOSPITAL-CH | 0 | FXR010839 | DE |  |  |  | Circulatory Assist Units; Peripheral Compression; Intermittent | 41881 | AC 550 | HUNTLEIGH HEALTHCARE LLC | 1080
CHRISTIANA |  | HOSPITAL-CH | 0 | FX1122390 | DE |  |  |  | Circulatory Assist Units; Peripheral Compression; Intermittent | 41009 | AC 550 | HUNTLEIGH HEALTHCARE LLC | 1080
CHRISTIANA |  | HOSPITAL-CH | 0 | 16903 | DE |  |  |  | Compression Units | t81487 | AC 550 | HUNTLEIGH HEALTHCARE LLC | 0
CHRISTIANA |  | HOSPITAL-CH | 0 | 41005 | DE |  |  |  | Circulatory Assist Units; Peripheral Compression; Intermittent | 53382 | AC 550 | HUNTLEIGH HEALTHCARE LLC | 1080
CHRISTIANA |  | HOSPITAL-CH | 0 | 1000032645 | DE |  |  |  | Circulatory Assist Units; Peripheral Compression; Intermittent | 54005 | AC 550 | HUNTLEIGH HEALTHCARE LLC | 750
CHRISTIANA |  | HOSPITAL-WH | 0 | FX1122361 | DE |  |  |  | Circulatory Assist Units; Peripheral Compression; Intermittent | 41058 | AC 550 | HUNTLEIGH HEALTHCARE LLC | 1080
CHRISTIANA |  | HOSPITAL-CH | 0 | 1000037203 | DE |  |  |  | Circulatory Assist Units; Peripheral Compression; Intermittent | 54050 | AC 550 | HUNTLEIGH HEALTHCARE LLC | 1080
CHRISTIANA |  | HOSPITAL-CH | 0 | FXR010953 | DE |  |  |  | Circulatory Assist Units; Peripheral Compression; Intermittent | 41937 | AC 550 | HUNTLEIGH HEALTHCARE LLC | 1080
CHRISTIANA |  | HOSPITAL-CH | 0 | FX1052506 | DE |  |  |  | Circulatory Assist Units; Peripheral Compression; Intermittent | 33576 | AC 550 | HUNTLEIGH HEALTHCARE LLC | 0
CHRISTIANA |  | HOSPITAL-CH | 0 | 41580 | DE |  |  |  | Compression Units | t106838 | AC 550 | HUNTLEIGH HEALTHCARE LLC | 0
CHRISTIANA |  | HOSPITAL-CH | 0 | 1200039583 | DE |  |  |  | Circulatory Assist Units; Peripheral Compression; Intermittent | 53972 | AC 550 | HUNTLEIGH HEALTHCARE LLC | 750
CHRISTIANA |  | HOSPITAL-WH | 0 | FX1089778 | DE |  |  |  | Circulatory Assist Units; Peripheral Compression; Intermittent | 37228 | AC 550 | HUNTLEIGH HEALTHCARE LLC | 9.99
CHRISTIANA |  | HOSPITAL-CH | 0 | FX1117625 | DE |  |  |  | Circulatory Assist Units; Peripheral Compression; Intermittent | 40879 | AC 550 | HUNTLEIGH HEALTHCARE LLC | 1080
CHRISTIANA |  | HOSPITAL-WH | 0 | FX1121800 | DE |  |  |  | Circulatory Assist Units; Peripheral Compression; Intermittent | 41037 | AC 550 | HUNTLEIGH HEALTHCARE LLC | 1080
CHRISTIANA |  | HOSPITAL-CH | 0 | FX1122428 | DE |  |  |  | Circulatory Assist Units; Peripheral Compression; Intermittent | 40842 | AC 550 | HUNTLEIGH HEALTHCARE LLC | 1080
CHRISTIANA |  | HOSPITAL-CH | 0 | FX1118768 | DE |  |  |  | Compression Units | 41262 | AC 550 | HUNTLEIGH HEALTHCARE LLC | 1080
CHRISTIANA |  | HOSPITAL-CH | 0 | FX1117987 | DE |  |  |  | Circulatory Assist Units; Peripheral Compression; Intermittent | 40994 | AC 550 | HUNTLEIGH HEALTHCARE LLC | 1080
CHRISTIANA |  | HOSPITAL-CH | 0 | FXR010892 | DE |  |  |  | Circulatory Assist Units; Peripheral Compression; Intermittent | 41967 | AC 550 | HUNTLEIGH HEALTHCARE LLC | 1080
CHRISTIANA |  | HOSPITAL-CH | 0 | FXR010894 | DE |  |  |  | Circulatory Assist Units; Peripheral Compression; Intermittent | 41965 | AC 550 | HUNTLEIGH HEALTHCARE LLC | 1080
CHRISTIANA |  | HOSPITAL-WH | 0 | FX1119822 | DE |  |  |  | Circulatory Assist Units; Peripheral Compression; Intermittent | 41097 | AC 550 | HUNTLEIGH HEALTHCARE LLC | 1080
CHRISTIANA |  | HOSPITAL-WH | 0 | 16545 | DE |  |  |  | Circulatory Assist Units; Peripheral Compression; Intermittent | 35517 | AC 550 | HUNTLEIGH HEALTHCARE LLC | 0
CHRISTIANA |  | HOSPITAL-CH | 0 | FX1117657 | DE |  |  |  | Circulatory Assist Units; Peripheral Compression; Intermittent | 40864 | AC 550 | HUNTLEIGH HEALTHCARE LLC | 1080
CHRISTIANA |  | HOSPITAL-CH | 0 | FX1117648 | DE |  |  |  | Circulatory Assist Units; Peripheral Compression; Intermittent | 40865 | AC 550 | HUNTLEIGH HEALTHCARE LLC | 1080
CHRISTIANA |  | HOSPITAL-WH | 0 | FX1122348 | DE |  |  |  | Circulatory Assist Units; Peripheral Compression; Intermittent | 41088 | AC 550 | HUNTLEIGH HEALTHCARE LLC | 1080
CHRISTIANA |  | HOSPITAL-CH | 0 | FX1118782 | DE |  |  |  | Circulatory Assist Units; Peripheral Compression; Intermittent | 42161 | AC 550 | HUNTLEIGH HEALTHCARE LLC | 1080
CHRISTIANA |  | HOSPITAL-CH | 0 | FX1121796 | DE |  |  |  | Circulatory Assist Units; Peripheral Compression; Intermittent | 40810 | AC 550 | HUNTLEIGH HEALTHCARE LLC | 1080
CHRISTIANA |  | HOSPITAL-CH | 0 | FX1119612 | DE |  |  |  | Circulatory Assist Units; Peripheral Compression; Intermittent | 41236 | AC 550 | HUNTLEIGH HEALTHCARE LLC | 1080
CHRISTIANA |  | HOSPITAL-CH | 0 | FX1118040 | DE |  |  |  | Circulatory Assist Units; Peripheral Compression; Intermittent | 40780 | AC 550 | HUNTLEIGH HEALTHCARE LLC | 1080
CHRISTIANA |  |  | 0 | FX1085066 | DE |  |  |  | Circulatory Assist Units; Peripheral Compression; Intermittent | 37239 | AC 550 | HUNTLEIGH HEALTHCARE LLC | 0
CHRISTIANA |  | HOSPITAL-CH | 0 | FXR010844 | DE |  |  |  | Circulatory Assist Units; Peripheral Compression; Intermittent | 41880 | AC 550 | HUNTLEIGH HEALTHCARE LLC | 1080
CHRISTIANA |  | HOSPITAL-WH | 0 | FX1119842 | DE |  |  |  | Circulatory Assist Units; Peripheral Compression; Intermittent | 41039 | AC 550 | HUNTLEIGH HEALTHCARE LLC | 1080
CHRISTIANA |  | HOSPITAL-CH | 0 | FX1117628 | DE |  |  |  | Circulatory Assist Units; Peripheral Compression; Intermittent | 40792 | AC 550 | HUNTLEIGH HEALTHCARE LLC | 1080
CHRISTIANA |  | HOSPITAL-CH | 0 | FX1096226 | DE |  |  |  | Circulatory Assist Units; Peripheral Compression; Intermittent | 54053 | AC 550 | HUNTLEIGH HEALTHCARE LLC | 1080
CHRISTIANA |  | HOSPITAL-CH | 0 | FX1118582 | DE |  |  |  | Circulatory Assist Units; Peripheral Compression; Intermittent | 41107 | AC 550 | HUNTLEIGH HEALTHCARE LLC | 1080
CHRISTIANA |  | HOSPITAL-CH | 0 | 19967 | DE |  |  |  | Compression Units | t106873 | AC 550 | HUNTLEIGH HEALTHCARE LLC | 0
CHRISTIANA |  | HOSPITAL-CH | 0 | 26815 | DE |  |  |  | Compression Units | t102943 | AC 550 | HUNTLEIGH HEALTHCARE LLC | 0
CHRISTIANA |  | HOSPITAL-CH | 0 | FX 1059117 | DE |  |  |  | Circulatory Assist Units; Peripheral Compression; Intermittent | 34476 | AC 550 | HUNTLEIGH HEALTHCARE LLC | 0
CHRISTIANA |  | HOSPITAL-CH | 0 | FXR010932 | DE |  |  |  | Circulatory Assist Units; Peripheral Compression; Intermittent | 41927 | AC 550 | HUNTLEIGH HEALTHCARE LLC | 1080
CHRISTIANA |  | HOSPITAL-CH | 0 | FXR010965 | DE |  |  |  | Circulatory Assist Units; Peripheral Compression; Intermittent | 41976 | AC 550 | HUNTLEIGH HEALTHCARE LLC | 1080
CHRISTIANA |  | HOSPITAL-WH | 0 | FX1078424 | DE |  |  |  | Circulatory Assist Units; Peripheral Compression; Intermittent | 36671 | AC 550 | HUNTLEIGH HEALTHCARE LLC | 0
CHRISTIANA |  | HOSPITAL-CH | 0 | FX1059163 | DE |  |  |  | Circulatory Assist Units; Peripheral Compression; Intermittent | 34489 | AC 550 | HUNTLEIGH HEALTHCARE LLC | 0
CHRISTIANA |  | HOSPITAL-CH | 0 | FX1122341 | DE |  |  |  | Circulatory Assist Units; Peripheral Compression; Intermittent | 41003 | AC 550 | HUNTLEIGH HEALTHCARE LLC | 1080
CHRISTIANA |  | HOSPITAL-CH | 0 | 5521 | DE |  |  |  | Compression Units | t74176 | AC 550 | HUNTLEIGH HEALTHCARE LLC | 0
CHRISTIANA |  | HOSPITAL-CH | 0 | FX1074656 | DE |  |  |  | Circulatory Assist Units; Peripheral Compression; Intermittent | 36457 | AC 550 | HUNTLEIGH HEALTHCARE LLC | 0
CHRISTIANA |  | HOSPITAL-CH | 0 | FX1074630 | DE |  |  |  | Circulatory Assist Units; Peripheral Compression; Intermittent | 36459 | AC 550 | HUNTLEIGH HEALTHCARE LLC | 0
CHRISTIANA |  | HOSPITAL-CH | 0 | fx1107748 | DE |  |  |  | Circulatory Assist Units; Peripheral Compression; Intermittent | 53496 | AC 550 | HUNTLEIGH HEALTHCARE LLC | 750
CHRISTIANA |  | HOSPITAL-CH | 0 | FXR010845 | DE |  |  |  | Circulatory Assist Units; Peripheral Compression; Intermittent | 41879 | AC 550 | HUNTLEIGH HEALTHCARE LLC | 1080
CHRISTIANA |  | HOSPITAL-CH | 0 | FXR010881 | DE |  |  |  | Circulatory Assist Units; Peripheral Compression; Intermittent | 41878 | AC 550 | HUNTLEIGH HEALTHCARE LLC | 1080
CHRISTIANA |  | HOSPITAL-CH | 0 | FX1121831 | DE |  |  |  | Circulatory Assist Units; Peripheral Compression; Intermittent | 41083 | AC 550 | HUNTLEIGH HEALTHCARE LLC | 1080
CHRISTIANA |  | HOSPITAL-CH | 0 | FX1117860 | DE |  |  |  | Circulatory Assist Units; Peripheral Compression; Intermittent | 40931 | AC 550 | HUNTLEIGH HEALTHCARE LLC | 1080
CHRISTIANA |  | HOSPITAL-CH | 0 | FXR010891 | DE |  |  |  | Circulatory Assist Units; Peripheral Compression; Intermittent | 41962 | AC 550 | HUNTLEIGH HEALTHCARE LLC | 1080
CHRISTIANA |  | HOSPITAL-WH | 0 | FX1119616 | DE |  |  |  | Circulatory Assist Units; Peripheral Compression; Intermittent | 41063 | AC 550 | HUNTLEIGH HEALTHCARE LLC | 1080
CHRISTIANA |  | HOSPITAL-CH | 0 | FX1118787 | DE |  |  |  | Circulatory Assist Units; Peripheral Compression; Intermittent | 41249 | AC 550 | HUNTLEIGH HEALTHCARE LLC | 1080
CHRISTIANA |  | HOSPITAL-WH | 0 | FX1089774 | DE |  |  |  | Circulatory Assist Units; Peripheral Compression; Intermittent | 37221 | AC 550 | HUNTLEIGH HEALTHCARE LLC | 9.99
CHRISTIANA |  | HOSPITAL-CH | 0 | FX1122372 | DE |  |  |  | Circulatory Assist Units; Peripheral Compression; Intermittent | 40910 | AC 550 | HUNTLEIGH HEALTHCARE LLC | 1080
CHRISTIANA |  | HOSPITAL-CH | 0 | FX1117875 | DE |  |  |  | Circulatory Assist Units; Peripheral Compression; Intermittent | 40801 | AC 550 | HUNTLEIGH HEALTHCARE LLC | 1080
CHRISTIANA |  | HOSPITAL-CH | 0 | 900000716 | DE |  |  |  | Circulatory Assist Units; Peripheral Compression; Intermittent | 51939 | AC 550 | HUNTLEIGH HEALTHCARE LLC | 750
CHRISTIANA |  | HOSPITAL-CH | 0 | 3468 | DE |  |  |  | Compression Units | 47571 | AC 550 | HUNTLEIGH HEALTHCARE LLC | 695
CHRISTIANA |  | HOSPITAL-CH | 0 | FX1095012 | DE |  |  |  | Compression Units | 47569 | AC 550 | HUNTLEIGH HEALTHCARE LLC | 695
CHRISTIANA |  | HOSPITAL-CH | 0 | FX1117862 | DE |  |  |  | Circulatory Assist Units; Peripheral Compression; Intermittent | 40918 | AC 550 | HUNTLEIGH HEALTHCARE LLC | 1080
CHRISTIANA |  |  | 0 | FX1085093 | DE |  |  |  | Circulatory Assist Units; Peripheral Compression; Intermittent | 37240 | AC 550 | HUNTLEIGH HEALTHCARE LLC | 0
CHRISTIANA |  | HOSPITAL-CH | 0 | FX1122434 | DE |  |  |  | Circulatory Assist Units; Peripheral Compression; Intermittent | 40839 | AC 550 | HUNTLEIGH HEALTHCARE LLC | 1080
CHRISTIANA |  | HOSPITAL-CH | 0 | 900057768 | DE |  |  |  | Circulatory Assist Units; Peripheral Compression; Intermittent | 53988 | AC 550 | HUNTLEIGH HEALTHCARE LLC | 750
CHRISTIANA |  | HOSPITAL-CH | 0 | FX1122342 | DE |  |  |  | Circulatory Assist Units; Peripheral Compression; Intermittent | 40995 | AC 550 | HUNTLEIGH HEALTHCARE LLC | 1080
CHRISTIANA |  | HOSPITAL-CH | 0 | FX1058667 | DE |  |  |  | Circulatory Assist Units; Peripheral Compression; Intermittent | 54052 | AC 550 | HUNTLEIGH HEALTHCARE LLC | 1080
CHRISTIANA |  | HOSPITAL-CH | 0 | FX1118568 | DE |  |  |  | Circulatory Assist Units; Peripheral Compression; Intermittent | 41108 | AC 550 | HUNTLEIGH HEALTHCARE LLC | 1080
CHRISTIANA |  | HOSPITAL-CH | 0 | FX1118046 | DE |  |  |  | Circulatory Assist Units; Peripheral Compression; Intermittent | 40765 | AC 550 | HUNTLEIGH HEALTHCARE LLC | 1080
CHRISTIANA |  | HOSPITAL-CH | 0 | FX1107716 | DE |  |  |  | Circulatory Assist Units; Peripheral Compression; Intermittent | 53935 | AC 550 | HUNTLEIGH HEALTHCARE LLC | 750
CHRISTIANA |  | HOSPITAL-CH | 0 | FXR010949 | DE |  |  |  | Circulatory Assist Units; Peripheral Compression; Intermittent | 41975 | AC 550 | HUNTLEIGH HEALTHCARE LLC | 1080
CHRISTIANA |  | HOSPITAL-WH | 0 | FX1119768 | DE |  |  |  | Circulatory Assist Units; Peripheral Compression; Intermittent | 41027 | AC 550 | HUNTLEIGH HEALTHCARE LLC | 1080
CHRISTIANA |  | HOSPITAL-CH | 0 | FX1118772 | DE |  |  |  | Circulatory Assist Units; Peripheral Compression; Intermittent | 41311 | AC 550 | HUNTLEIGH HEALTHCARE LLC | 1080
CHRISTIANA |  | HOSPITAL-CH | 0 | FX1117608 | DE |  |  |  | Circulatory Assist Units; Peripheral Compression; Intermittent | 40768 | AC 550 | HUNTLEIGH HEALTHCARE LLC | 1080
CHRISTIANA |  | HOSPITAL-WH | 0 | FX1119795 | DE |  |  |  | Circulatory Assist Units; Peripheral Compression; Intermittent | 40958 | AC 550 | HUNTLEIGH HEALTHCARE LLC | 1080
CHRISTIANA |  | HOSPITAL-CH | 0 | FX1074651 | DE |  |  |  | Circulatory Assist Units; Peripheral Compression; Intermittent | 36458 | AC 550 | HUNTLEIGH HEALTHCARE LLC | 0
CHRISTIANA |  | HOSPITAL-CH | 0 | FX1074649 | DE |  |  |  | Circulatory Assist Units; Peripheral Compression; Intermittent | 36460 | AC 550 | HUNTLEIGH HEALTHCARE LLC | 0
CHRISTIANA |  | HOSPITAL-CH | 0 | FXR004501 | DE |  |  |  | Circulatory Assist Units; Peripheral Compression; Intermittent | 53983 | AC 550 | HUNTLEIGH HEALTHCARE LLC | 750
CHRISTIANA |  |  | 0 | FX1084996 | DE |  |  |  | Circulatory Assist Units; Peripheral Compression; Intermittent | 37238 | AC 550 | HUNTLEIGH HEALTHCARE LLC | 0
CHRISTIANA |  | HOSPITAL-CH | 0 | 41597 | DE |  |  |  | Circulatory Assist Units; Peripheral Compression; Intermittent | 51947 | AC 550 | HUNTLEIGH HEALTHCARE LLC | 750
CHRISTIANA |  | HOSPITAL-WH | 0 | FX1119637 | DE |  |  |  | Circulatory Assist Units; Peripheral Compression; Intermittent | 41016 | AC 550 | HUNTLEIGH HEALTHCARE LLC | 1080
CHRISTIANA |  | HOSPITAL-CH | 0 | FX1117899 | DE |  |  |  | Circulatory Assist Units; Peripheral Compression; Intermittent | 40932 | AC 550 | HUNTLEIGH HEALTHCARE LLC | 1080
CHRISTIANA |  | HOSPITAL-CH | 0 | FXR010912 | DE |  |  |  | Circulatory Assist Units; Peripheral Compression; Intermittent | 41963 | AC 550 | HUNTLEIGH HEALTHCARE LLC | 1080
CHRISTIANA |  | HOSPITAL-WH | 0 | FX1089751 | DE |  |  |  | Circulatory Assist Units; Peripheral Compression; Intermittent | 37220 | AC 550 | HUNTLEIGH HEALTHCARE LLC | 9.99
CHRISTIANA |  | HOSPITAL-CH | 0 | 28561 | DE |  |  |  | Circulatory Assist Units; Peripheral Compression; Intermittent | 30074 | AC 550 | HUNTLEIGH HEALTHCARE LLC | 0
CHRISTIANA |  | HOSPITAL-WH | 0 | fx1119882 | DE |  |  |  | Circulatory Assist Units; Peripheral Compression; Intermittent | 41186 | AC 550 | HUNTLEIGH HEALTHCARE LLC | 1080
CHRISTIANA |  | HOSPITAL-CH | 0 | FX1118563 | DE |  |  |  | Circulatory Assist Units; Peripheral Compression; Intermittent | 41120 | AC 550 | HUNTLEIGH HEALTHCARE LLC | 1080
CHRISTIANA |  | HOSPITAL-WH | 0 | FX1093220 | DE |  |  |  | Circulatory Assist Units; Peripheral Compression; Intermittent | 38060 | AC 550 | HUNTLEIGH HEALTHCARE LLC | 1080
CHRISTIANA |  | HOSPITAL-WH | 0 | FX1093455 | DE |  |  |  | Circulatory Assist Units; Peripheral Compression; Intermittent | 38062 | AC 550 | HUNTLEIGH HEALTHCARE LLC | 9.99
CHRISTIANA |  | HOSPITAL-WH | 0 | FX1117620 | DE |  |  |  | Circulatory Assist Units; Peripheral Compression; Intermittent | 40872 | AC 550 | HUNTLEIGH HEALTHCARE LLC | 1080
CHRISTIANA |  | HOSPITAL-CH | 0 | FX1117993 | DE |  |  |  | Circulatory Assist Units; Peripheral Compression; Intermittent | 40825 | AC 550 | HUNTLEIGH HEALTHCARE LLC | 1080
CHRISTIANA |  | HOSPITAL-CH | 0 | FXR010960 | DE |  |  |  | Circulatory Assist Units; Peripheral Compression; Intermittent | 41986 | AC 550 | HUNTLEIGH HEALTHCARE LLC | 1080
CHRISTIANA |  | HOSPITAL-CH | 0 | FX1122353 | DE |  |  |  | Circulatory Assist Units; Peripheral Compression; Intermittent | 40913 | AC 550 | HUNTLEIGH HEALTHCARE LLC | 1080
CHRISTIANA |  | HOSPITAL-CH | 0 | FX1119649 | DE |  |  |  | Circulatory Assist Units; Peripheral Compression; Intermittent | 41151 | AC 550 | HUNTLEIGH HEALTHCARE LLC | 1080
CHRISTIANA |  | HOSPITAL-CH | 0 | FX1118783 | DE |  |  |  | Circulatory Assist Units; Peripheral Compression; Intermittent | 41309 | AC 550 | HUNTLEIGH HEALTHCARE LLC | 1080
CHRISTIANA |  | HOSPITAL-WH | 0 | FX1100577 | DE |  |  |  | Circulatory Assist Units; Peripheral Compression; Intermittent | 55785 | AC 550 | HUNTLEIGH HEALTHCARE LLC | 0
CHRISTIANA |  | HOSPITAL-CH | 0 | fx1061569 | DE |  |  |  | Circulatory Assist Units; Peripheral Compression; Intermittent | 53488 | AC 550 | HUNTLEIGH HEALTHCARE LLC | 750
CHRISTIANA |  | HOSPITAL-CH | 0 | FXR010918 | DE |  |  |  | Circulatory Assist Units; Peripheral Compression; Intermittent | 41940 | AC 550 | HUNTLEIGH HEALTHCARE LLC | 1080
CHRISTIANA |  | HOSPITAL-CH | 0 | FXR010944 | DE |  |  |  | Circulatory Assist Units; Peripheral Compression; Intermittent | 41938 | AC 550 | HUNTLEIGH HEALTHCARE LLC | 1080
CHRISTIANA |  | HOSPITAL-CH | 0 | FX1122416 | DE |  |  |  | Circulatory Assist Units; Peripheral Compression; Intermittent | 40846 | AC 550 | HUNTLEIGH HEALTHCARE LLC | 1080
CHRISTIANA |  | HOSPITAL-CH | 0 | FX1088949 | DE |  |  |  | Circulatory Assist Units; Peripheral Compression; Intermittent | 37540 | AC 550 | HUNTLEIGH HEALTHCARE LLC | 9.99
CHRISTIANA |  | HOSPITAL-CH | 0 | FX1088981 | DE |  |  |  | Circulatory Assist Units; Peripheral Compression; Intermittent | 37538 | AC 550 | HUNTLEIGH HEALTHCARE LLC | 9.99
CHRISTIANA |  | HOSPITAL-CH | 0 | 900057751 | DE |  |  |  | Circulatory Assist Units; Peripheral Compression; Intermittent | 54014 | AC 550 | HUNTLEIGH HEALTHCARE LLC | 750
CHRISTIANA |  | HOSPITAL-CH | 0 | FX1117973 | DE |  |  |  | Circulatory Assist Units; Peripheral Compression; Intermittent | 40988 | AC 550 | HUNTLEIGH HEALTHCARE LLC | 1080
CHRISTIANA |  | HOSPITAL-CH | 0 | FX1121833 | DE |  |  |  | Circulatory Assist Units; Peripheral Compression; Intermittent | 41081 | AC 550 | HUNTLEIGH HEALTHCARE LLC | 1080
CHRISTIANA |  | HOSPITAL-WH | 0 | FX1119857 | DE |  |  |  | Circulatory Assist Units; Peripheral Compression; Intermittent | 40975 | AC 550 | HUNTLEIGH HEALTHCARE LLC | 1080
CHRISTIANA |  | HOSPITAL-CH | 0 | FX1118037 | DE |  |  |  | Circulatory Assist Units; Peripheral Compression; Intermittent | 40754 | AC 550 | HUNTLEIGH HEALTHCARE LLC | 1080
CHRISTIANA |  | HOSPITAL-CH | 0 | FX1088800 | DE |  |  |  | Circulatory Assist Units; Peripheral Compression; Intermittent | 37526 | AC 550 | HUNTLEIGH HEALTHCARE LLC | 9.99
CHRISTIANA |  | HOSPITAL-CH | 0 | FX1088791 | DE |  |  |  | Circulatory Assist Units; Peripheral Compression; Intermittent | 37525 | AC 550 | HUNTLEIGH HEALTHCARE LLC | 9.99
CHRISTIANA |  | HOSPITAL-CH | 0 | FX1074914 | DE |  |  |  | Circulatory Assist Units; Peripheral Compression; Intermittent | 36475 | AC 550 | HUNTLEIGH HEALTHCARE LLC | 0
CHRISTIANA |  | HOSPITAL-CH | 0 | FX1074648 | DE |  |  |  | Circulatory Assist Units; Peripheral Compression; Intermittent | 36477 | AC 550 | HUNTLEIGH HEALTHCARE LLC | 0
CHRISTIANA |  | HOSPITAL-CH | 0 | FX1117884 | DE |  |  |  | Circulatory Assist Units; Peripheral Compression; Intermittent | 40830 | AC 550 | HUNTLEIGH HEALTHCARE LLC | 1080
CHRISTIANA |  | HOSPITAL-WH | 0 | FX1119807 | DE |  |  |  | Circulatory Assist Units; Peripheral Compression; Intermittent | 41043 | AC 550 | HUNTLEIGH HEALTHCARE LLC | 1080
CHRISTIANA |  | HOSPITAL-CH | 0 | FX1119859 | DE |  |  |  | Circulatory Assist Units; Peripheral Compression; Intermittent | 41042 | AC 550 | HUNTLEIGH HEALTHCARE LLC | 1080
CHRISTIANA |  | CH-SURGI | 0 | FX1118763 | DE |  |  |  | Circulatory Assist Units; Peripheral Compression; Intermittent | 41252 | AC 550 | HUNTLEIGH HEALTHCARE LLC | 1080
CHRISTIANA |  | HOSPITAL-CH | 0 | FX1052492 | DE |  |  |  | Circulatory Assist Units; Peripheral Compression; Intermittent | 33586 | AC 550 | HUNTLEIGH HEALTHCARE LLC | 0
CHRISTIANA |  | HOSPITAL-CH | 0 | FX1121790 | DE |  |  |  | Circulatory Assist Units; Peripheral Compression; Intermittent | 41060 | AC 550 | HUNTLEIGH HEALTHCARE LLC | 1080
CHRISTIANA |  | HOSPITAL-CH | 0 | FX1121736 | DE |  |  |  | Circulatory Assist Units; Peripheral Compression; Intermittent | 40743 | AC 550 | HUNTLEIGH HEALTHCARE LLC | 1080
CHRISTIANA |  | HOSPITAL-CH | 0 | FX1088811 | DE |  |  |  | Circulatory Assist Units; Peripheral Compression; Intermittent | 37516 | AC 550 | HUNTLEIGH HEALTHCARE LLC | 0
CHRISTIANA |  | HOSPITAL-CH | 0 | 1200039576 | DE |  |  |  | Circulatory Assist Units; Peripheral Compression; Intermittent | 53929 | AC 550 | HUNTLEIGH HEALTHCARE LLC | 750
CHRISTIANA |  | HOSPITAL-CH | 0 | FX1088977 | DE |  |  |  | Circulatory Assist Units; Peripheral Compression; Intermittent | 37561 | AC 550 | HUNTLEIGH HEALTHCARE LLC | 0
CHRISTIANA |  | HOSPITAL-CH | 0 | FX1122357 | DE |  |  |  | Circulatory Assist Units; Peripheral Compression; Intermittent | 40979 | AC 550 | HUNTLEIGH HEALTHCARE LLC | 1080
CHRISTIANA |  | HOSPITAL-CH | 0 | FXR010952 | DE |  |  |  | Circulatory Assist Units; Peripheral Compression; Intermittent | 41923 | AC 550 | HUNTLEIGH HEALTHCARE LLC | 1080
CHRISTIANA |  | HOSPITAL-CH | 0 | FX1119657 | DE |  |  |  | Circulatory Assist Units; Peripheral Compression; Intermittent | 41152 | AC 550 | HUNTLEIGH HEALTHCARE LLC | 1080
CHRISTIANA |  | HOSPITAL-CH | 0 | 6755 | DE |  |  |  | Compression Units | t109139 | AC 550 | HUNTLEIGH HEALTHCARE LLC | 0
CHRISTIANA |  | HOSPITAL-CH | 0 | FX1117636 | DE |  |  |  | Circulatory Assist Units; Peripheral Compression; Intermittent | 40777 | AC 550 | HUNTLEIGH HEALTHCARE LLC | 1080
CHRISTIANA |  | HOSPITAL-CH | 0 | FX1117978 | DE |  |  |  | Circulatory Assist Units; Peripheral Compression; Intermittent | 40899 | AC 550 | HUNTLEIGH HEALTHCARE LLC | 1080
CHRISTIANA |  | HOSPITAL-CH | 0 | FX1122381 | DE |  |  |  | Circulatory Assist Units; Peripheral Compression; Intermittent | 41005 | AC 550 | HUNTLEIGH HEALTHCARE LLC | 1080
CHRISTIANA |  | HOSPITAL-WH | 0 | FX1119782 | DE |  |  |  | Circulatory Assist Units; Peripheral Compression; Intermittent | 40963 | AC 550 | HUNTLEIGH HEALTHCARE LLC | 1080
CHRISTIANA |  | HOSPITAL-WH | 0 | FX1122383 | DE |  |  |  | Circulatory Assist Units; Peripheral Compression; Intermittent | 41068 | AC 550 | HUNTLEIGH HEALTHCARE LLC | 1080
CHRISTIANA |  | HOSPITAL-CH | 0 | FX1118561 | DE |  |  |  | Circulatory Assist Units; Peripheral Compression; Intermittent | 41234 | AC 550 | HUNTLEIGH HEALTHCARE LLC | 1080
CHRISTIANA |  | HOSPITAL-CH | 0 | 43232 | DE |  |  |  | Circulatory Assist Units; Peripheral Compression; Intermittent | 51931 | AC 550 | HUNTLEIGH HEALTHCARE LLC | 750
CHRISTIANA |  | HOSPITAL-CH | 0 | FX1079816 | DE |  |  |  | Circulatory Assist Units; Peripheral Compression; Intermittent | 36985 | AC 550 | HUNTLEIGH HEALTHCARE LLC | 0
CHRISTIANA |  | Riverside Medical Arts Complex | 0 | FX1086350 | DE |  |  |  | Circulatory Assist Units; Peripheral Compression; Intermittent | 37184 | AC 550 | HUNTLEIGH HEALTHCARE LLC | 0
CHRISTIANA |  | HOSPITAL-CH | 0 | FX1117614 | DE |  |  |  | Circulatory Assist Units; Peripheral Compression; Intermittent | 40784 | AC 550 | HUNTLEIGH HEALTHCARE LLC | 1080
CHRISTIANA |  | HOSPITAL-CH | 0 | FX1117866 | DE |  |  |  | Circulatory Assist Units; Peripheral Compression; Intermittent | 40921 | AC 550 | HUNTLEIGH HEALTHCARE LLC | 1080
CHRISTIANA |  | HOSPITAL-CH | 0 | FX1119841 | DE |  |  |  | Circulatory Assist Units; Peripheral Compression; Intermittent | 40987 | AC 550 | HUNTLEIGH HEALTHCARE LLC | 1080
CHRISTIANA |  | HOSPITAL-CH | 0 | FX1066500 | DE |  |  |  | Circulatory Assist Units; Peripheral Compression; Intermittent | 53957 | AC 550 | HUNTLEIGH HEALTHCARE LLC | 750
CHRISTIANA |  | HOSPITAL-CH | 0 | 1000032996 | DE |  |  |  | Circulatory Assist Units; Peripheral Compression; Intermittent | 53946 | AC 550 | HUNTLEIGH HEALTHCARE LLC | 750
CHRISTIANA |  | HOSPITAL-CH | 0 | FX1122236 | DE |  |  |  | Circulatory Assist Units; Peripheral Compression; Intermittent | 40998 | AC 550 | HUNTLEIGH HEALTHCARE LLC | 1080
CHRISTIANA |  | HOSPITAL-CH | 0 | FX1059156 | DE |  |  |  | Circulatory Assist Units; Peripheral Compression; Intermittent | 34498 | AC 550 | HUNTLEIGH HEALTHCARE LLC | 0
CHRISTIANA |  | HOSPITAL-WH | 0 | FX1093201 | DE |  |  |  | Circulatory Assist Units; Peripheral Compression; Intermittent | 38061 | AC 550 | HUNTLEIGH HEALTHCARE LLC | 1080
CHRISTIANA |  | HOSPITAL-CH | 0 | FX1074913 | DE |  |  |  | Circulatory Assist Units; Peripheral Compression; Intermittent | 36488 | AC 550 | HUNTLEIGH HEALTHCARE LLC | 0
CHRISTIANA |  | HOSPITAL-CH | 0 | FX1117627 | DE |  |  |  | Circulatory Assist Units; Peripheral Compression; Intermittent | 40871 | AC 550 | HUNTLEIGH HEALTHCARE LLC | 1080
CHRISTIANA |  | HOSPITAL-WH | 0 | fx1119847 | DE |  |  |  | Circulatory Assist Units; Peripheral Compression; Intermittent | 41172 | AC 550 | HUNTLEIGH HEALTHCARE LLC | 1080
CHRISTIANA |  | HOSPITAL-CH | 0 | FX1118033 | DE |  |  |  | Circulatory Assist Units; Peripheral Compression; Intermittent | 40776 | AC 550 | HUNTLEIGH HEALTHCARE LLC | 1080
CHRISTIANA |  | HOSPITAL-CH | 0 | 1100023563 | DE |  |  |  | Circulatory Assist Units; Peripheral Compression; Intermittent | 53967 | AC 550 | HUNTLEIGH HEALTHCARE LLC | 750
CHRISTIANA |  | HOSPITAL-CH | 0 | FXR010911 | DE |  |  |  | Circulatory Assist Units; Peripheral Compression; Intermittent | 41941 | AC 550 | HUNTLEIGH HEALTHCARE LLC | 1080
CHRISTIANA |  | HOSPITAL-CH | 0 | FXR010933 | DE |  |  |  | Circulatory Assist Units; Peripheral Compression; Intermittent | 41939 | AC 550 | HUNTLEIGH HEALTHCARE LLC | 1080
CHRISTIANA |  | HOSPITAL-WH | 0 | FX1119806 | DE |  |  |  | Circulatory Assist Units; Peripheral Compression; Intermittent | 40961 | AC 550 | HUNTLEIGH HEALTHCARE LLC | 1080
CHRISTIANA |  | HOSPITAL-CH | 0 | FX1049137 | DE |  |  |  | Circulatory Assist Units; Peripheral Compression; Intermittent | 53374 | AC 550 | HUNTLEIGH HEALTHCARE LLC | 1080
CHRISTIANA |  | HOSPITAL-CH | 0 | FX1088942 | DE |  |  |  | Circulatory Assist Units; Peripheral Compression; Intermittent | 37539 | AC 550 | HUNTLEIGH HEALTHCARE LLC | 9.99
CHRISTIANA |  | HOSPITAL-WH | 0 | FX1078718 | DE |  |  |  | Circulatory Assist Units; Peripheral Compression; Intermittent | 53990 | AC 550 | HUNTLEIGH HEALTHCARE LLC | 750
CHRISTIANA |  | HOSPITAL-CH | 0 | FXR010840 | DE |  |  |  | Circulatory Assist Units; Peripheral Compression; Intermittent | 41905 | AC 550 | HUNTLEIGH HEALTHCARE LLC | 1080
CHRISTIANA |  | HOSPITAL-CH | 0 | FX1079790 | DE |  |  |  | Circulatory Assist Units; Peripheral Compression; Intermittent | 36973 | AC 550 | HUNTLEIGH HEALTHCARE LLC | 0
CHRISTIANA |  | HOSPITAL-CH | 0 | FX1118041 | DE |  |  |  | Circulatory Assist Units; Peripheral Compression; Intermittent | 40753 | AC 550 | HUNTLEIGH HEALTHCARE LLC | 1080
CHRISTIANA |  | HOSPITAL-CH | 0 | FX1118012 | DE |  |  |  | Circulatory Assist Units; Peripheral Compression; Intermittent | 40755 | AC 550 | HUNTLEIGH HEALTHCARE LLC | 1080
CHRISTIANA |  | HOSPITAL-CH | 0 | FX1088794 | DE |  |  |  | Circulatory Assist Units; Peripheral Compression; Intermittent | 37528 | AC 550 | HUNTLEIGH HEALTHCARE LLC | 9.99
CHRISTIANA |  | HOSPITAL-CH | 0 | FX1088795 | DE |  |  |  | Circulatory Assist Units; Peripheral Compression; Intermittent | 37527 | AC 550 | HUNTLEIGH HEALTHCARE LLC | 9.99
CHRISTIANA |  | HOSPITAL-CH | 0 | FX1074906 | DE |  |  |  | Circulatory Assist Units; Peripheral Compression; Intermittent | 36474 | AC 550 | HUNTLEIGH HEALTHCARE LLC | 0
CHRISTIANA |  | HOSPITAL-CH | 0 | FX1074638 | DE |  |  |  | Circulatory Assist Units; Peripheral Compression; Intermittent | 36476 | AC 550 | HUNTLEIGH HEALTHCARE LLC | 0
CHRISTIANA |  | HOSPITAL-CH | 0 | FX1088827 | DE |  |  |  | Circulatory Assist Units; Peripheral Compression; Intermittent | 37517 | AC 550 | HUNTLEIGH HEALTHCARE LLC | 0
CHRISTIANA |  | HOSPITAL-CH | 0 | FX1088809 | DE |  |  |  | Circulatory Assist Units; Peripheral Compression; Intermittent | 37515 | AC 550 | HUNTLEIGH HEALTHCARE LLC | 0
CHRISTIANA |  | HOSPITAL-CH | 0 | FX1088940 | DE |  |  |  | Circulatory Assist Units; Peripheral Compression; Intermittent | 37560 | AC 550 | HUNTLEIGH HEALTHCARE LLC | 0
CHRISTIANA |  | HOSPITAL-CH | 0 | FX1118000 | DE |  |  |  | Circulatory Assist Units; Peripheral Compression; Intermittent | 40900 | AC 550 | HUNTLEIGH HEALTHCARE LLC | 1080
CHRISTIANA |  | HOSPITAL-CH | 0 | FX1079796 | DE |  |  |  | Circulatory Assist Units; Peripheral Compression; Intermittent | 36984 | AC 550 | HUNTLEIGH HEALTHCARE LLC | 0
CHRISTIANA |  | HOSPITAL-CH | 0 | FX1079789 | DE |  |  |  | Circulatory Assist Units; Peripheral Compression; Intermittent | 36986 | AC 550 | HUNTLEIGH HEALTHCARE LLC | 0
CHRISTIANA |  | HOSPITAL-CH | 0 | FX1117886 | DE |  |  |  | Circulatory Assist Units; Peripheral Compression; Intermittent | 40920 | AC 550 | HUNTLEIGH HEALTHCARE LLC | 1080
CHRISTIANA |  | HOSPITAL-CH | 0 | FX 1115771 | DE |  |  |  | Circulatory Assist Units; Peripheral Compression; Intermittent | 40003 | AC 550 | HUNTLEIGH HEALTHCARE LLC | 1080
CHRISTIANA |  | HOSPITAL-CH | 0 | FX1059139 | DE |  |  |  | Circulatory Assist Units; Peripheral Compression; Intermittent | 34499 | AC 550 | HUNTLEIGH HEALTHCARE LLC | 0
CHRISTIANA |  | HOSPITAL-CH | 0 | FX1117643 | DE |  |  |  | Circulatory Assist Units; Peripheral Compression; Intermittent | 40769 | AC 550 | HUNTLEIGH HEALTHCARE LLC | 1080
CHRISTIANA |  | HOSPITAL-WH | 0 | FX1093232 | DE |  |  |  | Circulatory Assist Units; Peripheral Compression; Intermittent | 38064 | AC 550 | HUNTLEIGH HEALTHCARE LLC | 9.99
CHRISTIANA |  | HOSPITAL-CH | 0 | FXR010945 | DE |  |  |  | Circulatory Assist Units; Peripheral Compression; Intermittent | 41992 | AC 550 | HUNTLEIGH HEALTHCARE LLC | 1080
CHRISTIANA |  | HOSPITAL-WH | 0 | FX1119769 | DE |  |  |  | Circulatory Assist Units; Peripheral Compression; Intermittent | 40953 | AC 550 | HUNTLEIGH HEALTHCARE LLC | 1080
CHRISTIANA |  | HOSPITAL-CH | 0 | FX1119624 | DE |  |  |  | Circulatory Assist Units; Peripheral Compression; Intermittent | 41157 | AC 550 | HUNTLEIGH HEALTHCARE LLC | 1080
CHRISTIANA |  | HOSPITAL-CH | 0 | FX1088804 | DE |  |  |  | Circulatory Assist Units; Peripheral Compression; Intermittent | 37547 | AC 550 | HUNTLEIGH HEALTHCARE LLC | 9.99
CHRISTIANA |  | HOSPITAL-CH | 0 | FX1117632 | DE |  |  |  | Circulatory Assist Units; Peripheral Compression; Intermittent | 40818 | AC 550 | HUNTLEIGH HEALTHCARE LLC | 1080
CHRISTIANA |  | HOSPITAL-CH | 0 | FX1119823 | DE |  |  |  | Circulatory Assist Units; Peripheral Compression; Intermittent | 41201 | AC 550 | HUNTLEIGH HEALTHCARE LLC | 1080
CHRISTIANA |  | HOSPITAL-CH | 0 | FX1088957 | DE |  |  |  | Circulatory Assist Units; Peripheral Compression; Intermittent | 37536 | AC 550 | HUNTLEIGH HEALTHCARE LLC | 9.99
CHRISTIANA |  | HOSPITAL-CH | 0 | FX1117880 | DE |  |  |  | Circulatory Assist Units; Peripheral Compression; Intermittent | 40925 | AC 550 | HUNTLEIGH HEALTHCARE LLC | 1080
CHRISTIANA |  | HOSPITAL-WH | 0 | FX1099846 | DE |  |  |  | Circulatory Assist Units; Peripheral Compression; Intermittent | 55904 | AC 550 | HUNTLEIGH HEALTHCARE LLC | 0
CHRISTIANA |  | HOSPITAL-CH | 0 | FX1079794 | DE |  |  |  | Circulatory Assist Units; Peripheral Compression; Intermittent | 36972 | AC 550 | HUNTLEIGH HEALTHCARE LLC | 0
CHRISTIANA |  | HOSPITAL-CH | 0 | FX1079792 | DE |  |  |  | Circulatory Assist Units; Peripheral Compression; Intermittent | 36970 | AC 550 | HUNTLEIGH HEALTHCARE LLC | 0
CHRISTIANA |  | HOSPITAL-CH | 0 | FX1074894 | DE |  |  |  | Circulatory Assist Units; Peripheral Compression; Intermittent | 36479 | AC 550 | HUNTLEIGH HEALTHCARE LLC | 0
CHRISTIANA |  | HOSPITAL-CH | 0 | FX1088797 | DE |  |  |  | Circulatory Assist Units; Peripheral Compression; Intermittent | 37514 | AC 550 | HUNTLEIGH HEALTHCARE LLC | 0
CHRISTIANA |  | HOSPITAL-CH | 0 | FX1088829 | DE |  |  |  | Circulatory Assist Units; Peripheral Compression; Intermittent | 37512 | AC 550 | HUNTLEIGH HEALTHCARE LLC | 0
CHRISTIANA |  | HOSPITAL-CH | 0 | NONE | DE |  |  |  | Compression Units | 45436 | AC 550 | HUNTLEIGH HEALTHCARE LLC | 0
CHRISTIANA |  | HOSPITAL-CH | 0 | fx1119907 | DE |  |  |  | Circulatory Assist Units; Peripheral Compression; Intermittent | 41173 | AC 550 | HUNTLEIGH HEALTHCARE LLC | 1080
CHRISTIANA |  | HOSPITAL-CH | 0 | FX1118773 | DE |  |  |  | Circulatory Assist Units; Peripheral Compression; Intermittent | 41307 | AC 550 | HUNTLEIGH HEALTHCARE LLC | 1080
CHRISTIANA |  | HOSPITAL-CH | 0 | fx1106375 | DE |  |  |  | Circulatory Assist Units; Peripheral Compression; Intermittent | 53478 | AC 550 | HUNTLEIGH HEALTHCARE LLC | 750
CHRISTIANA |  | HOSPITAL-CH | 0 | FX1079810 | DE |  |  |  | Circulatory Assist Units; Peripheral Compression; Intermittent | 36987 | AC 550 | HUNTLEIGH HEALTHCARE LLC | 0
CHRISTIANA |  | HOSPITAL-CH | 0 | FX1079804 | DE |  |  |  | Circulatory Assist Units; Peripheral Compression; Intermittent | 36989 | AC 550 | HUNTLEIGH HEALTHCARE LLC | 0
CHRISTIANA |  | HOSPITAL-CH | 0 | FX1074912 | DE |  |  |  | Circulatory Assist Units; Peripheral Compression; Intermittent | 36465 | AC 550 | HUNTLEIGH HEALTHCARE LLC | 0
CHRISTIANA |  | Riverside Medical Arts Complex | 0 | FX1086761 | DE |  |  |  | Circulatory Assist Units; Peripheral Compression; Intermittent | 37186 | AC 550 | HUNTLEIGH HEALTHCARE LLC | 0
CHRISTIANA |  | HOSPITAL-WH | 0 | 900057743 | DE |  |  |  | Circulatory Assist Units; Peripheral Compression; Intermittent | 54010 | AC 550 | HUNTLEIGH HEALTHCARE LLC | 750
CHRISTIANA |  | HOSPITAL-CH | 0 | FXR010849 | DE |  |  |  | Circulatory Assist Units; Peripheral Compression; Intermittent | 41909 | AC 550 | HUNTLEIGH HEALTHCARE LLC | 1080
CHRISTIANA |  | HOSPITAL-WH | 0 | FX1121797 | DE |  |  |  | Circulatory Assist Units; Peripheral Compression; Intermittent | 41054 | AC 550 | HUNTLEIGH HEALTHCARE LLC | 1080
CHRISTIANA |  | HOSPITAL-WH | 0 | FX1119897 | DE |  |  |  | Circulatory Assist Units; Peripheral Compression; Intermittent | 41147 | AC 550 | HUNTLEIGH HEALTHCARE LLC | 1080
CHRISTIANA |  | HOSPITAL-CH | 0 | FX1059136 | DE |  |  |  | Circulatory Assist Units; Peripheral Compression; Intermittent | 34500 | AC 550 | HUNTLEIGH HEALTHCARE LLC | 0
CHRISTIANA |  | HOSPITAL-WH | 0 | FX1093216 | DE |  |  |  | Circulatory Assist Units; Peripheral Compression; Intermittent | 38063 | AC 550 | HUNTLEIGH HEALTHCARE LLC | 9.99
CHRISTIANA |  | HOSPITAL-CH | 0 | FX1117818 | DE |  |  |  | Circulatory Assist Units; Peripheral Compression; Intermittent | 40880 | AC 550 | HUNTLEIGH HEALTHCARE LLC | 1080
CHRISTIANA |  | HOSPITAL-CH | 0 | 900057756 | DE |  |  |  | Circulatory Assist Units; Peripheral Compression; Intermittent | 53925 | AC 550 | HUNTLEIGH HEALTHCARE LLC | 750
CHRISTIANA |  | HOSPITAL-CH | 0 | FXR010931 | DE |  |  |  | Circulatory Assist Units; Peripheral Compression; Intermittent | 41917 | AC 550 | HUNTLEIGH HEALTHCARE LLC | 1080
CHRISTIANA |  | HOSPITAL-WH | 0 | FX1119762 | DE |  |  |  | Circulatory Assist Units; Peripheral Compression; Intermittent | 41092 | AC 550 | HUNTLEIGH HEALTHCARE LLC | 1080
CHRISTIANA |  | HOSPITAL-CH | 0 | FX1117879 | DE |  |  |  | Circulatory Assist Units; Peripheral Compression; Intermittent | 40914 | AC 550 | HUNTLEIGH HEALTHCARE LLC | 1080
CHRISTIANA |  | HOSPITAL-CH | 0 | FX1117881 | DE |  |  |  | Circulatory Assist Units; Peripheral Compression; Intermittent | 40902 | AC 550 | HUNTLEIGH HEALTHCARE LLC | 1080
CHRISTIANA |  | HOSPITAL-WH | 0 | FXR010883 | DE |  |  |  | Circulatory Assist Units; Peripheral Compression; Intermittent | 41868 | AC 550 | HUNTLEIGH HEALTHCARE LLC | 1080
CHRISTIANA |  | HOSPITAL-CH | 0 | FX112346 | DE |  |  |  | Circulatory Assist Units; Peripheral Compression; Intermittent | 41008 | AC 550 | HUNTLEIGH HEALTHCARE LLC | 1080
CHRISTIANA |  | HOSPITAL-CH | 0 | FX1088806 | DE |  |  |  | Circulatory Assist Units; Peripheral Compression; Intermittent | 37537 | AC 550 | HUNTLEIGH HEALTHCARE LLC | 9.99
CHRISTIANA |  | HOSPITAL-CH | 0 | FX1088826 | DE |  |  |  | Circulatory Assist Units; Peripheral Compression; Intermittent | 37535 | AC 550 | HUNTLEIGH HEALTHCARE LLC | 9.99
CHRISTIANA |  | HOSPITAL-CH | 0 | 900012908 | DE |  |  |  | Circulatory Assist Units; Peripheral Compression; Intermittent | 53996 | AC 550 | HUNTLEIGH HEALTHCARE LLC | 750
CHRISTIANA |  | HOSPITAL-CH | 0 | FX1088946 | DE |  |  |  | Circulatory Assist Units; Peripheral Compression; Intermittent | 37570 | AC 550 | HUNTLEIGH HEALTHCARE LLC | 0
CHRISTIANA |  | HOSPITAL-WH | 0 | FX1052473 | DE |  |  |  | Circulatory Assist Units; Peripheral Compression; Intermittent | 33592 | AC 550 | HUNTLEIGH HEALTHCARE LLC | 0
CHRISTIANA |  | HOSPITAL-CH | 0 | FX1079822 | DE |  |  |  | Circulatory Assist Units; Peripheral Compression; Intermittent | 36971 | AC 550 | HUNTLEIGH HEALTHCARE LLC | 0
CHRISTIANA |  | HOSPITAL-CH | 0 | FX1088786 | DE |  |  |  | Circulatory Assist Units; Peripheral Compression; Intermittent | 37524 | AC 550 | HUNTLEIGH HEALTHCARE LLC | 9.99
CHRISTIANA |  | HOSPITAL-CH | 0 | FX1074631 | DE |  |  |  | Circulatory Assist Units; Peripheral Compression; Intermittent | 36478 | AC 550 | HUNTLEIGH HEALTHCARE LLC | 0
CHRISTIANA |  | HOSPITAL-CH | 0 | FX1074629 | DE |  |  |  | Circulatory Assist Units; Peripheral Compression; Intermittent | 36480 | AC 550 | HUNTLEIGH HEALTHCARE LLC | 0
CHRISTIANA |  | HOSPITAL-CH | 0 | FX1117649 | DE |  |  |  | Circulatory Assist Units; Peripheral Compression; Intermittent | 40860 | AC 550 | HUNTLEIGH HEALTHCARE LLC | 1080
CHRISTIANA |  | HOSPITAL-CH | 0 | 1000021145 | DE |  |  |  | Circulatory Assist Units; Peripheral Compression; Intermittent | 53942 | AC 550 | HUNTLEIGH HEALTHCARE LLC | 750
CHRISTIANA |  | HOSPITAL-CH | 0 | 31305 | DE |  |  |  | Circulatory Assist Units; Peripheral Compression; Intermittent | 31197 | AC 550 | HUNTLEIGH HEALTHCARE LLC | 0
CHRISTIANA |  | HOSPITAL-CH | 0 | FXR010971 | DE |  |  |  | Circulatory Assist Units; Peripheral Compression; Intermittent | 41936 | AC 550 | HUNTLEIGH HEALTHCARE LLC | 1080
CHRISTIANA |  | HOSPITAL-CH | 0 | FX1118570 | DE |  |  |  | Circulatory Assist Units; Peripheral Compression; Intermittent | 41114 | AC 550 | HUNTLEIGH HEALTHCARE LLC | 1080
CHRISTIANA |  | HOSPITAL-CH | 0 | FX1088821 | DE |  |  |  | Circulatory Assist Units; Peripheral Compression; Intermittent | 37513 | AC 550 | HUNTLEIGH HEALTHCARE LLC | 0
CHRISTIANA |  | HOSPITAL-CH | 0 | FX1088948 | DE |  |  |  | Circulatory Assist Units; Peripheral Compression; Intermittent | 37596 | AC 550 | HUNTLEIGH HEALTHCARE LLC | 0
CHRISTIANA |  | HOSPITAL-CH | 0 | FX1117997 | DE |  |  |  | Circulatory Assist Units; Peripheral Compression; Intermittent | 40889 | AC 550 | HUNTLEIGH HEALTHCARE LLC | 1080
CHRISTIANA |  | HOSPITAL-CH | 0 | FXR009361 | DE |  |  |  | Circulatory Assist Units; Peripheral Compression; Intermittent | 53975 | AC 550 | HUNTLEIGH HEALTHCARE LLC | 750
CHRISTIANA |  | HOSPITAL-CH | 0 | 43219 | DE |  |  |  | Circulatory Assist Units; Peripheral Compression; Intermittent | 51920 | AC 550 | HUNTLEIGH HEALTHCARE LLC | 750
CHRISTIANA |  | HOSPITAL-CH | 0 | FX1121700 | DE |  |  |  | Circulatory Assist Units; Peripheral Compression; Intermittent | 40841 | AC 550 | HUNTLEIGH HEALTHCARE LLC | 1080
CHRISTIANA |  | HOSPITAL-CH | 0 | FX1079827 | DE |  |  |  | Circulatory Assist Units; Peripheral Compression; Intermittent | 36988 | AC 550 | HUNTLEIGH HEALTHCARE LLC | 0
CHRISTIANA |  | HOSPITAL-CH | 0 | fx1118285 | DE |  |  |  | Compression Units | t109141 | AC 550 | HUNTLEIGH HEALTHCARE LLC | 0
CHRISTIANA |  | HOSPITAL-CH | 0 | 27346 | DE |  |  |  | Circulatory Assist Units; Peripheral Compression; Intermittent | 53377 | AC 550 | HUNTLEIGH HEALTHCARE LLC | 1080
CHRISTIANA |  | HOSPITAL-CH | 0 | FX1074634 | DE |  |  |  | Circulatory Assist Units; Peripheral Compression; Intermittent | 36464 | AC 550 | HUNTLEIGH HEALTHCARE LLC | 0
CHRISTIANA |  | HOSPITAL-CH | 0 | FX1074664 | DE |  |  |  | Circulatory Assist Units; Peripheral Compression; Intermittent | 36466 | AC 550 | HUNTLEIGH HEALTHCARE LLC | 0
CHRISTIANA |  | HOSPITAL-CH | 0 | FX1086789 | DE |  |  |  | Circulatory Assist Units; Peripheral Compression; Intermittent | 37185 | AC 550 | HUNTLEIGH HEALTHCARE LLC | 1080
CHRISTIANA |  | Riverside Medical Arts Complex | 0 | FX1086348 | DE |  |  |  | Circulatory Assist Units; Peripheral Compression; Intermittent | 37187 | AC 550 | HUNTLEIGH HEALTHCARE LLC | 0
CHRISTIANA |  | HOSPITAL-CH | 0 | FX1121794 | DE |  |  |  | Circulatory Assist Units; Peripheral Compression; Intermittent | 40823 | AC 550 | HUNTLEIGH HEALTHCARE LLC | 1080
CHRISTIANA |  | HOSPITAL-WH | 0 | FX1119816 | DE |  |  |  | Circulatory Assist Units; Peripheral Compression; Intermittent | 40971 | AC 550 | HUNTLEIGH HEALTHCARE LLC | 1080
CHRISTIANA |  | HOSPITAL-CH | 0 | FX1118807 | DE |  |  |  | Circulatory Assist Units; Peripheral Compression; Intermittent | 41165 | AC 550 | HUNTLEIGH HEALTHCARE LLC | 1080
CHRISTIANA |  | HOSPITAL-CH | 0 | FX1117652 | DE |  |  |  | Circulatory Assist Units; Peripheral Compression; Intermittent | 40863 | AC 550 | HUNTLEIGH HEALTHCARE LLC | 1080
CHRISTIANA |  | HOSPITAL-CH | 0 | FX1118006 | DE |  |  |  | Circulatory Assist Units; Peripheral Compression; Intermittent | 40834 | AC 550 | HUNTLEIGH HEALTHCARE LLC | 1080
CHRISTIANA |  | HOSPITAL-WH | 0 | FX1119636 | DE |  |  |  | Circulatory Assist Units; Peripheral Compression; Intermittent | 41087 | AC 550 | HUNTLEIGH HEALTHCARE LLC | 1080
CHRISTIANA |  | HOSPITAL-CH | 0 | FX1119891 | DE |  |  |  | Circulatory Assist Units; Peripheral Compression; Intermittent | 41178 | AC 550 | HUNTLEIGH HEALTHCARE LLC | 1080
CHRISTIANA |  | HOSPITAL-CH | 0 | 3460 | DE |  |  |  | Compression Units | t57474 | AC 550 | HUNTLEIGH HEALTHCARE LLC | 0
CHRISTIANA |  | HOSPITAL-CH | 0 | FX1059141 | DE |  |  |  | Circulatory Assist Units; Peripheral Compression; Intermittent | 34501 | AC 550 | HUNTLEIGH HEALTHCARE LLC | 0
CHRISTIANA |  | HOSPITAL-CH | 0 | FX1059142 | DE |  |  |  | Circulatory Assist Units; Peripheral Compression; Intermittent | 34504 | AC 550 | HUNTLEIGH HEALTHCARE LLC | 0
CHRISTIANA |  | HOSPITAL-CH | 0 | FX1119820 | DE |  |  |  | Circulatory Assist Units; Peripheral Compression; Intermittent | 41182 | AC 550 | HUNTLEIGH HEALTHCARE LLC | 1080
CHRISTIANA |  | HOSPITAL-CH | 0 | FX1088969 | DE |  |  |  | Circulatory Assist Units; Peripheral Compression; Intermittent | 37545 | AC 550 | HUNTLEIGH HEALTHCARE LLC | 9.99
CHRISTIANA |  | HOSPITAL-CH | 0 | FX1121241 | DE |  |  |  | Circulatory Assist Units; Peripheral Compression; Intermittent | 53980 | AC 550 | HUNTLEIGH HEALTHCARE LLC | 750
CHRISTIANA |  | HOSPITAL-CH | 0 | 13016 | DE |  |  |  | Compression Units | 51944 | AC 550 | HUNTLEIGH HEALTHCARE LLC | 750
CHRISTIANA |  | HOSPITAL-WH | 0 | FX1119615 | DE |  |  |  | Circulatory Assist Units; Peripheral Compression; Intermittent | 40968 | AC 550 | HUNTLEIGH HEALTHCARE LLC | 1080
CHRISTIANA |  | HOSPITAL-CH | 0 | FX1055009 | DE |  |  |  | Circulatory Assist Units; Peripheral Compression; Intermittent | 34263 | AC 550 | HUNTLEIGH HEALTHCARE LLC | 0
CHRISTIANA |  | HOSPITAL-WH | 0 | FX1055005 | DE |  |  |  | Circulatory Assist Units; Peripheral Compression; Intermittent | 34265 | AC 550 | HUNTLEIGH HEALTHCARE LLC | 0
CHRISTIANA |  | HOSPITAL-CH | 0 | FX1088812 | DE |  |  |  | Circulatory Assist Units; Peripheral Compression; Intermittent | 37534 | AC 550 | HUNTLEIGH HEALTHCARE LLC | 9.99
CHRISTIANA |  | HOSPITAL-CH | 0 | FX1117621 | DE |  |  |  | Circulatory Assist Units; Peripheral Compression; Intermittent | 40791 | AC 550 | HUNTLEIGH HEALTHCARE LLC | 1080
CHRISTIANA |  | HOSPITAL-CH | 0 | FX1088964 | DE |  |  |  | Circulatory Assist Units; Peripheral Compression; Intermittent | 37569 | AC 550 | HUNTLEIGH HEALTHCARE LLC | 0
CHRISTIANA |  | HOSPITAL-CH | 0 | FX1088963 | DE |  |  |  | Circulatory Assist Units; Peripheral Compression; Intermittent | 37568 | AC 550 | HUNTLEIGH HEALTHCARE LLC | 0
CHRISTIANA |  | HOSPITAL-CH | 0 | 1200010214 | DE |  |  |  | Circulatory Assist Units; Peripheral Compression; Intermittent | 54002 | AC 550 | HUNTLEIGH HEALTHCARE LLC | 750
CHRISTIANA |  | HOSPITAL-CH | 0 | FX1119772 | DE |  |  |  | Circulatory Assist Units; Peripheral Compression; Intermittent | 41021 | AC 550 | HUNTLEIGH HEALTHCARE LLC | 1080
CHRISTIANA |  | HOSPITAL-WH | 0 | FX1119852 | DE |  |  |  | Circulatory Assist Units; Peripheral Compression; Intermittent | 41099 | AC 550 | HUNTLEIGH HEALTHCARE LLC | 1080
CHRISTIANA |  | HOSPITAL-CH | 0 | FX1118771 | DE |  |  |  | Circulatory Assist Units; Peripheral Compression; Intermittent | 41129 | AC 550 | HUNTLEIGH HEALTHCARE LLC | 1080
CHRISTIANA |  | HOSPITAL-CH | 0 | FX1079820 | DE |  |  |  | Circulatory Assist Units; Peripheral Compression; Intermittent | 36965 | AC 550 | HUNTLEIGH HEALTHCARE LLC | 0
CHRISTIANA |  | Riverside Medical Arts Complex | 0 | FX1074673 | DE |  |  |  | Circulatory Assist Units; Peripheral Compression; Intermittent | 36481 | AC 550 | HUNTLEIGH HEALTHCARE LLC | 0
CHRISTIANA |  | HOSPITAL-CH | 0 | FX1074632 | DE |  |  |  | Circulatory Assist Units; Peripheral Compression; Intermittent | 36483 | AC 550 | HUNTLEIGH HEALTHCARE LLC | 0
CHRISTIANA |  | HOSPITAL-CH | 0 | FX1117998 | DE |  |  |  | Circulatory Assist Units; Peripheral Compression; Intermittent | 40828 | AC 550 | HUNTLEIGH HEALTHCARE LLC | 1080
CHRISTIANA |  | HOSPITAL-WH | 0 | FX1089577 | DE |  |  |  | Circulatory Assist Units; Peripheral Compression; Intermittent | 37215 | AC 550 | HUNTLEIGH HEALTHCARE LLC | 9.99
CHRISTIANA |  | HOSPITAL-WH | 0 | FX1090339 | DE |  |  |  | Circulatory Assist Units; Peripheral Compression; Intermittent | 37217 | AC 550 | HUNTLEIGH HEALTHCARE LLC | 9.99
CHRISTIANA |  | CH-SURGI | 0 | FX1122195 | DE |  |  |  | Circulatory Assist Units; Peripheral Compression; Intermittent | 40906 | AC 550 | HUNTLEIGH HEALTHCARE LLC | 1080
CHRISTIANA |  | HOSPITAL-CH | 0 | FX 1115773 | DE |  |  |  | Circulatory Assist Units; Peripheral Compression; Intermittent | 40010 | AC 550 | HUNTLEIGH HEALTHCARE LLC | 0
CHRISTIANA |  | HOSPITAL-CH | 0 | FX 1115795 | DE |  |  |  | Circulatory Assist Units; Peripheral Compression; Intermittent | 40012 | AC 550 | HUNTLEIGH HEALTHCARE LLC | 0
CHRISTIANA |  | HOSPITAL-CH | 0 | FX1118579 | DE |  |  |  | Circulatory Assist Units; Peripheral Compression; Intermittent | 41258 | AC 550 | HUNTLEIGH HEALTHCARE LLC | 1080
CHRISTIANA |  | HOSPITAL-CH | 0 | FX1105379 | DE |  |  |  | Circulatory Assist Units; Peripheral Compression; Intermittent | 53973 | AC 550 | HUNTLEIGH HEALTHCARE LLC | 750
CHRISTIANA |  | HOSPITAL-CH | 0 | FX1117872 | DE |  |  |  | Circulatory Assist Units; Peripheral Compression; Intermittent | 40884 | AC 550 | HUNTLEIGH HEALTHCARE LLC | 1080
CHRISTIANA |  | HOSPITAL-WH | 0 | FX1119766 | DE |  |  |  | Circulatory Assist Units; Peripheral Compression; Intermittent | 41072 | AC 550 | HUNTLEIGH HEALTHCARE LLC | 1080
CHRISTIANA |  | HOSPITAL-CH | 0 | FX1118596 | DE |  |  |  | Circulatory Assist Units; Peripheral Compression; Intermittent | 41203 | AC 550 | HUNTLEIGH HEALTHCARE LLC | 1080
CHRISTIANA |  | HOSPITAL-CH | 0 | FX1117967 | DE |  |  |  | Circulatory Assist Units; Peripheral Compression; Intermittent | 40935 | AC 550 | HUNTLEIGH HEALTHCARE LLC | 1080
CHRISTIANA |  | HOSPITAL-CH | 0 | FXR010848 | DE |  |  |  | Circulatory Assist Units; Peripheral Compression; Intermittent | 41895 | AC 550 | HUNTLEIGH HEALTHCARE LLC | 1080
CHRISTIANA |  | HOSPITAL-WH | 0 | FX1119873 | DE |  |  |  | Circulatory Assist Units; Peripheral Compression; Intermittent | 41198 | AC 550 | HUNTLEIGH HEALTHCARE LLC | 1080
CHRISTIANA |  | HOSPITAL-CH | 0 | FX1118795 | DE |  |  |  | Circulatory Assist Units; Peripheral Compression; Intermittent | 41237 | AC 550 | HUNTLEIGH HEALTHCARE LLC | 1080
CHRISTIANA |  | HOSPITAL-CH | 0 | FX1118022 | DE |  |  |  | Circulatory Assist Units; Peripheral Compression; Intermittent | 40750 | AC 550 | HUNTLEIGH HEALTHCARE LLC | 1080
CHRISTIANA |  | HOSPITAL-CH | 0 | FX1074674 | DE |  |  |  | Circulatory Assist Units; Peripheral Compression; Intermittent | 36467 | AC 550 | HUNTLEIGH HEALTHCARE LLC | 0
CHRISTIANA |  | HOSPITAL-CH | 0 | FX1075167 | DE |  |  |  | Circulatory Assist Units; Peripheral Compression; Intermittent | 36469 | AC 550 | HUNTLEIGH HEALTHCARE LLC | 0
CHRISTIANA |  | Riverside Medical Arts Complex | 0 | FX1086340 | DE |  |  |  | Circulatory Assist Units; Peripheral Compression; Intermittent | 37182 | AC 550 | HUNTLEIGH HEALTHCARE LLC | 0
CHRISTIANA |  | HOSPITAL-CH | 0 | FX1118043 | DE |  |  |  | Circulatory Assist Units; Peripheral Compression; Intermittent | 40761 | AC 550 | HUNTLEIGH HEALTHCARE LLC | 1080
CHRISTIANA |  | HOSPITAL-CH | 0 | FX1088803 | DE |  |  |  | Circulatory Assist Units; Peripheral Compression; Intermittent | 37555 | AC 550 | HUNTLEIGH HEALTHCARE LLC | 0
CHRISTIANA |  | HOSPITAL-CH | 0 | FX1122197 | DE |  |  |  | Circulatory Assist Units; Peripheral Compression; Intermittent | 40909 | AC 550 | HUNTLEIGH HEALTHCARE LLC | 1080
CHRISTIANA |  | HOSPITAL-CH | 0 | 27113 | DE |  |  |  | Circulatory Assist Units; Peripheral Compression; Intermittent | 30065 | AC 550 | HUNTLEIGH HEALTHCARE LLC | 0
CHRISTIANA |  | HOSPITAL-CH | 0 | 27089 | DE |  |  |  | Circulatory Assist Units; Peripheral Compression; Intermittent | 30067 | AC 550 | HUNTLEIGH HEALTHCARE LLC | 0
CHRISTIANA |  | HOSPITAL-CH | 0 | 28528 | DE |  |  |  | Circulatory Assist Units; Peripheral Compression; Intermittent | 30070 | AC 550 | HUNTLEIGH HEALTHCARE LLC | 0
CHRISTIANA |  | HOSPITAL-CH | 0 | FX1052511 | DE |  |  |  | Circulatory Assist Units; Peripheral Compression; Intermittent | 33596 | AC 550 | HUNTLEIGH HEALTHCARE LLC | 0
CHRISTIANA |  | HOSPITAL-CH | 0 | FX1059127 | DE |  |  |  | Circulatory Assist Units; Peripheral Compression; Intermittent | 34503 | AC 550 | HUNTLEIGH HEALTHCARE LLC | 0
CHRISTIANA |  | HOSPITAL-CH | 0 | FX1117874 | DE |  |  |  | Circulatory Assist Units; Peripheral Compression; Intermittent | 40893 | AC 550 | HUNTLEIGH HEALTHCARE LLC | 1080
CHRISTIANA |  | HOSPITAL-CH | 0 | FX1118758 | DE |  |  |  | Circulatory Assist Units; Peripheral Compression; Intermittent | 41296 | AC 550 | HUNTLEIGH HEALTHCARE LLC | 1080
CHRISTIANA |  | HOSPITAL-CH | 0 | 31968 | DE |  |  |  | Compression Units | t106846 | AC 550 | HUNTLEIGH HEALTHCARE LLC | 0
CHRISTIANA |  | HOSPITAL-CH | 0 | FX1088973 | DE |  |  |  | Circulatory Assist Units; Peripheral Compression; Intermittent | 37546 | AC 550 | HUNTLEIGH HEALTHCARE LLC | 9.99
CHRISTIANA |  | HOSPITAL-CH | 0 | FX1088958 | DE |  |  |  | Circulatory Assist Units; Peripheral Compression; Intermittent | 37544 | AC 550 | HUNTLEIGH HEALTHCARE LLC | 9.99
CHRISTIANA |  | HOSPITAL-CH | 0 | 19936 | DE |  |  |  | Circulatory Assist Units; Peripheral Compression; Intermittent | 51923 | AC 550 | HUNTLEIGH HEALTHCARE LLC | 750
CHRISTIANA |  | HOSPITAL-CH | 0 | fx1107732 | DE |  |  |  | Circulatory Assist Units; Peripheral Compression; Intermittent | 53476 | AC 550 | HUNTLEIGH HEALTHCARE LLC | 750
CHRISTIANA |  | HOSPITAL-CH | 0 | fx1107702 | DE |  |  |  | Circulatory Assist Units; Peripheral Compression; Intermittent | 53493 | AC 550 | HUNTLEIGH HEALTHCARE LLC | 750
CHRISTIANA |  | HOSPITAL-CH | 0 | 31968 | DE |  |  |  | Compression Units | 51938 | AC 550 | HUNTLEIGH HEALTHCARE LLC | 750
CHRISTIANA |  | HOSPITAL-WH | 0 | FX1054987 | DE |  |  |  | Circulatory Assist Units; Peripheral Compression; Intermittent | 34264 | AC 550 | HUNTLEIGH HEALTHCARE LLC | 0
CHRISTIANA |  | HOSPITAL-CH | 0 | 20402 | DE |  |  |  | Circulatory Assist Units; Peripheral Compression; Intermittent | 53381 | AC 550 | HUNTLEIGH HEALTHCARE LLC | 1080
CHRISTIANA |  | HOSPITAL-CH | 0 | FX1088817 | DE |  |  |  | Circulatory Assist Units; Peripheral Compression; Intermittent | 37533 | AC 550 | HUNTLEIGH HEALTHCARE LLC | 9.99
CHRISTIANA |  | HOSPITAL-CH | 0 | FX1088792 | DE |  |  |  | Circulatory Assist Units; Peripheral Compression; Intermittent | 37532 | AC 550 | HUNTLEIGH HEALTHCARE LLC | 9.99
CHRISTIANA |  | HOSPITAL-CH | 0 | FX1088979 | DE |  |  |  | Circulatory Assist Units; Peripheral Compression; Intermittent | 37567 | AC 550 | HUNTLEIGH HEALTHCARE LLC | 0
CHRISTIANA |  | HOSPITAL-CH | 0 | FX1088953 | DE |  |  |  | Circulatory Assist Units; Peripheral Compression; Intermittent | 37565 | AC 550 | HUNTLEIGH HEALTHCARE LLC | 0
CHRISTIANA |  | HOSPITAL-WH | 0 | FX1119643 | DE |  |  |  | Circulatory Assist Units; Peripheral Compression; Intermittent | 41055 | AC 550 | HUNTLEIGH HEALTHCARE LLC | 1080
CHRISTIANA |  | HOSPITAL-CH | 0 | FX1118777 | DE |  |  |  | Circulatory Assist Units; Peripheral Compression; Intermittent | 41128 | AC 550 | HUNTLEIGH HEALTHCARE LLC | 1080
CHRISTIANA |  | HOSPITAL-CH | 0 | FX1118789 | DE |  |  |  | Circulatory Assist Units; Peripheral Compression; Intermittent | 41130 | AC 550 | HUNTLEIGH HEALTHCARE LLC | 1080
CHRISTIANA |  | HOSPITAL-CH | 0 | FX1079942 | DE |  |  |  | Circulatory Assist Units; Peripheral Compression; Intermittent | 36969 | AC 550 | HUNTLEIGH HEALTHCARE LLC | 0
CHRISTIANA |  | HOSPITAL-CH | 0 | FX1079815 | DE |  |  |  | Circulatory Assist Units; Peripheral Compression; Intermittent | 36967 | AC 550 | HUNTLEIGH HEALTHCARE LLC | 0
CHRISTIANA |  | HOSPITAL-CH | 0 | FX1074650 | DE |  |  |  | Circulatory Assist Units; Peripheral Compression; Intermittent | 36482 | AC 550 | HUNTLEIGH HEALTHCARE LLC | 0
CHRISTIANA |  | HOSPITAL-WH | 0 | FX1089784 | DE |  |  |  | Circulatory Assist Units; Peripheral Compression; Intermittent | 37216 | AC 550 | HUNTLEIGH HEALTHCARE LLC | 9.99
CHRISTIANA |  | HOSPITAL-WH | 0 | FX1122365 | DE |  |  |  | Circulatory Assist Units; Peripheral Compression; Intermittent | 41026 | AC 550 | HUNTLEIGH HEALTHCARE LLC | 1080
CHRISTIANA |  | HOSPITAL-CH | 0 | FX 1115792 | DE |  |  |  | Circulatory Assist Units; Peripheral Compression; Intermittent | 40011 | AC 550 | HUNTLEIGH HEALTHCARE LLC | 0
CHRISTIANA |  | HOSPITAL-CH | 0 | FX1117656 | DE |  |  |  | Circulatory Assist Units; Peripheral Compression; Intermittent | 40773 | AC 550 | HUNTLEIGH HEALTHCARE LLC | 1080
CHRISTIANA |  | HOSPITAL-CH | 0 | FX1117826 | DE |  |  |  | Circulatory Assist Units; Peripheral Compression; Intermittent | 40878 | AC 550 | HUNTLEIGH HEALTHCARE LLC | 1080
CHRISTIANA |  | HOSPITAL-WH | 0 | FX1119791 | DE |  |  |  | Circulatory Assist Units; Peripheral Compression; Intermittent | 40970 | AC 550 | HUNTLEIGH HEALTHCARE LLC | 1080
CHRISTIANA |  | HOSPITAL-WH | 0 | FX1121801 | DE |  |  |  | Circulatory Assist Units; Peripheral Compression; Intermittent | 41036 | AC 550 | HUNTLEIGH HEALTHCARE LLC | 1080
CHRISTIANA |  | HOSPITAL-CH | 0 | FX1074895 | DE |  |  |  | Circulatory Assist Units; Peripheral Compression; Intermittent | 36468 | AC 550 | HUNTLEIGH HEALTHCARE LLC | 0
CHRISTIANA |  | HOSPITAL-CH | 0 | FX1074670 | DE |  |  |  | Circulatory Assist Units; Peripheral Compression; Intermittent | 36470 | AC 550 | HUNTLEIGH HEALTHCARE LLC | 0
CHRISTIANA |  | HOSPITAL-CH | 0 | FXR021400 | DE |  |  |  | Circulatory Assist Units; Peripheral Compression; Intermittent | 54000 | AC 550 | HUNTLEIGH HEALTHCARE LLC | 750
CHRISTIANA |  | HOSPITAL-CH | 0 | 41580 | DE |  |  |  | Compression Units | 51933 | AC 550 | HUNTLEIGH HEALTHCARE LLC | 750
CHRISTIANA |  | HOSPITAL-CH | 0 | FX1117900 | DE |  |  |  | Circulatory Assist Units; Peripheral Compression; Intermittent | 40993 | AC 550 | HUNTLEIGH HEALTHCARE LLC | 1080
CHRISTIANA |  | HOSPITAL-CH | 0 | 900057720 | DE |  |  |  | Circulatory Assist Units; Peripheral Compression; Intermittent | 53938 | AC 550 | HUNTLEIGH HEALTHCARE LLC | 750
CHRISTIANA |  | HOSPITAL-CH | 0 | FX1088801 | DE |  |  |  | Circulatory Assist Units; Peripheral Compression; Intermittent | 37556 | AC 550 | HUNTLEIGH HEALTHCARE LLC | 0
CHRISTIANA |  | HOSPITAL-CH | 0 | FX1122212 | DE |  |  |  | Circulatory Assist Units; Peripheral Compression; Intermittent | 40908 | AC 550 | HUNTLEIGH HEALTHCARE LLC | 1080
CHRISTIANA |  | HOSPITAL-CH | 0 | 27090 | DE |  |  |  | Circulatory Assist Units; Peripheral Compression; Intermittent | 30066 | AC 550 | HUNTLEIGH HEALTHCARE LLC | 0
CHRISTIANA |  | HOSPITAL-WH | 0 | 28538 | DE |  |  |  | Circulatory Assist Units; Peripheral Compression; Intermittent | 30069 | AC 550 | HUNTLEIGH HEALTHCARE LLC | 0
CHRISTIANA |  | HOSPITAL-WH | 0 | FX1078410 | DE |  |  |  | Circulatory Assist Units; Peripheral Compression; Intermittent | 36667 | AC 550 | HUNTLEIGH HEALTHCARE LLC | 0
CHRISTIANA |  | HOSPITAL-CH | 0 | FX1118838 | DE |  |  |  | Circulatory Assist Units; Peripheral Compression; Intermittent | 41119 | AC 550 | HUNTLEIGH HEALTHCARE LLC | 1080
CHRISTIANA |  | HOSPITAL-CH | 0 | FX1118774 | DE |  |  |  | Circulatory Assist Units; Peripheral Compression; Intermittent | 42160 | AC 550 | HUNTLEIGH HEALTHCARE LLC | 1080
CHRISTIANA |  | HOSPITAL-WH | 0 | 3816 | DE |  |  |  | Circulatory Assist Units; Peripheral Compression; Intermittent | 55784 | AC 550 | HUNTLEIGH HEALTHCARE LLC | 0
CHRISTIANA |  | HOSPITAL-CH | 0 | FX1059126 | DE |  |  |  | Circulatory Assist Units; Peripheral Compression; Intermittent | 34506 | AC 550 | HUNTLEIGH HEALTHCARE LLC | 0
CHRISTIANA |  | HOSPITAL-CH | 0 | FXR010921 | DE |  |  |  | Circulatory Assist Units; Peripheral Compression; Intermittent | 41944 | AC 550 | HUNTLEIGH HEALTHCARE LLC | 1080
CHRISTIANA |  | HOSPITAL-CH | 0 | FXR010906 | DE |  |  |  | Circulatory Assist Units; Peripheral Compression; Intermittent | 41942 | AC 550 | HUNTLEIGH HEALTHCARE LLC | 1080
CHRISTIANA |  | HOSPITAL-CH | 0 | FXR010863 | DE |  |  |  | Circulatory Assist Units; Peripheral Compression; Intermittent | 41887 | AC 550 | HUNTLEIGH HEALTHCARE LLC | 1080
CHRISTIANA |  | HOSPITAL-CH | 0 | FX1119631 | DE |  |  |  | Circulatory Assist Units; Peripheral Compression; Intermittent | 41246 | AC 550 | HUNTLEIGH HEALTHCARE LLC | 1080
CHRISTIANA |  | HOSPITAL-CH | 0 | FX1059160 | DE |  |  |  | Circulatory Assist Units; Peripheral Compression; Intermittent | 34511 | AC 550 | HUNTLEIGH HEALTHCARE LLC | 0
CHRISTIANA |  | HOSPITAL-CH | 0 | FX1088959 | DE |  |  |  | Circulatory Assist Units; Peripheral Compression; Intermittent | 37543 | AC 550 | HUNTLEIGH HEALTHCARE LLC | 9.99
CHRISTIANA |  | HOSPITAL-CH | 0 | FX1088943 | DE |  |  |  | Circulatory Assist Units; Peripheral Compression; Intermittent | 37541 | AC 550 | HUNTLEIGH HEALTHCARE LLC | 9.99
CHRISTIANA |  | HOSPITAL-CH | 0 | FX1117622 | DE |  |  |  | Circulatory Assist Units; Peripheral Compression; Intermittent | 40779 | AC 550 | HUNTLEIGH HEALTHCARE LLC | 1080
CHRISTIANA |  | HOSPITAL-CH | 0 | FX1119863 | DE |  |  |  | Circulatory Assist Units; Peripheral Compression; Intermittent | 41138 | AC 550 | HUNTLEIGH HEALTHCARE LLC | 1080
CHRISTIANA |  | HOSPITAL-CH | 0 | FX1119870 | DE |  |  |  | Circulatory Assist Units; Peripheral Compression; Intermittent | 41161 | AC 550 | HUNTLEIGH HEALTHCARE LLC | 1080
CHRISTIANA |  | HOSPITAL-CH | 0 | FX1088802 | DE |  |  |  | Circulatory Assist Units; Peripheral Compression; Intermittent | 37531 | AC 550 | HUNTLEIGH HEALTHCARE LLC | 9.99
CHRISTIANA |  | HOSPITAL-CH | 0 | FX1088788 | DE |  |  |  | Circulatory Assist Units; Peripheral Compression; Intermittent | 37529 | AC 550 | HUNTLEIGH HEALTHCARE LLC | 9.99
CHRISTIANA |  | HOSPITAL-CH | 0 | FX1074659 | DE |  |  |  | Circulatory Assist Units; Peripheral Compression; Intermittent | 36473 | AC 550 | HUNTLEIGH HEALTHCARE LLC | 0
CHRISTIANA |  | HOSPITAL-CH | 0 | FX1107151 | DE |  |  |  | Circulatory Assist Units; Peripheral Compression; Intermittent | 53989 | AC 550 | HUNTLEIGH HEALTHCARE LLC | 750
CHRISTIANA |  | HOSPITAL-CH | 0 | FX1088968 | DE |  |  |  | Circulatory Assist Units; Peripheral Compression; Intermittent | 37566 | AC 550 | HUNTLEIGH HEALTHCARE LLC | 0
CHRISTIANA |  | HOSPITAL-CH | 0 | FX1088941 | DE |  |  |  | Circulatory Assist Units; Peripheral Compression; Intermittent | 37563 | AC 550 | HUNTLEIGH HEALTHCARE LLC | 0
CHRISTIANA |  | HOSPITAL-WH | 0 | FX1119656 | DE |  |  |  | Circulatory Assist Units; Peripheral Compression; Intermittent | 41061 | AC 550 | HUNTLEIGH HEALTHCARE LLC | 1080
CHRISTIANA |  | HOSPITAL-CH | 0 | FXR010901 | DE |  |  |  | Circulatory Assist Units; Peripheral Compression; Intermittent | 41914 | AC 550 | HUNTLEIGH HEALTHCARE LLC | 1080
CHRISTIANA |  | HOSPITAL-CH | 0 | FXR010970 | DE |  |  |  | Circulatory Assist Units; Peripheral Compression; Intermittent | 41930 | AC 550 | HUNTLEIGH HEALTHCARE LLC | 1080
CHRISTIANA |  | HOSPITAL-WH | 0 | FX1118560 | DE |  |  |  | Circulatory Assist Units; Peripheral Compression; Intermittent | 41106 | AC 550 | HUNTLEIGH HEALTHCARE LLC | 1080
CHRISTIANA |  | HOSPITAL-CH | 0 | FX1079950 | DE |  |  |  | Circulatory Assist Units; Peripheral Compression; Intermittent | 36966 | AC 550 | HUNTLEIGH HEALTHCARE LLC | 0
CHRISTIANA |  | HOSPITAL-WH | 0 | FX1119848 | DE |  |  |  | Compression Units | 53458 | AC 550 | HUNTLEIGH HEALTHCARE LLC | 0
CHRISTIANA |  | HOSPITAL-WH | 0 | FX1093219 | DE |  |  |  | Circulatory Assist Units; Peripheral Compression; Intermittent | 38058 | AC 550 | HUNTLEIGH HEALTHCARE LLC | 0
CHRISTIANA |  | HOSPITAL-CH | 0 | FX1074902 | DE |  |  |  | Circulatory Assist Units; Peripheral Compression; Intermittent | 36485 | AC 550 | HUNTLEIGH HEALTHCARE LLC | 0
CHRISTIANA |  | HOSPITAL-CH | 0 | FX1074910 | DE |  |  |  | Circulatory Assist Units; Peripheral Compression; Intermittent | 36487 | AC 550 | HUNTLEIGH HEALTHCARE LLC | 0
CHRISTIANA |  | HOSPITAL-CH | 0 | 800003512 | DE |  |  |  | Circulatory Assist Units; Peripheral Compression; Intermittent | 53934 | AC 550 | HUNTLEIGH HEALTHCARE LLC | 750
CHRISTIANA |  | HOSPITAL-WH | 0 | FX1087493 | DE |  |  |  | Circulatory Assist Units; Peripheral Compression; Intermittent | 37219 | AC 550 | HUNTLEIGH HEALTHCARE LLC | 9.99
CHRISTIANA |  | HOSPITAL-CH | 0 | FXR010950 | DE |  |  |  | Circulatory Assist Units; Peripheral Compression; Intermittent | 41984 | AC 550 | HUNTLEIGH HEALTHCARE LLC | 1080
CHRISTIANA |  | HOSPITAL-WH | 0 | FX1078384 | DE |  |  |  | Circulatory Assist Units; Peripheral Compression; Intermittent | 36670 | AC 550 | HUNTLEIGH HEALTHCARE LLC | 0
CHRISTIANA |  | HOSPITAL-CH | 0 | 43230 | DE |  |  |  | Compression Units | t106871 | AC 550 | HUNTLEIGH HEALTHCARE LLC | 0
CHRISTIANA |  | HOSPITAL-CH | 0 | FX1059183 | DE |  |  |  | Circulatory Assist Units; Peripheral Compression; Intermittent | 34487 | AC 550 | HUNTLEIGH HEALTHCARE LLC | 0
CHRISTIANA |  | HOSPITAL-CH | 0 | FX1087773 | DE |  |  |  | Circulatory Assist Units; Peripheral Compression; Intermittent | 53971 | AC 550 | HUNTLEIGH HEALTHCARE LLC | 750
CHRISTIANA |  | HOSPITAL-CH | 0 | NONE | DE |  |  |  | Circulatory Assist Units; Peripheral Compression; Intermittent | 1117989 | AC 550 | HUNTLEIGH HEALTHCARE LLC | 0
CHRISTIANA |  | HOSPITAL-CH | 0 | FX1122382 | DE |  |  |  | Circulatory Assist Units; Peripheral Compression; Intermittent | 41002 | AC 550 | HUNTLEIGH HEALTHCARE LLC | 1080
CHRISTIANA |  | HOSPITAL-WH | 0 | FX1119818 | DE |  |  |  | Circulatory Assist Units; Peripheral Compression; Intermittent | 41194 | AC 550 | HUNTLEIGH HEALTHCARE LLC | 1080
CHRISTIANA |  | HOSPITAL-CH | 0 | FX1079823 | DE |  |  |  | Circulatory Assist Units; Peripheral Compression; Intermittent | 36983 | AC 550 | HUNTLEIGH HEALTHCARE LLC | 0
CHRISTIANA |  | HOSPITAL-CH | 0 | 1000037909 | DE |  |  |  | Circulatory Assist Units; Peripheral Compression; Intermittent | 53984 | AC 550 | HUNTLEIGH HEALTHCARE LLC | 750
CHRISTIANA |  | HOSPITAL-CH | 0 | FX1118004 | DE |  |  |  | Circulatory Assist Units; Peripheral Compression; Intermittent | 40940 | AC 550 | HUNTLEIGH HEALTHCARE LLC | 1080
CHRISTIANA |  | HOSPITAL-CH | 0 | FX1122363 | DE |  |  |  | Circulatory Assist Units; Peripheral Compression; Intermittent | 41012 | AC 550 | HUNTLEIGH HEALTHCARE LLC | 1080
CHRISTIANA |  | HOSPITAL-CH | 0 | FXR010930 | DE |  |  |  | Circulatory Assist Units; Peripheral Compression; Intermittent | 41902 | AC 550 | HUNTLEIGH HEALTHCARE LLC | 1080
CHRISTIANA |  | HOSPITAL-CH | 0 | FX1119868 | DE |  |  |  | Circulatory Assist Units; Peripheral Compression; Intermittent | 41141 | AC 550 | HUNTLEIGH HEALTHCARE LLC | 1080
CHRISTIANA |  | HOSPITAL-CH | 0 | FX1074639 | DE |  |  |  | Circulatory Assist Units; Peripheral Compression; Intermittent | 36471 | AC 550 | HUNTLEIGH HEALTHCARE LLC | 0
CHRISTIANA |  | HOSPITAL-CH | 0 | FX1117865 | DE |  |  |  | Circulatory Assist Units; Peripheral Compression; Intermittent | 40930 | AC 550 | HUNTLEIGH HEALTHCARE LLC | 1080
CHRISTIANA |  | CH-SURGI | 0 | FX | DE |  |  |  | Circulatory Assist Units; Peripheral Compression; Intermittent | 41132 | AC 550 | HUNTLEIGH HEALTHCARE LLC | 1080
CHRISTIANA |  | HOSPITAL-CH | 0 | FX1121738 | DE |  |  |  | Circulatory Assist Units; Peripheral Compression; Intermittent | 40747 | AC 550 | HUNTLEIGH HEALTHCARE LLC | 1080
CHRISTIANA |  | HOSPITAL-CH | 0 | FX1086920 | DE |  |  |  | Circulatory Assist Units; Peripheral Compression; Intermittent | 37518 | AC 550 | HUNTLEIGH HEALTHCARE LLC | 0
CHRISTIANA |  | HOSPITAL-CH | 0 | FX1088985 | DE |  |  |  | Circulatory Assist Units; Peripheral Compression; Intermittent | 37557 | AC 550 | HUNTLEIGH HEALTHCARE LLC | 0
CHRISTIANA |  | HOSPITAL-CH | 0 | FX1088976 | DE |  |  |  | Circulatory Assist Units; Peripheral Compression; Intermittent | 37559 | AC 550 | HUNTLEIGH HEALTHCARE LLC | 0
CHRISTIANA |  | HOSPITAL-CH | 0 | 28118 | DE |  |  |  | Circulatory Assist Units; Peripheral Compression; Intermittent | 30072 | AC 550 | HUNTLEIGH HEALTHCARE LLC | 0
CHRISTIANA |  | HOSPITAL-WH | 0 | FX1119761 | DE |  |  |  | Circulatory Assist Units; Peripheral Compression; Intermittent | 40946 | AC 550 | HUNTLEIGH HEALTHCARE LLC | 1080
CHRISTIANA |  | HOSPITAL-CH | 0 | FX1059133 | DE |  |  |  | Circulatory Assist Units; Peripheral Compression; Intermittent | 34505 | AC 550 | HUNTLEIGH HEALTHCARE LLC | 0
CHRISTIANA |  | HOSPITAL-CH | 0 | FX1059162 | DE |  |  |  | Circulatory Assist Units; Peripheral Compression; Intermittent | 34507 | AC 550 | HUNTLEIGH HEALTHCARE LLC | 0
CHRISTIANA |  | HOSPITAL-CH | 0 | FX1117878 | DE |  |  |  | Circulatory Assist Units; Peripheral Compression; Intermittent | 40800 | AC 550 | HUNTLEIGH HEALTHCARE LLC | 1080
CHRISTIANA |  | HOSPITAL-CH | 0 | FXR010951 | DE |  |  |  | Circulatory Assist Units; Peripheral Compression; Intermittent | 41945 | AC 550 | HUNTLEIGH HEALTHCARE LLC | 1080
CHRISTIANA |  | HOSPITAL-CH | 0 | FXR010889 | DE |  |  |  | Circulatory Assist Units; Peripheral Compression; Intermittent | 41943 | AC 550 | HUNTLEIGH HEALTHCARE LLC | 1080
CHRISTIANA |  | HOSPITAL-CH | 0 | 32419 | DE |  |  |  | Circulatory Assist Units; Peripheral Compression; Intermittent | 31189 | AC 550 | HUNTLEIGH HEALTHCARE LLC | 0
CHRISTIANA |  | HOSPITAL-CH | 0 | FX1088960 | DE |  |  |  | Circulatory Assist Units; Peripheral Compression; Intermittent | 37542 | AC 550 | HUNTLEIGH HEALTHCARE LLC | 9.99
CHRISTIANA |  | HOSPITAL-CH | 0 | fx1117907 | DE |  |  |  | Circulatory Assist Units; Peripheral Compression; Intermittent | 40917 | AC 550 | HUNTLEIGH HEALTHCARE LLC | 1080
CHRISTIANA |  | HOSPITAL-CH | 0 | FX1121804 | DE |  |  |  | Circulatory Assist Units; Peripheral Compression; Intermittent | 41082 | AC 550 | HUNTLEIGH HEALTHCARE LLC | 1080
CHRISTIANA |  | HOSPITAL-WH | 0 | FX1119794 | DE |  |  |  | Circulatory Assist Units; Peripheral Compression; Intermittent | 41019 | AC 550 | HUNTLEIGH HEALTHCARE LLC | 1080
CHRISTIANA |  | HOSPITAL-CH | 0 | FX1119642 | DE |  |  |  | Circulatory Assist Units; Peripheral Compression; Intermittent | 41160 | AC 550 | HUNTLEIGH HEALTHCARE LLC | 1080
CHRISTIANA |  | HOSPITAL-CH | 0 | FX1122392 | DE |  |  |  | Circulatory Assist Units; Peripheral Compression; Intermittent | 40838 | AC 550 | HUNTLEIGH HEALTHCARE LLC | 1080
CHRISTIANA |  | HOSPITAL-CH | 0 | FX1088825 | DE |  |  |  | Circulatory Assist Units; Peripheral Compression; Intermittent | 37530 | AC 550 | HUNTLEIGH HEALTHCARE LLC | 9.99
CHRISTIANA |  | HOSPITAL-CH | 0 | FX1074892 | DE |  |  |  | Circulatory Assist Units; Peripheral Compression; Intermittent | 36472 | AC 550 | HUNTLEIGH HEALTHCARE LLC | 0
CHRISTIANA |  | HOSPITAL-CH | 0 | FX1088939 | DE |  |  |  | Circulatory Assist Units; Peripheral Compression; Intermittent | 37564 | AC 550 | HUNTLEIGH HEALTHCARE LLC | 0
CHRISTIANA |  | HOSPITAL-CH | 0 | FX1122344 | DE |  |  |  | Circulatory Assist Units; Peripheral Compression; Intermittent | 41077 | AC 550 | HUNTLEIGH HEALTHCARE LLC | 1080
CHRISTIANA |  | HOSPITAL-CH | 0 | FX1052485 | DE |  |  |  | Circulatory Assist Units; Peripheral Compression; Intermittent | 33585 | AC 550 | HUNTLEIGH HEALTHCARE LLC | 0
CHRISTIANA |  | HOSPITAL-CH | 0 | 900000716 | DE |  |  |  | Compression Units | t114786 | AC 550 | HUNTLEIGH HEALTHCARE LLC | 0
CHRISTIANA |  | HOSPITAL-WH | 0 | FX1093308 | DE |  |  |  | Circulatory Assist Units; Peripheral Compression; Intermittent | 38057 | AC 550 | HUNTLEIGH HEALTHCARE LLC | 0
CHRISTIANA |  | HOSPITAL-WH | 0 | FX1093233 | DE |  |  |  | Circulatory Assist Units; Peripheral Compression; Intermittent | 38059 | AC 550 | HUNTLEIGH HEALTHCARE LLC | 0
CHRISTIANA |  | HOSPITAL-CH | 0 | FX1074663 | DE |  |  |  | Circulatory Assist Units; Peripheral Compression; Intermittent | 36484 | AC 550 | HUNTLEIGH HEALTHCARE LLC | 0
CHRISTIANA |  | HOSPITAL-CH | 0 | FX1074898 | DE |  |  |  | Circulatory Assist Units; Peripheral Compression; Intermittent | 36486 | AC 550 | HUNTLEIGH HEALTHCARE LLC | 0
CHRISTIANA |  | HOSPITAL-CH | 0 | FX1117822 | DE |  |  |  | Circulatory Assist Units; Peripheral Compression; Intermittent | 40868 | AC 550 | HUNTLEIGH HEALTHCARE LLC | 1080
CHRISTIANA |  | HOSPITAL-WH | 0 | FX1089737 | DE |  |  |  | Circulatory Assist Units; Peripheral Compression; Intermittent | 37218 | AC 550 | HUNTLEIGH HEALTHCARE LLC | 9.99
CHRISTIANA |  | HOSPITAL-CH | 0 | FXR010959 | DE |  |  |  | Circulatory Assist Units; Peripheral Compression; Intermittent | 41983 | AC 550 | HUNTLEIGH HEALTHCARE LLC | 1080
CHRISTIANA |  | HOSPITAL-CH | 0 | FXR010972 | DE |  |  |  | Circulatory Assist Units; Peripheral Compression; Intermittent | 41985 | AC 550 | HUNTLEIGH HEALTHCARE LLC | 1080
CHRISTIANA |  | HOSPITAL-CH | 0 | FXR010982 | DE |  |  |  | Circulatory Assist Units; Peripheral Compression; Intermittent | 41974 | AC 550 | HUNTLEIGH HEALTHCARE LLC | 1080
CHRISTIANA |  | HOSPITAL-CH | 0 | FX1118575 | DE |  |  |  | Circulatory Assist Units; Peripheral Compression; Intermittent | 41124 | AC 550 | HUNTLEIGH HEALTHCARE LLC | 1080
CHRISTIANA |  | HOSPITAL-CH | 0 | FX1118760 | DE |  |  |  | Circulatory Assist Units; Peripheral Compression; Intermittent | 41310 | AC 550 | HUNTLEIGH HEALTHCARE LLC | 1080
CHRISTIANA |  | HOSPITAL-CH | 0 | FX1059213 | DE |  |  |  | Circulatory Assist Units; Peripheral Compression; Intermittent | 34486 | AC 550 | HUNTLEIGH HEALTHCARE LLC | 0
CHRISTIANA |  | HOSPITAL-CH | 0 | FX1059150 | DE |  |  |  | Circulatory Assist Units; Peripheral Compression; Intermittent | 34488 | AC 550 | HUNTLEIGH HEALTHCARE LLC | 0
CHRISTIANA |  | HOSPITAL-CH | 0 | FX1117989 | DE |  |  |  | Circulatory Assist Units; Peripheral Compression; Intermittent | 40898 | AC 550 | HUNTLEIGH HEALTHCARE LLC | 1080
CHRISTIANA |  |  | 0 | FX1119778 | DE |  |  |  | Circulatory Assist Units; Peripheral Compression; Intermittent | 40957 | AC 550 | HUNTLEIGH HEALTHCARE LLC | 1080
CHRISTIANA |  | HOSPITAL-CH | 0 | FX1119819 | DE |  |  |  | Circulatory Assist Units; Peripheral Compression; Intermittent | 41191 | AC 550 | HUNTLEIGH HEALTHCARE LLC | 1080
CHRISTIANA |  | HOSPITAL-CH | 0 | 3695 | DE |  |  |  | Compression Units | t8216 | AC 550 | HUNTLEIGH HEALTHCARE LLC | 0
CHRISTIANA |  | HOSPITAL-CH | 0 | 10968 | DE |  |  |  | Circulatory Assist Units; Peripheral Compression; Intermittent | 53495 | AC 550 | HUNTLEIGH HEALTHCARE LLC | 750
CHRISTIANA |  | HOSPITAL-CH | 0 | FXR010846 | DE |  |  |  | Circulatory Assist Units; Peripheral Compression; Intermittent | 41901 | AC 550 | HUNTLEIGH HEALTHCARE LLC | 1080
CHRISTIANA |  | HOSPITAL-CH | 0 | 32912 | DE |  |  |  | Circulatory Assist Units; Peripheral Compression; Intermittent | 51946 | AC 550 | HUNTLEIGH HEALTHCARE LLC | 750
CHRISTIANA |  | HOSPITAL-CH | 0 | FX1118050 | DE |  |  |  | Circulatory Assist Units; Peripheral Compression; Intermittent | 40751 | AC 550 | HUNTLEIGH HEALTHCARE LLC | 1080
CHRISTIANA |  | HOSPITAL-CH | 0 | FX1117619 | DE |  |  |  | Circulatory Assist Units; Peripheral Compression; Intermittent | 40795 | AC 550 | HUNTLEIGH HEALTHCARE LLC | 1080
CHRISTIANA |  | HOSPITAL-WH | 0 | FX1119771 | DE |  |  |  | Circulatory Assist Units; Peripheral Compression; Intermittent | 41048 | AC 550 | HUNTLEIGH HEALTHCARE LLC | 1080
CHRISTIANA |  | HOSPITAL-WH | 0 | FX1119828 | DE |  |  |  | Circulatory Assist Units; Peripheral Compression; Intermittent | 41103 | AC 550 | HUNTLEIGH HEALTHCARE LLC | 1080
CHRISTIANA |  | HOSPITAL-CH | 0 | FX1088944 | DE |  |  |  | Circulatory Assist Units; Peripheral Compression; Intermittent | 37558 | AC 550 | HUNTLEIGH HEALTHCARE LLC | 0
CHRISTIANA |  | HOSPITAL-CH | 0 | 29910 | DE |  |  |  | Circulatory Assist Units; Peripheral Compression; Intermittent | 30071 | AC 550 | HUNTLEIGH HEALTHCARE LLC | 0
CHRISTIANA |  | HOSPITAL-CH | 0 | 28078 | DE |  |  |  | Circulatory Assist Units; Peripheral Compression; Intermittent | 30073 | AC 550 | HUNTLEIGH HEALTHCARE LLC | 0
CHRISTIANA |  | HOSPITAL-WH | 0 | FX1119647 | DE |  |  |  | Circulatory Assist Units; Peripheral Compression; Intermittent | 41089 | AC 550 | HUNTLEIGH HEALTHCARE LLC | 1080
CHRISTIANA |  | HOSPITAL-WH | 0 | FX1119648 | DE |  |  |  | Circulatory Assist Units; Peripheral Compression; Intermittent | 60281 | AC 550 | HUNTLEIGH HEALTHCARE LLC | 1080
CHRISTIANA |  | HOSPITAL-WH | 0 | fx1119860 | DE |  |  |  | Circulatory Assist Units; Peripheral Compression; Intermittent | 41177 | AC 550 | HUNTLEIGH HEALTHCARE LLC | 1080
CHRISTIANA |  | HOSPITAL-CH | 0 | FXR010948 | DE |  |  |  | Circulatory Assist Units; Peripheral Compression; Intermittent | 41988 | AC 550 | HUNTLEIGH HEALTHCARE LLC | 1080
CHRISTIANA |  | HOSPITAL-WH | 0 | FX1119770 | DE |  |  |  | Circulatory Assist Units; Peripheral Compression; Intermittent | 40949 | AC 550 | HUNTLEIGH HEALTHCARE LLC | 1080
CHRISTIANA |  | HOSPITAL-CH | 0 | 900019005 | DE |  |  |  | Circulatory Assist Units; Peripheral Compression; Intermittent | 53964 | AC 550 | HUNTLEIGH HEALTHCARE LLC | 750
CHRISTIANA |  | HOSPITAL-CH | 0 | FX1052502 | DE |  |  |  | Circulatory Assist Units; Peripheral Compression; Intermittent | 33572 | AC 550 | HUNTLEIGH HEALTHCARE LLC | 0
CHRISTIANA |  | HOSPITAL-CH | 0 | FX1119900 | DE |  |  |  | Circulatory Assist Units; Peripheral Compression; Intermittent | 41196 | AC 550 | HUNTLEIGH HEALTHCARE LLC | 1080
CHRISTIANA |  | HOSPITAL-CH | 0 | FX1122427 | DE |  |  |  | Circulatory Assist Units; Peripheral Compression; Intermittent | 40847 | AC 550 | HUNTLEIGH HEALTHCARE LLC | 1080
CHRISTIANA |  | HOSPITAL-WH | 0 | FX1055004 | DE |  |  |  | Circulatory Assist Units; Peripheral Compression; Intermittent | 34258 | AC 550 | HUNTLEIGH HEALTHCARE LLC | 0
CHRISTIANA |  | HOSPITAL-CH | 0 | FX1117994 | DE |  |  |  | Circulatory Assist Units; Peripheral Compression; Intermittent | 40943 | AC 550 | HUNTLEIGH HEALTHCARE LLC | 1080
CHRISTIANA |  | HOSPITAL-CH | 0 | FX1119869 | DE |  |  |  | Circulatory Assist Units; Peripheral Compression; Intermittent | 41144 | AC 550 | HUNTLEIGH HEALTHCARE LLC | 1080
CHRISTIANA |  | HOSPITAL-WH | 0 | FX1117902 | DE |  |  |  | Circulatory Assist Units; Peripheral Compression; Intermittent | 40933 | AC 550 | HUNTLEIGH HEALTHCARE LLC | 1080
CHRISTIANA |  | HOSPITAL-WH | 0 | FX1119788 | DE |  |  |  | Circulatory Assist Units; Peripheral Compression; Intermittent | 41045 | AC 550 | HUNTLEIGH HEALTHCARE LLC | 1080
CHRISTIANA |  | HOSPITAL-CH | 0 | FX1119877 | DE |  |  |  | Circulatory Assist Units; Peripheral Compression; Intermittent | 41041 | AC 550 | HUNTLEIGH HEALTHCARE LLC | 1080
CHRISTIANA |  | HOSPITAL-CH | 0 | FX1118786 | DE |  |  |  | Circulatory Assist Units; Peripheral Compression; Intermittent | 41251 | AC 550 | HUNTLEIGH HEALTHCARE LLC | 1080
CHRISTIANA |  | HOSPITAL-CH | 0 | 43232 | DE |  |  |  | Compression Units | t106875 | AC 550 | HUNTLEIGH HEALTHCARE LLC | 0
CHRISTIANA |  | HOSPITAL-CH | 0 | FX1122380 | DE |  |  |  | Circulatory Assist Units; Peripheral Compression; Intermittent | 40978 | AC 550 | HUNTLEIGH HEALTHCARE LLC | 1080
CHRISTIANA |  | HOSPITAL-CH | 0 | FXR010886 | DE |  |  |  | Circulatory Assist Units; Peripheral Compression; Intermittent | 41924 | AC 550 | HUNTLEIGH HEALTHCARE LLC | 1080
CHRISTIANA |  | HOSPITAL-WH | 0 | FX1078399 | DE |  |  |  | Circulatory Assist Units; Peripheral Compression; Intermittent | 36674 | AC 550 | HUNTLEIGH HEALTHCARE LLC | 0
CHRISTIANA |  | HOSPITAL-CH | 0 | FX1117819 | DE |  |  |  | Compression Units | 40876 | AC 550 | HUNTLEIGH HEALTHCARE LLC | 1080
CHRISTIANA |  | HOSPITAL-CH | 0 | 31739 | DE |  |  |  | Circulatory Assist Units; Peripheral Compression; Intermittent | 31083 | AC 550 | HUNTLEIGH HEALTHCARE LLC | 0
CHRISTIANA |  | HOSPITAL-CH | 0 | FX1117864 | DE |  |  |  | Circulatory Assist Units; Peripheral Compression; Intermittent | 40803 | AC 550 | HUNTLEIGH HEALTHCARE LLC | 1080
CHRISTIANA |  | HOSPITAL-CH | 0 | 32437 | DE |  |  |  | Circulatory Assist Units; Peripheral Compression; Intermittent | 31195 | AC 550 | HUNTLEIGH HEALTHCARE LLC | 0
CHRISTIANA |  | HOSPITAL-CH | 0 | FX1122359 | DE |  |  |  | Circulatory Assist Units; Peripheral Compression; Intermittent | 41004 | AC 550 | HUNTLEIGH HEALTHCARE LLC | 1080
CHRISTIANA |  | HOSPITAL-CH | 0 | FX1119613 | DE |  |  |  | Circulatory Assist Units; Peripheral Compression; Intermittent | 41235 | AC 550 | HUNTLEIGH HEALTHCARE LLC | 1080
CHRISTIANA |  | HOSPITAL-CH | 0 | 43127 | DE |  |  |  | Circulatory Assist Units; Peripheral Compression; Intermittent | 51919 | AC 550 | HUNTLEIGH HEALTHCARE LLC | 750
CHRISTIANA |  | HOSPITAL-CH | 0 | 37925 | DE |  |  |  | Compression Units | t50999 | AC 550 | HUNTLEIGH HEALTHCARE LLC | 0
CHRISTIANA |  | HOSPITAL-CH | 0 | FX1117654 | DE |  |  |  | Circulatory Assist Units; Peripheral Compression; Intermittent | 40783 | AC 550 | HUNTLEIGH HEALTHCARE LLC | 1080
CHRISTIANA |  | HOSPITAL-CH | 0 | 1000035730 | DE |  |  |  | Circulatory Assist Units; Peripheral Compression; Intermittent | 54006 | AC 550 | HUNTLEIGH HEALTHCARE LLC | 750
CHRISTIANA |  | HOSPITAL-CH | 0 | 37404 | DE |  |  |  | Circulatory Assist Units; Peripheral Compression; Intermittent | T52719 | AC 550 | HUNTLEIGH HEALTHCARE LLC | 1080
CHRISTIANA |  | HOSPITAL-CH | 0 | 28572 | DE |  |  |  | Circulatory Assist Units; Peripheral Compression; Intermittent | 30055 | AC 550 | HUNTLEIGH HEALTHCARE LLC | 0
CHRISTIANA |  | Riverside Medical Arts Complex | 0 | 28547 | DE |  |  |  | Circulatory Assist Units; Peripheral Compression; Intermittent | 30059 | AC 550 | HUNTLEIGH HEALTHCARE LLC | 0
CHRISTIANA |  | HOSPITAL-CH | 0 | FX1052509 | DE |  |  |  | Circulatory Assist Units; Peripheral Compression; Intermittent | 33588 | AC 550 | HUNTLEIGH HEALTHCARE LLC | 0
CHRISTIANA |  | HOSPITAL-CH | 0 | FX 1059122 | DE |  |  |  | Circulatory Assist Units; Peripheral Compression; Intermittent | 34485 | AC 550 | HUNTLEIGH HEALTHCARE LLC | 0
CHRISTIANA |  | HOSPITAL-CH | 0 | FX1107747 | DE |  |  |  | Circulatory Assist Units; Peripheral Compression; Intermittent | 53933 | AC 550 | HUNTLEIGH HEALTHCARE LLC | 750
CHRISTIANA |  | HOSPITAL-WH | 0 | FXR010981 | DE |  |  |  | Circulatory Assist Units; Peripheral Compression; Intermittent | 41987 | AC 550 | HUNTLEIGH HEALTHCARE LLC | 1080
CHRISTIANA |  | HOSPITAL-CH | 0 | FXR010984 | DE |  |  |  | Circulatory Assist Units; Peripheral Compression; Intermittent | 41990 | AC 550 | HUNTLEIGH HEALTHCARE LLC | 1080
CHRISTIANA |  | HOSPITAL-WH | 0 | FX1122378 | DE |  |  |  | Circulatory Assist Units; Peripheral Compression; Intermittent | 41094 | AC 550 | HUNTLEIGH HEALTHCARE LLC | 1080
CHRISTIANA |  | HOSPITAL-WH | 0 | FX1046987 | DE |  |  |  | Compression Units | 47777 | AC 550 | HUNTLEIGH HEALTHCARE LLC | 695
CHRISTIANA |  | HOSPITAL-WH | 0 | 3891 | DE |  |  |  | Compression Units | 47778 | AC 550 | HUNTLEIGH HEALTHCARE LLC | 695
CHRISTIANA |  | HOSPITAL-CH | 0 | fx1117459 | DE |  |  |  | Circulatory Assist Units; Peripheral Compression; Intermittent | 53489 | AC 550 | HUNTLEIGH HEALTHCARE LLC | 750
CHRISTIANA |  | HOSPITAL-WH | 0 | 1000027406 | DE |  |  |  | Circulatory Assist Units; Peripheral Compression; Intermittent | 55767 | AC 550 | HUNTLEIGH HEALTHCARE LLC | 0
CHRISTIANA |  | HOSPITAL-CH | 0 | FX1054951 | DE |  |  |  | Circulatory Assist Units; Peripheral Compression; Intermittent | 34257 | AC 550 | HUNTLEIGH HEALTHCARE LLC | 0
CHRISTIANA |  | HOSPITAL-CH | 0 | 1000037911 | DE |  |  |  | Circulatory Assist Units; Peripheral Compression; Intermittent | 54008 | AC 550 | HUNTLEIGH HEALTHCARE LLC | 750
CHRISTIANA |  | HOSPITAL-CH | 0 | FX1117615 | DE |  |  |  | Circulatory Assist Units; Peripheral Compression; Intermittent | 40895 | AC 550 | HUNTLEIGH HEALTHCARE LLC | 1080
CHRISTIANA |  | HOSPITAL-CH | 0 | FX1117995 | DE |  |  |  | Circulatory Assist Units; Peripheral Compression; Intermittent | 40888 | AC 550 | HUNTLEIGH HEALTHCARE LLC | 1080
CHRISTIANA |  | HOSPITAL-WH | 0 | FX1078095 | DE |  |  |  | Circulatory Assist Units; Peripheral Compression; Intermittent | 36673 | AC 550 | HUNTLEIGH HEALTHCARE LLC | 0
CHRISTIANA |  | HOSPITAL-CH | 0 | fx1092571 | DE |  |  |  | Compression Units | t102936 | AC 550 | HUNTLEIGH HEALTHCARE LLC | 0
CHRISTIANA |  | HOSPITAL-CH | 0 | 900057741 | DE |  |  |  | Circulatory Assist Units; Peripheral Compression; Intermittent | 53985 | AC 550 | HUNTLEIGH HEALTHCARE LLC | 750
CHRISTIANA |  | HOSPITAL-CH | 0 | FX1121835 | DE |  |  |  | Circulatory Assist Units; Peripheral Compression; Intermittent | 40822 | AC 550 | HUNTLEIGH HEALTHCARE LLC | 1080
CHRISTIANA |  | HOSPITAL-CH | 0 | FX1118796 | DE |  |  |  | Circulatory Assist Units; Peripheral Compression; Intermittent | 41164 | AC 550 | HUNTLEIGH HEALTHCARE LLC | 1080
CHRISTIANA |  | HOSPITAL-CH | 0 | 28091 | DE |  |  |  | Circulatory Assist Units; Peripheral Compression; Intermittent | 30054 | AC 550 | HUNTLEIGH HEALTHCARE LLC | 0
CHRISTIANA |  | HOSPITAL-WH | 0 | 28565 | DE |  |  |  | Circulatory Assist Units; Peripheral Compression; Intermittent | 30057 | AC 550 | HUNTLEIGH HEALTHCARE LLC | 0
CHRISTIANA |  | HOSPITAL-CH | 0 | 28571 | DE |  |  |  | Circulatory Assist Units; Peripheral Compression; Intermittent | 30060 | AC 550 | HUNTLEIGH HEALTHCARE LLC | 0
CHRISTIANA |  | HOSPITAL-CH | 0 | FX1052478 | DE |  |  |  | Circulatory Assist Units; Peripheral Compression; Intermittent | 33587 | AC 550 | HUNTLEIGH HEALTHCARE LLC | 0
CHRISTIANA |  | HOSPITAL-CH | 0 | FX1052497 | DE |  |  |  | Circulatory Assist Units; Peripheral Compression; Intermittent | 33589 | AC 550 | HUNTLEIGH HEALTHCARE LLC | 0
CHRISTIANA |  | HOSPITAL-CH | 0 | FX1117653 | DE |  |  |  | Circulatory Assist Units; Peripheral Compression; Intermittent | 40767 | AC 550 | HUNTLEIGH HEALTHCARE LLC | 1080
CHRISTIANA |  | HOSPITAL-CH | 0 | FXR010967 | DE |  |  |  | Circulatory Assist Units; Peripheral Compression; Intermittent | 41991 | AC 550 | HUNTLEIGH HEALTHCARE LLC | 1080
CHRISTIANA |  | HOSPITAL-CH | 0 | FXR010921 | DE |  |  |  | Circulatory Assist Units; Peripheral Compression; Intermittent | 41951 | AC 550 | HUNTLEIGH HEALTHCARE LLC | 1080
CHRISTIANA |  | HOSPITAL-CH | 0 | FX1122371 | DE |  |  |  | Circulatory Assist Units; Peripheral Compression; Intermittent | 40982 | AC 550 | HUNTLEIGH HEALTHCARE LLC | 1080
CHRISTIANA |  | HOSPITAL-WH | 0 | FX1119765 | DE |  |  |  | Circulatory Assist Units; Peripheral Compression; Intermittent | 40952 | AC 550 | HUNTLEIGH HEALTHCARE LLC | 1080
CHRISTIANA |  | HOSPITAL-CH | 0 | FX1119815 | DE |  |  |  | Circulatory Assist Units; Peripheral Compression; Intermittent | 41174 | AC 550 | HUNTLEIGH HEALTHCARE LLC | 1080
CHRISTIANA |  | HOSPITAL-CH | 0 | FX1119899 | DE |  |  |  | Circulatory Assist Units; Peripheral Compression; Intermittent | 41155 | AC 550 | HUNTLEIGH HEALTHCARE LLC | 1080
CHRISTIANA |  | HOSPITAL-CH | 0 | FX1117650 | DE |  |  |  | Circulatory Assist Units; Peripheral Compression; Intermittent | 40819 | AC 550 | HUNTLEIGH HEALTHCARE LLC | 1080
CHRISTIANA |  | HOSPITAL-CH | 0 | 43131 | DE |  |  |  | Compression Units | 51925 | AC 550 | HUNTLEIGH HEALTHCARE LLC | 750
CHRISTIANA |  | HOSPITAL-WH | 0 | FX1119635 | DE |  |  |  | Circulatory Assist Units; Peripheral Compression; Intermittent | 40966 | AC 550 | HUNTLEIGH HEALTHCARE LLC | 1080
CHRISTIANA |  | HOSPITAL-WH | 0 | FX1119783 | DE |  |  |  | Circulatory Assist Units; Peripheral Compression; Intermittent | 40967 | AC 550 | HUNTLEIGH HEALTHCARE LLC | 1080
CHRISTIANA |  | HOSPITAL-CH | 0 | FX1052494 | DE |  |  |  | Circulatory Assist Units; Peripheral Compression; Intermittent | 33574 | AC 550 | HUNTLEIGH HEALTHCARE LLC | 0
CHRISTIANA |  | HOSPITAL-WH | 0 | FX1119802 | DE |  |  |  | Circulatory Assist Units; Peripheral Compression; Intermittent | 41176 | AC 550 | HUNTLEIGH HEALTHCARE LLC | 1080
CHRISTIANA |  | Riverside Medical Arts Complex | 0 | FX1054966 | DE |  |  |  | Circulatory Assist Units; Peripheral Compression; Intermittent | 34260 | AC 550 | HUNTLEIGH HEALTHCARE LLC | 0
CHRISTIANA |  | HOSPITAL-WH | 0 | FX1054994 | DE |  |  |  | Circulatory Assist Units; Peripheral Compression; Intermittent | 34262 | AC 550 | HUNTLEIGH HEALTHCARE LLC | 0
CHRISTIANA |  | HOSPITAL-CH | 0 | FX1117611 | DE |  |  |  | Circulatory Assist Units; Peripheral Compression; Intermittent | 40787 | AC 550 | HUNTLEIGH HEALTHCARE LLC | 1080
CHRISTIANA |  | HOSPITAL-CH | 0 | FX1121745 | DE |  |  |  | Circulatory Assist Units; Peripheral Compression; Intermittent | 53995 | AC 550 | HUNTLEIGH HEALTHCARE LLC | 750
CHRISTIANA |  | HOSPITAL-CH | 0 | FX1117869 | DE |  |  |  | Circulatory Assist Units; Peripheral Compression; Intermittent | 40924 | AC 550 | HUNTLEIGH HEALTHCARE LLC | 1080
CHRISTIANA |  | HOSPITAL-WH | 0 | 15648 | DE |  |  |  | Circulatory Assist Units; Peripheral Compression; Intermittent | 55905 | AC 550 | HUNTLEIGH HEALTHCARE LLC | 0
CHRISTIANA |  | HOSPITAL-CH | 0 | FX1117996 | DE |  |  |  | Circulatory Assist Units; Peripheral Compression; Intermittent | 40829 | AC 550 | HUNTLEIGH HEALTHCARE LLC | 1080
CHRISTIANA |  | HOSPITAL-CH | 0 | FX1122230 | DE |  |  |  | Circulatory Assist Units; Peripheral Compression; Intermittent | 40905 | AC 550 | HUNTLEIGH HEALTHCARE LLC | 1080
CHRISTIANA |  | HOSPITAL-WH | 0 | FX1110066 | DE |  |  |  | Circulatory Assist Units; Peripheral Compression; Intermittent | 39748 | AC 550 | HUNTLEIGH HEALTHCARE LLC | 0
CHRISTIANA |  | HOSPITAL-CH | 0 | FX1118799 | DE |  |  |  | Circulatory Assist Units; Peripheral Compression; Intermittent | 41257 | AC 550 | HUNTLEIGH HEALTHCARE LLC | 1080
CHRISTIANA |  | HOSPITAL-CH | 0 | FX 1059088 | DE |  |  |  | Circulatory Assist Units; Peripheral Compression; Intermittent | 34467 | AC 550 | HUNTLEIGH HEALTHCARE LLC | 0
CHRISTIANA |  | HOSPITAL-CH | 0 | FX1117901 | DE |  |  |  | Circulatory Assist Units; Peripheral Compression; Intermittent | 40883 | AC 550 | HUNTLEIGH HEALTHCARE LLC | 1080
CHRISTIANA |  | HOSPITAL-CH | 0 | NONE | DE |  |  |  | Circulatory Assist Units; Peripheral Compression; Intermittent | 40025 | AC 550 | HUNTLEIGH HEALTHCARE LLC | 0
CHRISTIANA |  | HOSPITAL-WH | 0 | FX1119655 | DE |  |  |  | Circulatory Assist Units; Peripheral Compression; Intermittent | 41096 | AC 550 | HUNTLEIGH HEALTHCARE LLC | 1080
CHRISTIANA |  | HOSPITAL-WH | 0 | fx1119884 | DE |  |  |  | Circulatory Assist Units; Peripheral Compression; Intermittent | 41187 | AC 550 | HUNTLEIGH HEALTHCARE LLC | 1080
CHRISTIANA |  | HOSPITAL-CH | 0 | FX1118798 | DE |  |  |  | Circulatory Assist Units; Peripheral Compression; Intermittent | 41297 | AC 550 | HUNTLEIGH HEALTHCARE LLC | 1080
CHRISTIANA |  | HOSPITAL-CH | 0 | FX1079976 | DE |  |  |  | Circulatory Assist Units; Peripheral Compression; Intermittent | 36976 | AC 550 | HUNTLEIGH HEALTHCARE LLC | 0
CHRISTIANA |  | HOSPITAL-CH | 0 | FXR010934 | DE |  |  |  | Circulatory Assist Units; Peripheral Compression; Intermittent | 41894 | AC 550 | HUNTLEIGH HEALTHCARE LLC | 1080
CHRISTIANA |  | HOSPITAL-WH | 0 | FX1119888 | DE |  |  |  | Circulatory Assist Units; Peripheral Compression; Intermittent | 41199 | AC 550 | HUNTLEIGH HEALTHCARE LLC | 1080
CHRISTIANA |  | HOSPITAL-CH | 0 | FX1118559 | DE |  |  |  | Circulatory Assist Units; Peripheral Compression; Intermittent | 41240 | AC 550 | HUNTLEIGH HEALTHCARE LLC | 1080
CHRISTIANA |  | HOSPITAL-CH | 0 | 43127 | DE |  |  |  | Compression Units | t106854 | AC 550 | HUNTLEIGH HEALTHCARE LLC | 0
CHRISTIANA |  | HOSPITAL-CH | 0 | FX1088984 | DE |  |  |  | Circulatory Assist Units; Peripheral Compression; Intermittent | 37571 | AC 550 | HUNTLEIGH HEALTHCARE LLC | 0
CHRISTIANA |  | HOSPITAL-CH | 0 | FXR010857 | DE |  |  |  | Circulatory Assist Units; Peripheral Compression; Intermittent | 41908 | AC 550 | HUNTLEIGH HEALTHCARE LLC | 1080
CHRISTIANA |  | HOSPITAL-WH | 0 | FX1119618 | DE |  |  |  | Circulatory Assist Units; Peripheral Compression; Intermittent | 41049 | AC 550 | HUNTLEIGH HEALTHCARE LLC | 1080
CHRISTIANA |  | HOSPITAL-CH | 0 | FX1119880 | DE |  |  |  | Circulatory Assist Units; Peripheral Compression; Intermittent | 41211 | AC 550 | HUNTLEIGH HEALTHCARE LLC | 1080
CHRISTIANA |  | HOSPITAL-CH | 0 | FX1118052 | DE |  |  |  | Circulatory Assist Units; Peripheral Compression; Intermittent | 40760 | AC 550 | HUNTLEIGH HEALTHCARE LLC | 1080
CHRISTIANA |  | HOSPITAL-WH | 0 | 28540 | DE |  |  |  | Circulatory Assist Units; Peripheral Compression; Intermittent | 30061 | AC 550 | HUNTLEIGH HEALTHCARE LLC | 0
CHRISTIANA |  | HOSPITAL-CH | 0 | 28111 | DE |  |  |  | Circulatory Assist Units; Peripheral Compression; Intermittent | 30063 | AC 550 | HUNTLEIGH HEALTHCARE LLC | 0
CHRISTIANA |  | HOSPITAL-CH | 0 | FX1052507 | DE |  |  |  | Circulatory Assist Units; Peripheral Compression; Intermittent | 33590 | AC 550 | HUNTLEIGH HEALTHCARE LLC | 0
CHRISTIANA |  | HOSPITAL-CH | 0 | FX1052489 | DE |  |  |  | Circulatory Assist Units; Peripheral Compression; Intermittent | 33593 | AC 550 | HUNTLEIGH HEALTHCARE LLC | 0
CHRISTIANA |  | HOSPITAL-CH | 0 | 13081 | DE |  |  |  | Compression Units | t106882 | AC 550 | HUNTLEIGH HEALTHCARE LLC | 0
CHRISTIANA |  | HOSPITAL-CH | 0 | FXR010908 | DE |  |  |  | Circulatory Assist Units; Peripheral Compression; Intermittent | 41952 | AC 550 | HUNTLEIGH HEALTHCARE LLC | 1080
CHRISTIANA |  | HOSPITAL-CH | 0 | FXR010961 | DE |  |  |  | Circulatory Assist Units; Peripheral Compression; Intermittent | 41918 | AC 550 | HUNTLEIGH HEALTHCARE LLC | 1080
CHRISTIANA |  | HOSPITAL-CH | 0 | FX1114798 | DE |  |  |  | Compression Units | 47779 | AC 550 | HUNTLEIGH HEALTHCARE LLC | 695
CHRISTIANA |  | HOSPITAL-WH | 0 | FX1047686 | DE |  |  |  | Compression Units | 47780 | AC 550 | HUNTLEIGH HEALTHCARE LLC | 695
CHRISTIANA |  | HOSPITAL-WH | 0 | 5535 | DE |  |  |  | Compression Units | 47781 | AC 550 | HUNTLEIGH HEALTHCARE LLC | 695
CHRISTIANA |  | HOSPITAL-CH | 0 | FX1117904 | DE |  |  |  | Circulatory Assist Units; Peripheral Compression; Intermittent | 40807 | AC 550 | HUNTLEIGH HEALTHCARE LLC | 1080
CHRISTIANA |  | HOSPITAL-CH | 0 | 1384 | DE |  |  |  | Compression Units | 51926 | AC 550 | HUNTLEIGH HEALTHCARE LLC | 750
CHRISTIANA |  | HOSPITAL-CH | 0 | FX1052482 | DE |  |  |  | Circulatory Assist Units; Peripheral Compression; Intermittent | 33573 | AC 550 | HUNTLEIGH HEALTHCARE LLC | 0
CHRISTIANA |  | HOSPITAL-CH | 0 | FX1052479 | DE |  |  |  | Circulatory Assist Units; Peripheral Compression; Intermittent | 33575 | AC 550 | HUNTLEIGH HEALTHCARE LLC | 0
CHRISTIANA |  | HOSPITAL-CH | 0 | FX1119871 | DE |  |  |  | Circulatory Assist Units; Peripheral Compression; Intermittent | 41238 | AC 550 | HUNTLEIGH HEALTHCARE LLC | 1080
CHRISTIANA |  | HOSPITAL-CH | 0 | 13145 | DE |  |  |  | Compression Units | 51928 | AC 550 | HUNTLEIGH HEALTHCARE LLC | 750
CHRISTIANA |  | HOSPITAL-CH | 0 | FX1077991 | DE |  |  |  | Circulatory Assist Units; Peripheral Compression; Intermittent | 51924 | AC 550 | HUNTLEIGH HEALTHCARE LLC | 750
CHRISTIANA |  | HOSPITAL-CH | 0 | FX1054993 | DE |  |  |  | Circulatory Assist Units; Peripheral Compression; Intermittent | 34259 | AC 550 | HUNTLEIGH HEALTHCARE LLC | 0
CHRISTIANA |  | HOSPITAL-WH | 0 | FX1054964 | DE |  |  |  | Circulatory Assist Units; Peripheral Compression; Intermittent | 34261 | AC 550 | HUNTLEIGH HEALTHCARE LLC | 0
CHRISTIANA |  | HOSPITAL-CH | 0 | 1000002872 | DE |  |  |  | Circulatory Assist Units; Peripheral Compression; Intermittent | 54013 | AC 550 | HUNTLEIGH HEALTHCARE LLC | 750
CHRISTIANA |  | HOSPITAL-CH | 0 | FX1118785 | DE |  |  |  | Circulatory Assist Units; Peripheral Compression; Intermittent | 41127 | AC 550 | HUNTLEIGH HEALTHCARE LLC | 1080
CHRISTIANA |  | WH SURGI | 0 | 5178 | DE |  |  |  | Compression Units | 47729 | AC 550 | HUNTLEIGH HEALTHCARE LLC | 9.99
CHRISTIANA |  |  | 0 | FX1093205 | DE |  |  |  | Circulatory Assist Units; Peripheral Compression; Intermittent | 38053 | AC 550 | HUNTLEIGH HEALTHCARE LLC | 0
CHRISTIANA |  | HOSPITAL-CH | 0 | FX1117958 | DE |  |  |  | Circulatory Assist Units; Peripheral Compression; Intermittent | 40835 | AC 550 | HUNTLEIGH HEALTHCARE LLC | 1080
CHRISTIANA |  | HOSPITAL-CH | 0 | FXR010962 | DE |  |  |  | Circulatory Assist Units; Peripheral Compression; Intermittent | 41935 | AC 550 | HUNTLEIGH HEALTHCARE LLC | 1080
CHRISTIANA |  | HOSPITAL-WH | 0 | FX1110609 | DE |  |  |  | Circulatory Assist Units; Peripheral Compression; Intermittent | 39747 | AC 550 | HUNTLEIGH HEALTHCARE LLC | 0
CHRISTIANA |  | HOSPITAL-WH | 0 | FX1118285 | DE |  |  |  | Circulatory Assist Units; Peripheral Compression; Intermittent | 39749 | AC 550 | HUNTLEIGH HEALTHCARE LLC | 0
CHRISTIANA |  | HOSPITAL-CH | 0 | FX1118577 | DE |  |  |  | Circulatory Assist Units; Peripheral Compression; Intermittent | 41113 | AC 550 | HUNTLEIGH HEALTHCARE LLC | 1080
CHRISTIANA |  | HOSPITAL-CH | 0 | FX1107715 | DE |  |  |  | Circulatory Assist Units; Peripheral Compression; Intermittent | 53928 | AC 550 | HUNTLEIGH HEALTHCARE LLC | 750
CHRISTIANA |  | HOSPITAL-CH | 0 | FX1079973 | DE |  |  |  | Circulatory Assist Units; Peripheral Compression; Intermittent | 36975 | AC 550 | HUNTLEIGH HEALTHCARE LLC | 0
CHRISTIANA |  | HOSPITAL-CH | 0 | fxr019403 | DE |  |  |  | Circulatory Assist Units; Peripheral Compression; Intermittent | 53477 | AC 550 | HUNTLEIGH HEALTHCARE LLC | 750
CHRISTIANA |  | HOSPITAL-WH | 0 | FX1122355 | DE |  |  |  | Circulatory Assist Units; Peripheral Compression; Intermittent | 41035 | AC 550 | HUNTLEIGH HEALTHCARE LLC | 1080
CHRISTIANA |  | HOSPITAL-CH | 0 | FX1122417 | DE |  |  |  | Circulatory Assist Units; Peripheral Compression; Intermittent | 40840 | AC 550 | HUNTLEIGH HEALTHCARE LLC | 1080
CHRISTIANA |  | HOSPITAL-CH | 0 | FX1058781 | DE |  |  |  | Circulatory Assist Units; Peripheral Compression; Intermittent | 53376 | AC 550 | HUNTLEIGH HEALTHCARE LLC | 1080
CHRISTIANA |  | HOSPITAL-CH | 0 | FX1088936 | DE |  |  |  | Circulatory Assist Units; Peripheral Compression; Intermittent | 37572 | AC 550 | HUNTLEIGH HEALTHCARE LLC | 0
CHRISTIANA |  | HOSPITAL-CH | 0 | 1000037194 | DE |  |  |  | Circulatory Assist Units; Peripheral Compression; Intermittent | 54009 | AC 550 | HUNTLEIGH HEALTHCARE LLC | 750
CHRISTIANA |  | HOSPITAL-CH | 0 | FX1117971 | DE |  |  |  | Circulatory Assist Units; Peripheral Compression; Intermittent | 40991 | AC 550 | HUNTLEIGH HEALTHCARE LLC | 1080
CHRISTIANA |  | HOSPITAL-CH | 0 | FX1122688 | DE |  |  |  | Circulatory Assist Units; Peripheral Compression; Intermittent | 40992 | AC 550 | HUNTLEIGH HEALTHCARE LLC | 1080
CHRISTIANA |  | HOSPITAL-WH | 0 | FX1122351 | DE |  |  |  | Circulatory Assist Units; Peripheral Compression; Intermittent | 41050 | AC 550 | HUNTLEIGH HEALTHCARE LLC | 1080
CHRISTIANA |  | HOSPITAL-WH | 0 | FX1119817 | DE |  |  |  | Circulatory Assist Units; Peripheral Compression; Intermittent | 40972 | AC 550 | HUNTLEIGH HEALTHCARE LLC | 1080
CHRISTIANA |  | HOSPITAL-CH | 0 | FX1117624 | DE |  |  |  | Circulatory Assist Units; Peripheral Compression; Intermittent | 40862 | AC 550 | HUNTLEIGH HEALTHCARE LLC | 1080
CHRISTIANA |  | HOSPITAL-CH | 0 | 1000034271 | DE |  |  |  | Circulatory Assist Units; Peripheral Compression; Intermittent | 53945 | AC 550 | HUNTLEIGH HEALTHCARE LLC | 750
CHRISTIANA |  | HOSPITAL-CH | 0 | FX1117895 | DE |  |  |  | Circulatory Assist Units; Peripheral Compression; Intermittent | 40833 | AC 550 | HUNTLEIGH HEALTHCARE LLC | 1080
CHRISTIANA |  | HOSPITAL-CH | 0 | 28114 | DE |  |  |  | Circulatory Assist Units; Peripheral Compression; Intermittent | 30062 | AC 550 | HUNTLEIGH HEALTHCARE LLC | 0
CHRISTIANA |  | HOSPITAL-CH | 0 | 28557 | DE |  |  |  | Circulatory Assist Units; Peripheral Compression; Intermittent | 30064 | AC 550 | HUNTLEIGH HEALTHCARE LLC | 0
CHRISTIANA |  | HOSPITAL-WH | 0 | FX1122362 | DE |  |  |  | Circulatory Assist Units; Peripheral Compression; Intermittent | 41086 | AC 550 | HUNTLEIGH HEALTHCARE LLC | 1080
CHRISTIANA |  | HOSPITAL-CH | 0 | FX1119872 | DE |  |  |  | Circulatory Assist Units; Peripheral Compression; Intermittent | 41135 | AC 550 | HUNTLEIGH HEALTHCARE LLC | 1080
CHRISTIANA |  | HOSPITAL-CH | 0 | FX1052477 | DE |  |  |  | Circulatory Assist Units; Peripheral Compression; Intermittent | 33591 | AC 550 | HUNTLEIGH HEALTHCARE LLC | 0
CHRISTIANA |  | HOSPITAL-CH | 0 | FX1052498 | DE |  |  |  | Circulatory Assist Units; Peripheral Compression; Intermittent | 33594 | AC 550 | HUNTLEIGH HEALTHCARE LLC | 0
CHRISTIANA |  | HOSPITAL-CH | 0 | 1000032704 | DE |  |  |  | Circulatory Assist Units; Peripheral Compression; Intermittent | 53924 | AC 550 | HUNTLEIGH HEALTHCARE LLC | 750
CHRISTIANA |  | HOSPITAL-CH | 0 | FXR010928 | DE |  |  |  | Circulatory Assist Units; Peripheral Compression; Intermittent | 41949 | AC 550 | HUNTLEIGH HEALTHCARE LLC | 1080
CHRISTIANA |  | HOSPITAL-CH | 0 | FXR010955 | DE |  |  |  | Circulatory Assist Units; Peripheral Compression; Intermittent | 41947 | AC 550 | HUNTLEIGH HEALTHCARE LLC | 1080
CHRISTIANA |  | HOSPITAL-CH | 0 | FX1118784 | DE |  |  |  | Circulatory Assist Units; Peripheral Compression; Intermittent | 41306 | AC 550 | HUNTLEIGH HEALTHCARE LLC | 1080
CHRISTIANA |  | HOSPITAL-CH | 0 | 37399 | DE |  |  |  | Compression Units | t63793 | AC 550 | HUNTLEIGH HEALTHCARE LLC | 0
CHRISTIANA |  | HOSPITAL-CH | 0 | FX1117637 | DE |  |  |  | Circulatory Assist Units; Peripheral Compression; Intermittent | 40814 | AC 550 | HUNTLEIGH HEALTHCARE LLC | 1080
CHRISTIANA |  | HOSPITAL-CH | 0 | fx1121541 | DE |  |  |  | Circulatory Assist Units; Peripheral Compression; Intermittent | 53475 | AC 550 | HUNTLEIGH HEALTHCARE LLC | 750
CHRISTIANA |  | HOSPITAL-CH | 0 | 43213 | DE |  |  |  | Compression Units | 51936 | AC 550 | HUNTLEIGH HEALTHCARE LLC | 750
CHRISTIANA |  | HOSPITAL-CH | 0 | FX1052493 | DE |  |  |  | Circulatory Assist Units; Peripheral Compression; Intermittent | 33579 | AC 550 | HUNTLEIGH HEALTHCARE LLC | 0
CHRISTIANA |  | HOSPITAL-WH | 0 | FX1052474 | DE |  |  |  | Circulatory Assist Units; Peripheral Compression; Intermittent | 33581 | AC 550 | HUNTLEIGH HEALTHCARE LLC | 0
CHRISTIANA |  | HOSPITAL-CH | 0 | FX1119874 | DE |  |  |  | Circulatory Assist Units; Peripheral Compression; Intermittent | 41137 | AC 550 | HUNTLEIGH HEALTHCARE LLC | 1080
CHRISTIANA |  | HOSPITAL-CH | 0 | FX1118804 | DE |  |  |  | Circulatory Assist Units; Peripheral Compression; Intermittent | 41242 | AC 550 | HUNTLEIGH HEALTHCARE LLC | 1080
CHRISTIANA |  | HOSPITAL-CH | 0 | 43230 | DE |  |  |  | Compression Units | 51932 | AC 550 | HUNTLEIGH HEALTHCARE LLC | 750
CHRISTIANA |  | HOSPITAL-WH | 0 | FX1117610 | DE |  |  |  | Circulatory Assist Units; Peripheral Compression; Intermittent | 40790 | AC 550 | HUNTLEIGH HEALTHCARE LLC | 1080
CHRISTIANA |  | HOSPITAL-WH | 0 | FX1119653 | DE |  |  |  | Circulatory Assist Units; Peripheral Compression; Intermittent | 41065 | AC 550 | HUNTLEIGH HEALTHCARE LLC | 1080
CHRISTIANA |  | HOSPITAL-CH | 0 | 43209 | DE |  |  |  | Circulatory Assist Units; Peripheral Compression; Intermittent | 53256 | AC 550 | HUNTLEIGH HEALTHCARE LLC | 1080
CHRISTIANA |  | HOSPITAL-CH | 0 | FX1118056 | DE |  |  |  | Circulatory Assist Units; Peripheral Compression; Intermittent | 40764 | AC 550 | HUNTLEIGH HEALTHCARE LLC | 1080
CHRISTIANA |  | HOSPITAL-WH | 0 | FX1093218 | DE |  |  |  | Circulatory Assist Units; Peripheral Compression; Intermittent | 38054 | AC 550 | HUNTLEIGH HEALTHCARE LLC | 0
CHRISTIANA |  | HOSPITAL-WH | 0 | FX1093212 | DE |  |  |  | Circulatory Assist Units; Peripheral Compression; Intermittent | 38056 | AC 550 | HUNTLEIGH HEALTHCARE LLC | 0
CHRISTIANA |  | HOSPITAL-WH | 0 | FX1107166 | DE |  |  |  | Circulatory Assist Units; Peripheral Compression; Intermittent | 53941 | AC 550 | HUNTLEIGH HEALTHCARE LLC | 750
CHRISTIANA |  | HOSPITAL-WH | 0 | FX1110281 | DE |  |  |  | Circulatory Assist Units; Peripheral Compression; Intermittent | 39750 | AC 550 | HUNTLEIGH HEALTHCARE LLC | 0
CHRISTIANA |  | HOSPITAL-CH | 0 | FX 1059076 | DE |  |  |  | Circulatory Assist Units; Peripheral Compression; Intermittent | 34479 | AC 550 | HUNTLEIGH HEALTHCARE LLC | 0
CHRISTIANA |  | HOSPITAL-CH | 0 | FX 1059091 | DE |  |  |  | Circulatory Assist Units; Peripheral Compression; Intermittent | 34481 | AC 550 | HUNTLEIGH HEALTHCARE LLC | 0
CHRISTIANA |  | HOSPITAL-WH | 0 | FX1086808 | DE |  |  |  | Circulatory Assist Units; Peripheral Compression; Intermittent | 37229 | AC 550 | HUNTLEIGH HEALTHCARE LLC | 9.99
CHRISTIANA |  | HOSPITAL-CH | 0 | FX1122343 | DE |  |  |  | Circulatory Assist Units; Peripheral Compression; Intermittent | 41001 | AC 550 | HUNTLEIGH HEALTHCARE LLC | 1080
CHRISTIANA |  | HOSPITAL-WH | 0 | FXR010904 | DE |  |  |  | Circulatory Assist Units; Peripheral Compression; Intermittent | 41884 | AC 550 | HUNTLEIGH HEALTHCARE LLC | 1080
CHRISTIANA |  | HOSPITAL-CH | 0 | FX1118585 | DE |  |  |  | Circulatory Assist Units; Peripheral Compression; Intermittent | 41202 | AC 550 | HUNTLEIGH HEALTHCARE LLC | 1080
CHRISTIANA |  | HOSPITAL-CH | 0 | 13081 | DE |  |  |  | Compression Units | 51927 | AC 550 | HUNTLEIGH HEALTHCARE LLC | 750
CHRISTIANA |  | HOSPITAL-CH | 0 | FX1079826 | DE |  |  |  | Circulatory Assist Units; Peripheral Compression; Intermittent | 36978 | AC 550 | HUNTLEIGH HEALTHCARE LLC | 0
CHRISTIANA |  | HOSPITAL-CH | 0 | FX1079934 | DE |  |  |  | Circulatory Assist Units; Peripheral Compression; Intermittent | 36980 | AC 550 | HUNTLEIGH HEALTHCARE LLC | 0
CHRISTIANA |  | HOSPITAL-CH | 0 | 1000025726 | DE |  |  |  | Circulatory Assist Units; Peripheral Compression; Intermittent | 53976 | AC 550 | HUNTLEIGH HEALTHCARE LLC | 750
CHRISTIANA |  | HOSPITAL-WH | 0 | FX1117855 | DE |  |  |  | Circulatory Assist Units; Peripheral Compression; Intermittent | 40877 | AC 550 | HUNTLEIGH HEALTHCARE LLC | 1080
CHRISTIANA |  | HOSPITAL-CH | 0 | FX1117986 | DE |  |  |  | Circulatory Assist Units; Peripheral Compression; Intermittent | 40934 | AC 550 | HUNTLEIGH HEALTHCARE LLC | 1080
CHRISTIANA |  | HOSPITAL-CH | 0 | FX1122387 | DE |  |  |  | Circulatory Assist Units; Peripheral Compression; Intermittent | 41011 | AC 550 | HUNTLEIGH HEALTHCARE LLC | 1080
CHRISTIANA |  | HOSPITAL-CH | 0 | FXR006788 | DE |  |  |  | Circulatory Assist Units; Peripheral Compression; Intermittent | 53999 | AC 550 | HUNTLEIGH HEALTHCARE LLC | 750
CHRISTIANA |  | HOSPITAL-CH | 0 | 1000021967 | DE |  |  |  | Circulatory Assist Units; Peripheral Compression; Intermittent | 53987 | AC 550 | HUNTLEIGH HEALTHCARE LLC | 750
CHRISTIANA |  | HOSPITAL-CH | 0 | FX1118780 | DE |  |  |  | Circulatory Assist Units; Peripheral Compression; Intermittent | 41131 | AC 550 | HUNTLEIGH HEALTHCARE LLC | 1080
CHRISTIANA |  | HOSPITAL-CH | 0 | FX1118572 | DE |  |  |  | Circulatory Assist Units; Peripheral Compression; Intermittent | 41117 | AC 550 | HUNTLEIGH HEALTHCARE LLC | 1080
CHRISTIANA |  | HOSPITAL-WH | 0 | FX1052480 | DE |  |  |  | Circulatory Assist Units; Peripheral Compression; Intermittent | 33595 | AC 550 | HUNTLEIGH HEALTHCARE LLC | 0
CHRISTIANA |  | HOSPITAL-CH | 0 | FX1117903 | DE |  |  |  | Circulatory Assist Units; Peripheral Compression; Intermittent | 40892 | AC 550 | HUNTLEIGH HEALTHCARE LLC | 1080
CHRISTIANA |  | HOSPITAL-CH | 0 | FXR010916 | DE |  |  |  | Circulatory Assist Units; Peripheral Compression; Intermittent | 41950 | AC 550 | HUNTLEIGH HEALTHCARE LLC | 1080
CHRISTIANA |  | HOSPITAL-CH | 0 | FXR010974 | DE |  |  |  | Circulatory Assist Units; Peripheral Compression; Intermittent | 41948 | AC 550 | HUNTLEIGH HEALTHCARE LLC | 1080
CHRISTIANA |  | HOSPITAL-CH | 0 | FXR010966 | DE |  |  |  | Circulatory Assist Units; Peripheral Compression; Intermittent | 41946 | AC 550 | HUNTLEIGH HEALTHCARE LLC | 1080
CHRISTIANA |  | HOSPITAL-CH | 0 | FX1118770 | DE |  |  |  | Circulatory Assist Units; Peripheral Compression; Intermittent | 41305 | AC 550 | HUNTLEIGH HEALTHCARE LLC | 1080
CHRISTIANA |  | HOSPITAL-CH | 0 | 6732 | DE |  |  |  | Compression Units | 47782 | AC 550 | HUNTLEIGH HEALTHCARE LLC | 695
CHRISTIANA |  | HOSPITAL-CH | 0 | 18396 | DE |  |  |  | Compression Units | 47783 | AC 550 | HUNTLEIGH HEALTHCARE LLC | 695
CHRISTIANA |  | HOSPITAL-CH | 0 | 7131 | DE |  |  |  | Compression Units | 47573 | AC 550 | HUNTLEIGH HEALTHCARE LLC | 695
CHRISTIANA |  | HOSPITAL-CH | 0 | FX1052503 | DE |  |  |  | Circulatory Assist Units; Peripheral Compression; Intermittent | 33580 | AC 550 | HUNTLEIGH HEALTHCARE LLC | 0
CHRISTIANA |  | HOSPITAL-CH | 0 | FX1052484 | DE |  |  |  | Circulatory Assist Units; Peripheral Compression; Intermittent | 33583 | AC 550 | HUNTLEIGH HEALTHCARE LLC | 0
CHRISTIANA |  | HOSPITAL-WH | 0 | FX1119838 | DE |  |  |  | Circulatory Assist Units; Peripheral Compression; Intermittent | 41040 | AC 550 | HUNTLEIGH HEALTHCARE LLC | 1080
CHRISTIANA |  | HOSPITAL-CH | 0 | FX1122399 | DE |  |  |  | Circulatory Assist Units; Peripheral Compression; Intermittent | 40836 | AC 550 | HUNTLEIGH HEALTHCARE LLC | 1080
CHRISTIANA |  | HOSPITAL-CH | 0 | FX1103746 | DE |  |  |  | Circulatory Assist Units; Peripheral Compression; Intermittent | 53380 | AC 550 | HUNTLEIGH HEALTHCARE LLC | 1080
CHRISTIANA |  | HOSPITAL-CH | 0 | FX1122367 | DE |  |  |  | Circulatory Assist Units; Peripheral Compression; Intermittent | 41015 | AC 550 | HUNTLEIGH HEALTHCARE LLC | 1080
CHRISTIANA |  | HOSPITAL-WH | 0 | 3495 | DE |  |  |  | Compression Units | 47730 | AC 550 | HUNTLEIGH HEALTHCARE LLC | 9.99
CHRISTIANA |  | HOSPITAL-WH | 0 | CN92105 | DE |  |  |  | Compression Units | 47731 | AC 550 | HUNTLEIGH HEALTHCARE LLC | 9.99
CHRISTIANA |  | HOSPITAL-WH | 0 | FX1093202 | DE |  |  |  | Circulatory Assist Units; Peripheral Compression; Intermittent | 38055 | AC 550 | HUNTLEIGH HEALTHCARE LLC | 0
CHRISTIANA |  | HOSPITAL-CH | 0 | FXR010983 | DE |  |  |  | Circulatory Assist Units; Peripheral Compression; Intermittent | 41928 | AC 550 | HUNTLEIGH HEALTHCARE LLC | 1080
CHRISTIANA |  | HOSPITAL-WH | 0 | FX1119651 | DE |  |  |  | Circulatory Assist Units; Peripheral Compression; Intermittent | 41025 | AC 550 | HUNTLEIGH HEALTHCARE LLC | 1080
CHRISTIANA |  | HOSPITAL-WH | 0 | FX1107589 | DE |  |  |  | Circulatory Assist Units; Peripheral Compression; Intermittent | 39751 | AC 550 | HUNTLEIGH HEALTHCARE LLC | 0
CHRISTIANA |  | HOSPITAL-CH | 0 | FX 1059080 | DE |  |  |  | Circulatory Assist Units; Peripheral Compression; Intermittent | 34478 | AC 550 | HUNTLEIGH HEALTHCARE LLC | 0
CHRISTIANA |  | HOSPITAL-CH | 0 | FX 1059115 | DE |  |  |  | Circulatory Assist Units; Peripheral Compression; Intermittent | 34480 | AC 550 | HUNTLEIGH HEALTHCARE LLC | 0
CHRISTIANA |  | HOSPITAL-CH | 0 | FX1117638 | DE |  |  |  | Circulatory Assist Units; Peripheral Compression; Intermittent | 40772 | AC 550 | HUNTLEIGH HEALTHCARE LLC | 1080
CHRISTIANA |  | HOSPITAL-CH | 0 | FX1122354 | DE |  |  |  | Circulatory Assist Units; Peripheral Compression; Intermittent | 41000 | AC 550 | HUNTLEIGH HEALTHCARE LLC | 1080
CHRISTIANA |  | HOSPITAL-WH | 0 | FX1119801 | DE |  |  |  | Circulatory Assist Units; Peripheral Compression; Intermittent | 40956 | AC 550 | HUNTLEIGH HEALTHCARE LLC | 1080
CHRISTIANA |  | HOSPITAL-CH | 0 | FX1079793 | DE |  |  |  | Circulatory Assist Units; Peripheral Compression; Intermittent | 36979 | AC 550 | HUNTLEIGH HEALTHCARE LLC | 0
CHRISTIANA |  | HOSPITAL-CH | 0 | FX1079787 | DE |  |  |  | Circulatory Assist Units; Peripheral Compression; Intermittent | 36977 | AC 550 | HUNTLEIGH HEALTHCARE LLC | 0
CHRISTIANA |  | HOSPITAL-WH | 0 | FX1119784 | DE |  |  |  | Circulatory Assist Units; Peripheral Compression; Intermittent | 40969 | AC 550 | HUNTLEIGH HEALTHCARE LLC | 1080
CHRISTIANA |  | HOSPITAL-CH | 0 | 1000021960 | DE |  |  |  | Circulatory Assist Units; Peripheral Compression; Intermittent | 54007 | AC 550 | HUNTLEIGH HEALTHCARE LLC | 750
CHRISTIANA |  | CH-SURGI | 0 | FX1122226 | DE |  |  |  | Circulatory Assist Units; Peripheral Compression; Intermittent | 40907 | AC 550 | HUNTLEIGH HEALTHCARE LLC | 1080
CHRISTIANA |  | HOSPITAL-WH | 0 | FX1078119 | DE |  |  |  | Circulatory Assist Units; Peripheral Compression; Intermittent | 36665 | AC 550 | HUNTLEIGH HEALTHCARE LLC | 0
CHRISTIANA |  | HOSPITAL-WH | 0 | fx1119889 | DE |  |  |  | Circulatory Assist Units; Peripheral Compression; Intermittent | 41185 | AC 550 | HUNTLEIGH HEALTHCARE LLC | 1080
CHRISTIANA |  | HOSPITAL-CH | 0 | FX1118569 | DE |  |  |  | Circulatory Assist Units; Peripheral Compression; Intermittent | 41118 | AC 550 | HUNTLEIGH HEALTHCARE LLC | 1080
CHRISTIANA |  | HOSPITAL-CH | 0 | FX1117891 | DE |  |  |  | Circulatory Assist Units; Peripheral Compression; Intermittent | 40798 | AC 550 | HUNTLEIGH HEALTHCARE LLC | 1080
CHRISTIANA |  | HOSPITAL-CH | 0 | FXR010897 | DE |  |  |  | Circulatory Assist Units; Peripheral Compression; Intermittent | 41886 | AC 550 | HUNTLEIGH HEALTHCARE LLC | 1080
CHRISTIANA |  | HOSPITAL-WH | 0 | FX1119644 | DE |  |  |  | Circulatory Assist Units; Peripheral Compression; Intermittent | 41031 | AC 550 | HUNTLEIGH HEALTHCARE LLC | 1080
CHRISTIANA |  | HOSPITAL-CH | 0 | FX1119875 | DE |  |  |  | Circulatory Assist Units; Peripheral Compression; Intermittent | 41204 | AC 550 | HUNTLEIGH HEALTHCARE LLC | 1080
CHRISTIANA |  | HOSPITAL-CH | 0 | fx1114852 | DE |  |  |  | Circulatory Assist Units; Peripheral Compression; Intermittent | 53284 | AC 550 | HUNTLEIGH HEALTHCARE LLC | 1080
CHRISTIANA |  | HOSPITAL-CH | 0 | 900008693 | DE |  |  |  | Circulatory Assist Units; Peripheral Compression; Intermittent | 53474 | AC 550 | HUNTLEIGH HEALTHCARE LLC | 750
CHRISTIANA |  | HOSPITAL-CH | 0 | FX1052487 | DE |  |  |  | Circulatory Assist Units; Peripheral Compression; Intermittent | 33584 | AC 550 | HUNTLEIGH HEALTHCARE LLC | 0
CHRISTIANA |  | HOSPITAL-WH | 0 | FX1119610 | DE |  |  |  | Circulatory Assist Units; Peripheral Compression; Intermittent | 41062 | AC 550 | HUNTLEIGH HEALTHCARE LLC | 1080
CHRISTIANA |  | HOSPITAL-CH | 0 | FXR010841 | DE |  |  |  | Circulatory Assist Units; Peripheral Compression; Intermittent | 41913 | AC 550 | HUNTLEIGH HEALTHCARE LLC | 1080
CHRISTIANA |  | HOSPITAL-CH | 0 | FX1118571 | DE |  |  |  | Circulatory Assist Units; Peripheral Compression; Intermittent | 41105 | AC 550 | HUNTLEIGH HEALTHCARE LLC | 1080
CHRISTIANA |  | HOSPITAL-CH | 0 | FX1117906 | DE |  |  |  | Circulatory Assist Units; Peripheral Compression; Intermittent | 40826 | AC 550 | HUNTLEIGH HEALTHCARE LLC | 1080
CHRISTIANA |  | HOSPITAL-CH | 0 | FX1122221 | DE |  |  |  | Circulatory Assist Units; Peripheral Compression; Intermittent | 40912 | AC 550 | HUNTLEIGH HEALTHCARE LLC | 1080
CHRISTIANA |  | HOSPITAL-WH | 0 | FX1078109 | DE |  |  |  | Circulatory Assist Units; Peripheral Compression; Intermittent | 36669 | AC 550 | HUNTLEIGH HEALTHCARE LLC | 1080
CHRISTIANA |  | HOSPITAL-CH | 0 | FX 1059169 | DE |  |  |  | Circulatory Assist Units; Peripheral Compression; Intermittent | 34482 | AC 550 | HUNTLEIGH HEALTHCARE LLC | 0
CHRISTIANA |  | HOSPITAL-CH | 0 | FX 1059124 | DE |  |  |  | Circulatory Assist Units; Peripheral Compression; Intermittent | 34484 | AC 550 | HUNTLEIGH HEALTHCARE LLC | 0
CHRISTIANA |  | HOSPITAL-CH | 0 | FX1117905 | DE |  |  |  | Circulatory Assist Units; Peripheral Compression; Intermittent | 40897 | AC 550 | HUNTLEIGH HEALTHCARE LLC | 1080
CHRISTIANA |  | HOSPITAL-WH | 0 | FX1119646 | DE |  |  |  | Circulatory Assist Units; Peripheral Compression; Intermittent | 41067 | AC 550 | HUNTLEIGH HEALTHCARE LLC | 1080
CHRISTIANA |  | HOSPITAL-WH | 0 | FX1119865 | DE |  |  |  | Circulatory Assist Units; Peripheral Compression; Intermittent | 41195 | AC 550 | HUNTLEIGH HEALTHCARE LLC | 1080
CHRISTIANA |  | HOSPITAL-CH | 0 | FX1079801 | DE |  |  |  | Circulatory Assist Units; Peripheral Compression; Intermittent | 36982 | AC 550 | HUNTLEIGH HEALTHCARE LLC | 0
CHRISTIANA |  | HOSPITAL-CH | 0 | FX1117975 | DE |  |  |  | Circulatory Assist Units; Peripheral Compression; Intermittent | 40939 | AC 550 | HUNTLEIGH HEALTHCARE LLC | 1080
CHRISTIANA |  | HOSPITAL-WH | 0 | FX1119808 | DE |  |  |  | Circulatory Assist Units; Peripheral Compression; Intermittent | 40986 | AC 550 | HUNTLEIGH HEALTHCARE LLC | 1080
CHRISTIANA |  | HOSPITAL-WH | 0 | FX1119892 | DE |  |  |  | Circulatory Assist Units; Peripheral Compression; Intermittent | 41140 | AC 550 | HUNTLEIGH HEALTHCARE LLC | 1080
CHRISTIANA |  | HOSPITAL-CH | 0 | FX1117867 | DE |  |  |  | Circulatory Assist Units; Peripheral Compression; Intermittent | 40929 | AC 550 | HUNTLEIGH HEALTHCARE LLC | 1080
CHRISTIANA |  | HOSPITAL-CH | 0 | FX1122405 | DE |  |  |  | Circulatory Assist Units; Peripheral Compression; Intermittent | 40746 | AC 550 | HUNTLEIGH HEALTHCARE LLC | 1080
CHRISTIANA |  | HOSPITAL-CH | 0 | 1200043426 | DE |  |  |  | Circulatory Assist Units; Peripheral Compression; Intermittent | 53937 | AC 550 | HUNTLEIGH HEALTHCARE LLC | 750
CHRISTIANA |  | HOSPITAL-WH | 0 | FX1119775 | DE |  |  |  | Circulatory Assist Units; Peripheral Compression; Intermittent | 40945 | AC 550 | HUNTLEIGH HEALTHCARE LLC | 1080
CHRISTIANA |  | HOSPITAL-CH | 0 | FX1117623 | DE |  |  |  | Circulatory Assist Units; Peripheral Compression; Intermittent | 40775 | AC 550 | HUNTLEIGH HEALTHCARE LLC | 1080
CHRISTIANA |  | HOSPITAL-CH | 0 | FX1117898 | DE |  |  |  | Circulatory Assist Units; Peripheral Compression; Intermittent | 40799 | AC 550 | HUNTLEIGH HEALTHCARE LLC | 1080
CHRISTIANA |  | HOSPITAL-CH | 0 | FXR010869 | DE |  |  |  | Circulatory Assist Units; Peripheral Compression; Intermittent | 41885 | AC 550 | HUNTLEIGH HEALTHCARE LLC | 1080
CHRISTIANA |  | HOSPITAL-WH | 0 | FX1119797 | DE |  |  |  | Circulatory Assist Units; Peripheral Compression; Intermittent | 40960 | AC 550 | HUNTLEIGH HEALTHCARE LLC | 1080
CHRISTIANA |  | HOSPITAL-WH | 0 | FX1122358 | DE |  |  |  | Circulatory Assist Units; Peripheral Compression; Intermittent | 41032 | AC 550 | HUNTLEIGH HEALTHCARE LLC | 1080
CHRISTIANA |  | HOSPITAL-CH | 0 | 37434 | DE |  |  |  | Compression Units | 47572 | AC 550 | HUNTLEIGH HEALTHCARE LLC | 695
CHRISTIANA |  | HOSPITAL-CH | 0 | FX1104372 | DE |  |  |  | Compression Units | 47570 | AC 550 | HUNTLEIGH HEALTHCARE LLC | 695
CHRISTIANA |  | HOSPITAL-CH | 0 | 9000368663 | DE |  |  |  | Circulatory Assist Units; Peripheral Compression; Intermittent | 52598 | AC 550 | HUNTLEIGH HEALTHCARE LLC | 0
CHRISTIANA |  | HOSPITAL-CH | 0 | FX1093504 | DE |  |  |  | Circulatory Assist Units; Peripheral Compression; Intermittent | 53981 | AC 550 | HUNTLEIGH HEALTHCARE LLC | 750
CHRISTIANA |  | HOSPITAL-CH | 0 | fx1117897 | DE |  |  |  | Circulatory Assist Units; Peripheral Compression; Intermittent | 40916 | AC 550 | HUNTLEIGH HEALTHCARE LLC | 1080
CHRISTIANA |  | HOSPITAL-CH | 0 | FX1122377 | DE |  |  |  | Circulatory Assist Units; Peripheral Compression; Intermittent | 41084 | AC 550 | HUNTLEIGH HEALTHCARE LLC | 1080
CHRISTIANA |  | HOSPITAL-WH | 0 | FX1119800 | DE |  |  |  | Circulatory Assist Units; Peripheral Compression; Intermittent | 41018 | AC 550 | HUNTLEIGH HEALTHCARE LLC | 1080
CHRISTIANA |  | HOSPITAL-CH | 0 | FX1119608 | DE |  |  |  | Circulatory Assist Units; Peripheral Compression; Intermittent | 41158 | AC 550 | HUNTLEIGH HEALTHCARE LLC | 1080
CHRISTIANA |  | HOSPITAL-CH | 0 | FX1119645 | DE |  |  |  | Circulatory Assist Units; Peripheral Compression; Intermittent | 41159 | AC 550 | HUNTLEIGH HEALTHCARE LLC | 1080
CHRISTIANA |  | HOSPITAL-CH | 0 | FX1118024 | DE |  |  |  | Circulatory Assist Units; Peripheral Compression; Intermittent | 40752 | AC 550 | HUNTLEIGH HEALTHCARE LLC | 1080
CHRISTIANA |  | HOSPITAL-CH | 0 | FXR004287 | DE |  |  |  | Circulatory Assist Units; Peripheral Compression; Intermittent | 53960 | AC 550 | HUNTLEIGH HEALTHCARE LLC | 750
CHRISTIANA |  | HOSPITAL-CH | 0 | FX1084211 | DE |  |  |  | Circulatory Assist Units; Peripheral Compression; Intermittent | 54004 | AC 550 | HUNTLEIGH HEALTHCARE LLC | 750
CHRISTIANA |  | HOSPITAL-CH | 0 | FX1122360 | DE |  |  |  | Circulatory Assist Units; Peripheral Compression; Intermittent | 41078 | AC 550 | HUNTLEIGH HEALTHCARE LLC | 1080
CHRISTIANA |  | HOSPITAL-WH | 0 | FX1117808 | DE |  |  |  | Circulatory Assist Units; Peripheral Compression; Intermittent | 40867 | AC 550 | HUNTLEIGH HEALTHCARE LLC | 1080
CHRISTIANA |  | HOSPITAL-CH | 0 | FX1117641 | DE |  |  |  | Circulatory Assist Units; Peripheral Compression; Intermittent | 40870 | AC 550 | HUNTLEIGH HEALTHCARE LLC | 1080
CHRISTIANA |  | HOSPITAL-CH | 0 | 43202 | DE |  |  |  | Compression Units | 51921 | AC 550 | HUNTLEIGH HEALTHCARE LLC | 750
CHRISTIANA |  | HOSPITAL-CH | 0 | FXR010968 | DE |  |  |  | Circulatory Assist Units; Peripheral Compression; Intermittent | 41973 | AC 550 | HUNTLEIGH HEALTHCARE LLC | 1080
CHRISTIANA |  | HOSPITAL-CH | 0 | fx1119809 | DE |  |  |  | Circulatory Assist Units; Peripheral Compression; Intermittent | 41184 | AC 550 | HUNTLEIGH HEALTHCARE LLC | 1080
CHRISTIANA |  | HOSPITAL-CH | 0 | FX1118562 | DE |  |  |  | Circulatory Assist Units; Peripheral Compression; Intermittent | 41123 | AC 550 | HUNTLEIGH HEALTHCARE LLC | 1080
CHRISTIANA |  | HOSPITAL-WH | 0 | FX1118764 | DE |  |  |  | Circulatory Assist Units; Peripheral Compression; Intermittent | 42164 | AC 550 | HUNTLEIGH HEALTHCARE LLC | 1080
CHRISTIANA |  | HOSPITAL-CH | 0 | 43202 | DE |  |  |  | Compression Units | t107015 | AC 550 | HUNTLEIGH HEALTHCARE LLC | 0
CHRISTIANA |  | HOSPITAL-CH | 0 | FX 1059095 | DE |  |  |  | Circulatory Assist Units; Peripheral Compression; Intermittent | 34477 | AC 550 | HUNTLEIGH HEALTHCARE LLC | 0
CHRISTIANA |  | HOSPITAL-CH | 0 | FX 1059134 | DE |  |  |  | Circulatory Assist Units; Peripheral Compression; Intermittent | 34483 | AC 550 | HUNTLEIGH HEALTHCARE LLC | 0
CHRISTIANA |  | HOSPITAL-CH | 0 | 1000037888 | DE |  |  |  | Circulatory Assist Units; Peripheral Compression; Intermittent | 53968 | AC 550 | HUNTLEIGH HEALTHCARE LLC | 750
CHRISTIANA |  | HOSPITAL-WH | 0 | FX1119878 | DE |  |  |  | Circulatory Assist Units; Peripheral Compression; Intermittent | 41190 | AC 550 | HUNTLEIGH HEALTHCARE LLC | 1080
CHRISTIANA |  | HOSPITAL-CH | 0 | FX1118762 | DE |  |  |  | Circulatory Assist Units; Peripheral Compression; Intermittent | 41314 | AC 550 | HUNTLEIGH HEALTHCARE LLC | 1080
CHRISTIANA |  | HOSPITAL-CH | 0 | FX1079978 | DE |  |  |  | Circulatory Assist Units; Peripheral Compression; Intermittent | 36981 | AC 550 | HUNTLEIGH HEALTHCARE LLC | 0
CHRISTIANA |  | HOSPITAL-CH | 0 | FX1118039 | DE |  |  |  | Circulatory Assist Units; Peripheral Compression; Intermittent | 40808 | AC 550 | HUNTLEIGH HEALTHCARE LLC | 1080
CHRISTIANA |  | HOSPITAL-CH | 0 | FXR010843 | DE |  |  |  | Circulatory Assist Units; Peripheral Compression; Intermittent | 41900 | AC 550 | HUNTLEIGH HEALTHCARE LLC | 1080
CHRISTIANA |  | HOSPITAL-CH | 0 | 26999 | DE |  |  |  | Compression Units | 51940 | AC 550 | HUNTLEIGH HEALTHCARE LLC | 750
CHRISTIANA |  | HOSPITAL-WH | 0 | FX1119848 | DE |  |  |  | Circulatory Assist Units; Peripheral Compression; Intermittent | 40985 | AC 550 | HUNTLEIGH HEALTHCARE LLC | 1080
CHRISTIANA |  | HOSPITAL-CH | 0 | FX1117618 | DE |  |  |  | Circulatory Assist Units; Peripheral Compression; Intermittent | 40794 | AC 550 | HUNTLEIGH HEALTHCARE LLC | 1080
CHRISTIANA |  | HOSPITAL-WH | 0 | FX1122384 | DE |  |  |  | Circulatory Assist Units; Peripheral Compression; Intermittent | 41046 | AC 550 | HUNTLEIGH HEALTHCARE LLC | 1080
CHRISTIANA |  | HOSPITAL-WH | 0 | FX1119843 | DE |  |  |  | Circulatory Assist Units; Peripheral Compression; Intermittent | 41102 | AC 550 | HUNTLEIGH HEALTHCARE LLC | 1080
CHRISTIANA |  | HOSPITAL-CH | 0 | FX1079828 | DE |  |  |  | Circulatory Assist Units; Peripheral Compression; Intermittent | 36961 | AC 550 | HUNTLEIGH HEALTHCARE LLC | 0
CHRISTIANA |  | HOSPITAL-CH | 0 | FX1122431 | DE |  |  |  | Circulatory Assist Units; Peripheral Compression; Intermittent | 40744 | AC 550 | HUNTLEIGH HEALTHCARE LLC | 1080
CHRISTIANA |  | HOSPITAL-CH | 0 | 1000012740 | DE |  |  |  | Circulatory Assist Units; Peripheral Compression; Intermittent | 53931 | AC 550 | HUNTLEIGH HEALTHCARE LLC | 750
CHRISTIANA |  | HOSPITAL-CH | 0 | FXR010929 | DE |  |  |  | Circulatory Assist Units; Peripheral Compression; Intermittent | 41921 | AC 550 | HUNTLEIGH HEALTHCARE LLC | 1080
CHRISTIANA |  | HOSPITAL-WH | 0 | FX1119779 | DE |  |  |  | Circulatory Assist Units; Peripheral Compression; Intermittent | 40948 | AC 550 | HUNTLEIGH HEALTHCARE LLC | 1080
CHRISTIANA |  | HOSPITAL-CH | 0 | FX1118805 | DE |  |  |  | Circulatory Assist Units; Peripheral Compression; Intermittent | 41154 | AC 550 | HUNTLEIGH HEALTHCARE LLC | 1080
CHRISTIANA |  | HOSPITAL-CH | 0 | FX1088956 | DE |  |  |  | Circulatory Assist Units; Peripheral Compression; Intermittent | 37588 | AC 550 | HUNTLEIGH HEALTHCARE LLC | 0
CHRISTIANA |  | HOSPITAL-WH | 0 | 41567 | DE |  |  |  | Circulatory Assist Units; Peripheral Compression; Intermittent | 35521 | AC 550 | HUNTLEIGH HEALTHCARE LLC | 0
CHRISTIANA |  | HOSPITAL-WH | 0 | 42547 | DE |  |  |  | Circulatory Assist Units; Peripheral Compression; Intermittent | 35523 | AC 550 | HUNTLEIGH HEALTHCARE LLC | 0
CHRISTIANA |  | HOSPITAL-CH | 0 | FX1117876 | DE |  |  |  | Circulatory Assist Units; Peripheral Compression; Intermittent | 40804 | AC 550 | HUNTLEIGH HEALTHCARE LLC | 1080
CHRISTIANA |  | HOSPITAL-WH | 0 | FX1122373 | DE |  |  |  | Circulatory Assist Units; Peripheral Compression; Intermittent | 41070 | AC 550 | HUNTLEIGH HEALTHCARE LLC | 1080
CHRISTIANA |  | HOSPITAL-CH | 0 | FX1119876 | DE |  |  |  | Circulatory Assist Units; Peripheral Compression; Intermittent | 41192 | AC 550 | HUNTLEIGH HEALTHCARE LLC | 1080
CHRISTIANA |  | HOSPITAL-CH | 0 | FX1119633 | DE |  |  |  | Circulatory Assist Units; Peripheral Compression; Intermittent | 41248 | AC 550 | HUNTLEIGH HEALTHCARE LLC | 1080
CHRISTIANA |  | HOSPITAL-CH | 0 | FX1118800 | DE |  |  |  | Circulatory Assist Units; Peripheral Compression; Intermittent | 41312 | AC 550 | HUNTLEIGH HEALTHCARE LLC | 1080
CHRISTIANA |  | HOSPITAL-CH | 0 | FX1117972 | DE |  |  |  | Circulatory Assist Units; Peripheral Compression; Intermittent | 40942 | AC 550 | HUNTLEIGH HEALTHCARE LLC | 1080
CHRISTIANA |  | HOSPITAL-CH | 0 | FXR010898 | DE |  |  |  | Circulatory Assist Units; Peripheral Compression; Intermittent | 41904 | AC 550 | HUNTLEIGH HEALTHCARE LLC | 1080
CHRISTIANA |  | HOSPITAL-CH | 0 | 19254 | DE |  |  |  | Circulatory Assist Units; Peripheral Compression; Intermittent | 51943 | AC 550 | HUNTLEIGH HEALTHCARE LLC | 750
CHRISTIANA |  | HOSPITAL-CH | 0 | FX1052490 | DE |  |  |  | Circulatory Assist Units; Peripheral Compression; Intermittent | 33599 | AC 550 | HUNTLEIGH HEALTHCARE LLC | 0
CHRISTIANA |  | HOSPITAL-CH | 0 | 30465 | DE |  |  |  | Circulatory Assist Units; Peripheral Compression; Intermittent | 31192 | AC 550 | HUNTLEIGH HEALTHCARE LLC | 0
CHRISTIANA |  | HOSPITAL-CH | 0 | FX1119883 | DE |  |  |  | Circulatory Assist Units; Peripheral Compression; Intermittent | 41143 | AC 550 | HUNTLEIGH HEALTHCARE LLC | 1080
CHRISTIANA |  | HOSPITAL-CH | 0 | FX1107165 | DE |  |  |  | Circulatory Assist Units; Peripheral Compression; Intermittent | 53959 | AC 550 | HUNTLEIGH HEALTHCARE LLC | 750
CHRISTIANA |  | HOSPITAL-WH | 0 | FX1100929 | DE |  |  |  | Circulatory Assist Units; Peripheral Compression; Intermittent | 38555 | AC 550 | HUNTLEIGH HEALTHCARE LLC | 0
CHRISTIANA |  | HOSPITAL-CH | 0 | FXR010899 | DE |  |  |  | Circulatory Assist Units; Peripheral Compression; Intermittent | 41958 | AC 550 | HUNTLEIGH HEALTHCARE LLC | 1080
CHRISTIANA |  | HOSPITAL-CH | 0 | FXR010926 | DE |  |  |  | Circulatory Assist Units; Peripheral Compression; Intermittent | 41957 | AC 550 | HUNTLEIGH HEALTHCARE LLC | 1080
CHRISTIANA |  | HOSPITAL-WH | 0 | FX1119773 | DE |  |  |  | Circulatory Assist Units; Peripheral Compression; Intermittent | 41047 | AC 550 | HUNTLEIGH HEALTHCARE LLC | 1080
CHRISTIANA |  | HOSPITAL-CH | 0 | FX 1059101 | DE |  |  |  | Circulatory Assist Units; Peripheral Compression; Intermittent | 34471 | AC 550 | HUNTLEIGH HEALTHCARE LLC | 0
CHRISTIANA |  | HOSPITAL-CH | 0 | FX 1058954 | DE |  |  |  | Circulatory Assist Units; Peripheral Compression; Intermittent | 34473 | AC 550 | HUNTLEIGH HEALTHCARE LLC | 0
CHRISTIANA |  | HOSPITAL-CH | 0 | FX1059146 | DE |  |  |  | Circulatory Assist Units; Peripheral Compression; Intermittent | 34497 | AC 550 | HUNTLEIGH HEALTHCARE LLC | 0
CHRISTIANA |  | HOSPITAL-WH | 0 | FX1084176 | DE |  |  |  | Circulatory Assist Units; Peripheral Compression; Intermittent | 36652 | AC 550 | HUNTLEIGH HEALTHCARE LLC | 9.99
CHRISTIANA |  | HOSPITAL-CH | 0 | FX1074905 | DE |  |  |  | Circulatory Assist Units; Peripheral Compression; Intermittent | 36490 | AC 550 | HUNTLEIGH HEALTHCARE LLC | 0
CHRISTIANA |  | HOSPITAL-CH | 0 | FX1122350 | DE |  |  |  | Circulatory Assist Units; Peripheral Compression; Intermittent | 40977 | AC 550 | HUNTLEIGH HEALTHCARE LLC | 1080
CHRISTIANA |  | HOSPITAL-CH | 0 | FXR010976 | DE |  |  |  | Circulatory Assist Units; Peripheral Compression; Intermittent | 41978 | AC 550 | HUNTLEIGH HEALTHCARE LLC | 1080
CHRISTIANA |  | HOSPITAL-WH | 0 | fx1119821 | DE |  |  |  | Circulatory Assist Units; Peripheral Compression; Intermittent | 41183 | AC 550 | HUNTLEIGH HEALTHCARE LLC | 1080
CHRISTIANA |  | HOSPITAL-CH | 0 | FX1059205 | DE |  |  |  | Circulatory Assist Units; Peripheral Compression; Intermittent | 34509 | AC 550 | HUNTLEIGH HEALTHCARE LLC | 0
CHRISTIANA |  | HOSPITAL-CH | 0 | FX1117896 | DE |  |  |  | Circulatory Assist Units; Peripheral Compression; Intermittent | 40802 | AC 550 | HUNTLEIGH HEALTHCARE LLC | 1080
CHRISTIANA |  | HOSPITAL-CH | 0 | FX1121795 | DE |  |  |  | Circulatory Assist Units; Peripheral Compression; Intermittent | 40809 | AC 550 | HUNTLEIGH HEALTHCARE LLC | 1080
CHRISTIANA |  | HOSPITAL-CH | 0 | FX1117644 | DE |  |  |  | Circulatory Assist Units; Peripheral Compression; Intermittent | 40782 | AC 550 | HUNTLEIGH HEALTHCARE LLC | 1080
CHRISTIANA |  | HOSPITAL-CH | 0 | FX1065993 | DE |  |  |  | Circulatory Assist Units; Peripheral Compression; Intermittent | 53992 | AC 550 | HUNTLEIGH HEALTHCARE LLC | 750
CHRISTIANA |  | HOSPITAL-CH | 0 | FX1088967 | DE |  |  |  | Circulatory Assist Units; Peripheral Compression; Intermittent | 37574 | AC 550 | HUNTLEIGH HEALTHCARE LLC | 0
CHRISTIANA |  | HOSPITAL-WH | 0 | 40374 | DE |  |  |  | Circulatory Assist Units; Peripheral Compression; Intermittent | 35534 | AC 550 | HUNTLEIGH HEALTHCARE LLC | 0
CHRISTIANA |  | HOSPITAL-WH | 0 | FX1101402 | DE |  |  |  | Circulatory Assist Units; Peripheral Compression; Intermittent | 38557 | AC 550 | HUNTLEIGH HEALTHCARE LLC | 0
CHRISTIANA |  | HOSPITAL-CH | 0 | FX1122224 | DE |  |  |  | Circulatory Assist Units; Peripheral Compression; Intermittent | 40996 | AC 550 | HUNTLEIGH HEALTHCARE LLC | 1080
CHRISTIANA |  | HOSPITAL-CH | 0 | FX1118564 | DE |  |  |  | Circulatory Assist Units; Peripheral Compression; Intermittent | 41109 | AC 550 | HUNTLEIGH HEALTHCARE LLC | 1080
CHRISTIANA |  | HOSPITAL-CH | 0 | FX1079813 | DE |  |  |  | Circulatory Assist Units; Peripheral Compression; Intermittent | 36953 | AC 550 | HUNTLEIGH HEALTHCARE LLC | 0
CHRISTIANA |  | HOSPITAL-CH | 0 | FX1079940 | DE |  |  |  | Circulatory Assist Units; Peripheral Compression; Intermittent | 36859 | AC 550 | HUNTLEIGH HEALTHCARE LLC | 0
CHRISTIANA |  | HOSPITAL-CH | 0 | FX1079798 | DE |  |  |  | Circulatory Assist Units; Peripheral Compression; Intermittent | 36992 | AC 550 | HUNTLEIGH HEALTHCARE LLC | 0
CHRISTIANA |  | HOSPITAL-WH | 0 | FX1122366 | DE |  |  |  | Circulatory Assist Units; Peripheral Compression; Intermittent | 41090 | AC 550 | HUNTLEIGH HEALTHCARE LLC | 1080
CHRISTIANA |  | HOSPITAL-CH | 0 | 900057771 | DE |  |  |  | Circulatory Assist Units; Peripheral Compression; Intermittent | 53962 | AC 550 | HUNTLEIGH HEALTHCARE LLC | 750
CHRISTIANA |  | HOSPITAL-CH | 0 | FX1088966 | DE |  |  |  | Circulatory Assist Units; Peripheral Compression; Intermittent | 37586 | AC 550 | HUNTLEIGH HEALTHCARE LLC | 0
CHRISTIANA |  | HOSPITAL-WH | 0 | 9541 | DE |  |  |  | Circulatory Assist Units; Peripheral Compression; Intermittent | 35520 | AC 550 | HUNTLEIGH HEALTHCARE LLC | 0
CHRISTIANA |  | HOSPITAL-WH | 0 | 42509 | DE |  |  |  | Circulatory Assist Units; Peripheral Compression; Intermittent | 35522 | AC 550 | HUNTLEIGH HEALTHCARE LLC | 0
CHRISTIANA |  | HOSPITAL-CH | 0 | FX1117877 | DE |  |  |  | Circulatory Assist Units; Peripheral Compression; Intermittent | 40805 | AC 550 | HUNTLEIGH HEALTHCARE LLC | 1080
CHRISTIANA |  | HOSPITAL-CH | 0 | 43135 | DE |  |  |  | Circulatory Assist Units; Peripheral Compression; Intermittent | 51942 | AC 550 | HUNTLEIGH HEALTHCARE LLC | 750
CHRISTIANA |  | HOSPITAL-CH | 0 | 43141 | DE |  |  |  | Compression Units | 51948 | AC 550 | HUNTLEIGH HEALTHCARE LLC | 750
CHRISTIANA |  | HOSPITAL-CH | 0 | FX1052623 | DE |  |  |  | Circulatory Assist Units; Peripheral Compression; Intermittent | 33600 | AC 550 | HUNTLEIGH HEALTHCARE LLC | 0
CHRISTIANA |  | HOSPITAL-CH | 0 | FX1117635 | DE |  |  |  | Circulatory Assist Units; Peripheral Compression; Intermittent | 40797 | AC 550 | HUNTLEIGH HEALTHCARE LLC | 1080
CHRISTIANA |  | HOSPITAL-CH | 0 | FXR010917 | DE |  |  |  | Circulatory Assist Units; Peripheral Compression; Intermittent | 41959 | AC 550 | HUNTLEIGH HEALTHCARE LLC | 1080
CHRISTIANA |  | HOSPITAL-CH | 0 | FXR010924 | DE |  |  |  | Circulatory Assist Units; Peripheral Compression; Intermittent | 41956 | AC 550 | HUNTLEIGH HEALTHCARE LLC | 1080
CHRISTIANA |  | HOSPITAL-CH | 0 | FXR010938 | DE |  |  |  | Circulatory Assist Units; Peripheral Compression; Intermittent | 41955 | AC 550 | HUNTLEIGH HEALTHCARE LLC | 1080
CHRISTIANA |  | HOSPITAL-CH | 0 | FX1118821 | DE |  |  |  | Circulatory Assist Units; Peripheral Compression; Intermittent | 41112 | AC 550 | HUNTLEIGH HEALTHCARE LLC | 1080
CHRISTIANA |  | HOSPITAL-CH | 0 | FX1046967 | DE |  |  |  | Compression Units | 47334 | AC 550 | HUNTLEIGH HEALTHCARE LLC | 9.99
CHRISTIANA |  | HOSPITAL-CH | 0 | 6196 | DE |  |  |  | Compression Units | 47333 | AC 550 | HUNTLEIGH HEALTHCARE LLC | 9.99
CHRISTIANA |  | HOSPITAL-CH | 0 | 43249 | DE |  |  |  | Compression Units | t106857 | AC 550 | HUNTLEIGH HEALTHCARE LLC | 0
CHRISTIANA |  | HOSPITAL-CH | 0 | FX 1059115 | DE |  |  |  | Circulatory Assist Units; Peripheral Compression; Intermittent | 34472 | AC 550 | HUNTLEIGH HEALTHCARE LLC | 0
CHRISTIANA |  | HOSPITAL-CH | 0 | FX 1059084 | DE |  |  |  | Circulatory Assist Units; Peripheral Compression; Intermittent | 34474 | AC 550 | HUNTLEIGH HEALTHCARE LLC | 0
CHRISTIANA |  | HOSPITAL-CH | 0 | FX1059159 | DE |  |  |  | Circulatory Assist Units; Peripheral Compression; Intermittent | 34496 | AC 550 | HUNTLEIGH HEALTHCARE LLC | 0
CHRISTIANA |  | HOSPITAL-WH | 0 | FX1084153 | DE |  |  |  | Circulatory Assist Units; Peripheral Compression; Intermittent | 36653 | AC 550 | HUNTLEIGH HEALTHCARE LLC | 9.99
CHRISTIANA |  | HOSPITAL-CH | 0 | FX1074911 | DE |  |  |  | Circulatory Assist Units; Peripheral Compression; Intermittent | 36489 | AC 550 | HUNTLEIGH HEALTHCARE LLC | 0
CHRISTIANA |  | HOSPITAL-CH | 0 | FX1117823 | DE |  |  |  | Circulatory Assist Units; Peripheral Compression; Intermittent | 40874 | AC 550 | HUNTLEIGH HEALTHCARE LLC | 1080
CHRISTIANA |  | HOSPITAL-CH | 0 | FX1117990 | DE |  |  |  | Circulatory Assist Units; Peripheral Compression; Intermittent | 40887 | AC 550 | HUNTLEIGH HEALTHCARE LLC | 1080
CHRISTIANA |  | HOSPITAL-CH | 0 | FXR010978 | DE |  |  |  | Circulatory Assist Units; Peripheral Compression; Intermittent | 41977 | AC 550 | HUNTLEIGH HEALTHCARE LLC | 1080
CHRISTIANA |  | HOSPITAL-WH | 0 | FX1078429 | DE |  |  |  | Circulatory Assist Units; Peripheral Compression; Intermittent | 36672 | AC 550 | HUNTLEIGH HEALTHCARE LLC | 0
CHRISTIANA |  | HOSPITAL-CH | 0 | FX1059165 | DE |  |  |  | Circulatory Assist Units; Peripheral Compression; Intermittent | 34510 | AC 550 | HUNTLEIGH HEALTHCARE LLC | 0
CHRISTIANA |  | HOSPITAL-CH | 0 | FXR010866 | DE |  |  |  | Circulatory Assist Units; Peripheral Compression; Intermittent | 41891 | AC 550 | HUNTLEIGH HEALTHCARE LLC | 1080
CHRISTIANA |  | HOSPITAL-CH | 0 | fx1077991 | DE |  |  |  | Compression Units | t109299 | AC 550 | HUNTLEIGH HEALTHCARE LLC | 0
CHRISTIANA |  | HOSPITAL-CH | 0 | FX1088961 | DE |  |  |  | Circulatory Assist Units; Peripheral Compression; Intermittent | 37575 | AC 550 | HUNTLEIGH HEALTHCARE LLC | 0
CHRISTIANA |  | HOSPITAL-CH | 0 | FX1088947 | DE |  |  |  | Circulatory Assist Units; Peripheral Compression; Intermittent | 37573 | AC 550 | HUNTLEIGH HEALTHCARE LLC | 0
CHRISTIANA |  | HOSPITAL-CH | 0 | 1200010208 | DE |  |  |  | Circulatory Assist Units; Peripheral Compression; Intermittent | 54016 | AC 550 | HUNTLEIGH HEALTHCARE LLC | 750
CHRISTIANA |  | HOSPITAL-CH | 0 | FX1121802 | DE |  |  |  | Circulatory Assist Units; Peripheral Compression; Intermittent | 40821 | AC 550 | HUNTLEIGH HEALTHCARE LLC | 1080
CHRISTIANA |  | HOSPITAL-WH | 0 | FX1119621 | DE |  |  |  | Circulatory Assist Units; Peripheral Compression; Intermittent | 41051 | AC 550 | HUNTLEIGH HEALTHCARE LLC | 1080
CHRISTIANA |  | HOSPITAL-CH | 0 | FX1118794 | DE |  |  |  | Circulatory Assist Units; Peripheral Compression; Intermittent | 41163 | AC 550 | HUNTLEIGH HEALTHCARE LLC | 1080
CHRISTIANA |  | HOSPITAL-WH | 0 | FX1100944 | DE |  |  |  | Circulatory Assist Units; Peripheral Compression; Intermittent | 38556 | AC 550 | HUNTLEIGH HEALTHCARE LLC | 0
CHRISTIANA |  | HOSPITAL-CH | 0 | FX1117868 | DE |  |  |  | Circulatory Assist Units; Peripheral Compression; Intermittent | 40832 | AC 550 | HUNTLEIGH HEALTHCARE LLC | 1080
CHRISTIANA |  | HOSPITAL-CH | 0 | FX1122237 | DE |  |  |  | Circulatory Assist Units; Peripheral Compression; Intermittent | 40997 | AC 550 | HUNTLEIGH HEALTHCARE LLC | 1080
CHRISTIANA |  | HOSPITAL-WH | 0 | FX1119632 | DE |  |  |  | Circulatory Assist Units; Peripheral Compression; Intermittent | 41064 | AC 550 | HUNTLEIGH HEALTHCARE LLC | 1080
CHRISTIANA |  | HOSPITAL-CH | 0 | FXR010954 | DE |  |  |  | Circulatory Assist Units; Peripheral Compression; Intermittent | 41932 | AC 550 | HUNTLEIGH HEALTHCARE LLC | 1080
CHRISTIANA |  | HOSPITAL-CH | 0 | FX1118580 | DE |  |  |  | Circulatory Assist Units; Peripheral Compression; Intermittent | 41110 | AC 550 | HUNTLEIGH HEALTHCARE LLC | 1080
CHRISTIANA |  | HOSPITAL-CH | 0 | FX1079788 | DE |  |  |  | Circulatory Assist Units; Peripheral Compression; Intermittent | 36954 | AC 550 | HUNTLEIGH HEALTHCARE LLC | 0
CHRISTIANA |  | HOSPITAL-CH | 0 | FX1079800 | DE |  |  |  | Circulatory Assist Units; Peripheral Compression; Intermittent | 36990 | AC 550 | HUNTLEIGH HEALTHCARE LLC | 0
CHRISTIANA |  | HOSPITAL-CH | 0 | FX1117647 | DE |  |  |  | Circulatory Assist Units; Peripheral Compression; Intermittent | 40766 | AC 550 | HUNTLEIGH HEALTHCARE LLC | 1080
CHRISTIANA |  | HOSPITAL-CH | 0 | FX1122375 | DE |  |  |  | Circulatory Assist Units; Peripheral Compression; Intermittent | 40981 | AC 550 | HUNTLEIGH HEALTHCARE LLC | 1080
CHRISTIANA |  | HOSPITAL-CH | 0 | FXR010887 | DE |  |  |  | Circulatory Assist Units; Peripheral Compression; Intermittent | 41920 | AC 550 | HUNTLEIGH HEALTHCARE LLC | 1080
CHRISTIANA |  | HOSPITAL-WH | 0 | FX1119803 | DE |  |  |  | Circulatory Assist Units; Peripheral Compression; Intermittent | 40951 | AC 550 | HUNTLEIGH HEALTHCARE LLC | 1080
CHRISTIANA |  | HOSPITAL-CH | 0 | FX1117646 | DE |  |  |  | Circulatory Assist Units; Peripheral Compression; Intermittent | 40820 | AC 550 | HUNTLEIGH HEALTHCARE LLC | 1080
CHRISTIANA |  | HOSPITAL-CH | 0 | FX1088971 | DE |  |  |  | Circulatory Assist Units; Peripheral Compression; Intermittent | 37585 | AC 550 | HUNTLEIGH HEALTHCARE LLC | 0
CHRISTIANA |  | HOSPITAL-CH | 0 | FX1088937 | DE |  |  |  | Circulatory Assist Units; Peripheral Compression; Intermittent | 37583 | AC 550 | HUNTLEIGH HEALTHCARE LLC | 0
CHRISTIANA |  | HOSPITAL-WH | 0 | 17356 | DE |  |  |  | Circulatory Assist Units; Peripheral Compression; Intermittent | 35525 | AC 550 | HUNTLEIGH HEALTHCARE LLC | 0
CHRISTIANA |  | HOSPITAL-CH | 0 | fx1113800 | DE |  |  |  | Circulatory Assist Units; Peripheral Compression; Intermittent | 53479 | AC 550 | HUNTLEIGH HEALTHCARE LLC | 750
CHRISTIANA |  | HOSPITAL-CH | 0 | FX1122345 | DE |  |  |  | Circulatory Assist Units; Peripheral Compression; Intermittent | 41007 | AC 550 | HUNTLEIGH HEALTHCARE LLC | 1080
CHRISTIANA |  | HOSPITAL-CH | 0 | 13045 | DE |  |  |  | Circulatory Assist Units; Peripheral Compression; Intermittent | 51934 | AC 550 | HUNTLEIGH HEALTHCARE LLC | 750
CHRISTIANA |  | HOSPITAL-WH | 0 | FX1119652 | DE |  |  |  | Circulatory Assist Units; Peripheral Compression; Intermittent | 40965 | AC 550 | HUNTLEIGH HEALTHCARE LLC | 1080
CHRISTIANA |  | HOSPITAL-CH | 0 | FX1117612 | DE |  |  |  | Circulatory Assist Units; Peripheral Compression; Intermittent | 40786 | AC 550 | HUNTLEIGH HEALTHCARE LLC | 1080
CHRISTIANA |  | HOSPITAL-CH | 0 | FX1117870 | DE |  |  |  | Circulatory Assist Units; Peripheral Compression; Intermittent | 40923 | AC 550 | HUNTLEIGH HEALTHCARE LLC | 1080
CHRISTIANA |  | HOSPITAL-CH | 0 | 1000032618 | DE |  |  |  | Circulatory Assist Units; Peripheral Compression; Intermittent | 54012 | AC 550 | HUNTLEIGH HEALTHCARE LLC | 750
CHRISTIANA |  | HOSPITAL-CH | 0 | FX1086947 | DE |  |  |  | Circulatory Assist Units; Peripheral Compression; Intermittent | 37522 | AC 550 | HUNTLEIGH HEALTHCARE LLC | 9.99
CHRISTIANA |  | HOSPITAL-WH | 0 | FX1100948 | DE |  |  |  | Circulatory Assist Units; Peripheral Compression; Intermittent | 38553 | AC 550 | HUNTLEIGH HEALTHCARE LLC | 0
CHRISTIANA |  | HOSPITAL-WH | 0 | FX1101420 | DE |  |  |  | Circulatory Assist Units; Peripheral Compression; Intermittent | 38551 | AC 550 | HUNTLEIGH HEALTHCARE LLC | 0
CHRISTIANA |  | HOSPITAL-CH | 0 | FX1122356 | DE |  |  |  | Circulatory Assist Units; Peripheral Compression; Intermittent | 41073 | AC 550 | HUNTLEIGH HEALTHCARE LLC | 1080
CHRISTIANA |  | HOSPITAL-CH | 0 | FXR010935 | DE |  |  |  | Circulatory Assist Units; Peripheral Compression; Intermittent | 41954 | AC 550 | HUNTLEIGH HEALTHCARE LLC | 1080
CHRISTIANA |  | HOSPITAL-CH | 0 | FX1118790 | DE |  |  |  | Circulatory Assist Units; Peripheral Compression; Intermittent | 41255 | AC 550 | HUNTLEIGH HEALTHCARE LLC | 1080
CHRISTIANA |  | HOSPITAL-CH | 0 | FX1118776 | DE |  |  |  | Circulatory Assist Units; Peripheral Compression; Intermittent | 41256 | AC 550 | HUNTLEIGH HEALTHCARE LLC | 1080
CHRISTIANA |  | CH-SURGI | 0 | FX 1059085 | DE |  |  |  | Circulatory Assist Units; Peripheral Compression; Intermittent | 34468 | AC 550 | HUNTLEIGH HEALTHCARE LLC | 0
CHRISTIANA |  | HOSPITAL-CH | 0 | FX 1058928 | DE |  |  |  | Circulatory Assist Units; Peripheral Compression; Intermittent | 34475 | AC 550 | HUNTLEIGH HEALTHCARE LLC | 0
CHRISTIANA |  | HOSPITAL-CH | 0 | FX1117813 | DE |  |  |  | Circulatory Assist Units; Peripheral Compression; Intermittent | 40882 | AC 550 | HUNTLEIGH HEALTHCARE LLC | 1080
CHRISTIANA |  | HOSPITAL-CH | 0 | 900022897 | DE |  |  |  | Circulatory Assist Units; Peripheral Compression; Intermittent | 53927 | AC 550 | HUNTLEIGH HEALTHCARE LLC | 750
CHRISTIANA |  | HOSPITAL-CH | 0 | NONE | DE |  |  |  | Circulatory Assist Units; Peripheral Compression; Intermittent | 40021 | AC 550 | HUNTLEIGH HEALTHCARE LLC | 0
CHRISTIANA |  | HOSPITAL-WH | 0 | FX1122389 | DE |  |  |  | Circulatory Assist Units; Peripheral Compression; Intermittent | 41095 | AC 550 | HUNTLEIGH HEALTHCARE LLC | 1080
CHRISTIANA |  | HOSPITAL-CH | 0 | FX1118778 | DE |  |  |  | Circulatory Assist Units; Peripheral Compression; Intermittent | 41303 | AC 550 | HUNTLEIGH HEALTHCARE LLC | 1080
CHRISTIANA |  | HOSPITAL-CH | 0 | 26144 | DE |  |  |  | Compression Units | t40217 | AC 550 | HUNTLEIGH HEALTHCARE LLC | 0
CHRISTIANA |  | HOSPITAL-CH | 0 | 1200043443 | DE |  |  |  | Circulatory Assist Units; Peripheral Compression; Intermittent | 53491 | AC 550 | HUNTLEIGH HEALTHCARE LLC | 750
CHRISTIANA |  | HOSPITAL-CH | 0 | FX1117970 | DE |  |  |  | Circulatory Assist Units; Peripheral Compression; Intermittent | 40904 | AC 550 | HUNTLEIGH HEALTHCARE LLC | 1080
CHRISTIANA |  | HOSPITAL-CH | 0 | FXR010856 | DE |  |  |  | Circulatory Assist Units; Peripheral Compression; Intermittent | 41893 | AC 550 | HUNTLEIGH HEALTHCARE LLC | 1080
CHRISTIANA |  | HOSPITAL-CH | 0 | FX1119835 | DE |  |  |  | Circulatory Assist Units; Peripheral Compression; Intermittent | 41200 | AC 550 | HUNTLEIGH HEALTHCARE LLC | 1080
CHRISTIANA |  | HOSPITAL-CH | 0 | FX1118797 | DE |  |  |  | Circulatory Assist Units; Peripheral Compression; Intermittent | 41239 | AC 550 | HUNTLEIGH HEALTHCARE LLC | 1080
CHRISTIANA |  | HOSPITAL-CH | 0 | fxr010895 | DE |  |  |  | Circulatory Assist Units; Peripheral Compression; Intermittent | 41907 | AC 550 | HUNTLEIGH HEALTHCARE LLC | 1080
CHRISTIANA |  | HOSPITAL-CH | 0 | FX1119867 | DE |  | 2021-04-02 12:30 |  | Circulatory Assist Units; Peripheral Compression; Intermittent | 41146 | AC 550 | HUNTLEIGH HEALTHCARE LLC | 1080
CHRISTIANA |  | HOSPITAL-CH | 0 | FX1118049 | DE |  |  |  | Circulatory Assist Units; Peripheral Compression; Intermittent | 40759 | AC 550 | HUNTLEIGH HEALTHCARE LLC | 1080
CHRISTIANA |  | HOSPITAL-CH | 0 | FXR011937 | DE |  |  |  | Circulatory Assist Units; Peripheral Compression; Intermittent | 53944 | AC 550 | HUNTLEIGH HEALTHCARE LLC | 750
CHRISTIANA |  | CH-SURGI | 0 | FX1118565 | DE |  |  |  | Circulatory Assist Units; Peripheral Compression; Intermittent | 41116 | AC 550 | HUNTLEIGH HEALTHCARE LLC | 1080
CHRISTIANA |  | HOSPITAL-CH | 0 | FX1079808 | DE |  |  |  | Circulatory Assist Units; Peripheral Compression; Intermittent | 36955 | AC 550 | HUNTLEIGH HEALTHCARE LLC | 0
CHRISTIANA |  | HOSPITAL-CH | 0 | FX1079806 | DE |  |  |  | Circulatory Assist Units; Peripheral Compression; Intermittent | 36957 | AC 550 | HUNTLEIGH HEALTHCARE LLC | 0
CHRISTIANA |  | HOSPITAL-CH | 0 | FX1079781 | DE |  |  |  | Circulatory Assist Units; Peripheral Compression; Intermittent | 36994 | AC 550 | HUNTLEIGH HEALTHCARE LLC | 0
CHRISTIANA |  | HOSPITAL-CH | 0 | FX1117965 | DE |  |  |  | Circulatory Assist Units; Peripheral Compression; Intermittent | 40891 | AC 550 | HUNTLEIGH HEALTHCARE LLC | 1080
CHRISTIANA |  | HOSPITAL-CH | 0 | FXR010941 | DE |  |  |  | Circulatory Assist Units; Peripheral Compression; Intermittent | 41919 | AC 550 | HUNTLEIGH HEALTHCARE LLC | 1080
CHRISTIANA |  | HOSPITAL-CH | 0 | FX1110692 | DE |  |  |  | Circulatory Assist Units; Peripheral Compression; Intermittent | 53977 | AC 550 | HUNTLEIGH HEALTHCARE LLC | 750
CHRISTIANA |  | HOSPITAL-CH | 0 | FX1088955 | DE |  |  |  | Circulatory Assist Units; Peripheral Compression; Intermittent | 37584 | AC 550 | HUNTLEIGH HEALTHCARE LLC | 0
CHRISTIANA |  | HOSPITAL-WH | 0 | 42641 | DE |  |  |  | Circulatory Assist Units; Peripheral Compression; Intermittent | 35524 | AC 550 | HUNTLEIGH HEALTHCARE LLC | 0
CHRISTIANA |  | HOSPITAL-WH | 0 | 42634 | DE |  |  |  | Circulatory Assist Units; Peripheral Compression; Intermittent | 35526 | AC 550 | HUNTLEIGH HEALTHCARE LLC | 0
CHRISTIANA |  | HOSPITAL-CH | 0 | FX1118558 | DE |  |  |  | Circulatory Assist Units; Peripheral Compression; Intermittent | 41247 | AC 550 | HUNTLEIGH HEALTHCARE LLC | 1080
CHRISTIANA |  | HOSPITAL-CH | 0 | 6755 | DE |  |  |  | Circulatory Assist Units; Peripheral Compression; Intermittent | 51922 | AC 550 | HUNTLEIGH HEALTHCARE LLC | 750
CHRISTIANA |  | HOSPITAL-CH | 0 | FX1107701 | DE |  |  |  | Circulatory Assist Units; Peripheral Compression; Intermittent | 53997 | AC 550 | HUNTLEIGH HEALTHCARE LLC | 750
CHRISTIANA |  | HOSPITAL-CH | 0 | FX1121791 | DE |  |  |  | Circulatory Assist Units; Peripheral Compression; Intermittent | 41014 | AC 550 | HUNTLEIGH HEALTHCARE LLC | 1080
CHRISTIANA |  | HOSPITAL-CH | 0 | FX1118803 | DE |  |  |  | Circulatory Assist Units; Peripheral Compression; Intermittent | 41126 | AC 550 | HUNTLEIGH HEALTHCARE LLC | 1080
CHRISTIANA |  | HOSPITAL-CH | 0 | FX1084455 | DE |  |  |  | Circulatory Assist Units; Peripheral Compression; Intermittent | 53920 | AC 550 | HUNTLEIGH HEALTHCARE LLC | 750
CHRISTIANA |  | HOSPITAL-CH | 0 | FX1087171 | DE |  |  |  | Circulatory Assist Units; Peripheral Compression; Intermittent | 37523 | AC 550 | HUNTLEIGH HEALTHCARE LLC | 9.99
CHRISTIANA |  | HOSPITAL-WH | 0 | FX1101415 | DE |  |  |  | Circulatory Assist Units; Peripheral Compression; Intermittent | 38554 | AC 550 | HUNTLEIGH HEALTHCARE LLC | 0
CHRISTIANA |  | HOSPITAL-WH | 0 | FX1100947 | DE |  |  |  | Circulatory Assist Units; Peripheral Compression; Intermittent | 38552 | AC 550 | HUNTLEIGH HEALTHCARE LLC | 0
CHRISTIANA |  | HOSPITAL-CH | 0 | FXR010902 | DE |  |  |  | Circulatory Assist Units; Peripheral Compression; Intermittent | 41953 | AC 550 | HUNTLEIGH HEALTHCARE LLC | 1080
CHRISTIANA |  | HOSPITAL-CH | 0 | FXR010958 | DE |  |  |  | Circulatory Assist Units; Peripheral Compression; Intermittent | 41934 | AC 550 | HUNTLEIGH HEALTHCARE LLC | 1080
CHRISTIANA |  | HOSPITAL-CH | 0 | FX 1115777 | DE |  |  |  | Circulatory Assist Units; Peripheral Compression; Intermittent | 40009 | AC 550 | HUNTLEIGH HEALTHCARE LLC | 0
CHRISTIANA |  | HOSPITAL-WH | 0 | FX 1058963 | DE |  |  |  | Circulatory Assist Units; Peripheral Compression; Intermittent | 34469 | AC 550 | HUNTLEIGH HEALTHCARE LLC | 0
CHRISTIANA |  | HOSPITAL-CH | 0 | FX1074909 | DE |  |  |  | Circulatory Assist Units; Peripheral Compression; Intermittent | 36491 | AC 550 | HUNTLEIGH HEALTHCARE LLC | 0
CHRISTIANA |  | HOSPITAL-WH | 0 | FX1122349 | DE |  |  |  | Circulatory Assist Units; Peripheral Compression; Intermittent | 41034 | AC 550 | HUNTLEIGH HEALTHCARE LLC | 1080
CHRISTIANA |  | HOSPITAL-CH | 0 | FX1122407 | DE |  |  |  | Circulatory Assist Units; Peripheral Compression; Intermittent | 40844 | AC 550 | HUNTLEIGH HEALTHCARE LLC | 1080
CHRISTIANA |  | HOSPITAL-CH | 0 | FX1117981 | DE |  |  |  | Circulatory Assist Units; Peripheral Compression; Intermittent | 40990 | AC 550 | HUNTLEIGH HEALTHCARE LLC | 1080
CHRISTIANA |  | HOSPITAL-WH | 0 | FX1119811 | DE |  |  |  | Circulatory Assist Units; Peripheral Compression; Intermittent | 40973 | AC 550 | HUNTLEIGH HEALTHCARE LLC | 1080
CHRISTIANA |  | HOSPITAL-WH | 0 | FX1084629 | DE |  |  |  | Circulatory Assist Units; Peripheral Compression; Intermittent | 36651 | AC 550 | HUNTLEIGH HEALTHCARE LLC | 9.99
CHRISTIANA |  | HOSPITAL-CH | 0 | FX1118048 | DE |  |  |  | Circulatory Assist Units; Peripheral Compression; Intermittent | 40758 | AC 550 | HUNTLEIGH HEALTHCARE LLC | 1080
CHRISTIANA |  | HOSPITAL-WH | 0 | FX1119634 | DE |  |  |  | Circulatory Assist Units; Peripheral Compression; Intermittent | 41085 | AC 550 | HUNTLEIGH HEALTHCARE LLC | 1080
CHRISTIANA |  | HOSPITAL-WH | 0 | FX1119887 | DE |  |  |  | Circulatory Assist Units; Peripheral Compression; Intermittent | 41134 | AC 550 | HUNTLEIGH HEALTHCARE LLC | 1080
CHRISTIANA |  | HOSPITAL-CH | 0 | FX1079818 | DE |  |  |  | Circulatory Assist Units; Peripheral Compression; Intermittent | 36956 | AC 550 | HUNTLEIGH HEALTHCARE LLC | 0
CHRISTIANA |  | HOSPITAL-CH | 0 | FX1079811 | DE |  |  |  | Circulatory Assist Units; Peripheral Compression; Intermittent | 36993 | AC 550 | HUNTLEIGH HEALTHCARE LLC | 0
CHRISTIANA |  | HOSPITAL-CH | 0 | FX1079805 | DE |  |  |  | Circulatory Assist Units; Peripheral Compression; Intermittent | 36363A | AC 550 | HUNTLEIGH HEALTHCARE LLC | 0
CHRISTIANA |  | HOSPITAL-CH | 0 | FX1110700 | DE |  |  |  | Circulatory Assist Units; Peripheral Compression; Intermittent | 53970 | AC 550 | HUNTLEIGH HEALTHCARE LLC | 750
CHRISTIANA |  | HOSPITAL-CH | 0 | FX1088970 | DE |  |  |  | Circulatory Assist Units; Peripheral Compression; Intermittent | 37595 | AC 550 | HUNTLEIGH HEALTHCARE LLC | 0
CHRISTIANA |  | HOSPITAL-CH | 0 | FX1088962 | DE |  |  |  | Circulatory Assist Units; Peripheral Compression; Intermittent | 37593 | AC 550 | HUNTLEIGH HEALTHCARE LLC | 0
CHRISTIANA |  | HOSPITAL-CH | 0 | FX1117873 | DE |  |  |  | Circulatory Assist Units; Peripheral Compression; Intermittent | 40886 | AC 550 | HUNTLEIGH HEALTHCARE LLC | 1080
CHRISTIANA |  | HOSPITAL-WH | 0 | FX1119650 | DE |  |  |  | Circulatory Assist Units; Peripheral Compression; Intermittent | 41030 | AC 550 | HUNTLEIGH HEALTHCARE LLC | 1080
CHRISTIANA |  | HOSPITAL-CH | 0 | FX1119866 | DE |  |  |  | Circulatory Assist Units; Peripheral Compression; Intermittent | 41205 | AC 550 | HUNTLEIGH HEALTHCARE LLC | 1080
CHRISTIANA |  | HOSPITAL-CH | 0 | FX1117642 | DE |  |  |  | Circulatory Assist Units; Peripheral Compression; Intermittent | 40815 | AC 550 | HUNTLEIGH HEALTHCARE LLC | 1080
CHRISTIANA |  | HOSPITAL-CH | 0 | FX1088950 | DE |  |  |  | Circulatory Assist Units; Peripheral Compression; Intermittent | 37581 | AC 550 | HUNTLEIGH HEALTHCARE LLC | 0
CHRISTIANA |  | HOSPITAL-CH | 0 | FX1118001 | DE |  |  |  | Circulatory Assist Units; Peripheral Compression; Intermittent | 40937 | AC 550 | HUNTLEIGH HEALTHCARE LLC | 1080
CHRISTIANA |  | HOSPITAL-CH | 0 | FXR010855 | DE |  |  |  | Circulatory Assist Units; Peripheral Compression; Intermittent | 41897 | AC 550 | HUNTLEIGH HEALTHCARE LLC | 1080
CHRISTIANA |  | HOSPITAL-CH | 0 | FX1119906 | DE |  |  |  | Circulatory Assist Units; Peripheral Compression; Intermittent | 41136 | AC 550 | HUNTLEIGH HEALTHCARE LLC | 1080
CHRISTIANA |  | HOSPITAL-CH | 0 | FX1118583 | DE |  |  |  | Circulatory Assist Units; Peripheral Compression; Intermittent | 41243 | AC 550 | HUNTLEIGH HEALTHCARE LLC | 1080
CHRISTIANA |  | HOSPITAL-CH | 0 | FX1117616 | DE |  |  |  | Circulatory Assist Units; Peripheral Compression; Intermittent | 40789 | AC 550 | HUNTLEIGH HEALTHCARE LLC | 1080
CHRISTIANA |  | HOSPITAL-CH | 0 | FXR010923 | DE |  |  |  | Circulatory Assist Units; Peripheral Compression; Intermittent | 41912 | AC 550 | HUNTLEIGH HEALTHCARE LLC | 1080
CHRISTIANA |  | HOSPITAL-WH | 0 | FX1121814 | DE |  |  |  | Circulatory Assist Units; Peripheral Compression; Intermittent | 41066 | AC 550 | HUNTLEIGH HEALTHCARE LLC | 1080
CHRISTIANA |  | HOSPITAL-CH | 0 | FX1119905 | DE |  |  |  | Circulatory Assist Units; Peripheral Compression; Intermittent | 41150 | AC 550 | HUNTLEIGH HEALTHCARE LLC | 1080
CHRISTIANA |  | HOSPITAL-CH | 0 | FXR010882 | DE |  |  |  | Compression Units | 41876 | AC 550 | HUNTLEIGH HEALTHCARE LLC | 0
CHRISTIANA |  | HOSPITAL-CH | 0 | FX1118047 | DE |  |  |  | Circulatory Assist Units; Peripheral Compression; Intermittent | 40763 | AC 550 | HUNTLEIGH HEALTHCARE LLC | 1080
CHRISTIANA |  | HOSPITAL-CH | 0 | FX1087194 | DE |  |  |  | Circulatory Assist Units; Peripheral Compression; Intermittent | 37520 | AC 550 | HUNTLEIGH HEALTHCARE LLC | 9.99
CHRISTIANA |  | HOSPITAL-CH | 0 | FXR010979 | DE |  |  |  | Circulatory Assist Units; Peripheral Compression; Intermittent | 41979 | AC 550 | HUNTLEIGH HEALTHCARE LLC | 1080
CHRISTIANA |  | HOSPITAL-CH | 0 | FXR010909 | DE |  |  |  | Circulatory Assist Units; Peripheral Compression; Intermittent | 41981 | AC 550 | HUNTLEIGH HEALTHCARE LLC | 1080
CHRISTIANA |  | HOSPITAL-WH | 0 | FX1078383 | DE |  |  |  | Circulatory Assist Units; Peripheral Compression; Intermittent | 36668 | AC 550 | HUNTLEIGH HEALTHCARE LLC | 0
CHRISTIANA |  | HOSPITAL-CH | 0 | FXR010915 | DE |  |  |  | Circulatory Assist Units; Peripheral Compression; Intermittent | 41915 | AC 550 | HUNTLEIGH HEALTHCARE LLC | 1080
CHRISTIANA |  | HOSPITAL-WH | 0 | 42514 | DE |  |  |  | Circulatory Assist Units; Peripheral Compression; Intermittent | 35528 | AC 550 | HUNTLEIGH HEALTHCARE LLC | 0
CHRISTIANA |  | HOSPITAL-CH | 0 | FX1117892 | DE |  |  |  | Circulatory Assist Units; Peripheral Compression; Intermittent | 40806 | AC 550 | HUNTLEIGH HEALTHCARE LLC | 1080
CHRISTIANA |  | HOSPITAL-CH | 0 | FX1122369 | DE |  |  |  | Circulatory Assist Units; Peripheral Compression; Intermittent | 41010 | AC 550 | HUNTLEIGH HEALTHCARE LLC | 1080
CHRISTIANA |  | HOSPITAL-CH | 0 | FX1117863 | DE |  |  |  | Circulatory Assist Units; Peripheral Compression; Intermittent | 40928 | AC 550 | HUNTLEIGH HEALTHCARE LLC | 1080
CHRISTIANA |  | HOSPITAL-CH | 0 | 29915 | DE |  |  |  | Circulatory Assist Units; Peripheral Compression; Intermittent | 29872 | AC 550 | HUNTLEIGH HEALTHCARE LLC | 0
CHRISTIANA |  | HOSPITAL-CH | 0 | 28119 | DE |  |  |  | Circulatory Assist Units; Peripheral Compression; Intermittent | 29871 | AC 550 | HUNTLEIGH HEALTHCARE LLC | 0
CHRISTIANA |  | HOSPITAL-WH | 0 | FX1121812 | DE |  |  |  | Circulatory Assist Units; Peripheral Compression; Intermittent | 41059 | AC 550 | HUNTLEIGH HEALTHCARE LLC | 1080
CHRISTIANA |  | HOSPITAL-CH | 0 | FXR010977 | DE |  |  |  | Circulatory Assist Units; Peripheral Compression; Intermittent | 41971 | AC 550 | HUNTLEIGH HEALTHCARE LLC | 1080
CHRISTIANA |  | HOSPITAL-CH | 0 | FX1079786 | DE |  |  |  | Circulatory Assist Units; Peripheral Compression; Intermittent | 36959 | AC 550 | HUNTLEIGH HEALTHCARE LLC | 0
CHRISTIANA |  | HOSPITAL-CH | 0 | FX1079809 | DE |  |  |  | Circulatory Assist Units; Peripheral Compression; Intermittent | 36691A | AC 550 | HUNTLEIGH HEALTHCARE LLC | 0
CHRISTIANA |  | HOSPITAL-CH | 0 | FX1088975 | DE |  |  |  | Circulatory Assist Units; Peripheral Compression; Intermittent | 37594 | AC 550 | HUNTLEIGH HEALTHCARE LLC | 0
CHRISTIANA |  | HOSPITAL-CH | 0 | 900057583 | DE |  |  |  | Circulatory Assist Units; Peripheral Compression; Intermittent | 53923 | AC 550 | HUNTLEIGH HEALTHCARE LLC | 750
CHRISTIANA |  | HOSPITAL-CH | 0 | 1200043435 | DE |  |  |  | Circulatory Assist Units; Peripheral Compression; Intermittent | 53921 | AC 550 | HUNTLEIGH HEALTHCARE LLC | 750
CHRISTIANA |  | HOSPITAL-CH | 0 | fx1047136 | DE |  |  |  | Compression Units | 51941 | AC 550 | HUNTLEIGH HEALTHCARE LLC | 750
CHRISTIANA |  | HOSPITAL-CH | 0 | FX1088982 | DE |  |  |  | Circulatory Assist Units; Peripheral Compression; Intermittent | 37582 | AC 550 | HUNTLEIGH HEALTHCARE LLC | 0
CHRISTIANA |  | HOSPITAL-CH | 0 | FX1088983 | DE |  |  |  | Circulatory Assist Units; Peripheral Compression; Intermittent | 37580 | AC 550 | HUNTLEIGH HEALTHCARE LLC | 0
CHRISTIANA |  | HOSPITAL-WH | 0 | FX1119840 | DE |  |  |  | Circulatory Assist Units; Peripheral Compression; Intermittent | 41038 | AC 550 | HUNTLEIGH HEALTHCARE LLC | 1080
CHRISTIANA |  | HOSPITAL-CH | 0 | FX1122435 | DE |  |  |  | Circulatory Assist Units; Peripheral Compression; Intermittent | 40843 | AC 550 | HUNTLEIGH HEALTHCARE LLC | 1080
CHRISTIANA |  | HOSPITAL-CH | 0 | FX1045099 | DE |  |  |  | Circulatory Assist Units; Peripheral Compression; Intermittent | 53379 | AC 550 | HUNTLEIGH HEALTHCARE LLC | 1080
CHRISTIANA |  | HOSPITAL-CH | 0 | FX1117630 | DE |  |  |  | Circulatory Assist Units; Peripheral Compression; Intermittent | 40788 | AC 550 | HUNTLEIGH HEALTHCARE LLC | 1080
CHRISTIANA |  | HOSPITAL-CH | 0 | FX1122347 | DE |  |  |  | Circulatory Assist Units; Peripheral Compression; Intermittent | 41079 | AC 550 | HUNTLEIGH HEALTHCARE LLC | 1080
CHRISTIANA |  | HOSPITAL-CH | 0 | FX1119818 | DE |  |  |  | Circulatory Assist Units; Peripheral Compression; Intermittent | 41098 | AC 550 | HUNTLEIGH HEALTHCARE LLC | 1080
CHRISTIANA |  | HOSPITAL-WH | 0 | 33983 | DE |  |  |  | Compression Units | 47732 | AC 550 | HUNTLEIGH HEALTHCARE LLC | 9.99
CHRISTIANA |  | HOSPITAL-CH | 0 | FX1087156 | DE |  |  |  | Circulatory Assist Units; Peripheral Compression; Intermittent | 37521 | AC 550 | HUNTLEIGH HEALTHCARE LLC | 9.99
CHRISTIANA |  | HOSPITAL-CH | 0 | FX1117645 | DE |  |  |  | Circulatory Assist Units; Peripheral Compression; Intermittent | 40866 | AC 550 | HUNTLEIGH HEALTHCARE LLC | 1080
CHRISTIANA |  | HOSPITAL-CH | 0 | FX1105372 | DE |  |  |  | Circulatory Assist Units; Peripheral Compression; Intermittent | 53940 | AC 550 | HUNTLEIGH HEALTHCARE LLC | 750
CHRISTIANA |  | HOSPITAL-WH | 0 | 36606 | DE |  |  |  | Circulatory Assist Units; Peripheral Compression; Intermittent | 38819 | AC 550 | HUNTLEIGH HEALTHCARE LLC | 0
CHRISTIANA |  | HOSPITAL-CH | 0 | FXR010939 | DE |  |  |  | Circulatory Assist Units; Peripheral Compression; Intermittent | 41980 | AC 550 | HUNTLEIGH HEALTHCARE LLC | 1080
CHRISTIANA |  | HOSPITAL-CH | 0 | FXR010957 | DE |  |  |  | Circulatory Assist Units; Peripheral Compression; Intermittent | 41929 | AC 550 | HUNTLEIGH HEALTHCARE LLC | 1080
CHRISTIANA |  | HOSPITAL-CH | 0 | 20003 | DE |  |  |  | Compression Units | 47428 | AC 550 | HUNTLEIGH HEALTHCARE LLC | 0
CHRISTIANA |  | HOSPITAL-CH | 0 | FXR010980 | DE |  |  |  | Circulatory Assist Units; Peripheral Compression; Intermittent | 41972 | AC 550 | HUNTLEIGH HEALTHCARE LLC | 1080
CHRISTIANA |  | HOSPITAL-WH | 0 | FX1119614 | DE |  |  |  | Circulatory Assist Units; Peripheral Compression; Intermittent | 41024 | AC 550 | HUNTLEIGH HEALTHCARE LLC | 1080
CHRISTIANA |  | HOSPITAL-WH | 0 | fx1117633 | DE |  |  |  | Circulatory Assist Units; Peripheral Compression; Intermittent | 40771 | AC 550 | HUNTLEIGH HEALTHCARE LLC | 1080
CHRISTIANA |  | HOSPITAL-CH | 0 | FX1122376 | DE |  |  |  | Circulatory Assist Units; Peripheral Compression; Intermittent | 40999 | AC 550 | HUNTLEIGH HEALTHCARE LLC | 1080
CHRISTIANA |  | HOSPITAL-WH | 0 | FX1119774 | DE |  |  |  | Circulatory Assist Units; Peripheral Compression; Intermittent | 40955 | AC 550 | HUNTLEIGH HEALTHCARE LLC | 1080
CHRISTIANA |  | HOSPITAL-CH | 0 | FX1119904 | DE |  |  |  | Circulatory Assist Units; Peripheral Compression; Intermittent | 41188 | AC 550 | HUNTLEIGH HEALTHCARE LLC | 1080
CHRISTIANA |  | HOSPITAL-CH | 0 | FX1110688 | DE |  |  |  | Circulatory Assist Units; Peripheral Compression; Intermittent | 53978 | AC 550 | HUNTLEIGH HEALTHCARE LLC | 750
CHRISTIANA |  | HOSPITAL-WH | 0 | 42577 | DE |  |  |  | Circulatory Assist Units; Peripheral Compression; Intermittent | 35527 | AC 550 | HUNTLEIGH HEALTHCARE LLC | 0
CHRISTIANA |  | HOSPITAL-WH | 0 | 42529 | DE |  |  |  | Circulatory Assist Units; Peripheral Compression; Intermittent | 35529 | AC 550 | HUNTLEIGH HEALTHCARE LLC | 0
CHRISTIANA |  | HOSPITAL-CH | 0 | 26144 | DE |  |  |  | Compression Units | 51929 | AC 550 | HUNTLEIGH HEALTHCARE LLC | 750
CHRISTIANA |  | HOSPITAL-CH | 0 | 43209 | DE |  |  |  | Compression Units | t107025 | AC 550 | HUNTLEIGH HEALTHCARE LLC | 0
CHRISTIANA |  | HOSPITAL-CH | 0 | FX1106496 | DE |  |  |  | Circulatory Assist Units; Peripheral Compression; Intermittent | 53998 | AC 550 | HUNTLEIGH HEALTHCARE LLC | 750
CHRISTIANA |  | HOSPITAL-CH | 0 | FX1117858 | DE |  |  |  | Circulatory Assist Units; Peripheral Compression; Intermittent | 40927 | AC 550 | HUNTLEIGH HEALTHCARE LLC | 1080
CHRISTIANA |  | HOSPITAL-CH | 0 | 27101 | DE |  |  |  | Circulatory Assist Units; Peripheral Compression; Intermittent | 29875 | AC 550 | HUNTLEIGH HEALTHCARE LLC | 0
CHRISTIANA |  | HOSPITAL-CH | 0 | 28562 | DE |  |  |  | Circulatory Assist Units; Peripheral Compression; Intermittent | 29880 | AC 550 | HUNTLEIGH HEALTHCARE LLC | 0
CHRISTIANA |  | HOSPITAL-CH | 0 | FX1119896 | DE |  |  |  | Circulatory Assist Units; Peripheral Compression; Intermittent | 41181 | AC 550 | HUNTLEIGH HEALTHCARE LLC | 1080
CHRISTIANA |  | HOSPITAL-CH | 0 | FX1079807 | DE |  |  |  | Circulatory Assist Units; Peripheral Compression; Intermittent | 36958 | AC 550 | HUNTLEIGH HEALTHCARE LLC | 0
CHRISTIANA |  | HOSPITAL-CH | 0 | FX1079782 | DE |  |  |  | Circulatory Assist Units; Peripheral Compression; Intermittent | 36960 | AC 550 | HUNTLEIGH HEALTHCARE LLC | 0
CHRISTIANA |  | HOSPITAL-CH | 0 | fx1118648 | DE |  |  |  | Compression Units | t105473 | AC 550 | HUNTLEIGH HEALTHCARE LLC | 0
CHRISTIANA |  | HOSPITAL-CH | 0 | FX1088952 | DE |  |  |  | Circulatory Assist Units; Peripheral Compression; Intermittent | 37591 | AC 550 | HUNTLEIGH HEALTHCARE LLC | 0
CHRISTIANA |  | HOSPITAL-WH | 0 | 31365 | DE |  |  |  | Circulatory Assist Units; Peripheral Compression; Intermittent | 35519 | AC 550 | HUNTLEIGH HEALTHCARE LLC | 0
CHRISTIANA |  | HOSPITAL-CH | 0 | FX1121793 | DE |  |  |  | Circulatory Assist Units; Peripheral Compression; Intermittent | 40812 | AC 550 | HUNTLEIGH HEALTHCARE LLC | 1080
CHRISTIANA |  | HOSPITAL-CH | 0 | 1000002424 | DE |  |  |  | Circulatory Assist Units; Peripheral Compression; Intermittent | 53982 | AC 550 | HUNTLEIGH HEALTHCARE LLC | 750
CHRISTIANA |  | HOSPITAL-CH | 0 | FX1088978 | DE |  |  |  | Circulatory Assist Units; Peripheral Compression; Intermittent | 37579 | AC 550 | HUNTLEIGH HEALTHCARE LLC | 0
CHRISTIANA |  | HOSPITAL-CH | 0 | FX1052499 | DE |  |  |  | Circulatory Assist Units; Peripheral Compression; Intermittent | 33597 | AC 550 | HUNTLEIGH HEALTHCARE LLC | 0
CHRISTIANA |  | HOSPITAL-CH | 0 | 900057577 | DE |  |  |  | Circulatory Assist Units; Peripheral Compression; Intermittent | 54003 | AC 550 | HUNTLEIGH HEALTHCARE LLC | 750
CHRISTIANA |  | HOSPITAL-CH | 0 | FXR010917 | DE |  |  |  | Circulatory Assist Units; Peripheral Compression; Intermittent | 41960 | AC 550 | HUNTLEIGH HEALTHCARE LLC | 1080
CHRISTIANA |  | HOSPITAL-WH | 0 | FX1121825 | DE |  |  |  | Circulatory Assist Units; Peripheral Compression; Intermittent | 41056 | AC 550 | HUNTLEIGH HEALTHCARE LLC | 1080
CHRISTIANA |  | HOSPITAL-CH | 0 | 37215 | DE |  |  |  | Compression Units | 45702 | AC 550 | HUNTLEIGH HEALTHCARE LLC | 0
CHRISTIANA |  | HOSPITAL-CH | 0 | FX1118793 | DE |  |  |  | Circulatory Assist Units; Peripheral Compression; Intermittent | 41250 | AC 550 | HUNTLEIGH HEALTHCARE LLC | 1080
CHRISTIANA |  | HOSPITAL-CH | 0 | FX1088830 | DE |  |  |  | Circulatory Assist Units; Peripheral Compression; Intermittent | 37519 | AC 550 | HUNTLEIGH HEALTHCARE LLC | 0
CHRISTIANA |  | HOSPITAL-CH | 0 | FX1122239 | DE |  |  |  | Circulatory Assist Units; Peripheral Compression; Intermittent | 40911 | AC 550 | HUNTLEIGH HEALTHCARE LLC | 1080
CHRISTIANA |  | HOSPITAL-CH | 0 | fx1075872 | DE |  |  |  | Compression Units | t109702 | AC 550 | HUNTLEIGH HEALTHCARE LLC | 0
CHRISTIANA |  | HOSPITAL-CH | 0 | 1000002418 | DE |  |  |  | Circulatory Assist Units; Peripheral Compression; Intermittent | 53966 | AC 550 | HUNTLEIGH HEALTHCARE LLC | 750
CHRISTIANA |  | HOSPITAL-WH | 0 | FX1119767 | DE |  |  |  | Circulatory Assist Units; Peripheral Compression; Intermittent | 41071 | AC 550 | HUNTLEIGH HEALTHCARE LLC | 1080
CHRISTIANA |  | HOSPITAL-CH | 0 | FX1075872 | DE |  |  |  | Compression Units | 51935 | AC 550 | HUNTLEIGH HEALTHCARE LLC | 750
CHRISTIANA |  | HOSPITAL-CH | 0 | FX1118779 | DE |  |  |  | Circulatory Assist Units; Peripheral Compression; Intermittent | 41308 | AC 550 | HUNTLEIGH HEALTHCARE LLC | 1080
CHRISTIANA |  | HOSPITAL-CH | 0 | FX1088972 | DE |  |  |  | Circulatory Assist Units; Peripheral Compression; Intermittent | 37578 | AC 550 | HUNTLEIGH HEALTHCARE LLC | 0
CHRISTIANA |  | HOSPITAL-CH | 0 | FX1088974 | DE |  |  |  | Circulatory Assist Units; Peripheral Compression; Intermittent | 37576 | AC 550 | HUNTLEIGH HEALTHCARE LLC | 0
CHRISTIANA |  | HOSPITAL-WH | 0 | 44153 | DE |  |  |  | Circulatory Assist Units; Peripheral Compression; Intermittent | 35530 | AC 550 | HUNTLEIGH HEALTHCARE LLC | 1080
CHRISTIANA |  | HOSPITAL-WH | 0 | 44170 | DE |  |  |  | Circulatory Assist Units; Peripheral Compression; Intermittent | 35532 | AC 550 | HUNTLEIGH HEALTHCARE LLC | 0
CHRISTIANA |  | HOSPITAL-CH | 0 | FX1118007 | DE |  |  |  | Circulatory Assist Units; Peripheral Compression; Intermittent | 40938 | AC 550 | HUNTLEIGH HEALTHCARE LLC | 1080
CHRISTIANA |  | HOSPITAL-CH | 0 | FX1119906 | DE |  |  |  | Circulatory Assist Units; Peripheral Compression; Intermittent | 41139 | AC 550 | HUNTLEIGH HEALTHCARE LLC | 1080
CHRISTIANA |  | HOSPITAL-CH | 0 | FX1122437 | DE |  |  |  | Circulatory Assist Units; Peripheral Compression; Intermittent | 40837 | AC 550 | HUNTLEIGH HEALTHCARE LLC | 1080
CHRISTIANA |  | HOSPITAL-CH | 0 | FX1120993 | DE |  |  |  | Circulatory Assist Units; Peripheral Compression; Intermittent | 53383 | AC 550 | HUNTLEIGH HEALTHCARE LLC | 1080
CHRISTIANA |  | HOSPITAL-WH | 0 | FX1100930 | DE |  |  |  | Circulatory Assist Units; Peripheral Compression; Intermittent | 38559 | AC 550 | HUNTLEIGH HEALTHCARE LLC | 0
CHRISTIANA |  | HOSPITAL-CH | 0 | 28574 | DE |  |  |  | Circulatory Assist Units; Peripheral Compression; Intermittent | 30053 | AC 550 | HUNTLEIGH HEALTHCARE LLC | 0
CHRISTIANA |  | HOSPITAL-CH | 0 | FX1079785 | DE |  |  |  | Circulatory Assist Units; Peripheral Compression; Intermittent | 36962 | AC 550 | HUNTLEIGH HEALTHCARE LLC | 0
CHRISTIANA |  | HOSPITAL-CH | 0 | FX1122398 | DE |  |  |  | Circulatory Assist Units; Peripheral Compression; Intermittent | 40745 | AC 550 | HUNTLEIGH HEALTHCARE LLC | 1080
CHRISTIANA |  | HOSPITAL-CH | 0 | FXR010947 | DE |  |  |  | Circulatory Assist Units; Peripheral Compression; Intermittent | 41925 | AC 550 | HUNTLEIGH HEALTHCARE LLC | 1080
CHRISTIANA |  | HOSPITAL-WH | 0 | FX1119798 | DE |  |  |  | Circulatory Assist Units; Peripheral Compression; Intermittent | 40944 | AC 550 | HUNTLEIGH HEALTHCARE LLC | 0
CHRISTIANA |  | HOSPITAL-WH | 0 | FX1119780 | DE |  |  |  | Circulatory Assist Units; Peripheral Compression; Intermittent | 41028 | AC 550 | HUNTLEIGH HEALTHCARE LLC | 1080
CHRISTIANA |  | HOSPITAL-CH | 0 | FX1117634 | DE |  |  |  | Circulatory Assist Units; Peripheral Compression; Intermittent | 40774 | AC 550 | HUNTLEIGH HEALTHCARE LLC | 1080
CHRISTIANA |  | HOSPITAL-CH | 0 | FX1088980 | DE |  |  |  | Circulatory Assist Units; Peripheral Compression; Intermittent | 37592 | AC 550 | HUNTLEIGH HEALTHCARE LLC | 0
CHRISTIANA |  | HOSPITAL-CH | 0 | FX1088954 | DE |  |  |  | Circulatory Assist Units; Peripheral Compression; Intermittent | 37590 | AC 550 | HUNTLEIGH HEALTHCARE LLC | 0
CHRISTIANA |  | HOSPITAL-WH | 0 | FX1119799 | DE |  |  |  | Circulatory Assist Units; Peripheral Compression; Intermittent | 40959 | AC 550 | HUNTLEIGH HEALTHCARE LLC | 1080
CHRISTIANA |  | HOSPITAL-CH | 0 | FX1117815 | DE |  |  |  | Circulatory Assist Units; Peripheral Compression; Intermittent | 40875 | AC 550 | HUNTLEIGH HEALTHCARE LLC | 1080
CHRISTIANA |  | HOSPITAL-CH | 0 | fxr021516 | DE |  |  |  | Circulatory Assist Units; Peripheral Compression; Intermittent | 53494 | AC 550 | HUNTLEIGH HEALTHCARE LLC | 750
CHRISTIANA |  | HOSPITAL-WH | 0 | FX1119639 | DE |  |  |  | Circulatory Assist Units; Peripheral Compression; Intermittent | 41017 | AC 550 | HUNTLEIGH HEALTHCARE LLC | 1080
CHRISTIANA |  | HOSPITAL-CH | 0 | FX1052475 | DE |  |  |  | Circulatory Assist Units; Peripheral Compression; Intermittent | 33578 | AC 550 | HUNTLEIGH HEALTHCARE LLC | 0
CHRISTIANA |  | HOSPITAL-CH | 0 | FX1052491 | DE |  |  |  | Circulatory Assist Units; Peripheral Compression; Intermittent | 33598 | AC 550 | HUNTLEIGH HEALTHCARE LLC | 0
CHRISTIANA |  | HOSPITAL-CH | 0 | FXR010913 | DE |  |  |  | Circulatory Assist Units; Peripheral Compression; Intermittent | 41961 | AC 550 | HUNTLEIGH HEALTHCARE LLC | 1080
CHRISTIANA |  | HOSPITAL-CH | 0 | 20010 | DE |  |  |  | Compression Units | 47733 | AC 550 | HUNTLEIGH HEALTHCARE LLC | 9.99
CHRISTIANA |  | HOSPITAL-CH | 0 | 35433 | DE |  |  |  | Compression Units | 47331 | AC 550 | HUNTLEIGH HEALTHCARE LLC | 9.99
CHRISTIANA |  | HOSPITAL-WH | 0 | 20986 | DE |  |  |  | Compression Units | 47332 | AC 550 | HUNTLEIGH HEALTHCARE LLC | 9.99
CHRISTIANA |  | HOSPITAL-WH | 0 | FX 1059092 | DE |  |  |  | Circulatory Assist Units; Peripheral Compression; Intermittent | 34470 | AC 550 | HUNTLEIGH HEALTHCARE LLC | 0
CHRISTIANA |  | HOSPITAL-CH | 0 | FX1117629 | DE |  |  |  | Circulatory Assist Units; Peripheral Compression; Intermittent | 40869 | AC 550 | HUNTLEIGH HEALTHCARE LLC | 1080
CHRISTIANA |  | HOSPITAL-CH | 0 | FXR010888 | DE |  |  |  | Circulatory Assist Units; Peripheral Compression; Intermittent | 41982 | AC 550 | HUNTLEIGH HEALTHCARE LLC | 1080
CHRISTIANA |  | HOSPITAL-WH | 0 | fx1119893 | DE |  |  |  | Circulatory Assist Units; Peripheral Compression; Intermittent | 41170 | AC 550 | HUNTLEIGH HEALTHCARE LLC | 0
CHRISTIANA |  | HOSPITAL-CH | 0 | FX1118578 | DE |  |  |  | Circulatory Assist Units; Peripheral Compression; Intermittent | 41122 | AC 550 | HUNTLEIGH HEALTHCARE LLC | 1080
CHRISTIANA |  | HOSPITAL-CH | 0 | FX1059167 | DE |  |  |  | Circulatory Assist Units; Peripheral Compression; Intermittent | 34508 | AC 550 | HUNTLEIGH HEALTHCARE LLC | 0
CHRISTIANA |  | HOSPITAL-CH | 0 | FX1118769 | DE |  |  |  | Circulatory Assist Units; Peripheral Compression; Intermittent | 41302 | AC 550 | HUNTLEIGH HEALTHCARE LLC | 1080
CHRISTIANA |  | HOSPITAL-CH | 0 | FX1117651 | DE |  |  |  | Circulatory Assist Units; Peripheral Compression; Intermittent | 40781 | AC 550 | HUNTLEIGH HEALTHCARE LLC | 1080
CHRISTIANA |  | HOSPITAL-CH | 0 | FX1088945 | DE |  |  |  | Circulatory Assist Units; Peripheral Compression; Intermittent | 37577 | AC 550 | HUNTLEIGH HEALTHCARE LLC | 0
CHRISTIANA |  | HOSPITAL-WH | 0 | 39815 | DE |  |  |  | Circulatory Assist Units; Peripheral Compression; Intermittent | 35531 | AC 550 | HUNTLEIGH HEALTHCARE LLC | 0
CHRISTIANA |  | HOSPITAL-WH | 0 | 42674 | DE |  |  |  | Circulatory Assist Units; Peripheral Compression; Intermittent | 35533 | AC 550 | HUNTLEIGH HEALTHCARE LLC | 0
CHRISTIANA |  | HOSPITAL-WH | 0 | FXR010922 | DE |  |  |  | Circulatory Assist Units; Peripheral Compression; Intermittent | 41899 | AC 550 | HUNTLEIGH HEALTHCARE LLC | 1080
CHRISTIANA |  | HOSPITAL-CH | 0 | 43237 | DE |  |  |  | Compression Units | 51945 | AC 550 | HUNTLEIGH HEALTHCARE LLC | 750
CHRISTIANA |  | HOSPITAL-WH | 0 | FX1119853 | DE |  |  |  | Circulatory Assist Units; Peripheral Compression; Intermittent | 40984 | AC 550 | HUNTLEIGH HEALTHCARE LLC | 1080
CHRISTIANA |  | HOSPITAL-CH | 0 | FX1118035 | DE |  |  |  | Circulatory Assist Units; Peripheral Compression; Intermittent | 40793 | AC 550 | HUNTLEIGH HEALTHCARE LLC | 1080
CHRISTIANA |  | HOSPITAL-CH | 0 | 1200043441 | DE |  |  |  | Circulatory Assist Units; Peripheral Compression; Intermittent | 53986 | AC 550 | HUNTLEIGH HEALTHCARE LLC | 750
CHRISTIANA |  | HOSPITAL-WH | 0 | FX1101444 | DE |  |  |  | Circulatory Assist Units; Peripheral Compression; Intermittent | 38560 | AC 550 | HUNTLEIGH HEALTHCARE LLC | 0
CHRISTIANA |  | HOSPITAL-WH | 0 | FX1100931 | DE |  |  |  | Circulatory Assist Units; Peripheral Compression; Intermittent | 38558 | AC 550 | HUNTLEIGH HEALTHCARE LLC | 0
CHRISTIANA |  | HOSPITAL-CH | 0 | 28537 | DE |  |  |  | Circulatory Assist Units; Peripheral Compression; Intermittent | 30052 | AC 550 | HUNTLEIGH HEALTHCARE LLC | 0
CHRISTIANA |  | HOSPITAL-WH | 0 | FX1119777 | DE |  |  |  | Circulatory Assist Units; Peripheral Compression; Intermittent | 41023 | AC 550 | HUNTLEIGH HEALTHCARE LLC | 1080
CHRISTIANA |  | HOSPITAL-WH | 0 | FX1119851 | DE |  |  |  | Circulatory Assist Units; Peripheral Compression; Intermittent | 41101 | AC 550 | HUNTLEIGH HEALTHCARE LLC | 1080
CHRISTIANA |  | HOSPITAL-CH | 0 | FX1079780 | DE |  |  |  | Circulatory Assist Units; Peripheral Compression; Intermittent | 36703 | AC 550 | HUNTLEIGH HEALTHCARE LLC | 0
CHRISTIANA |  | HOSPITAL-CH | 0 | FX1079979 | DE |  |  |  | Circulatory Assist Units; Peripheral Compression; Intermittent | 36964 | AC 550 | HUNTLEIGH HEALTHCARE LLC | 0
CHRISTIANA |  | HOSPITAL-WH | 0 | FX1107737 | DE |  |  |  | Circulatory Assist Units; Peripheral Compression; Intermittent | 53936 | AC 550 | HUNTLEIGH HEALTHCARE LLC | 750
CHRISTIANA |  | HOSPITAL-CH | 0 | FX1119899 | DE |  |  |  | Circulatory Assist Units; Peripheral Compression; Intermittent | 41156 | AC 550 | HUNTLEIGH HEALTHCARE LLC | 1080
CHRISTIANA |  | HOSPITAL-CH | 0 | FXR010975 | DE |  |  |  | Circulatory Assist Units; Peripheral Compression; Intermittent | 41926 | AC 550 | HUNTLEIGH HEALTHCARE LLC | 1080
CHRISTIANA |  | HOSPITAL-CH | 0 | MX01UIVOPV | DE |  |  |  | Printers | 31243 | DISKJET 812C | PHILIPS MEDICAL SYSTEMS CARDIAC & MONITORING SYSTEMS DIV | 1500
CHRISTIANA |  | HOSPITAL-WH | 0 | A-34171 | DE |  |  |  | Anesthesia Kits; Paracervical | 10805 | 711 | GOMCO SURGICAL MFG CO | 1200
CHRISTIANA |  | HOSPITAL-WH | 0 | 32280 | DE |  |  |  | Anesthesia Kits; Paracervical | 13125 | 711 | Surgical Mfg | 0
CHRISTIANA |  | HOSPITAL-CH | 0 | FF611452-P | DE |  |  |  | Cameras; Video; Endoscope | 38496 | 22-2000-20 | STORZ ENDOSCOPY-AMERICA INC | 18790
CHRISTIANA |  | WH SURGI | 0 | HF613061-P | DE |  |  |  | Cameras; Video; Endoscope | 38404 | 22-2000-20 | STORZ ENDOSCOPY-AMERICA INC | 18790
CHRISTIANA |  | HOSPITAL-CH | 0 | KD33829-P | DE |  |  |  | Cameras; Video | 39950 | 22-2000-20 | STORZ ENDOSCOPY-AMERICA INC | 18790
CHRISTIANA |  | HOSPITAL-CH | 0 | DD628985-P | DE |  |  |  | Cameras; Video; Endoscope | 38493 | 22-2000-20 | STORZ ENDOSCOPY-AMERICA INC | 18790
CHRISTIANA |  | HOSPITAL-CH | 0 | HB654452-P | DE |  |  |  | Cameras; Video; Endoscope | 40696 | 22-2000-20 | STORZ ENDOSCOPY-AMERICA INC | 18790
CHRISTIANA |  | HOSPITAL-CH | 0 | FF611454-P | DE |  |  |  | Cameras; Video; Endoscope | 38491 | 22-2000-20 | STORZ ENDOSCOPY-AMERICA INC | 18790
CHRISTIANA |  | HOSPITAL-CH | 0 | HE622478-P | DE |  |  |  | Cameras; Video; Endoscope | 38297 | 22-2000-20 | STORZ ENDOSCOPY-AMERICA INC | 18790
CHRISTIANA |  | HOSPITAL-CH | 0 | HC642491-P | DE |  |  |  | Cameras; Video | 46069 | 22-2000-20 | STORZ ENDOSCOPY-AMERICA INC | 18790
CHRISTIANA |  | HOSPITAL-CH | 0 | HD632527-P | DE |  |  |  | Cameras; Video; Endoscope | 38889 | 22-2000-20 | STORZ ENDOSCOPY-AMERICA INC | 19730
CHRISTIANA |  | HOSPITAL-CH | 0 | HB654449-4 | DE |  |  |  | Cameras; Video; Endoscope | 40695 | 22-2000-20 | STORZ ENDOSCOPY-AMERICA INC | 18790
CHRISTIANA |  | HOSPITAL-WH | 0 | HF613584-P | DE |  |  |  | Cameras; Video; Endoscope | 38417 | 22-2000-20 | STORZ ENDOSCOPY-AMERICA INC | 18790
CHRISTIANA |  | HOSPITAL-WH | 0 | HF613581-P | DE |  |  |  | Cameras; Video; Endoscope | 38416 | 22-2000-20 | STORZ ENDOSCOPY-AMERICA INC | 18790
CHRISTIANA |  | WH SURGI | 0 | HF613077-P | DE |  |  |  | Cameras; Video; Endoscope | 38423 | 22-2000-20 | STORZ ENDOSCOPY-AMERICA INC | 18790
CHRISTIANA |  | HOSPITAL-CH | 0 | HD632536-P | DE |  |  |  | Cameras; Video; Endoscope | 38892 | 22-2000-20 | STORZ ENDOSCOPY-AMERICA INC | 19730
CHRISTIANA |  | HOSPITAL-CH | 0 | HD632533-P | DE |  |  |  | Cameras; Video; Endoscope | 38890 | 22-2000-20 | STORZ ENDOSCOPY-AMERICA INC | 19730
CHRISTIANA |  | HOSPITAL-WH | 0 | GD631523-P | DE |  |  |  | Cameras; Video; Endoscope | 38998 | 22-2000-20 | STORZ ENDOSCOPY-AMERICA INC | 12824.5
CHRISTIANA |  | HOSPITAL-CH | 0 | HB654454-P | DE |  |  |  | Cameras; Video; Endoscope | 40694 | 22-2000-20 | STORZ ENDOSCOPY-AMERICA INC | 18790
CHRISTIANA |  | HOSPITAL-WH | 0 | FF611447-P | DE |  |  |  | Cameras; Video; Endoscope | 38418 | 22-2000-20 | STORZ ENDOSCOPY-AMERICA INC | 18790
CHRISTIANA |  | WH SURGI | 0 | HF613593P | DE |  |  |  | Cameras; Video; Endoscope | 38422 | 22-2000-20 | STORZ ENDOSCOPY-AMERICA INC | 18790
CHRISTIANA |  | HOSPITAL-CH | 0 | HD632531-P | DE |  |  |  | Cameras; Video; Endoscope | 38891 | 22-2000-20 | STORZ ENDOSCOPY-AMERICA INC | 19730
CHRISTIANA |  | HOSPITAL-WH | 0 | GD631518-P | DE |  |  |  | Cameras; Video; Endoscope | 39003 | 22-2000-20 | STORZ ENDOSCOPY-AMERICA INC | 12824.5
CHRISTIANA |  | HOSPITAL-WH | 0 | GD631527-P | DE |  |  |  | Cameras; Video; Endoscope | 38993 | 22-2000-20 | STORZ ENDOSCOPY-AMERICA INC | 12824.5
CHRISTIANA |  | HOSPITAL-CH | 0 | KF-615115-P | DE |  |  |  | Cameras; Video; Endoscope | 38300 | 22-2000-20 | STORZ ENDOSCOPY-AMERICA INC | 18790
CHRISTIANA |  | CH-SURGI | 0 | HF613065-P | DE |  |  |  | Cameras; Video; Endoscope | 38457 | 22-2000-20 | STORZ ENDOSCOPY-AMERICA INC | 18790
CHRISTIANA |  | CH-SURGI | 0 | FF611457-P | DE |  |  |  | Cameras; Video; Endoscope | 38464 | 22-2000-20 | STORZ ENDOSCOPY-AMERICA INC | 18790
CHRISTIANA |  | CH-SURGI | 0 | HF613063-P | DE |  |  |  | Cameras; Video; Endoscope | 38460 | 22-2000-20 | STORZ ENDOSCOPY-AMERICA INC | 18790
CHRISTIANA |  | CH-SURGI | 0 | HP613064-P | DE |  |  |  | Cameras; Video; Endoscope | 38471 | 22-2000-20 | STORZ ENDOSCOPY-AMERICA INC | 18790
CHRISTIANA |  | CH-SURGI | 0 | LF616014-P | DE |  |  |  | Cameras; Video; Endoscope | 38468 | 22-2000-20 | STORZ ENDOSCOPY-AMERICA INC | 18790
CHRISTIANA |  | CH-SURGI | 0 | ME0619331 | DE |  |  |  | Cameras; Video; Endoscope | 38472 | 22-2000-20 | STORZ ENDOSCOPY-AMERICA INC | 18790
CHRISTIANA |  | HOSPITAL-CH | 0 | HF613589-P | DE |  |  |  | Cameras; Video; Endoscope | 38303 | 22-2000-20 | STORZ ENDOSCOPY-AMERICA INC | 18790
CHRISTIANA |  | CH-SURGI | 0 | EF600009-P | DE |  |  |  | Cameras; Video; Endoscope | 38449 | 22-2000-20 | STORZ ENDOSCOPY-AMERICA INC | 18790
CHRISTIANA |  | CH-SURGI | 0 | HF613587-P | DE |  |  |  | Cameras; Video; Endoscope | 38453 | 22-2000-20 | STORZ ENDOSCOPY-AMERICA INC | 18790
CHRISTIANA |  | WH SURGI | 0 | FF611446-8 | DE |  |  |  | Cameras; Video; Endoscope | 38421 | 22-2000-20 | STORZ ENDOSCOPY-AMERICA INC | 18790
CHRISTIANA |  | WH SURGI | 0 | RX8A1513 | DE |  | 2011-07-04 20:00 |  | Lasers; Nd:YAG | 47474 | Smartlipo Triplex | CYNOSURE INC | 100000
CHRISTIANA |  | HOSPITAL-CH | 0 | 119223487 | DE |  | 2001-01-22 19:00 |  | Scales | 31058 | Navigator Series Portable Scale N0B110 | OHAUS CORP | 1500
CHRISTIANA |  | HOSPITAL-CH | 0 | 1119501027 | DE |  |  |  | Scales | 31115 | Navigator Series Portable Scale N0B110 | OHAUS CORP | 1500
CHRISTIANA |  | HOSPITAL-CH | 0 | 1119331186 | DE |  | 2001-03-30 19:00 |  | Scales | 31113 | Navigator Series Portable Scale N0B110 | OHAUS CORP | 1500
CHRISTIANA |  | HOSPITAL-CH | 0 | 41688 | DE |  | 2008-09-17 20:00 |  | Microtomes; Cryostat | 41738 | HM 340E | MICROM INTERNATIONAL GMBH | 25000 | Purchased
CHRISTIANA |  | WH SURGI | 0 | 129144000000000 | DE |  | 2017-04-23 20:00 |  | Freezers; Laboratory | 60720 | ULT1786 | REVCO SCIENTIFIC INC | 15000 | Purchased
CHRISTIANA |  | CANCER CENTER | 0 | 128179000000000 | DE |  | 2017-07-10 20:00 |  | Freezers; Laboratory | 64793 | ULT1786 | REVCO SCIENTIFIC INC | 15000 | Purchased
CHRISTIANA |  | HOSPITAL-CH | 0 | LLV-36200A | DE |  |  |  | Freezers; Laboratory | 12778 | ULT1786 | REVCO SCIENTIFIC INC | 5195
CHRISTIANA |  | HOSPITAL-CH | 0 | C1665130845437 | DE |  | 2013-11-03 19:00 |  | Aspirators; Emergency | 52710 | 2314 | THERMO SCIENTIFIC CLINICAL CHEMISTRY DIV THERMO FISHER SCIENTIFIC INC | 350
CHRISTIANA |  | HOSPITAL-WH | 0 | 1911 | DE |  |  |  | Dental Delivery Units | 31898 | DU900 | Inplant Inovation | 0
CHRISTIANA |  | HOSPITAL-WH | 0 | K124253 | DE |  |  |  | Chairs; Examination/Treatment; Dentistry | 20468 | 1020 | A-DEC INC | 3698
CHRISTIANA |  | HOSPITAL-WH | 0 | K154252 | DE |  |  |  | Chairs; Examination/Treatment; Dentistry | 19486 | 1020 | A-DEC INC | 3500
CHRISTIANA |  | HOSPITAL-WH | 0 | F249163 | DE |  |  |  | Chairs; Examination/Treatment; Dentistry | 20015 | 1020 | A-DEC INC | 3845
CHRISTIANA |  | HOSPITAL-WH | 0 | 7249162 | DE |  |  |  | Chairs; Examination/Treatment; Dentistry | 20273 | 1020 | A-DEC INC | 3500
CHRISTIANA |  | HOSPITAL-CH | 0 | 603041263 | DE |  |  |  | Baths; Water; Shaker | 39549 | 2872 | PRECISION BIOMEDICAL SERVICES INC | 999.99
CHRISTIANA |  | HOSPITAL-CH | 0 | 201188 | DE |  |  |  | Baths; Water; Shaker | 38230 | 2872 | PRECISION BIOMEDICAL SERVICES INC | 999.99
CHRISTIANA |  | HOSPITAL-CH | 0 | 408900065 | DE |  |  |  | Aerators; Ethylene Oxide | 37945 | AERATOR | STERIS Corp | 12999.99
CHRISTIANA |  | HOSPITAL-CH | 0 | 990H0012863 | DE |  | 1999-08-29 20:00 |  | Physiologic Monitor Modules; Electrocardiography | 29202 | 117322 | GE MEDICAL SYSTEMS | 375 | Purchased
CHRISTIANA |  | HOSPITAL-CH | 0 | 980H0012022 | DE |  | 1999-08-29 20:00 |  | Physiologic Monitor Modules; Electrocardiography | 29207 | 117322 | GE MEDICAL SYSTEMS | 375 | Purchased
CHRISTIANA |  | HOSPITAL-CH | 0 | 990H0012868 | DE |  | 1999-08-29 20:00 |  | Physiologic Monitor Modules; Electrocardiography | 29182 | 117322 | GE MEDICAL SYSTEMS | 375 | Purchased
CHRISTIANA |  | HOSPITAL-CH | 0 | 990H0013414 | DE |  | 1999-08-29 20:00 |  | Physiologic Monitor Modules; Electrocardiography | 29187 | 117322 | GE MEDICAL SYSTEMS | 375 | Purchased
CHRISTIANA |  | HOSPITAL-CH | 0 | 990H0013412 | DE |  | 1999-08-29 20:00 |  | Physiologic Monitor Modules; Electrocardiography | 29197 | 117322 | GE MEDICAL SYSTEMS | 375 | Purchased
CHRISTIANA |  | HOSPITAL-CH | 0 | 990H0012877 | DE |  | 1999-08-29 20:00 |  | Physiologic Monitor Modules; Electrocardiography | 29173 | 117322 | GE MEDICAL SYSTEMS | 375 | Purchased
CHRISTIANA |  | HOSPITAL-CH | 0 | 990H0012870 | DE |  | 1999-08-29 20:00 |  | Physiologic Monitor Modules; Electrocardiography | 29180 | 117322 | GE MEDICAL SYSTEMS | 375 | Purchased
CHRISTIANA |  | HOSPITAL-CH | 0 | DE805F0982 | DE |  | 2002-11-24 19:00 |  | Physiologic Monitor Modules; Pulse Oximetry | 34384 | M1020A | PHILIPS MEDICAL SYSTEMS CARDIAC & MONITORING SYSTEMS DIV | 2500 | Purchased
CHRISTIANA |  | HOSPITAL-CH | 0 | DE805D1536 | DE |  | 2002-01-08 19:00 |  | Physiologic Monitor Modules; Pulse Oximetry | 32355 | M1020A | PHILIPS MEDICAL SYSTEMS CARDIAC & MONITORING SYSTEMS DIV | 2500 | Purchased
CHRISTIANA |  | HOSPITAL-CH | 0 | DE805E7206 | DE |  | 2002-07-31 20:00 |  | Physiologic Monitor Modules; Pulse Oximetry | 33548 | M1020A | PHILIPS MEDICAL SYSTEMS CARDIAC & MONITORING SYSTEMS DIV | 25
CHRISTIANA |  | HOSPITAL-CH | 0 | B34509 | DE |  |  |  | Physiologic Monitor Modules; Pulse Oximetry | 48304 | M1020A | PHILIPS MEDICAL SYSTEMS CARDIAC & MONITORING SYSTEMS DIV | 2500
CHRISTIANA |  | HOSPITAL-WH | 0 | 3410A37431 | DE |  |  |  | Physiologic Monitor Modules; Pulse Oximetry | 37914 | M1020A | PHILIPS MEDICAL SYSTEMS CARDIAC & MONITORING SYSTEMS DIV | 2500
CHRISTIANA |  | HOSPITAL-CH | 0 | DE80510637 | DE |  | 2004-11-28 19:00 |  | Physiologic Monitor Modules; Pulse Oximetry | 36804 | M1020A | PHILIPS MEDICAL SYSTEMS CARDIAC & MONITORING SYSTEMS DIV | 2500 | Purchased
CHRISTIANA |  | HOSPITAL-CH | 0 | 3731A72886 | DE |  | 2008-01-20 19:00 |  | Physiologic Monitor Modules; Pulse Oximetry | 26635 | M1020A | PHILIPS MEDICAL SYSTEMS CARDIAC & MONITORING SYSTEMS DIV | 2500
CHRISTIANA |  | HOSPITAL-CH | 0 | 3805G75690 | DE |  | 1999-10-05 20:00 |  | Physiologic Monitor Modules; Pulse Oximetry | 29760 | M1020A | PHILIPS MEDICAL SYSTEMS CARDIAC & MONITORING SYSTEMS DIV | 2500
CHRISTIANA |  | CH-SURGI | 0 | 3805A95311 | DE |  | 2008-01-20 19:00 |  | Physiologic Monitor Modules; Pulse Oximetry | 28533 | M1020A | PHILIPS MEDICAL SYSTEMS CARDIAC & MONITORING SYSTEMS DIV | 2500
CHRISTIANA |  | HOSPITAL-CH | 0 | 3731A73419 | DE |  | 2008-01-20 19:00 |  | Physiologic Monitor Modules; Pulse Oximetry | 26703 | M1020A | PHILIPS MEDICAL SYSTEMS CARDIAC & MONITORING SYSTEMS DIV | 2500 | Purchased
CHRISTIANA |  | HOSPITAL-CH | 0 | 3616A57504 | DE |  | 1996-07-14 20:00 |  | Physiologic Monitor Modules; Pulse Oximetry | 24212 | M1020A | PHILIPS MEDICAL SYSTEMS CARDIAC & MONITORING SYSTEMS DIV | 2500
CHRISTIANA |  | HOSPITAL-CH | 0 | 3805G89091 | DE |  | 2000-02-28 19:00 |  | Physiologic Monitor Modules; Pulse Oximetry | 29486 | M1020A | PHILIPS MEDICAL SYSTEMS CARDIAC & MONITORING SYSTEMS DIV | 2500
CHRISTIANA |  | CH-SURGI | 0 | 3805A95306 | DE |  | 2008-01-20 19:00 |  | Physiologic Monitor Modules; Pulse Oximetry | 28557 | M1020A | PHILIPS MEDICAL SYSTEMS CARDIAC & MONITORING SYSTEMS DIV | 2500
CHRISTIANA |  | HOSPITAL-WH | 0 | 3251A25121 | DE |  | 2005-11-14 19:00 |  | Physiologic Monitor Modules; Pulse Oximetry | 37911 | M1020A | PHILIPS MEDICAL SYSTEMS CARDIAC & MONITORING SYSTEMS DIV | 2500
CHRISTIANA |  | HOSPITAL-WH | 0 | DE805A1152 | DE |  | 2005-11-14 19:00 |  | Physiologic Monitor Modules; Pulse Oximetry | 37913 | M1020A | PHILIPS MEDICAL SYSTEMS CARDIAC & MONITORING SYSTEMS DIV | 2500
CHRISTIANA |  | HOSPITAL-WH | 0 | 3410A37433 | DE |  | 2005-11-14 19:00 |  | Physiologic Monitor Modules; Pulse Oximetry | 37912 | M1020A | PHILIPS MEDICAL SYSTEMS CARDIAC & MONITORING SYSTEMS DIV | 2500
CHRISTIANA |  | HOSPITAL-CH | 0 | 3251A25119 | DE |  | 2007-04-11 20:00 |  | Physiologic Monitor Modules; Pulse Oximetry | 39831 | M1020A | PHILIPS MEDICAL SYSTEMS CARDIAC & MONITORING SYSTEMS DIV | 2500
CHRISTIANA |  | HOSPITAL-CH | 0 | 3731A73085 | DE |  |  |  | Physiologic Monitor Modules; Pulse Oximetry | 26971 | M1020A | PHILIPS MEDICAL SYSTEMS CARDIAC & MONITORING SYSTEMS DIV | 2500
CHRISTIANA |  | HOSPITAL-CH | 0 | 3731A71700 | DE |  | 2008-01-20 19:00 |  | Physiologic Monitor Modules; Pulse Oximetry | 26640 | M1020A | PHILIPS MEDICAL SYSTEMS CARDIAC & MONITORING SYSTEMS DIV | 2500
CHRISTIANA |  | HOSPITAL-CH | 0 | 3805A82467 | DE |  | 2008-01-20 19:00 |  | Physiologic Monitor Modules; Pulse Oximetry | 27635 | M1020A | PHILIPS MEDICAL SYSTEMS CARDIAC & MONITORING SYSTEMS DIV | 2500
CHRISTIANA |  | HOSPITAL-CH | 0 | 3805A86176 | DE |  | 2001-10-18 20:00 |  | Physiologic Monitor Modules; Pulse Oximetry | 31272 | M1020A | PHILIPS MEDICAL SYSTEMS CARDIAC & MONITORING SYSTEMS DIV | 2500
CHRISTIANA |  | HOSPITAL-CH | 0 | 3731A73249 | DE |  | 2008-01-20 19:00 |  | Physiologic Monitor Modules; Pulse Oximetry | 27572 | M1020A | PHILIPS MEDICAL SYSTEMS CARDIAC & MONITORING SYSTEMS DIV | 2500
CHRISTIANA |  | CH-SURGI | 0 | 3805A95636 | DE |  |  |  | Physiologic Monitor Modules; Pulse Oximetry | 28545 | M1020A | PHILIPS MEDICAL SYSTEMS CARDIAC & MONITORING SYSTEMS DIV | 2500
CHRISTIANA |  | HOSPITAL-CH | 0 | DE80510716 | DE |  | 2004-11-28 19:00 |  | Physiologic Monitor Modules; Pulse Oximetry | 36786 | M1020A | PHILIPS MEDICAL SYSTEMS CARDIAC & MONITORING SYSTEMS DIV | 2500
CHRISTIANA |  | HOSPITAL-CH | 0 | 3410A34755 | DE |  | 1994-07-11 20:00 |  | Physiologic Monitor Modules; Pulse Oximetry | 21599 | M1020A | PHILIPS MEDICAL SYSTEMS CARDIAC & MONITORING SYSTEMS DIV | 2500 | Purchased
CHRISTIANA |  | HOSPITAL-CH | 0 | 3731A70728 | DE |  |  |  | Physiologic Monitor Modules; Pulse Oximetry | 26586 | M1020A | PHILIPS MEDICAL SYSTEMS CARDIAC & MONITORING SYSTEMS DIV | 2500
CHRISTIANA |  | CH-SURGI | 0 | 3805A95638 | DE |  |  |  | Physiologic Monitor Modules; Pulse Oximetry | 28549 | M1020A | PHILIPS MEDICAL SYSTEMS CARDIAC & MONITORING SYSTEMS DIV | 2500
CHRISTIANA |  | WH SURGI | 0 | DE805D7071 | DE |  | 2002-11-24 19:00 |  | Physiologic Monitor Modules; Pulse Oximetry | 34269 | M1020A | PHILIPS MEDICAL SYSTEMS CARDIAC & MONITORING SYSTEMS DIV | 2500 | Purchased
CHRISTIANA |  | HOSPITAL-CH | 0 | 3504A43128 | DE |  | 1995-02-01 19:00 |  | Physiologic Monitor Modules; Pulse Oximetry | 22891 | M1020A | PHILIPS MEDICAL SYSTEMS CARDIAC & MONITORING SYSTEMS DIV | 2500
CHRISTIANA |  | HOSPITAL-CH | 0 | 3343A32638 | DE |  | 1994-04-25 20:00 |  | Physiologic Monitor Modules; Pulse Oximetry | 21423 | M1020A | PHILIPS MEDICAL SYSTEMS CARDIAC & MONITORING SYSTEMS DIV | 2500
CHRISTIANA |  | HOSPITAL-CH | 0 | DE805F5203 | DE |  |  |  | Physiologic Monitor Modules; Pulse Oximetry | 34598 | M1020A | PHILIPS MEDICAL SYSTEMS CARDIAC & MONITORING SYSTEMS DIV | 2500
CHRISTIANA |  | HOSPITAL-CH | 0 | 3504A43165 | DE |  |  |  | Physiologic Monitor Modules; Pulse Oximetry | 22900 | M1020A | PHILIPS MEDICAL SYSTEMS CARDIAC & MONITORING SYSTEMS DIV | 2500
CHRISTIANA |  | HOSPITAL-CH | 0 | 3616A59792 | DE |  | 1996-07-28 20:00 |  | Physiologic Monitor Modules; Pulse Oximetry | 24735 | M1020A | PHILIPS MEDICAL SYSTEMS CARDIAC & MONITORING SYSTEMS DIV | 2500
CHRISTIANA |  | HOSPITAL-CH | 0 | 3805G92684 | DE |  | 2000-07-11 20:00 |  | Physiologic Monitor Modules; Pulse Oximetry | 30625 | M1020A | PHILIPS MEDICAL SYSTEMS CARDIAC & MONITORING SYSTEMS DIV | 2500
CHRISTIANA |  | HOSPITAL-CH | 0 | DE80510720 | DE |  | 2004-11-28 19:00 |  | Physiologic Monitor Modules; Pulse Oximetry | 36795 | M1020A | PHILIPS MEDICAL SYSTEMS CARDIAC & MONITORING SYSTEMS DIV | 2500
CHRISTIANA |  | HOSPITAL-CH | 0 | 3731A75242 | DE |  | 2008-01-20 19:00 |  | Physiologic Monitor Modules; Pulse Oximetry | 27093 | M1020A | PHILIPS MEDICAL SYSTEMS CARDIAC & MONITORING SYSTEMS DIV | 2500
CHRISTIANA |  | HOSPITAL-CH | 0 | 3731A73086 | DE |  | 2008-01-20 19:00 |  | Physiologic Monitor Modules; Pulse Oximetry | 26699 | M1020A | PHILIPS MEDICAL SYSTEMS CARDIAC & MONITORING SYSTEMS DIV | 2500
CHRISTIANA |  | CH-SURGI | 0 | 3805A95305 | DE |  | 1999-02-28 19:00 |  | Physiologic Monitor Modules; Pulse Oximetry | 28525 | M1020A | PHILIPS MEDICAL SYSTEMS CARDIAC & MONITORING SYSTEMS DIV | 2500
CHRISTIANA |  | HOSPITAL-CH | 0 | DE805I3647 | DE |  | 2005-08-02 20:00 |  | Physiologic Monitor Modules; Pulse Oximetry | 37623 | M1020A | PHILIPS MEDICAL SYSTEMS CARDIAC & MONITORING SYSTEMS DIV | 2500
CHRISTIANA |  | CH-SURGI | 0 | 3805A95313 | DE |  |  |  | Physiologic Monitor Modules; Pulse Oximetry | 28563 | M1020A | PHILIPS MEDICAL SYSTEMS CARDIAC & MONITORING SYSTEMS DIV | 2500
CHRISTIANA |  | HOSPITAL-CH | 0 | B35174 | DE |  | 2011-11-07 19:00 |  | Physiologic Monitor Modules; Pulse Oximetry | 48671 | M1020A | PHILIPS MEDICAL SYSTEMS CARDIAC & MONITORING SYSTEMS DIV | 2500 | Purchased
CHRISTIANA |  | HOSPITAL-CH | 0 | B35176 | DE |  | 2011-11-07 19:00 |  | Physiologic Monitor Modules; Pulse Oximetry | 48672 | M1020A | PHILIPS MEDICAL SYSTEMS CARDIAC & MONITORING SYSTEMS DIV | 2500 | Purchased
CHRISTIANA |  | HOSPITAL-CH | 0 | B35246 | DE |  | 2011-11-07 19:00 |  | Physiologic Monitor Modules; Pulse Oximetry | 48661 | M1020A | PHILIPS MEDICAL SYSTEMS CARDIAC & MONITORING SYSTEMS DIV | 2500
CHRISTIANA |  | HOSPITAL-CH | 0 | B35266 | DE |  | 2011-11-07 19:00 |  | Physiologic Monitor Modules; Pulse Oximetry | 48662 | M1020A | PHILIPS MEDICAL SYSTEMS CARDIAC & MONITORING SYSTEMS DIV | 2500
CHRISTIANA |  | HOSPITAL-CH | 0 | DE805D1649 | DE |  | 2002-01-08 19:00 |  | Physiologic Monitor Modules; Pulse Oximetry | 32405 | M1020A | PHILIPS MEDICAL SYSTEMS CARDIAC & MONITORING SYSTEMS DIV | 2500 | Purchased
CHRISTIANA |  | HOSPITAL-CH | 0 | DE805D1637 | DE |  | 2002-01-08 19:00 |  | Physiologic Monitor Modules; Pulse Oximetry | 32391 | M1020A | PHILIPS MEDICAL SYSTEMS CARDIAC & MONITORING SYSTEMS DIV | 2500
CHRISTIANA |  | HOSPITAL-CH | 0 | DE805D1546 | DE |  |  |  | Physiologic Monitor Modules; Pulse Oximetry | 32363 | M1020A | PHILIPS MEDICAL SYSTEMS CARDIAC & MONITORING SYSTEMS DIV | 2500
CHRISTIANA |  | HOSPITAL-WH | 0 | DE805E6981 | DE |  | 2008-01-20 19:00 |  | Physiologic Monitor Modules; Pulse Oximetry | 26750 | M1020A | PHILIPS MEDICAL SYSTEMS CARDIAC & MONITORING SYSTEMS DIV | 2500
CHRISTIANA |  | HOSPITAL-CH | 0 | B35254 | DE |  | 2011-11-07 19:00 |  | Physiologic Monitor Modules; Pulse Oximetry | 48665 | M1020A | PHILIPS MEDICAL SYSTEMS CARDIAC & MONITORING SYSTEMS DIV | 2500
CHRISTIANA |  | HOSPITAL-CH | 0 | DE805D1353 | DE |  | 2002-01-08 19:00 |  | Physiologic Monitor Modules; Pulse Oximetry | 32317 | M1020A | PHILIPS MEDICAL SYSTEMS CARDIAC & MONITORING SYSTEMS DIV | 2500
CHRISTIANA |  | HOSPITAL-CH | 0 | DE805I3649 | DE |  | 2005-08-02 20:00 |  | Physiologic Monitor Modules; Pulse Oximetry | 37622 | M1020A | PHILIPS MEDICAL SYSTEMS CARDIAC & MONITORING SYSTEMS DIV | 2500
CHRISTIANA |  | HOSPITAL-CH | 0 | 3805A82608 | DE |  | 2008-01-20 19:00 |  | Physiologic Monitor Modules; Pulse Oximetry | 27631 | M1020A | PHILIPS MEDICAL SYSTEMS CARDIAC & MONITORING SYSTEMS DIV | 2500
CHRISTIANA |  | HOSPITAL-CH | 0 | DE805D1540 | DE |  | 2002-01-08 19:00 |  | Physiologic Monitor Modules; Pulse Oximetry | 32429 | M1020A | PHILIPS MEDICAL SYSTEMS CARDIAC & MONITORING SYSTEMS DIV | 2500 | Purchased
CHRISTIANA |  | HOSPITAL-CH | 0 | DE805D1644 | DE |  | 2002-01-08 19:00 |  | Physiologic Monitor Modules; Pulse Oximetry | 32412 | M1020A | PHILIPS MEDICAL SYSTEMS CARDIAC & MONITORING SYSTEMS DIV | 2500
CHRISTIANA |  | HOSPITAL-CH | 0 | DE805I3648 | DE |  | 2005-08-02 20:00 |  | Physiologic Monitor Modules; Pulse Oximetry | 37621 | M1020A | PHILIPS MEDICAL SYSTEMS CARDIAC & MONITORING SYSTEMS DIV | 2500
CHRISTIANA |  | HOSPITAL-CH | 0 | 3805A89575 | DE |  |  |  | Physiologic Monitor Modules; Pulse Oximetry | 28159 | M1020A | PHILIPS MEDICAL SYSTEMS CARDIAC & MONITORING SYSTEMS DIV | 2500
CHRISTIANA |  | HOSPITAL-CH | 0 | 3343A32637 | DE |  | 1994-04-25 20:00 |  | Physiologic Monitor Modules; Pulse Oximetry | 21432 | M1020A | PHILIPS MEDICAL SYSTEMS CARDIAC & MONITORING SYSTEMS DIV | 2500
CHRISTIANA |  | CH-SURGI | 0 | 3805A95312 | DE |  |  |  | Physiologic Monitor Modules; Pulse Oximetry | 28537 | M1020A | PHILIPS MEDICAL SYSTEMS CARDIAC & MONITORING SYSTEMS DIV | 2500
CHRISTIANA |  | HOSPITAL-CH | 0 | 3705A67898 | DE |  |  |  | Physiologic Monitor Modules; Pulse Oximetry | 25349 | M1020A | PHILIPS MEDICAL SYSTEMS CARDIAC & MONITORING SYSTEMS DIV | 2500
CHRISTIANA |  | HOSPITAL-CH | 0 | 3805A79385 | DE |  | 2008-01-20 19:00 |  | Physiologic Monitor Modules; Pulse Oximetry | 27549 | M1020A | PHILIPS MEDICAL SYSTEMS CARDIAC & MONITORING SYSTEMS DIV | 2500
CHRISTIANA |  | HOSPITAL-CH | 0 | 3504A43127 | DE |  | 1995-02-01 19:00 |  | Physiologic Monitor Modules; Pulse Oximetry | 22895 | M1020A | PHILIPS MEDICAL SYSTEMS CARDIAC & MONITORING SYSTEMS DIV | 2500
CHRISTIANA |  | HOSPITAL-CH | 0 | 3616A59634 | DE |  | 1996-07-23 20:00 |  | Physiologic Monitor Modules; Pulse Oximetry | 25152 | M1020A | PHILIPS MEDICAL SYSTEMS CARDIAC & MONITORING SYSTEMS DIV | 2500
CHRISTIANA |  | HOSPITAL-CH | 0 | 3805G92805 | DE |  | 2000-07-11 20:00 |  | Physiologic Monitor Modules; Pulse Oximetry | 30620 | M1020A | PHILIPS MEDICAL SYSTEMS CARDIAC & MONITORING SYSTEMS DIV | 2500
CHRISTIANA |  | HOSPITAL-CH | 0 | 3705A68047 | DE |  |  |  | Physiologic Monitor Modules; Pulse Oximetry | 25328 | M1020A | PHILIPS MEDICAL SYSTEMS CARDIAC & MONITORING SYSTEMS DIV | 2500
CHRISTIANA |  | HOSPITAL-CH | 0 | 3705A67848 | DE |  | 1997-03-30 19:00 |  | Physiologic Monitor Modules; Pulse Oximetry | 25398 | M1020A | PHILIPS MEDICAL SYSTEMS CARDIAC & MONITORING SYSTEMS DIV | 2500
CHRISTIANA |  | HOSPITAL-CH | 0 | 3731A73062 | DE |  | 2008-01-20 19:00 |  | Physiologic Monitor Modules; Pulse Oximetry | 26601 | M1020A | PHILIPS MEDICAL SYSTEMS CARDIAC & MONITORING SYSTEMS DIV | 2500
CHRISTIANA |  | CH-SURGI | 0 | 3805A95665 | DE |  | 2008-01-20 19:00 |  | Physiologic Monitor Modules; Pulse Oximetry | 28561 | M1020A | PHILIPS MEDICAL SYSTEMS CARDIAC & MONITORING SYSTEMS DIV | 2500
CHRISTIANA |  | CH-SURGI | 0 | 3805G94119 | DE |  |  |  | Physiologic Monitor Modules; Pulse Oximetry | 29781 | M1020A | PHILIPS MEDICAL SYSTEMS CARDIAC & MONITORING SYSTEMS DIV | 2500
CHRISTIANA |  | HOSPITAL-CH | 0 | 3616A59695 | DE |  |  |  | Physiologic Monitor Modules; Pulse Oximetry | 25148 | M1020A | PHILIPS MEDICAL SYSTEMS CARDIAC & MONITORING SYSTEMS DIV | 2500
CHRISTIANA |  | HOSPITAL-CH | 0 | 3805G82761 | DE |  | 1995-10-16 20:00 |  | Physiologic Monitor Modules; Pulse Oximetry | 23555 | M1020A | PHILIPS MEDICAL SYSTEMS CARDIAC & MONITORING SYSTEMS DIV | 2500
CHRISTIANA |  | HOSPITAL-CH | 0 | 3616A59685 | DE |  | 1996-07-23 20:00 |  | Physiologic Monitor Modules; Pulse Oximetry | 25150 | M1020A | PHILIPS MEDICAL SYSTEMS CARDIAC & MONITORING SYSTEMS DIV | 2500
CHRISTIANA |  | HCCC | 0 | J9615884 | DE |  | 2013-08-19 20:00 |  | THERMOMETERS; Electronic; Infrared; Ear | 45541 | 3000A THERMOMETERS; ELECT | FIRST TEMP GENIUS | 350
CHRISTIANA |  | HCCC | 0 | J0353098 | DE |  | 2013-08-24 20:00 |  | THERMOMETERS; Electronic; Infrared; Ear | 45427 | 3000A THERMOMETERS; ELECT | FIRST TEMP GENIUS | 350
CHRISTIANA |  | HOSPITAL-CH | 0 | 10005349 | DE |  | 2019-03-29 07:53 |  | Apnea Monitors; Neonatal | 44974 | SMART MONITOR 2 APNEA MONITORS; NEONATAL | Philips Respironics Inc | 3500 | Purchased
CHRISTIANA |  | HOSPITAL-WH | 0 | 216C1A-1786 | DE |  |  |  | Radiographic Units; Head | 13857 | F100 | Franklin | 30000
CHRISTIANA |  | HOSPITAL-WH | 0 | 2161A1802 | DE |  |  |  | Radiographic Units; Head | 13885 | F100 | Franklin | 30000
CHRISTIANA |  | CANCER CENTER | 0 | HF10404 | DE |  | 2017-05-31 20:00 |  | Scales; Clinical; Blood Collection | 65979 | HemoFlow Portable Scale and Mixer 400 Basic | APPLIED SCIENCE INC. | 2335 | Purchased
CHRISTIANA |  | Union Diagnostics | 0 | HF10406 | MD |  | 2017-05-31 20:00 |  | Scales; Clinical; Blood Collection | 66395 | HemoFlow Portable Scale and Mixer 400 Basic | APPLIED SCIENCE INC. | 2335 | Purchased
CHRISTIANA |  | WH SURGI | 0 | LE624877P | DE |  |  |  | Image Processors; Video; Endoscopy | 38855 | AIDA DVD 20204020 | STORZ ENDOSCOPY-AMERICA INC | 15000
CHRISTIANA |  | HOSPITAL-CH | 0 | DD0621631 | DE |  |  |  | Image Processors; Video; Endoscopy | 46067 | AIDA DVD 20204020 | STORZ ENDOSCOPY-AMERICA INC | 15000
CHRISTIANA |  | HOSPITAL-WH | 0 | 22873 | DE |  | 2006-01-25 19:00 |  | Image Processors; Video; Endoscopy | 46512 | AIDA DVD 20204020 | STORZ ENDOSCOPY-AMERICA INC | 20000
CHRISTIANA |  | HOSPITAL-CH | 0 | KE624789-P | DE |  |  |  | Image Processors; Video; Endoscopy | 38442 | AIDA DVD 20204020 | STORZ ENDOSCOPY-AMERICA INC | 20000
CHRISTIANA |  | HOSPITAL-CH | 0 | CD627938-P | DE |  |  |  | Image Processors; Video; Endoscopy | 46777 | AIDA DVD 20204020 | STORZ ENDOSCOPY-AMERICA INC | 20000
CHRISTIANA |  | WH SURGI | 0 | LE624871-P | DE |  |  |  | Image Processors; Video; Endoscopy | 49900 | AIDA DVD 20204020 | STORZ ENDOSCOPY-AMERICA INC | 13495.99
CHRISTIANA |  | HOSPITAL-CH | 0 | BD627616-P | DE |  |  |  | Image Processors; Video; Endoscopy | 38443 | AIDA DVD 20204020 | STORZ ENDOSCOPY-AMERICA INC | 20000
CHRISTIANA |  | WH SURGI | 0 | KE624686P | DE |  |  |  | Image Processors; Video; Endoscopy | 47270 | AIDA DVD 20204020 | STORZ ENDOSCOPY-AMERICA INC | 15000
CHRISTIANA |  | WH SURGI | 0 | KE624793-P | DE |  |  |  | Image Processors; Video; Endoscopy | 49901 | AIDA DVD 20204020 | STORZ ENDOSCOPY-AMERICA INC | 13495.99
CHRISTIANA |  | HOSPITAL-CH | 0 | VX604167-T | DE |  | 2006-01-25 19:00 |  | Image Processors; Video; Endoscopy | 50068 | AIDA DVD 20204020 | STORZ ENDOSCOPY-AMERICA INC | 13495.99 | Purchased
CHRISTIANA |  | HOSPITAL-WH | 0 | 22942 | DE |  | 2006-01-25 19:00 |  | Image Processors; Video; Endoscopy | 46513 | AIDA DVD 20204020 | STORZ ENDOSCOPY-AMERICA INC | 20000
CHRISTIANA |  | HOSPITAL-CH | 0 | 1111146925 | DE |  |  |  | Ultrasound Surgical Units | 49879 | GEN11 | ETHICON ENDO-SURGERY INC A JOHNSON & JOHNSON CO | 3500
CHRISTIANA |  | HOSPITAL-CH | 0 | 1111114132 | DE |  | 2013-06-27 20:00 |  | Ultrasound Surgical Units | 49880 | GEN11 | ETHICON ENDO-SURGERY INC A JOHNSON & JOHNSON CO | 3500
CHRISTIANA |  | EDUCATION | 0 | 1111237008 | DE |  | 2013-06-27 20:00 |  | Electrosurgical Units; Monopolar/Bipolar | 45549 | GEN11 | ETHICON ENDO-SURGERY INC A JOHNSON & JOHNSON CO | 3500 | Purchased
CHRISTIANA |  | HOSPITAL-CH | 0 | 1111138520 | DE |  | 2011-10-09 20:00 |  | Ultrasound Surgical Units | 48216 | GEN11 | ETHICON ENDO-SURGERY INC A JOHNSON & JOHNSON CO | 3500 | Purchased
CHRISTIANA |  | HOSPITAL-CH | 0 | 3917 | DE |  |  |  | Mixers; Blood Bank; Donor Blood | 40594 | Sebra Blood Shaker/Weight Monitor 1020 | SEBRA | 799.99
CHRISTIANA |  | HOSPITAL-CH | 0 | 3759 | DE |  |  |  | Mixers; Blood Bank; Donor Blood | 40593 | Sebra Blood Shaker/Weight Monitor 1020 | SEBRA | 799.99
CHRISTIANA |  | HOSPITAL-CH | 0 | 3760 | DE |  |  |  | Mixers; Blood Bank; Donor Blood | 40595 | Sebra Blood Shaker/Weight Monitor 1020 | SEBRA | 799.99
CHRISTIANA |  | CH-SURGI | 0 | ME0619323 | DE |  | 2006-01-25 19:00 |  | Light Sources; Fiberoptic | 38467 | Xenon 300 Light Source 20133120 | STORZ ENDOSCOPY-AMERICA INC | 8920
CHRISTIANA |  | CH-SURGI | 0 | ME0619330 | DE |  | 2006-01-25 19:00 |  | Light Sources; Fiberoptic | 38461 | Xenon 300 Light Source 20133120 | STORZ ENDOSCOPY-AMERICA INC | 8920
CHRISTIANA |  | CH-SURGI | 0 | ME0619311 | DE |  | 2006-01-25 19:00 |  | Light Sources; Fiberoptic | 38470 | Xenon 300 Light Source 20133120 | STORZ ENDOSCOPY-AMERICA INC | 8920
CHRISTIANA |  | CH-SURGI | 0 | IG0602725 | DE |  |  |  | Light Sources; Fiberoptic | 50623 | Xenon 300 Light Source 20133120 | STORZ ENDOSCOPY-AMERICA INC | 8920
CHRISTIANA |  | WH SURGI | 0 | ME0619321 | DE |  | 2006-01-25 19:00 |  | Light Sources; Fiberoptic | 38406 | Xenon 300 Light Source 20133120 | STORZ ENDOSCOPY-AMERICA INC | 8920
CHRISTIANA |  | CH-SURGI | 0 | ME0619331 | DE |  | 2006-01-25 19:00 |  | Light Sources; Fiberoptic | 38473 | Xenon 300 Light Source 20133120 | STORZ ENDOSCOPY-AMERICA INC | 8920
CHRISTIANA |  | CH-SURGI | 0 | ME0619310 | DE |  | 2012-08-16 20:00 |  | Light Sources; Fiberoptic | 49734 | Xenon 300 Light Source 20133120 | STORZ ENDOSCOPY-AMERICA INC | 3500
CHRISTIANA |  | CH-SURGI | 0 | LE0618752 | DE |  | 2006-01-25 19:00 |  | Light Sources; Fiberoptic | 38454 | Xenon 300 Light Source 20133120 | STORZ ENDOSCOPY-AMERICA INC | 8920
CHRISTIANA |  | WH SURGI | 0 | LE0618754 | DE |  | 2006-01-25 19:00 |  | Light Sources; Fiberoptic | 38403 | Xenon 300 Light Source 20133120 | STORZ ENDOSCOPY-AMERICA INC | 8920
CHRISTIANA |  | HOSPITAL-WH | 0 | LED618749 | DE |  | 2006-01-25 19:00 |  | Light Sources; Fiberoptic | 38407 | Xenon 300 Light Source 20133120 | STORZ ENDOSCOPY-AMERICA INC | 8920
CHRISTIANA |  | CH-SURGI | 0 | ME061910 | DE |  |  |  | Light Sources; Fiberoptic | 38463 | Xenon 300 Light Source 20133120 | STORZ ENDOSCOPY-AMERICA INC | 8920
CHRISTIANA |  | HOSPITAL-CH | 0 | FD022428 | DE |  |  |  | Light Sources; Fiberoptic | 38778 | Xenon 300 Light Source 20133120 | STORZ ENDOSCOPY-AMERICA INC | 7542.5
CHRISTIANA |  | WH SURGI | 0 | 1150 | DE |  | 2008-01-20 19:00 |  | Light Sources; Fiberoptic | 28237 | Xenon 300 Light Source 20133120 | STORZ ENDOSCOPY-AMERICA INC | 8920 | Purchased
CHRISTIANA |  | HOSPITAL-WH | 0 | 1145 | DE |  |  |  | Light Sources; Fiberoptic | 28490 | Xenon 300 Light Source 20133120 | STORZ ENDOSCOPY-AMERICA INC | 8920
CHRISTIANA |  | HOSPITAL-CH | 0 | 1132 | DE |  |  |  | Light Sources; Fiberoptic | 28239 | Xenon 300 Light Source 20133120 | STORZ ENDOSCOPY-AMERICA INC | 8920
CHRISTIANA |  | WH SURGI | 0 | IB0646135 | DE |  |  |  | Light Sources; Fiberoptic | 42620 | Xenon 300 Light Source 20133120 | STORZ ENDOSCOPY-AMERICA INC | 8920
CHRISTIANA |  | HOSPITAL-CH | 0 | 1111 | DE |  |  |  | Light Sources; Fiberoptic | 28599 | Xenon 300 Light Source 20133120 | STORZ ENDOSCOPY-AMERICA INC | 8920
CHRISTIANA |  | HOSPITAL-CH | 0 | 1090 | DE |  |  |  | Light Sources; Fiberoptic | 28598 | Xenon 300 Light Source 20133120 | STORZ ENDOSCOPY-AMERICA INC | 8920
CHRISTIANA |  | HOSPITAL-CH | 0 | 104-0215CXVZ | DE |  |  |  | Monitors; Bedside; Respiration; Exhaled Carbon Dioxide | 28759 | 610B | Dixtal Medical Inc | 1600
CHRISTIANA |  | HOSPITAL-CH | 0 | 104-0016CXVZ | DE |  |  |  | Monitors; Bedside; Respiration; Exhaled Carbon Dioxide | 28757 | 610B | Dixtal Medical Inc | 1600
CHRISTIANA |  | HOSPITAL-CH | 0 | 104-0216CXVZ | DE |  |  |  | Monitors; Bedside; Respiration; Exhaled Carbon Dioxide | 28761 | 610B | Dixtal Medical Inc | 1600
CHRISTIANA |  | HOSPITAL-CH | 0 | 104-0038AZ | DE |  |  |  | Monitors; Bedside; Respiration; Exhaled Carbon Dioxide | 28756 | 610B | Dixtal Medical Inc | 1600
CHRISTIANA |  | HOSPITAL-CH | 0 | 00K002 | DE |  |  |  | Regulators; Suction | 00K002 | 3700 Series Suction Regulator 3704 | Boehringer Laboratories Inc | 850 | Purchased
CHRISTIANA |  | HOSPITAL-CH | 0 | 38853 | DE |  | 2004-12-11 19:00 |  | Regulators; Suction | 61496 | 3700 Series Suction Regulator 3704 | Boehringer Laboratories Inc | 850 | Purchased
CHRISTIANA |  | HOSPITAL-CH | 0 | HH327804 4806 | DE |  |  |  | TEST EQUIPMENT; TEST EQUIPMENT | 49478 | 8045R2-2-GY-STERIS | STERIS Corp | 0
CHRISTIANA |  | HOSPITAL-CH | 0 | HH295745 4505 | DE |  |  |  | TEST EQUIPMENT; TEST EQUIPMENT | 49477 | 8045R2-2-GY-STERIS | STERIS Corp | 5000
CHRISTIANA |  | HOSPITAL-CH | 0 | 10-0074 | DE |  |  |  | TEST EQUIPMENT; TEST EQUIPMENT | 49446 | 02-50173-1-001 REV.A | ADVANCED STERILIZATION PRODUCTS A JOHNSON & JOHNSON CO | 5000
CHRISTIANA |  | HOSPITAL-WH | 0 | F8I2828B | DE |  |  |  | Electrosurgical Units | 27994 | FORCE EZ | VALLEYLAB DIV TYCO HEALTHCARE GROUP LP | 5000
CHRISTIANA |  | HOSPITAL-WH | 0 | F8I2827B | DE |  |  |  | Electrosurgical Units | 27995 | FORCE EZ | VALLEYLAB DIV TYCO HEALTHCARE GROUP LP | 5000
CHRISTIANA |  | HOSPITAL-CH | 0 | 07F1865D0558 | DE |  |  |  | Light Sources; Fiberoptic | 40275 | Y1865 | INTUITIVE SURGICAL INC | 15000
CHRISTIANA |  | HOSPITAL-CH | 0 | 901 | DE |  |  |  | Incubators; Laboratory; Test Tube | 36627 | 2097-1 | LAB-LINE INSTRUMENTS INC | 3500
CHRISTIANA |  | HOSPITAL-CH | 0 | 04AGT-002 | DE |  |  |  | Electrosurgical Units | 35499 | BC-200 | CONMED ASPEN SURGICAL SYSTEMS | 0
CHRISTIANA |  | HOSPITAL-CH | 0 | 04AGT 003 | DE |  |  |  | Electrosurgical Units | 35500 | BC-200 | CONMED ASPEN SURGICAL SYSTEMS | 0
CHRISTIANA |  | Carneys Point | 0 | 41775 | NJ |  |  |  | Electrosurgical Units | 31845 | F.F.P.F.EMC | ELLMAN INTERNATIONAL INC | 4999.99
CHRISTIANA |  | MAP II | 0 | IU-N-12-0108 | DE |  |  |  | Electrosurgical Units | 24946 | QUANTUM 2000 | WALLACH SURGICAL DEVICES INC | 7000
CHRISTIANA |  | HOSPITAL-CH | 0 | 47600 | DE |  |  |  | Detectors; Blood Flow; Ultrasonic | 16697 | 811 | PARKS MEDICAL ELECTRONICS INC | 1000
CHRISTIANA |  | HOSPITAL-WH | 0 | 39520 | DE |  |  |  | Detectors; Blood Flow; Ultrasonic | 32119 | 811 | PARKS MEDICAL ELECTRONICS INC | 1000
CHRISTIANA |  | HOSPITAL-CH | 0 | NONE | DE |  |  |  | Detectors; Blood Flow; Ultrasonic | 16194 | 811 | PARKS MEDICAL ELECTRONICS INC | 1000
CHRISTIANA |  | HOSPITAL-CH | 0 | 600011426 | DE |  |  |  | Detectors; Blood Flow; Ultrasonic | 49097 | 811 | PARKS MEDICAL ELECTRONICS INC | 1000
CHRISTIANA |  | HOSPITAL-CH | 0 | 600011 | DE |  |  |  | Detectors; Blood Flow; Ultrasonic | 49096 | 811 | PARKS MEDICAL ELECTRONICS INC | 1000
CHRISTIANA |  | HOSPITAL-CH | 0 | 18111 | DE |  |  |  | Detectors; Blood Flow; Ultrasonic | 18111 | 811 | PARKS MEDICAL ELECTRONICS INC | 1000
CHRISTIANA |  | HOSPITAL-CH | 0 | NS | DE |  |  |  | Detectors; Blood Flow; Ultrasonic | 11740 | 811 | PARKS MEDICAL ELECTRONICS INC | 1000
CHRISTIANA |  | HOSPITAL-CH | 0 | 811B-600003586 | DE |  | 2008-05-13 20:00 |  | Detectors; Blood Flow; Ultrasonic | 41682 | 811-B Ultrasonic Doppler Flow Detector | PARKS MEDICAL ELECTRONICS INC | 1000 | Purchased
CHRISTIANA |  | HOSPITAL-CH | 0 | 123781 | DE |  |  |  | Detectors; Blood Flow; Ultrasonic | 42126 | 811 | PARKS MEDICAL ELECTRONICS INC | 1000
CHRISTIANA |  | HOSPITAL-CH | 0 | 18015 | DE |  | 1995-09-09 20:00 |  | Detectors; Blood Flow; Ultrasonic | 18015 | 811 | PARKS MEDICAL ELECTRONICS INC | 1000 | Purchased
CHRISTIANA |  | HOSPITAL-WH | 0 | 0 | DE |  |  |  | Detectors; Blood Flow; Ultrasonic | 19148 | 811 | PARKS MEDICAL ELECTRONICS INC | 1000
CHRISTIANA |  | HOSPITAL-WH | 0 | 43915 | DE |  |  |  | Detectors; Blood Flow; Ultrasonic | 22242 | 811 | PARKS MEDICAL ELECTRONICS INC | 1000
CHRISTIANA |  | HOSPITAL-CH | 0 | NONE | DE |  | 2004-11-03 19:00 |  | Laboratory Stirrers; Magnetic | 36596 | Top Stirrer PC-353 | CORNING INC LIFE SCIENCES DIV | 750 | Purchased
CHRISTIANA |  | CANCER CENTER | 0 | U1010 | DE |  | 2015-06-29 20:00 |  | Patient Transfer Aids | 60027 | 86 Series Recliner 86P | CHAMPION MANUFACTURING; INC | 2822.94
CHRISTIANA |  | CANCER CENTER | 0 | NONE | DE |  | 2015-03-05 19:00 |  | Patient Transfer Aids | 60028 | 86 Series Recliner 86P | CHAMPION MANUFACTURING; INC | 2822.94
CHRISTIANA |  | CANCER CENTER | 0 | U1005 | DE |  | 2015-06-29 20:00 |  | Patient Transfer Aids | 60029 | 86 Series Recliner 86P | CHAMPION MANUFACTURING; INC | 2822.94
CHRISTIANA |  | CANCER CENTER | 0 | U5672 | DE |  | 2017-05-21 20:00 |  | Patient Transfer Aids | 65111 | 86 Series Recliner 86P | CHAMPION MANUFACTURING; INC | 7500
CHRISTIANA |  | CANCER CENTER | 0 | U1008 | DE |  | 2015-06-29 20:00 |  | Patient Transfer Aids | 60030 | 86 Series Recliner 86P | CHAMPION MANUFACTURING; INC | 2822.94
CHRISTIANA |  | CANCER CENTER | 0 | U1009 | DE |  | 2015-06-29 20:00 |  | Patient Transfer Aids | 60032 | 86 Series Recliner 86P | CHAMPION MANUFACTURING; INC | 2822.94
CHRISTIANA |  | CANCER CENTER | 0 | U1011 | DE |  | 2015-06-29 20:00 |  | Patient Transfer Aids | 60034 | 86 Series Recliner 86P | CHAMPION MANUFACTURING; INC | 2822.94
CHRISTIANA |  | CANCER CENTER | 0 | U1006 | DE |  | 2015-06-29 20:00 |  | Patient Transfer Aids | 60033 | 86 Series Recliner 86P | CHAMPION MANUFACTURING; INC | 2822.94
CHRISTIANA |  | CANCER CENTER | 0 | 45386 | DE |  | 2017-05-21 20:00 |  | Patient Transfer Aids | 60734 | 86 Series Recliner 86P | CHAMPION MANUFACTURING; INC | 7500
CHRISTIANA |  | CANCER CENTER | 0 | u1059 | DE |  | 2016-05-18 20:00 |  | Patient Transfer Aids | 62099 | 86 Series Recliner 86P | CHAMPION MANUFACTURING; INC | 2822.94
CHRISTIANA |  | CANCER CENTER | 0 | U5328 | DE |  | 2017-05-21 20:00 |  | Patient Transfer Aids | 60736 | 86 Series Recliner 86P | CHAMPION MANUFACTURING; INC | 7500
CHRISTIANA |  | CANCER CENTER | 0 | U3499 | DE |  | 2016-05-18 20:00 |  | Patient Transfer Aids | 62100 | 86 Series Recliner 86P | CHAMPION MANUFACTURING; INC | 2822.94
CHRISTIANA |  | CANCER CENTER | 0 | U1055 | DE |  | 2016-05-18 20:00 |  | Patient Transfer Aids | 62102 | 86 Series Recliner 86P | CHAMPION MANUFACTURING; INC | 2822.94
CHRISTIANA |  | CANCER CENTER | 0 | U3500 | DE |  | 2016-05-18 20:00 |  | Patient Transfer Aids | 62104 | 86 Series Recliner 86P | CHAMPION MANUFACTURING; INC | 2822.94
CHRISTIANA |  | CANCER CENTER | 0 | U5387 | DE |  | 2017-05-21 20:00 |  | Patient Transfer Aids | 60737 | 86 Series Recliner 86P | CHAMPION MANUFACTURING; INC | 7500
CHRISTIANA |  | CANCER CENTER | 0 | U1056 | DE |  | 2016-05-18 20:00 |  | Patient Transfer Aids | 62101 | 86 Series Recliner 86P | CHAMPION MANUFACTURING; INC | 2822.94
CHRISTIANA |  | CANCER CENTER | 0 | U1054 | DE |  | 2016-05-18 20:00 |  | Patient Transfer Aids | 62103 | 86 Series Recliner 86P | CHAMPION MANUFACTURING; INC | 2822.94
CHRISTIANA |  | CANCER CENTER | 0 | U1052 | DE |  | 2016-05-18 20:00 |  | Patient Transfer Aids | 62105 | 86 Series Recliner 86P | CHAMPION MANUFACTURING; INC | 2822.94
CHRISTIANA |  | CANCER CENTER | 0 | U1058 | DE |  | 2016-05-18 20:00 |  | Patient Transfer Aids | 62106 | 86 Series Recliner 86P | CHAMPION MANUFACTURING; INC | 2822.94
CHRISTIANA |  | CANCER CENTER | 0 | U1057 | DE |  | 2016-05-18 20:00 |  | Patient Transfer Aids | 62108 | 86 Series Recliner 86P | CHAMPION MANUFACTURING; INC | 2822.94
CHRISTIANA |  | CANCER CENTER | 0 | U1060 | DE |  | 2016-05-18 20:00 |  | Patient Transfer Aids | 62107 | 86 Series Recliner 86P | CHAMPION MANUFACTURING; INC | 2822.94
CHRISTIANA |  | CANCER CENTER | 0 | U1053 | DE |  | 2016-05-18 20:00 |  | Patient Transfer Aids | 62109 | 86 Series Recliner 86P | CHAMPION MANUFACTURING; INC | 2822.94
CHRISTIANA |  | Middletown Care Center(Sleepy Hollow) | 0 | 546634 | DE |  |  |  | Microscopes; Light; Laboratory | 35270 | AO One-Fifty Microscope 150 | AMERICAN OPTICAL CORP | 1425
CHRISTIANA |  | HOSPITAL-CH | 0 | 319582 | DE |  |  |  | Microscopes; Light; Laboratory | 12030 | AO One-Fifty Microscope 150 | AMERICAN OPTICAL CORP | 2000
CHRISTIANA |  | HOSPITAL-CH | 0 | 14034 | DE |  | 2004-03-29 19:00 |  | Radiographic Units; Dental | 36324 | Orthophos 3 D3285 | SIRONA DENTAL SYSTEMS | 13897
CHRISTIANA |  | CH-SURGI | 1785 | 008-42062 | DE |  | 2005-10-03 20:00 |  | Lasers; Carbon Dioxide; Surgical/Dermatologic | 38068 | ULTRAPULSE | LUMENIS INC | 87275 | Purchased
CHRISTIANA |  | HOSPITAL-CH | 0 | 2745WS | DE |  |  |  | Dynamometer Exercise Systems; Computerized | 32171 | W510 | BALTIMORE THERAPEUTIC EQUIPMENT CO | 19999
CHRISTIANA |  | Springside Connor Building | 0 | 2747WS | DE |  |  |  | Dynamometer Exercise Systems; Computerized | 29464 | W510 | BALTIMORE THERAPEUTIC EQUIPMENT CO | 19999
CHRISTIANA |  | HOSPITAL-CH | 0 | HA30026 | DE |  |  |  | Stimulators; Electrical; Peripheral Nerve; Block Monitoring | 34754 | DIGISTIM 3P | NEURO TECHNOLOGY INC | 850
CHRISTIANA |  | HOSPITAL-CH | 0 | HA090082 | DE |  |  |  | Stimulators; Electrical; Peripheral Nerve; Block Monitoring | 34757 | DIGISTIM 3P | NEURO TECHNOLOGY INC | 850
CHRISTIANA |  | HOSPITAL-CH | 0 | HA080092 | DE |  |  |  | Stimulators; Electrical; Peripheral Nerve; Block Monitoring | 34756 | DIGISTIM 3P | NEURO TECHNOLOGY INC | 850
CHRISTIANA |  | HOSPITAL-CH | 0 | HA090081 | DE |  |  |  | Stimulators; Electrical; Peripheral Nerve; Block Monitoring | 34755 | DIGISTIM 3P | NEURO TECHNOLOGY INC | 850
CHRISTIANA |  | HOSPITAL-WH | 0 | 0103488-001 | DE |  |  |  | Sterilizing Units; Steam; Bulk | 40119 | 3043 STG3 | STERIS Corp | 39999.99
CHRISTIANA |  | HOSPITAL-WH | 0 | 0101293-02 | DE |  |  |  | Sterilizing Units; Steam; Bulk | 40118 | 3043 STG3 | STERIS Corp | 39999.99
CHRISTIANA |  | CH-SURGI | 0 | 812329705 | DE |  |  |  | Sterilizing Units; Steam; Bulk | 40120 | 3043 STG3 | STERIS Corp | 39999.99
CHRISTIANA |  | HOSPITAL-WH | 0 | 0136198-06 | DE |  |  |  | Sterilizing Units; Steam; Bulk | 40117 | 3043 STG3 | STERIS Corp | 39999.99
CHRISTIANA |  | HCCC | 0 | 117087 | DE |  |  |  | Scales; Patient; Floor | 35330 | 751 KLS | HEALTH O METER INC DIV SUNBEAM CORP | 0
CHRISTIANA |  | HOSPITAL-CH | 0 | 02D020224 | DE |  |  |  | Lights; Infrared | 33622 | 220-180-521 | Stryker Corp | 0
CHRISTIANA |  | HOSPITAL-CH | 0 | 628 | DE |  |  |  | Compressors; Medical-Air | 31527 | 513000-0 | Rochester Electro-Medical Inc | 0
CHRISTIANA |  | HOSPITAL-CH | 0 | 30563 | DE |  |  |  | Compression Units | 14240 | 69-00 | JOBST INSTITUTE INC A BEIERSDORF CO | 1800
CHRISTIANA |  | HOSPITAL-CH | 0 | MY52I1D152 | DE |  |  |  | Printers | 23693 | C2114A | PHILIPS MEDICAL SYSTEMS CARDIAC & MONITORING SYSTEMS DIV | 2000
CHRISTIANA |  | HOSPITAL-CH | 0 | MY52C1DOF7 | DE |  |  |  | Printers | 23694 | C2114A | PHILIPS MEDICAL SYSTEMS CARDIAC & MONITORING SYSTEMS DIV | 2000
CHRISTIANA |  |  | 0 | A53100 | DE |  |  |  | Anesthesia Kits; Paracervical | 31869 | 7304A ASPIRATOR | DeVilbiss Healthcare Inc | 0
CHRISTIANA |  |  | 0 | A54748 | DE |  |  |  | Anesthesia Kits; Paracervical | 28107 | 7304A ASPIRATOR | DeVilbiss Healthcare Inc | 700
CHRISTIANA |  |  | 0 | A50832 | DE |  |  |  | Anesthesia Kits; Paracervical | 27428 | 7304A ASPIRATOR | DeVilbiss Healthcare Inc | 600
CHRISTIANA |  | CONCORD M.O.B. | 0 | 9600186 | PA |  |  |  | Spirometers; Diagnostic | 23807 | 61000 | CARDINAL | 4000
CHRISTIANA |  | HOSPITAL-CH | 0 | 061008C | DE |  |  |  | Exercisers; Continuous Passive Motion; Lower Limb; Knee | 14263 | 325 | Stryker Corp | 2995
CHRISTIANA |  | HOSPITAL-CH | 0 | 13000335 | DE |  | 2000-09-03 20:00 |  | Simulators; Cardiac; Electrocardiography | 30574 | 325 | GE MEDICAL SYSTEMS | 22540
CHRISTIANA |  | HOSPITAL-CH | 0 | RUF12270768PA | DE |  | 2012-10-04 20:00 |  | Simulators; Cardiac; Electrocardiography | 49976 | 325 | GE MEDICAL SYSTEMS | 22540
CHRISTIANA |  | HOSPITAL-WH | 0 | 40889 | DE |  | 2007-11-14 19:00 |  | Warming Units; Blood/Intravenous Solution | 37870 | Irrigation Fluid Warming System ORS-2066R | EchoLab | 24950
CHRISTIANA |  | HOSPITAL-CH | 0 | 47729 | DE |  | 2012-06-26 20:00 |  | Warming Units; Blood/Intravenous Solution | 47889 | Irrigation Fluid Warming System ORS-2066R | EchoLab | 7500
CHRISTIANA |  | HOSPITAL-WH | 0 | 4120A50149 | DE |  | 2002-06-30 20:00 |  | TELEMETRY UNITS | 31902 | M2601A | PHILIPS MEDICAL SYSTEMS CARDIAC & MONITORING SYSTEMS DIV | 2500 | Purchased
CHRISTIANA |  | HOSPITAL-WH | 0 | 4204A36433 | DE |  | 2002-06-06 20:00 |  | TELEMETRY UNITS | 31887 | M2601A | PHILIPS MEDICAL SYSTEMS CARDIAC & MONITORING SYSTEMS DIV | 1999.99 | Purchased
CHRISTIANA |  | HOSPITAL-WH | 0 | 3732A01866 | DE |  |  |  | TELEMETRY UNITS | 25926 | M2601A | PHILIPS MEDICAL SYSTEMS CARDIAC & MONITORING SYSTEMS DIV | 954
CHRISTIANA |  | HOSPITAL-WH | 0 | 3732A01870 | DE |  | 2008-01-20 19:00 |  | TELEMETRY UNITS | 26751 | M2601A | PHILIPS MEDICAL SYSTEMS CARDIAC & MONITORING SYSTEMS DIV | 2027
CHRISTIANA |  | HOSPITAL-WH | 0 | 3732A01874 | DE |  |  |  | TELEMETRY UNITS | 25923 | M2601A | PHILIPS MEDICAL SYSTEMS CARDIAC & MONITORING SYSTEMS DIV | 954
CHRISTIANA |  | HOSPITAL-WH | 0 | 3732A01864 | DE |  |  |  | TELEMETRY UNITS | 25925 | M2601A | PHILIPS MEDICAL SYSTEMS CARDIAC & MONITORING SYSTEMS DIV | 954
CHRISTIANA |  | HOSPITAL-WH | 0 | 3732A01156 | DE |  |  |  | TELEMETRY UNITS | 25922 | M2601A | PHILIPS MEDICAL SYSTEMS CARDIAC & MONITORING SYSTEMS DIV | 954
CHRISTIANA |  | HOSPITAL-WH | 0 | 3732A01871 | DE |  |  |  | TELEMETRY UNITS | 25924 | M2601A | PHILIPS MEDICAL SYSTEMS CARDIAC & MONITORING SYSTEMS DIV | 954
CHRISTIANA |  | HOSPITAL-CH | 0 | 3933A33514 | DE |  | 1999-11-08 19:00 |  | TELEMETRY UNITS | 29469 | M2601A | PHILIPS MEDICAL SYSTEMS CARDIAC & MONITORING SYSTEMS DIV | 2648.54 | Purchased
CHRISTIANA |  | HOSPITAL-WH | 0 | 4201A22022 | DE |  | 2002-06-06 20:00 |  | TELEMETRY UNITS | 31886 | M2601A | PHILIPS MEDICAL SYSTEMS CARDIAC & MONITORING SYSTEMS DIV | 2500
CHRISTIANA |  | HOSPITAL-WH | 0 | 3732A01873 | DE |  |  |  | TELEMETRY UNITS | 25914 | M2601A | PHILIPS MEDICAL SYSTEMS CARDIAC & MONITORING SYSTEMS DIV | 954
CHRISTIANA |  | HOSPITAL-WH | 0 | 3732A01862 | DE |  |  |  | TELEMETRY UNITS | 25913 | M2601A | PHILIPS MEDICAL SYSTEMS CARDIAC & MONITORING SYSTEMS DIV | 954
CHRISTIANA |  | HOSPITAL-WH | 0 | 3732A01863 | DE |  |  |  | TELEMETRY UNITS | 25915 | M2601A | PHILIPS MEDICAL SYSTEMS CARDIAC & MONITORING SYSTEMS DIV | 954
CHRISTIANA |  | HOSPITAL-CH | 0 | 4036A46602 | DE |  | 2001-01-08 19:00 |  | TELEMETRY UNITS | 29955 | M2601A | PHILIPS MEDICAL SYSTEMS CARDIAC & MONITORING SYSTEMS DIV | 2500 | Purchased
CHRISTIANA |  | HOSPITAL-CH | 0 | 4036A46603 | DE |  | 2001-01-08 19:00 |  | TELEMETRY UNITS | 29954 | M2601A | PHILIPS MEDICAL SYSTEMS CARDIAC & MONITORING SYSTEMS DIV | 2500 | Purchased
CHRISTIANA |  | HOSPITAL-CH | 0 | 3933A34134 | DE |  | 1999-10-18 20:00 |  | TELEMETRY UNITS | 29442 | M2601A | PHILIPS MEDICAL SYSTEMS CARDIAC & MONITORING SYSTEMS DIV | 43402 | Purchased
CHRISTIANA |  | HOSPITAL-CH | 0 | 3933A34142 | DE |  | 1999-10-18 20:00 |  | TELEMETRY UNITS | 29443 | M2601A | PHILIPS MEDICAL SYSTEMS CARDIAC & MONITORING SYSTEMS DIV | 43402 | Purchased
CHRISTIANA |  | HOSPITAL-CH | 0 | 3933A34091 | DE |  | 1999-10-18 20:00 |  | TELEMETRY UNITS | 29445 | M2601A | PHILIPS MEDICAL SYSTEMS CARDIAC & MONITORING SYSTEMS DIV | 43402 | Purchased
CHRISTIANA |  | HOSPITAL-CH | 0 | 3933A34090 | DE |  | 1999-10-18 20:00 |  | TELEMETRY UNITS | 29444 | M2601A | PHILIPS MEDICAL SYSTEMS CARDIAC & MONITORING SYSTEMS DIV | 43402 | Purchased
CHRISTIANA |  | HOSPITAL-CH | 0 | 3933A34141 | DE |  | 1999-10-18 20:00 |  | TELEMETRY UNITS | 29446 | M2601A | PHILIPS MEDICAL SYSTEMS CARDIAC & MONITORING SYSTEMS DIV | 43402 | Purchased
CHRISTIANA |  | HOSPITAL-CH | 0 | 3933A34094 | DE |  | 1999-10-18 20:00 |  | TELEMETRY UNITS | 29447 | M2601A | PHILIPS MEDICAL SYSTEMS CARDIAC & MONITORING SYSTEMS DIV | 43402 | Purchased
CHRISTIANA |  | HOSPITAL-CH | 0 | 3933A34097 | DE |  | 1999-10-18 20:00 |  | TELEMETRY UNITS | 29448 | M2601A | PHILIPS MEDICAL SYSTEMS CARDIAC & MONITORING SYSTEMS DIV | 43402 | Purchased
CHRISTIANA |  | HOSPITAL-WH | 0 | 4204A15259 | DE |  | 2002-12-05 19:00 |  | TELEMETRY UNITS | 34282 | M2601A | PHILIPS MEDICAL SYSTEMS CARDIAC & MONITORING SYSTEMS DIV | 2500 | Purchased
CHRISTIANA |  | HOSPITAL-WH | 0 | 3732A01457 | DE |  | 2008-01-20 19:00 |  | TELEMETRY UNITS | 24999 | M2601A | PHILIPS MEDICAL SYSTEMS CARDIAC & MONITORING SYSTEMS DIV | 954
CHRISTIANA |  | HOSPITAL-WH | 0 | 3732A01867 | DE |  |  |  | TELEMETRY UNITS | 24998 | M2601A | PHILIPS MEDICAL SYSTEMS CARDIAC & MONITORING SYSTEMS DIV | 954
CHRISTIANA |  | HOSPITAL-WH | 0 | 4204A27798 | DE |  | 2002-12-05 19:00 |  | TELEMETRY UNITS | 34281 | M2601A | PHILIPS MEDICAL SYSTEMS CARDIAC & MONITORING SYSTEMS DIV | 2500 | Purchased
CHRISTIANA |  | HOSPITAL-CH | 0 | 3251A15232 | DE |  |  |  | Physiologic Monitor Modules; Electrocardiography | 39843 | M1001A | PHILIPS MEDICAL SYSTEMS CARDIAC & MONITORING SYSTEMS DIV | 9.99
CHRISTIANA |  | HOSPITAL-CH | 0 | 3218A12487 | DE |  | 2007-04-11 20:00 |  | Physiologic Monitor Modules; Electrocardiography | 39841 | M1001A | PHILIPS MEDICAL SYSTEMS CARDIAC & MONITORING SYSTEMS DIV | 9.99
CHRISTIANA |  | HOSPITAL-CH | 0 | 3251A15215 | DE |  |  |  | Physiologic Monitor Modules; Electrocardiography | 39842 | M1001A | PHILIPS MEDICAL SYSTEMS CARDIAC & MONITORING SYSTEMS DIV | 9.99
CHRISTIANA |  | HOSPITAL-CH | 0 | 3251A15231 | DE |  |  |  | Physiologic Monitor Modules; Electrocardiography | 39839 | M1001A | PHILIPS MEDICAL SYSTEMS CARDIAC & MONITORING SYSTEMS DIV | 9.99
CHRISTIANA |  | HOSPITAL-CH | 0 | 3251A15216 | DE |  |  |  | Physiologic Monitor Modules; Electrocardiography | 39840 | M1001A | PHILIPS MEDICAL SYSTEMS CARDIAC & MONITORING SYSTEMS DIV | 9.99
CHRISTIANA |  | HOSPITAL-CH | 0 | 3251A15210 | DE |  | 2007-04-11 20:00 |  | Physiologic Monitor Modules; Electrocardiography | 39838 | M1001A | PHILIPS MEDICAL SYSTEMS CARDIAC & MONITORING SYSTEMS DIV | 9.99
CHRISTIANA |  | HOSPITAL-CH | 0 | 3111A09150 | DE |  | 1991-11-17 19:00 |  | Physiologic Monitor Modules; Electrocardiography | 19334 | M1001A | PHILIPS MEDICAL SYSTEMS CARDIAC & MONITORING SYSTEMS DIV | 986.45
CHRISTIANA |  | HOSPITAL-CH | 0 | 3523A25031 | DE |  | 1995-07-17 20:00 |  | Physiologic Monitor Modules; Electrocardiography | 23400 | M1001A | PHILIPS MEDICAL SYSTEMS CARDIAC & MONITORING SYSTEMS DIV | 918.4
CHRISTIANA |  | CH-SURGI | 0 | 3523A26140 | DE |  | 2008-01-20 19:00 |  | Physiologic Monitor Modules; Electrocardiography | 28201 | M1001A | PHILIPS MEDICAL SYSTEMS CARDIAC & MONITORING SYSTEMS DIV | 918
CHRISTIANA |  | HOSPITAL-CH | 0 | 2937A04961 | DE |  |  |  | Physiologic Monitor Modules; Electrocardiography | 39845 | M1001A | PHILIPS MEDICAL SYSTEMS CARDIAC & MONITORING SYSTEMS DIV | 9.99
CHRISTIANA |  | HOSPITAL-CH | 0 | 3251A15213 | DE |  | 2007-04-11 20:00 |  | Physiologic Monitor Modules; Electrocardiography | 39844 | M1001A | PHILIPS MEDICAL SYSTEMS CARDIAC & MONITORING SYSTEMS DIV | 9.99
CHRISTIANA |  | HOSPITAL-CH | 0 | 3523A25029 | DE |  | 1995-07-17 20:00 |  | Physiologic Monitor Modules; Electrocardiography | 23373 | M1001A | PHILIPS MEDICAL SYSTEMS CARDIAC & MONITORING SYSTEMS DIV | 918.4
CHRISTIANA |  | HOSPITAL-CH | 0 | 3523A25033 | DE |  | 1995-07-17 20:00 |  | Physiologic Monitor Modules; Electrocardiography | 23402 | M1001A | PHILIPS MEDICAL SYSTEMS CARDIAC & MONITORING SYSTEMS DIV | 918.4
CHRISTIANA |  | CH-SURGI | 0 | 3251A13523 | DE |  |  |  | Physiologic Monitor Modules; Electrocardiography | 20366 | M1001A | PHILIPS MEDICAL SYSTEMS CARDIAC & MONITORING SYSTEMS DIV | 2000
CHRISTIANA |  | CH-SURGI | 0 | 3251A16001 | DE |  |  |  | Physiologic Monitor Modules; Electrocardiography | 20639 | M1001A | PHILIPS MEDICAL SYSTEMS CARDIAC & MONITORING SYSTEMS DIV | 2000
CHRISTIANA |  | HOSPITAL-CH | 0 | 3523A25003 | DE |  | 1995-07-17 20:00 |  | Physiologic Monitor Modules; Electrocardiography | 23378 | M1001A | PHILIPS MEDICAL SYSTEMS CARDIAC & MONITORING SYSTEMS DIV | 918.4
CHRISTIANA |  | HOSPITAL-CH | 0 | 3523A25027 | DE |  | 1995-07-17 20:00 |  | Physiologic Monitor Modules; Electrocardiography | 23381 | M1001A | PHILIPS MEDICAL SYSTEMS CARDIAC & MONITORING SYSTEMS DIV | 2500 | Purchased
CHRISTIANA |  | HOSPITAL-CH | 0 | 3523A25040 | DE |  | 1995-07-17 20:00 |  | Physiologic Monitor Modules; Electrocardiography | 23384 | M1001A | PHILIPS MEDICAL SYSTEMS CARDIAC & MONITORING SYSTEMS DIV | 918.4
CHRISTIANA |  | HOSPITAL-CH | 0 | 3523A25060 | DE |  | 1995-07-17 20:00 |  | Physiologic Monitor Modules; Electrocardiography | 23404 | M1001A | PHILIPS MEDICAL SYSTEMS CARDIAC & MONITORING SYSTEMS DIV | 918.4
CHRISTIANA |  | HOSPITAL-WH | 0 | 3731A32474 | DE |  | 2008-01-20 19:00 |  | Physiologic Monitor Modules; Electrocardiography | 27122 | M1001A | PHILIPS MEDICAL SYSTEMS CARDIAC & MONITORING SYSTEMS DIV | 2000
CHRISTIANA |  | HOSPITAL-CH | 0 | 2937A05170 | DE |  | 2008-01-20 19:00 |  | Physiologic Monitor Modules; Electrocardiography | 18345 | M1001A | PHILIPS MEDICAL SYSTEMS CARDIAC & MONITORING SYSTEMS DIV | 918.57
CHRISTIANA |  | HOSPITAL-CH | 0 | 3523A28967 | DE |  | 1996-07-29 20:00 |  | Physiologic Monitor Modules; Electrocardiography | 24761 | M1001A | PHILIPS MEDICAL SYSTEMS CARDIAC & MONITORING SYSTEMS DIV | 2000
CHRISTIANA |  | HOSPITAL-CH | 0 | 3523A25059 | DE |  |  |  | Physiologic Monitor Modules; Electrocardiography | 23401 | M1001A | PHILIPS MEDICAL SYSTEMS CARDIAC & MONITORING SYSTEMS DIV | 2000
CHRISTIANA |  | HOSPITAL-CH | 0 | 3523A28895 | DE |  | 1996-07-29 20:00 |  | Physiologic Monitor Modules; Electrocardiography | 24755 | M1001A | PHILIPS MEDICAL SYSTEMS CARDIAC & MONITORING SYSTEMS DIV | 2000
CHRISTIANA |  | HOSPITAL-CH | 0 | 3523A28966 | DE |  | 1996-07-29 20:00 |  | Physiologic Monitor Modules; Electrocardiography | 24767 | M1001A | PHILIPS MEDICAL SYSTEMS CARDIAC & MONITORING SYSTEMS DIV | 2000
CHRISTIANA |  | HOSPITAL-CH | 0 | 3410A23999 | DE |  |  |  | Physiologic Monitor Modules; Electrocardiography | 22994 | M1001A | PHILIPS MEDICAL SYSTEMS CARDIAC & MONITORING SYSTEMS DIV | 2000
CHRISTIANA |  | HOSPITAL-CH | 0 | 147-2397 | DE |  |  |  | Physiologic Monitor Modules; Pulse Oximetry | 35834 | 509M PHYSIOLOGIC MONITOR MODULES | Philips Respironics Inc | 999.99
CHRISTIANA |  | HOSPITAL-CH | 0 | 147-2469 | DE |  | 2004-03-29 19:00 |  | Physiologic Monitor Modules; Pulse Oximetry | 35835 | 509M PHYSIOLOGIC MONITOR MODULES | Philips Respironics Inc | 999.99 | Purchased
CHRISTIANA |  | HOSPITAL-CH | 0 | 147-2401 | DE |  | 2004-03-29 19:00 |  | Physiologic Monitor Modules; Pulse Oximetry | 35837 | 509M PHYSIOLOGIC MONITOR MODULES | Philips Respironics Inc | 999.99 | Purchased
CHRISTIANA |  | HOSPITAL-CH | 0 | 147-2390 | DE |  |  |  | Physiologic Monitor Modules; Pulse Oximetry | 35852 | 509M PHYSIOLOGIC MONITOR MODULES | Philips Respironics Inc | 999.99
CHRISTIANA |  | HOSPITAL-CH | 0 | 147-2391 | DE |  | 2004-03-29 19:00 |  | Physiologic Monitor Modules; Pulse Oximetry | 35836 | 509M PHYSIOLOGIC MONITOR MODULES | Philips Respironics Inc | 999.99 | Purchased
CHRISTIANA |  | HOSPITAL-CH | 0 | 147-2364 | DE |  | 2004-03-29 19:00 |  | Physiologic Monitor Modules; Pulse Oximetry | 42557 | 509M PHYSIOLOGIC MONITOR MODULES | Philips Respironics Inc | 999.99 | Purchased
CHRISTIANA |  | HOSPITAL-CH | 0 | 147-2395 | DE |  |  |  | Physiologic Monitor Modules; Pulse Oximetry | 35839 | 509M PHYSIOLOGIC MONITOR MODULES | Philips Respironics Inc | 999.99
CHRISTIANA |  | HOSPITAL-CH | 0 | 147-2392 | DE |  | 2004-03-29 19:00 |  | Physiologic Monitor Modules; Pulse Oximetry | 35841 | 509M PHYSIOLOGIC MONITOR MODULES | Philips Respironics Inc | 999.99 | Purchased
CHRISTIANA |  | HOSPITAL-CH | 0 | 147-2425 | DE |  | 2004-03-29 19:00 |  | Physiologic Monitor Modules; Pulse Oximetry | 35854 | 509M PHYSIOLOGIC MONITOR MODULES | Philips Respironics Inc | 999.99 | Purchased
CHRISTIANA |  | HOSPITAL-CH | 0 | 147-2327CNTZ | DE |  | 2004-03-29 19:00 |  | Physiologic Monitor Modules; Pulse Oximetry | 35838 | 509M PHYSIOLOGIC MONITOR MODULES | Philips Respironics Inc | 999.99
CHRISTIANA |  | HOSPITAL-CH | 0 | 147-2303CNTZ | DE |  | 2004-03-29 19:00 |  | Physiologic Monitor Modules; Pulse Oximetry | 35840 | 509M PHYSIOLOGIC MONITOR MODULES | Philips Respironics Inc | 999.99 | Purchased
CHRISTIANA |  | HOSPITAL-CH | 0 | 147-2525CNTZ | DE |  | 2004-03-29 19:00 |  | Physiologic Monitor Modules; Pulse Oximetry | 35853 | 509M PHYSIOLOGIC MONITOR MODULES | Philips Respironics Inc | 999.99 | Purchased
CHRISTIANA |  | HOSPITAL-CH | 0 | 147-2371 | DE |  |  |  | Physiologic Monitor Modules; Pulse Oximetry | 35855 | 509M PHYSIOLOGIC MONITOR MODULES | Philips Respironics Inc | 999.99
CHRISTIANA |  | HOSPITAL-CH | 0 | 147-2502 | DE |  |  |  | Physiologic Monitor Modules; Pulse Oximetry | 35856 | 509M PHYSIOLOGIC MONITOR MODULES | Philips Respironics Inc | 999.99
CHRISTIANA |  | HOSPITAL-CH | 0 | 147-2343 | DE |  |  |  | Physiologic Monitor Modules; Pulse Oximetry | 35858 | 509M PHYSIOLOGIC MONITOR MODULES | Philips Respironics Inc | 999.99
CHRISTIANA |  | HOSPITAL-CH | 0 | 147-2305CNTZ | DE |  | 2004-03-29 19:00 |  | Physiologic Monitor Modules; Pulse Oximetry | 35857 | 509M PHYSIOLOGIC MONITOR MODULES | Philips Respironics Inc | 999.99 | Purchased
CHRISTIANA |  | HOSPITAL-CH | 0 | 147-2377 | DE |  |  |  | Physiologic Monitor Modules; Pulse Oximetry | 35859 | 509M PHYSIOLOGIC MONITOR MODULES | Philips Respironics Inc | 999.99
CHRISTIANA |  | HOSPITAL-CH | 0 | 147-2487 | DE |  |  |  | Physiologic Monitor Modules; Pulse Oximetry | 35576 | 509M PHYSIOLOGIC MONITOR MODULES | Philips Respironics Inc | 999.99
CHRISTIANA |  | HOSPITAL-CH | 0 | 147-2485 | DE |  | 2004-03-29 19:00 |  | Physiologic Monitor Modules; Pulse Oximetry | 35578 | 509M PHYSIOLOGIC MONITOR MODULES | Philips Respironics Inc | 999.99 | Purchased
CHRISTIANA |  | HOSPITAL-CH | 0 | 147-678CNZ | DE |  |  |  | Physiologic Monitor Modules; Pulse Oximetry | 42560 | 509M PHYSIOLOGIC MONITOR MODULES | Philips Respironics Inc | 999.99
CHRISTIANA |  | HOSPITAL-CH | 0 | 147-2641CNTZ | DE |  | 2004-03-29 19:00 |  | Physiologic Monitor Modules; Pulse Oximetry | 35603 | 509M PHYSIOLOGIC MONITOR MODULES | Philips Respironics Inc | 999.99 | Purchased
CHRISTIANA |  | HOSPITAL-CH | 0 | 147-2511 | DE |  | 2004-03-29 19:00 |  | Physiologic Monitor Modules; Pulse Oximetry | 35605 | 509M PHYSIOLOGIC MONITOR MODULES | Philips Respironics Inc | 999.99 | Purchased
CHRISTIANA |  | HOSPITAL-CH | 0 | 147-2571 | DE |  |  |  | Physiologic Monitor Modules; Pulse Oximetry | 35803 | 509M PHYSIOLOGIC MONITOR MODULES | Philips Respironics Inc | 999.99
CHRISTIANA |  | HOSPITAL-CH | 0 | 147-2553 | DE |  |  |  | Physiologic Monitor Modules; Pulse Oximetry | 35805 | 509M PHYSIOLOGIC MONITOR MODULES | Philips Respironics Inc | 999.99
CHRISTIANA |  | HOSPITAL-CH | 0 | 147-2317 | DE |  | 2004-03-29 19:00 |  | Physiologic Monitor Modules; Pulse Oximetry | 35632 | 509M PHYSIOLOGIC MONITOR MODULES | Philips Respironics Inc | 999.99 | Purchased
CHRISTIANA |  | HOSPITAL-CH | 0 | 147-2675 | DE |  |  |  | Physiologic Monitor Modules; Pulse Oximetry | 35634 | 509M PHYSIOLOGIC MONITOR MODULES | Philips Respironics Inc | 999.99
CHRISTIANA |  | HOSPITAL-WH | 0 | 147-2430CNTZ | DE |  | 2004-03-29 19:00 |  | Physiologic Monitor Modules; Pulse Oximetry | 35589 | 509M PHYSIOLOGIC MONITOR MODULES | Philips Respironics Inc | 999.99 | Purchased
CHRISTIANA |  | HOSPITAL-CH | 0 | 147-2649 | DE |  |  |  | Physiologic Monitor Modules; Pulse Oximetry | 35591 | 509M PHYSIOLOGIC MONITOR MODULES | Philips Respironics Inc | 999.99
CHRISTIANA |  | HOSPITAL-CH | 0 | 147-2640 | DE |  |  |  | Physiologic Monitor Modules; Pulse Oximetry | 35575 | 509M PHYSIOLOGIC MONITOR MODULES | Philips Respironics Inc | 999.99
CHRISTIANA |  | HOSPITAL-CH | 0 | 147-2633 | DE |  |  |  | Physiologic Monitor Modules; Pulse Oximetry | 35577 | 509M PHYSIOLOGIC MONITOR MODULES | Philips Respironics Inc | 999.99
CHRISTIANA |  | HOSPITAL-CH | 0 | 147-0292-OCQ | DE |  |  |  | Physiologic Monitor Modules; Pulse Oximetry | 42562 | 509M PHYSIOLOGIC MONITOR MODULES | Philips Respironics Inc | 999.99
CHRISTIANA |  | HOSPITAL-CH | 0 | 147-2613CNTZ | DE |  | 2004-03-29 19:00 |  | Physiologic Monitor Modules; Pulse Oximetry | 35604 | 509M PHYSIOLOGIC MONITOR MODULES | Philips Respironics Inc | 999.99 | Purchased
CHRISTIANA |  | HOSPITAL-WH | 0 | 147-2247CNTZ | DE |  | 2004-03-29 19:00 |  | Physiologic Monitor Modules; Pulse Oximetry | 35606 | 509M PHYSIOLOGIC MONITOR MODULES | Philips Respironics Inc | 999.99 | Purchased
CHRISTIANA |  | HOSPITAL-WH | 0 | 147-2574CNTZ | DE |  | 2004-03-29 19:00 |  | Physiologic Monitor Modules; Pulse Oximetry | 35804 | 509M PHYSIOLOGIC MONITOR MODULES | Philips Respironics Inc | 999.99 | Purchased
CHRISTIANA |  | HOSPITAL-CH | 0 | 147-2263 | DE |  | 2004-03-29 19:00 |  | Physiologic Monitor Modules; Pulse Oximetry | 35631 | 509M PHYSIOLOGIC MONITOR MODULES | Philips Respironics Inc | 999.99 | Purchased
CHRISTIANA |  | HOSPITAL-CH | 0 | 147-2588 | DE |  |  |  | Physiologic Monitor Modules; Pulse Oximetry | 35633 | 509M PHYSIOLOGIC MONITOR MODULES | Philips Respironics Inc | 999.99
CHRISTIANA |  | HOSPITAL-CH | 0 | 147-2483 | DE |  | 2004-03-29 19:00 |  | Physiologic Monitor Modules; Pulse Oximetry | 35590 | 509M PHYSIOLOGIC MONITOR MODULES | Philips Respironics Inc | 999.99 | Purchased
CHRISTIANA |  | HOSPITAL-CH | 0 | 147-2642 | DE |  | 2004-03-29 19:00 |  | Physiologic Monitor Modules; Pulse Oximetry | 35592 | 509M PHYSIOLOGIC MONITOR MODULES | Philips Respironics Inc | 999.99 | Purchased
CHRISTIANA |  | HOSPITAL-WH | 0 | 147-2551CNTZ | DE |  | 2004-03-29 19:00 |  | Physiologic Monitor Modules; Pulse Oximetry | 35607 | 509M PHYSIOLOGIC MONITOR MODULES | Philips Respironics Inc | 999.99 | Purchased
CHRISTIANA |  | HOSPITAL-CH | 0 | 147-2555 | DE |  | 2004-03-29 19:00 |  | Physiologic Monitor Modules; Pulse Oximetry | 35609 | 509M PHYSIOLOGIC MONITOR MODULES | Philips Respironics Inc | 999.99 | Purchased
CHRISTIANA |  | HOSPITAL-CH | 0 | 147-2315 | DE |  | 2004-03-29 19:00 |  | Physiologic Monitor Modules; Pulse Oximetry | 35637 | 509M PHYSIOLOGIC MONITOR MODULES | Philips Respironics Inc | 999.99 | Purchased
CHRISTIANA |  | HOSPITAL-CH | 0 | 147-2653 | DE |  | 2004-03-29 19:00 |  | Physiologic Monitor Modules; Pulse Oximetry | 35593 | 509M PHYSIOLOGIC MONITOR MODULES | Philips Respironics Inc | 999.99 | Purchased
CHRISTIANA |  | HOSPITAL-CH | 0 | 147-2650 | DE |  | 2004-03-29 19:00 |  | Physiologic Monitor Modules; Pulse Oximetry | 35595 | 509M PHYSIOLOGIC MONITOR MODULES | Philips Respironics Inc | 999.99 | Purchased
CHRISTIANA |  | HOSPITAL-CH | 0 | 147-2607 | DE |  |  |  | Physiologic Monitor Modules; Pulse Oximetry | 35608 | 509M PHYSIOLOGIC MONITOR MODULES | Philips Respironics Inc | 999.99
CHRISTIANA |  | HOSPITAL-CH | 0 | 147-2378 | DE |  | 2004-03-29 19:00 |  | Physiologic Monitor Modules; Pulse Oximetry | 35806 | 509M PHYSIOLOGIC MONITOR MODULES | Philips Respironics Inc | 999.99 | Purchased
CHRISTIANA |  | HOSPITAL-WH | 0 | 147-2510CNTZ | DE |  | 2004-03-29 19:00 |  | Physiologic Monitor Modules; Pulse Oximetry | 35636 | 509M PHYSIOLOGIC MONITOR MODULES | Philips Respironics Inc | 999.99 | Purchased
CHRISTIANA |  | HOSPITAL-WH | 0 | 147-2121CNTZ | DE |  | 2004-03-29 19:00 |  | Physiologic Monitor Modules; Pulse Oximetry | 35594 | 509M PHYSIOLOGIC MONITOR MODULES | Philips Respironics Inc | 999.99 | Purchased
CHRISTIANA |  | HOSPITAL-CH | 0 | 147-2539 | DE |  |  |  | Physiologic Monitor Modules; Pulse Oximetry | 42129 | 509M PHYSIOLOGIC MONITOR MODULES | Philips Respironics Inc | 999.99
CHRISTIANA |  | HOSPITAL-WH | 0 | 147-2596CNTZ | DE |  | 2004-03-29 19:00 |  | Physiologic Monitor Modules; Pulse Oximetry | 35611 | 509M PHYSIOLOGIC MONITOR MODULES | Philips Respironics Inc | 999.99 | Purchased
CHRISTIANA |  | HOSPITAL-CH | 0 | 147-2674CNTZ | DE |  | 2004-03-29 19:00 |  | Physiologic Monitor Modules; Pulse Oximetry | 35597 | 509M PHYSIOLOGIC MONITOR MODULES | Philips Respironics Inc | 999.99 | Purchased
CHRISTIANA |  | HOSPITAL-CH | 0 | 147-2590CNTZ | DE |  | 2004-03-29 19:00 |  | Physiologic Monitor Modules; Pulse Oximetry | 35599 | 509M PHYSIOLOGIC MONITOR MODULES | Philips Respironics Inc | 999.99 | Purchased
CHRISTIANA |  | HOSPITAL-CH | 0 | 147-2593 | DE |  | 2004-03-29 19:00 |  | Physiologic Monitor Modules; Pulse Oximetry | 35571 | 509M PHYSIOLOGIC MONITOR MODULES | Philips Respironics Inc | 999.99 | Purchased
CHRISTIANA |  | HOSPITAL-CH | 0 | 147-02611 | DE |  | 2004-03-29 19:00 |  | Physiologic Monitor Modules; Pulse Oximetry | 35610 | 509M PHYSIOLOGIC MONITOR MODULES | Philips Respironics Inc | 999.99 | Purchased
CHRISTIANA |  | HOSPITAL-CH | 0 | 147-2572 | DE |  |  |  | Physiologic Monitor Modules; Pulse Oximetry | 35612 | 509M PHYSIOLOGIC MONITOR MODULES | Philips Respironics Inc | 999.99
CHRISTIANA |  | HOSPITAL-CH | 0 | 147-2428CNTZ | DE |  | 2004-03-29 19:00 |  | Physiologic Monitor Modules; Pulse Oximetry | 35596 | 509M PHYSIOLOGIC MONITOR MODULES | Philips Respironics Inc | 999.99 | Purchased
CHRISTIANA |  | HOSPITAL-CH | 0 | 147-2663CNTZ | DE |  | 2004-03-29 19:00 |  | Physiologic Monitor Modules; Pulse Oximetry | 35598 | 509M PHYSIOLOGIC MONITOR MODULES | Philips Respironics Inc | 999.99 | Purchased
CHRISTIANA |  | HOSPITAL-CH | 0 | 147-2556 | DE |  |  |  | Physiologic Monitor Modules; Pulse Oximetry | 35572 | 509M PHYSIOLOGIC MONITOR MODULES | Philips Respironics Inc | 999.99
CHRISTIANA |  | HOSPITAL-CH | 0 | 147-2361 | DE |  |  |  | Physiologic Monitor Modules; Pulse Oximetry | 35574 | 509M PHYSIOLOGIC MONITOR MODULES | Philips Respironics Inc | 999.99
CHRISTIANA |  | HOSPITAL-CH | 0 | 147-2676 | DE |  |  |  | Physiologic Monitor Modules; Pulse Oximetry | 35630 | 509M PHYSIOLOGIC MONITOR MODULES | Philips Respironics Inc | 999.99
CHRISTIANA |  | HOSPITAL-WH | 0 | 147-2625CNTZ | DE |  | 2004-03-29 19:00 |  | Physiologic Monitor Modules; Pulse Oximetry | 35601 | 509M PHYSIOLOGIC MONITOR MODULES | Philips Respironics Inc | 999.99 | Purchased
CHRISTIANA |  | HOSPITAL-CH | 0 | 147-2658 | DE |  | 2004-03-29 19:00 |  | Physiologic Monitor Modules; Pulse Oximetry | 35655 | 509M PHYSIOLOGIC MONITOR MODULES | Philips Respironics Inc | 999.99 | Purchased
CHRISTIANA |  | HOSPITAL-WH | 0 | 147-2575CNTZ | DE |  | 2004-03-29 19:00 |  | Physiologic Monitor Modules; Pulse Oximetry | 35801 | 509M PHYSIOLOGIC MONITOR MODULES | Philips Respironics Inc | 999.99 | Purchased
CHRISTIANA |  | HOSPITAL-WH | 0 | 147-2632CNTZ | DE |  | 2004-03-29 19:00 |  | Physiologic Monitor Modules; Pulse Oximetry | 35573 | 509M PHYSIOLOGIC MONITOR MODULES | Philips Respironics Inc | 999.99 | Purchased
CHRISTIANA |  | HOSPITAL-CH | 0 | 147-2648 | DE |  |  |  | Physiologic Monitor Modules; Pulse Oximetry | 35629 | 509M PHYSIOLOGIC MONITOR MODULES | Philips Respironics Inc | 999.99
CHRISTIANA |  | HOSPITAL-CH | 0 | 147-2628 | DE |  |  |  | Physiologic Monitor Modules; Pulse Oximetry | 35588 | 509M PHYSIOLOGIC MONITOR MODULES | Philips Respironics Inc | 999.99
CHRISTIANA |  | HOSPITAL-WH | 0 | 147-2598CNTZ | DE |  | 2004-03-29 19:00 |  | Physiologic Monitor Modules; Pulse Oximetry | 35600 | 509M PHYSIOLOGIC MONITOR MODULES | Philips Respironics Inc | 999.99 | Purchased
CHRISTIANA |  | HOSPITAL-CH | 0 | 147-2635 | DE |  | 2004-03-29 19:00 |  | Physiologic Monitor Modules; Pulse Oximetry | 35602 | 509M PHYSIOLOGIC MONITOR MODULES | Philips Respironics Inc | 999.99 | Purchased
CHRISTIANA |  | HOSPITAL-WH | 0 | 147-2236CNTZ | DE |  | 2004-03-29 19:00 |  | Physiologic Monitor Modules; Pulse Oximetry | 35800 | 509M PHYSIOLOGIC MONITOR MODULES | Philips Respironics Inc | 999.99 | Purchased
CHRISTIANA |  | HOSPITAL-CH | 0 | 147-2176CNTZ | DE |  | 2004-03-29 19:00 |  | Physiologic Monitor Modules; Pulse Oximetry | 35802 | 509M PHYSIOLOGIC MONITOR MODULES | Philips Respironics Inc | 999.99 | Purchased
CHRISTIANA |  | HOSPITAL-CH | 0 | 147-2473 | DE |  |  |  | Physiologic Monitor Modules; Pulse Oximetry | 35860 | 509M PHYSIOLOGIC MONITOR MODULES | Philips Respironics Inc | 999.99
CHRISTIANA |  | HOSPITAL-CH | 0 | 147-2387 | DE |  | 2004-03-29 19:00 |  | Physiologic Monitor Modules; Pulse Oximetry | 35862 | 509M PHYSIOLOGIC MONITOR MODULES | Philips Respironics Inc | 999.99 | Purchased
CHRISTIANA |  | HOSPITAL-CH | 0 | 147-2523 | DE |  | 2004-03-29 19:00 |  | Physiologic Monitor Modules; Pulse Oximetry | 35831 | 509M PHYSIOLOGIC MONITOR MODULES | Philips Respironics Inc | 999.99 | Purchased
CHRISTIANA |  | HOSPITAL-WH | 0 | 147-2347CNTZ | DE |  | 2004-03-29 19:00 |  | Physiologic Monitor Modules; Pulse Oximetry | 35833 | 509M PHYSIOLOGIC MONITOR MODULES | Philips Respironics Inc | 999.99 | Purchased
CHRISTIANA |  | HOSPITAL-CH | 0 | 147-2270 | DE |  |  |  | Physiologic Monitor Modules; Pulse Oximetry | 35861 | 509M PHYSIOLOGIC MONITOR MODULES | Philips Respironics Inc | 999.99
CHRISTIANA |  | HOSPITAL-CH | 0 | 147-2275 | DE |  | 2004-03-29 19:00 |  | Physiologic Monitor Modules; Pulse Oximetry | 35832 | 509M PHYSIOLOGIC MONITOR MODULES | Philips Respironics Inc | 999.99 | Purchased
CHRISTIANA |  | HOSPITAL-CH | 0 | 147-2372 | DE |  |  |  | Physiologic Monitor Modules; Pulse Oximetry | 35864 | 509M PHYSIOLOGIC MONITOR MODULES | Philips Respironics Inc | 999.99
CHRISTIANA |  | HOSPITAL-CH | 0 | 147-2295CNTZ | DE |  | 2004-03-29 19:00 |  | Physiologic Monitor Modules; Pulse Oximetry | 35866 | 509M PHYSIOLOGIC MONITOR MODULES | Philips Respironics Inc | 999.99 | Purchased
CHRISTIANA |  | HOSPITAL-CH | 0 | 147-1787-CNZ | DE |  |  |  | Physiologic Monitor Modules; Pulse Oximetry | 42568 | 509M PHYSIOLOGIC MONITOR MODULES | Philips Respironics Inc | 999.99
CHRISTIANA |  | HOSPITAL-CH | 0 | 147-2346 | DE |  |  |  | Physiologic Monitor Modules; Pulse Oximetry | 35863 | 509M PHYSIOLOGIC MONITOR MODULES | Philips Respironics Inc | 999.99
CHRISTIANA |  | HOSPITAL-CH | 0 | 147-2339 | DE |  |  |  | Physiologic Monitor Modules; Pulse Oximetry | 35865 | 509M PHYSIOLOGIC MONITOR MODULES | Philips Respironics Inc | 999.99
CHRISTIANA |  | HOSPITAL-CH | 0 | 147-2398 | DE |  | 2004-03-29 19:00 |  | Physiologic Monitor Modules; Pulse Oximetry | 35638 | 509M PHYSIOLOGIC MONITOR MODULES | Philips Respironics Inc | 999.99 | Purchased
CHRISTIANA |  | HOSPITAL-CH | 0 | 147-0294-6CQ | DE |  |  |  | Physiologic Monitor Modules; Pulse Oximetry | 42566 | 509M PHYSIOLOGIC MONITOR MODULES | Philips Respironics Inc | 999.99
CHRISTIANA |  | HOSPITAL-CH | 0 | 147-2670 | DE |  |  |  | Physiologic Monitor Modules; Pulse Oximetry | 35639 | 509M PHYSIOLOGIC MONITOR MODULES | Philips Respironics Inc | 999.99
CHRISTIANA |  | HOSPITAL-CH | 0 | 147-0293-ICQ | DE |  |  |  | Physiologic Monitor Modules; Pulse Oximetry | 42572 | 509M PHYSIOLOGIC MONITOR MODULES | Philips Respironics Inc | 999.99
CHRISTIANA |  | HOSPITAL-CH | 0 | 147-2494 | DE |  | 2004-03-29 19:00 |  | Physiologic Monitor Modules; Pulse Oximetry | 35827 | 509M PHYSIOLOGIC MONITOR MODULES | Philips Respironics Inc | 999.99 | Purchased
CHRISTIANA |  | HOSPITAL-CH | 0 | 147-2668 | DE |  | 2004-03-29 19:00 |  | Physiologic Monitor Modules; Pulse Oximetry | 35635 | 509M PHYSIOLOGIC MONITOR MODULES | Philips Respironics Inc | 999.99 | Purchased
CHRISTIANA |  | HOSPITAL-CH | 0 | 147-2493CNTZ | DE |  |  |  | Physiologic Monitor Modules; Pulse Oximetry | 35867 | 509M PHYSIOLOGIC MONITOR MODULES | Philips Respironics Inc | 999.99
CHRISTIANA |  | HOSPITAL-CH | 0 | 147-2335 | DE |  | 2004-03-29 19:00 |  | Physiologic Monitor Modules; Pulse Oximetry | 35640 | 509M PHYSIOLOGIC MONITOR MODULES | Philips Respironics Inc | 999.99 | Purchased
CHRISTIANA |  | HOSPITAL-CH | 0 | 147-2119-CNZ | DE |  | 2009-10-17 20:00 |  | Physiologic Monitor Modules; Pulse Oximetry | 42570 | 509M PHYSIOLOGIC MONITOR MODULES | Philips Respironics Inc | 999.99 | Purchased
CHRISTIANA |  | HOSPITAL-CH | 0 | 147-0292-8CQ | DE |  | 2009-10-17 20:00 |  | Physiologic Monitor Modules; Pulse Oximetry | 42574 | 509M PHYSIOLOGIC MONITOR MODULES | Philips Respironics Inc | 999.99 | Purchased
CHRISTIANA |  | HOSPITAL-CH | 0 | 147-2173 | DE |  | 2004-03-29 19:00 |  | Physiologic Monitor Modules; Pulse Oximetry | 35826 | 509M PHYSIOLOGIC MONITOR MODULES | Philips Respironics Inc | 999.99 | Purchased
CHRISTIANA |  | HOSPITAL-CH | 0 | 147-1964-CNZ | DE |  |  |  | Physiologic Monitor Modules; Pulse Oximetry | 42576 | 509M PHYSIOLOGIC MONITOR MODULES | Philips Respironics Inc | 999.99
CHRISTIANA |  | HOSPITAL-CH | 0 | 147-2281CNTZ | DE |  | 2004-03-29 19:00 |  | Physiologic Monitor Modules; Pulse Oximetry | 35829 | 509M PHYSIOLOGIC MONITOR MODULES | Philips Respironics Inc | 999.99 | Purchased
CHRISTIANA |  | HOSPITAL-WH | 0 | 147-2274CNTZ | DE |  | 2004-03-29 19:00 |  | Physiologic Monitor Modules; Pulse Oximetry | 35821 | 509M PHYSIOLOGIC MONITOR MODULES | Philips Respironics Inc | 999.99 | Purchased
CHRISTIANA |  | HOSPITAL-CH | 0 | 147-584-CNZ | DE |  |  |  | Physiologic Monitor Modules; Pulse Oximetry | 42578 | 509M PHYSIOLOGIC MONITOR MODULES | Philips Respironics Inc | 999.99
CHRISTIANA |  | HOSPITAL-CH | 0 | 147-2418 | DE |  | 2004-03-29 19:00 |  | Physiologic Monitor Modules; Pulse Oximetry | 35828 | 509M PHYSIOLOGIC MONITOR MODULES | Philips Respironics Inc | 999.99 | Purchased
CHRISTIANA |  | HOSPITAL-WH | 0 | 147-2411CNTZ | DE |  | 2004-03-29 19:00 |  | Physiologic Monitor Modules; Pulse Oximetry | 35830 | 509M PHYSIOLOGIC MONITOR MODULES | Philips Respironics Inc | 999.99 | Purchased
CHRISTIANA |  | HOSPITAL-CH | 0 | 147-2196 | DE |  |  |  | Physiologic Monitor Modules; Pulse Oximetry | 35824 | 509M PHYSIOLOGIC MONITOR MODULES | Philips Respironics Inc | 999.99
CHRISTIANA |  | HOSPITAL-CH | 0 | 147-2301CNTZ | DE |  | 2004-03-29 19:00 |  | Physiologic Monitor Modules; Pulse Oximetry | 35847 | 509M PHYSIOLOGIC MONITOR MODULES | Philips Respironics Inc | 999.99 | Purchased
CHRISTIANA |  | HOSPITAL-CH | 0 | 147-2296 | DE |  | 2004-03-29 19:00 |  | Physiologic Monitor Modules; Pulse Oximetry | 35617 | 509M PHYSIOLOGIC MONITOR MODULES | Philips Respironics Inc | 999.99 | Purchased
CHRISTIANA |  | HOSPITAL-CH | 0 | 147-2458 | DE |  |  |  | Physiologic Monitor Modules; Pulse Oximetry | 35619 | 509M PHYSIOLOGIC MONITOR MODULES | Philips Respironics Inc | 999.99
CHRISTIANA |  | HOSPITAL-CH | 0 | 147-2515BNPT | DE |  | 2004-03-29 19:00 |  | Physiologic Monitor Modules; Pulse Oximetry | 36053 | 509M PHYSIOLOGIC MONITOR MODULES | Philips Respironics Inc | 999.99 | Purchased
CHRISTIANA |  | HOSPITAL-CH | 0 | 147-2651 | DE |  |  |  | Physiologic Monitor Modules; Pulse Oximetry | 35645 | 509M PHYSIOLOGIC MONITOR MODULES | Philips Respironics Inc | 999.99
CHRISTIANA |  | HOSPITAL-CH | 0 | 147-2376 | DE |  | 2004-03-29 19:00 |  | Physiologic Monitor Modules; Pulse Oximetry | 35816 | 509M PHYSIOLOGIC MONITOR MODULES | Philips Respironics Inc | 999.99 | Purchased
CHRISTIANA |  | HOSPITAL-WH | 0 | 147-2560CNTZ | DE |  | 2004-03-29 19:00 |  | Physiologic Monitor Modules; Pulse Oximetry | 35818 | 509M PHYSIOLOGIC MONITOR MODULES | Philips Respironics Inc | 999.99 | Purchased
CHRISTIANA |  | HOSPITAL-CH | 0 | 147-2673 | DE |  | 2004-03-29 19:00 |  | Physiologic Monitor Modules; Pulse Oximetry | 35647 | 509M PHYSIOLOGIC MONITOR MODULES | Philips Respironics Inc | 999.99 | Purchased
CHRISTIANA |  | HOSPITAL-CH | 0 | 147-2238 | DE |  | 2004-03-29 19:00 |  | Physiologic Monitor Modules; Pulse Oximetry | 35846 | 509M PHYSIOLOGIC MONITOR MODULES | Philips Respironics Inc | 999.99 | Purchased
CHRISTIANA |  | HOSPITAL-CH | 0 | 147-2671 | DE |  | 2004-03-29 19:00 |  | Physiologic Monitor Modules; Pulse Oximetry | 35618 | 509M PHYSIOLOGIC MONITOR MODULES | Philips Respironics Inc | 999.99 | Purchased
CHRISTIANA |  | HOSPITAL-CH | 0 | 147-2518 | DE |  | 2004-03-29 19:00 |  | Physiologic Monitor Modules; Pulse Oximetry | 35646 | 509M PHYSIOLOGIC MONITOR MODULES | Philips Respironics Inc | 999.99 | Purchased
CHRISTIANA |  | HOSPITAL-CH | 0 | 147-2562 | DE |  |  |  | Physiologic Monitor Modules; Pulse Oximetry | 35817 | 509M PHYSIOLOGIC MONITOR MODULES | Philips Respironics Inc | 999.99
CHRISTIANA |  | HOSPITAL-CH | 0 | 147-2267 | DE |  |  |  | Physiologic Monitor Modules; Pulse Oximetry | 35845 | 509M PHYSIOLOGIC MONITOR MODULES | Philips Respironics Inc | 999.99
CHRISTIANA |  | HOSPITAL-CH | 0 | 147-2400 | DE |  | 2004-03-29 19:00 |  | Physiologic Monitor Modules; Pulse Oximetry | 35848 | 509M PHYSIOLOGIC MONITOR MODULES | Philips Respironics Inc | 999.99 | Purchased
CHRISTIANA |  | HOSPITAL-CH | 0 | 147-2271 | DE |  |  |  | Physiologic Monitor Modules; Pulse Oximetry | 35807 | 509M PHYSIOLOGIC MONITOR MODULES | Philips Respironics Inc | 999.99
CHRISTIANA |  | HOSPITAL-CH | 0 | 147-2368 | DE |  | 2004-03-29 19:00 |  | Physiologic Monitor Modules; Pulse Oximetry | 35809 | 509M PHYSIOLOGIC MONITOR MODULES | Philips Respironics Inc | 999.99 | Purchased
CHRISTIANA |  | HOSPITAL-CH | 0 | 147-2294 | DE |  | 2004-03-29 19:00 |  | Physiologic Monitor Modules; Pulse Oximetry | 35621 | 509M PHYSIOLOGIC MONITOR MODULES | Philips Respironics Inc | 999.99 | Purchased
CHRISTIANA |  | HOSPITAL-CH | 0 | 147-2351 | DE |  |  |  | Physiologic Monitor Modules; Pulse Oximetry | 35623 | 509M PHYSIOLOGIC MONITOR MODULES | Philips Respironics Inc | 999.99
CHRISTIANA |  | HOSPITAL-CH | 0 | 147-2505 | DE |  | 2004-03-29 19:00 |  | Physiologic Monitor Modules; Pulse Oximetry | 35820 | 509M PHYSIOLOGIC MONITOR MODULES | Philips Respironics Inc | 999.99 | Purchased
CHRISTIANA |  | HOSPITAL-WH | 0 | 147-2396CNTZ | DE |  |  |  | Physiologic Monitor Modules; Pulse Oximetry | 35823 | 509M PHYSIOLOGIC MONITOR MODULES | Philips Respironics Inc | 999.99
CHRISTIANA |  | HOSPITAL-CH | 0 | 147-2631 | DE |  |  |  | Physiologic Monitor Modules; Pulse Oximetry | 35579 | 509M PHYSIOLOGIC MONITOR MODULES | Philips Respironics Inc | 999.99
CHRISTIANA |  | HOSPITAL-CH | 0 | 147-2404CNTZ | DE |  | 2004-03-29 19:00 |  | Physiologic Monitor Modules; Pulse Oximetry | 35581 | 509M PHYSIOLOGIC MONITOR MODULES | Philips Respironics Inc | 999.99
CHRISTIANA |  | HOSPITAL-CH | 0 | 147-2667 | DE |  |  |  | Physiologic Monitor Modules; Pulse Oximetry | 35649 | 509M PHYSIOLOGIC MONITOR MODULES | Philips Respironics Inc | 999.99
CHRISTIANA |  | HOSPITAL-CH | 0 | 147-2348 | DE |  |  |  | Physiologic Monitor Modules; Pulse Oximetry | 35651 | 509M PHYSIOLOGIC MONITOR MODULES | Philips Respironics Inc | 999.99
CHRISTIANA |  | HOSPITAL-CH | 0 | 147-2360 | DE |  |  |  | Physiologic Monitor Modules; Pulse Oximetry | 35849 | 509M PHYSIOLOGIC MONITOR MODULES | Philips Respironics Inc | 999.99
CHRISTIANA |  | HOSPITAL-CH | 0 | 147-2273 | DE |  |  |  | Physiologic Monitor Modules; Pulse Oximetry | 35851 | 509M PHYSIOLOGIC MONITOR MODULES | Philips Respironics Inc | 999.99
CHRISTIANA |  | HOSPITAL-WH | 0 | 147-2394CNTZ | DE |  | 2004-03-29 19:00 |  | Physiologic Monitor Modules; Pulse Oximetry | 35808 | 509M PHYSIOLOGIC MONITOR MODULES | Philips Respironics Inc | 999.99 | Purchased
CHRISTIANA |  | HOSPITAL-CH | 0 | 147-2344 | DE |  | 2004-03-29 19:00 |  | Physiologic Monitor Modules; Pulse Oximetry | 35620 | 509M PHYSIOLOGIC MONITOR MODULES | Philips Respironics Inc | 999.99 | Purchased
CHRISTIANA |  | HOSPITAL-CH | 0 | 147-2652 | DE |  | 2004-03-29 19:00 |  | Physiologic Monitor Modules; Pulse Oximetry | 35622 | 509M PHYSIOLOGIC MONITOR MODULES | Philips Respironics Inc | 999.99 | Purchased
CHRISTIANA |  | HOSPITAL-CH | 0 | 147-2552 | DE |  |  |  | Physiologic Monitor Modules; Pulse Oximetry | 35819 | 509M PHYSIOLOGIC MONITOR MODULES | Philips Respironics Inc | 999.99
CHRISTIANA |  | HOSPITAL-CH | 0 | 147-2388 | DE |  |  |  | Physiologic Monitor Modules; Pulse Oximetry | 35822 | 509M PHYSIOLOGIC MONITOR MODULES | Philips Respironics Inc | 999.99
CHRISTIANA |  | HOSPITAL-CH | 0 | 147-2589 | DE |  | 2004-03-29 19:00 |  | Physiologic Monitor Modules; Pulse Oximetry | 35580 | 509M PHYSIOLOGIC MONITOR MODULES | Philips Respironics Inc | 999.99 | Purchased
CHRISTIANA |  | HOSPITAL-CH | 0 | 147-2417 | DE |  |  |  | Physiologic Monitor Modules; Pulse Oximetry | 35648 | 509M PHYSIOLOGIC MONITOR MODULES | Philips Respironics Inc | 999.99
CHRISTIANA |  | HOSPITAL-CH | 0 | 147-2659 | DE |  |  |  | Physiologic Monitor Modules; Pulse Oximetry | 35650 | 509M PHYSIOLOGIC MONITOR MODULES | Philips Respironics Inc | 999.99
CHRISTIANA |  | HOSPITAL-CH | 0 | 147-2382CNTZ | DE |  | 2004-03-29 19:00 |  | Physiologic Monitor Modules; Pulse Oximetry | 35850 | 509M PHYSIOLOGIC MONITOR MODULES | Philips Respironics Inc | 999.99 | Purchased
CHRISTIANA |  | HOSPITAL-CH | 0 | 147-2385 | DE |  | 2004-03-29 19:00 |  | Physiologic Monitor Modules; Pulse Oximetry | 35811 | 509M PHYSIOLOGIC MONITOR MODULES | Philips Respironics Inc | 999.99 | Purchased
CHRISTIANA |  | HOSPITAL-CH | 0 | 147-2316 | DE |  | 2004-03-29 19:00 |  | Physiologic Monitor Modules; Pulse Oximetry | 35868 | 509M PHYSIOLOGIC MONITOR MODULES | Philips Respironics Inc | 999.99 | Purchased
CHRISTIANA |  | HOSPITAL-CH | 0 | 147-2661 | DE |  |  |  | Physiologic Monitor Modules; Pulse Oximetry | 35625 | 509M PHYSIOLOGIC MONITOR MODULES | Philips Respironics Inc | 999.99
CHRISTIANA |  | HOSPITAL-WH | 0 | 147-2655CNTZ | DE |  | 2004-03-29 19:00 |  | Physiologic Monitor Modules; Pulse Oximetry | 35641 | 509M PHYSIOLOGIC MONITOR MODULES | Philips Respironics Inc | 999.99 | Purchased
CHRISTIANA |  | HOSPITAL-CH | 0 | 147-2605 | DE |  |  |  | Physiologic Monitor Modules; Pulse Oximetry | 35583 | 509M PHYSIOLOGIC MONITOR MODULES | Philips Respironics Inc | 999.99
CHRISTIANA |  | HOSPITAL-CH | 0 | 147-2573 | DE |  |  |  | Physiologic Monitor Modules; Pulse Oximetry | 35585 | 509M PHYSIOLOGIC MONITOR MODULES | Philips Respironics Inc | 999.99
CHRISTIANA |  | HOSPITAL-CH | 0 | 147-2647 | DE |  | 2004-03-29 19:00 |  | Physiologic Monitor Modules; Pulse Oximetry | 35653 | 509M PHYSIOLOGIC MONITOR MODULES | Philips Respironics Inc | 999.99 | Purchased
CHRISTIANA |  | HOSPITAL-CH | 0 | 147-1735 | DE |  |  |  | Physiologic Monitor Modules; Pulse Oximetry | 35810 | 509M PHYSIOLOGIC MONITOR MODULES | Philips Respironics Inc | 999.99
CHRISTIANA |  | HOSPITAL-CH | 0 | 147-2358CNTZ | DE |  |  |  | Physiologic Monitor Modules; Pulse Oximetry | 35869 | 509M PHYSIOLOGIC MONITOR MODULES | Philips Respironics Inc | 999.99
CHRISTIANA |  | HOSPITAL-CH | 0 | 147-2662 | DE |  |  |  | Physiologic Monitor Modules; Pulse Oximetry | 35624 | 509M PHYSIOLOGIC MONITOR MODULES | Philips Respironics Inc | 999.99
CHRISTIANA |  | HOSPITAL-CH | 0 | 147-2654 | DE |  |  |  | Physiologic Monitor Modules; Pulse Oximetry | 35626 | 509M PHYSIOLOGIC MONITOR MODULES | Philips Respironics Inc | 999.99
CHRISTIANA |  | HOSPITAL-CH | 0 | 147-2520 | DE |  |  |  | Physiologic Monitor Modules; Pulse Oximetry | 35825 | 509M PHYSIOLOGIC MONITOR MODULES | Philips Respironics Inc | 999.99
CHRISTIANA |  | HOSPITAL-CH | 0 | 147-2595 | DE |  | 2004-03-29 19:00 |  | Physiologic Monitor Modules; Pulse Oximetry | 35582 | 509M PHYSIOLOGIC MONITOR MODULES | Philips Respironics Inc | 999.99 | Purchased
CHRISTIANA |  | HOSPITAL-CH | 0 | 147-2566 | DE |  | 2004-03-29 19:00 |  | Physiologic Monitor Modules; Pulse Oximetry | 35584 | 509M PHYSIOLOGIC MONITOR MODULES | Philips Respironics Inc | 999.99 | Purchased
CHRISTIANA |  | HOSPITAL-WH | 0 | 147-2233CNTZ | DE |  | 2004-03-29 19:00 |  | Physiologic Monitor Modules; Pulse Oximetry | 35652 | 509M PHYSIOLOGIC MONITOR MODULES | Philips Respironics Inc | 999.99 | Purchased
CHRISTIANA |  | HOSPITAL-CH | 0 | 147-2363 | DE |  |  |  | Physiologic Monitor Modules; Pulse Oximetry | 35654 | 509M PHYSIOLOGIC MONITOR MODULES | Philips Respironics Inc | 999.99
CHRISTIANA |  | HOSPITAL-CH | 0 | 147-2672CNTZ | DE |  | 2004-03-29 19:00 |  | Physiologic Monitor Modules; Pulse Oximetry | 35613 | 509M PHYSIOLOGIC MONITOR MODULES | Philips Respironics Inc | 999.99 | Purchased
CHRISTIANA |  | HOSPITAL-WH | 0 | 147-2230CNTZ | DE |  | 2004-03-29 19:00 |  | Physiologic Monitor Modules; Pulse Oximetry | 35615 | 509M PHYSIOLOGIC MONITOR MODULES | Philips Respironics Inc | 999.99 | Purchased
CHRISTIANA |  | HOSPITAL-CH | 0 | 147-2393 | DE |  | 2004-03-29 19:00 |  | Physiologic Monitor Modules; Pulse Oximetry | 35813 | 509M PHYSIOLOGIC MONITOR MODULES | Philips Respironics Inc | 999.99 | Purchased
CHRISTIANA |  | HOSPITAL-CH | 0 | 147-2528 | DE |  | 2004-03-29 19:00 |  | Physiologic Monitor Modules; Pulse Oximetry | 35815 | 509M PHYSIOLOGIC MONITOR MODULES | Philips Respironics Inc | 999.99 | Purchased
CHRISTIANA |  | HOSPITAL-CH | 0 | 147-2414 | DE |  |  |  | Physiologic Monitor Modules; Pulse Oximetry | 35870 | 509M PHYSIOLOGIC MONITOR MODULES | Philips Respironics Inc | 999.99
CHRISTIANA |  | HOSPITAL-CH | 0 | 147-2474CNTZ | DE |  | 2004-03-29 19:00 |  | Physiologic Monitor Modules; Pulse Oximetry | 36051 | 509M PHYSIOLOGIC MONITOR MODULES | Philips Respironics Inc | 999.99 | Purchased
CHRISTIANA |  | HOSPITAL-CH | 0 | 147-2657 | DE |  |  |  | Physiologic Monitor Modules; Pulse Oximetry | 35627 | 509M PHYSIOLOGIC MONITOR MODULES | Philips Respironics Inc | 999.99
CHRISTIANA |  | HOSPITAL-CH | 0 | 147-2660 | DE |  |  |  | Physiologic Monitor Modules; Pulse Oximetry | 35643 | 509M PHYSIOLOGIC MONITOR MODULES | Philips Respironics Inc | 999.99
CHRISTIANA |  | HOSPITAL-CH | 0 | 147-2481 | DE |  |  |  | Physiologic Monitor Modules; Pulse Oximetry | 35587 | 509M PHYSIOLOGIC MONITOR MODULES | Philips Respironics Inc | 999.99
CHRISTIANA |  | HOSPITAL-CH | 0 | 147-2357 | DE |  | 2004-03-29 19:00 |  | Physiologic Monitor Modules; Pulse Oximetry | 35842 | 509M PHYSIOLOGIC MONITOR MODULES | Philips Respironics Inc | 999.99 | Purchased
CHRISTIANA |  | HOSPITAL-CH | 0 | 147-2440CNTZ | DE |  | 2004-03-29 19:00 |  | Physiologic Monitor Modules; Pulse Oximetry | 35844 | 509M PHYSIOLOGIC MONITOR MODULES | Philips Respironics Inc | 999.99
CHRISTIANA |  | HOSPITAL-CH | 0 | 147-2669 | DE |  |  |  | Physiologic Monitor Modules; Pulse Oximetry | 35614 | 509M PHYSIOLOGIC MONITOR MODULES | Philips Respironics Inc | 999.99
CHRISTIANA |  | HOSPITAL-CH | 0 | 147-2656 | DE |  | 2004-03-29 19:00 |  | Physiologic Monitor Modules; Pulse Oximetry | 35616 | 509M PHYSIOLOGIC MONITOR MODULES | Philips Respironics Inc | 999.99 | Purchased
CHRISTIANA |  | HOSPITAL-WH | 0 | 147-2490CNTZ | DE |  | 2004-03-29 19:00 |  | Physiologic Monitor Modules; Pulse Oximetry | 35812 | 509M PHYSIOLOGIC MONITOR MODULES | Philips Respironics Inc | 999.99 | Purchased
CHRISTIANA |  | HOSPITAL-CH | 0 | 147-2333 | DE |  |  |  | Physiologic Monitor Modules; Pulse Oximetry | 35814 | 509M PHYSIOLOGIC MONITOR MODULES | Philips Respironics Inc | 999.99
CHRISTIANA |  | HOSPITAL-CH | 0 | 147-2507CNTZ | DE |  | 2004-03-29 19:00 |  | Physiologic Monitor Modules; Pulse Oximetry | 36050 | 509M PHYSIOLOGIC MONITOR MODULES | Philips Respironics Inc | 999.99 | Purchased
CHRISTIANA |  | HOSPITAL-CH | 0 | 147-2383CNTZ | DE |  |  |  | Physiologic Monitor Modules; Pulse Oximetry | 36052 | 509M PHYSIOLOGIC MONITOR MODULES | Philips Respironics Inc | 999.99
CHRISTIANA |  | HOSPITAL-CH | 0 | 147-2666 | DE |  | 2004-03-29 19:00 |  | Physiologic Monitor Modules; Pulse Oximetry | 35628 | 509M PHYSIOLOGIC MONITOR MODULES | Philips Respironics Inc | 999.99 | Purchased
CHRISTIANA |  | HOSPITAL-CH | 0 | 147-2664 | DE |  |  |  | Physiologic Monitor Modules; Pulse Oximetry | 35642 | 509M PHYSIOLOGIC MONITOR MODULES | Philips Respironics Inc | 999.99
CHRISTIANA |  | HOSPITAL-CH | 0 | 147-2665 | DE |  |  |  | Physiologic Monitor Modules; Pulse Oximetry | 35644 | 509M PHYSIOLOGIC MONITOR MODULES | Philips Respironics Inc | 999.99
CHRISTIANA |  | HOSPITAL-CH | 0 | 147-2626 | DE |  |  |  | Physiologic Monitor Modules; Pulse Oximetry | 35586 | 509M PHYSIOLOGIC MONITOR MODULES | Philips Respironics Inc | 999.99
CHRISTIANA |  | HOSPITAL-CH | 0 | 147-2386 | DE |  | 2004-03-29 19:00 |  | Physiologic Monitor Modules; Pulse Oximetry | 35843 | 509M PHYSIOLOGIC MONITOR MODULES | Philips Respironics Inc | 999.99 | Purchased
CHRISTIANA |  | HOSPITAL-CH | 0 | 1187 | DE |  |  |  | Insufflators | 25614 | RAP-1 | SOLOS ENDOSCOPY INC | 3000
CHRISTIANA |  | HOSPITAL-CH | 0 | 2045 | DE |  |  |  | Apnea Monitors; Neonatal | 30598 | H2500 | RESPIRONICS INC | 9500
CHRISTIANA |  | WH SURGI | 0 | TMM4-119 102810 3613 | DE |  | 2013-03-31 20:00 |  | Stretcher/Chairs; Mobile | 49547 | Multi-Purpose Stretcher-Chair TMM4-WB | TRANSMOTION MEDICAL INC | 7500 | Purchased
CHRISTIANA |  | WH SURGI | 0 | TMM4-WLB 090612 4858 | DE |  | 2013-03-31 20:00 |  | Stretcher/Chairs; Mobile | 49541 | Multi-Purpose Stretcher-Chair TMM4-WB | TRANSMOTION MEDICAL INC | 7500 | Purchased
CHRISTIANA |  | WH SURGI | 0 | TMM4-WLB 090612 4857 | DE |  | 2013-03-31 20:00 |  | Stretcher/Chairs; Mobile | 49540 | Multi-Purpose Stretcher-Chair TMM4-WB | TRANSMOTION MEDICAL INC | 7500 | Purchased
CHRISTIANA |  | WH SURGI | 0 | TMM4-119 102810 3616 | DE |  | 2013-03-31 20:00 |  | Stretcher/Chairs; Mobile | 49544 | Multi-Purpose Stretcher-Chair TMM4-WB | TRANSMOTION MEDICAL INC | 7500 | Purchased
CHRISTIANA |  | WH SURGI | 0 | TMM4-119 102810 3614 | DE |  | 2012-05-14 20:00 |  | Stretcher/Chairs; Mobile | 48354 | Multi-Purpose Stretcher-Chair TMM4-WB | TRANSMOTION MEDICAL INC | 7500 | Purchased
CHRISTIANA |  | WH SURGI | 0 | TMM4-119 102810 3615 | DE |  | 2012-05-14 20:00 |  | Stretcher/Chairs; Mobile | 48355 | Multi-Purpose Stretcher-Chair TMM4-WB | TRANSMOTION MEDICAL INC | 7500 | Purchased
CHRISTIANA |  | CH-SURGI | 0 | TMM4-WLB 090612 4859 | DE |  | 2013-03-31 20:00 |  | Stretcher/Chairs; Mobile | 49543 | Multi-Purpose Stretcher-Chair TMM4-WB | TRANSMOTION MEDICAL INC | 7500 | Purchased
CHRISTIANA |  | CH-SURGI | 0 | TMM4-WLB 090612 4860 | DE |  | 2013-03-31 20:00 |  | Stretcher/Chairs; Mobile | 49542 | Multi-Purpose Stretcher-Chair TMM4-WB | TRANSMOTION MEDICAL INC | 7500 | Purchased
CHRISTIANA |  | HOSPITAL-CH | 0 | DE42318726 | DE |  | 2014-06-30 20:00 |  | MONITORING SYSTEMS; PHYSIOLOGIC | 54300 | M8102A | PHILIPS MEDICAL SYSTEMS CARDIAC & MONITORING SYSTEMS DIV | 6851 | Purchased
CHRISTIANA |  | CH-SURGI | 0 | DE42318723 | DE |  |  |  | MONITORING SYSTEMS; PHYSIOLOGIC | 54299 | M8102A | PHILIPS MEDICAL SYSTEMS CARDIAC & MONITORING SYSTEMS DIV | 6851
CHRISTIANA |  | HOSPITAL-CH | 0 | DE03715215 | DE |  | 2013-02-05 19:00 |  | MONITORING SYSTEMS; PHYSIOLOGIC | 51289 | M8102A | PHILIPS MEDICAL SYSTEMS CARDIAC & MONITORING SYSTEMS DIV | 4600 | Purchased
CHRISTIANA |  | HOSPITAL-CH | 0 | DE03715208 | DE |  |  |  | MONITORING SYSTEMS; PHYSIOLOGIC | 51290 | M8102A | PHILIPS MEDICAL SYSTEMS CARDIAC & MONITORING SYSTEMS DIV | 4600
CHRISTIANA |  | HOSPITAL-CH | 0 | US81510279 | DE |  | 2017-04-28 20:00 |  | Scanning Systems; Ultrasonic; General-Purpose | T0062 | SPARQ | Philips Healthcare North America | 35000
CHRISTIANA |  | HOSPITAL-WH | 0 | 8T05229565 | DE |  | 2018-12-10 19:00 |  | Hemodialysis Units | 68538 | Hemodialysis System 2008T | FRESENIUS MEDICAL CARE NORTH AMERICA | 13950 | Purchased
CHRISTIANA |  | HOSPITAL-WH | 0 | 7T05207141 | DE |  | 2017-07-16 20:00 |  | Hemodialysis Units | 64860 | Hemodialysis System 2008T | FRESENIUS MEDICAL CARE NORTH AMERICA | 14000 | Purchased
CHRISTIANA |  | HOSPITAL-CH | 0 | 04G034154 | DE |  |  |  | Image Processors; Video; Endoscopy | 36514 | High Definition Camera System 1088 | Stryker Corp | 10612.52
CHRISTIANA |  | HOSPITAL-CH | 0 | 04G036024 | DE |  |  |  | Image Processors; Video; Endoscopy | 36513 | High Definition Camera System 1088 | Stryker Corp | 10610.52
CHRISTIANA |  | HOSPITAL-CH | 0 | SB10351 | DE |  |  |  | Lights; Examination | 45006 | 100110 | BURTON CO | 800
CHRISTIANA |  | HOSPITAL-CH | 0 | SB12185 | DE |  |  |  | Lights; Examination | 45005 | 100110 | BURTON CO | 800
CHRISTIANA |  | CH-SURGI | 0 | 052109-014 | DE |  | 2011-04-10 20:00 |  | Radiofrequency Therapy Systems; Tissue Ablation; Endometrial | 47719 | Adiana Radiofrequency Generator FA 007 01 | Hologic Inc | 9.99
CHRISTIANA |  | HOSPITAL-CH | 0 | 0806 2645 | DE |  | 2005-01-22 19:00 |  | Lights; Surgical | 36949 | Surgical Light ST23 | Skytron Div The KMW Group | 7900 | Purchased
CHRISTIANA |  | WH SURGI | 0 | A664216 | DE |  | 2019-03-29 07:56 |  | Thermometers; Electronic; Infrared; Skin | 87398 | TAT-5000 Temporal Scanner | Exergen Corp | 350 | Purchased
CHRISTIANA |  | Annex | 0 | A517988 | DE |  | 2016-07-17 20:00 |  | Thermometers; Electronic; Infrared; Skin | 87246 | TAT-5000 Temporal Scanner | Exergen Corp | 350 | Purchased
CHRISTIANA |  | HOSPITAL-CH | 0 | A46658 | DE |  | 2006-07-10 20:00 |  | Thermometers; Electronic; Infrared; Skin | 38522 | TAT-5000 Temporal Scanner | Exergen Corp | 1000
CHRISTIANA |  | HOSPITAL-CH | 0 | A 567606 | DE |  | 2018-04-10 20:00 |  | Thermometers; Electronic; Infrared; Skin | 100551 | TAT-5000 Temporal Scanner | Exergen Corp | 350 | Purchased
CHRISTIANA |  | MAP II | 0 | A604400 | DE |  | 2017-01-22 19:00 |  | Thermometers; Electronic; Infrared; Skin | 87276 | TAT-5000 Temporal Scanner | Exergen Corp | 350 | Purchased
CHRISTIANA |  | MAP II | 0 | A 616366 | DE |  | 2018-10-22 20:00 |  | Thermometers; Electronic; Infrared; Skin | 100751 | TAT-5000 Temporal Scanner | Exergen Corp | 350 | Purchased
CHRISTIANA |  | HOSPITAL-CH | 0 | A200925 | DE |  |  |  | Thermometers; Electronic; Infrared; Skin | 87896 | TAT-5000 Temporal Scanner | Exergen Corp | 1000
CHRISTIANA |  | HOSPITAL-CH | 0 | A605438 | DE |  | 2017-01-31 19:00 |  | Thermometers; Electronic; Infrared; Skin | 100208 | TAT-5000 Temporal Scanner | Exergen Corp | 350 | Purchased
CHRISTIANA |  | HOSPITAL-CH | 0 | A604409 | DE |  | 2017-01-31 19:00 |  | Thermometers; Electronic; Infrared; Skin | 100167 | TAT-5000 Temporal Scanner | Exergen Corp | 350 | Purchased
CHRISTIANA |  | Glasgow Medical Center | 0 | a662886 | DE |  | 2017-08-17 20:00 |  | Thermometers; Electronic; Infrared; Skin | 100324 | TAT-5000 Temporal Scanner | Exergen Corp | 350
CHRISTIANA |  | CH-SURGI | 0 | A45315 | DE |  |  |  | Thermometers; Electronic; Infrared; Skin | 38526 | TAT-5000 Temporal Scanner | Exergen Corp | 1000
CHRISTIANA |  | HOSPITAL-CH | 0 | A 454955 | DE |  |  |  | Thermometers; Electronic; Infrared; Skin | 87752 | TAT-5000 Temporal Scanner | Exergen Corp | 1000
CHRISTIANA |  | HOSPITAL-CH | 0 | A598426 | DE |  | 2017-01-31 19:00 |  | Thermometers; Electronic; Infrared; Skin | 100176 | TAT-5000 Temporal Scanner | Exergen Corp | 311.85
CHRISTIANA |  | CH-SURGI | 0 | A349393 | DE |  |  |  | Thermometers; Electronic; Infrared; Skin | 45061 | TAT-5000 Temporal Scanner | Exergen Corp | 1000
CHRISTIANA |  | HOSPITAL-CH | 0 | A605018 | DE |  | 2017-01-31 19:00 |  | Thermometers; Electronic; Infrared; Skin | 101205 | TAT-5000 Temporal Scanner | Exergen Corp | 350 | Purchased
CHRISTIANA |  | HOSPITAL-WH | 0 | A396167 | DE |  | 2015-09-03 20:00 |  | Thermometers; Electronic; Infrared; Skin | 87053 | TAT-5000 Temporal Scanner | Exergen Corp | 350 | Purchased
CHRISTIANA |  | CH-SURGI | 0 | a250869 | DE |  |  |  | Thermometers; Electronic; Infrared; Skin | 48092 | TAT-5000 Temporal Scanner | Exergen Corp | 1000
CHRISTIANA |  | HOSPITAL-CH | 0 | A 320366 | DE |  |  |  | Thermometers; Electronic; Infrared; Skin | 81988 | TAT-5000 Temporal Scanner | Exergen Corp | 1000
CHRISTIANA |  | HOSPITAL-CH | 0 | A566611 | DE |  | 2017-01-31 19:00 |  | Thermometers; Electronic; Infrared; Skin | 100166 | TAT-5000 Temporal Scanner | Exergen Corp | 350 | Purchased
CHRISTIANA |  | HOSPITAL-CH | 0 | A604964 | DE |  | 2017-01-31 19:00 |  | Thermometers; Electronic; Infrared; Skin | 100165 | TAT-5000 Temporal Scanner | Exergen Corp | 350 | Purchased
CHRISTIANA |  | HOSPITAL-CH | 0 | A598005 | DE |  | 2017-01-31 19:00 |  | Thermometers; Electronic; Infrared; Skin | 100168 | TAT-5000 Temporal Scanner | Exergen Corp | 350 | Purchased
CHRISTIANA |  | HOSPITAL-CH | 0 | A604868 | DE |  | 2017-01-31 19:00 |  | Thermometers; Electronic; Infrared; Skin | 100194 | TAT-5000 Temporal Scanner | Exergen Corp | 350 | Purchased
CHRISTIANA |  | MAP II | 0 | A 614908 | DE |  | 2018-10-22 20:00 |  | Thermometers; Electronic; Infrared; Skin | 100748 | TAT-5000 Temporal Scanner | Exergen Corp | 350 | Purchased
CHRISTIANA |  | HOSPITAL-CH | 0 | A598337 | DE |  | 2017-01-31 19:00 |  | Thermometers; Electronic; Infrared; Skin | 100203 | TAT-5000 Temporal Scanner | Exergen Corp | 350 | Purchased
CHRISTIANA |  | HOSPITAL-CH | 0 | A604424 | DE |  | 2017-01-31 19:00 |  | Thermometers; Electronic; Infrared; Skin | 100192 | TAT-5000 Temporal Scanner | Exergen Corp | 350 | Purchased
CHRISTIANA |  | Star Campus | 0 | A556089 | DE |  | 2015-02-05 19:00 |  | Thermometers; Electronic; Infrared; Skin | 87790 | TAT-5000 Temporal Scanner | Exergen Corp | 350
CHRISTIANA |  | Smyrna Health & Wellness Center | 0 | a641075 | DE |  | 2017-06-22 20:00 |  | Thermometers; Electronic; Infrared; Skin | 100307 | TAT-5000 Temporal Scanner | Exergen Corp | 350
CHRISTIANA |  | HOSPITAL-CH | 0 | A597750 | DE |  | 2017-01-31 19:00 |  | Thermometers; Electronic; Infrared; Skin | 100151 | TAT-5000 Temporal Scanner | Exergen Corp | 311.85
CHRISTIANA |  | HOSPITAL-CH | 0 | A604919 | DE |  | 2017-01-31 19:00 |  | Thermometers; Electronic; Infrared; Skin | 100145 | TAT-5000 Temporal Scanner | Exergen Corp | 350
CHRISTIANA |  | CH-SURGI | 0 | A209006 | DE |  | 2010-08-16 20:00 |  | Thermometers; Electronic; Infrared; Skin | 46993 | TAT-5000 Temporal Scanner | Exergen Corp | 350 | Purchased
CHRISTIANA |  | HOSPITAL-CH | 0 | A604986 | DE |  | 2017-01-31 19:00 |  | Thermometers; Electronic; Infrared; Skin | 100148 | TAT-5000 Temporal Scanner | Exergen Corp | 350 | Purchased
CHRISTIANA |  | HOSPITAL-CH | 0 | A598350 | DE |  | 2017-01-31 19:00 |  | Thermometers; Electronic; Infrared; Skin | 100199 | TAT-5000 Temporal Scanner | Exergen Corp | 350 | Purchased
CHRISTIANA |  | HOSPITAL-CH | 0 | A596654 | DE |  | 2017-01-31 19:00 |  | Thermometers; Electronic; Infrared; Skin | 100152 | TAT-5000 Temporal Scanner | Exergen Corp | 350 | Purchased
CHRISTIANA |  | HOSPITAL-CH | 0 | A745257 | DE |  | 2017-01-31 19:00 |  | Thermometers; Electronic; Infrared; Skin | 100146 | TAT-5000 Temporal Scanner | Exergen Corp | 350 | Purchased
CHRISTIANA |  | HOSPITAL-WH | 0 | A576910 | DE |  | 2019-03-29 07:56 |  | Thermometers; Electronic; Infrared; Skin | 87461 | TAT-5000 Temporal Scanner | Exergen Corp | 350 | Purchased
CHRISTIANA |  | Georgetown Wellness Clinic | 0 | A 419102 | DE |  | 2015-02-05 19:00 |  | Thermometers; Electronic; Infrared; Skin | 86016 | TAT-5000 Temporal Scanner | Exergen Corp | 350 | Purchased
CHRISTIANA |  | HOSPITAL-CH | 0 | A603234 | DE |  | 2017-01-31 19:00 |  | Thermometers; Electronic; Infrared; Skin | 100141 | TAT-5000 Temporal Scanner | Exergen Corp | 350 | Purchased
CHRISTIANA |  | HOSPITAL-CH | 0 | A603109 | DE |  | 2017-01-31 19:00 |  | Thermometers; Electronic; Infrared; Skin | 101193 | TAT-5000 Temporal Scanner | Exergen Corp | 350 | Purchased
CHRISTIANA |  | HCCC | 0 | A 468960 | DE |  | 2015-04-14 20:00 |  | Thermometers; Electronic; Infrared; Skin | 86075 | TAT-5000 Temporal Scanner | Exergen Corp | 1000
CHRISTIANA |  | HOSPITAL-CH | 0 | A604167 | DE |  | 2017-01-31 19:00 |  | Thermometers; Electronic; Infrared; Skin | 100153 | TAT-5000 Temporal Scanner | Exergen Corp | 350 | Purchased
CHRISTIANA |  | HCCC | 0 | A 466182 | DE |  | 2015-04-14 20:00 |  | Thermometers; Electronic; Infrared; Skin | 86078 | TAT-5000 Temporal Scanner | Exergen Corp | 1000
CHRISTIANA |  | HCCC | 0 | A 469081 | DE |  | 2015-04-14 20:00 |  | Thermometers; Electronic; Infrared; Skin | 86076 | TAT-5000 Temporal Scanner | Exergen Corp | 1000
CHRISTIANA |  | HOSPITAL-WH | 0 | A491888 | DE |  | 2015-09-09 20:00 |  | Thermometers; Electronic; Infrared; Skin | 87198 | TAT-5000 Temporal Scanner | Exergen Corp | 350 | Purchased
CHRISTIANA |  | WH SURGI | 0 | A604935 | DE |  | 2017-01-22 19:00 |  | Thermometers; Electronic; Infrared; Skin | 87279 | TAT-5000 Temporal Scanner | Exergen Corp | 350 | Purchased
CHRISTIANA |  | Smyrna Health & Wellness Center | 0 | a115481 | DE |  | 2013-08-12 20:00 |  | Thermometers; Electronic; Infrared; Skin | 80001 | TAT-5000 Temporal Scanner | Exergen Corp | 1000
CHRISTIANA |  | CONCORD M.O.B. | 0 | A318902 | PA |  | 2017-03-08 19:00 |  | Thermometers; Electronic; Infrared; Skin | 87266 | TAT-5000 Temporal Scanner | Exergen Corp | 350
CHRISTIANA |  | MAP II | 0 | A662629 | DE |  | 2019-03-29 07:56 |  | Thermometers; Electronic; Infrared; Skin | 87401 | TAT-5000 Temporal Scanner | Exergen Corp | 350 | Purchased
CHRISTIANA |  | HOSPITAL-WH | 0 | A 400122 | DE |  | 2010-08-02 20:00 |  | Thermometers; Electronic; Infrared; Skin | 53480 | TAT-5000 Temporal Scanner | Exergen Corp | 1000
CHRISTIANA |  | HCCC | 0 | A163331 | DE |  | 2013-08-24 20:00 |  | Thermometers; Electronic; Infrared; Skin | 45421 | TAT-5000 Temporal Scanner | Exergen Corp | 1000
CHRISTIANA |  | HOSPITAL-CH | 0 | A604811 | DE |  | 2017-01-31 19:00 |  | Thermometers; Electronic; Infrared; Skin | 100172 | TAT-5000 Temporal Scanner | Exergen Corp | 350 | Purchased
CHRISTIANA |  | HOSPITAL-CH | 0 | A604824 | DE |  | 2017-01-31 19:00 |  | Thermometers; Electronic; Infrared; Skin | 100139 | TAT-5000 Temporal Scanner | Exergen Corp | 350 | Purchased
CHRISTIANA |  | HOSPITAL-CH | 0 | A746283 | DE |  | 2018-05-28 20:00 |  | Thermometers; Electronic; Infrared; Skin | 46681 | TAT-5000 Temporal Scanner | Exergen Corp | 390 | Purchased
CHRISTIANA |  | HOSPITAL-CH | 0 | A597534 | DE |  |  |  | Thermometers; Electronic; Infrared; Skin | 100154 | TAT-5000 Temporal Scanner | Exergen Corp | 350
CHRISTIANA |  | HOSPITAL-CH | 0 | A774983 | DE |  | 2018-12-12 19:00 |  | Thermometers; Electronic; Infrared; Skin | 101005 | TAT-5000 Temporal Scanner | Exergen Corp | 350 | Purchased
CHRISTIANA |  | HOSPITAL-CH | 0 | A603912 | DE |  | 2017-01-31 19:00 |  | Thermometers; Electronic; Infrared; Skin | 101192 | TAT-5000 Temporal Scanner | Exergen Corp | 350 | Purchased
CHRISTIANA |  | CH-SURGI | 0 | A45328 | DE |  |  |  | Thermometers; Electronic; Infrared; Skin | 38527 | TAT-5000 Temporal Scanner | Exergen Corp | 1000
CHRISTIANA |  | HOSPITAL-CH | 0 | A598322 | DE |  | 2017-01-31 19:00 |  | Thermometers; Electronic; Infrared; Skin | 100189 | TAT-5000 Temporal Scanner | Exergen Corp | 350 | Purchased
CHRISTIANA |  | HOSPITAL-CH | 0 | A603204 | DE |  | 2017-01-31 19:00 |  | Thermometers; Electronic; Infrared; Skin | 100140 | TAT-5000 Temporal Scanner | Exergen Corp | 350 | Purchased
CHRISTIANA |  | HOSPITAL-CH | 0 | A604945 | DE |  | 2017-01-31 19:00 |  | Thermometers; Electronic; Infrared; Skin | 100174 | TAT-5000 Temporal Scanner | Exergen Corp | 311.85
CHRISTIANA |  | HOSPITAL-CH | 0 | A250643 | DE |  | 2018-03-18 20:00 |  | Thermometers; Electronic; Infrared; Skin | 48091 | TAT-5000 Temporal Scanner | Exergen Corp | 311.85
CHRISTIANA |  | WH SURGI | 0 | A487123 | DE |  | 2015-09-09 20:00 |  | Thermometers; Electronic; Infrared; Skin | 87196 | TAT-5000 Temporal Scanner | Exergen Corp | 350 | Purchased
CHRISTIANA |  | Glasgow Medical Center | 0 | A615832 | DE |  | 2017-08-16 20:00 |  | Thermometers; Electronic; Infrared; Skin | 65292 | TAT-5000 Temporal Scanner | Exergen Corp | 350 | Purchased
CHRISTIANA |  | HOSPITAL-CH | 0 | 36403040047 | DE |  |  |  | TEST EQUIPMENT; TEST EQUIPMENT | 49418 | 625 THERMO HYGROMETER | BK Medical Systems Inc | 5000
CHRISTIANA |  | HCCC | 0 | 3P704 | DE |  | 2007-06-10 20:00 |  | Scales; Patient; Floor | 39810 | BENCH TOP BABY | DETECTO SCALE CO DIV CARDINAL SCALE MFG CO | 1500
CHRISTIANA |  | HOSPITAL-CH | 0 | SBE06332990PA | DE |  | 2006-09-05 20:00 |  | Monitors; Physiologic; Fetal | 38870 | 259CX Corometrics Monitor | GE MEDICAL SYSTEMS | 13858
CHRISTIANA |  | HOSPITAL-CH | 0 | 11 | DE |  | 2013-06-30 20:00 |  | Tables; Operating | 52517 | MAGNUS OR Table 1180 | MAQUET Medical Systems USA | 35000 | Purchased
CHRISTIANA |  | HOSPITAL-CH | 0 | 7815899 | DE |  |  |  | Light Sources; Fiberoptic | 27793 | CLV-U40 | OLYMPUS AMERICA INC | 2000
CHRISTIANA |  | HOSPITAL-CH | 0 | 7602795 | DE |  |  |  | Light Sources; Fiberoptic | 26222 | CLV-U40 | OLYMPUS AMERICA INC | 750
CHRISTIANA |  | HCCC | 0 | NONE | DE |  |  |  | Thermometers; Electronic | 45362 | PRO 4000 THERMOMETER; ELECTRON | CARDINAL | 350
CHRISTIANA |  | HOSPITAL-CH | 0 | 11113022024 | DE |  | 2023-01-11 10:45 |  | Thermometers; Electronic | 45390 | PRO 4000 THERMOMETER; ELECTRON | CARDINAL | 214 | Purchased
CHRISTIANA |  | HCCC | 0 | NONE | DE |  | 2013-08-19 20:00 |  | Thermometers; Electronic | 45535 | PRO 4000 THERMOMETER; ELECTRON | CARDINAL | 350
CHRISTIANA |  | HCCC | 0 | NONE | DE |  | 2013-08-19 20:00 |  | Thermometers; Electronic | 45414 | PRO 4000 THERMOMETER; ELECTRON | CARDINAL | 350
CHRISTIANA |  | HCCC | 0 | NONE | DE |  | 2013-08-19 20:00 |  | Thermometers; Electronic | 45534 | PRO 4000 THERMOMETER; ELECTRON | CARDINAL | 350
CHRISTIANA |  | HCCC | 0 | NONE | DE |  | 2013-08-19 20:00 |  | Thermometers; Electronic | 45354 | PRO 4000 THERMOMETER; ELECTRON | CARDINAL | 350
CHRISTIANA |  | HCCC | 0 | NONE | DE |  |  |  | Thermometers; Electronic | 45537 | PRO 4000 THERMOMETER; ELECTRON | CARDINAL | 350
CHRISTIANA |  | HCCC | 0 | NONE | DE |  | 2013-08-19 20:00 |  | Thermometers; Electronic | 45363 | PRO 4000 THERMOMETER; ELECTRON | CARDINAL | 350
CHRISTIANA |  | HOSPITAL-WH | 0 | P8F1219B | DE |  | 2008-01-20 19:00 |  | Electrosurgical Units | 16550 | FORCE 4B | VALLEYLAB DIV TYCO HEALTHCARE GROUP LP | 7000 | Purchased
CHRISTIANA |  | HOSPITAL-CH | 0 | P9H1810B | DE |  |  |  | Electrosurgical Units | 16983 | FORCE 4B | VALLEYLAB DIV TYCO HEALTHCARE GROUP LP | 3492
CHRISTIANA |  | HOSPITAL-WH | 225 | A254239 | DE |  | 2008-01-20 19:00 |  | Slit Lamps | 13649 | Ultra Slit Lamp 2B | MARCO PRODUCTS CO | 3507
CHRISTIANA |  | HOSPITAL-CH | 225 | 07B0021 | DE |  | 2012-03-05 19:00 |  | Slit Lamps | 47578 | Ultra Slit Lamp 2B | MARCO PRODUCTS CO | 2500 | Purchased
CHRISTIANA |  | HOSPITAL-CH | 225 | 502134 | DE |  | 1988-08-27 20:00 |  | Slit Lamps | 12083 | Ultra Slit Lamp 2B | MARCO PRODUCTS CO | 3925
CHRISTIANA |  | HOSPITAL-CH | 0 | 3500-1998-8-351 | DE |  | 1999-09-21 20:00 |  | Tables; Operating | 29011 | Surgical Table 3500 Elite | Skytron Div The KMW Group | 44900 | Purchased
CHRISTIANA |  | CH-SURGI | 0 | 3500-1998-8-350 | DE |  | 1999-09-21 20:00 |  | Tables; Operating | 29013 | Surgical Table 3500 Elite | Skytron Div The KMW Group | 44900
CHRISTIANA |  | HOSPITAL-WH | 0 | 3500-3H-1279 | DE |  | 2004-01-25 19:00 |  | Tables; Operating | 35356 | Surgical Table 3500 Elite | Skytron Div The KMW Group | 41076 | Purchased
CHRISTIANA |  | HOSPITAL-WH | 0 | 3500-3G-1263 | DE |  | 2006-10-19 20:00 |  | Tables; Operating | 39029 | Surgical Table 3500 Elite | Skytron Div The KMW Group | 35000 | Purchased
CHRISTIANA |  | HOSPITAL-WH | 0 | 3500-3H-1278 | DE |  | 2004-01-25 19:00 |  | Tables; Operating | 35363 | Surgical Table 3500 Elite | Skytron Div The KMW Group | 41076
CHRISTIANA |  | HOSPITAL-CH | 0 | 3500-2I-1083 | DE |  | 2002-08-13 20:00 |  | Tables; Operating | 34376 | Surgical Table 3500 Elite | Skytron Div The KMW Group | 40006 | Purchased
CHRISTIANA |  | HOSPITAL-CH | 0 | 3500-1998-8-338 | DE |  | 1999-09-21 20:00 |  | Tables; Operating | 29017 | Surgical Table 3500 Elite | Skytron Div The KMW Group | 44900 | Purchased
CHRISTIANA |  | HOSPITAL-CH | 0 | 3500-1994-12-004 | DE |  | 1995-02-20 19:00 |  | Tables; Operating | 22235 | Surgical Table 3500 Elite | Skytron Div The KMW Group | 31825
CHRISTIANA |  | HOSPITAL-CH | 0 | 3500-1994-012-012 | DE |  | 1995-02-20 19:00 |  | Tables; Operating | 22236 | Surgical Table 3500 Elite | Skytron Div The KMW Group | 31529 | Purchased
CHRISTIANA |  | HOSPITAL-CH | 0 | 3500-1996-3-071 | DE |  |  |  | Tables; Operating | 29016 | Surgical Table 3500 Elite | Skytron Div The KMW Group | 44900
CHRISTIANA |  | HOSPITAL-CH | 0 | 3500-1994-12-010 | DE |  | 1995-02-20 19:00 |  | Tables; Operating | 22237 | Surgical Table 3500 Elite | Skytron Div The KMW Group | 39468 | Purchased
CHRISTIANA |  | HOSPITAL-CH | 0 | 3500-1994-12-005 | DE |  | 1995-02-20 19:00 |  | Tables; Operating | 22239 | Surgical Table 3500 Elite | Skytron Div The KMW Group | 20000 | Purchased
CHRISTIANA |  | HOSPITAL-CH | 0 | 3500-1998-8-353 | DE |  | 1999-09-21 20:00 |  | Tables; Operating | 29014 | Surgical Table 3500 Elite | Skytron Div The KMW Group | 44900
CHRISTIANA |  | HOSPITAL-CH | 0 | 3500-2000-5-670 | DE |  |  |  | Tables; Operating | 28210 | Surgical Table 3500 Elite | Skytron Div The KMW Group | 29999.99
CHRISTIANA |  | HOSPITAL-CH | 0 | 3500-1996-3-075 | DE |  |  |  | Tables; Operating | 29116 | Surgical Table 3500 Elite | Skytron Div The KMW Group | 44900
CHRISTIANA |  | HOSPITAL-WH | 0 | 3500-2K-1121 | DE |  | 2002-11-13 19:00 |  | Tables; Operating | 34294 | Surgical Table 3500 Elite | Skytron Div The KMW Group | 36090.5 | Purchased
CHRISTIANA |  | HOSPITAL-WH | 0 | 3500-2K-1113 | DE |  | 2002-11-13 19:00 |  | Tables; Operating | 34293 | Surgical Table 3500 Elite | Skytron Div The KMW Group | 36090.5 | Purchased
CHRISTIANA |  | HOSPITAL-WH | 0 | 3500-2K-1117 | DE |  | 2002-11-13 19:00 |  | Tables; Operating | 34296 | Surgical Table 3500 Elite | Skytron Div The KMW Group | 36090.5 | Purchased
CHRISTIANA |  | HOSPITAL-CH | 0 | B425699033 | DE |  |  |  | Tables; Operating | 39680 | 3085 SP | STERIS Corp | 15000
CHRISTIANA |  | HOSPITAL-WH | 0 | NONE | DE |  |  |  | Scales; Patient; Floor | 22128 | 4084A1 | HEALTH O METER INC DIV SUNBEAM CORP | 1000
CHRISTIANA |  | HOSPITAL-CH | 0 | GX18555 | DE |  |  |  | Incubators; Infant | 18758 | C100/C200-2 | HILL-ROM AIR-SHIELDS A HILL-ROM CO | 7124
CHRISTIANA |  | HOSPITAL-CH | 0 | QM25446 | DE |  |  |  | Incubators; Infant | 20407 | C100/C200-2 | HILL-ROM AIR-SHIELDS A HILL-ROM CO | 8802
CHRISTIANA |  | HOSPITAL-CH | 0 | GX18492 | DE |  |  |  | Incubators; Infant | 18760 | C100/C200-2 | HILL-ROM AIR-SHIELDS A HILL-ROM CO | 7123
CHRISTIANA |  | HOSPITAL-CH | 0 | WF28119 | DE |  |  |  | Incubators; Infant | 21515 | C100/C200-2 | HILL-ROM AIR-SHIELDS A HILL-ROM CO | 5888
CHRISTIANA |  | HOSPITAL-CH | 0 | VG20320 | DE |  |  |  | Incubators; Infant | 19291 | C100/C200-2 | HILL-ROM AIR-SHIELDS A HILL-ROM CO | 8095
CHRISTIANA |  | HOSPITAL-CH | 0 | WG22115 | DE |  |  |  | Incubators; Infant | 19323 | C100/C200-2 | HILL-ROM AIR-SHIELDS A HILL-ROM CO | 7632
CHRISTIANA |  | HOSPITAL-CH | 0 | GK12281 | DE |  |  |  | Incubators; Infant | 16782 | C100/C200-2 | HILL-ROM AIR-SHIELDS A HILL-ROM CO | 8000
CHRISTIANA |  | HOSPITAL-CH | 0 | NK12363 | DE |  |  |  | Incubators; Infant | 16781 | C100/C200-2 | HILL-ROM AIR-SHIELDS A HILL-ROM CO | 8000
CHRISTIANA |  | HOSPITAL-CH | 0 | GK12338 | DE |  |  |  | Incubators; Infant | 17972 | C100/C200-2 | HILL-ROM AIR-SHIELDS A HILL-ROM CO | 9067
CHRISTIANA |  | HOSPITAL-CH | 0 | VG20254 | DE |  |  |  | Incubators; Infant | 19295 | C100/C200-2 | HILL-ROM AIR-SHIELDS A HILL-ROM CO | 8095
CHRISTIANA |  | HOSPITAL-CH | 0 | VG20044 | DE |  |  |  | Incubators; Infant | 19298 | C100/C200-2 | HILL-ROM AIR-SHIELDS A HILL-ROM CO | 8086
CHRISTIANA |  | HOSPITAL-CH | 0 | NK12381 | DE |  |  |  | Incubators; Infant | 17955 | C100/C200-2 | HILL-ROM AIR-SHIELDS A HILL-ROM CO | 9068
CHRISTIANA |  | HOSPITAL-CH | 0 | GX18484 | DE |  |  |  | Incubators; Infant | 18814 | C100/C200-2 | HILL-ROM AIR-SHIELDS A HILL-ROM CO | 7124
CHRISTIANA |  | HOSPITAL-CH | 0 | QM25445 | DE |  |  |  | Incubators; Infant | 20408 | C100/C200-2 | HILL-ROM AIR-SHIELDS A HILL-ROM CO | 8802
CHRISTIANA |  | HOSPITAL-CH | 0 | GK12339 | DE |  |  |  | Incubators; Infant | 17899 | C100/C200-2 | HILL-ROM AIR-SHIELDS A HILL-ROM CO | 8000
CHRISTIANA |  | HOSPITAL-CH | 0 | GK12333 | DE |  |  |  | Incubators; Infant | 17837 | C100/C200-2 | HILL-ROM AIR-SHIELDS A HILL-ROM CO | 5804
CHRISTIANA |  | HOSPITAL-CH | 0 | GK12317 | DE |  |  |  | Incubators; Infant | 17971 | C100/C200-2 | HILL-ROM AIR-SHIELDS A HILL-ROM CO | 5803
CHRISTIANA |  | HOSPITAL-CH | 0 | CNDRG31784 | DE |  |  |  | Printers | 32350 | C7058A | PHILIPS MEDICAL SYSTEMS NORTH AMERICA | 1500
CHRISTIANA |  | HOSPITAL-WH | 0 | NS | DE |  |  |  | Analyzers; Physiologic; Middle Ear | 13597 | 71130 | CARDINAL | 800
CHRISTIANA |  | HOSPITAL-WH | 0 | 54430 | DE |  |  |  | Anesthesia Kits; Paracervical | 11889 | 2310 | SORENSON MEDICAL | 1200
CHRISTIANA |  | HOSPITAL-CH | 0 | MBP1626037 | DE |  | 2017-02-27 19:00 |  | Oximeters; Pulse | 64297 | PM10N PORTABLE PULSE OXIMETER | NELLCOR PURITAN BENNETT INC | 450.3
CHRISTIANA |  | Smyrna Health & Wellness Center | 0 | MBP1508886 | DE |  | 2018-10-15 20:00 |  | Oximeters; Pulse | 68318 | PM10N PORTABLE PULSE OXIMETER | NELLCOR PURITAN BENNETT INC | 550
CHRISTIANA |  | HOSPITAL-CH | 0 | MBP2324112 | DE |  | 2015-06-01 20:00 |  | Oximeters; Pulse | 87012 | PM10N PORTABLE PULSE OXIMETER | NELLCOR PURITAN BENNETT INC | 550 | Purchased
CHRISTIANA |  | HOSPITAL-CH | 0 | MBP1603902 | DE |  | 2016-03-20 20:00 |  | Oximeters; Pulse | 61863 | PM10N PORTABLE PULSE OXIMETER | NELLCOR PURITAN BENNETT INC | 565 | Purchased
CHRISTIANA |  | HOSPITAL-CH | 0 | mbp1700796 | DE |  | 2017-05-28 20:00 |  | Oximeters; Pulse | 100285 | PM10N PORTABLE PULSE OXIMETER | NELLCOR PURITAN BENNETT INC | 550 | Purchased
CHRISTIANA |  | HOSPITAL-CH | 0 | MBP1615698 | DE |  | 2015-12-08 19:00 |  | Oximeters; Pulse | 62937 | PM10N PORTABLE PULSE OXIMETER | NELLCOR PURITAN BENNETT INC | 1750
CHRISTIANA |  | HOSPITAL-CH | 0 | mbp1609765 | DE |  | 2016-06-01 20:00 |  | Oximeters; Pulse | 87786 | PM10N PORTABLE PULSE OXIMETER | NELLCOR PURITAN BENNETT INC | 640 | Purchased
CHRISTIANA |  | HOSPITAL-CH | 0 | MBP1802875 | DE |  | 2018-09-13 20:00 |  | Oximeters; Pulse | 68310 | PM10N PORTABLE PULSE OXIMETER | NELLCOR PURITAN BENNETT INC | 550 | Purchased
CHRISTIANA |  | HOSPITAL-CH | 0 | MBP1506565 | DE |  |  |  | Oximeters; Pulse | 57187 | PM10N PORTABLE PULSE OXIMETER | NELLCOR PURITAN BENNETT INC | 550
CHRISTIANA |  | PMRI | 0 | MBP1804941 | DE |  | 2019-01-09 19:00 |  | Oximeters; Pulse | 101031 | PM10N PORTABLE PULSE OXIMETER | NELLCOR PURITAN BENNETT INC | 517.24 | Purchased
CHRISTIANA |  | HOSPITAL-CH | 0 | MBP1629404 | DE |  | 2017-05-10 20:00 |  | Oximeters; Pulse | 64695 | PM10N PORTABLE PULSE OXIMETER | NELLCOR PURITAN BENNETT INC | 640 | Purchased
CHRISTIANA |  | HOSPITAL-CH | 0 | MBP1602439 | DE |  | 2016-05-23 20:00 |  | Oximeters; Pulse | 87784 | PM10N PORTABLE PULSE OXIMETER | NELLCOR PURITAN BENNETT INC | 550 | Purchased
CHRISTIANA |  | HOSPITAL-CH | 0 | MBP1708580 | DE |  | 2016-06-23 20:00 |  | Oximeters; Pulse | 87793 | PM10N PORTABLE PULSE OXIMETER | NELLCOR PURITAN BENNETT INC | 565
CHRISTIANA |  | HOSPITAL-CH | 0 | mbp1632965 | DE |  | 2017-05-28 20:00 |  | Oximeters; Pulse | 100280 | PM10N PORTABLE PULSE OXIMETER | NELLCOR PURITAN BENNETT INC | 550 | Purchased
CHRISTIANA |  | HOSPITAL-CH | 0 | MBP1506031 | DE |  |  |  | Oximeters; Pulse | 86086 | PM10N PORTABLE PULSE OXIMETER | NELLCOR PURITAN BENNETT INC | 550
CHRISTIANA |  | HOSPITAL-CH | 0 | MBP0006454 | DE |  |  |  | Oximeters; Pulse | 86005 | PM10N PORTABLE PULSE OXIMETER | NELLCOR PURITAN BENNETT INC | 640
CHRISTIANA |  | HOSPITAL-CH | 0 | MBP1513215 | DE |  | 2015-11-08 19:00 |  | Oximeters; Pulse | 87645 | PM10N PORTABLE PULSE OXIMETER | NELLCOR PURITAN BENNETT INC | 550
CHRISTIANA |  | HOSPITAL-CH | 0 | MBP1808789 | DE |  | 2018-09-18 20:00 |  | Oximeters; Pulse | 100710 | PM10N PORTABLE PULSE OXIMETER | NELLCOR PURITAN BENNETT INC | 450.3 | Purchased
CHRISTIANA |  | MAP II | 0 | mbp1616276 | DE |  | 2019-03-29 07:57 |  | Oximeters; Pulse | 100034 | PM10N PORTABLE PULSE OXIMETER | NELLCOR PURITAN BENNETT INC | 640 | Purchased
CHRISTIANA |  | HOSPITAL-CH | 0 | MBP1512933 | DE |  |  |  | Oximeters; Pulse | 87609 | PM10N PORTABLE PULSE OXIMETER | NELLCOR PURITAN BENNETT INC | 550
CHRISTIANA |  | HOSPITAL-CH | 0 | MBP1803091 | DE |  | 2019-01-02 19:00 |  | Oximeters; Pulse | 101024 | PM10N PORTABLE PULSE OXIMETER | NELLCOR PURITAN BENNETT INC | 640 | Purchased
CHRISTIANA |  | HOSPITAL-CH | 0 | MBP1629122 | DE |  | 2017-03-26 20:00 |  | Oximeters; Pulse | 100217 | PM10N PORTABLE PULSE OXIMETER | NELLCOR PURITAN BENNETT INC | 450.3 | Purchased
CHRISTIANA |  | HOSPITAL-CH | 0 | MBP1509014 | DE |  | 2015-09-03 20:00 |  | Oximeters; Pulse | 87191 | PM10N PORTABLE PULSE OXIMETER | NELLCOR PURITAN BENNETT INC | 450.3 | Purchased
CHRISTIANA |  | HOSPITAL-CH | 0 | MBP1629402 | DE |  | 2017-05-10 20:00 |  | Oximeters; Pulse | 64696 | PM10N PORTABLE PULSE OXIMETER | NELLCOR PURITAN BENNETT INC | 450.3 | Purchased
CHRISTIANA |  | HOSPITAL-WH | 0 | MBP1519267 | DE |  |  |  | Oximeters; Pulse | 60195 | PM10N PORTABLE PULSE OXIMETER | NELLCOR PURITAN BENNETT INC | 550
CHRISTIANA |  | HOSPITAL-CH | 0 | MBP1709266 | DE |  | 2017-08-13 20:00 |  | Oximeters; Pulse | 100331 | PM10N PORTABLE PULSE OXIMETER | NELLCOR PURITAN BENNETT INC | 450.3
CHRISTIANA |  | HOSPITAL-CH | 0 | MBP1506088 | DE |  |  |  | Oximeters; Pulse | 87025 | PM10N PORTABLE PULSE OXIMETER | NELLCOR PURITAN BENNETT INC | 550
CHRISTIANA |  | HOSPITAL-CH | 0 | MBP0001687 | DE |  |  |  | Oximeters; Pulse | 86038 | PM10N PORTABLE PULSE OXIMETER | NELLCOR PURITAN BENNETT INC | 550
CHRISTIANA |  | HOSPITAL-CH | 0 | MBP1716741 | DE |  | 2017-10-19 20:00 |  | Oximeters; Pulse | 65683 | PM10N PORTABLE PULSE OXIMETER | NELLCOR PURITAN BENNETT INC | 550 | Purchased
CHRISTIANA |  | HOSPITAL-CH | 0 | MBP0006449 | DE |  | 2015-02-17 19:00 |  | Oximeters; Pulse | 86009 | PM10N PORTABLE PULSE OXIMETER | NELLCOR PURITAN BENNETT INC | 640 | Purchased
CHRISTIANA |  | HOSPITAL-WH | 0 | MBP0001521 | DE |  | 2015-03-12 20:00 |  | Oximeters; Pulse | 81965 | PM10N PORTABLE PULSE OXIMETER | NELLCOR PURITAN BENNETT INC | 550
CHRISTIANA |  | HOSPITAL-CH | 0 | MBP1524771 | DE |  | 2016-01-13 19:00 |  | Oximeters; Pulse | 61846 | PM10N PORTABLE PULSE OXIMETER | NELLCOR PURITAN BENNETT INC | 565
CHRISTIANA |  | HOSPITAL-CH | 0 | MBP1808781 | DE |  | 2018-09-18 20:00 |  | Oximeters; Pulse | 100709 | PM10N PORTABLE PULSE OXIMETER | NELLCOR PURITAN BENNETT INC | 517.24
CHRISTIANA |  | HOSPITAL-CH | 0 | MBP1519264 | DE |  | 2015-12-08 19:00 |  | Oximeters; Pulse | 86022 | PM10N PORTABLE PULSE OXIMETER | NELLCOR PURITAN BENNETT INC | 550
CHRISTIANA |  | HOSPITAL-CH | 0 | MBP1612520 | DE |  | 2016-06-23 20:00 |  | Oximeters; Pulse | 87796 | PM10N PORTABLE PULSE OXIMETER | NELLCOR PURITAN BENNETT INC | 565
CHRISTIANA |  | HOSPITAL-CH | 0 | mbp1734620 | DE |  | 2018-05-30 20:00 |  | Oximeters; Pulse | 46672 | PM10N PORTABLE PULSE OXIMETER | NELLCOR PURITAN BENNETT INC | 550 | Purchased
CHRISTIANA |  | HOSPITAL-CH | 0 | MBP1719423 | DE |  | 2018-08-20 20:00 |  | Oximeters; Pulse | 100554 | PM10N PORTABLE PULSE OXIMETER | NELLCOR PURITAN BENNETT INC | 450.3
CHRISTIANA |  | HOSPITAL-CH | 0 | MBP1506637 | DE |  | 2015-06-01 20:00 |  | Oximeters; Pulse | 87011 | PM10N PORTABLE PULSE OXIMETER | NELLCOR PURITAN BENNETT INC | 550 | Purchased
CHRISTIANA |  | HOSPITAL-CH | 0 | MBP1613016 | DE |  | 2016-10-17 20:00 |  | Oximeters; Pulse | 62949 | PM10N PORTABLE PULSE OXIMETER | NELLCOR PURITAN BENNETT INC | 450.3
CHRISTIANA |  | HOSPITAL-WH | 0 | MBP1629525 | DE |  | 2017-04-11 20:00 |  | Oximeters; Pulse | 60721 | PM10N PORTABLE PULSE OXIMETER | NELLCOR PURITAN BENNETT INC | 450.3 | Purchased
CHRISTIANA |  | HOSPITAL-CH | 0 | MBP1616274 | DE |  | 2017-02-01 19:00 |  | Oximeters; Pulse | 64251 | PM10N PORTABLE PULSE OXIMETER | NELLCOR PURITAN BENNETT INC | 550 | Purchased
CHRISTIANA |  | HOSPITAL-CH | 0 | MBP1719672 | DE |  | 2018-08-27 20:00 |  | Oximeters; Pulse | 68090 | PM10N PORTABLE PULSE OXIMETER | NELLCOR PURITAN BENNETT INC | 517.24 | Purchased
CHRISTIANA |  | HOSPITAL-CH | 0 | MBP1628965 | DE |  | 2017-05-10 20:00 |  | Oximeters; Pulse | 64694 | PM10N PORTABLE PULSE OXIMETER | NELLCOR PURITAN BENNETT INC | 550 | Purchased
CHRISTIANA |  | MAP II Condo | 0 | MBP1734610 | DE |  | 2018-06-13 20:00 |  | Oximeters; Pulse | 66394 | PM10N PORTABLE PULSE OXIMETER | NELLCOR PURITAN BENNETT INC | 550 | Purchased
CHRISTIANA |  | HOSPITAL-WH | 0 | 5002-21996 | DE |  |  |  | Scales; Patient; Floor | 41406 | 5002 Stand on Scale | SCALE-TRONIX INC | 1000
CHRISTIANA |  | Foulkstone Plaza | 0 | 5002-11254 | DE |  |  |  | Scales; Patient; Floor | 37862 | 5002 Stand on Scale | SCALE-TRONIX INC | 1000
CHRISTIANA |  | HOSPITAL-WH | 0 | 5002-2861 | DE |  |  |  | Scales; Patient; Floor | 27437 | 5002 Stand on Scale | SCALE-TRONIX INC | 1000
CHRISTIANA |  | HOSPITAL-WH | 0 | 6702-6096 | DE |  |  |  | Scales; Patient; Floor | 48281 | 5002 Stand on Scale | SCALE-TRONIX INC | 1000
CHRISTIANA |  | HOSPITAL-WH | 0 | 5002-1137 | DE |  |  |  | Scales; Patient; Floor | 23563 | 5002 Stand on Scale | SCALE-TRONIX INC | 1000
CHRISTIANA |  | HOSPITAL-CH | 0 | 4002FP | DE |  |  |  | Scales; Patient; Floor | 46690 | 5002 Stand on Scale | SCALE-TRONIX INC | 1000
CHRISTIANA |  | HOSPITAL-CH | 0 | 4002FP-344 | DE |  |  |  | Scales; Patient; Floor | 46689 | 5002 Stand on Scale | SCALE-TRONIX INC | 1000
CHRISTIANA |  |  | 0 | 5002-20982 |  |  |  |  | Scales; Patient; Floor | 40439 | 5002 Stand on Scale | SCALE-TRONIX INC | 1000
CHRISTIANA |  | MAP II | 0 | 5002-20322 | DE |  | 2007-10-09 20:00 |  | Scales; Patient; Floor | 37951 | 5002 Stand on Scale | SCALE-TRONIX INC | 1500 | Purchased
CHRISTIANA |  | HOSPITAL-WH | 0 | 89125 | DE |  | 2017-07-31 20:00 |  | Pressure Meter | 60782 | DPM3 PRESSURE METER DPM3 | FLUKE BIOMEDICAL CORP | 1162 | Purchased
CHRISTIANA |  | HOSPITAL-CH | 0 | A61042026 | DE |  | 2005-02-14 19:00 |  | Scales; Clinical; Laboratory | 36874 | Denver APEX Series Balance APX-6001 | DENVER INSTRUMENT CO | 1500 | Purchased
CHRISTIANA |  | Smyrna Health & Wellness Center | 0 | 0658021-01 | DE |  | 2013-02-28 19:00 |  | Water Chillers | 50528 | Schreiber Chiller 15MEDAC | SCHEIBER | 50000 | Purchased
CHRISTIANA |  | HOSPITAL-CH | 0 | WB83712550 | DE |  |  |  | Freezers; Laboratory | 32513 | MFR-2220-00 | Lab Research Products | 0
CHRISTIANA |  | HOSPITAL-WH | 0 | 608 | DE |  |  |  | Electroencephalographs | 24796 | EEG-4418A | Nihon Kohden Corp | 21000
CHRISTIANA |  | HOSPITAL-WH | 0 | 983 | DE |  |  |  | Electroencephalographs | 19509 | EEG-4418A | Nihon Kohden Corp | 18323
CHRISTIANA |  | Limestone Mill Creek Medical Center | 0 | 442725 | DE |  | 2011-04-10 20:00 |  | Electrocardiographs; Multichannel | 47639 | Burdick Electrocardiograph E350 | MIDMARK CORP | 15000
CHRISTIANA |  | HOSPITAL-CH | 0 | NONE | DE |  |  |  | Irrigation/Distention Systems; Arthroscopic | 33609 | IRRIGATOR | ACMI | 0
CHRISTIANA |  | HOSPITAL-WH | 0 | US64860018 | DE |  |  |  | Workstations | 27234 | D3682B | HEWLETT-PACKARD CO | 8000
CHRISTIANA |  | HOSPITAL-CH | 0 | 489-110291 | DE |  |  |  | Physiologic Monitor Modules; Pulse Oximetry | 25673 | 90489 | Spacelabs Healthcare Inc An OSI Systems Co | 2700
CHRISTIANA |  | HOSPITAL-CH | 0 | 489-110294 | DE |  |  |  | Physiologic Monitor Modules; Pulse Oximetry | 25671 | 90489 | Spacelabs Healthcare Inc An OSI Systems Co | 2066
CHRISTIANA |  | HOSPITAL-CH | 0 | 489-110292 | DE |  |  |  | Physiologic Monitor Modules; Pulse Oximetry | 25672 | 90489 | Spacelabs Healthcare Inc An OSI Systems Co | 2066
CHRISTIANA |  | HOSPITAL-CH | 0 | 489-110286 | DE |  |  |  | Physiologic Monitor Modules; Pulse Oximetry | 25675 | 90489 | Spacelabs Healthcare Inc An OSI Systems Co | 2700
CHRISTIANA |  | HOSPITAL-CH | 0 | 489-110302 | DE |  |  |  | Physiologic Monitor Modules; Pulse Oximetry | 25677 | 90489 | Spacelabs Healthcare Inc An OSI Systems Co | 2700
CHRISTIANA |  | HOSPITAL-CH | 0 | 489-110266 | DE |  |  |  | Physiologic Monitor Modules; Pulse Oximetry | 25674 | 90489 | Spacelabs Healthcare Inc An OSI Systems Co | 2700
CHRISTIANA |  | HOSPITAL-CH | 0 | 489-110351 | DE |  |  |  | Physiologic Monitor Modules; Pulse Oximetry | 25676 | 90489 | Spacelabs Healthcare Inc An OSI Systems Co | 2700
CHRISTIANA |  | HOSPITAL-CH | 0 | 489-110293 | DE |  |  |  | Physiologic Monitor Modules; Pulse Oximetry | 25678 | 90489 | Spacelabs Healthcare Inc An OSI Systems Co | 2700
CHRISTIANA |  | HOSPITAL-CH | 0 | 489-110378 | DE |  |  |  | Physiologic Monitor Modules; Pulse Oximetry | 25679 | 90489 | Spacelabs Healthcare Inc An OSI Systems Co | 2700
CHRISTIANA |  | HOSPITAL-CH | 0 | 489-110262 | DE |  |  |  | Physiologic Monitor Modules; Pulse Oximetry | 25680 | 90489 | Spacelabs Healthcare Inc An OSI Systems Co | 2700
CHRISTIANA |  | HOSPITAL-CH | 0 | 489-110303 | DE |  |  |  | Physiologic Monitor Modules; Pulse Oximetry | 25549 | 90489 | Spacelabs Healthcare Inc An OSI Systems Co | 2066
CHRISTIANA |  | HOSPITAL-CH | 0 | 489-110260 | DE |  |  |  | Physiologic Monitor Modules; Pulse Oximetry | 25682 | 90489 | Spacelabs Healthcare Inc An OSI Systems Co | 2700
CHRISTIANA |  | HOSPITAL-CH | 0 | 489-110268 | DE |  |  |  | Physiologic Monitor Modules; Pulse Oximetry | 25681 | 90489 | Spacelabs Healthcare Inc An OSI Systems Co | 2700
CHRISTIANA |  | HOSPITAL-CH | 0 | 489-110309 | DE |  |  |  | Physiologic Monitor Modules; Pulse Oximetry | 25683 | 90489 | Spacelabs Healthcare Inc An OSI Systems Co | 2700
CHRISTIANA |  | HOSPITAL-WH | 0 | NONE | DE |  |  |  | Ergometers | 48622 | HRC-E3600 | Vision Fitness | 0
CHRISTIANA |  | HOSPITAL-CH | 0 | NONE | DE |  |  |  | Ergometers | 29239 | HRC-E3600 | Vision Fitness | 0
CHRISTIANA |  | HOSPITAL-CH | 0 | MPU-30046 | DE |  | 2019-03-29 07:57 |  | Circulatory Assist Units; Cardiac; Ventricular | 67626PAT | MPU | THORATEC | 50000 | Purchased
CHRISTIANA |  | HOSPITAL-CH | 0 | MPU-30777 | DE |  | 2018-12-06 19:00 |  | Circulatory Assist Units; Cardiac; Ventricular | 68517PAT | MPU | THORATEC | 50000 | Purchased
CHRISTIANA |  | HOSPITAL-CH | 0 | M01940 | DE |  |  |  | Scanning Systems; Ultrasonic; General-Purpose | 33124 | ProSound Ultrasound System SSD-5000 | Aloka Co Ltd (USA) | 49999.99
CHRISTIANA |  | HOSPITAL-CH | 0 | 50100 | DE |  |  |  | Scanning Systems; Computed Tomography; Axial; Full-Body | 34352 | SENSATION 16 | SIEMENS HEALTH SYSTEMS | 1331956
CHRISTIANA |  | WH SURGI | 0 | 0115999-08 | DE |  |  |  | Sterilizing Units; Steam; Bulk | 29647 | Amsco Century Sterilizer V116 | STERIS Corp | 51462.6
CHRISTIANA |  | HOSPITAL-CH | 1981.68 | 0134002-01 | DE |  | 2006-12-01 14:09 |  | Sterilizing Units; Steam; Bulk | 37796 | Amsco Century Sterilizer V116 | STERIS Corp | 31188
CHRISTIANA |  | HOSPITAL-CH | 0 | 0134702-02 | DE |  |  |  | Sterilizing Units; Steam; Bulk | 37795 | Amsco Century Sterilizer V116 | STERIS Corp | 31188
CHRISTIANA |  | HOSPITAL-CH | 1981.68 | 11460421 | DE |  | 2005-12-06 19:00 |  | Sterilizing Units; Steam; Bulk | 37789 | Amsco Century Sterilizer V116 | STERIS Corp | 31188
CHRISTIANA |  | HOSPITAL-WH | 0 | 11960310 | DE |  |  |  | Sterilizing Units; Steam; Bulk | 36634 | Amsco Century Sterilizer V116 | STERIS Corp | 50000
CHRISTIANA |  | WH SURGI | 1981.68 | 115399-04 | DE |  | 1999-06-04 20:00 |  | Sterilizing Units; Steam; Bulk | 29650 | Amsco Century Sterilizer V116 | STERIS Corp | 51462.6
CHRISTIANA |  | HOSPITAL-CH | 0 | 0136597-05 | DE |  | 2005-12-13 19:00 |  | Sterilizing Units; Steam; Bulk | 37809 | Amsco Century Sterilizer V116 | STERIS Corp | 29299 | Purchased
CHRISTIANA |  | HOSPITAL-CH | 0 | 0104199-04 | DE |  | 2015-04-30 20:00 |  | Sterilizing Units; Steam; Bulk | Upper Bay 2 | Amsco Century Sterilizer V116 | STERIS Corp | 50000
CHRISTIANA |  | HOSPITAL-CH | 1981.68 | 12510015 | DE |  | 2005-12-06 19:00 |  | Sterilizing Units; Steam; Bulk | 37801 | Amsco Century Sterilizer V116 | STERIS Corp | 39999.99 | Purchased
CHRISTIANA |  | HOSPITAL-WH | 0 | 11130325 | DE |  |  |  | Sterilizing Units; Steam; Bulk | 36633 | Amsco Century Sterilizer V116 | STERIS Corp | 39999.99
CHRISTIANA |  | HOSPITAL-CH | 0 | 12510016 | DE |  | 2005-12-06 19:00 |  | Sterilizing Units; Steam; Bulk | 37788 | Amsco Century Sterilizer V116 | STERIS Corp | 31188 | Purchased
CHRISTIANA |  | HOSPITAL-CH | 0 | 0135302-06 | DE |  | 2005-12-13 19:00 |  | Sterilizing Units; Steam; Bulk | 37797 | Amsco Century Sterilizer V116 | STERIS Corp | 31188 | Purchased
CHRISTIANA |  | HOSPITAL-WH | 0 | 10700001 | DE |  |  |  | Sterilizing Units; Steam; Bulk | 37943 | Amsco Century Sterilizer V116 | STERIS Corp | 39999.99
CHRISTIANA |  | HOSPITAL-CH | 1981.68 | 11460424 | DE |  | 2005-12-06 19:00 |  | Sterilizing Units; Steam; Bulk | 37792 | Amsco Century Sterilizer V116 | STERIS Corp | 31188
CHRISTIANA |  | HOSPITAL-CH | 1981.68 | 0100301-02 | DE |  | 2005-12-06 19:00 |  | Sterilizing Units; Steam; Bulk | 37787 | Amsco Century Sterilizer V116 | STERIS Corp | 31188
CHRISTIANA |  | HOSPITAL-CH | 1981.68 | 0121499-12 | DE |  | 2002-12-18 19:00 |  | Sterilizing Units; Steam; Bulk | 37810 | Amsco Century Sterilizer V116 | STERIS Corp | 31188
CHRISTIANA |  | WH SURGI | 1981.68 | R0206914-01 | DE |  | 2016-02-04 20:00 |  | Sterilizing Units; Steam; Bulk | 53707 | Amsco C Series | STERIS Corp | 34000 | Purchased
CHRISTIANA | 2005-10-08 | Springside Connor Building | 0 | S1030 | DE |  | 2013-02-28 19:00 |  | Chiller | 50525 | 1P8111135 | Kraus | 50000 | Purchased
CHRISTIANA |  | MAP II | 0 | 62122754 | DE |  | 2010-11-07 19:00 |  | Monitors; Physiologic; Electrocardiography/Vital Signs | 46111 | Atlas Monitor 6200 | CARDINAL | 15000 | Purchased
CHRISTIANA |  | MIDDLETOWN ED | 0 | 103001000000 | DE |  | 2013-03-20 20:00 |  | Sphygmomanometers; Electronic; Automatic | 51644 | 68NXTX Sphygmomanometers; Electronic; Automatic | Hillrom | 15000 | Purchased
CHRISTIANA |  | HOSPITAL-CH | 0 | 14216549 | DE |  | 2014-07-13 20:00 |  | Infusion Pumps; Multitherapy; Syringe | 58307 | 8110 Alaris Syringe Module Infusion Pump | ALARIS MEDICAL SYSTEMS INC SUB CARDINAL HEALTH INC | 2605 | Purchased
CHRISTIANA |  | HOSPITAL-CH | 0 | 14215206 | DE |  | 2014-07-13 20:00 |  | Infusion Pumps; Multitherapy; Syringe | 58291 | 8110 Alaris Syringe Module Infusion Pump | ALARIS MEDICAL SYSTEMS INC SUB CARDINAL HEALTH INC | 2605 | Purchased
CHRISTIANA |  | HOSPITAL-CH | 0 | 14218165 | DE |  | 2014-07-13 20:00 |  | Infusion Pumps; Multitherapy; Syringe | 58315 | 8110 Alaris Syringe Module Infusion Pump | ALARIS MEDICAL SYSTEMS INC SUB CARDINAL HEALTH INC | 2605 | Purchased
CHRISTIANA |  | HOSPITAL-CH | 0 | 14147460 | DE |  | 2014-07-13 20:00 |  | Infusion Pumps; Multitherapy; Syringe | 54263 | 8110 Alaris Syringe Module Infusion Pump | ALARIS MEDICAL SYSTEMS INC SUB CARDINAL HEALTH INC | 2605 | Purchased
CHRISTIANA |  | HOSPITAL-CH | 0 | 14215829 | DE |  | 2014-07-13 20:00 |  | Infusion Pumps; Multitherapy; Syringe | 58231 | 8110 Alaris Syringe Module Infusion Pump | ALARIS MEDICAL SYSTEMS INC SUB CARDINAL HEALTH INC | 2605 | Purchased
CHRISTIANA |  | HOSPITAL-CH | 0 | 14218277 | DE |  | 2014-07-13 20:00 |  | Infusion Pumps; Multitherapy; Syringe | 58453 | 8110 Alaris Syringe Module Infusion Pump | ALARIS MEDICAL SYSTEMS INC SUB CARDINAL HEALTH INC | 2605 | Purchased
CHRISTIANA |  | HOSPITAL-CH | 0 | 14215318 | DE |  | 2014-07-13 20:00 |  | Infusion Pumps; Multitherapy; Syringe | 58301 | 8110 Alaris Syringe Module Infusion Pump | ALARIS MEDICAL SYSTEMS INC SUB CARDINAL HEALTH INC | 2605 | Purchased
CHRISTIANA |  | HOSPITAL-CH | 0 | 14147308 | DE |  | 2014-07-13 20:00 |  | Infusion Pumps; Multitherapy; Syringe | 54267 | 8110 Alaris Syringe Module Infusion Pump | ALARIS MEDICAL SYSTEMS INC SUB CARDINAL HEALTH INC | 2500 | Purchased
CHRISTIANA |  | HOSPITAL-CH | 0 | 14215351 | DE |  | 2014-07-13 20:00 |  | Infusion Pumps; Multitherapy; Syringe | 58297 | 8110 Alaris Syringe Module Infusion Pump | ALARIS MEDICAL SYSTEMS INC SUB CARDINAL HEALTH INC | 2605 | Purchased
CHRISTIANA |  | HOSPITAL-CH | 0 | 14216173 | DE |  | 2014-07-13 20:00 |  | Infusion Pumps; Multitherapy; Syringe | 58457 | 8110 Alaris Syringe Module Infusion Pump | ALARIS MEDICAL SYSTEMS INC SUB CARDINAL HEALTH INC | 2605 | Purchased
CHRISTIANA |  | HOSPITAL-CH | 0 | 14215480 | DE |  | 2014-07-13 20:00 |  | Infusion Pumps; Multitherapy; Syringe | 58295 | 8110 Alaris Syringe Module Infusion Pump | ALARIS MEDICAL SYSTEMS INC SUB CARDINAL HEALTH INC | 2605 | Purchased
CHRISTIANA |  | HOSPITAL-CH | 0 | 14215205 | DE |  | 2014-07-13 20:00 |  | Infusion Pumps; Multitherapy; Syringe | 58316 | 8110 Alaris Syringe Module Infusion Pump | ALARIS MEDICAL SYSTEMS INC SUB CARDINAL HEALTH INC | 2605 | Purchased
CHRISTIANA |  | HOSPITAL-CH | 0 | 14214453 | DE |  | 2014-07-13 20:00 |  | Infusion Pumps; Multitherapy; Syringe | 58311 | 8110 Alaris Syringe Module Infusion Pump | ALARIS MEDICAL SYSTEMS INC SUB CARDINAL HEALTH INC | 2605 | Purchased
CHRISTIANA |  | HOSPITAL-CH | 0 | 14216795 | DE |  | 2014-07-13 20:00 |  | Infusion Pumps; Multitherapy; Syringe | 58290 | 8110 Alaris Syringe Module Infusion Pump | ALARIS MEDICAL SYSTEMS INC SUB CARDINAL HEALTH INC | 2605 | Purchased
CHRISTIANA |  | HOSPITAL-CH | 0 | 14218203 | DE |  | 2014-07-13 20:00 |  | Infusion Pumps; Multitherapy; Syringe | 58306 | 8110 Alaris Syringe Module Infusion Pump | ALARIS MEDICAL SYSTEMS INC SUB CARDINAL HEALTH INC | 2605 | Purchased
CHRISTIANA |  | HOSPITAL-CH | 0 | 14217644 | DE |  | 2014-07-13 20:00 |  | Infusion Pumps; Multitherapy; Syringe | 58320 | 8110 Alaris Syringe Module Infusion Pump | ALARIS MEDICAL SYSTEMS INC SUB CARDINAL HEALTH INC | 2605 | Purchased
CHRISTIANA |  | HOSPITAL-CH | 0 | 14216061 | DE |  | 2014-07-13 20:00 |  | Infusion Pumps; Multitherapy; Syringe | 58450 | 8110 Alaris Syringe Module Infusion Pump | ALARIS MEDICAL SYSTEMS INC SUB CARDINAL HEALTH INC | 2605 | Purchased
CHRISTIANA |  | HOSPITAL-CH | 0 | 14218384 | DE |  | 2014-07-13 20:00 |  | Infusion Pumps; Multitherapy; Syringe | 58319 | 8110 Alaris Syringe Module Infusion Pump | ALARIS MEDICAL SYSTEMS INC SUB CARDINAL HEALTH INC | 2605 | Purchased
CHRISTIANA |  | HOSPITAL-CH | 0 | 14216398 | DE |  | 2014-07-13 20:00 |  | Infusion Pumps; Multitherapy; Syringe | 58304 | 8110 Alaris Syringe Module Infusion Pump | ALARIS MEDICAL SYSTEMS INC SUB CARDINAL HEALTH INC | 2605 | Purchased
CHRISTIANA |  | HOSPITAL-CH | 0 | 14217643 | DE |  | 2014-07-13 20:00 |  | Infusion Pumps; Multitherapy; Syringe | 58314 | 8110 Alaris Syringe Module Infusion Pump | ALARIS MEDICAL SYSTEMS INC SUB CARDINAL HEALTH INC | 2605 | Purchased
CHRISTIANA |  | HOSPITAL-CH | 0 | 14216016 | DE |  | 2014-07-13 20:00 |  | Infusion Pumps; Multitherapy; Syringe | 58454 | 8110 Alaris Syringe Module Infusion Pump | ALARIS MEDICAL SYSTEMS INC SUB CARDINAL HEALTH INC | 2605 | Purchased
CHRISTIANA |  | HOSPITAL-CH | 0 | 14215604 | DE |  | 2014-07-13 20:00 |  | Infusion Pumps; Multitherapy; Syringe | 58312 | 8110 Alaris Syringe Module Infusion Pump | ALARIS MEDICAL SYSTEMS INC SUB CARDINAL HEALTH INC | 2605 | Purchased
CHRISTIANA |  | HOSPITAL-CH | 0 | 13935017 | DE |  | 2014-07-13 20:00 |  | Infusion Pumps; Multitherapy; Syringe | 54264 | 8110 Alaris Syringe Module Infusion Pump | ALARIS MEDICAL SYSTEMS INC SUB CARDINAL HEALTH INC | 2500 | Purchased
CHRISTIANA |  | HOSPITAL-CH | 0 | 14215148 | DE |  | 2014-07-13 20:00 |  | Infusion Pumps; Multitherapy; Syringe | 58300 | 8110 Alaris Syringe Module Infusion Pump | ALARIS MEDICAL SYSTEMS INC SUB CARDINAL HEALTH INC | 2605 | Purchased
CHRISTIANA |  | HOSPITAL-CH | 0 | 14147484 | DE |  | 2014-07-13 20:00 |  | Infusion Pumps; Multitherapy; Syringe | 54268 | 8110 Alaris Syringe Module Infusion Pump | ALARIS MEDICAL SYSTEMS INC SUB CARDINAL HEALTH INC | 2500 | Purchased
CHRISTIANA |  | HOSPITAL-CH | 0 | 14216625 | DE |  | 2014-07-13 20:00 |  | Infusion Pumps; Multitherapy; Syringe | 58294 | 8110 Alaris Syringe Module Infusion Pump | ALARIS MEDICAL SYSTEMS INC SUB CARDINAL HEALTH INC | 2605 | Purchased
CHRISTIANA |  | HOSPITAL-CH | 0 | 14216468 | DE |  | 2014-07-13 20:00 |  | Infusion Pumps; Multitherapy; Syringe | 58310 | 8110 Alaris Syringe Module Infusion Pump | ALARIS MEDICAL SYSTEMS INC SUB CARDINAL HEALTH INC | 2605 | Purchased
CHRISTIANA |  | HOSPITAL-CH | 0 | 14216626 | DE |  | 2014-07-13 20:00 |  | Infusion Pumps; Multitherapy; Syringe | 58283 | 8110 Alaris Syringe Module Infusion Pump | ALARIS MEDICAL SYSTEMS INC SUB CARDINAL HEALTH INC | 2605 | Purchased
CHRISTIANA |  | HOSPITAL-CH | 0 | 14215916 | DE |  | 2014-07-13 20:00 |  | Infusion Pumps; Multitherapy; Syringe | 58458 | 8110 Alaris Syringe Module Infusion Pump | ALARIS MEDICAL SYSTEMS INC SUB CARDINAL HEALTH INC | 2605 | Purchased
CHRISTIANA |  | HOSPITAL-CH | 0 | 14216399 | DE |  | 2014-07-13 20:00 |  | Infusion Pumps; Multitherapy; Syringe | 58284 | 8110 Alaris Syringe Module Infusion Pump | ALARIS MEDICAL SYSTEMS INC SUB CARDINAL HEALTH INC | 2605 | Purchased
CHRISTIANA |  | HOSPITAL-CH | 0 | 14215700 | DE |  | 2014-07-13 20:00 |  | Infusion Pumps; Multitherapy; Syringe | 58305 | 8110 Alaris Syringe Module Infusion Pump | ALARIS MEDICAL SYSTEMS INC SUB CARDINAL HEALTH INC | 2605 | Purchased
CHRISTIANA |  | HOSPITAL-CH | 0 | 14217944 | DE |  | 2014-12-03 19:00 |  | Infusion Pumps; Multitherapy; Syringe | 58461 | 8110 Alaris Syringe Module Infusion Pump | ALARIS MEDICAL SYSTEMS INC SUB CARDINAL HEALTH INC | 2605 | Purchased
CHRISTIANA |  | HOSPITAL-CH | 0 | 14215209 | DE |  | 2014-07-13 20:00 |  | Infusion Pumps; Multitherapy; Syringe | 58293 | 8110 Alaris Syringe Module Infusion Pump | ALARIS MEDICAL SYSTEMS INC SUB CARDINAL HEALTH INC | 2605 | Purchased
CHRISTIANA |  | HOSPITAL-CH | 0 | 14217221 | DE |  | 2014-07-13 20:00 |  | Infusion Pumps; Multitherapy; Syringe | 58229 | 8110 Alaris Syringe Module Infusion Pump | ALARIS MEDICAL SYSTEMS INC SUB CARDINAL HEALTH INC | 2605 | Purchased
CHRISTIANA |  | HOSPITAL-CH | 0 | 14216470 | DE |  | 2014-07-13 20:00 |  | Infusion Pumps; Multitherapy; Syringe | 58285 | 8110 Alaris Syringe Module Infusion Pump | ALARIS MEDICAL SYSTEMS INC SUB CARDINAL HEALTH INC | 2605 | Purchased
CHRISTIANA |  | HOSPITAL-CH | 0 | 14215101 | DE |  | 2014-07-13 20:00 |  | Infusion Pumps; Multitherapy; Syringe | 58289 | 8110 Alaris Syringe Module Infusion Pump | ALARIS MEDICAL SYSTEMS INC SUB CARDINAL HEALTH INC | 2605 | Purchased
CHRISTIANA |  | HOSPITAL-CH | 0 | 14217220 | DE |  | 2014-07-13 20:00 |  | Infusion Pumps; Multitherapy; Syringe | 58303 | 8110 Alaris Syringe Module Infusion Pump | ALARIS MEDICAL SYSTEMS INC SUB CARDINAL HEALTH INC | 2605 | Purchased
CHRISTIANA |  | HOSPITAL-CH | 0 | 14218477 | DE |  | 2014-07-13 20:00 |  | Infusion Pumps; Multitherapy; Syringe | 58451 | 8110 Alaris Syringe Module Infusion Pump | ALARIS MEDICAL SYSTEMS INC SUB CARDINAL HEALTH INC | 2605 | Purchased
CHRISTIANA |  | HOSPITAL-CH | 0 | 14216623 | DE |  | 2014-07-13 20:00 |  | Infusion Pumps; Multitherapy; Syringe | 58313 | 8110 Alaris Syringe Module Infusion Pump | ALARIS MEDICAL SYSTEMS INC SUB CARDINAL HEALTH INC | 2605 | Purchased
CHRISTIANA |  | HOSPITAL-CH | 0 | 14217547 | DE |  | 2014-07-13 20:00 |  | Infusion Pumps; Multitherapy; Syringe | 58455 | 8110 Alaris Syringe Module Infusion Pump | ALARIS MEDICAL SYSTEMS INC SUB CARDINAL HEALTH INC | 2605 | Purchased
CHRISTIANA |  | HOSPITAL-CH | 0 | 14147484 | DE |  | 2014-07-13 20:00 |  | Infusion Pumps; Multitherapy; Syringe | 54265 | 8110 Alaris Syringe Module Infusion Pump | ALARIS MEDICAL SYSTEMS INC SUB CARDINAL HEALTH INC | 2500 | Purchased
CHRISTIANA |  | HOSPITAL-CH | 0 | 14215694 | DE |  | 2014-07-13 20:00 |  | Infusion Pumps; Multitherapy; Syringe | 58299 | 8110 Alaris Syringe Module Infusion Pump | ALARIS MEDICAL SYSTEMS INC SUB CARDINAL HEALTH INC | 2605 | Purchased
CHRISTIANA |  | HOSPITAL-CH | 0 | 14217743 | DE |  | 2014-07-13 20:00 |  | Infusion Pumps; Multitherapy; Syringe | 58318 | 8110 Alaris Syringe Module Infusion Pump | ALARIS MEDICAL SYSTEMS INC SUB CARDINAL HEALTH INC | 2605 | Purchased
CHRISTIANA |  | HOSPITAL-CH | 0 | 14147397 | DE |  | 2014-07-13 20:00 |  | Infusion Pumps; Multitherapy; Syringe | 54269 | 8110 Alaris Syringe Module Infusion Pump | ALARIS MEDICAL SYSTEMS INC SUB CARDINAL HEALTH INC | 2500 | Purchased
CHRISTIANA |  | HOSPITAL-CH | 0 | 14147511 | DE |  | 2014-07-13 20:00 |  | Infusion Pumps; Multitherapy; Syringe | 54270 | 8110 Alaris Syringe Module Infusion Pump | ALARIS MEDICAL SYSTEMS INC SUB CARDINAL HEALTH INC | 2500 | Purchased
CHRISTIANA |  | HOSPITAL-CH | 0 | 14215319 | DE |  | 2014-07-13 20:00 |  | Infusion Pumps; Multitherapy; Syringe | 58309 | 8110 Alaris Syringe Module Infusion Pump | ALARIS MEDICAL SYSTEMS INC SUB CARDINAL HEALTH INC | 2605 | Purchased
CHRISTIANA |  | HOSPITAL-CH | 0 | 14215532 | DE |  | 2014-07-13 20:00 |  | Infusion Pumps; Multitherapy; Syringe | 58292 | 8110 Alaris Syringe Module Infusion Pump | ALARIS MEDICAL SYSTEMS INC SUB CARDINAL HEALTH INC | 2605 | Purchased
CHRISTIANA |  | HOSPITAL-CH | 0 | 14215171 | DE |  | 2014-07-13 20:00 |  | Infusion Pumps; Multitherapy; Syringe | 58286 | 8110 Alaris Syringe Module Infusion Pump | ALARIS MEDICAL SYSTEMS INC SUB CARDINAL HEALTH INC | 2605 | Purchased
CHRISTIANA |  | HOSPITAL-CH | 0 | 14215534 | DE |  | 2014-07-13 20:00 |  | Infusion Pumps; Multitherapy; Syringe | 58308 | 8110 Alaris Syringe Module Infusion Pump | ALARIS MEDICAL SYSTEMS INC SUB CARDINAL HEALTH INC | 2605 | Purchased
CHRISTIANA |  | HOSPITAL-CH | 0 | 14216060 | DE |  | 2014-07-13 20:00 |  | Infusion Pumps; Multitherapy; Syringe | 58230 | 8110 Alaris Syringe Module Infusion Pump | ALARIS MEDICAL SYSTEMS INC SUB CARDINAL HEALTH INC | 2605 | Purchased
CHRISTIANA |  | HOSPITAL-CH | 0 | 14216058 | DE |  | 2014-07-13 20:00 |  | Infusion Pumps; Multitherapy; Syringe | 58452 | 8110 Alaris Syringe Module Infusion Pump | ALARIS MEDICAL SYSTEMS INC SUB CARDINAL HEALTH INC | 2605 | Purchased
CHRISTIANA |  | HOSPITAL-CH | 0 | 14147486 | DE |  | 2014-07-13 20:00 |  | Infusion Pumps; Multitherapy; Syringe | 54262 | 8110 Alaris Syringe Module Infusion Pump | ALARIS MEDICAL SYSTEMS INC SUB CARDINAL HEALTH INC | 2605 | Purchased
CHRISTIANA |  | HOSPITAL-CH | 0 | 14217100 | DE |  | 2014-07-13 20:00 |  | Infusion Pumps; Multitherapy; Syringe | 58302 | 8110 Alaris Syringe Module Infusion Pump | ALARIS MEDICAL SYSTEMS INC SUB CARDINAL HEALTH INC | 2605 | Purchased
CHRISTIANA |  | HOSPITAL-CH | 0 | 14217543 | DE |  | 2014-07-13 20:00 |  | Infusion Pumps; Multitherapy; Syringe | 58317 | 8110 Alaris Syringe Module Infusion Pump | ALARIS MEDICAL SYSTEMS INC SUB CARDINAL HEALTH INC | 2605 | Purchased
CHRISTIANA |  | HOSPITAL-CH | 0 | 14217102 | DE |  | 2014-07-13 20:00 |  | Infusion Pumps; Multitherapy; Syringe | 58456 | 8110 Alaris Syringe Module Infusion Pump | ALARIS MEDICAL SYSTEMS INC SUB CARDINAL HEALTH INC | 2605 | Purchased
CHRISTIANA |  | HOSPITAL-CH | 0 | 14147312 | DE |  | 2014-07-13 20:00 |  | Infusion Pumps; Multitherapy; Syringe | 54266 | 8110 Alaris Syringe Module Infusion Pump | ALARIS MEDICAL SYSTEMS INC SUB CARDINAL HEALTH INC | 2500 | Purchased
CHRISTIANA |  | HOSPITAL-CH | 0 | 14216252 | DE |  | 2014-07-13 20:00 |  | Infusion Pumps; Multitherapy; Syringe | 58298 | 8110 Alaris Syringe Module Infusion Pump | ALARIS MEDICAL SYSTEMS INC SUB CARDINAL HEALTH INC | 2605 | Purchased
CHRISTIANA |  | HOSPITAL-CH | 0 | 14147492 | DE |  | 2014-07-13 20:00 |  | Infusion Pumps; Multitherapy; Syringe | 54271 | 8110 Alaris Syringe Module Infusion Pump | ALARIS MEDICAL SYSTEMS INC SUB CARDINAL HEALTH INC | 2500 | Purchased
CHRISTIANA |  | HOSPITAL-CH | 0 | 14215167 | DE |  | 2014-07-13 20:00 |  | Infusion Pumps; Multitherapy; Syringe | 58296 | 8110 Alaris Syringe Module Infusion Pump | ALARIS MEDICAL SYSTEMS INC SUB CARDINAL HEALTH INC | 2605 | Purchased
CHRISTIANA |  | HOSPITAL-WH | 0 | 626742 | DE |  |  |  | Arthroscopic Shaver Systems | 48383 | APS II Control Console AR-8300 | ARTHREX INC | 10000
CHRISTIANA |  | HOSPITAL-WH | 0 | 626702 | DE |  |  |  | Arthroscopic Shaver Systems | 48394 | APS II Control Console AR-8300 | ARTHREX INC | 10000
CHRISTIANA |  | HOSPITAL-WH | 0 | 626700 | DE |  |  |  | Arthroscopic Shaver Systems | 48395 | APS II Control Console AR-8300 | ARTHREX INC | 10000
CHRISTIANA |  | HOSPITAL-CH | 0 | 626451 | DE |  |  |  | Arthroscopic Shaver Systems | 49210 | APS II Control Console AR-8300 | ARTHREX INC | 10000
CHRISTIANA |  | HOSPITAL-CH | 0 | 618123 | DE |  |  |  | Arthroscopic Shaver Systems | 45145 | APS II Control Console AR-8300 | ARTHREX INC | 10000
CHRISTIANA |  | HOSPITAL-CH | 0 | 622849 | DE |  |  |  | Arthroscopic Shaver Systems | 45309 | APS II Control Console AR-8300 | ARTHREX INC | 10000
CHRISTIANA |  | HOSPITAL-CH | 95856.38 | A2455 | DE |  | 2011-12-18 19:00 |  | Analyzers; Laboratory; Hematology; Cell Counting; Automated | 48641 | XE-Series Automated Hematology System XE-2100 | SYSMEX CORP OF AMERICA | 9999 | Purchased
CHRISTIANA |  | HOSPITAL-CH | 28452.13 | A2456 | DE |  | 2011-12-18 19:00 |  | Analyzers; Laboratory; Hematology; Cell Counting; Automated | 48642 | XE-Series Automated Hematology System XE-2100 | SYSMEX CORP OF AMERICA | 9999 | Purchased
CHRISTIANA |  | HOSPITAL-CH | 0 | S2704 | DE |  | 2011-12-18 19:00 |  | Analyzers; Laboratory; Hematology; Cell Counting; Automated | 48643 | XE-Series Automated Hematology System XE-2100 | SYSMEX CORP OF AMERICA | 9999 | Purchased
CHRISTIANA |  | HOSPITAL-CH | 0 | S2705 | DE |  | 2011-12-18 19:00 |  | Analyzers; Laboratory; Hematology; Cell Counting; Automated | 48644 | XE-Series Automated Hematology System XE-2100 | SYSMEX CORP OF AMERICA | 9999 | Purchased
CHRISTIANA |  | HOSPITAL-WH | 0 | 5091275 | DE |  |  |  | Microsurgical Instruments | 37838 | PAL Electric Console 1020 | MICROAIRE SURGICAL INSTRUMENTS | 1250
CHRISTIANA |  | HOSPITAL-WH | 0 | 4111158 | DE |  | 2011-08-01 20:00 |  | Microsurgical Instruments | 36624 | PAL Electric Console 1020 | MICROAIRE SURGICAL INSTRUMENTS | 1250 | Purchased
CHRISTIANA |  | HOSPITAL-WH | 0 | 11072252 | DE |  | 2011-07-28 20:00 |  | Microsurgical Instruments | 47513 | PAL Electric Console 1020 | MICROAIRE SURGICAL INSTRUMENTS | 1250 | Purchased
CHRISTIANA |  | HOSPITAL-WH | 0 | 11072251 | DE |  | 2011-07-28 20:00 |  | Microsurgical Instruments | 47514 | PAL Electric Console 1020 | MICROAIRE SURGICAL INSTRUMENTS | 1250 | Purchased
CHRISTIANA |  | HOSPITAL-WH | 0 | 11072253 | DE |  | 2011-07-28 20:00 |  | Microsurgical Instruments | 47515 | PAL Electric Console 1020 | MICROAIRE SURGICAL INSTRUMENTS | 1250
CHRISTIANA |  | HOSPITAL-WH | 0 | 11072254 | DE |  | 2011-07-28 20:00 |  | Microsurgical Instruments | 47516 | PAL Electric Console 1020 | MICROAIRE SURGICAL INSTRUMENTS | 1250 | Purchased
CHRISTIANA |  | HOSPITAL-CH | 0 | 9122J05596 | DE |  | 1991-12-15 19:00 |  | MONITORING SYSTEMS; Physiologic; Acute Care | 19386 | M1234A | PHILIPS MEDICAL SYSTEMS CARDIAC & MONITORING SYSTEMS DIV | 10495
CHRISTIANA |  | HOSPITAL-CH | 0 | 12400724 | DE |  | 2006-11-05 19:00 |  | Infusion Pumps; MULTICHANNEL | 39372 | 2865B | ALARIS MEDICAL SYSTEMS INC SUB CARDINAL HEALTH INC | 5003
CHRISTIANA |  | Trailer Life Net | 0 | 1265822 | DE |  | 2007-12-05 19:00 |  | Infusion Pumps; MULTICHANNEL | 53289 | 2865B | ALARIS MEDICAL SYSTEMS INC SUB CARDINAL HEALTH INC | 4500 | Purchased
CHRISTIANA |  | HOSPITAL-CH | 0 | 12651705 | DE |  | 2007-11-12 19:00 |  | Infusion Pumps; MULTICHANNEL | 40513 | 2865B | ALARIS MEDICAL SYSTEMS INC SUB CARDINAL HEALTH INC | 4500 | Purchased
CHRISTIANA |  | HOSPITAL-CH | 0 | 3528135 | DE |  | 2006-11-05 19:00 |  | Infusion Pumps; MULTICHANNEL | 39373 | 2865B | ALARIS MEDICAL SYSTEMS INC SUB CARDINAL HEALTH INC | 5003 | Purchased
CHRISTIANA |  | HOSPITAL-CH | 0 | K17823 | DE |  | 1998-06-13 20:00 |  | Warming Units; Patient; Forced-Air | 27680 | Arizant Bair Hugger 505 | ARIZANT INC | 1500 | Purchased
CHRISTIANA |  | HOSPITAL-CH | 0 | A02001 | DE |  |  |  | Warming Units; Patient; Forced-Air | 27901 | Arizant Bair Hugger 505 | ARIZANT INC | 1500
CHRISTIANA |  | HOSPITAL-CH | 0 | 15982 | DE |  |  |  | Warming Units; Patient; Forced-Air | 27899 | Arizant Bair Hugger 505 | ARIZANT INC | 1500
CHRISTIANA |  | HOSPITAL-CH | 0 | 41552 | DE |  | 2008-01-20 19:00 |  | Warming Units; Patient; Forced-Air | 27949 | Arizant Bair Hugger 505 | ARIZANT INC | 1500 | Purchased
CHRISTIANA |  | HOSPITAL-CH | 0 | 19641 | DE |  | 2019-03-29 07:57 |  | Warming Units; Patient; Forced-Air | 41209 | Arizant Bair Hugger 505 | ARIZANT INC | 1500 | Purchased
CHRISTIANA |  | HOSPITAL-CH | 0 | 41192 | DE |  | 2002-05-13 20:00 |  | Warming Units; Patient; Forced-Air | 31883 | Arizant Bair Hugger 505 | ARIZANT INC | 1500 | Purchased
CHRISTIANA |  | HOSPITAL-WH | 0 | G10801 | DE |  | 2008-01-20 19:00 |  | Warming Units; Patient; Forced-Air | 24973 | Arizant Bair Hugger 505 | ARIZANT INC | 1500
CHRISTIANA |  | HOSPITAL-CH | 0 | 61118 | DE |  | 1998-07-07 20:00 |  | Warming Units; Patient; Forced-Air | 27894 | Arizant Bair Hugger 505 | ARIZANT INC | 1500
CHRISTIANA |  | HOSPITAL-CH | 0 | 37927 | DE |  | 1998-07-07 20:00 |  | Warming Units; Patient; Forced-Air | 27893 | Arizant Bair Hugger 505 | ARIZANT INC | 1500
CHRISTIANA |  | HOSPITAL-CH | 0 | 31407 | DE |  |  |  | Warming Units; Patient; Forced-Air | 31146 | Arizant Bair Hugger 505 | ARIZANT INC | 1500
CHRISTIANA |  | HOSPITAL-CH | 0 | 31408 | DE |  | 2010-06-08 20:00 |  | Warming Units; Patient; Forced-Air | 31145 | Arizant Bair Hugger 505 | ARIZANT INC | 1500 | Purchased
CHRISTIANA |  | HOSPITAL-CH | 0 | K16669 | DE |  | 1998-07-07 20:00 |  | Warming Units; Patient; Forced-Air | 27896 | Arizant Bair Hugger 505 | ARIZANT INC | 1500 | Purchased
CHRISTIANA |  | HOSPITAL-CH | 0 | 78448 | DE |  | 2001-01-30 19:00 |  | Warming Units; Patient; Forced-Air | 31144 | Arizant Bair Hugger 505 | ARIZANT INC | 1500 | Purchased
CHRISTIANA |  | HOSPITAL-CH | 0 | B02882-R | DE |  | 1998-07-07 20:00 |  | Warming Units; Patient; Forced-Air | 27895 | Arizant Bair Hugger 505 | ARIZANT INC | 1500 | Purchased
CHRISTIANA |  | HOSPITAL-WH | 0 | J14296 | DE |  | 1998-07-07 20:00 |  | Warming Units; Patient; Forced-Air | 27897 | Arizant Bair Hugger 505 | ARIZANT INC | 1500
CHRISTIANA |  | HOSPITAL-CH | 0 | K19417 | DE |  |  |  | Warming Units; Patient; Forced-Air | 27948 | Arizant Bair Hugger 505 | ARIZANT INC | 1500
CHRISTIANA |  | HOSPITAL-WH | 0 | 31446 | DE |  |  |  | Warming Units; Patient; Forced-Air | 31416 | Arizant Bair Hugger 505 | ARIZANT INC | 1500
CHRISTIANA |  | HOSPITAL-CH | 0 | 74414 | DE |  | 2007-02-18 19:00 |  | Warming Units; Patient; Forced-Air | 38203 | Arizant Bair Hugger 505 | ARIZANT INC | 1500 | Purchased
CHRISTIANA |  | HOSPITAL-WH | 0 | 27178 | DE |  |  |  | Warming Units; Patient; Forced-Air | 29804 | Arizant Bair Hugger 505 | ARIZANT INC | 1500
CHRISTIANA |  | HOSPITAL-WH | 0 | 27179 | DE |  |  |  | Warming Units; Patient; Forced-Air | 29803 | Arizant Bair Hugger 505 | ARIZANT INC | 1500
CHRISTIANA |  | HOSPITAL-WH | 0 | 20459 | DE |  |  |  | Warming Units; Patient; Forced-Air | 27986 | Arizant Bair Hugger 505 | ARIZANT INC | 1500
CHRISTIANA |  | CH-SURGI | 0 | S40676 | DE |  |  |  | Warming Units; Patient; Forced-Air | 33271 | Arizant Bair Hugger 505 | ARIZANT INC | 1500
CHRISTIANA |  | HOSPITAL-CH | 0 | 41191 | DE |  | 2002-05-13 20:00 |  | Warming Units; Patient; Forced-Air | 31884 | Arizant Bair Hugger 505 | ARIZANT INC | 1500 | Purchased
CHRISTIANA |  | HOSPITAL-CH | 0 | 42123 | DE |  | 1998-07-07 20:00 |  | Warming Units; Patient; Forced-Air | 27870 | Arizant Bair Hugger 505 | ARIZANT INC | 1500
CHRISTIANA |  | CH-SURGI | 0 | M29571 | DE |  | 2001-01-23 19:00 |  | Warming Units; Patient; Forced-Air | 30587 | Arizant Bair Hugger 505 | ARIZANT INC | 1500 | Purchased
CHRISTIANA |  | HOSPITAL-CH | 0 | 50500D04828 | DE |  |  |  | Warming Units; Patient; Forced-Air | 23517 | Arizant Bair Hugger 505 | ARIZANT INC | 1500
CHRISTIANA |  | CH-SURGI | 0 | S40677 | DE |  | 2002-03-20 19:00 |  | Warming Units; Patient; Forced-Air | 33273 | Arizant Bair Hugger 505 | ARIZANT INC | 1500
CHRISTIANA |  | CH-SURGI | 0 | S40671 | DE |  | 2002-03-20 19:00 |  | Warming Units; Patient; Forced-Air | 33274 | Arizant Bair Hugger 505 | ARIZANT INC | 1500
CHRISTIANA |  | HOSPITAL-WH | 0 | K18685 | DE |  | 1998-07-07 20:00 |  | Warming Units; Patient; Forced-Air | 27866 | Arizant Bair Hugger 505 | ARIZANT INC | 1500
CHRISTIANA |  | CH-SURGI | 0 | 77975 | DE |  | 2002-03-20 19:00 |  | Warming Units; Patient; Forced-Air | 33277 | Arizant Bair Hugger 505 | ARIZANT INC | 1500 | Purchased
CHRISTIANA |  | CH-SURGI | 0 | S40672 | DE |  | 2002-03-20 19:00 |  | Warming Units; Patient; Forced-Air | 33276 | Arizant Bair Hugger 505 | ARIZANT INC | 1500
CHRISTIANA |  | HOSPITAL-CH | 0 | 39811 | DE |  | 1998-07-07 20:00 |  | Warming Units; Patient; Forced-Air | 27864 | Arizant Bair Hugger 505 | ARIZANT INC | 1500
CHRISTIANA |  | CH-SURGI | 0 | S40673 | DE |  | 2002-03-20 19:00 |  | Warming Units; Patient; Forced-Air | 33272 | Arizant Bair Hugger 505 | ARIZANT INC | 1500 | Purchased
CHRISTIANA |  | CH-SURGI | 0 | S40678 | DE |  | 2002-03-20 19:00 |  | Warming Units; Patient; Forced-Air | 33278 | Arizant Bair Hugger 505 | ARIZANT INC | 1500 | Purchased
CHRISTIANA |  | HOSPITAL-CH | 0 | 67495 | DE |  | 2008-01-20 19:00 |  | Warming Units; Patient; Forced-Air | 28012 | Arizant Bair Hugger 505 | ARIZANT INC | 1500 | Purchased
CHRISTIANA |  | HOSPITAL-CH | 0 | NONE | DE |  |  |  | Warming Units; Patient; Forced-Air | 28795 | Arizant Bair Hugger 505 | ARIZANT INC | 1500
CHRISTIANA |  | HOSPITAL-CH | 0 | 73299 | DE |  |  |  | Warming Units; Patient; Forced-Air | 23516 | Arizant Bair Hugger 505 | ARIZANT INC | 1500
CHRISTIANA |  | HOSPITAL-WH | 0 | 50500D04679 | DE |  |  |  | Warming Units; Patient; Forced-Air | 24971 | Arizant Bair Hugger 505 | ARIZANT INC | 1500
CHRISTIANA |  | HOSPITAL-CH | 0 | 18692 | DE |  |  |  | Warming Units; Patient; Forced-Air | 27891 | Arizant Bair Hugger 505 | ARIZANT INC | 1500
CHRISTIANA |  | HOSPITAL-CH | 0 | 41097 | DE |  | 2008-01-20 19:00 |  | Warming Units; Patient; Forced-Air | 27985 | Arizant Bair Hugger 505 | ARIZANT INC | 1500
CHRISTIANA |  | HOSPITAL-CH | 0 | 66059 | DE |  | 1998-07-07 20:00 |  | Warming Units; Patient; Forced-Air | 27867 | Arizant Bair Hugger 505 | ARIZANT INC | 1500
CHRISTIANA |  | HOSPITAL-CH | 0 | K18730 | DE |  |  |  | Warming Units; Patient; Forced-Air | 27869 | Arizant Bair Hugger 505 | ARIZANT INC | 1500
CHRISTIANA |  | HOSPITAL-CH | 0 | 18742 | DE |  |  |  | Warming Units; Patient; Forced-Air | 27892 | Arizant Bair Hugger 505 | ARIZANT INC | 1500
CHRISTIANA |  | HOSPITAL-WH | 0 | 40056 | DE |  |  |  | Warming Units; Patient; Forced-Air | 32148 | Arizant Bair Hugger 505 | ARIZANT INC | 1500
CHRISTIANA |  | HOSPITAL-CH | 0 | 49604 | DE |  |  |  | Warming Units; Patient; Forced-Air | 33275 | Arizant Bair Hugger 505 | ARIZANT INC | 1500
CHRISTIANA |  | HOSPITAL-WH | 0 | 40055 | DE |  |  |  | Warming Units; Patient; Forced-Air | 32149 | Arizant Bair Hugger 505 | ARIZANT INC | 1500
CHRISTIANA |  | CH-SURGI | 0 | 47625 | DE |  | 2019-03-29 07:57 |  | Warming Units; Patient; Forced-Air | 47111 | Arizant Bair Hugger 505 | ARIZANT INC | 1500 | Purchased
CHRISTIANA |  | HOSPITAL-WH | 0 | 10800 | DE |  |  |  | Warming Units; Patient; Forced-Air | 24972 | Arizant Bair Hugger 505 | ARIZANT INC | 1500
CHRISTIANA |  | CH-SURGI | 0 | 77830 | DE |  | 2010-12-19 19:00 |  | Warming Units; Patient; Forced-Air | 46499 | Arizant Bair Hugger 505 | ARIZANT INC | 1500 | Purchased
CHRISTIANA |  | HOSPITAL-CH | 0 | 8738 | DE |  |  |  | Warming Units; Patient; Forced-Air | 27900 | Arizant Bair Hugger 505 | ARIZANT INC | 1500
CHRISTIANA |  | HOSPITAL-CH | 0 | 59293 | DE |  | 1999-09-07 20:00 |  | Warming Units; Patient; Forced-Air | 29592 | Arizant Bair Hugger 505 | ARIZANT INC | 1500 | Purchased
CHRISTIANA |  | HOSPITAL-CH | 0 | 60717 | DE |  |  |  | Warming Units; Patient; Forced-Air | 31521 | Arizant Bair Hugger 505 | ARIZANT INC | 1500
CHRISTIANA |  | HOSPITAL-CH | 0 | 54778 | DE |  | 1999-09-07 20:00 |  | Warming Units; Patient; Forced-Air | 29593 | Arizant Bair Hugger 505 | ARIZANT INC | 1500 | Purchased
CHRISTIANA |  | HOSPITAL-WH | 0 | 20460 | DE |  |  |  | Warming Units; Patient; Forced-Air | 27983 | Arizant Bair Hugger 505 | ARIZANT INC | 1500
CHRISTIANA |  | HOSPITAL-WH | 0 | 50500D04677 | DE |  |  |  | Warming Units; Patient; Forced-Air | 25890 | Arizant Bair Hugger 505 | ARIZANT INC | 1500
CHRISTIANA |  | HOSPITAL-WH | 0 | 20445 | DE |  |  |  | Warming Units; Patient; Forced-Air | 27982 | Arizant Bair Hugger 505 | ARIZANT INC | 1500
CHRISTIANA |  | HOSPITAL-WH | 0 | 20462 | DE |  |  |  | Warming Units; Patient; Forced-Air | 27984 | Arizant Bair Hugger 505 | ARIZANT INC | 1500
CHRISTIANA |  | HOSPITAL-WH | 0 | 50500D05317 | DE |  |  |  | Warming Units; Patient; Forced-Air | 25888 | Arizant Bair Hugger 505 | ARIZANT INC | 1500
CHRISTIANA |  | HOSPITAL-CH | 0 | 50500A1160 | DE |  | 2008-01-20 19:00 |  | Warming Units; Patient; Forced-Air | 27751 | Arizant Bair Hugger 505 | ARIZANT INC | 1500
CHRISTIANA |  | HOSPITAL-CH | 0 | K19416 | DE |  | 2008-01-20 19:00 |  | Warming Units; Patient; Forced-Air | 27950 | Arizant Bair Hugger 505 | ARIZANT INC | 1500 | Purchased
CHRISTIANA |  | HOSPITAL-CH | 0 | 47858 | DE |  | 2003-04-10 20:00 |  | Warming Units; Patient; Forced-Air | 34566 | Arizant Bair Hugger 505 | ARIZANT INC | 1500
CHRISTIANA |  | HOSPITAL-WH | 0 | 50500D04678 | DE |  |  |  | Warming Units; Patient; Forced-Air | 25889 | Arizant Bair Hugger 505 | ARIZANT INC | 1500
CHRISTIANA |  | HOSPITAL-CH | 477.27 | 296 | DE |  | 2019-03-29 07:58 |  | Tables; Operating; Orthopedic; Spinal | 62817 | ProAxis Spinal Surgery Table 6988 | Mizuho OSI | 135000 | Purchased
CHRISTIANA |  | HOSPITAL-CH | 0 | 5080 | DE |  | 2011-12-21 19:00 |  | WASHERS; Flexible Endoscope (Retired) | 48772 | MV-2 | OLYMPUS AMERICA INC | 15000
CHRISTIANA |  | HOSPITAL-WH | 0 | 5890 | DE |  | 2011-12-06 19:00 |  | WASHERS; Flexible Endoscope (Retired) | 48420 | MV-2 | OLYMPUS AMERICA INC | 15000
CHRISTIANA |  | HOSPITAL-CH | 0 | 2C640860-39 | DE |  |  |  | WASHERS; Flexible Endoscope (Retired) | 46254 | MV-2 | OLYMPUS AMERICA INC | 0
CHRISTIANA |  | HOSPITAL-CH | 0 | BIMMMD | DE |  | 2017-05-25 20:00 |  | Probe; Ultrasonic; Transesophageal Echocardiography | BIMMMD | S7-2t | Philips Healthcare North America | 18000 | Purchased
CHRISTIANA |  | HOSPITAL-CH | 0 | B2L00J | DE |  | 2017-11-07 19:00 |  | Probe; Ultrasonic; Transesophageal Echocardiography | B2L00J | S7-2t | Philips Healthcare North America | 18000 | Purchased
CHRISTIANA |  | HOSPITAL-CH | 0 | 183088 | DE |  |  |  | Microscopes; Light; Operating | 16926 | OPMI | Carl Zeiss Meditec Inc | 44592
CHRISTIANA |  | HOSPITAL-WH | 0 | 554 | DE |  | 1994-07-10 20:00 |  | Microscopes; Light; Operating | 45169 | OPMI | Carl Zeiss Meditec Inc | 40000
CHRISTIANA |  | WH SURGI | 0 | 93541 | DE |  | 2001-01-25 19:00 |  | Microscopes; Light; Operating | 29026 | OPMI | Carl Zeiss Meditec Inc | 3500 | Purchased
CHRISTIANA |  | Springside Connor Building | 0 | 1-1102 | DE |  |  |  | Stimulators; Caloric; Physical Therapy; Fluidized Medium | 13723 | 115 | FISHER SCIENTIFIC | 5000
CHRISTIANA |  | HOSPITAL-WH | 0 | XTN105846 | DE |  | 2016-07-11 20:00 |  | Exercisers; Aerobic; Elliptical Motion | 57869 | 90 Series Elliptical Cross-Trainer 91Xi | Life Fitness | 7500 | Purchased
CHRISTIANA |  | HOSPITAL-WH | 0 | XTN105848 | DE |  | 2016-07-11 20:00 |  | Exercisers; Aerobic; Elliptical Motion | 57868 | 90 Series Elliptical Cross-Trainer 91Xi | Life Fitness | 7500 | Purchased
CHRISTIANA |  | CANCER CENTER | 0 | 41356030 | DE |  | 2012-07-15 20:00 |  | Centrifuges; Floor; Low-Speed; Refrigerated | 49251 | LEGEND X1R | THERMO SCIENTIFIC CLINICAL CHEMISTRY DIV THERMO FISHER SCIENTIFIC INC | 45000 | Purchased
CHRISTIANA |  | HOSPITAL-CH | 0 | 9700118 | DE |  |  |  | Light Sources; Fiberoptic | 17656 | OTV-F2 | OLYMPUS AMERICA INC | 8355
CHRISTIANA |  | HOSPITAL-CH | 0 | 40302 | DE |  |  |  | Light Sources; Fiberoptic | 40002 | 741513 | PENTAX MEDICAL CO | 3500
CHRISTIANA |  | HOSPITAL-CH | 0 | VM01698 | DE |  |  |  | Incubators; Infant; Mobile | 19762 | VHS 68-2 | HILL-ROM AIR-SHIELDS A HILL-ROM CO | 1000
CHRISTIANA |  | HOSPITAL-CH | 0 | 60904 | DE |  |  |  | Hand Drills; Surgical | 12248 | 1301-115 | Stryker Corp | 5000
CHRISTIANA |  | HOSPITAL-CH | 0 | 60909 | DE |  |  |  | Hand Drills; Surgical | 12428 | 1301-115 | Stryker Corp | 5000
CHRISTIANA |  | Foulkstone Plaza | 0 | 4578J | DE |  | 2020-03-04 11:00 |  | Electrosurgical Units | 39011 | SURGITRON 4.0 | ELLMAN INTERNATIONAL INC | 12500 | Purchased
CHRISTIANA |  | CONCORD M.O.B. | 0 | L-9526130 F/A | PA |  |  |  | Thermometers; Electronic | 23809 | F-1500 | SHERWOOD MEDICAL CO SUB AMERICAN HOME PRODUCTS CORP | 500
CHRISTIANA |  | Carneys Point | 0 | D2333374 | NJ |  |  |  | Compressors; Medical-Air | 28084 | Pulmo-Aide 5650D | DeVilbiss Healthcare Inc | 2500
CHRISTIANA |  | HOSPITAL-WH | 0 | D4095763 | DE |  | 2007-09-26 20:00 |  | Compressors; Medical-Air | 39702 | Pulmo-Aide 5650D | DeVilbiss Healthcare Inc | 300 | Purchased
CHRISTIANA |  | HOSPITAL-WH | 0 | H2039571 | DE |  |  |  | Compressors; Medical-Air | 22725 | Pulmo-Aide 5650D | DeVilbiss Healthcare Inc | 2500
CHRISTIANA |  | MAP II Condo | 0 | D3798352 | DE |  | 2013-08-10 20:00 |  | Compressors; Medical-Air | 45360 | Pulmo-Aide 5650D | DeVilbiss Healthcare Inc | 300 | Purchased
CHRISTIANA |  | HCCC | 0 | D2941618 | DE |  | 2001-10-15 20:00 |  | Compressors; Medical-Air | 31932 | Pulmo-Aide 5650D | DeVilbiss Healthcare Inc | 10000
CHRISTIANA |  | Foulkstone Plaza | 0 | D3418814 | DE |  |  |  | Compressors; Medical-Air | 29231 | Pulmo-Aide 5650D | DeVilbiss Healthcare Inc | 2500
CHRISTIANA |  | CONCORD M.O.B. | 0 | 2818852 | PA |  |  |  | Compressors; Medical-Air | 23788 | Pulmo-Aide 5650D | DeVilbiss Healthcare Inc | 300
CHRISTIANA |  | HOSPITAL-WH | 0 | D4095764 | DE |  | 2007-09-26 20:00 |  | Compressors; Medical-Air | 39703 | Pulmo-Aide 5650D | DeVilbiss Healthcare Inc | 10000 | Purchased
CHRISTIANA |  | HOSPITAL-CH | 0 | DA101631 | DE |  | 2006-01-14 19:00 |  | Monitors; Physiologic; Electrocardiography/Vital Signs | 37698 | Propaq Encore Vital Signs Monitor 206EL | CARDINAL | 7273.5
CHRISTIANA |  | HOSPITAL-CH | 0 | DA017552 | DE |  |  |  | Monitors; Physiologic; Electrocardiography/Vital Signs | 29860 | Propaq Encore Vital Signs Monitor 206EL | CARDINAL | 14175
CHRISTIANA |  | HOSPITAL-CH | 0 | DA100022 | DE |  | 2006-01-14 19:00 |  | Monitors; Physiologic; Electrocardiography/Vital Signs | 37695 | Propaq Encore Vital Signs Monitor 206EL | CARDINAL | 7273.5
CHRISTIANA |  | HOSPITAL-CH | 0 | DA101630 | DE |  | 2006-01-14 19:00 |  | Monitors; Physiologic; Electrocardiography/Vital Signs | 37697 | Propaq Encore Vital Signs Monitor 206EL | CARDINAL | 7273.5
CHRISTIANA |  | HOSPITAL-CH | 0 | DA101632 | DE |  | 2006-01-14 19:00 |  | Monitors; Physiologic; Electrocardiography/Vital Signs | 37696 | Propaq Encore Vital Signs Monitor 206EL | CARDINAL | 7273.5
CHRISTIANA |  | HOSPITAL-CH | 0 | DA102756 | DE |  | 2007-12-05 19:00 |  | Monitors; Physiologic; Electrocardiography/Vital Signs | 40232 | Propaq Encore Vital Signs Monitor 206EL | CARDINAL | 15000 | Purchased
CHRISTIANA |  | PMRI | 0 | DA024616 | DE |  |  |  | Monitors; Physiologic; Electrocardiography/Vital Signs | 37499 | Propaq Encore Vital Signs Monitor 206EL | CARDINAL | 3965
CHRISTIANA |  | HOSPITAL-WH | 0 | DA103043 | DE |  | 2006-08-08 20:00 |  | Monitors; Physiologic; Electrocardiography/Vital Signs | 38839 | Propaq Encore Vital Signs Monitor 206EL | CARDINAL | 8437
CHRISTIANA |  | HOSPITAL-CH | 0 | 11185 | DE |  |  |  | Testers; Infusion Pump | 49495 | Infusion Pump Analyzer IDA-4 Plus | BIO-TEK INSTRUMENTS INC | 0
CHRISTIANA |  | CANCER CENTER WEST | 0 | 401197YM9 | DE |  |  |  | Scanning Systems; Ultrasonic; General-Purpose | 26029 | 2164518 | GE MEDICAL SYSTEMS | 100000
CHRISTIANA |  | Smyrna Health & Wellness Center | 0 | 01ZGQ9 | DE |  |  |  | Scanning Systems; Ultrasonic; General-Purpose | 34701 | HDI-5000 | PHILIPS MEDICAL SYSTEMS NORTH AMERICA | 96000
CHRISTIANA |  | HOSPITAL-CH | 0 | 01KRY0 | DE |  |  |  | Scanning Systems; Ultrasonic; General-Purpose | 30457 | HDI-5000 | PHILIPS MEDICAL SYSTEMS NORTH AMERICA | 99999.99
CHRISTIANA |  | HOSPITAL-CH | 0 | 01WQP3 | DE |  |  |  | Scanning Systems; Ultrasonic; General-Purpose | 32207 | HDI-5000 | PHILIPS MEDICAL SYSTEMS NORTH AMERICA | 172098
CHRISTIANA |  | HOSPITAL-CH | 0 | 01093J | DE |  |  |  | Scanning Systems; Ultrasonic; General-Purpose | 39891 | HDI-5000 | PHILIPS MEDICAL SYSTEMS NORTH AMERICA | 69999.99
CHRISTIANA |  | Riverside Medical Arts Complex | 0 | 01YN05 | DE |  |  |  | Scanning Systems; Ultrasonic; General-Purpose | 34522 | HDI-5000 | PHILIPS MEDICAL SYSTEMS NORTH AMERICA | 177340
CHRISTIANA |  | WH SURGI | 0 | 0204KZ | DE |  |  |  | Scanning Systems; Ultrasonic; General-Purpose | 33627 | HDI-5000 | PHILIPS MEDICAL SYSTEMS NORTH AMERICA | 96000
CHRISTIANA |  | HOSPITAL-CH | 0 | CR97G0216 | DE |  |  |  | Echoencephalographs | 30811 | UNIVERSAL READR | BIO-LOGIC SYSTEMS | 8000
CHRISTIANA |  | HOSPITAL-CH | 0 | DR3007 | DE |  |  |  | Radiographic Systems; Digital | 31230 | E787 | DIRECT RADIOGRAPHY CORP | 399999.99
CHRISTIANA |  | HOSPITAL-WH | 0 | 0.72 | DE |  |  |  | Anesthesia Kits; Paracervical | 13128 | 100-35 | SKLAR INSTRUMENT CO DIV MEDCO GROUP INC | 1200
CHRISTIANA |  | HOSPITAL-WH | 0 | 74U131 | DE |  |  |  | Anesthesia Kits; Paracervical | 13795 | 100-35 | SKLAR INSTRUMENT CO DIV MEDCO GROUP INC | 1200
CHRISTIANA |  | HOSPITAL-CH | 0 | KFJ02749 | DE |  |  |  | Ventilators; Intensive Care; Neonatal/Pediatric | 23811 | 15215 VIP | BIRD PRODUCTS 3M MEDICAL PRODUCTS DIV | 10000
CHRISTIANA |  | HOSPITAL-CH | 0 | KHJ01608 | DE |  |  |  | Ventilators; Intensive Care; Neonatal/Pediatric | 26771 | 15215 VIP | BIRD PRODUCTS 3M MEDICAL PRODUCTS DIV | 23000
CHRISTIANA |  | HOSPITAL-CH | 0 | KDJ01305 | DE |  |  |  | Ventilators; Intensive Care; Neonatal/Pediatric | 20487 | 15215 VIP | BIRD PRODUCTS 3M MEDICAL PRODUCTS DIV | 14962
CHRISTIANA |  | HOSPITAL-CH | 0 | KOJ01307 | DE |  |  |  | Ventilators; Intensive Care; Neonatal/Pediatric | 20488 | 15215 VIP | BIRD PRODUCTS 3M MEDICAL PRODUCTS DIV | 10000
CHRISTIANA |  | HOSPITAL-CH | 0 | KHJ01719 | DE |  |  |  | Ventilators; Intensive Care; Neonatal/Pediatric | 26777 | 15215 VIP | BIRD PRODUCTS 3M MEDICAL PRODUCTS DIV | 23000
CHRISTIANA |  | HOSPITAL-CH | 0 | KHJ01727 | DE |  |  |  | Ventilators; Intensive Care; Neonatal/Pediatric | 26784 | 15215 VIP | BIRD PRODUCTS 3M MEDICAL PRODUCTS DIV | 5000
CHRISTIANA |  | HOSPITAL-CH | 0 | KGJ01414 | DE |  |  |  | Ventilators; Intensive Care; Neonatal/Pediatric | 25276 | 15215 VIP | BIRD PRODUCTS 3M MEDICAL PRODUCTS DIV | 23000
CHRISTIANA |  | HOSPITAL-CH | 0 | KFJ02697 | DE |  |  |  | Ventilators; Intensive Care; Neonatal/Pediatric | 24723 | 15215 VIP | BIRD PRODUCTS 3M MEDICAL PRODUCTS DIV | 23000
CHRISTIANA |  | HOSPITAL-CH | 0 | KHJ01724 | DE |  |  |  | Ventilators; Intensive Care; Neonatal/Pediatric | 26781 | 15215 VIP | BIRD PRODUCTS 3M MEDICAL PRODUCTS DIV | 5000
CHRISTIANA |  | HOSPITAL-CH | 0 | KGJ01423 | DE |  |  |  | Ventilators; Intensive Care; Neonatal/Pediatric | 25279 | 15215 VIP | BIRD PRODUCTS 3M MEDICAL PRODUCTS DIV | 23000
CHRISTIANA |  | HOSPITAL-CH | 0 | KEJ01670 | DE |  |  |  | Ventilators; Intensive Care; Neonatal/Pediatric | 21396 | 15215 VIP | BIRD PRODUCTS 3M MEDICAL PRODUCTS DIV | 14961
CHRISTIANA |  | HOSPITAL-CH | 0 | VARIED | DE |  |  |  | Printers; Computer/Network | NET HVIS | OPTICOR | OPTIMED TECHNOLOGIES INC | 29999
CHRISTIANA |  |  | 0 | 4258 | DE |  |  |  | Patient Transfer Aids | 27618 | 879 | Faaborglifton / Hover Tech | 2500
CHRISTIANA |  | Riverside Medical Arts Complex | 0 | 3842 | DE |  |  |  | Patient Transfer Aids | 27070 | 879 | Faaborglifton / Hover Tech | 2500
CHRISTIANA |  | HOSPITAL-CH | 0 | 70130000296 | DE |  | 2008-07-30 20:00 |  | Resuscitators; Pulmonary; Pneumatic | 46920 | Neopuff Infant Resuscitator RD900AEU | FISHER & PAYKEL MEDICAL INC | 15000
CHRISTIANA |  | HOSPITAL-CH | 0 | 11429001551 | DE |  | 2011-08-25 20:00 |  | Resuscitators; Pulmonary; Pneumatic | 47906 | Neopuff Infant Resuscitator RD900AEU | FISHER & PAYKEL MEDICAL INC | 15000
CHRISTIANA |  | HOSPITAL-CH | 0 | 110429000000 | DE |  | 2011-08-25 20:00 |  | Resuscitators; Pulmonary; Pneumatic | 47905 | Neopuff Infant Resuscitator RD900AEU | FISHER & PAYKEL MEDICAL INC | 15000
CHRISTIANA |  | HOSPITAL-CH | 0 | 70130000277 | DE |  | 2013-08-27 20:00 |  | Resuscitators; Pulmonary; Pneumatic | 45620 | Neopuff Infant Resuscitator RD900AEU | FISHER & PAYKEL MEDICAL INC | 15000
CHRISTIANA |  | HOSPITAL-CH | 0 | 70126000273 | DE |  | 2010-08-04 20:00 |  | Resuscitators; Pulmonary; Pneumatic | 46760 | Neopuff Infant Resuscitator RD900AEU | FISHER & PAYKEL MEDICAL INC | 15000 | Purchased
CHRISTIANA |  | HOSPITAL-CH | 0 | 70130000304 | DE |  | 2010-08-04 20:00 |  | Resuscitators; Pulmonary; Pneumatic | 47074 | Neopuff Infant Resuscitator RD900AEU | FISHER & PAYKEL MEDICAL INC | 15000
CHRISTIANA |  | HOSPITAL-CH | 0 | 70124000203 | DE |  |  |  | Resuscitators; Pulmonary; Pneumatic | 46773 | Neopuff Infant Resuscitator RD900AEU | FISHER & PAYKEL MEDICAL INC | 15000
CHRISTIANA |  | HOSPITAL-CH | 0 | 70130000299 | DE |  | 2010-08-04 20:00 |  | Resuscitators; Pulmonary; Pneumatic | 46761 | Neopuff Infant Resuscitator RD900AEU | FISHER & PAYKEL MEDICAL INC | 15000
CHRISTIANA |  | HOSPITAL-CH | 0 | 90825002757 | DE |  | 2010-08-04 20:00 |  | Resuscitators; Pulmonary; Pneumatic | 46762 | Neopuff Infant Resuscitator RD900AEU | FISHER & PAYKEL MEDICAL INC | 15000
CHRISTIANA |  | HOSPITAL-CH | 0 | 90224000696 | DE |  |  |  | Resuscitators; Pulmonary; Pneumatic | 46763 | Neopuff Infant Resuscitator RD900AEU | FISHER & PAYKEL MEDICAL INC | 15000
CHRISTIANA |  | HOSPITAL-CH | 0 | 110502000000 | DE |  |  |  | Resuscitators; Pulmonary; Pneumatic | 47071 | Neopuff Infant Resuscitator RD900AEU | FISHER & PAYKEL MEDICAL INC | 15000
CHRISTIANA |  | HOSPITAL-CH | 0 | 70126000264 | DE |  | 2010-08-04 20:00 |  | Resuscitators; Pulmonary; Pneumatic | 46764 | Neopuff Infant Resuscitator RD900AEU | FISHER & PAYKEL MEDICAL INC | 15000 | Purchased
CHRISTIANA |  | HOSPITAL-CH | 0 | 70126000262 | DE |  | 2019-03-29 07:58 |  | Resuscitators; Pulmonary; Pneumatic | 47069 | Neopuff Infant Resuscitator RD900AEU | FISHER & PAYKEL MEDICAL INC | 15000
CHRISTIANA |  | HOSPITAL-CH | 0 | 90224000697 | DE |  |  |  | Resuscitators; Pulmonary; Pneumatic | 46775 | Neopuff Infant Resuscitator RD900AEU | FISHER & PAYKEL MEDICAL INC | 15000
CHRISTIANA |  | HOSPITAL-CH | 0 | 70124000212 | DE |  |  |  | Resuscitators; Pulmonary; Pneumatic | 46774 | Neopuff Infant Resuscitator RD900AEU | FISHER & PAYKEL MEDICAL INC | 15000
CHRISTIANA |  | HOSPITAL-CH | 0 | 70126000266 | DE |  | 2010-08-04 20:00 |  | Resuscitators; Pulmonary; Pneumatic | 46766 | Neopuff Infant Resuscitator RD900AEU | FISHER & PAYKEL MEDICAL INC | 15000
CHRISTIANA |  | HOSPITAL-CH | 0 | 70126000268 | DE |  | 2010-08-04 20:00 |  | Resuscitators; Pulmonary; Pneumatic | 46765 | Neopuff Infant Resuscitator RD900AEU | FISHER & PAYKEL MEDICAL INC | 15000
CHRISTIANA |  | HOSPITAL-CH | 0 | 130604000000 | DE |  |  |  | Resuscitators; Pulmonary; Pneumatic | 47072 | Neopuff Infant Resuscitator RD900AEU | FISHER & PAYKEL MEDICAL INC | 15000
CHRISTIANA |  | HOSPITAL-CH | 0 | 150217000000 | DE |  |  |  | Resuscitators; Pulmonary; Pneumatic | 61180 | Neopuff Infant Resuscitator RD900AEU | FISHER & PAYKEL MEDICAL INC | 302.81
CHRISTIANA |  | HOSPITAL-CH | 0 | 70126000271 | DE |  | 2010-08-04 20:00 |  | Resuscitators; Pulmonary; Pneumatic | 46771 | Neopuff Infant Resuscitator RD900AEU | FISHER & PAYKEL MEDICAL INC | 15000
CHRISTIANA |  | HOSPITAL-CH | 0 | 70124000200 | DE |  | 2010-08-04 20:00 |  | Resuscitators; Pulmonary; Pneumatic | 46770 | Neopuff Infant Resuscitator RD900AEU | FISHER & PAYKEL MEDICAL INC | 15000
CHRISTIANA |  | HOSPITAL-CH | 0 | 80501001393 | DE |  |  |  | Resuscitators; Pulmonary; Pneumatic | 41995 | Neopuff Infant Resuscitator RD900AEU | FISHER & PAYKEL MEDICAL INC | 1322.15
CHRISTIANA |  | HOSPITAL-CH | 0 | 80501001393 | DE |  |  |  | Resuscitators; Pulmonary; Pneumatic | 47070 | Neopuff Infant Resuscitator RD900AEU | FISHER & PAYKEL MEDICAL INC | 15000
CHRISTIANA |  | HOSPITAL-CH | 0 | 70126000267 | DE |  |  |  | Resuscitators; Pulmonary; Pneumatic | 47075 | Neopuff Infant Resuscitator RD900AEU | FISHER & PAYKEL MEDICAL INC | 15000
CHRISTIANA |  | HOSPITAL-CH | 0 | 70124000207 | DE |  | 2010-08-04 20:00 |  | Resuscitators; Pulmonary; Pneumatic | 46768 | Neopuff Infant Resuscitator RD900AEU | FISHER & PAYKEL MEDICAL INC | 15000
CHRISTIANA |  | HOSPITAL-CH | 0 | 70126000274 | DE |  | 2010-08-04 20:00 |  | Resuscitators; Pulmonary; Pneumatic | 46767 | Neopuff Infant Resuscitator RD900AEU | FISHER & PAYKEL MEDICAL INC | 15000
CHRISTIANA |  | HOSPITAL-CH | 0 | 70124000214 | DE |  | 2010-08-04 20:00 |  | Resuscitators; Pulmonary; Pneumatic | 46769 | Neopuff Infant Resuscitator RD900AEU | FISHER & PAYKEL MEDICAL INC | 15000
CHRISTIANA |  |  | 0 | 200309485 | DE |  |  |  | Sphygmomanometers; Electronic; Automatic | 35016 | 420 SERIES | CARDINAL | 1300
CHRISTIANA |  | HOSPITAL-WH | 0 | 200513008 | DE |  |  |  | Sphygmomanometers; Electronic; Automatic | 37206 | 420 SERIES | CARDINAL | 1300
CHRISTIANA |  | WH SURGI | 0 | 200608875 | DE |  | 2006-01-23 19:00 |  | Sphygmomanometers; Electronic; Automatic | 38497 | 420 SERIES | CARDINAL | 1300 | Purchased
CHRISTIANA |  |  | 0 | 200309334 | DE |  |  |  | Sphygmomanometers; Electronic; Automatic | 35015 | 420 SERIES | CARDINAL | 1300
CHRISTIANA |  | HOSPITAL-CH | 0 | 200700789 | DE |  | 2012-02-26 19:00 |  | Sphygmomanometers; Electronic; Automatic | 48649 | 420 SERIES | CARDINAL | 1300 | Purchased
CHRISTIANA |  |  | 0 | 200309493 | DE |  |  |  | Sphygmomanometers; Electronic; Automatic | 35018 | 420 SERIES | CARDINAL | 1300
CHRISTIANA |  | HOSPITAL-CH | 0 | 200309312 | DE |  | 2003-09-08 20:00 |  | Sphygmomanometers; Electronic; Automatic | 35024 | 420 SERIES | CARDINAL | 1300 | Purchased
CHRISTIANA |  | HOSPITAL-CH | 0 | 201308163 | DE |  | 2002-11-26 19:00 |  | Sphygmomanometers; Electronic; Automatic | 49905 | 420 SERIES | CARDINAL | 1300 | Purchased
CHRISTIANA |  | HOSPITAL-WH | 0 | 200213520 | DE |  | 2002-12-28 19:00 |  | Sphygmomanometers; Electronic; Automatic | 34317 | 420 SERIES | CARDINAL | 1300
CHRISTIANA |  | Pike Creek | 0 | 201300974 | DE |  | 2013-05-12 20:00 |  | Sphygmomanometers; Electronic; Automatic | 51804 | 420 SERIES | CARDINAL | 1300 | Purchased
CHRISTIANA |  |  | 0 | 200309484 | DE |  |  |  | Sphygmomanometers; Electronic; Automatic | 35017 | 420 SERIES | CARDINAL | 1300
CHRISTIANA |  | HOSPITAL-CH | 0 | 200206655 | DE |  | 2002-07-14 20:00 |  | Sphygmomanometers; Electronic; Automatic | 33286 | 420 SERIES | CARDINAL | 1300 | Purchased
CHRISTIANA |  | HOSPITAL-CH | 0 | 200501551 | DE |  | 2005-02-06 19:00 |  | Sphygmomanometers; Electronic; Automatic | 36945 | 420 SERIES | CARDINAL | 1300
CHRISTIANA |  | HOSPITAL-CH | 0 | 201108507 | DE |  | 2011-05-10 20:00 |  | Sphygmomanometers; Electronic; Automatic | 47764 | 420 SERIES | CARDINAL | 1300 | Purchased
CHRISTIANA |  | HOSPITAL-CH | 0 | 200312410 | DE |  | 2004-01-06 19:00 |  | Sphygmomanometers; Electronic; Automatic | 35360 | 420 SERIES | CARDINAL | 1300 | Purchased
CHRISTIANA |  | HOSPITAL-CH | 0 | 200620607 | DE |  | 2006-12-04 19:00 |  | Sphygmomanometers; Electronic; Automatic | 39164 | 420 SERIES | CARDINAL | 1300 | Purchased
CHRISTIANA |  | HOSPITAL-CH | 0 | 200701478 | DE |  | 2013-06-22 20:00 |  | Sphygmomanometers; Electronic; Automatic | 51885 | 420 SERIES | CARDINAL | 1300 | Purchased
CHRISTIANA |  | Limestone Mill Creek Medical Center | 0 | 201208656 | DE |  |  |  | Sphygmomanometers; Electronic; Automatic | 49981 | 420 SERIES | CARDINAL | 1300
CHRISTIANA |  | HOSPITAL-CH | 0 | 200701741 | DE |  | 2002-12-28 19:00 |  | Sphygmomanometers; Electronic; Automatic | 50242 | 420 SERIES | CARDINAL | 1300 | Purchased
CHRISTIANA |  | HOSPITAL-WH | 0 | 200310437 | DE |  | 2004-01-06 19:00 |  | Sphygmomanometers; Electronic; Automatic | 35362 | 420 SERIES | CARDINAL | 1300 | Purchased
CHRISTIANA |  | HOSPITAL-CH | 0 | 20070468 | DE |  | 2002-12-28 19:00 |  | Sphygmomanometers; Electronic; Automatic | 50241 | 420 SERIES | CARDINAL | 1300 | Purchased
CHRISTIANA |  | HOSPITAL-CH | 0 | 201015219 | DE |  | 2010-10-24 20:00 |  | Sphygmomanometers; Electronic; Automatic | 46494 | 420 SERIES | CARDINAL | 1300 | Purchased
CHRISTIANA |  | WH SURGI | 0 | 201015215 | DE |  | 2010-10-24 20:00 |  | Sphygmomanometers; Electronic; Automatic | 46495 | 420 SERIES | CARDINAL | 1300
CHRISTIANA |  | HOSPITAL-CH | 0 | 200207075 | DE |  | 2002-07-14 20:00 |  | Sphygmomanometers; Electronic; Automatic | 33564 | 420 SERIES | CARDINAL | 1300 | Purchased
CHRISTIANA |  | HOSPITAL-CH | 0 | 200206564 | DE |  | 2002-07-14 20:00 |  | Sphygmomanometers; Electronic; Automatic | 33289 | 420 SERIES | CARDINAL | 1300 | Purchased
CHRISTIANA |  | CANCER CENTER | 0 | 200200574 | DE |  | 2002-05-20 20:00 |  | Sphygmomanometers; Electronic; Automatic | 33254 | 420 SERIES | CARDINAL | 1300 | Purchased
CHRISTIANA |  | HOSPITAL-CH | 0 | 200203715 | DE |  | 2002-07-14 20:00 |  | Sphygmomanometers; Electronic; Automatic | 33563 | 420 SERIES | CARDINAL | 1300 | Purchased
CHRISTIANA |  | HOSPITAL-CH | 0 | 200206562 | DE |  | 2002-07-14 20:00 |  | Sphygmomanometers; Electronic; Automatic | 33288 | 420 SERIES | CARDINAL | 1300 | Purchased
CHRISTIANA |  | HOSPITAL-CH | 0 | 201307991 | DE |  | 2002-11-26 19:00 |  | Sphygmomanometers; Electronic; Automatic | 49904 | 420 SERIES | CARDINAL | 1300 | Purchased
CHRISTIANA |  | HOSPITAL-CH | 0 | 200722523 | DE |  | 2007-12-15 19:00 |  | Sphygmomanometers; Electronic; Automatic | 40738 | 420 SERIES | CARDINAL | 1300 | Purchased
CHRISTIANA |  | HOSPITAL-CH | 0 | 201002974 | DE |  | 2002-06-30 20:00 |  | Sphygmomanometers; Electronic; Automatic | 46487 | 420 SERIES | CARDINAL | 1300 | Purchased
CHRISTIANA |  | HOSPITAL-CH | 0 | 201212241 | DE |  | 2002-07-14 20:00 |  | Sphygmomanometers; Electronic; Automatic | 52888 | 420 SERIES | CARDINAL | 1300 | Purchased
CHRISTIANA |  | HOSPITAL-CH | 0 | 200311845 | DE |  | 2003-11-10 19:00 |  | Sphygmomanometers; Electronic; Automatic | 35264 | 420 SERIES | CARDINAL | 1300 | Purchased
CHRISTIANA |  | Silver Lake Elementary School | 0 | 200821024 | DE |  | 2008-12-18 19:00 |  | Sphygmomanometers; Electronic; Automatic | 42356 | 420 SERIES | CARDINAL | 1300 | Purchased
CHRISTIANA |  | HOSPITAL-CH | 0 | 200605656 | DE |  | 2006-03-22 19:00 |  | Sphygmomanometers; Electronic; Automatic | 38089 | 420 SERIES | CARDINAL | 1300
CHRISTIANA |  | HCCC | 0 | 201204491 | DE |  | 2013-07-31 20:00 |  | Sphygmomanometers; Electronic; Automatic | 52724 | 420 SERIES | CARDINAL | 1300 | Purchased
CHRISTIANA |  | HOSPITAL-CH | 0 | F2088078E | DE |  |  |  | Sphygmomanometers; Electronic; Automatic | 28393 | 420 SERIES | CARDINAL | 800
CHRISTIANA |  | HOSPITAL-CH | 0 | 200207027 | DE |  | 2002-07-14 20:00 |  | Sphygmomanometers; Electronic; Automatic | 33540 | 420 SERIES | CARDINAL | 1300 | Purchased
CHRISTIANA |  | HOSPITAL-CH | 0 | 200304436 | DE |  | 2003-05-28 20:00 |  | Sphygmomanometers; Electronic; Automatic | 34703 | 420 SERIES | CARDINAL | 1300
CHRISTIANA |  | HOSPITAL-CH | 0 | 200212847 | DE |  | 2002-11-25 19:00 |  | Sphygmomanometers; Electronic; Automatic | 34287 | 420 SERIES | CARDINAL | 1300 | Purchased
CHRISTIANA |  | HOSPITAL-CH | 0 | 200309488 | DE |  | 2003-09-19 20:00 |  | Sphygmomanometers; Electronic; Automatic | 35014 | 420 SERIES | CARDINAL | 1300 | Purchased
CHRISTIANA |  | HOSPITAL-WH | 0 | 200212497 | DE |  |  |  | Sphygmomanometers; Electronic; Automatic | 34286 | 420 SERIES | CARDINAL | 1300
CHRISTIANA |  | HOSPITAL-CH | 0 | 200518656 | DE |  | 2005-09-24 20:00 |  | Sphygmomanometers; Electronic; Automatic | 37830 | 420 SERIES | CARDINAL | 1300 | Purchased
CHRISTIANA |  | WH SURGI | 0 | 201202696 | DE |  | 2012-03-12 20:00 |  | Sphygmomanometers; Electronic; Automatic | 48399 | 420 SERIES | CARDINAL | 1300
CHRISTIANA |  | HOSPITAL-CH | 0 | 201417666 | DE |  | 2015-02-19 19:00 |  | Sphygmomanometers; Electronic; Automatic | 57100 | 420 SERIES | CARDINAL | 1300 | Purchased
CHRISTIANA |  | HOSPITAL-CH | 0 | 200212844 | DE |  | 2002-11-25 19:00 |  | Sphygmomanometers; Electronic; Automatic | 34289 | 420 SERIES | CARDINAL | 1300 | Purchased
CHRISTIANA |  | HOSPITAL-CH | 0 | 200309461 | DE |  | 2003-12-22 19:00 |  | Sphygmomanometers; Electronic; Automatic | 62467 | 420 SERIES | CARDINAL | 1300
CHRISTIANA |  | HOSPITAL-WH | 0 | 200518991 | DE |  | 2005-09-24 20:00 |  | Sphygmomanometers; Electronic; Automatic | 37837 | 420 SERIES | CARDINAL | 1300 | Purchased
CHRISTIANA |  | HOSPITAL-CH | 0 | 200719804 | DE |  | 2013-06-20 20:00 |  | Sphygmomanometers; Electronic; Automatic | 48910 | 420 SERIES | CARDINAL | 1300 | Purchased
CHRISTIANA |  | HOSPITAL-CH | 0 | 201417664 | DE |  | 2015-02-19 19:00 |  | Sphygmomanometers; Electronic; Automatic | 57101 | 420 SERIES | CARDINAL | 1300 | Purchased
CHRISTIANA |  | HOSPITAL-CH | 0 | 201017515 | DE |  | 2011-07-28 20:00 |  | Sphygmomanometers; Electronic; Automatic | 47932 | 420 SERIES | CARDINAL | 1300 | Purchased
CHRISTIANA |  | WH SURGI | 0 | 201015215 | DE |  | 2012-03-22 20:00 |  | Sphygmomanometers; Electronic; Automatic | 55778 | 420 SERIES | CARDINAL | 750
CHRISTIANA |  | HCCC | 0 | 201419743 | DE |  | 2015-01-22 19:00 |  | Sphygmomanometers; Electronic; Automatic | 54220 | 420 SERIES | CARDINAL | 1300 | Purchased
CHRISTIANA |  | HOSPITAL-CH | 0 | 200918645 | DE |  | 2013-06-20 20:00 |  | Sphygmomanometers; Electronic; Automatic | 45455 | 420 SERIES | CARDINAL | 1300 | Purchased
CHRISTIANA |  | HOSPITAL-CH | 0 | 200206563 | DE |  |  |  | Sphygmomanometers; Electronic; Automatic | 33285 | 420 SERIES | CARDINAL | 1300
CHRISTIANA |  |  | 0 | 200309478 | DE |  |  |  | Sphygmomanometers; Electronic; Automatic | 35010 | 420 SERIES | CARDINAL | 1300
CHRISTIANA |  | HOSPITAL-CH | 0 | 200309487 | DE |  | 2003-09-19 20:00 |  | Sphygmomanometers; Electronic; Automatic | 35012 | 420 SERIES | CARDINAL | 1300
CHRISTIANA |  | HOSPITAL-CH | 0 | 200207074 | DE |  | 2002-07-14 20:00 |  | Sphygmomanometers; Electronic; Automatic | 33284 | 420 SERIES | CARDINAL | 1300 | Purchased
CHRISTIANA |  | HOSPITAL-CH | 0 | 200309477 | DE |  | 2003-09-19 20:00 |  | Sphygmomanometers; Electronic; Automatic | 35011 | 420 SERIES | CARDINAL | 1300 | Purchased
CHRISTIANA |  |  | 0 | 200309475 | DE |  |  |  | Sphygmomanometers; Electronic; Automatic | 35013 | 420 SERIES | CARDINAL | 1300
CHRISTIANA |  | HOSPITAL-CH | 0 | 201105757 | DE |  | 2011-05-10 20:00 |  | Sphygmomanometers; Electronic; Automatic | 47765 | 420 SERIES | CARDINAL | 1300 | Purchased
CHRISTIANA |  | CANCER CENTER | 0 | 20138408 | DE |  | 2013-06-30 20:00 |  | Sphygmomanometers; Electronic; Automatic | 45448 | 420 SERIES | CARDINAL | 1352.09 | Purchased
CHRISTIANA |  | HOSPITAL-CH | 0 | 200500353 | DE |  | 2004-09-06 20:00 |  | Sphygmomanometers; Electronic; Automatic | 36920 | 420 SERIES | CARDINAL | 1300 | Purchased
CHRISTIANA |  | PMRI | 0 | 2012014487 | DE |  | 2013-08-11 20:00 |  | Sphygmomanometers; Electronic; Automatic | 51738 | 420 SERIES | CARDINAL | 750
CHRISTIANA |  | HCCC | 0 | 200918634 | DE |  |  |  | Sphygmomanometers; Electronic; Automatic | 50621 | 420 SERIES | CARDINAL | 1300
CHRISTIANA |  | Middletown Care Center(Sleepy Hollow) | 0 | 201303194 | DE |  | 2014-04-21 20:00 |  | Sphygmomanometers; Electronic; Automatic | 45901 | 420 SERIES | CARDINAL | 1300 | Purchased
CHRISTIANA |  | HOSPITAL-CH | 0 | 200722515 | DE |  | 2007-12-15 19:00 |  | Sphygmomanometers; Electronic; Automatic | 40734 | 420 SERIES | CARDINAL | 1300 | Purchased
CHRISTIANA |  | HOSPITAL-CH | 0 | 201308405 | DE |  | 2013-06-30 20:00 |  | Sphygmomanometers; Electronic; Automatic | 45447 | 420 SERIES | CARDINAL | 1300 | Purchased
CHRISTIANA |  | WH SURGI | 0 | 200310574 | DE |  | 2004-01-06 19:00 |  | Sphygmomanometers; Electronic; Automatic | 35359 | 420 SERIES | CARDINAL | 1300
CHRISTIANA |  | HOSPITAL-CH | 0 | 200701464 | DE |  | 2013-06-22 20:00 |  | Sphygmomanometers; Electronic; Automatic | 51884 | 420 SERIES | CARDINAL | 1300 | Purchased
CHRISTIANA |  | HOSPITAL-CH | 0 | NONE | DE |  | 2010-03-02 19:00 |  | Sphygmomanometers; Electronic; Automatic | 46723 | 420 SERIES | CARDINAL | 1300 | Purchased
CHRISTIANA |  | CANCER CENTER | 0 | 201509521 | DE |  | 2015-07-26 20:00 |  | Sphygmomanometers; Electronic; Automatic | 57822 | 420 SERIES | CARDINAL | 1300 | Purchased
CHRISTIANA |  | HOSPITAL-CH | 0 | 6-0331 | DE |  |  |  | Scales; Patient; Wheelchair | 19108 | 6006 | SCALE-TRONIX INC | 3040
CHRISTIANA |  | HOSPITAL-WH | 0 | 1936-06-01 | DE |  |  |  | Scales; Patient; Wheelchair | 13220 | 6006 | SCALE-TRONIX INC | 1895
CHRISTIANA |  | HOSPITAL-WH | 0 | 2025-06-25 | DE |  |  |  | Scales; Patient; Wheelchair | 18272 | 6006 | SCALE-TRONIX INC | 2085
CHRISTIANA |  | HOSPITAL-WH | 0 | 1962-06-01 | DE |  |  |  | Scales; Patient; Wheelchair | 19872 | 6006 | SCALE-TRONIX INC | 1910
CHRISTIANA |  | HOSPITAL-CH | 0 | 1991-06-01 | DE |  | 1986-11-08 19:00 |  | Scales; Patient; Wheelchair | 10666 | 6006 | SCALE-TRONIX INC | 2000 | Purchased
CHRISTIANA |  | HOSPITAL-CH | 0 | 11-0095 | DE |  | 2012-06-20 20:00 |  | Biological Test Incubator | 49445 | 35-02211-001 | ADVANCED STERILIZATION PRODUCTS A JOHNSON & JOHNSON CO | 2500 | Purchased
CHRISTIANA |  | Quillen Building | 0 | 3728A02587 | DE |  |  |  | Scanning Systems; Ultrasonic; Cardiac | 47664 | M2424A | PHILIPS MEDICAL SYSTEMS NORTH AMERICA | 0
CHRISTIANA |  | HOSPITAL-CH | 0 | USN0211686 | DE |  |  |  | Scanning Systems; Ultrasonic; Cardiac | 34426 | M2424A | PHILIPS MEDICAL SYSTEMS NORTH AMERICA | 249999.99
CHRISTIANA |  | HOSPITAL-CH | 0 | 3728A02406 | DE |  |  |  | Scanning Systems; Ultrasonic; Cardiac | 34606 | M2424A | PHILIPS MEDICAL SYSTEMS NORTH AMERICA | 249999.99
CHRISTIANA |  | Limestone Mill Creek Medical Center | 0 | US97807938 | DE |  |  |  | Scanning Systems; Ultrasonic; Cardiac | 47644 | M2424A | PHILIPS MEDICAL SYSTEMS NORTH AMERICA | 0
CHRISTIANA |  | Quillen Building | 0 | US97807107 | DE |  |  |  | Scanning Systems; Ultrasonic; Cardiac | 47666 | M2424A | PHILIPS MEDICAL SYSTEMS NORTH AMERICA | 0
CHRISTIANA |  | Middletown Care Center(Sleepy Hollow) | 0 | 3728A01294 | DE |  |  |  | Scanning Systems; Ultrasonic; Cardiac | 47618 | M2424A | PHILIPS MEDICAL SYSTEMS NORTH AMERICA | 0
CHRISTIANA |  | West Grove Medical Office Building | 0 | US97808434 | DE |  |  |  | Scanning Systems; Ultrasonic; Cardiac | 41662 | M2424A | PHILIPS MEDICAL SYSTEMS NORTH AMERICA | 249999.99
CHRISTIANA |  | HOSPITAL-WH | 0 | USN0211682 | DE |  |  |  | Scanning Systems; Ultrasonic; Cardiac | 34425 | M2424A | PHILIPS MEDICAL SYSTEMS NORTH AMERICA | 249999.99
CHRISTIANA |  | HOSPITAL-CH | 0 | USN0211723 | DE |  |  |  | Scanning Systems; Ultrasonic; Cardiac | 34424 | M2424A | PHILIPS MEDICAL SYSTEMS NORTH AMERICA | 249999.99
CHRISTIANA |  | Limestone Mill Creek Medical Center | 0 | 3728A02075 | DE |  |  |  | Scanning Systems; Ultrasonic; Cardiac | 47632 | M2424A | PHILIPS MEDICAL SYSTEMS NORTH AMERICA | 0
CHRISTIANA |  | Pike Creek | 0 | US97807077 | DE |  |  |  | Scanning Systems; Ultrasonic; Cardiac | 47630 | M2424A | PHILIPS MEDICAL SYSTEMS NORTH AMERICA | 0
CHRISTIANA |  | HOSPITAL-CH | 0 | US00320149 | DE |  |  |  | Scanning Systems; Ultrasonic; Cardiac | 35227 | M2424A | PHILIPS MEDICAL SYSTEMS NORTH AMERICA | 150225.5
CHRISTIANA |  | Quillen Building | 0 | 3728A00219 | DE |  |  |  | Scanning Systems; Ultrasonic; Cardiac | 46828 | M2424A | PHILIPS MEDICAL SYSTEMS NORTH AMERICA | 0
CHRISTIANA |  | HOSPITAL-WH | 0 | 3728A02407 | DE |  |  |  | Scanning Systems; Ultrasonic; Cardiac | 34607 | M2424A | PHILIPS MEDICAL SYSTEMS NORTH AMERICA | 249999.99
CHRISTIANA |  | HOSPITAL-CH | 0 | US00320043 | DE |  |  |  | Scanning Systems; Ultrasonic; Cardiac | 35228 | M2424A | PHILIPS MEDICAL SYSTEMS NORTH AMERICA | 150225.5
CHRISTIANA |  | Limestone Mill Creek Medical Center | 0 | 3728A00910 | DE |  |  |  | Scanning Systems; Ultrasonic; Cardiac | 47631 | M2424A | PHILIPS MEDICAL SYSTEMS NORTH AMERICA | 0
CHRISTIANA |  | West Grove Medical Office Building | 0 | US40420807 | DE |  |  |  | Scanning Systems; Ultrasonic; Cardiac | 36017 | M2424A | PHILIPS MEDICAL SYSTEMS NORTH AMERICA | 246271
CHRISTIANA |  | HOSPITAL-CH | 0 | US40210668 | DE |  |  |  | Scanning Systems; Ultrasonic; Cardiac | 39682 | M2424A | PHILIPS MEDICAL SYSTEMS NORTH AMERICA | 0
CHRISTIANA |  | HOSPITAL-CH | 0 | US97810040 | DE |  | 2002-12-15 19:00 |  | Scanning Systems; Ultrasonic; Cardiac | 42013 | M2424A | PHILIPS MEDICAL SYSTEMS NORTH AMERICA | 249999.99
CHRISTIANA |  | Limestone Mill Creek Medical Center | 0 | 3728A02585 | DE |  |  |  | Scanning Systems; Ultrasonic; Cardiac | 47650 | M2424A | PHILIPS MEDICAL SYSTEMS NORTH AMERICA | 0
CHRISTIANA |  | HOSPITAL-CH | 0 | 284032 | DE |  |  |  | Viewers; Agglutination | 35551 | Clay Adams Test Tube Agglutination Viewe 425384 | CLAY ADAMS DIV BECTON DICKINSON AND CO | 3500
CHRISTIANA |  | HOSPITAL-CH | 0 | 309082 | DE |  |  |  | Viewers; Agglutination | 35565 | Clay Adams Test Tube Agglutination Viewe 425384 | CLAY ADAMS DIV BECTON DICKINSON AND CO | 3500
CHRISTIANA |  | HOSPITAL-CH | 0 | 6613 | DE |  | 2011-08-05 20:00 |  | Circulatory Assist Units; Cardiac; Ventricular | 47686 | Thoratec HeartMate II Left Ventricular A | THORATEC | 50000 | Purchased
CHRISTIANA |  | HOSPITAL-CH | 0 | NONE | DE |  | 2011-08-05 20:00 |  | Circulatory Assist Units; Cardiac; Ventricular | 47685 | Thoratec HeartMate II Left Ventricular A | THORATEC | 50000 | Purchased
CHRISTIANA |  | HOSPITAL-CH | 0 | 7018 | DE |  | 2012-09-19 20:00 |  | Circulatory Assist Units; Cardiac; Ventricular | 49991 | Thoratec HeartMate II Left Ventricular A | THORATEC | 50000 | Purchased
CHRISTIANA |  | HOSPITAL-CH | 0 | 1862 | DE |  | 2013-07-15 20:00 |  | Circulatory Assist Units; Cardiac; Ventricular | 45114 | Thoratec HeartMate II Left Ventricular A | THORATEC | 50000 | Purchased
CHRISTIANA |  | HOSPITAL-WH | 0 | NONE | DE |  | 2013-07-23 20:00 |  | Irrigation/Distention Systems; Hysteroscopic | 45158 | NIAGRA TRS; 2L | GYRUS ACMI | 15000
CHRISTIANA |  | HOSPITAL-CH | 0 | 2TRS-290 | DE |  |  |  | Irrigation/Distention Systems; Arthroscopic | 47349 | NIAGRA TRS; 2L | GYRUS ACMI | 0
CHRISTIANA |  | HOSPITAL-WH | 0 | NONE | DE |  | 2013-07-23 20:00 |  | Irrigation/Distention Systems; Hysteroscopic | 45157 | NIAGRA TRS; 2L | GYRUS ACMI | 15000
CHRISTIANA |  | HOSPITAL-WH | 0 | NONE | DE |  | 2011-06-15 20:00 |  | Irrigation/Distention Systems; Arthroscopic | 47501 | NIAGRA TRS; 2L | GYRUS ACMI | 15000
CHRISTIANA |  | CH-SURGI | 0 | 2TRS-330 | DE |  |  |  | Irrigation/Distention Systems; Hysteroscopic | 45307 | NIAGRA TRS; 2L | GYRUS ACMI | 0
CHRISTIANA |  | CH-SURGI | 0 | NONE | DE |  |  |  | Irrigation/Distention Systems; Hysteroscopic | 45305 | NIAGRA TRS; 2L | GYRUS ACMI | 0
CHRISTIANA |  | HOSPITAL-CH | 0 | 7919N09 | DE |  |  |  | Monitors; Bedside; Fetal | 24256 | MT325 | TOITU CO LTD | 10000
CHRISTIANA |  | HOSPITAL-CH | 0 | 010000548BFF | DE |  |  |  | Workstations | 32290 | CEEGRAPH | BIO-LOGIC SYSTEMS | 0
CHRISTIANA |  | CH-SURGI | 0 | 2000-06-A0735 | DE |  | 2000-11-13 19:00 |  | Tables; Operating | 30684 | Elite Series Surgical Table 6500N | Skytron Div The KMW Group | 29999.99
CHRISTIANA |  | CH-SURGI | 0 | 6500N-2000-A6-A0732 | DE |  | 2008-12-09 19:00 |  | Tables; Operating | 39453 | Elite Series Surgical Table 6500N | Skytron Div The KMW Group | 35000
CHRISTIANA |  | WH SURGI | 0 | 6500N-2C-A01024 | DE |  | 2005-06-03 20:00 |  | Tables; Operating | 34833 | Elite Series Surgical Table 6500N | Skytron Div The KMW Group | 39999.99
CHRISTIANA |  | HOSPITAL-CH | 0 | 6500N-1995-9-1211 | DE |  | 1999-09-21 20:00 |  | Tables; Operating | 29119 | Elite Series Surgical Table 6500N | Skytron Div The KMW Group | 25000 | Purchased
CHRISTIANA |  | WH SURGI | 0 | 1999-12-A0612 | DE |  | 1999-11-29 19:00 |  | Tables; Operating | 29695 | Elite Series Surgical Table 6500N | Skytron Div The KMW Group | 28140 | Purchased
CHRISTIANA |  | WH SURGI | 0 | 1999-12-A0626 | DE |  | 1999-11-29 19:00 |  | Tables; Operating | 29692 | Elite Series Surgical Table 6500N | Skytron Div The KMW Group | 28140 | Purchased
CHRISTIANA |  | WH SURGI | 0 | 1999-12-A0617 | DE |  | 1999-11-29 19:00 |  | Tables; Operating | 29693 | Elite Series Surgical Table 6500N | Skytron Div The KMW Group | 28140 | Purchased
CHRISTIANA |  | CH-SURGI | 0 | 2000-06-A0782 | DE |  |  |  | Tables; Operating | 36084A | Elite Series Surgical Table 6500N | Skytron Div The KMW Group | 34999.99
CHRISTIANA |  | HOSPITAL-CH | 0 | TP500-K00K03 | DE |  |  |  | Pumps; Circulating-Liquid; Localized Heating | 30788 | Gaymar T/PUMP Heat Therapy System TP500 | GAYMAR INDUSTRIES INC | 245
CHRISTIANA |  | HOSPITAL-CH | 0 | TP500-L00A34 | DE |  |  |  | Pumps; Circulating-Liquid; Localized Heating | 30791 | Gaymar T/PUMP Heat Therapy System TP500 | GAYMAR INDUSTRIES INC | 245
CHRISTIANA |  | HOSPITAL-CH | 0 | G60A03 | DE |  |  |  | Pumps; Circulating-Liquid; Localized Heating | 39093 | Gaymar T/PUMP Heat Therapy System TP500 | GAYMAR INDUSTRIES INC | 0
CHRISTIANA |  | HOSPITAL-CH | 0 | F60085 | DE |  |  |  | Pumps; Circulating-Liquid; Localized Heating | 39081 | Gaymar T/PUMP Heat Therapy System TP500 | GAYMAR INDUSTRIES INC | 0
CHRISTIANA |  | HOSPITAL-CH | 0 | L60C96 | DE |  |  |  | Pumps; Circulating-Liquid; Localized Heating | T-7 | Gaymar T/PUMP Heat Therapy System TP500 | GAYMAR INDUSTRIES INC | 800
CHRISTIANA |  | HOSPITAL-CH | 0 | TP500=L00A22 | DE |  |  |  | Pumps; Circulating-Liquid; Localized Heating | 30789 | Gaymar T/PUMP Heat Therapy System TP500 | GAYMAR INDUSTRIES INC | 245
CHRISTIANA |  | HOSPITAL-CH | 0 | TP500-L00A23 | DE |  |  |  | Pumps; Circulating-Liquid; Localized Heating | 30792 | Gaymar T/PUMP Heat Therapy System TP500 | GAYMAR INDUSTRIES INC | 245
CHRISTIANA |  | HOSPITAL-WH | 0 | G60A20 | DE |  |  |  | Pumps; Circulating-Liquid; Localized Heating | 39116 | Gaymar T/PUMP Heat Therapy System TP500 | GAYMAR INDUSTRIES INC | 0
CHRISTIANA |  | HOSPITAL-CH | 0 | H60F60 | DE |  |  |  | Pumps; Circulating-Liquid; Localized Heating | 38797 | Gaymar T/PUMP Heat Therapy System TP500 | GAYMAR INDUSTRIES INC | 250
CHRISTIANA |  | HOSPITAL-CH | 0 | TP500-K00K26 | DE |  |  |  | Pumps; Circulating-Liquid; Localized Heating | 30767 | Gaymar T/PUMP Heat Therapy System TP500 | GAYMAR INDUSTRIES INC | 245
CHRISTIANA |  | HOSPITAL-CH | 0 | TP500-L00A43 | DE |  |  |  | Pumps; Circulating-Liquid; Localized Heating | 30772 | Gaymar T/PUMP Heat Therapy System TP500 | GAYMAR INDUSTRIES INC | 245
CHRISTIANA |  | HOSPITAL-CH | 0 | H60F59 | DE |  | 2006-06-06 20:00 |  | Pumps; Circulating-Liquid; Localized Heating | 38796 | Gaymar T/PUMP Heat Therapy System TP500 | GAYMAR INDUSTRIES INC | 250
CHRISTIANA |  | HOSPITAL-CH | 0 | H60G14 | DE |  |  |  | Pumps; Circulating-Liquid; Localized Heating | 38798 | Gaymar T/PUMP Heat Therapy System TP500 | GAYMAR INDUSTRIES INC | 250
CHRISTIANA |  | HOSPITAL-CH | 0 | TP500-L00A39 | DE |  |  |  | Pumps; Circulating-Liquid; Localized Heating | 30771 | Gaymar T/PUMP Heat Therapy System TP500 | GAYMAR INDUSTRIES INC | 245
CHRISTIANA |  | HOSPITAL-WH | 0 | H60G02 | DE |  |  |  | Pumps; Circulating-Liquid; Localized Heating | 38800 | Gaymar T/PUMP Heat Therapy System TP500 | GAYMAR INDUSTRIES INC | 250
CHRISTIANA |  | HOSPITAL-CH | 0 | H60F61 | DE |  |  |  | Pumps; Circulating-Liquid; Localized Heating | 38802 | Gaymar T/PUMP Heat Therapy System TP500 | GAYMAR INDUSTRIES INC | 250
CHRISTIANA |  | HOSPITAL-CH | 0 | TP500-K00J86 | DE |  |  |  | Pumps; Circulating-Liquid; Localized Heating | 30777 | Gaymar T/PUMP Heat Therapy System TP500 | GAYMAR INDUSTRIES INC | 245
CHRISTIANA |  | HOSPITAL-CH | 0 | TP500-K00J94 | DE |  |  |  | Pumps; Circulating-Liquid; Localized Heating | 30780 | Gaymar T/PUMP Heat Therapy System TP500 | GAYMAR INDUSTRIES INC | 245
CHRISTIANA |  | HOSPITAL-CH | 0 | G60A23 | DE |  |  |  | Pumps; Circulating-Liquid; Localized Heating | 39088 | Gaymar T/PUMP Heat Therapy System TP500 | GAYMAR INDUSTRIES INC | 0
CHRISTIANA |  | HOSPITAL-WH | 0 | A60039 | DE |  |  |  | Pumps; Circulating-Liquid; Localized Heating | 38075 | Gaymar T/PUMP Heat Therapy System TP500 | GAYMAR INDUSTRIES INC | 0
CHRISTIANA |  | HOSPITAL-WH | 0 | G60A57 | DE |  |  |  | Pumps; Circulating-Liquid; Localized Heating | 39109 | Gaymar T/PUMP Heat Therapy System TP500 | GAYMAR INDUSTRIES INC | 0
CHRISTIANA |  | HOSPITAL-CH | 0 | H60G05 | DE |  |  |  | Pumps; Circulating-Liquid; Localized Heating | 38801 | Gaymar T/PUMP Heat Therapy System TP500 | GAYMAR INDUSTRIES INC | 250
CHRISTIANA |  | HOSPITAL-CH | 0 | H60F88 | DE |  |  |  | Pumps; Circulating-Liquid; Localized Heating | 38803 | Gaymar T/PUMP Heat Therapy System TP500 | GAYMAR INDUSTRIES INC | 250
CHRISTIANA |  | HOSPITAL-CH | 0 | TP500-K00K24 | DE |  |  |  | Pumps; Circulating-Liquid; Localized Heating | 30776 | Gaymar T/PUMP Heat Therapy System TP500 | GAYMAR INDUSTRIES INC | 245
CHRISTIANA |  | HOSPITAL-CH | 0 | TP500-L00A18 | DE |  |  |  | Pumps; Circulating-Liquid; Localized Heating | 30779 | Gaymar T/PUMP Heat Therapy System TP500 | GAYMAR INDUSTRIES INC | 245
CHRISTIANA |  | HOSPITAL-CH | 0 | TP500-K00K05 | DE |  |  |  | Pumps; Circulating-Liquid; Localized Heating | 30781 | Gaymar T/PUMP Heat Therapy System TP500 | GAYMAR INDUSTRIES INC | 245
CHRISTIANA |  | HOSPITAL-WH | 0 | A60L86 | DE |  |  |  | Pumps; Circulating-Liquid; Localized Heating | 38076 | Gaymar T/PUMP Heat Therapy System TP500 | GAYMAR INDUSTRIES INC | 0
CHRISTIANA |  | HOSPITAL-CH | 0 | H60G10 | DE |  |  |  | Pumps; Circulating-Liquid; Localized Heating | 38804 | Gaymar T/PUMP Heat Therapy System TP500 | GAYMAR INDUSTRIES INC | 250
CHRISTIANA |  | HOSPITAL-CH | 0 | K00E80 | DE |  |  |  | Pumps; Circulating-Liquid; Localized Heating | K-39 | Gaymar T/PUMP Heat Therapy System TP500 | GAYMAR INDUSTRIES INC | 269
CHRISTIANA |  | HOSPITAL-CH | 0 | TP500-K00K17 | DE |  |  |  | Pumps; Circulating-Liquid; Localized Heating | 30783 | Gaymar T/PUMP Heat Therapy System TP500 | GAYMAR INDUSTRIES INC | 245
CHRISTIANA |  | HOSPITAL-CH | 0 | TP500-K00J57 | DE |  |  |  | Pumps; Circulating-Liquid; Localized Heating | 30785 | Gaymar T/PUMP Heat Therapy System TP500 | GAYMAR INDUSTRIES INC | 245
CHRISTIANA |  | HOSPITAL-CH | 0 | G60A01 | DE |  |  |  | Pumps; Circulating-Liquid; Localized Heating | 39094 | Gaymar T/PUMP Heat Therapy System TP500 | GAYMAR INDUSTRIES INC | 0
CHRISTIANA |  | HOSPITAL-WH | 0 | A60070 | DE |  |  |  | Pumps; Circulating-Liquid; Localized Heating | 38073 | Gaymar T/PUMP Heat Therapy System TP500 | GAYMAR INDUSTRIES INC | 2500
CHRISTIANA |  | HOSPITAL-WH | 0 | K00E43 | DE |  |  |  | Pumps; Circulating-Liquid; Localized Heating | K-37 | Gaymar T/PUMP Heat Therapy System TP500 | GAYMAR INDUSTRIES INC | 269
CHRISTIANA |  | HOSPITAL-CH | 0 | TP500-L00A08 | DE |  |  |  | Pumps; Circulating-Liquid; Localized Heating | 30784 | Gaymar T/PUMP Heat Therapy System TP500 | GAYMAR INDUSTRIES INC | 245
CHRISTIANA |  | HOSPITAL-CH | 0 | TP500-K00J27 | DE |  |  |  | Pumps; Circulating-Liquid; Localized Heating | 30786 | Gaymar T/PUMP Heat Therapy System TP500 | GAYMAR INDUSTRIES INC | 245
CHRISTIANA |  | HOSPITAL-WH | 0 | A60041 | DE |  |  |  | Pumps; Circulating-Liquid; Localized Heating | 38074 | Gaymar T/PUMP Heat Therapy System TP500 | GAYMAR INDUSTRIES INC | 0
CHRISTIANA |  | HOSPITAL-WH | 0 | TP500-K00J78 | DE |  |  |  | Pumps; Circulating-Liquid; Localized Heating | 30763 | Gaymar T/PUMP Heat Therapy System TP500 | GAYMAR INDUSTRIES INC | 245
CHRISTIANA |  | HOSPITAL-CH | 0 | F60083 | DE |  |  |  | Pumps; Circulating-Liquid; Localized Heating | 39083 | Gaymar T/PUMP Heat Therapy System TP500 | GAYMAR INDUSTRIES INC | 0
CHRISTIANA |  | HOSPITAL-CH | 0 | C40I41 | DE |  | 2004-03-27 19:00 |  | Pumps; Circulating-Liquid; Localized Heating | 35511 | Gaymar T/PUMP Heat Therapy System TP500 | GAYMAR INDUSTRIES INC | 250
CHRISTIANA |  | HOSPITAL-CH | 0 | G60A58 | DE |  |  |  | Pumps; Circulating-Liquid; Localized Heating | 39082 | Gaymar T/PUMP Heat Therapy System TP500 | GAYMAR INDUSTRIES INC | 0
CHRISTIANA |  | HOSPITAL-CH | 0 | K40N04 | DE |  |  |  | Pumps; Circulating-Liquid; Localized Heating | T-59 | Gaymar T/PUMP Heat Therapy System TP500 | GAYMAR INDUSTRIES INC | 800
CHRISTIANA |  | HOSPITAL-CH | 0 | TP500-K00K08 | DE |  |  |  | Pumps; Circulating-Liquid; Localized Heating | 30762 | Gaymar T/PUMP Heat Therapy System TP500 | GAYMAR INDUSTRIES INC | 245
CHRISTIANA |  | HOSPITAL-CH | 0 | TP500-K00K12 | DE |  |  |  | Pumps; Circulating-Liquid; Localized Heating | 30764 | Gaymar T/PUMP Heat Therapy System TP500 | GAYMAR INDUSTRIES INC | 245
CHRISTIANA |  | HOSPITAL-CH | 0 | G60A02 | DE |  |  |  | Pumps; Circulating-Liquid; Localized Heating | 39095 | Gaymar T/PUMP Heat Therapy System TP500 | GAYMAR INDUSTRIES INC | 0
CHRISTIANA |  | HOSPITAL-WH | 0 | L60I56 | DE |  |  |  | Pumps; Circulating-Liquid; Localized Heating | K34 | Gaymar T/PUMP Heat Therapy System TP500 | GAYMAR INDUSTRIES INC | 800
CHRISTIANA |  | HOSPITAL-WH | 0 | E00A21 | DE |  |  |  | Pumps; Circulating-Liquid; Localized Heating | 27529 | Gaymar T/PUMP Heat Therapy System TP500 | GAYMAR INDUSTRIES INC | 0
CHRISTIANA |  | HOSPITAL-CH | 0 | TP500-B20D03 | DE |  |  |  | Pumps; Circulating-Liquid; Localized Heating | 32599 | Gaymar T/PUMP Heat Therapy System TP500 | GAYMAR INDUSTRIES INC | 240
CHRISTIANA |  | HOSPITAL-CH | 0 | TP500-K00J73 | DE |  |  |  | Pumps; Circulating-Liquid; Localized Heating | 30766 | Gaymar T/PUMP Heat Therapy System TP500 | GAYMAR INDUSTRIES INC | 245
CHRISTIANA |  | HOSPITAL-CH | 0 | G60A08 | DE |  |  |  | Pumps; Circulating-Liquid; Localized Heating | 39092 | Gaymar T/PUMP Heat Therapy System TP500 | GAYMAR INDUSTRIES INC | 0
CHRISTIANA |  | HOSPITAL-CH | 0 | L40G54 | DE |  |  |  | Pumps; Circulating-Liquid; Localized Heating | T-48 | Gaymar T/PUMP Heat Therapy System TP500 | GAYMAR INDUSTRIES INC | 800
CHRISTIANA |  | HOSPITAL-WH | 0 | TP500-B20C20 | DE |  |  |  | Pumps; Circulating-Liquid; Localized Heating | 32598 | Gaymar T/PUMP Heat Therapy System TP500 | GAYMAR INDUSTRIES INC | 240
CHRISTIANA |  | HOSPITAL-CH | 0 | G60A27 | DE |  |  |  | Pumps; Circulating-Liquid; Localized Heating | 39090 | Gaymar T/PUMP Heat Therapy System TP500 | GAYMAR INDUSTRIES INC | 0
CHRISTIANA |  | HOSPITAL-CH | 0 | F60063 | DE |  |  |  | Pumps; Circulating-Liquid; Localized Heating | 39914 | Gaymar T/PUMP Heat Therapy System TP500 | GAYMAR INDUSTRIES INC | 0
CHRISTIANA |  | HOSPITAL-CH | 0 | K00E69 | DE |  |  |  | Pumps; Circulating-Liquid; Localized Heating | K-38 | Gaymar T/PUMP Heat Therapy System TP500 | GAYMAR INDUSTRIES INC | 269
CHRISTIANA |  | HOSPITAL-CH | 0 | TP500-B20C83 | DE |  |  |  | Pumps; Circulating-Liquid; Localized Heating | 32170 | Gaymar T/PUMP Heat Therapy System TP500 | GAYMAR INDUSTRIES INC | 240
CHRISTIANA |  | HOSPITAL-CH | 0 | TP500-B20B92 | DE |  |  |  | Pumps; Circulating-Liquid; Localized Heating | 32631 | Gaymar T/PUMP Heat Therapy System TP500 | GAYMAR INDUSTRIES INC | 0
CHRISTIANA |  | HOSPITAL-CH | 0 | G60A62 | DE |  | 2006-10-31 19:00 |  | Pumps; Circulating-Liquid; Localized Heating | 39089 | Gaymar T/PUMP Heat Therapy System TP500 | GAYMAR INDUSTRIES INC | 2500
CHRISTIANA |  | HOSPITAL-WH | 0 | H69A98 | DE |  |  |  | Pumps; Circulating-Liquid; Localized Heating | K32 | Gaymar T/PUMP Heat Therapy System TP500 | GAYMAR INDUSTRIES INC | 800
CHRISTIANA |  | HOSPITAL-CH | 0 | G60A06 | DE |  |  |  | Pumps; Circulating-Liquid; Localized Heating | 39108 | Gaymar T/PUMP Heat Therapy System TP500 | GAYMAR INDUSTRIES INC | 0
CHRISTIANA |  | HOSPITAL-CH | 0 | TP500-B20A83 | DE |  |  |  | Pumps; Circulating-Liquid; Localized Heating | 32600 | Gaymar T/PUMP Heat Therapy System TP500 | GAYMAR INDUSTRIES INC | 240
CHRISTIANA |  |  | 0 | I79486 | DE |  |  |  | Pumps; Circulating-Liquid; Localized Heating | K30 | Gaymar T/PUMP Heat Therapy System TP500 | GAYMAR INDUSTRIES INC | 800
CHRISTIANA |  | HOSPITAL-CH | 0 | G60A65 | DE |  |  |  | Pumps; Circulating-Liquid; Localized Heating | 39096 | Gaymar T/PUMP Heat Therapy System TP500 | GAYMAR INDUSTRIES INC | 0
CHRISTIANA |  | HOSPITAL-CH | 0 | F60077 | DE |  |  |  | Pumps; Circulating-Liquid; Localized Heating | 39105 | Gaymar T/PUMP Heat Therapy System TP500 | GAYMAR INDUSTRIES INC | 0
CHRISTIANA |  | HOSPITAL-CH | 0 | TP500-D30J21 | DE |  |  |  | Pumps; Circulating-Liquid; Localized Heating | T-52 | Gaymar T/PUMP Heat Therapy System TP500 | GAYMAR INDUSTRIES INC | 800
CHRISTIANA |  | HOSPITAL-CH | 0 | G60A54 | DE |  |  |  | Pumps; Circulating-Liquid; Localized Heating | 39117 | Gaymar T/PUMP Heat Therapy System TP500 | GAYMAR INDUSTRIES INC | 0
CHRISTIANA |  | HOSPITAL-WH | 0 | C70H46 | DE |  |  |  | Pumps; Circulating-Liquid; Localized Heating | 39735 | Gaymar T/PUMP Heat Therapy System TP500 | GAYMAR INDUSTRIES INC | 0
CHRISTIANA |  | HOSPITAL-CH | 0 | H60F76 | DE |  |  |  | Pumps; Circulating-Liquid; Localized Heating | 38782 | Gaymar T/PUMP Heat Therapy System TP500 | GAYMAR INDUSTRIES INC | 250
CHRISTIANA |  | HOSPITAL-CH | 0 | H60F67 | DE |  |  |  | Pumps; Circulating-Liquid; Localized Heating | 38793 | Gaymar T/PUMP Heat Therapy System TP500 | GAYMAR INDUSTRIES INC | 250
CHRISTIANA |  | HOSPITAL-CH | 0 | H60G06 | DE |  |  |  | Pumps; Circulating-Liquid; Localized Heating | 38795 | Gaymar T/PUMP Heat Therapy System TP500 | GAYMAR INDUSTRIES INC | 250
CHRISTIANA |  | HOSPITAL-CH | 0 | TP500 120B13 | DE |  |  |  | Pumps; Circulating-Liquid; Localized Heating | T-56 | Gaymar T/PUMP Heat Therapy System TP500 | GAYMAR INDUSTRIES INC | 800
CHRISTIANA |  | HOSPITAL-CH | 0 | F60063 | DE |  |  |  | Pumps; Circulating-Liquid; Localized Heating | 39114 | Gaymar T/PUMP Heat Therapy System TP500 | GAYMAR INDUSTRIES INC | 0
CHRISTIANA |  | HOSPITAL-CH | 0 | H60F56 | DE |  |  |  | Pumps; Circulating-Liquid; Localized Heating | 38799 | Gaymar T/PUMP Heat Therapy System TP500 | GAYMAR INDUSTRIES INC | 250
CHRISTIANA |  | HOSPITAL-CH | 0 | H60G12 | DE |  |  |  | Pumps; Circulating-Liquid; Localized Heating | 38794 | Gaymar T/PUMP Heat Therapy System TP500 | GAYMAR INDUSTRIES INC | 250
CHRISTIANA |  | HOSPITAL-CH | 0 | H60F23 | DE |  |  |  | Pumps; Circulating-Liquid; Localized Heating | 38784 | Gaymar T/PUMP Heat Therapy System TP500 | GAYMAR INDUSTRIES INC | 250
CHRISTIANA |  | HOSPITAL-CH | 0 | G60A22 | DE |  |  |  | Pumps; Circulating-Liquid; Localized Heating | 39111 | Gaymar T/PUMP Heat Therapy System TP500 | GAYMAR INDUSTRIES INC | 0
CHRISTIANA |  | HOSPITAL-CH | 0 | H60G08 | DE |  |  |  | Pumps; Circulating-Liquid; Localized Heating | 38783 | Gaymar T/PUMP Heat Therapy System TP500 | GAYMAR INDUSTRIES INC | 250
CHRISTIANA |  | HOSPITAL-CH | 0 | G60A55 | DE |  |  |  | Pumps; Circulating-Liquid; Localized Heating | 39091 | Gaymar T/PUMP Heat Therapy System TP500 | GAYMAR INDUSTRIES INC | 0
CHRISTIANA |  | HOSPITAL-CH | 0 | F60078 | DE |  |  |  | Pumps; Circulating-Liquid; Localized Heating | 39112 | Gaymar T/PUMP Heat Therapy System TP500 | GAYMAR INDUSTRIES INC | 0
CHRISTIANA |  | HOSPITAL-CH | 0 | F60L88 | DE |  |  |  | Pumps; Circulating-Liquid; Localized Heating | 39110 | Gaymar T/PUMP Heat Therapy System TP500 | GAYMAR INDUSTRIES INC | 0
CHRISTIANA |  | HOSPITAL-CH | 0 | H60F86 | DE |  |  |  | Pumps; Circulating-Liquid; Localized Heating | 38786 | Gaymar T/PUMP Heat Therapy System TP500 | GAYMAR INDUSTRIES INC | 250
CHRISTIANA |  | HOSPITAL-CH | 0 | G30N25 | DE |  |  |  | Pumps; Circulating-Liquid; Localized Heating | T-81 | Gaymar T/PUMP Heat Therapy System TP500 | GAYMAR INDUSTRIES INC | 800
CHRISTIANA |  | HOSPITAL-CH | 0 | H60E57 | DE |  |  |  | Pumps; Circulating-Liquid; Localized Heating | 38787 | Gaymar T/PUMP Heat Therapy System TP500 | GAYMAR INDUSTRIES INC | 250
CHRISTIANA |  | HOSPITAL-CH | 0 | H60F63 | DE |  |  |  | Pumps; Circulating-Liquid; Localized Heating | 38788 | Gaymar T/PUMP Heat Therapy System TP500 | GAYMAR INDUSTRIES INC | 250
CHRISTIANA |  | HOSPITAL-CH | 0 | G60A52 | DE |  |  |  | Pumps; Circulating-Liquid; Localized Heating | 39084 | Gaymar T/PUMP Heat Therapy System TP500 | GAYMAR INDUSTRIES INC | 0
CHRISTIANA |  | HOSPITAL-CH | 0 | G60A64 | DE |  |  |  | Pumps; Circulating-Liquid; Localized Heating | 39106 | Gaymar T/PUMP Heat Therapy System TP500 | GAYMAR INDUSTRIES INC | 0
CHRISTIANA |  | HOSPITAL-CH | 0 | H60F69 | DE |  |  |  | Pumps; Circulating-Liquid; Localized Heating | 38789 | Gaymar T/PUMP Heat Therapy System TP500 | GAYMAR INDUSTRIES INC | 250
CHRISTIANA |  | HOSPITAL-CH | 0 | H60F79 | DE |  |  |  | Pumps; Circulating-Liquid; Localized Heating | 38791 | Gaymar T/PUMP Heat Therapy System TP500 | GAYMAR INDUSTRIES INC | 250
CHRISTIANA |  | HOSPITAL-CH | 0 | H60G15 | DE |  |  |  | Pumps; Circulating-Liquid; Localized Heating | 38805 | Gaymar T/PUMP Heat Therapy System TP500 | GAYMAR INDUSTRIES INC | 250
CHRISTIANA |  | HOSPITAL-CH | 0 | H60G13 | DE |  |  |  | Pumps; Circulating-Liquid; Localized Heating | 38790 | Gaymar T/PUMP Heat Therapy System TP500 | GAYMAR INDUSTRIES INC | 250
CHRISTIANA |  | HOSPITAL-CH | 0 | H60F36 | DE |  |  |  | Pumps; Circulating-Liquid; Localized Heating | 38792 | Gaymar T/PUMP Heat Therapy System TP500 | GAYMAR INDUSTRIES INC | 250
CHRISTIANA |  | HOSPITAL-CH | 0 | J40G28 | DE |  |  |  | Pumps; Circulating-Liquid; Localized Heating | 36656 | Gaymar T/PUMP Heat Therapy System TP500 | GAYMAR INDUSTRIES INC | 0
CHRISTIANA |  | HOSPITAL-CH | 0 | TP500-L00A32 | DE |  |  |  | Pumps; Circulating-Liquid; Localized Heating | 31275 | Gaymar T/PUMP Heat Therapy System TP500 | GAYMAR INDUSTRIES INC | 0
CHRISTIANA |  | HOSPITAL-CH | 0 | H60F57 | DE |  |  |  | Pumps; Circulating-Liquid; Localized Heating | 38807 | Gaymar T/PUMP Heat Therapy System TP500 | GAYMAR INDUSTRIES INC | 250
CHRISTIANA |  | HOSPITAL-CH | 0 | H60G09 | DE |  |  |  | Pumps; Circulating-Liquid; Localized Heating | 38809 | Gaymar T/PUMP Heat Therapy System TP500 | GAYMAR INDUSTRIES INC | 250
CHRISTIANA |  | HOSPITAL-CH | 0 | A1C78254 | DE |  |  |  | Pumps; Circulating-Liquid; Localized Heating | T-55 | Gaymar T/PUMP Heat Therapy System TP500 | GAYMAR INDUSTRIES INC | 800
CHRISTIANA |  | HOSPITAL-WH | 0 | J50G22 | DE |  |  |  | Pumps; Circulating-Liquid; Localized Heating | 37262 | Gaymar T/PUMP Heat Therapy System TP500 | GAYMAR INDUSTRIES INC | 240
CHRISTIANA |  | HOSPITAL-CH | 0 | A30LL68 | DE |  |  |  | Pumps; Circulating-Liquid; Localized Heating | T-19 | Gaymar T/PUMP Heat Therapy System TP500 | GAYMAR INDUSTRIES INC | 800
CHRISTIANA |  | HOSPITAL-CH | 0 | H60E63 | DE |  |  |  | Pumps; Circulating-Liquid; Localized Heating | 38808 | Gaymar T/PUMP Heat Therapy System TP500 | GAYMAR INDUSTRIES INC | 250
CHRISTIANA |  | HOSPITAL-WH | 0 | K50I15 | DE |  |  |  | Pumps; Circulating-Liquid; Localized Heating | 37867 | Gaymar T/PUMP Heat Therapy System TP500 | GAYMAR INDUSTRIES INC | 0
CHRISTIANA |  | HOSPITAL-WH | 0 | K50I34 | DE |  |  |  | Pumps; Circulating-Liquid; Localized Heating | 37868 | Gaymar T/PUMP Heat Therapy System TP500 | GAYMAR INDUSTRIES INC | 0
CHRISTIANA |  | HOSPITAL-CH | 0 | TP500-B2B87 | DE |  |  |  | Pumps; Circulating-Liquid; Localized Heating | 32597 | Gaymar T/PUMP Heat Therapy System TP500 | GAYMAR INDUSTRIES INC | 240
CHRISTIANA |  | HOSPITAL-CH | 0 | H60F58 | DE |  |  |  | Pumps; Circulating-Liquid; Localized Heating | 38811 | Gaymar T/PUMP Heat Therapy System TP500 | GAYMAR INDUSTRIES INC | 250
CHRISTIANA |  | HOSPITAL-CH | 0 | J60N22 | DE |  |  |  | Pumps; Circulating-Liquid; Localized Heating | T-70 | Gaymar T/PUMP Heat Therapy System TP500 | GAYMAR INDUSTRIES INC | 800
CHRISTIANA |  | HOSPITAL-CH | 0 | H60C22 | DE |  |  |  | Pumps; Circulating-Liquid; Localized Heating | 38810 | Gaymar T/PUMP Heat Therapy System TP500 | GAYMAR INDUSTRIES INC | 250
CHRISTIANA |  | HOSPITAL-WH | 0 | J50F57 | DE |  |  |  | Pumps; Circulating-Liquid; Localized Heating | 37257 | Gaymar T/PUMP Heat Therapy System TP500 | GAYMAR INDUSTRIES INC | 240
CHRISTIANA |  | HOSPITAL-CH | 0 | G60A30 | DE |  |  |  | Pumps; Circulating-Liquid; Localized Heating | 39087 | Gaymar T/PUMP Heat Therapy System TP500 | GAYMAR INDUSTRIES INC | 0
CHRISTIANA |  | HOSPITAL-WH | 0 | F60068 | DE |  | 2006-10-31 19:00 |  | Pumps; Circulating-Liquid; Localized Heating | 39107 | Gaymar T/PUMP Heat Therapy System TP500 | GAYMAR INDUSTRIES INC | 2500 | Purchased
CHRISTIANA |  | HOSPITAL-WH | 0 | J50E76 | DE |  |  |  | Pumps; Circulating-Liquid; Localized Heating | 37258 | Gaymar T/PUMP Heat Therapy System TP500 | GAYMAR INDUSTRIES INC | 240
CHRISTIANA |  | HOSPITAL-WH | 0 | J50F51 | DE |  |  |  | Pumps; Circulating-Liquid; Localized Heating | 37259 | Gaymar T/PUMP Heat Therapy System TP500 | GAYMAR INDUSTRIES INC | 240
CHRISTIANA |  | HOSPITAL-WH | 0 | J50F84 | DE |  |  |  | Pumps; Circulating-Liquid; Localized Heating | 37261 | Gaymar T/PUMP Heat Therapy System TP500 | GAYMAR INDUSTRIES INC | 240
CHRISTIANA |  | HOSPITAL-WH | 0 | C70H57 | DE |  |  |  | Pumps; Circulating-Liquid; Localized Heating | 39734 | Gaymar T/PUMP Heat Therapy System TP500 | GAYMAR INDUSTRIES INC | 0
CHRISTIANA |  | HOSPITAL-CH | 0 | G60A18 | DE |  |  |  | Pumps; Circulating-Liquid; Localized Heating | 39085 | Gaymar T/PUMP Heat Therapy System TP500 | GAYMAR INDUSTRIES INC | 2500
CHRISTIANA |  | HOSPITAL-CH | 0 | A60063 | DE |  |  |  | Pumps; Circulating-Liquid; Localized Heating | 38072 | Gaymar T/PUMP Heat Therapy System TP500 | GAYMAR INDUSTRIES INC | 0
CHRISTIANA |  | HOSPITAL-WH | 0 | TP 500-B30G06 | DE |  |  |  | Pumps; Circulating-Liquid; Localized Heating | 31948 | Gaymar T/PUMP Heat Therapy System TP500 | GAYMAR INDUSTRIES INC | 0
CHRISTIANA |  | HOSPITAL-WH | 0 | J50G16 | DE |  |  |  | Pumps; Circulating-Liquid; Localized Heating | 37260 | Gaymar T/PUMP Heat Therapy System TP500 | GAYMAR INDUSTRIES INC | 240
CHRISTIANA |  | HOSPITAL-WH | 0 | I79486 | DE |  |  |  | Pumps; Circulating-Liquid; Localized Heating | 39733 | Gaymar T/PUMP Heat Therapy System TP500 | GAYMAR INDUSTRIES INC | 0
CHRISTIANA |  | HOSPITAL-CH | 0 | F60N98 | DE |  |  |  | Pumps; Circulating-Liquid; Localized Heating | 39086 | Gaymar T/PUMP Heat Therapy System TP500 | GAYMAR INDUSTRIES INC | 0
CHRISTIANA |  | HOSPITAL-CH | 0 | H60F89 | DE |  |  |  | Pumps; Circulating-Liquid; Localized Heating | 38806 | Gaymar T/PUMP Heat Therapy System TP500 | GAYMAR INDUSTRIES INC | 250
CHRISTIANA |  | Riverside Medical Arts Complex | 0 | 9486B | DE |  | 2010-02-08 19:00 |  | Tables; Examination/Treatment; Adjustable | 42085 | Power Table 230 | MIDMARK CORP | 5576.62
CHRISTIANA |  | Riverside Medical Arts Complex | 0 | 94740A | DE |  | 2010-02-08 19:00 |  | Tables; Examination/Treatment; Adjustable | 46532 | Power Table 230 | MIDMARK CORP | 5576.62
CHRISTIANA |  | Riverside Medical Arts Complex | 0 | 9470B | DE |  | 2010-02-08 19:00 |  | Tables; Examination/Treatment; Adjustable | 46531 | Power Table 230 | MIDMARK CORP | 5576.62
CHRISTIANA |  | HCCC | 0 | KEO1O77O | DE |  | 2001-10-16 20:00 |  | Tables; Examination/Treatment; Adjustable | 31693 | Power Table 230 | MIDMARK CORP | 5576.62
CHRISTIANA |  | HOSPITAL-CH | 0 | 3104 | DE |  | 2009-07-23 20:00 |  | Electrosurgical Units | 46113 | ELAN-E Neurosurgical Power System GA 855 U DBP | Aesculap AG A B Braun Group Co | 2500 | Purchased
CHRISTIANA |  |  | 0 | 3112 |  |  |  |  | Electrosurgical Units | 46442 | ELAN-E Neurosurgical Power System GA 855 U DBP | Aesculap AG A B Braun Group Co | 2000
CHRISTIANA |  | HOSPITAL-CH | 0 | 3089 | DE |  | 2009-07-23 20:00 |  | Electrosurgical Units | 46114 | ELAN-E Neurosurgical Power System GA 855 U DBP | Aesculap AG A B Braun Group Co | 2500 | Purchased
CHRISTIANA |  | HOSPITAL-CH | 0 | 1771 | DE |  |  |  | Electrosurgical Units | 20923 | ELAN-E Neurosurgical Power System GA 855 U DBP | Aesculap AG A B Braun Group Co | 2000
CHRISTIANA |  | HOSPITAL-CH | 0 | 3112 | DE |  | 2010-06-29 20:00 |  | Electrosurgical Units | 46112 | ELAN-E Neurosurgical Power System GA 855 U DBP | Aesculap AG A B Braun Group Co | 2500 | Purchased
CHRISTIANA |  | HOSPITAL-CH | 0 | 4329 | DE |  |  |  | Electrosurgical Units | 22443 | ELAN-E Neurosurgical Power System GA 855 U DBP | Aesculap AG A B Braun Group Co | 14000
CHRISTIANA |  | HOSPITAL-WH | 0 | 176 | DE |  | 1988-08-27 20:00 |  | Incubators; Incubators; Laboratory; Aerobic | 13977 | 100 | CLINICAL SCIENCES INC | 5000 | Purchased
CHRISTIANA |  | HOSPITAL-CH | 0 | 64818 | DE |  | 2019-03-29 07:59 |  | TEST EQUIPMENT; TEST EQUIPMENT | 64818 | 100 | DYNATECH NEVADA | 5000 | Purchased
CHRISTIANA |  | HOSPITAL-WH | 0 | 26-11172 | DE |  | 1988-08-27 20:00 |  | Stimulators; Mechanical; Dentistry; Gingival | 13611 | Vitality Scanner 2006 | ANALYTIC TECHNOLOGY CORP | 500 | Purchased
CHRISTIANA |  | HOSPITAL-CH | 0 | PT3B-673 | DE |  |  |  | Controllers; Infusion Pump Systems; Programmable | 42188 | EkoSonic Control Unit PT-3B | EKOS Corp | 1
CHRISTIANA |  | HOSPITAL-CH | 0 | PT3B-622 | DE |  |  |  | Controllers; Infusion Pump Systems; Programmable | 42999 | EkoSonic Control Unit PT-3B | EKOS Corp | 1
CHRISTIANA |  | HOSPITAL-CH | 0 | PT3B-099 | DE |  |  |  | Controllers; Infusion Pump Systems; Programmable | 41594 | EkoSonic Control Unit PT-3B | EKOS Corp | 1
CHRISTIANA |  | HOSPITAL-WH | 0 | TTW102813 | DE |  | 2016-07-11 20:00 |  | Exercisers; Aerobic; Treadmill | 57866 | Treadmill 93Ti | Life Fitness | 7500 | Purchased
CHRISTIANA |  | HOSPITAL-WH | 0 | TTW102819 | DE |  | 2016-07-11 20:00 |  | Exercisers; Aerobic; Treadmill | 57867 | Treadmill 93Ti | Life Fitness | 7500 | Purchased
CHRISTIANA |  | HOSPITAL-WH | 0 | TTW102796 | DE |  | 2016-07-11 20:00 |  | Exercisers; Aerobic; Treadmill | 57864 | Treadmill 93Ti | Life Fitness | 7500 | Purchased
CHRISTIANA |  | HOSPITAL-WH | 0 | 103503 | DE |  | 2003-11-09 19:00 |  | Light Sources; Endoscope; Fiberoptic Cable | 35068 | Luxtec Light Source LX300 | Integra-LUXTEC | 5000
CHRISTIANA |  | HOSPITAL-CH | 0 | 85407 | DE |  |  |  | Light Sources; Endoscope; Fiberoptic Cable | 39952 | Luxtec Light Source LX300 | Integra-LUXTEC | 5000
CHRISTIANA |  | HOSPITAL-WH | 0 | 102403 | DE |  |  |  | Light Sources; Endoscope; Fiberoptic Cable | 35071 | Luxtec Light Source LX300 | Integra-LUXTEC | 5000
CHRISTIANA |  | HOSPITAL-CH | 0 | 103203 | DE |  | 2003-10-29 19:00 |  | Light Sources; Endoscope; Fiberoptic Cable | 35053 | Luxtec Light Source LX300 | Integra-LUXTEC | 5000 | Purchased
CHRISTIANA |  | HOSPITAL-CH | 0 | 12F00MLX8960 | DE |  | 2012-08-22 20:00 |  | Light Sources; Endoscope; Fiberoptic Cable | 49925 | Luxtec Light Source LX300 | Integra-LUXTEC | 3500 | Purchased
CHRISTIANA |  | HOSPITAL-CH | 0 | 103403 | DE |  |  |  | Light Sources; Endoscope; Fiberoptic Cable | 35051 | Luxtec Light Source LX300 | Integra-LUXTEC | 5000
CHRISTIANA |  | HOSPITAL-WH | 0 | 93303 | DE |  |  |  | Light Sources; Endoscope; Fiberoptic Cable | 35072 | Luxtec Light Source LX300 | Integra-LUXTEC | 5000
CHRISTIANA |  | HOSPITAL-CH | 0 | 100503 | DE |  |  |  | Light Sources; Endoscope; Fiberoptic Cable | 35052 | Luxtec Light Source LX300 | Integra-LUXTEC | 5000
CHRISTIANA |  | HOSPITAL-CH | 0 | 105303 | DE |  |  |  | Light Sources; Endoscope; Fiberoptic Cable | 35061 | Luxtec Light Source LX300 | Integra-LUXTEC | 5000
CHRISTIANA |  | HOSPITAL-CH | 0 | 85307 | DE |  |  |  | Light Sources; Endoscope; Fiberoptic Cable | 39953 | Luxtec Light Source LX300 | Integra-LUXTEC | 5000
CHRISTIANA |  | HOSPITAL-CH | 0 | 69807 | DE |  |  |  | Light Sources; Endoscope; Fiberoptic Cable | 40205 | Luxtec Light Source LX300 | Integra-LUXTEC | 4999.99
CHRISTIANA |  | HOSPITAL-WH | 0 | 83603 | DE |  | 2003-11-09 19:00 |  | Light Sources; Endoscope; Fiberoptic Cable | 35066 | Luxtec Light Source LX300 | Integra-LUXTEC | 5000 | Purchased
CHRISTIANA |  | HOSPITAL-CH | 0 | 33005 | DE |  |  |  | Light Sources; Endoscope; Fiberoptic Cable | 36616 | Luxtec Light Source LX300 | Integra-LUXTEC | 4775
CHRISTIANA |  | HOSPITAL-CH | 0 | 610207 | DE |  |  |  | Light Sources; Endoscope; Fiberoptic Cable | 40206 | Luxtec Light Source LX300 | Integra-LUXTEC | 4999.99
CHRISTIANA |  | HOSPITAL-CH | 0 | 69307 | DE |  |  |  | Light Sources; Endoscope; Fiberoptic Cable | 40207 | Luxtec Light Source LX300 | Integra-LUXTEC | 4999.99
CHRISTIANA |  | HOSPITAL-WH | 0 | 83803 | DE |  | 2003-11-09 19:00 |  | Light Sources; Endoscope; Fiberoptic Cable | 35073 | Luxtec Light Source LX300 | Integra-LUXTEC | 5000 | Purchased
CHRISTIANA |  | HOSPITAL-CH | 0 | 102503 | DE |  |  |  | Light Sources; Endoscope; Fiberoptic Cable | 35042 | Luxtec Light Source LX300 | Integra-LUXTEC | 5000
CHRISTIANA |  | HOSPITAL-CH | 0 | 103203 | DE |  |  |  | Light Sources; Endoscope; Fiberoptic Cable | 35044 | Luxtec Light Source LX300 | Integra-LUXTEC | 5000
CHRISTIANA |  | HOSPITAL-CH | 0 | 76903 | DE |  |  |  | Light Sources; Endoscope; Fiberoptic Cable | 35043 | Luxtec Light Source LX300 | Integra-LUXTEC | 5000
CHRISTIANA |  | HOSPITAL-CH | 0 | 105203 | DE |  |  |  | Light Sources; Endoscope; Fiberoptic Cable | 35046 | Luxtec Light Source LX300 | Integra-LUXTEC | 5000
CHRISTIANA |  | HOSPITAL-CH | 0 | 84003 | DE |  |  |  | Light Sources; Endoscope; Fiberoptic Cable | 35049 | Luxtec Light Source LX300 | Integra-LUXTEC | 5000
CHRISTIANA |  | HOSPITAL-CH | 0 | 101003 | DE |  |  |  | Light Sources; Endoscope; Fiberoptic Cable | 35045 | Luxtec Light Source LX300 | Integra-LUXTEC | 5000
CHRISTIANA |  | HOSPITAL-WH | 0 | 103103 | DE |  | 2003-11-09 19:00 |  | Light Sources; Endoscope; Fiberoptic Cable | 35070 | Luxtec Light Source LX300 | Integra-LUXTEC | 5000 | Purchased
CHRISTIANA |  | HOSPITAL-CH | 0 | 102303 | DE |  |  |  | Light Sources; Endoscope; Fiberoptic Cable | 35059 | Luxtec Light Source LX300 | Integra-LUXTEC | 5000
CHRISTIANA |  | HOSPITAL-CH | 0 | 105503 | DE |  |  |  | Light Sources; Endoscope; Fiberoptic Cable | 35050 | Luxtec Light Source LX300 | Integra-LUXTEC | 5000
CHRISTIANA |  | HOSPITAL-CH | 0 | 101803 | DE |  | 2003-10-29 19:00 |  | Light Sources; Endoscope; Fiberoptic Cable | 35056 | Luxtec Light Source LX300 | Integra-LUXTEC | 5000 | Purchased
CHRISTIANA |  | HOSPITAL-CH | 0 | 007-69260 | DE |  |  |  | Lasers; Carbon Dioxide; Surgical/Dermatologic | 40680 | LX-20SP - OMNIGUIDE CO2 | LUMENIS INC | 24999
CHRISTIANA |  | HOSPITAL-WH | 0 | 512131-15 | DE |  |  |  | Lasers; Carbon Dioxide; Surgical/Dermatologic | 41401 | LX-20SP - OMNIGUIDE CO2 | LUMENIS INC | 30399
CHRISTIANA |  | CH-SURGI | 0 | 73705 | DE |  |  |  | Hydrothermal Ablation Systems; Endometrial | 28592 | EAS 1003-3 | GYNECARE ETHICON INC A JOHNSON & JOHNSON CO | 10000
CHRISTIANA |  | WH SURGI | 0 | VG 0606 | DE |  |  |  | Electrosurgical Units | 29726 | 2000-01-01 | ORATEC INTERVENTIONS INC | 13495
CHRISTIANA |  | HOSPITAL-CH | 0 | 95050073 | DE |  |  |  | Exercisers; Continuous Passive Motion; Lower Limb; Knee | 22834 | 326 | Stryker Corp | 3402
CHRISTIANA |  | HOSPITAL-WH | 0 | 92072243 | DE |  |  |  | Exercisers; Continuous Passive Motion; Lower Limb; Knee | 20047 | 326 | Stryker Corp | 3000
CHRISTIANA |  | HOSPITAL-WH | 0 | 90122203 | DE |  |  |  | Exercisers; Continuous Passive Motion; Lower Limb; Knee | 18463 | 326 | Stryker Corp | 3200
CHRISTIANA |  | HOSPITAL-CH | 0 | 5050 | DE |  |  |  | Light Sources; Fiberoptic | 32050 | PL8011AN30R | Orascoptic UK | 4999.99
CHRISTIANA |  | HOSPITAL-WH | 0 | TO1210413 | DE |  |  |  | Baths; Whirlpool | 31164 | FERNO Ille Hydrotherapy Turbine Whirlpoo 100 | FERNO-WASHINGTON INC | 25000
CHRISTIANA |  | HCCC | 0 | T01213696 | DE |  | 2006-01-18 19:00 |  | Baths; Whirlpool | 38170 | FERNO Ille Hydrotherapy Turbine Whirlpoo 100 | FERNO-WASHINGTON INC | 25000 | Purchased
CHRISTIANA |  | Middletown Care Center(Sleepy Hollow) | 0 | T01205867 | DE |  |  |  | Baths; Whirlpool | 31460 | FERNO Ille Hydrotherapy Turbine Whirlpoo 100 | FERNO-WASHINGTON INC | 25000
CHRISTIANA |  | Smyrna Health & Wellness Center | 0 | T01213468 | DE |  | 2006-11-26 19:00 |  | Baths; Whirlpool | 38621 | FERNO Ille Hydrotherapy Turbine Whirlpoo 100 | FERNO-WASHINGTON INC | 25000
CHRISTIANA |  | HOSPITAL-WH | 0 | TO 1213074 | DE |  |  |  | Baths; Whirlpool | 36406 | FERNO Ille Hydrotherapy Turbine Whirlpoo 100 | FERNO-WASHINGTON INC | 25000
CHRISTIANA |  | MAP II | 0 | a14202004 | DE |  | 2014-11-06 19:00 |  | Monitors; Physiologic; Electrocardiography/Vital Signs | 54830 | Propaq CS Vital Signs Monitor 246 | CARDINAL | 10068.75 | Purchased
CHRISTIANA |  | HOSPITAL-WH | 0 | GA004281 | DE |  | 2002-02-24 19:00 |  | Monitors; Physiologic; Electrocardiography/Vital Signs | 32594 | Propaq CS Vital Signs Monitor 246 | CARDINAL | 8999.99
CHRISTIANA |  | HOSPITAL-CH | 0 | GA004282 | DE |  |  |  | Monitors; Physiologic; Electrocardiography/Vital Signs | 32595 | Propaq CS Vital Signs Monitor 246 | CARDINAL | 8999.99
CHRISTIANA |  | HOSPITAL-CH | 0 | GA101852 | DE |  | 2019-03-29 07:59 |  | Monitors; Physiologic; Electrocardiography/Vital Signs | 46958 | Propaq CS Vital Signs Monitor 246 | CARDINAL | 11418.75 | Purchased
CHRISTIANA |  | HOSPITAL-CH | 0 | GA107138 | DE |  | 2008-04-27 20:00 |  | Monitors; Physiologic; Electrocardiography/Vital Signs | 41589 | Propaq CS Vital Signs Monitor 246 | CARDINAL | 8499.99 | Purchased
CHRISTIANA |  | HOSPITAL-CH | 0 | GA000644 | DE |  | 2000-01-31 19:00 |  | Monitors; Physiologic; Electrocardiography/Vital Signs | 30127 | Propaq CS Vital Signs Monitor 246 | CARDINAL | 8999
CHRISTIANA |  | HOSPITAL-WH | 0 | GA107140 | DE |  | 2008-04-27 20:00 |  | Monitors; Physiologic; Electrocardiography/Vital Signs | 41591 | Propaq CS Vital Signs Monitor 246 | CARDINAL | 8499.99
CHRISTIANA |  | HOSPITAL-CH | 0 | GA000657 | DE |  | 2000-01-31 19:00 |  | Monitors; Physiologic; Electrocardiography/Vital Signs | 30126 | Propaq CS Vital Signs Monitor 246 | CARDINAL | 8999 | Purchased
CHRISTIANA |  | HOSPITAL-CH | 0 | GA000656 | DE |  |  |  | Monitors; Physiologic; Electrocardiography/Vital Signs | 30128 | Propaq CS Vital Signs Monitor 246 | CARDINAL | 8999
CHRISTIANA |  | HOSPITAL-CH | 0 | GA107135 | DE |  | 2008-04-27 20:00 |  | Monitors; Physiologic; Electrocardiography/Vital Signs | 41590 | Propaq CS Vital Signs Monitor 246 | CARDINAL | 8499.99
CHRISTIANA |  | HOSPITAL-CH | 0 | GA107139 | DE |  | 2008-04-27 20:00 |  | Monitors; Physiologic; Electrocardiography/Vital Signs | 41587 | Propaq CS Vital Signs Monitor 246 | CARDINAL | 8499.99 | Purchased
CHRISTIANA |  | HOSPITAL-CH | 0 | GA002448 | DE |  | 2004-08-30 20:00 |  | Monitors; Physiologic; Electrocardiography/Vital Signs | 34683 | Propaq CS Vital Signs Monitor 246 | CARDINAL | 11044.9
CHRISTIANA |  | HOSPITAL-CH | 0 | 1830006 | DE |  |  |  | Monitors; Physiologic; Electrocardiography/Vital Signs | 29527 | Propaq CS Vital Signs Monitor 246 | CARDINAL | 11418.75
CHRISTIANA |  | HOSPITAL-CH | 0 | GA107136 | DE |  | 2008-04-27 20:00 |  | Monitors; Physiologic; Electrocardiography/Vital Signs | 41588 | Propaq CS Vital Signs Monitor 246 | CARDINAL | 8499.99 | Purchased
CHRISTIANA |  | HOSPITAL-CH | 0 | GA002763 | DE |  | 2001-03-24 19:00 |  | Monitors; Physiologic; Electrocardiography/Vital Signs | 31372 | Propaq CS Vital Signs Monitor 246 | CARDINAL | 10068.75
CHRISTIANA |  | HOSPITAL-CH | 0 | GA000658 | DE |  | 2000-01-31 19:00 |  | Monitors; Physiologic; Electrocardiography/Vital Signs | 30130 | Propaq CS Vital Signs Monitor 246 | CARDINAL | 8999 | Purchased
CHRISTIANA |  | HOSPITAL-CH | 0 | GA000645 | DE |  |  |  | Monitors; Physiologic; Electrocardiography/Vital Signs | 30140 | Propaq CS Vital Signs Monitor 246 | CARDINAL | 12999.99
CHRISTIANA |  | HOSPITAL-WH | 0 | 72963-24 | DE |  |  |  | Warming Units; Blanket | 17687 | Warming Cabinet 7922SS | BLICKMAN HEALTH INDUSTRIES INC | 5000
CHRISTIANA |  | HOSPITAL-WH | 0 | 71479-48 | DE |  |  |  | Warming Units; Blanket | 35305 | Warming Cabinet 7922SS | BLICKMAN HEALTH INDUSTRIES INC | 4999.99
CHRISTIANA |  | HOSPITAL-WH | 0 | 74217-16 | DE |  | 2008-01-20 19:00 |  | Warming Units; Blanket | 26021 | Warming Cabinet 7922SS | BLICKMAN HEALTH INDUSTRIES INC | 4000 | Purchased
CHRISTIANA |  | HOSPITAL-CH | 0 | KHF04023 | DE |  |  |  | Compressed Gas Proportioners; Oxygen-Air | 26806 | Carefusion Bird Air-Oxygen Blender 03800A | BIRD PRODUCTS 3M MEDICAL PRODUCTS DIV | 1000
CHRISTIANA |  | HOSPITAL-CH | 0 | BAF02631 | DE |  |  |  | Compressed Gas Proportioners; Oxygen-Air | 46903 | Carefusion Bird Air-Oxygen Blender 03800A | BIRD PRODUCTS 3M MEDICAL PRODUCTS DIV | 2500
CHRISTIANA |  | HOSPITAL-CH | 0 | KHF04022 | DE |  |  |  | Compressed Gas Proportioners; Oxygen-Air | 26805 | Carefusion Bird Air-Oxygen Blender 03800A | BIRD PRODUCTS 3M MEDICAL PRODUCTS DIV | 1000
CHRISTIANA |  | HOSPITAL-CH | 0 | KHF04025 | DE |  |  |  | Compressed Gas Proportioners; Oxygen-Air | 26808 | Carefusion Bird Air-Oxygen Blender 03800A | BIRD PRODUCTS 3M MEDICAL PRODUCTS DIV | 1000
CHRISTIANA |  | HOSPITAL-CH | 0 | KFF26693 | DE |  |  |  | Compressed Gas Proportioners; Oxygen-Air | 26954 | Carefusion Bird Air-Oxygen Blender 03800A | BIRD PRODUCTS 3M MEDICAL PRODUCTS DIV | 1000
CHRISTIANA |  | HOSPITAL-CH | 0 | KGF08314 | DE |  |  |  | Compressed Gas Proportioners; Oxygen-Air | 25386 | Carefusion Bird Air-Oxygen Blender 03800A | BIRD PRODUCTS 3M MEDICAL PRODUCTS DIV | 1000
CHRISTIANA |  | HOSPITAL-CH | 0 | AGF02610 | DE |  |  |  | Compressed Gas Proportioners; Oxygen-Air | 38921 | Carefusion Bird Air-Oxygen Blender 03800A | BIRD PRODUCTS 3M MEDICAL PRODUCTS DIV | 1000
CHRISTIANA |  | HOSPITAL-CH | 0 | KEF11475 | DE |  |  |  | Compressed Gas Proportioners; Oxygen-Air | 21387 | Carefusion Bird Air-Oxygen Blender 03800A | BIRD PRODUCTS 3M MEDICAL PRODUCTS DIV | 1000
CHRISTIANA |  | HOSPITAL-CH | 0 | KEF11474 | DE |  |  |  | Compressed Gas Proportioners; Oxygen-Air | 21389 | Carefusion Bird Air-Oxygen Blender 03800A | BIRD PRODUCTS 3M MEDICAL PRODUCTS DIV | 1000
CHRISTIANA |  | HOSPITAL-CH | 0 | KEF11480 | DE |  |  |  | Compressed Gas Proportioners; Oxygen-Air | 21392 | Carefusion Bird Air-Oxygen Blender 03800A | BIRD PRODUCTS 3M MEDICAL PRODUCTS DIV | 1000
CHRISTIANA |  | HOSPITAL-CH | 0 | KGF08316 | DE |  |  |  | Compressed Gas Proportioners; Oxygen-Air | 25388 | Carefusion Bird Air-Oxygen Blender 03800A | BIRD PRODUCTS 3M MEDICAL PRODUCTS DIV | 1000
CHRISTIANA |  | HOSPITAL-CH | 0 | KGF08318 | DE |  |  |  | Compressed Gas Proportioners; Oxygen-Air | 25390 | Carefusion Bird Air-Oxygen Blender 03800A | BIRD PRODUCTS 3M MEDICAL PRODUCTS DIV | 1000
CHRISTIANA |  | HOSPITAL-CH | 0 | KEF11473 | DE |  |  |  | Compressed Gas Proportioners; Oxygen-Air | 21388 | Carefusion Bird Air-Oxygen Blender 03800A | BIRD PRODUCTS 3M MEDICAL PRODUCTS DIV | 1000
CHRISTIANA |  | HOSPITAL-CH | 0 | KEF11476 | DE |  |  |  | Compressed Gas Proportioners; Oxygen-Air | 21390 | Carefusion Bird Air-Oxygen Blender 03800A | BIRD PRODUCTS 3M MEDICAL PRODUCTS DIV | 1000
CHRISTIANA |  | HOSPITAL-CH | 0 | ADF03467 | DE |  |  |  | Compressed Gas Proportioners; Oxygen-Air | 34925 | Carefusion Bird Air-Oxygen Blender 03800A | BIRD PRODUCTS 3M MEDICAL PRODUCTS DIV | 1000
CHRISTIANA |  | HOSPITAL-CH | 0 | KGF08317 | DE |  |  |  | Compressed Gas Proportioners; Oxygen-Air | 25389 | Carefusion Bird Air-Oxygen Blender 03800A | BIRD PRODUCTS 3M MEDICAL PRODUCTS DIV | 1000
CHRISTIANA |  | HOSPITAL-CH | 0 | KGF08319 | DE |  |  |  | Compressed Gas Proportioners; Oxygen-Air | 25391 | Carefusion Bird Air-Oxygen Blender 03800A | BIRD PRODUCTS 3M MEDICAL PRODUCTS DIV | 1000
CHRISTIANA |  | HOSPITAL-CH | 0 | 10942 | DE |  |  |  | Compressed Gas Proportioners; Oxygen-Air | 11501 | Carefusion Bird Air-Oxygen Blender 03800A | BIRD PRODUCTS 3M MEDICAL PRODUCTS DIV | 1000
CHRISTIANA |  | HOSPITAL-CH | 0 | KHF04019 | DE |  |  |  | Compressed Gas Proportioners; Oxygen-Air | 26802 | Carefusion Bird Air-Oxygen Blender 03800A | BIRD PRODUCTS 3M MEDICAL PRODUCTS DIV | 1000
CHRISTIANA |  | HOSPITAL-CH | 0 | KHF04021 | DE |  |  |  | Compressed Gas Proportioners; Oxygen-Air | 26804 | Carefusion Bird Air-Oxygen Blender 03800A | BIRD PRODUCTS 3M MEDICAL PRODUCTS DIV | 1000
CHRISTIANA |  | HOSPITAL-CH | 0 | KEF11477 | DE |  |  |  | Compressed Gas Proportioners; Oxygen-Air | 21394 | Carefusion Bird Air-Oxygen Blender 03800A | BIRD PRODUCTS 3M MEDICAL PRODUCTS DIV | 1000
CHRISTIANA |  | HOSPITAL-CH | 0 | KGF08320 | DE |  |  |  | Compressed Gas Proportioners; Oxygen-Air | 25392 | Carefusion Bird Air-Oxygen Blender 03800A | BIRD PRODUCTS 3M MEDICAL PRODUCTS DIV | 1000
CHRISTIANA |  | HOSPITAL-CH | 0 | KHF04020 | DE |  |  |  | Compressed Gas Proportioners; Oxygen-Air | 26803 | Carefusion Bird Air-Oxygen Blender 03800A | BIRD PRODUCTS 3M MEDICAL PRODUCTS DIV | 1000
CHRISTIANA |  | HOSPITAL-CH | 0 | KEF11478 | DE |  |  |  | Compressed Gas Proportioners; Oxygen-Air | 21393 | Carefusion Bird Air-Oxygen Blender 03800A | BIRD PRODUCTS 3M MEDICAL PRODUCTS DIV | 1000
CHRISTIANA |  | HOSPITAL-CH | 0 | KGF08321 | DE |  |  |  | Compressed Gas Proportioners; Oxygen-Air | 25393 | Carefusion Bird Air-Oxygen Blender 03800A | BIRD PRODUCTS 3M MEDICAL PRODUCTS DIV | 1000
CHRISTIANA |  | HOSPITAL-CH | 0 | KEF14774 | DE |  |  |  | Compressed Gas Proportioners; Oxygen-Air | 25310 | Carefusion Bird Air-Oxygen Blender 03800A | BIRD PRODUCTS 3M MEDICAL PRODUCTS DIV | 1000
CHRISTIANA |  | HOSPITAL-CH | 0 | ADF02909 | DE |  |  |  | Compressed Gas Proportioners; Oxygen-Air | 34676 | Carefusion Bird Air-Oxygen Blender 03800A | BIRD PRODUCTS 3M MEDICAL PRODUCTS DIV | 900
CHRISTIANA |  | HOSPITAL-CH | 0 | KHF04024 | DE |  | 2008-01-20 19:00 |  | Compressed Gas Proportioners; Oxygen-Air | 26807 | Carefusion Bird Air-Oxygen Blender 03800A | BIRD PRODUCTS 3M MEDICAL PRODUCTS DIV | 1000
CHRISTIANA |  | HOSPITAL-CH | 0 | ADF02908 | DE |  |  |  | Compressed Gas Proportioners; Oxygen-Air | 34675 | Carefusion Bird Air-Oxygen Blender 03800A | BIRD PRODUCTS 3M MEDICAL PRODUCTS DIV | 900
CHRISTIANA |  | HOSPITAL-CH | 0 | AKF01552 | DE |  |  |  | Compressed Gas Proportioners; Oxygen-Air | 47430 | Carefusion Bird Air-Oxygen Blender 03800A | BIRD PRODUCTS 3M MEDICAL PRODUCTS DIV | 1000
CHRISTIANA |  | HOSPITAL-CH | 0 | KGF08315 | DE |  |  |  | Compressed Gas Proportioners; Oxygen-Air | 25387 | Carefusion Bird Air-Oxygen Blender 03800A | BIRD PRODUCTS 3M MEDICAL PRODUCTS DIV | 1000
CHRISTIANA |  | HOSPITAL-CH | 0 | KCF02854 | DE |  |  |  | Compressed Gas Proportioners; Oxygen-Air | 26953 | Carefusion Bird Air-Oxygen Blender 03800A | BIRD PRODUCTS 3M MEDICAL PRODUCTS DIV | 1000
CHRISTIANA |  | HOSPITAL-CH | 0 | ADF02911 | DE |  |  |  | Compressed Gas Proportioners; Oxygen-Air | 34678 | Carefusion Bird Air-Oxygen Blender 03800A | BIRD PRODUCTS 3M MEDICAL PRODUCTS DIV | 900
CHRISTIANA |  | HOSPITAL-CH | 0 | BAF02629 | DE |  |  |  | Compressed Gas Proportioners; Oxygen-Air | 46904 | Carefusion Bird Air-Oxygen Blender 03800A | BIRD PRODUCTS 3M MEDICAL PRODUCTS DIV | 2500
CHRISTIANA |  | HOSPITAL-CH | 0 | BAF02447 | DE |  |  |  | Compressed Gas Proportioners; Oxygen-Air | 46905 | Carefusion Bird Air-Oxygen Blender 03800A | BIRD PRODUCTS 3M MEDICAL PRODUCTS DIV | 2500
CHRISTIANA |  | HOSPITAL-CH | 0 | KDF06818 | DE |  |  |  | Compressed Gas Proportioners; Oxygen-Air | 25395 | Carefusion Bird Air-Oxygen Blender 03800A | BIRD PRODUCTS 3M MEDICAL PRODUCTS DIV | 1000
CHRISTIANA |  | HOSPITAL-CH | 0 | 10946 | DE |  |  |  | Compressed Gas Proportioners; Oxygen-Air | 18213 | Carefusion Bird Air-Oxygen Blender 03800A | BIRD PRODUCTS 3M MEDICAL PRODUCTS DIV | 1000
CHRISTIANA |  | HOSPITAL-CH | 0 | ADF02910 | DE |  |  |  | Compressed Gas Proportioners; Oxygen-Air | 34677 | Carefusion Bird Air-Oxygen Blender 03800A | BIRD PRODUCTS 3M MEDICAL PRODUCTS DIV | 900
CHRISTIANA |  | HOSPITAL-CH | 0 | ADF02912 | DE |  |  |  | Compressed Gas Proportioners; Oxygen-Air | 34679 | Carefusion Bird Air-Oxygen Blender 03800A | BIRD PRODUCTS 3M MEDICAL PRODUCTS DIV | 900
CHRISTIANA |  | HOSPITAL-CH | 0 | KFF26691 | DE |  |  |  | Compressed Gas Proportioners; Oxygen-Air | 26957 | Carefusion Bird Air-Oxygen Blender 03800A | BIRD PRODUCTS 3M MEDICAL PRODUCTS DIV | 1000
CHRISTIANA |  | HOSPITAL-CH | 0 | KFF26689 | DE |  |  |  | Compressed Gas Proportioners; Oxygen-Air | 25836 | Carefusion Bird Air-Oxygen Blender 03800A | BIRD PRODUCTS 3M MEDICAL PRODUCTS DIV | 800
CHRISTIANA |  | HOSPITAL-CH | 0 | ADF02913 | DE |  |  |  | Compressed Gas Proportioners; Oxygen-Air | 34680 | Carefusion Bird Air-Oxygen Blender 03800A | BIRD PRODUCTS 3M MEDICAL PRODUCTS DIV | 900
CHRISTIANA |  | HOSPITAL-CH | 0 | KGF08312 | DE |  |  |  | Compressed Gas Proportioners; Oxygen-Air | 25384 | Carefusion Bird Air-Oxygen Blender 03800A | BIRD PRODUCTS 3M MEDICAL PRODUCTS DIV | 1000
CHRISTIANA |  | HOSPITAL-CH | 0 | KHF04018 | DE |  |  |  | Compressed Gas Proportioners; Oxygen-Air | 26801 | Carefusion Bird Air-Oxygen Blender 03800A | BIRD PRODUCTS 3M MEDICAL PRODUCTS DIV | 800
CHRISTIANA |  | HOSPITAL-CH | 0 | AJF05768 | DE |  |  |  | Compressed Gas Proportioners; Oxygen-Air | 41996 | Carefusion Bird Air-Oxygen Blender 03800A | BIRD PRODUCTS 3M MEDICAL PRODUCTS DIV | 900
CHRISTIANA |  | HOSPITAL-CH | 0 | KDF06344 | DE |  |  |  | Compressed Gas Proportioners; Oxygen-Air | 21221 | Carefusion Bird Air-Oxygen Blender 03800A | BIRD PRODUCTS 3M MEDICAL PRODUCTS DIV | 1000
CHRISTIANA |  | HOSPITAL-CH | 0 | KGF08311 | DE |  |  |  | Compressed Gas Proportioners; Oxygen-Air | 25383 | Carefusion Bird Air-Oxygen Blender 03800A | BIRD PRODUCTS 3M MEDICAL PRODUCTS DIV | 1000
CHRISTIANA |  | HOSPITAL-CH | 0 | KDF06422 | DE |  |  |  | Compressed Gas Proportioners; Oxygen-Air | 21605 | Carefusion Bird Air-Oxygen Blender 03800A | BIRD PRODUCTS 3M MEDICAL PRODUCTS DIV | 1000
CHRISTIANA |  | HOSPITAL-CH | 0 | ACF01966 | DE |  |  |  | Compressed Gas Proportioners; Oxygen-Air | 33294 | Carefusion Bird Air-Oxygen Blender 03800A | BIRD PRODUCTS 3M MEDICAL PRODUCTS DIV | 1000
CHRISTIANA |  | HOSPITAL-CH | 0 | KCF00632 | DE |  |  |  | Compressed Gas Proportioners; Oxygen-Air | 19862 | Carefusion Bird Air-Oxygen Blender 03800A | BIRD PRODUCTS 3M MEDICAL PRODUCTS DIV | 1000
CHRISTIANA |  | HOSPITAL-CH | 0 | KEF11437 | DE |  |  |  | Compressed Gas Proportioners; Oxygen-Air | 21377 | Carefusion Bird Air-Oxygen Blender 03800A | BIRD PRODUCTS 3M MEDICAL PRODUCTS DIV | 1000
CHRISTIANA |  | HOSPITAL-CH | 0 | KEF11468 | DE |  |  |  | Compressed Gas Proportioners; Oxygen-Air | 21379 | Carefusion Bird Air-Oxygen Blender 03800A | BIRD PRODUCTS 3M MEDICAL PRODUCTS DIV | 1000
CHRISTIANA |  | HOSPITAL-CH | 0 | KFF26690 | DE |  |  |  | Compressed Gas Proportioners; Oxygen-Air | 26951 | Carefusion Bird Air-Oxygen Blender 03800A | BIRD PRODUCTS 3M MEDICAL PRODUCTS DIV | 1000
CHRISTIANA |  | HOSPITAL-CH | 0 | KFF26692 | DE |  |  |  | Compressed Gas Proportioners; Oxygen-Air | 26952 | Carefusion Bird Air-Oxygen Blender 03800A | BIRD PRODUCTS 3M MEDICAL PRODUCTS DIV | 1000
CHRISTIANA |  | HOSPITAL-CH | 0 | KEF11737 | DE |  |  |  | Compressed Gas Proportioners; Oxygen-Air | 26408 | Carefusion Bird Air-Oxygen Blender 03800A | BIRD PRODUCTS 3M MEDICAL PRODUCTS DIV | 1000
CHRISTIANA |  | HOSPITAL-CH | 0 | KEF11471 | DE |  |  |  | Compressed Gas Proportioners; Oxygen-Air | 21383 | Carefusion Bird Air-Oxygen Blender 03800A | BIRD PRODUCTS 3M MEDICAL PRODUCTS DIV | 900
CHRISTIANA |  | HOSPITAL-CH | 0 | ACF01967 | DE |  |  |  | Compressed Gas Proportioners; Oxygen-Air | 33295 | Carefusion Bird Air-Oxygen Blender 03800A | BIRD PRODUCTS 3M MEDICAL PRODUCTS DIV | 1000
CHRISTIANA |  | HOSPITAL-CH | 0 | KCF00630 | DE |  |  |  | Compressed Gas Proportioners; Oxygen-Air | 19864 | Carefusion Bird Air-Oxygen Blender 03800A | BIRD PRODUCTS 3M MEDICAL PRODUCTS DIV | 1000
CHRISTIANA |  | HOSPITAL-CH | 0 | KEF11439 | DE |  |  |  | Compressed Gas Proportioners; Oxygen-Air | 21378 | Carefusion Bird Air-Oxygen Blender 03800A | BIRD PRODUCTS 3M MEDICAL PRODUCTS DIV | 1000
CHRISTIANA |  | HOSPITAL-CH | 0 | KEF11467 | DE |  |  |  | Compressed Gas Proportioners; Oxygen-Air | 21380 | Carefusion Bird Air-Oxygen Blender 03800A | BIRD PRODUCTS 3M MEDICAL PRODUCTS DIV | 1000
CHRISTIANA |  | HOSPITAL-CH | 0 | AGF06632 | DE |  |  |  | Compressed Gas Proportioners; Oxygen-Air | 49178 | Carefusion Bird Air-Oxygen Blender 03800A | BIRD PRODUCTS 3M MEDICAL PRODUCTS DIV | 1000
CHRISTIANA |  | HOSPITAL-CH | 0 | KEF11466 | DE |  |  |  | Compressed Gas Proportioners; Oxygen-Air | 21381 | Carefusion Bird Air-Oxygen Blender 03800A | BIRD PRODUCTS 3M MEDICAL PRODUCTS DIV | 1000
CHRISTIANA |  | HOSPITAL-CH | 0 | KEF11469 | DE |  |  |  | Compressed Gas Proportioners; Oxygen-Air | 21384 | Carefusion Bird Air-Oxygen Blender 03800A | BIRD PRODUCTS 3M MEDICAL PRODUCTS DIV | 1000
CHRISTIANA |  | HOSPITAL-CH | 0 | KEF11465 | DE |  |  |  | Compressed Gas Proportioners; Oxygen-Air | 21382 | Carefusion Bird Air-Oxygen Blender 03800A | BIRD PRODUCTS 3M MEDICAL PRODUCTS DIV | 1000
CHRISTIANA |  | HOSPITAL-CH | 0 | KEF11470 | DE |  |  |  | Compressed Gas Proportioners; Oxygen-Air | 21385 | Carefusion Bird Air-Oxygen Blender 03800A | BIRD PRODUCTS 3M MEDICAL PRODUCTS DIV | 1000
CHRISTIANA |  | HOSPITAL-CH | 0 | KDF06421 | DE |  |  |  | Compressed Gas Proportioners; Oxygen-Air | 26956 | Carefusion Bird Air-Oxygen Blender 03800A | BIRD PRODUCTS 3M MEDICAL PRODUCTS DIV | 1000
CHRISTIANA |  | HOSPITAL-CH | 0 | BAF02630 | DE |  |  |  | Compressed Gas Proportioners; Oxygen-Air | 46906 | Carefusion Bird Air-Oxygen Blender 03800A | BIRD PRODUCTS 3M MEDICAL PRODUCTS DIV | 2500
CHRISTIANA |  | HOSPITAL-CH | 0 | AFK01575 | DE |  |  |  | Compressed Gas Proportioners; Oxygen-Air | 42995 | Carefusion Bird Air-Oxygen Blender 03800A | BIRD PRODUCTS 3M MEDICAL PRODUCTS DIV | 1000
CHRISTIANA |  | HOSPITAL-CH | 0 | KFF26694 | DE |  |  |  | Compressed Gas Proportioners; Oxygen-Air | 25940 | Carefusion Bird Air-Oxygen Blender 03800A | BIRD PRODUCTS 3M MEDICAL PRODUCTS DIV | 1000
CHRISTIANA |  | HOSPITAL-CH | 0 | KGF08310 | DE |  |  |  | Compressed Gas Proportioners; Oxygen-Air | 25382 | Carefusion Bird Air-Oxygen Blender 03800A | BIRD PRODUCTS 3M MEDICAL PRODUCTS DIV | 1000
CHRISTIANA |  | HOSPITAL-CH | 0 | 37536 | DE |  |  |  | Compressed Gas Proportioners; Oxygen-Air | 42745 | Carefusion Bird Air-Oxygen Blender 03800A | BIRD PRODUCTS 3M MEDICAL PRODUCTS DIV | 1000
CHRISTIANA |  | HOSPITAL-CH | 0 | KFF26688 | DE |  |  |  | Compressed Gas Proportioners; Oxygen-Air | 47011 | Carefusion Bird Air-Oxygen Blender 03800A | BIRD PRODUCTS 3M MEDICAL PRODUCTS DIV | 800
CHRISTIANA |  | HOSPITAL-CH | 0 | ACF01968 | DE |  |  |  | Compressed Gas Proportioners; Oxygen-Air | 33292 | Carefusion Bird Air-Oxygen Blender 03800A | BIRD PRODUCTS 3M MEDICAL PRODUCTS DIV | 1000
CHRISTIANA |  | HOSPITAL-CH | 0 | KEF11433 | DE |  |  |  | Compressed Gas Proportioners; Oxygen-Air | 21376 | Carefusion Bird Air-Oxygen Blender 03800A | BIRD PRODUCTS 3M MEDICAL PRODUCTS DIV | 1000
CHRISTIANA |  | HOSPITAL-CH | 0 | KDF06421 | DE |  |  |  | Compressed Gas Proportioners; Oxygen-Air | 21603 | Carefusion Bird Air-Oxygen Blender 03800A | BIRD PRODUCTS 3M MEDICAL PRODUCTS DIV | 1000
CHRISTIANA |  | HOSPITAL-CH | 0 | ACF01969 | DE |  |  |  | Compressed Gas Proportioners; Oxygen-Air | 33293 | Carefusion Bird Air-Oxygen Blender 03800A | BIRD PRODUCTS 3M MEDICAL PRODUCTS DIV | 1000
CHRISTIANA |  | HOSPITAL-CH | 0 | KGF08313 | DE |  |  |  | Compressed Gas Proportioners; Oxygen-Air | 25385 | Carefusion Bird Air-Oxygen Blender 03800A | BIRD PRODUCTS 3M MEDICAL PRODUCTS DIV | 1000
CHRISTIANA |  | HOSPITAL-CH | 0 | 11218 | DE |  |  |  | Compressed Gas Proportioners; Oxygen-Air | 14476 | Carefusion Bird Air-Oxygen Blender 03800A | BIRD PRODUCTS 3M MEDICAL PRODUCTS DIV | 1000
CHRISTIANA |  | HOSPITAL-CH | 0 | KGF04083 | DE |  |  |  | Compressed Gas Proportioners; Oxygen-Air | 25262 | Carefusion Bird Air-Oxygen Blender 03800A | BIRD PRODUCTS 3M MEDICAL PRODUCTS DIV | 1000
CHRISTIANA |  | HOSPITAL-CH | 0 | 10943 | DE |  |  |  | Compressed Gas Proportioners; Oxygen-Air | 41749 | Carefusion Bird Air-Oxygen Blender 03800A | BIRD PRODUCTS 3M MEDICAL PRODUCTS DIV | 1000
CHRISTIANA |  | HOSPITAL-CH | 0 | ERASED | DE |  |  |  | Compressed Gas Proportioners; Oxygen-Air | 26955 | Carefusion Bird Air-Oxygen Blender 03800A | BIRD PRODUCTS 3M MEDICAL PRODUCTS DIV | 1000
CHRISTIANA |  | HOSPITAL-CH | 0 | AKF01577 | DE |  |  |  | Compressed Gas Proportioners; Oxygen-Air | 42998 | Carefusion Bird Air-Oxygen Blender 03800A | BIRD PRODUCTS 3M MEDICAL PRODUCTS DIV | 1000
CHRISTIANA |  | HOSPITAL-CH | 0 | KEF11434 | DE |  |  |  | Compressed Gas Proportioners; Oxygen-Air | 21371 | Carefusion Bird Air-Oxygen Blender 03800A | BIRD PRODUCTS 3M MEDICAL PRODUCTS DIV | 1000
CHRISTIANA |  | HOSPITAL-CH | 0 | AKF01583 | DE |  |  |  | Compressed Gas Proportioners; Oxygen-Air | 42997 | Carefusion Bird Air-Oxygen Blender 03800A | BIRD PRODUCTS 3M MEDICAL PRODUCTS DIV | 1000
CHRISTIANA |  | HOSPITAL-CH | 0 | KEF11435 | DE |  |  |  | Compressed Gas Proportioners; Oxygen-Air | 21373 | Carefusion Bird Air-Oxygen Blender 03800A | BIRD PRODUCTS 3M MEDICAL PRODUCTS DIV | 1000
CHRISTIANA |  | HOSPITAL-CH | 0 | KEF11464 | DE |  |  |  | Compressed Gas Proportioners; Oxygen-Air | 21375 | Carefusion Bird Air-Oxygen Blender 03800A | BIRD PRODUCTS 3M MEDICAL PRODUCTS DIV | 1000
CHRISTIANA |  | HOSPITAL-CH | 0 | AJF06700 | DE |  |  |  | Compressed Gas Proportioners; Oxygen-Air | 42980 | Carefusion Bird Air-Oxygen Blender 03800A | BIRD PRODUCTS 3M MEDICAL PRODUCTS DIV | 1000
CHRISTIANA |  | HOSPITAL-CH | 0 | KEF11436 | DE |  |  |  | Compressed Gas Proportioners; Oxygen-Air | 21372 | Carefusion Bird Air-Oxygen Blender 03800A | BIRD PRODUCTS 3M MEDICAL PRODUCTS DIV | 1000
CHRISTIANA |  | HOSPITAL-CH | 0 | KEF11438 | DE |  |  |  | Compressed Gas Proportioners; Oxygen-Air | 21374 | Carefusion Bird Air-Oxygen Blender 03800A | BIRD PRODUCTS 3M MEDICAL PRODUCTS DIV | 1000
CHRISTIANA |  | HOSPITAL-CH | 0 | KGF08322 | DE |  |  |  | Compressed Gas Proportioners; Oxygen-Air | 25394 | Carefusion Bird Air-Oxygen Blender 03800A | BIRD PRODUCTS 3M MEDICAL PRODUCTS DIV | 1000
CHRISTIANA |  | HOSPITAL-CH | 0 | BAF02448 | DE |  |  |  | Compressed Gas Proportioners; Oxygen-Air | 46907 | Carefusion Bird Air-Oxygen Blender 03800A | BIRD PRODUCTS 3M MEDICAL PRODUCTS DIV | 2500
CHRISTIANA |  | HOSPITAL-CH | 0 | 05M401678 | DE |  | 2019-03-29 07:59 |  | TEST EQUIPMENT; TEST EQUIPMENT | 65981 | Thermometer 4500 | Alpha Technics | 350 | Purchased
CHRISTIANA |  | HOSPITAL-WH | 275 | 53357-01 | DE |  | 2010-10-10 20:00 |  | Phorometers | 47223 | 11635B | REICHERT OPHTHALMIC INSTRUMENTS DIV REICHERT INC | 7500
CHRISTIANA |  | CANCER CENTER | 0 | 4483 | DE |  | 2018-12-03 19:00 |  | Centrifuges; Tabletop; High-Speed | 67348 | 5424 Centrifuge - 5424 | Eppendorf North America Inc | 5000
CHRISTIANA |  | HOSPITAL-WH | 0 | 5424X1515600 | DE |  | 2008-05-07 20:00 |  | Centrifuges; Tabletop; High-Speed | 41383 | 5424 Centrifuge - 5424 | Eppendorf North America Inc | 5000
CHRISTIANA |  | HOSPITAL-WH | 0 | 900130 | DE |  |  |  | Smoke Evacuation Systems; Surgical | 17936 | B-1 | CLASS INC | 3000
CHRISTIANA |  | HOSPITAL-WH | 0 | 920355 | DE |  |  |  | Smoke Evacuation Systems; Surgical | 19873 | B-1 | CLASS INC | 4120
CHRISTIANA |  | HOSPITAL-CH | 0 | 3217A51827 | DE |  |  |  | Electrocardiographs; Multichannel | 21080 | M1702A | PHILIPS MEDICAL SYSTEMS CARDIAC & MONITORING SYSTEMS DIV | 4442
CHRISTIANA |  | Pike Creek | 0 | 3217A52566 | DE |  |  |  | Electrocardiographs; Multichannel | 47585 | M1702A | PHILIPS MEDICAL SYSTEMS CARDIAC & MONITORING SYSTEMS DIV | 0
CHRISTIANA |  | Middletown Care Center(Sleepy Hollow) | 0 | 3130A50357 | DE |  |  |  | Electrocardiographs; Multichannel | 19001 | M1702A | PHILIPS MEDICAL SYSTEMS CARDIAC & MONITORING SYSTEMS DIV | 3846
CHRISTIANA |  | HOSPITAL-CH | 0 | 11436 | DE |  |  |  | Printers; Video | 23182 | UP-5600MD | SONY MEDICAL SYSTEMS | 5956
CHRISTIANA |  | HOSPITAL-WH | 0 | 87225 | DE |  | 2019-03-29 07:59 |  | Printers; Video | 50450 | UP-DR80MD | SONY MEDICAL SYSTEMS | 7000 | Purchased
CHRISTIANA |  | HOSPITAL-WH | 0 | 81121 | DE |  |  |  | Printers; Video | 49089 | UP-5600MD | SONY MEDICAL SYSTEMS | 4999.99
CHRISTIANA |  | HOSPITAL-CH | 0 | 10781 | DE |  |  |  | Printers; Video | 25624 | UP-5600MD | SONY MEDICAL SYSTEMS | 7000
CHRISTIANA |  | HOSPITAL-CH | 0 | 14018 | DE |  |  |  | Printers; Video | 22439 | UP-5600MD | SONY MEDICAL SYSTEMS | 4999.99
CHRISTIANA |  | HOSPITAL-CH | 0 | 18672 | DE |  |  |  | Printers; Video | 29633 | UP-5600MD | SONY MEDICAL SYSTEMS | 5000
CHRISTIANA |  | HOSPITAL-WH | 0 | 13875 | DE |  | 1995-06-27 20:00 |  | Printers; Video | 45171 | UP-5600MD | SONY MEDICAL SYSTEMS | 5956
CHRISTIANA |  | HOSPITAL-CH | 0 | 19631 | DE |  |  |  | Printers; Video | 29632 | UP-5600MD | SONY MEDICAL SYSTEMS | 5000
CHRISTIANA |  | HOSPITAL-CH | 0 | 19408 | DE |  |  |  | Printers; Video | 34334 | UP-5600MD | SONY MEDICAL SYSTEMS | 4999.99
CHRISTIANA |  | WH SURGI | 0 | 19865 | DE |  |  |  | Printers; Video | 29697 | UP 5600-MDU | SONY MEDICAL SYSTEMS | 7796.1
CHRISTIANA |  | Annex | 0 | 400000855 | DE |  | 2000-02-20 19:00 |  | Defibrillators; External; Automated | 30356 | FR2 | PHILIPS MEDICAL SYSTEMS CARDIAC & MONITORING SYSTEMS DIV | 2500
CHRISTIANA |  | 1 Reads Way | 0 | 200000180 | DE |  | 2000-11-07 19:00 |  | Defibrillators; External; Automated | 30683 | FR2 | PHILIPS MEDICAL SYSTEMS CARDIAC & MONITORING SYSTEMS DIV | 2500
CHRISTIANA |  | HOSPITAL-WH | 0 | 400000822 | DE |  | 2000-02-20 19:00 |  | Defibrillators; External; Automated | 30357 | FR2 | PHILIPS MEDICAL SYSTEMS CARDIAC & MONITORING SYSTEMS DIV | 2500
CHRISTIANA |  |  | 0 | 105138540 | DE |  | 2005-01-19 19:00 |  | Defibrillators; External; Automated | 36922 | FR2 | PHILIPS MEDICAL SYSTEMS CARDIAC & MONITORING SYSTEMS DIV | 2500
CHRISTIANA |  | Claymont | 0 | 400000620 | DE |  | 2000-02-20 19:00 |  | Defibrillators; External; Automated | 30362 | FR2 | PHILIPS MEDICAL SYSTEMS CARDIAC & MONITORING SYSTEMS DIV | 2500
CHRISTIANA |  | Middletown Care Center(Sleepy Hollow) | 0 | 400000281 | DE |  | 2000-02-20 19:00 |  | Defibrillators; External; Automated | 30363 | FR2 | PHILIPS MEDICAL SYSTEMS CARDIAC & MONITORING SYSTEMS DIV | 2500
CHRISTIANA |  | MIDDLETOWN ED | 0 | 1012890074 | DE |  | 2013-06-09 20:00 |  | Defibrillators; External; Automated | 49870 | FR2 | PHILIPS MEDICAL SYSTEMS CARDIAC & MONITORING SYSTEMS DIV | 2500
CHRISTIANA |  | 11 Reads Way | 0 | 400000842 | DE |  | 2000-02-20 19:00 |  | Defibrillators; External; Automated | 30360 | FR2 | PHILIPS MEDICAL SYSTEMS CARDIAC & MONITORING SYSTEMS DIV | 2500
CHRISTIANA |  | HOSPITAL-CH | 0 | 400000847 | DE |  | 2000-02-20 19:00 |  | Defibrillators; External; Automated | 30358 | FR2 | PHILIPS MEDICAL SYSTEMS CARDIAC & MONITORING SYSTEMS DIV | 2500
CHRISTIANA |  | PMRI | 0 | 400000528 | DE |  | 2000-02-20 19:00 |  | Defibrillators; External; Automated | 30361 | FR2 | PHILIPS MEDICAL SYSTEMS CARDIAC & MONITORING SYSTEMS DIV | 2500
CHRISTIANA |  | HOSPITAL-CH | 0 | 400000835 | DE |  | 2000-02-20 19:00 |  | Defibrillators; External; Automated | 30359 | FR2 | PHILIPS MEDICAL SYSTEMS CARDIAC & MONITORING SYSTEMS DIV | 2500
CHRISTIANA |  | HOSPITAL-WH | 0 | B10K-00768 | DE |  | 2000-02-21 19:00 |  | Defibrillators; External; Automated | 44943 | FR2 | PHILIPS MEDICAL SYSTEMS CARDIAC & MONITORING SYSTEMS DIV | 2500
CHRISTIANA |  | HOSPITAL-WH | 0 | 400000402 | DE |  | 2000-02-21 19:00 |  | Defibrillators; External; Automated | 44940 | FR2 | PHILIPS MEDICAL SYSTEMS CARDIAC & MONITORING SYSTEMS DIV | 2500
CHRISTIANA |  | Hockessin Primary Care | 0 | 400000582 | DE |  | 2000-02-20 19:00 |  | Defibrillators; External; Automated | 30370 | FR2 | PHILIPS MEDICAL SYSTEMS CARDIAC & MONITORING SYSTEMS DIV | 2500
CHRISTIANA |  | CANCER CENTER | 0 | 801041035 | DE |  | 2002-01-16 19:00 |  | Defibrillators; External; Automated | 32038 | FR2 | PHILIPS MEDICAL SYSTEMS CARDIAC & MONITORING SYSTEMS DIV | 2500
CHRISTIANA |  | HOSPITAL-CH | 0 | 311890271 | DE |  | 2000-02-21 19:00 |  | Defibrillators; External; Automated | 44947 | FR2 | PHILIPS MEDICAL SYSTEMS CARDIAC & MONITORING SYSTEMS DIV | 2500
CHRISTIANA |  |  | 0 | 801041095 |  |  | 2001-09-12 20:00 |  | Defibrillators; External; Automated | 31797 | FR2 | PHILIPS MEDICAL SYSTEMS CARDIAC & MONITORING SYSTEMS DIV | 2500
CHRISTIANA |  | CANCER CENTER | 0 | 801041035 | DE |  | 2000-02-21 19:00 |  | Defibrillators; External; Automated | 44930 | FR2 | PHILIPS MEDICAL SYSTEMS CARDIAC & MONITORING SYSTEMS DIV | 2500
CHRISTIANA |  | CANCER CENTER | 0 | 40260185 | DE |  | 2000-02-21 19:00 |  | Defibrillators; External; Automated | 44932 | FR2 | PHILIPS MEDICAL SYSTEMS CARDIAC & MONITORING SYSTEMS DIV | 2500
CHRISTIANA |  | HOSPITAL-CH | 0 | 300000223 | DE |  | 2000-02-21 19:00 |  | Defibrillators; External; Automated | 44942 | FR2 | PHILIPS MEDICAL SYSTEMS CARDIAC & MONITORING SYSTEMS DIV | 2500
CHRISTIANA |  | Riverside Medical Arts Complex | 0 | 400000569 | DE |  | 2000-02-21 19:00 |  | Defibrillators; External; Automated | 44920 | FR2 | PHILIPS MEDICAL SYSTEMS CARDIAC & MONITORING SYSTEMS DIV | 2500
CHRISTIANA |  | HOSPITAL-WH | 0 | 403092013 | DE |  | 2004-08-22 20:00 |  | Defibrillators; External; Automated | 36516 | FR2 | PHILIPS MEDICAL SYSTEMS CARDIAC & MONITORING SYSTEMS DIV | 2500
CHRISTIANA |  | CANCER CENTER | 0 | 402060191 | DE |  | 2000-02-21 19:00 |  | Defibrillators; External; Automated | 44931 | FR2 | PHILIPS MEDICAL SYSTEMS CARDIAC & MONITORING SYSTEMS DIV | 2500
CHRISTIANA |  | CANCER CENTER | 0 | 311890276 | DE |  | 2000-02-21 19:00 |  | Defibrillators; External; Automated | 44933 | FR2 | PHILIPS MEDICAL SYSTEMS CARDIAC & MONITORING SYSTEMS DIV | 2500
CHRISTIANA |  | HOSPITAL-CH | 0 | 400000317 | DE |  | 2000-02-21 19:00 |  | Defibrillators; External; Automated | 44941 | FR2 | PHILIPS MEDICAL SYSTEMS CARDIAC & MONITORING SYSTEMS DIV | 2500
CHRISTIANA |  | HOSPITAL-WH | 0 | 400000839 | DE |  | 2000-02-21 19:00 |  | Defibrillators; External; Automated | 44919 | FR2 | PHILIPS MEDICAL SYSTEMS CARDIAC & MONITORING SYSTEMS DIV | 2500
CHRISTIANA |  | CANCER CENTER | 0 | 402060185 | DE |  | 2002-06-05 20:00 |  | Defibrillators; External; Automated | 33265 | FR2 | PHILIPS MEDICAL SYSTEMS CARDIAC & MONITORING SYSTEMS DIV | 2500
CHRISTIANA |  | CANCER CENTER | 0 | 311890266 | DE |  | 2000-02-21 19:00 |  | Defibrillators; External; Automated | 44934 | FR2 | PHILIPS MEDICAL SYSTEMS CARDIAC & MONITORING SYSTEMS DIV | 2500
CHRISTIANA |  | CANCER CENTER | 0 | 409300903 | DE |  | 2000-02-21 19:00 |  | Defibrillators; External; Automated | 44936 | FR2 | PHILIPS MEDICAL SYSTEMS CARDIAC & MONITORING SYSTEMS DIV | 2500
CHRISTIANA |  | HOSPITAL-CH | 0 | 1206216254 | DE |  | 2000-02-21 19:00 |  | Defibrillators; External; Automated | 44922 | FR2 | PHILIPS MEDICAL SYSTEMS CARDIAC & MONITORING SYSTEMS DIV | 2500
CHRISTIANA |  | CANCER CENTER | 0 | 311890277 | DE |  | 2000-02-21 19:00 |  | Defibrillators; External; Automated | 44935 | FR2 | PHILIPS MEDICAL SYSTEMS CARDIAC & MONITORING SYSTEMS DIV | 2500
CHRISTIANA |  | HOSPITAL-WH | 0 | B10L-02823 | DE |  | 2000-02-21 19:00 |  | Defibrillators; External; Automated | 44937 | FR2 | PHILIPS MEDICAL SYSTEMS CARDIAC & MONITORING SYSTEMS DIV | 2500
CHRISTIANA |  | HOSPITAL-CH | 0 | 1206216224 | DE |  | 2000-02-21 19:00 |  | Defibrillators; External; Automated | 44921 | FR2 | PHILIPS MEDICAL SYSTEMS CARDIAC & MONITORING SYSTEMS DIV | 2500
CHRISTIANA |  | HOSPITAL-CH | 0 | 400000835 | DE |  | 2000-02-21 19:00 |  | Defibrillators; External; Automated | 44923 | FR2 | PHILIPS MEDICAL SYSTEMS CARDIAC & MONITORING SYSTEMS DIV | 2500
CHRISTIANA |  | HOSPITAL-WH | 0 | 400000958 | DE |  | 2000-02-21 19:00 |  | Defibrillators; External; Automated | 44925 | FR2 | PHILIPS MEDICAL SYSTEMS CARDIAC & MONITORING SYSTEMS DIV | 2500
CHRISTIANA |  | 1 Reads Way | 0 | 403092017 | DE |  | 2003-08-11 20:00 |  | Defibrillators; External; Automated | 34604 | FR2 | PHILIPS MEDICAL SYSTEMS CARDIAC & MONITORING SYSTEMS DIV | 2500
CHRISTIANA |  | HOSPITAL-CH | 0 | 400000847 | DE |  | 2000-02-21 19:00 |  | Defibrillators; External; Automated | 44924 | FR2 | PHILIPS MEDICAL SYSTEMS CARDIAC & MONITORING SYSTEMS DIV | 2500
CHRISTIANA |  | HOSPITAL-CH | 0 | 30000199 | DE |  | 2000-02-21 19:00 |  | Defibrillators; External; Automated | 44944 | FR2 | PHILIPS MEDICAL SYSTEMS CARDIAC & MONITORING SYSTEMS DIV | 2500
CHRISTIANA |  | MAP II | 0 | 101020262 | DE |  | 2000-02-21 19:00 |  | Defibrillators; External; Automated | 44927 | FR2 | PHILIPS MEDICAL SYSTEMS CARDIAC & MONITORING SYSTEMS DIV | 2500
CHRISTIANA |  | HOSPITAL-CH | 0 | 400000374 | DE |  | 2000-02-21 19:00 |  | Defibrillators; External; Automated | 44939 | FR2 | PHILIPS MEDICAL SYSTEMS CARDIAC & MONITORING SYSTEMS DIV | 2500
CHRISTIANA |  |  | 0 | 403091660 |  |  | 2004-08-22 20:00 |  | Defibrillators; External; Automated | 36515 | FR2 | PHILIPS MEDICAL SYSTEMS CARDIAC & MONITORING SYSTEMS DIV | 2500
CHRISTIANA |  | Neuroscience Center | 0 | 1012890233 | DE |  | 2000-02-21 19:00 |  | Defibrillators; External; Automated | 45651 | FR2 | PHILIPS MEDICAL SYSTEMS CARDIAC & MONITORING SYSTEMS DIV | 2500
CHRISTIANA |  | 1 Reads Way | 0 | 400000797 | DE |  | 2000-02-20 19:00 |  | Defibrillators; External; Automated | 30343 | FR2 | PHILIPS MEDICAL SYSTEMS CARDIAC & MONITORING SYSTEMS DIV | 2500
CHRISTIANA |  | HOSPITAL-WH | 0 | 400000839 | DE |  | 2000-02-20 19:00 |  | Defibrillators; External; Automated | 30341 | FR2 | PHILIPS MEDICAL SYSTEMS CARDIAC & MONITORING SYSTEMS DIV | 2500
CHRISTIANA |  | HOSPITAL-CH | 0 | 400000569 | DE |  | 2000-02-20 19:00 |  | Defibrillators; External; Automated | 30344 | FR2 | PHILIPS MEDICAL SYSTEMS CARDIAC & MONITORING SYSTEMS DIV | 2500
CHRISTIANA |  | HCCC | 0 | 400000352 | DE |  | 2000-02-20 19:00 |  | Defibrillators; External; Automated | 30342 | FR2 | PHILIPS MEDICAL SYSTEMS CARDIAC & MONITORING SYSTEMS DIV | 2500
CHRISTIANA |  | MIDDLETOWN ED | 0 | 98980316401 | DE |  | 2013-03-21 20:00 |  | Defibrillators; External; Automated | 51396 | FR2 | PHILIPS MEDICAL SYSTEMS CARDIAC & MONITORING SYSTEMS DIV | 2500
CHRISTIANA |  | HOSPITAL-WH | 0 | 901043277 | DE |  | 2014-02-19 19:00 |  | Defibrillators; External; Automated | 53404 | FR2 | PHILIPS MEDICAL SYSTEMS CARDIAC & MONITORING SYSTEMS DIV | 1000
CHRISTIANA |  | Foulkstone Plaza | 0 | 400000666 | DE |  | 2000-02-20 19:00 |  | Defibrillators; External; Automated | 30384 | FR2 | PHILIPS MEDICAL SYSTEMS CARDIAC & MONITORING SYSTEMS DIV | 2500
CHRISTIANA |  | HOSPITAL-CH | 0 | 400000581 | DE |  | 2000-02-20 19:00 |  | Defibrillators; External; Automated | 30382 | FR2 | PHILIPS MEDICAL SYSTEMS CARDIAC & MONITORING SYSTEMS DIV | 2500
CHRISTIANA |  | MAP II | 0 | 101020262 | DE |  |  |  | Defibrillators; External; Automated | 30795 | FR2 | PHILIPS MEDICAL SYSTEMS CARDIAC & MONITORING SYSTEMS DIV | 2500
CHRISTIANA |  | Annex | 0 | 911890858 | DE |  | 2000-02-20 19:00 |  | Defibrillators; External; Automated | 48206 | FR2 | PHILIPS MEDICAL SYSTEMS CARDIAC & MONITORING SYSTEMS DIV | 2500
CHRISTIANA |  | Limestone Mill Creek Medical Center | 0 | 801041445 | DE |  | 2014-02-19 19:00 |  | Defibrillators; External; Automated | 53403 | FR2 | PHILIPS MEDICAL SYSTEMS CARDIAC & MONITORING SYSTEMS DIV | 1000
CHRISTIANA |  | Foulkstone Plaza | 0 | 400000252 | DE |  | 2000-02-20 19:00 |  | Defibrillators; External; Automated | 30385 | FR2 | PHILIPS MEDICAL SYSTEMS CARDIAC & MONITORING SYSTEMS DIV | 2500
CHRISTIANA |  | New Castle Center | 0 | 400000519 | DE |  | 2000-02-20 19:00 |  | Defibrillators; External; Automated | 30383 | FR2 | PHILIPS MEDICAL SYSTEMS CARDIAC & MONITORING SYSTEMS DIV | 2500
CHRISTIANA |  | Neuroscience Center | 0 | 909305232 | DE |  | 2010-11-30 19:00 |  | Defibrillators; External; Automated | 47310 | FR2 | PHILIPS MEDICAL SYSTEMS CARDIAC & MONITORING SYSTEMS DIV | 2500
CHRISTIANA |  | Smyrna Health & Wellness Center | 0 | 801042112 | DE |  | 2014-02-19 19:00 |  | Defibrillators; External; Automated | 53405 | FR2 | PHILIPS MEDICAL SYSTEMS CARDIAC & MONITORING SYSTEMS DIV | 1000
CHRISTIANA |  | HOSPITAL-WH | 0 | 400000770 | DE |  | 2000-02-21 19:00 |  | Defibrillators; External; Automated | 44926 | FR2 | PHILIPS MEDICAL SYSTEMS CARDIAC & MONITORING SYSTEMS DIV | 2500
CHRISTIANA |  | CH-SURGI | 0 | 512890074 | DE |  | 2012-07-10 20:00 |  | Defibrillators; External; Automated | 49677 | FR2 | PHILIPS MEDICAL SYSTEMS CARDIAC & MONITORING SYSTEMS DIV | 2500
CHRISTIANA |  | 1 Reads Way | 0 | 400000364 | DE |  | 2000-02-20 19:00 |  | Defibrillators; External; Automated | 30375 | FR2 | PHILIPS MEDICAL SYSTEMS CARDIAC & MONITORING SYSTEMS DIV | 2500
CHRISTIANA |  | HOSPITAL-CH | 0 | 300000223 | DE |  | 2000-02-20 19:00 |  | Defibrillators; External; Automated | 30371 | FR2 | PHILIPS MEDICAL SYSTEMS CARDIAC & MONITORING SYSTEMS DIV | 2500
CHRISTIANA |  | HOSPITAL-CH | 0 | 400000317 | DE |  | 2000-02-20 19:00 |  | Defibrillators; External; Automated | 30348 | FR2 | PHILIPS MEDICAL SYSTEMS CARDIAC & MONITORING SYSTEMS DIV | 2500
CHRISTIANA |  | Woodstown | 0 | 400000812 | NJ |  | 2000-02-20 19:00 |  | Defibrillators; External; Automated | 30346 | FR2 | PHILIPS MEDICAL SYSTEMS CARDIAC & MONITORING SYSTEMS DIV | 2500
CHRISTIANA |  |  | 0 | 1012890019 |  |  |  |  | Defibrillators; External; Automated | 45000 | FR2 | PHILIPS MEDICAL SYSTEMS CARDIAC & MONITORING SYSTEMS DIV | 2500
CHRISTIANA |  | 1 Reads Way | 0 | 400000674 | DE |  | 2000-02-20 19:00 |  | Defibrillators; External; Automated | 30376 | FR2 | PHILIPS MEDICAL SYSTEMS CARDIAC & MONITORING SYSTEMS DIV | 2500
CHRISTIANA |  | 1 Reads Way | 0 | 400000698 | DE |  | 2000-02-20 19:00 |  | Defibrillators; External; Automated | 30374 | FR2 | PHILIPS MEDICAL SYSTEMS CARDIAC & MONITORING SYSTEMS DIV | 2500
CHRISTIANA |  | 1 Reads Way | 0 | 400000864 | DE |  | 2000-02-20 19:00 |  | Defibrillators; External; Automated | 30372 | FR2 | PHILIPS MEDICAL SYSTEMS CARDIAC & MONITORING SYSTEMS DIV | 2500
CHRISTIANA |  | HOSPITAL-CH | 0 | 400000579 | DE |  | 2000-02-20 19:00 |  | Defibrillators; External; Automated | 30347 | FR2 | PHILIPS MEDICAL SYSTEMS CARDIAC & MONITORING SYSTEMS DIV | 2500
CHRISTIANA |  | HOSPITAL-CH | 0 | 400000374 | DE |  |  |  | Defibrillators; External; Automated | 30345 | FR2 | PHILIPS MEDICAL SYSTEMS CARDIAC & MONITORING SYSTEMS DIV | 2500
CHRISTIANA |  | CANCER CENTER | 0 | 402060191 | DE |  | 2002-06-05 20:00 |  | Defibrillators; External; Automated | 33266 | FR2 | PHILIPS MEDICAL SYSTEMS CARDIAC & MONITORING SYSTEMS DIV | 2500
CHRISTIANA |  |  | 0 | 400000949 |  |  | 2000-02-20 19:00 |  | Defibrillators; External; Automated | 30368 | FR2 | PHILIPS MEDICAL SYSTEMS CARDIAC & MONITORING SYSTEMS DIV | 2500
CHRISTIANA |  |  | 0 | 400000411 | DE |  | 2000-02-20 19:00 |  | Defibrillators; External; Automated | 30366 | FR2 | PHILIPS MEDICAL SYSTEMS CARDIAC & MONITORING SYSTEMS DIV | 2500
CHRISTIANA |  | HCCC | 0 | 400000581 | DE |  | 2000-02-21 19:00 |  | Defibrillators; External; Automated | 44945 | FR2 | PHILIPS MEDICAL SYSTEMS CARDIAC & MONITORING SYSTEMS DIV | 2500
CHRISTIANA |  | Middletown Care Center(Sleepy Hollow) | 0 | 400000768 | DE |  | 2000-02-20 19:00 |  | Defibrillators; External; Automated | 30369 | FR2 | PHILIPS MEDICAL SYSTEMS CARDIAC & MONITORING SYSTEMS DIV | 2500
CHRISTIANA |  | Riverside Medical Arts Complex | 0 | 400000562 | DE |  | 2000-02-20 19:00 |  | Defibrillators; External; Automated | 30367 | FR2 | PHILIPS MEDICAL SYSTEMS CARDIAC & MONITORING SYSTEMS DIV | 2500
CHRISTIANA |  | CANCER CENTER | 0 | 211890562 | DE |  | 2000-02-21 19:00 |  | Defibrillators; External; Automated | 44946 | FR2 | PHILIPS MEDICAL SYSTEMS CARDIAC & MONITORING SYSTEMS DIV | 2500
CHRISTIANA |  | HCCC | 0 | 400000934 | DE |  | 2000-02-20 19:00 |  | Defibrillators; External; Automated | 30381 | FR2 | PHILIPS MEDICAL SYSTEMS CARDIAC & MONITORING SYSTEMS DIV | 2500
CHRISTIANA |  | HOSPITAL-CH | 0 | 300000199 | DE |  | 2000-02-21 19:00 |  | Defibrillators; External; Automated | 30364 | FR2 | PHILIPS MEDICAL SYSTEMS CARDIAC & MONITORING SYSTEMS DIV | 2500
CHRISTIANA |  | HOSPITAL-CH | 0 | 400000402 | DE |  | 2000-02-20 19:00 |  | Defibrillators; External; Automated | 30351 | FR2 | PHILIPS MEDICAL SYSTEMS CARDIAC & MONITORING SYSTEMS DIV | 2500
CHRISTIANA |  | HCCC | 0 | 400000352 | DE |  | 2000-02-21 19:00 |  | Defibrillators; External; Automated | 44928 | FR2 | PHILIPS MEDICAL SYSTEMS CARDIAC & MONITORING SYSTEMS DIV | 2500
CHRISTIANA |  | Smyrna Health & Wellness Center | 0 | 400000882 | DE |  | 2000-02-20 19:00 |  | Defibrillators; External; Automated | 30365 | FR2 | PHILIPS MEDICAL SYSTEMS CARDIAC & MONITORING SYSTEMS DIV | 2500
CHRISTIANA |  | HOSPITAL-WH | 0 | 200038006 | DE |  | 2016-11-09 19:00 |  | Defibrillators; External; Automated | 60629 | FR2 | PHILIPS MEDICAL SYSTEMS CARDIAC & MONITORING SYSTEMS DIV | 10000
CHRISTIANA |  | HOSPITAL-CH | 0 | 400000958 | DE |  | 2000-02-20 19:00 |  | Defibrillators; External; Automated | 30350 | FR2 | PHILIPS MEDICAL SYSTEMS CARDIAC & MONITORING SYSTEMS DIV | 2500
CHRISTIANA |  | HOSPITAL-CH | 0 | 400000411 | DE |  | 2000-02-21 19:00 |  | Defibrillators; External; Automated | 44929 | FR2 | PHILIPS MEDICAL SYSTEMS CARDIAC & MONITORING SYSTEMS DIV | 2500
CHRISTIANA |  | HOSPITAL-WH | 0 | 400000339 | DE |  | 2000-02-20 19:00 |  | Defibrillators; External; Automated | 30379 | FR2 | PHILIPS MEDICAL SYSTEMS CARDIAC & MONITORING SYSTEMS DIV | 2500
CHRISTIANA |  | 1 Reads Way | 0 | 400000878 | DE |  | 2000-02-20 19:00 |  | Defibrillators; External; Automated | 30377 | FR2 | PHILIPS MEDICAL SYSTEMS CARDIAC & MONITORING SYSTEMS DIV | 2500
CHRISTIANA |  | 1 Reads Way | 0 | 400000771 | DE |  |  |  | Defibrillators; External; Automated | 30355 | FR2 | PHILIPS MEDICAL SYSTEMS CARDIAC & MONITORING SYSTEMS DIV | 2500
CHRISTIANA |  | HOSPITAL-CH | 0 | 400000770 | DE |  |  |  | Defibrillators; External; Automated | 30353 | FR2 | PHILIPS MEDICAL SYSTEMS CARDIAC & MONITORING SYSTEMS DIV | 2500
CHRISTIANA |  | HOSPITAL-CH | 0 | 903102440 | DE |  | 2016-08-04 20:00 |  | Defibrillators; External; Automated | 61946 | FR2 | PHILIPS MEDICAL SYSTEMS CARDIAC & MONITORING SYSTEMS DIV | 2500
CHRISTIANA |  | 1 Reads Way | 0 | 400000245 | DE |  | 2000-02-20 19:00 |  | Defibrillators; External; Automated | 30380 | FR2 | PHILIPS MEDICAL SYSTEMS CARDIAC & MONITORING SYSTEMS DIV | 2500
CHRISTIANA |  | 1 Reads Way | 0 | 400000814 | DE |  | 2000-02-20 19:00 |  | Defibrillators; External; Automated | 30378 | FR2 | PHILIPS MEDICAL SYSTEMS CARDIAC & MONITORING SYSTEMS DIV | 2500
CHRISTIANA |  | Union Professional Building Elkton | 0 | 801041055 | MD |  | 2001-09-12 20:00 |  | Defibrillators; External; Automated | 31798 | FR2 | PHILIPS MEDICAL SYSTEMS CARDIAC & MONITORING SYSTEMS DIV | 2500
CHRISTIANA |  | HOSPITAL-CH | 0 | 400000422 | DE |  | 2000-02-20 19:00 |  | Defibrillators; External; Automated | 30354 | FR2 | PHILIPS MEDICAL SYSTEMS CARDIAC & MONITORING SYSTEMS DIV | 2500
CHRISTIANA |  |  | 0 | 400000986 | NJ |  | 2000-02-20 19:00 |  | Defibrillators; External; Automated | 30352 | FR2 | PHILIPS MEDICAL SYSTEMS CARDIAC & MONITORING SYSTEMS DIV | 2500
CHRISTIANA |  | HOSPITAL-WH | 0 | 200037970 | DE |  | 2016-11-09 19:00 |  | Defibrillators; External; Automated | 60630 | FR2 | PHILIPS MEDICAL SYSTEMS CARDIAC & MONITORING SYSTEMS DIV | 10000
CHRISTIANA |  | HOSPITAL-CH | 0 | 7885 | DE |  |  |  | Warming Units | 18795 | H-25 | SMITHS / LEVEL 1 | 500
CHRISTIANA |  | HOSPITAL-CH | 0 | C0537 | DE |  |  |  | Warming Units | 18794 | H-25 | SMITHS / LEVEL 1 | 500
CHRISTIANA |  | HOSPITAL-CH | 0 | 12570 | DE |  |  |  | Warming Units | 18796 | H-25 | SMITHS / LEVEL 1 | 500
CHRISTIANA |  | HOSPITAL-CH | 0 | 404745 | DE |  |  |  | Analyzers; Laboratory; Immunoassay; Chemiluminescent | 31953 | ACCESS | BECKMAN INSTRUMENTS INC | 129000
CHRISTIANA |  | HOSPITAL-CH | 0 | E4016-0083 | DE |  | 2013-08-15 20:00 |  | Scales; Patient; Floor | 62230 | MV1 SCALES; GENERAL | DETECTO SCALE CO DIV CARDINAL SCALE MFG CO | 656.88
CHRISTIANA |  | Smyrna Health & Wellness Center | 0 | E12719-0163 | DE |  | 2015-08-26 20:00 |  | Scales; Patient; Floor | 57979 | MV1 SCALES; GENERAL | DETECTO SCALE CO DIV CARDINAL SCALE MFG CO | 1500 | Purchased
CHRISTIANA |  | Limestone Mill Creek Medical Center | 0 | E19913-0059 | DE |  |  |  | Scales; Patient; Floor | 45565 | MV1 SCALES; GENERAL | DETECTO SCALE CO DIV CARDINAL SCALE MFG CO | 1500
CHRISTIANA |  | CANCER CENTER | 0 | 25431 | DE |  | 2006-05-11 20:00 |  | Warming Units; Blood/Intravenous Solution | 38367 | Ranger Irrigation Warming 247 | ARIZANT INC | 7500
CHRISTIANA |  | CANCER CENTER | 0 | 25432 | DE |  | 2006-05-11 20:00 |  | Warming Units; Blood/Intravenous Solution | 38368 | Ranger Irrigation Warming 247 | ARIZANT INC | 7500
CHRISTIANA |  | HOSPITAL-WH | 0 | 25570 | DE |  | 2006-07-20 20:00 |  | Warming Units; Blood/Intravenous Solution | 38562 | Ranger Irrigation Warming 247 | ARIZANT INC | 7500
CHRISTIANA |  | Annex | 0 | NONE | DE |  |  |  | Scales; Patient; Floor | 31103 | DR BEAM | HEALTH O METER INC DIV SUNBEAM CORP | 0
CHRISTIANA |  | HOSPITAL-CH | 0 | E08009-0331 | DE |  |  |  | Scales; Patient; Floor | 42701 | 438 | DETECTO SCALE CO DIV CARDINAL SCALE MFG CO | 0
CHRISTIANA |  | HOSPITAL-CH | 0 | 0208-1514 | DE |  | 2002-09-03 20:00 |  | Scales; Patient; Floor | 31637 | 438 | DETECTO SCALE CO DIV CARDINAL SCALE MFG CO | 1500
CHRISTIANA |  | HOSPITAL-CH | 0 | 99B004504 | DE |  |  |  | Cameras; Video; Endoscope | 28043 | 882TE | Stryker Corp | 11000
CHRISTIANA |  | HOSPITAL-CH | 0 | 99B004354 | DE |  |  |  | Cameras; Video; Endoscope | 28046 | 882TE | Stryker Corp | 11000
CHRISTIANA |  | HOSPITAL-CH | 0 | 99B005864 | DE |  |  |  | Cameras; Video; Endoscope | 28044 | 882TE | Stryker Corp | 11000
CHRISTIANA |  | HOSPITAL-CH | 0 | 97112804 | DE |  |  |  | Cameras; Video; Endoscope | 26625 | 882TE | Stryker Corp | 8000
CHRISTIANA |  | HOSPITAL-WH | 0 | 97094274 | DE |  |  |  | Cameras; Video; Endoscope | 26731 | 882TE | Stryker Corp | 8000
CHRISTIANA |  | HOSPITAL-WH | 0 | 97094284 | DE |  |  |  | Cameras; Video; Endoscope | 26732 | 882TE | Stryker Corp | 8000
CHRISTIANA |  | CANCER CENTER | 0 | 1092980000000 | DE |  | 2010-05-10 20:00 |  | Mixers; Clinical Laboratory | 42937 | M71735 | BARNSTEAD/THERMOLYNE ABT DER MENZEL GMBH | 750
CHRISTIANA |  | MAP II | 0 | V97K267 | DE |  |  |  | Vacuum Extractors; Obstetric | 26715 | BERKLEY VC-7 | CABOT MEDICAL CORP DIV CIRCON CORP | 1500
CHRISTIANA |  | HOSPITAL-CH | 0 | 99198 | DE |  |  |  | Lithotripters; Intracorporeal; Impact; Ultrasonic | 28764 | 2270 | Richard Wolf GmbH | 10081
CHRISTIANA |  | HOSPITAL-CH | 0 | 282 | DE |  |  |  | Cameras; Ophthalmic | 34431 | RETCAM 120 | MASSIE LABORATORIES INC | 59500
CHRISTIANA |  | HOSPITAL-WH | 0 | 4052072 | DE |  |  |  | Infusion Pumps; General-Purpose | 34844 | 7130E | ALARIS MEDICAL SYSTEMS INC SUB CARDINAL HEALTH INC | 1795
CHRISTIANA |  | HOSPITAL-WH | 0 | 4052025 | DE |  |  |  | Infusion Pumps; General-Purpose | 34845 | 7130E | ALARIS MEDICAL SYSTEMS INC SUB CARDINAL HEALTH INC | 1795
CHRISTIANA |  | HOSPITAL-WH | 0 | 4052029 | DE |  |  |  | Infusion Pumps; General-Purpose | 34847 | 7130E | ALARIS MEDICAL SYSTEMS INC SUB CARDINAL HEALTH INC | 1795
CHRISTIANA |  | HOSPITAL-WH | 0 | 4051992 | DE |  |  |  | Infusion Pumps; General-Purpose | 34849 | 7130E | ALARIS MEDICAL SYSTEMS INC SUB CARDINAL HEALTH INC | 1795
CHRISTIANA |  | HOSPITAL-WH | 0 | 4052043 | DE |  |  |  | Infusion Pumps; General-Purpose | 34846 | 7130E | ALARIS MEDICAL SYSTEMS INC SUB CARDINAL HEALTH INC | 1795
CHRISTIANA |  | HOSPITAL-WH | 0 | 4051940 | DE |  |  |  | Infusion Pumps; General-Purpose | 34848 | 7130E | ALARIS MEDICAL SYSTEMS INC SUB CARDINAL HEALTH INC | 1795
CHRISTIANA |  | HOSPITAL-WH | 0 | 4052087 | DE |  |  |  | Infusion Pumps; General-Purpose | 34850 | 7130E | ALARIS MEDICAL SYSTEMS INC SUB CARDINAL HEALTH INC | 1795
CHRISTIANA |  | HOSPITAL-CH | 0 | 4051969 | DE |  |  |  | Infusion Pumps; General-Purpose | 34900 | 7130E | ALARIS MEDICAL SYSTEMS INC SUB CARDINAL HEALTH INC | 1795
CHRISTIANA |  | HOSPITAL-CH | 0 | 1-18174 | DE |  |  |  | Oxygen Analyzers | 50668 | 473030 | CATALYST RESEARCH DIV MSA (MINE SAFETY APPLIANCES) | 700
CHRISTIANA |  | HOSPITAL-WH | 0 | 1100332005 | DE |  |  |  | Automation Systems; Medication Dispensing; Clinical Pharmacy | ID46893 | ACCUD-AUX | MCKESSON CORP | 6900
CHRISTIANA |  | HOSPITAL-CH | 0 | 1863128003 | DE |  |  |  | Automation Systems; Medication Dispensing; Clinical Pharmacy | ID33028 | ACCUD-AUX | MCKESSON CORP | 6900
CHRISTIANA |  | MIDDLETOWN ED | 0 | 530613000000 | DE |  | 2013-03-20 20:00 |  | Automation Systems; Medication Dispensing; Clinical Pharmacy | ID51483 | ACCUD-AUX | MCKESSON CORP | 75000 | Purchased
CHRISTIANA |  | HOSPITAL-CH | 0 | 1169147002 | DE |  |  |  | Automation Systems; Medication Dispensing; Clinical Pharmacy | ID33015 | ACCUD-AUX | MCKESSON CORP | 6900
CHRISTIANA |  | HOSPITAL-CH | 0 | 1863119003 | DE |  |  |  | Automation Systems; Medication Dispensing; Clinical Pharmacy | ID33001 | ACCUD-AUX | MCKESSON CORP | 75000
CHRISTIANA |  | HOSPITAL-CH | 0 | 2969990000000000 | DE |  | 2005-10-10 20:00 |  | Automation Systems; Medication Dispensing; Clinical Pharmacy | ID61949 | ACCUD-AUX | MCKESSON CORP | 75000 | Purchased
CHRISTIANA |  | HOSPITAL-CH | 0 | 1863122002 | DE |  |  |  | Automation Systems; Medication Dispensing; Clinical Pharmacy | ID33003 | ACCUD-AUX | MCKESSON CORP | 75000
CHRISTIANA |  | HOSPITAL-CH | 0 | 180607000000 | DE |  | 2007-12-05 19:00 |  | Automation Systems; Medication Dispensing; Clinical Pharmacy | ID40474 | ACCUD-AUX | MCKESSON CORP | 75000 | Purchased
CHRISTIANA |  | HOSPITAL-WH | 0 | 1162021002 | DE |  | 2019-03-29 08:00 |  | Automation Systems; Medication Dispensing; Clinical Pharmacy | ID33117 | ACCUD-AUX | MCKESSON CORP | 75000 | Purchased
CHRISTIANA |  | HOSPITAL-CH | 0 | 530611000000 | DE |  | 2012-05-14 20:00 |  | Automation Systems; Medication Dispensing; Clinical Pharmacy | ID49262 | ACCUD-AUX | MCKESSON CORP | 75000 | Purchased
CHRISTIANA |  | HOSPITAL-CH | 0 | 1863120002 | DE |  |  |  | Automation Systems; Medication Dispensing; Clinical Pharmacy | ID33122 | ACCUD-AUX | MCKESSON CORP | 75000
CHRISTIANA |  | MIDDLETOWN ED | 0 | 530612000000 | DE |  | 2013-03-20 20:00 |  | Automation Systems; Medication Dispensing; Clinical Pharmacy | ID51481 | ACCUD-AUX | MCKESSON CORP | 75000 | Purchased
CHRISTIANA |  | HOSPITAL-CH | 0 | 2969990000000000 | DE |  | 2015-08-06 20:00 |  | Automation Systems; Medication Dispensing; Clinical Pharmacy | ID61038 | ACCUD-AUX | MCKESSON CORP | 75000 | Purchased
CHRISTIANA |  | HOSPITAL-CH | 0 | 1863128002 | DE |  |  |  | Automation Systems; Medication Dispensing; Clinical Pharmacy | ID33031 | ACCUD-AUX | MCKESSON CORP | 6900
CHRISTIANA |  | MIDDLETOWN ED | 0 | 530613000000 | DE |  | 2013-03-20 20:00 |  | Automation Systems; Medication Dispensing; Clinical Pharmacy | ID51472 | ACCUD-AUX | MCKESSON CORP | 75000 | Purchased
CHRISTIANA |  | HOSPITAL-WH | 0 | NONE | DE |  | 2013-07-04 20:00 |  | Automation Systems; Medication Dispensing; Clinical Pharmacy | ID55751 | ACCUD-AUX | MCKESSON CORP | 75000 | Purchased
CHRISTIANA |  | HOSPITAL-CH | 0 | 2969990000000000 | DE |  | 2015-05-12 20:00 |  | Automation Systems; Medication Dispensing; Clinical Pharmacy | ID57472 | ACCUD-AUX | MCKESSON CORP | 75000 | Purchased
CHRISTIANA |  | MIDDLETOWN ED | 0 | 530613000000 | DE |  | 2013-03-20 20:00 |  | Automation Systems; Medication Dispensing; Clinical Pharmacy | ID51479 | ACCUD-AUX | MCKESSON CORP | 75000 | Purchased
CHRISTIANA |  | HOSPITAL-WH | 0 | 530611000000 | DE |  | 2010-11-16 19:00 |  | Automation Systems; Medication Dispensing; Clinical Pharmacy | ID33194 | ACCUD-AUX | MCKESSON CORP | 75000 | Purchased
CHRISTIANA |  | HOSPITAL-CH | 0 | 560613000000 | DE |  | 2013-07-10 20:00 |  | Automation Systems; Medication Dispensing; Clinical Pharmacy | ID45019 | ACCUD-AUX | MCKESSON CORP | 75000 | Purchased
CHRISTIANA |  | HOSPITAL-WH | 0 | 530613000000 | DE |  | 2014-12-17 19:00 |  | Automation Systems; Medication Dispensing; Clinical Pharmacy | ID55754 | ACCUD-AUX | MCKESSON CORP | 75000 | Purchased
CHRISTIANA |  | HOSPITAL-CH | 0 | 1863122001 | DE |  |  |  | Automation Systems; Medication Dispensing; Clinical Pharmacy | ID33006 | ACCUD-AUX | MCKESSON CORP | 75000
CHRISTIANA |  | MIDDLETOWN ED | 0 | 530613000000 | DE |  | 2013-03-20 20:00 |  | Automation Systems; Medication Dispensing; Clinical Pharmacy | ID51475 | ACCUD-AUX | MCKESSON CORP | 75000 | Purchased
CHRISTIANA |  | HOSPITAL-WH | 0 | 10489 | DE |  |  |  | Refractors; Ophthalmic; Manual | 13393 | Ultramatic RX Master Phoroptor 11625 | AMERICAN OPTICAL CORP | 10000
CHRISTIANA |  | HOSPITAL-CH | 0 | ARWH-1128 | DE |  | 2018-08-14 20:00 |  | Anesthesia Unit Vaporizers | 68126 | Vapor - 2000 Isoflurane | NORTH AMERICAN DRAEGER | 2500 | Purchased
CHRISTIANA |  | HOSPITAL-CH | 0 | ARWH-1127 | DE |  | 2019-03-29 08:00 |  | Anesthesia Unit Vaporizers | 51987 | Vapor - 2000 Isoflurane | NORTH AMERICAN DRAEGER | 2500 | Purchased
CHRISTIANA |  | HOSPITAL-CH | 0 | 1799 | DE |  |  |  | Warming Units; Blood/Intravenous Solution | 16253 | Level 1 Fluid Warmer H-500 | SMITHS / LEVEL 1 | 4800
CHRISTIANA |  | HOSPITAL-WH | 0 | 2253 | DE |  |  |  | Warming Units; Blood/Intravenous Solution | 18467 | Level 1 Fluid Warmer H-500 | SMITHS / LEVEL 1 | 1020
CHRISTIANA |  | HOSPITAL-CH | 0 | 3193 | DE |  |  |  | Warming Units; Blood/Intravenous Solution | 23040 | Level 1 Fluid Warmer H-500 | SMITHS / LEVEL 1 | 4019
CHRISTIANA |  | HOSPITAL-WH | 0 | 2150 | DE |  | 2008-01-20 19:00 |  | Warming Units; Blood/Intravenous Solution | 17779 | Level 1 Fluid Warmer H-500 | SMITHS / LEVEL 1 | 6095
CHRISTIANA |  | EDUCATION | 0 | 2135 | DE |  |  |  | Warming Units; Blood/Intravenous Solution | 17763 | Level 1 Fluid Warmer H-500 | SMITHS / LEVEL 1 | 4950
CHRISTIANA |  | HOSPITAL-CH | 0 | 2945 | DE |  |  |  | Warming Units; Blood/Intravenous Solution | 21022 | Level 1 Fluid Warmer H-500 | SMITHS / LEVEL 1 | 1800
CHRISTIANA |  | HOSPITAL-WH | 0 | B9572368 | DE |  |  |  | X-Ray Generators | 19807 | KXO-50F | Toshiba America Medical Systems Inc | 50000
CHRISTIANA |  | HOSPITAL-WH | 0 | 921800503 | DE |  | 2014-04-20 20:00 |  | Electrosurgical Units | 52656 | CORE Console 5400-050 | Stryker Corp | 9500 | Purchased
CHRISTIANA |  | CH-SURGI | 0 | 33869H13DO | DE |  | 2015-08-10 20:00 |  | Radiofrequency Therapy Systems; Tissue Ablation; Endometrial | 57875 | NovaSure RF Controller 9 | CYTYC CORP | 9.99
CHRISTIANA |  | CH-SURGI | 0 | CSP3981 | DE |  |  |  | Radiofrequency Therapy Systems; Tissue Ablation; Endometrial | 37760 | NovaSure RF Controller 9 | CYTYC CORP | 9.99
CHRISTIANA |  | CH-SURGI | 0 | CSP3869 | DE |  |  |  | Radiofrequency Therapy Systems; Tissue Ablation; Endometrial | 41212 | NovaSure RF Controller 9 | CYTYC CORP | 0
CHRISTIANA |  | Woodstown | 0 | 4537 | NJ |  |  |  | Aspirators; Emergency | 31426 | S-SCOR Duet Suction 2014A | SSCOR INC | 700
CHRISTIANA |  | HOSPITAL-WH | 0 | V312586 | DE |  |  |  | Tables; Examination/Treatment; Adjustable | 39761 | Power Table 419 | MIDMARK CORP | 2000
CHRISTIANA |  | MAP II | 0 | AY1551 | DE |  |  |  | Tables; Examination/Treatment; Adjustable | 18843 | Power Table 419 | MIDMARK CORP | 2000
CHRISTIANA |  | HOSPITAL-CH | 0 | 14920248 | DE |  |  |  | Centrifuges; Floor; Low-Speed; Refrigerated | 21302 | 21K/BR | FISHER SCIENTIFIC | 0
CHRISTIANA |  |  | 0 | 56520752 |  |  |  |  | Laser Imagers | 46004 | DRYPIX 5000 | FUJI PHOTO FILM CO LTD | 0
CHRISTIANA |  | HOSPITAL-CH | 0 | 56320015 | DE |  |  |  | Laser Imagers | 42010 | DRYPIX 5000 | FUJI PHOTO FILM CO LTD | 180163
CHRISTIANA |  | CONCORD M.O.B. | 0 | 47230099 | PA |  |  |  | Laser Imagers | 42012 | DRYPIX 5000 | FUJI PHOTO FILM CO LTD | 180163
CHRISTIANA |  | CH-SURGI | 0 | HE105436 | DE |  |  |  | DRIVERS | 41288 | MD0100 | GYNE-TECH INSTRUMENT CORP | 0
CHRISTIANA |  | HOSPITAL-CH | 0 | 946 | DE |  |  |  | Irrigation/Distention Systems; Hysteroscopic | 30497 | MD0100 | JOHNSON & JOHNSON CORP | 0
CHRISTIANA |  | HOSPITAL-CH | 0 | 261044 | DE |  |  |  | Centrifuges | 37701 | ACC 100 | INTERPORE CROSS INTERNATIONAL | 9.99
CHRISTIANA |  | HOSPITAL-CH | 0 | 261017 | DE |  |  |  | Centrifuges | 37003 | ACC 100 | INTERPORE CROSS INTERNATIONAL | 0
CHRISTIANA |  | CANCER CENTER | 0 | 28407072034 | DE |  | 2007-08-05 20:00 |  | Radiographic Units; Mammography | 40854 | Selenia Console ASY-00669 | LORAD BREAST IMAGING A HOLOGIC CO | 160000
CHRISTIANA |  | HOSPITAL-WH | 0 | 28411061271 | DE |  |  |  | Radiographic Units; Mammography | 40855 | Selenia Console ASY-00669 | LORAD BREAST IMAGING A HOLOGIC CO | 160000
CHRISTIANA |  | HOSPITAL-CH | 0 | 16219483 | DE |  | 2008-09-09 20:00 |  | Infusion Pumps; Analgesic; Patient-Controlled | 44248 | LifeCare PCA Infusion System 20709 | HOSPIRA HEALTHCARE CORP | 3250
CHRISTIANA |  | HOSPITAL-CH | 0 | 16219530 | DE |  | 2008-09-09 20:00 |  | Infusion Pumps; Analgesic; Patient-Controlled | 44826 | LifeCare PCA Infusion System 20709 | HOSPIRA HEALTHCARE CORP | 3250
CHRISTIANA |  | HOSPITAL-CH | 0 | 16219601 | DE |  | 2008-09-09 20:00 |  | Infusion Pumps; Analgesic; Patient-Controlled | 44494 | LifeCare PCA Infusion System 20709 | HOSPIRA HEALTHCARE CORP | 3250
CHRISTIANA |  | HOSPITAL-CH | 0 | 16219484 | DE |  | 2008-09-09 20:00 |  | Infusion Pumps; Analgesic; Patient-Controlled | 44496 | LifeCare PCA Infusion System 20709 | HOSPIRA HEALTHCARE CORP | 3250
CHRISTIANA |  | HOSPITAL-CH | 0 | 16217735 | DE |  | 2008-09-09 20:00 |  | Infusion Pumps; Analgesic; Patient-Controlled | 42023 | LifeCare PCA Infusion System 20709 | HOSPIRA HEALTHCARE CORP | 3250
CHRISTIANA |  | HOSPITAL-CH | 0 | 16219517 | DE |  | 2008-09-09 20:00 |  | Infusion Pumps; Analgesic; Patient-Controlled | 44821 | LifeCare PCA Infusion System 20709 | HOSPIRA HEALTHCARE CORP | 3250
CHRISTIANA |  | HOSPITAL-CH | 0 | 16219482 | DE |  | 2008-09-09 20:00 |  | Infusion Pumps; Analgesic; Patient-Controlled | 44491 | LifeCare PCA Infusion System 20709 | HOSPIRA HEALTHCARE CORP | 3250
CHRISTIANA |  | HOSPITAL-WH | 0 | 16219516 | DE |  | 2008-09-09 20:00 |  | Infusion Pumps; Analgesic; Patient-Controlled | 44247 | LifeCare PCA Infusion System 20709 | HOSPIRA HEALTHCARE CORP | 3250 | Purchased
CHRISTIANA |  | HOSPITAL-WH | 0 | 16219503 | DE |  | 2008-09-09 20:00 |  | Infusion Pumps; Analgesic; Patient-Controlled | 44252 | LifeCare PCA Infusion System 20709 | HOSPIRA HEALTHCARE CORP | 3250
CHRISTIANA |  | HOSPITAL-CH | 0 | 16224312 | DE |  | 2008-09-09 20:00 |  | Infusion Pumps; Analgesic; Patient-Controlled | 44837 | LifeCare PCA Infusion System 20709 | HOSPIRA HEALTHCARE CORP | 3250
CHRISTIANA |  | HOSPITAL-CH | 0 | 16219618 | DE |  | 2008-09-09 20:00 |  | Infusion Pumps; Analgesic; Patient-Controlled | 44495 | LifeCare PCA Infusion System 20709 | HOSPIRA HEALTHCARE CORP | 3250
CHRISTIANA |  | HOSPITAL-CH | 0 | 16219613 | DE |  |  |  | Infusion Pumps; Analgesic; Patient-Controlled | 44497 | LifeCare PCA Infusion System 20709 | HOSPIRA HEALTHCARE CORP | 3250
CHRISTIANA |  | HOSPITAL-WH | 0 | 16217632 | DE |  | 2008-09-09 20:00 |  | Infusion Pumps; Analgesic; Patient-Controlled | 42024 | LifeCare PCA Infusion System 20709 | HOSPIRA HEALTHCARE CORP | 3250
CHRISTIANA |  | HOSPITAL-WH | 0 | 16219518 | DE |  |  |  | Infusion Pumps; Analgesic; Patient-Controlled | 44254 | LifeCare PCA Infusion System 20709 | HOSPIRA HEALTHCARE CORP | 3250
CHRISTIANA |  | CH-SURGI | 0 | 16219549 | DE |  | 2008-09-09 20:00 |  | Infusion Pumps; Analgesic; Patient-Controlled | 44258 | LifeCare PCA Infusion System 20709 | HOSPIRA HEALTHCARE CORP | 3250
CHRISTIANA |  | HOSPITAL-CH | 0 | 16218991 | DE |  | 2008-09-09 20:00 |  | Infusion Pumps; Analgesic; Patient-Controlled | 44498 | LifeCare PCA Infusion System 20709 | HOSPIRA HEALTHCARE CORP | 3250
CHRISTIANA |  | HOSPITAL-CH | 0 | 16219479 | DE |  | 2008-09-09 20:00 |  | Infusion Pumps; Analgesic; Patient-Controlled | 44687 | LifeCare PCA Infusion System 20709 | HOSPIRA HEALTHCARE CORP | 3250
CHRISTIANA |  | HOSPITAL-WH | 0 | 16219580 | DE |  | 2008-09-09 20:00 |  | Infusion Pumps; Analgesic; Patient-Controlled | 44012 | LifeCare PCA Infusion System 20709 | HOSPIRA HEALTHCARE CORP | 3250
CHRISTIANA |  | HOSPITAL-CH | 0 | 16219433 | DE |  | 2008-09-09 20:00 |  | Infusion Pumps; Analgesic; Patient-Controlled | 44255 | LifeCare PCA Infusion System 20709 | HOSPIRA HEALTHCARE CORP | 3250
CHRISTIANA |  | HOSPITAL-CH | 0 | 16219536 | DE |  |  |  | Infusion Pumps; Analgesic; Patient-Controlled | 44499 | LifeCare PCA Infusion System 20709 | HOSPIRA HEALTHCARE CORP | 3250
CHRISTIANA |  | HOSPITAL-CH | 0 | 16219521 | DE |  | 2008-09-09 20:00 |  | Infusion Pumps; Analgesic; Patient-Controlled | 44810 | LifeCare PCA Infusion System 20709 | HOSPIRA HEALTHCARE CORP | 3250
CHRISTIANA |  | HOSPITAL-CH | 0 | 16219525 | DE |  | 2008-09-09 20:00 |  | Infusion Pumps; Analgesic; Patient-Controlled | 44811 | LifeCare PCA Infusion System 20709 | HOSPIRA HEALTHCARE CORP | 3250
CHRISTIANA |  | HOSPITAL-CH | 0 | 16219576 | DE |  | 2008-09-09 20:00 |  | Infusion Pumps; Analgesic; Patient-Controlled | 44459 | LifeCare PCA Infusion System 20709 | HOSPIRA HEALTHCARE CORP | 3250
CHRISTIANA |  | HOSPITAL-CH | 0 | 16219450 | DE |  | 2008-09-09 20:00 |  | Infusion Pumps; Analgesic; Patient-Controlled | 44194 | LifeCare PCA Infusion System 20709 | HOSPIRA HEALTHCARE CORP | 3250
CHRISTIANA |  | HOSPITAL-CH | 0 | 16219524 | DE |  | 2008-09-09 20:00 |  | Infusion Pumps; Analgesic; Patient-Controlled | 44685 | LifeCare PCA Infusion System 20709 | HOSPIRA HEALTHCARE CORP | 3250
CHRISTIANA |  | HOSPITAL-WH | 0 | 16219538 | DE |  | 2008-09-09 20:00 |  | Infusion Pumps; Analgesic; Patient-Controlled | 44831 | LifeCare PCA Infusion System 20709 | HOSPIRA HEALTHCARE CORP | 3250
CHRISTIANA |  | HOSPITAL-CH | 0 | 16219447 | DE |  | 2008-09-09 20:00 |  | Infusion Pumps; Analgesic; Patient-Controlled | 44196 | LifeCare PCA Infusion System 20709 | HOSPIRA HEALTHCARE CORP | 3250
CHRISTIANA |  | HOSPITAL-WH | 0 | 16219458 | DE |  | 2008-09-09 20:00 |  | Infusion Pumps; Analgesic; Patient-Controlled | 44200 | LifeCare PCA Infusion System 20709 | HOSPIRA HEALTHCARE CORP | 3250
CHRISTIANA |  | HOSPITAL-CH | 0 | 16219597 | DE |  |  |  | Infusion Pumps; Analgesic; Patient-Controlled | 44460 | LifeCare PCA Infusion System 20709 | HOSPIRA HEALTHCARE CORP | 3250
CHRISTIANA |  | HOSPITAL-WH | 0 | 16219550 | DE |  | 2008-09-09 20:00 |  | Infusion Pumps; Analgesic; Patient-Controlled | 44259 | LifeCare PCA Infusion System 20709 | HOSPIRA HEALTHCARE CORP | 3250
CHRISTIANA |  | HOSPITAL-WH | 0 | 16219431 | DE |  | 2008-09-09 20:00 |  | Infusion Pumps; Analgesic; Patient-Controlled | 44193 | LifeCare PCA Infusion System 20709 | HOSPIRA HEALTHCARE CORP | 3250
CHRISTIANA |  | HOSPITAL-WH | 0 | 16219430 | DE |  | 2008-09-09 20:00 |  | Infusion Pumps; Analgesic; Patient-Controlled | 44199 | LifeCare PCA Infusion System 20709 | HOSPIRA HEALTHCARE CORP | 3250 | Purchased
CHRISTIANA |  | HOSPITAL-WH | 0 | 16219488 | DE |  | 2008-09-09 20:00 |  | Infusion Pumps; Analgesic; Patient-Controlled | 44257 | LifeCare PCA Infusion System 20709 | HOSPIRA HEALTHCARE CORP | 3250
CHRISTIANA |  | HOSPITAL-CH | 0 | 16219566 | DE |  |  |  | Infusion Pumps; Analgesic; Patient-Controlled | 44461 | LifeCare PCA Infusion System 20709 | HOSPIRA HEALTHCARE CORP | 3250
CHRISTIANA |  | HOSPITAL-CH | 0 | 16219496 | DE |  | 2008-09-09 20:00 |  | Infusion Pumps; Analgesic; Patient-Controlled | 44680 | LifeCare PCA Infusion System 20709 | HOSPIRA HEALTHCARE CORP | 3250
CHRISTIANA |  | HOSPITAL-CH | 0 | 16219557 | DE |  | 2008-09-09 20:00 |  | Infusion Pumps; Analgesic; Patient-Controlled | 44815 | LifeCare PCA Infusion System 20709 | HOSPIRA HEALTHCARE CORP | 3250
CHRISTIANA |  | HOSPITAL-WH | 0 | 16219605 | DE |  | 2008-09-09 20:00 |  | Infusion Pumps; Analgesic; Patient-Controlled | 44679 | LifeCare PCA Infusion System 20709 | HOSPIRA HEALTHCARE CORP | 3250
CHRISTIANA |  | HOSPITAL-CH | 0 | 16219426 | DE |  | 2008-09-09 20:00 |  | Infusion Pumps; Analgesic; Patient-Controlled | 44203 | LifeCare PCA Infusion System 20709 | HOSPIRA HEALTHCARE CORP | 3250
CHRISTIANA |  | HOSPITAL-CH | 0 | 16219546 | DE |  | 2008-09-09 20:00 |  | Infusion Pumps; Analgesic; Patient-Controlled | 44212 | LifeCare PCA Infusion System 20709 | HOSPIRA HEALTHCARE CORP | 3250
CHRISTIANA |  | HOSPITAL-CH | 0 | 16219606 | DE |  | 2008-09-09 20:00 |  | Infusion Pumps; Analgesic; Patient-Controlled | 44492 | LifeCare PCA Infusion System 20709 | HOSPIRA HEALTHCARE CORP | 3250
CHRISTIANA |  | HOSPITAL-WH | 0 | 16219445 | DE |  | 2008-09-09 20:00 |  | Infusion Pumps; Analgesic; Patient-Controlled | 44202 | LifeCare PCA Infusion System 20709 | HOSPIRA HEALTHCARE CORP | 3250
CHRISTIANA |  | HOSPITAL-CH | 0 | 16219499 | DE |  | 2008-09-09 20:00 |  | Infusion Pumps; Analgesic; Patient-Controlled | 44209 | LifeCare PCA Infusion System 20709 | HOSPIRA HEALTHCARE CORP | 3250
CHRISTIANA |  | HOSPITAL-CH | 0 | 16219500 | DE |  | 2008-09-09 20:00 |  | Infusion Pumps; Analgesic; Patient-Controlled | 44493 | LifeCare PCA Infusion System 20709 | HOSPIRA HEALTHCARE CORP | 3250
CHRISTIANA |  | HOSPITAL-WH | 0 | 16219514 | DE |  | 2008-09-09 20:00 |  | Infusion Pumps; Analgesic; Patient-Controlled | 44382 | LifeCare PCA Infusion System 20709 | HOSPIRA HEALTHCARE CORP | 3250
CHRISTIANA |  | HOSPITAL-CH | 0 | 16225232 | DE |  | 2008-09-09 20:00 |  | Infusion Pumps; Analgesic; Patient-Controlled | 44838 | LifeCare PCA Infusion System 20709 | HOSPIRA HEALTHCARE CORP | 3250
CHRISTIANA |  | HOSPITAL-CH | 0 | 16219528 | DE |  | 2008-09-09 20:00 |  | Infusion Pumps; Analgesic; Patient-Controlled | 44678 | LifeCare PCA Infusion System 20709 | HOSPIRA HEALTHCARE CORP | 3250
CHRISTIANA |  | HOSPITAL-CH | 0 | 16219543 | DE |  | 2008-09-09 20:00 |  | Infusion Pumps; Analgesic; Patient-Controlled | 44689 | LifeCare PCA Infusion System 20709 | HOSPIRA HEALTHCARE CORP | 3250
CHRISTIANA |  | HOSPITAL-CH | 0 | 16219532 | DE |  | 2008-09-09 20:00 |  | Infusion Pumps; Analgesic; Patient-Controlled | 44827 | LifeCare PCA Infusion System 20709 | HOSPIRA HEALTHCARE CORP | 3250
CHRISTIANA |  | HOSPITAL-CH | 0 | 16219531 | DE |  | 2008-09-09 20:00 |  | Infusion Pumps; Analgesic; Patient-Controlled | 44688 | LifeCare PCA Infusion System 20709 | HOSPIRA HEALTHCARE CORP | 3250
CHRISTIANA |  | HOSPITAL-CH | 0 | 16219534 | DE |  | 2008-09-09 20:00 |  | Infusion Pumps; Analgesic; Patient-Controlled | 44812 | LifeCare PCA Infusion System 20709 | HOSPIRA HEALTHCARE CORP | 3250
CHRISTIANA |  | HOSPITAL-CH | 0 | 16219523 | DE |  | 2008-09-09 20:00 |  | Infusion Pumps; Analgesic; Patient-Controlled | 44686 | LifeCare PCA Infusion System 20709 | HOSPIRA HEALTHCARE CORP | 3250
CHRISTIANA |  | HOSPITAL-CH | 0 | 16219540 | DE |  | 2008-09-09 20:00 |  | Infusion Pumps; Analgesic; Patient-Controlled | 44832 | LifeCare PCA Infusion System 20709 | HOSPIRA HEALTHCARE CORP | 3250
CHRISTIANA |  | HOSPITAL-CH | 0 | 16219569 | DE |  |  |  | Infusion Pumps; Analgesic; Patient-Controlled | 44472 | LifeCare PCA Infusion System 20709 | HOSPIRA HEALTHCARE CORP | 3250
CHRISTIANA |  | HOSPITAL-WH | 0 | 16219542 | DE |  | 2008-09-09 20:00 |  | Infusion Pumps; Analgesic; Patient-Controlled | 44823 | LifeCare PCA Infusion System 20709 | HOSPIRA HEALTHCARE CORP | 3250
CHRISTIANA |  | HOSPITAL-CH | 0 | 16219533 | DE |  | 2008-09-09 20:00 |  | Infusion Pumps; Analgesic; Patient-Controlled | 44816 | LifeCare PCA Infusion System 20709 | HOSPIRA HEALTHCARE CORP | 3250
CHRISTIANA |  | HOSPITAL-CH | 0 | 16219642 | DE |  | 2008-09-09 20:00 |  | Infusion Pumps; Analgesic; Patient-Controlled | 44208 | LifeCare PCA Infusion System 20709 | HOSPIRA HEALTHCARE CORP | 3250
CHRISTIANA |  | HOSPITAL-CH | 0 | 16219501 | DE |  | 2008-09-09 20:00 |  | Infusion Pumps; Analgesic; Patient-Controlled | 44233 | LifeCare PCA Infusion System 20709 | HOSPIRA HEALTHCARE CORP | 3250
CHRISTIANA |  | HOSPITAL-CH | 0 | 16219552 | DE |  | 2008-09-09 20:00 |  | Infusion Pumps; Analgesic; Patient-Controlled | 44235 | LifeCare PCA Infusion System 20709 | HOSPIRA HEALTHCARE CORP | 3250
CHRISTIANA |  | HOSPITAL-CH | 0 | 16219519 | DE |  | 2008-09-09 20:00 |  | Infusion Pumps; Analgesic; Patient-Controlled | 44217 | LifeCare PCA Infusion System 20709 | HOSPIRA HEALTHCARE CORP | 3250
CHRISTIANA |  | HOSPITAL-CH | 0 | 16219448 | DE |  | 2008-09-09 20:00 |  | Infusion Pumps; Analgesic; Patient-Controlled | 44221 | LifeCare PCA Infusion System 20709 | HOSPIRA HEALTHCARE CORP | 3250
CHRISTIANA |  | HOSPITAL-CH | 0 | 16219608 | DE |  | 2008-09-09 20:00 |  | Infusion Pumps; Analgesic; Patient-Controlled | 44819 | LifeCare PCA Infusion System 20709 | HOSPIRA HEALTHCARE CORP | 3250
CHRISTIANA |  | HOSPITAL-CH | 0 | 16219504 | DE |  | 2008-09-09 20:00 |  | Infusion Pumps; Analgesic; Patient-Controlled | 44246 | LifeCare PCA Infusion System 20709 | HOSPIRA HEALTHCARE CORP | 3250
CHRISTIANA |  | HOSPITAL-CH | 0 | 16219511 | DE |  | 2008-09-09 20:00 |  | Infusion Pumps; Analgesic; Patient-Controlled | 44210 | LifeCare PCA Infusion System 20709 | HOSPIRA HEALTHCARE CORP | 3250
CHRISTIANA |  | HOSPITAL-WH | 0 | 16219610 | DE |  | 2008-09-09 20:00 |  | Infusion Pumps; Analgesic; Patient-Controlled | 44234 | LifeCare PCA Infusion System 20709 | HOSPIRA HEALTHCARE CORP | 3250
CHRISTIANA |  | HOSPITAL-CH | 0 | 16219615 | DE |  |  |  | Infusion Pumps; Analgesic; Patient-Controlled | 44237 | LifeCare PCA Infusion System 20709 | HOSPIRA HEALTHCARE CORP | 3250
CHRISTIANA |  | HOSPITAL-WH | 0 | 16219515 | DE |  | 2008-09-09 20:00 |  | Infusion Pumps; Analgesic; Patient-Controlled | 44214 | LifeCare PCA Infusion System 20709 | HOSPIRA HEALTHCARE CORP | 3250
CHRISTIANA |  | HOSPITAL-CH | 0 | 16219443 | DE |  | 2008-09-09 20:00 |  | Infusion Pumps; Analgesic; Patient-Controlled | 44220 | LifeCare PCA Infusion System 20709 | HOSPIRA HEALTHCARE CORP | 3250
CHRISTIANA |  | HOSPITAL-CH | 0 | 16219560 | DE |  | 2008-09-09 20:00 |  | Infusion Pumps; Analgesic; Patient-Controlled | 44824 | LifeCare PCA Infusion System 20709 | HOSPIRA HEALTHCARE CORP | 3250
CHRISTIANA |  | HOSPITAL-CH | 0 | 16219526 | DE |  | 2008-09-09 20:00 |  | Infusion Pumps; Analgesic; Patient-Controlled | 44500 | LifeCare PCA Infusion System 20709 | HOSPIRA HEALTHCARE CORP | 3250
CHRISTIANA |  | HOSPITAL-CH | 0 | 16219547 | DE |  | 2008-09-09 20:00 |  | Infusion Pumps; Analgesic; Patient-Controlled | 44211 | LifeCare PCA Infusion System 20709 | HOSPIRA HEALTHCARE CORP | 3250
CHRISTIANA |  | HOSPITAL-CH | 0 | 16219513 | DE |  | 2008-09-09 20:00 |  | Infusion Pumps; Analgesic; Patient-Controlled | 44215 | LifeCare PCA Infusion System 20709 | HOSPIRA HEALTHCARE CORP | 3250
CHRISTIANA |  | HOSPITAL-CH | 0 | 16219485 | DE |  | 2008-09-09 20:00 |  | Infusion Pumps; Analgesic; Patient-Controlled | 44828 | LifeCare PCA Infusion System 20709 | HOSPIRA HEALTHCARE CORP | 3250
CHRISTIANA |  | HOSPITAL-WH | 0 | 16219480 | DE |  | 2008-09-09 20:00 |  | Infusion Pumps; Analgesic; Patient-Controlled | 44829 | LifeCare PCA Infusion System 20709 | HOSPIRA HEALTHCARE CORP | 3250
CHRISTIANA |  | HOSPITAL-CH | 0 | 16219510 | DE |  | 2008-09-09 20:00 |  | Infusion Pumps; Analgesic; Patient-Controlled | 44239 | LifeCare PCA Infusion System 20709 | HOSPIRA HEALTHCARE CORP | 3250
CHRISTIANA |  | HOSPITAL-CH | 0 | 16219616 | DE |  | 2008-09-09 20:00 |  | Infusion Pumps; Analgesic; Patient-Controlled | 44249 | LifeCare PCA Infusion System 20709 | HOSPIRA HEALTHCARE CORP | 3250
CHRISTIANA |  | HOSPITAL-WH | 0 | 16219544 | DE |  | 2008-09-09 20:00 |  | Infusion Pumps; Analgesic; Patient-Controlled | 44225 | LifeCare PCA Infusion System 20709 | HOSPIRA HEALTHCARE CORP | 3250
CHRISTIANA |  | HOSPITAL-WH | 0 | 16219489 | DE |  | 2008-09-09 20:00 |  | Infusion Pumps; Analgesic; Patient-Controlled | 44227 | LifeCare PCA Infusion System 20709 | HOSPIRA HEALTHCARE CORP | 3250
CHRISTIANA |  | HOSPITAL-CH | 0 | 16219575 | DE |  | 2008-09-09 20:00 |  | Infusion Pumps; Analgesic; Patient-Controlled | 44476 | LifeCare PCA Infusion System 20709 | HOSPIRA HEALTHCARE CORP | 3250
CHRISTIANA |  | HOSPITAL-CH | 0 | 16219603 | DE |  | 2008-09-09 20:00 |  | Infusion Pumps; Analgesic; Patient-Controlled | 44501 | LifeCare PCA Infusion System 20709 | HOSPIRA HEALTHCARE CORP | 3250
CHRISTIANA |  | HOSPITAL-CH | 0 | 16219502 | DE |  | 2008-09-09 20:00 |  | Infusion Pumps; Analgesic; Patient-Controlled | 44213 | LifeCare PCA Infusion System 20709 | HOSPIRA HEALTHCARE CORP | 3250
CHRISTIANA |  | HOSPITAL-CH | 0 | 16219587 | DE |  | 2008-09-09 20:00 |  | Infusion Pumps; Analgesic; Patient-Controlled | 44216 | LifeCare PCA Infusion System 20709 | HOSPIRA HEALTHCARE CORP | 3250
CHRISTIANA |  | HOSPITAL-CH | 0 | 16219602 | DE |  | 2008-09-09 20:00 |  | Infusion Pumps; Analgesic; Patient-Controlled | 44241 | LifeCare PCA Infusion System 20709 | HOSPIRA HEALTHCARE CORP | 3250
CHRISTIANA |  | HOSPITAL-CH | 0 | 16219491 | DE |  | 2008-09-09 20:00 |  | Infusion Pumps; Analgesic; Patient-Controlled | 44250 | LifeCare PCA Infusion System 20709 | HOSPIRA HEALTHCARE CORP | 3250
CHRISTIANA |  | HOSPITAL-CH | 0 | 16219527 | DE |  | 2008-09-09 20:00 |  | Infusion Pumps; Analgesic; Patient-Controlled | 44808 | LifeCare PCA Infusion System 20709 | HOSPIRA HEALTHCARE CORP | 3250
CHRISTIANA |  | HOSPITAL-WH | 0 | 16219495 | DE |  | 2008-09-09 20:00 |  | Infusion Pumps; Analgesic; Patient-Controlled | 44223 | LifeCare PCA Infusion System 20709 | HOSPIRA HEALTHCARE CORP | 3250
CHRISTIANA |  | HOSPITAL-WH | 0 | 16219507 | DE |  | 2008-09-09 20:00 |  | Infusion Pumps; Analgesic; Patient-Controlled | 44226 | LifeCare PCA Infusion System 20709 | HOSPIRA HEALTHCARE CORP | 3250
CHRISTIANA |  | HOSPITAL-CH | 0 | 16214776 | DE |  | 2008-09-09 20:00 |  | Infusion Pumps; Analgesic; Patient-Controlled | 44839 | LifeCare PCA Infusion System 20709 | HOSPIRA HEALTHCARE CORP | 3250
CHRISTIANA |  | EDUCATION | 0 | 16219541 | DE |  | 2008-09-09 20:00 |  | Infusion Pumps; Analgesic; Patient-Controlled | 44683 | LifeCare PCA Infusion System 20709 | HOSPIRA HEALTHCARE CORP | 3250
CHRISTIANA |  | HOSPITAL-CH | 0 | 16219584 | DE |  | 2008-09-09 20:00 |  | Infusion Pumps; Analgesic; Patient-Controlled | 44477 | LifeCare PCA Infusion System 20709 | HOSPIRA HEALTHCARE CORP | 3250
CHRISTIANA |  | HOSPITAL-CH | 0 | 16219570 | DE |  | 2008-09-09 20:00 |  | Infusion Pumps; Analgesic; Patient-Controlled | 44468 | LifeCare PCA Infusion System 20709 | HOSPIRA HEALTHCARE CORP | 3250
CHRISTIANA |  | HOSPITAL-CH | 0 | 16219590 | DE |  | 2008-09-09 20:00 |  | Infusion Pumps; Analgesic; Patient-Controlled | 44470 | LifeCare PCA Infusion System 20709 | HOSPIRA HEALTHCARE CORP | 3250
CHRISTIANA |  | HOSPITAL-WH | 0 | 16219444 | DE |  | 2008-09-09 20:00 |  | Infusion Pumps; Analgesic; Patient-Controlled | 44218 | LifeCare PCA Infusion System 20709 | HOSPIRA HEALTHCARE CORP | 3250
CHRISTIANA |  | HOSPITAL-WH | 0 | 16219474 | DE |  | 2008-09-09 20:00 |  | Infusion Pumps; Analgesic; Patient-Controlled | 44222 | LifeCare PCA Infusion System 20709 | HOSPIRA HEALTHCARE CORP | 3250
CHRISTIANA |  | HOSPITAL-CH | 0 | 16219609 | DE |  | 2008-09-09 20:00 |  | Infusion Pumps; Analgesic; Patient-Controlled | 44236 | LifeCare PCA Infusion System 20709 | HOSPIRA HEALTHCARE CORP | 3250
CHRISTIANA |  | HOSPITAL-WH | 0 | 16219617 | DE |  |  |  | Infusion Pumps; Analgesic; Patient-Controlled | 44240 | LifeCare PCA Infusion System 20709 | HOSPIRA HEALTHCARE CORP | 3250
CHRISTIANA |  | HOSPITAL-CH | 0 | 16219457 | DE |  |  |  | Infusion Pumps; Analgesic; Patient-Controlled | 44219 | LifeCare PCA Infusion System 20709 | HOSPIRA HEALTHCARE CORP | 3250
CHRISTIANA |  | HOSPITAL-WH | 0 | 16219567 | DE |  | 2008-09-09 20:00 |  | Infusion Pumps; Analgesic; Patient-Controlled | 44224 | LifeCare PCA Infusion System 20709 | HOSPIRA HEALTHCARE CORP | 3250
CHRISTIANA |  | HOSPITAL-WH | 0 | 16219614 | DE |  | 2008-09-09 20:00 |  | Infusion Pumps; Analgesic; Patient-Controlled | 44231 | LifeCare PCA Infusion System 20709 | HOSPIRA HEALTHCARE CORP | 3250
CHRISTIANA |  | HOSPITAL-CH | 0 | 16219604 | DE |  | 2008-09-09 20:00 |  | Infusion Pumps; Analgesic; Patient-Controlled | 44238 | LifeCare PCA Infusion System 20709 | HOSPIRA HEALTHCARE CORP | 3250
CHRISTIANA |  | HOSPITAL-CH | 0 | 16219522 | DE |  | 2008-09-09 20:00 |  | Infusion Pumps; Analgesic; Patient-Controlled | 44813 | LifeCare PCA Infusion System 20709 | HOSPIRA HEALTHCARE CORP | 3250
CHRISTIANA |  | HOSPITAL-CH | 0 | 16219578 | DE |  | 2008-09-09 20:00 |  | Infusion Pumps; Analgesic; Patient-Controlled | 44473 | LifeCare PCA Infusion System 20709 | HOSPIRA HEALTHCARE CORP | 3250
CHRISTIANA |  | HOSPITAL-CH | 0 | 16219545 | DE |  | 2008-09-09 20:00 |  | Infusion Pumps; Analgesic; Patient-Controlled | 44228 | LifeCare PCA Infusion System 20709 | HOSPIRA HEALTHCARE CORP | 3250
CHRISTIANA |  | EDUCATION | 0 | 16219651 | DE |  | 2008-09-09 20:00 |  | Infusion Pumps; Analgesic; Patient-Controlled | 44682 | LifeCare PCA Infusion System 20709 | HOSPIRA HEALTHCARE CORP | 3250
CHRISTIANA |  | HOSPITAL-CH | 0 | 16219535 | DE |  |  |  | Infusion Pumps; Analgesic; Patient-Controlled | 44817 | LifeCare PCA Infusion System 20709 | HOSPIRA HEALTHCARE CORP | 3250
CHRISTIANA |  | HOSPITAL-WH | 0 | 16219493 | DE |  | 2008-09-09 20:00 |  | Infusion Pumps; Analgesic; Patient-Controlled | 44243 | LifeCare PCA Infusion System 20709 | HOSPIRA HEALTHCARE CORP | 3250
CHRISTIANA |  | HOSPITAL-WH | 0 | 16219506 | DE |  | 2008-09-09 20:00 |  | Infusion Pumps; Analgesic; Patient-Controlled | 44245 | LifeCare PCA Infusion System 20709 | HOSPIRA HEALTHCARE CORP | 3250
CHRISTIANA |  | HOSPITAL-CH | 0 | 16219599 | DE |  | 2008-09-09 20:00 |  | Infusion Pumps; Analgesic; Patient-Controlled | 44471 | LifeCare PCA Infusion System 20709 | HOSPIRA HEALTHCARE CORP | 3250
CHRISTIANA |  | HOSPITAL-CH | 0 | 16219562 | DE |  | 2008-09-09 20:00 |  | Infusion Pumps; Analgesic; Patient-Controlled | 44229 | LifeCare PCA Infusion System 20709 | HOSPIRA HEALTHCARE CORP | 3250
CHRISTIANA |  | HOSPITAL-CH | 0 | 16219497 | DE |  | 2008-09-09 20:00 |  | Infusion Pumps; Analgesic; Patient-Controlled | 44232 | LifeCare PCA Infusion System 20709 | HOSPIRA HEALTHCARE CORP | 3250
CHRISTIANA |  | HOSPITAL-CH | 0 | 16219548 | DE |  | 2008-09-09 20:00 |  | Infusion Pumps; Analgesic; Patient-Controlled | 44242 | LifeCare PCA Infusion System 20709 | HOSPIRA HEALTHCARE CORP | 3250
CHRISTIANA |  | HOSPITAL-WH | 0 | 16219494 | DE |  | 2008-09-09 20:00 |  | Infusion Pumps; Analgesic; Patient-Controlled | 44244 | LifeCare PCA Infusion System 20709 | HOSPIRA HEALTHCARE CORP | 3250
CHRISTIANA |  | HOSPITAL-CH | 0 | 16219596 | DE |  | 2008-09-09 20:00 |  | Infusion Pumps; Analgesic; Patient-Controlled | 44452 | LifeCare PCA Infusion System 20709 | HOSPIRA HEALTHCARE CORP | 3250
CHRISTIANA |  | HOSPITAL-CH | 0 | 16219611 | DE |  | 2008-09-09 20:00 |  | Infusion Pumps; Analgesic; Patient-Controlled | 44454 | LifeCare PCA Infusion System 20709 | HOSPIRA HEALTHCARE CORP | 3250
CHRISTIANA |  | HOSPITAL-WH | 0 | 16219486 | DE |  | 2008-09-09 20:00 |  | Infusion Pumps; Analgesic; Patient-Controlled | 44207 | LifeCare PCA Infusion System 20709 | HOSPIRA HEALTHCARE CORP | 3250
CHRISTIANA |  | HOSPITAL-CH | 0 | 16219556 | DE |  | 2008-09-09 20:00 |  | Infusion Pumps; Analgesic; Patient-Controlled | 44825 | LifeCare PCA Infusion System 20709 | HOSPIRA HEALTHCARE CORP | 3250
CHRISTIANA |  | HOSPITAL-CH | 0 | 16219591 | DE |  | 2008-09-09 20:00 |  | Infusion Pumps; Analgesic; Patient-Controlled | 44487 | LifeCare PCA Infusion System 20709 | HOSPIRA HEALTHCARE CORP | 3250
CHRISTIANA |  | HOSPITAL-CH | 0 | 16219582 | DE |  | 2008-09-09 20:00 |  | Infusion Pumps; Analgesic; Patient-Controlled | 44489 | LifeCare PCA Infusion System 20709 | HOSPIRA HEALTHCARE CORP | 3250
CHRISTIANA |  | HOSPITAL-CH | 0 | 16219600 | DE |  | 2008-09-09 20:00 |  | Infusion Pumps; Analgesic; Patient-Controlled | 44453 | LifeCare PCA Infusion System 20709 | HOSPIRA HEALTHCARE CORP | 3250
CHRISTIANA |  | HOSPITAL-WH | 0 | 16219563 | DE |  | 2008-09-09 20:00 |  | Infusion Pumps; Analgesic; Patient-Controlled | 44455 | LifeCare PCA Infusion System 20709 | HOSPIRA HEALTHCARE CORP | 3250
CHRISTIANA |  | HOSPITAL-CH | 0 | 16219441 | DE |  | 2008-09-09 20:00 |  | Infusion Pumps; Analgesic; Patient-Controlled | 44820 | LifeCare PCA Infusion System 20709 | HOSPIRA HEALTHCARE CORP | 3250
CHRISTIANA |  | HOSPITAL-CH | 0 | 16219498 | DE |  | 2008-09-09 20:00 |  | Infusion Pumps; Analgesic; Patient-Controlled | 44467 | LifeCare PCA Infusion System 20709 | HOSPIRA HEALTHCARE CORP | 3250
CHRISTIANA |  | HOSPITAL-WH | 0 | 16219429 | DE |  | 2008-09-09 20:00 |  | Infusion Pumps; Analgesic; Patient-Controlled | 44206 | LifeCare PCA Infusion System 20709 | HOSPIRA HEALTHCARE CORP | 3250
CHRISTIANA |  | HOSPITAL-WH | 0 | 16219583 | DE |  | 2008-09-09 20:00 |  | Infusion Pumps; Analgesic; Patient-Controlled | 44488 | LifeCare PCA Infusion System 20709 | HOSPIRA HEALTHCARE CORP | 3250
CHRISTIANA |  | HOSPITAL-WH | 0 | 16219574 | DE |  | 2008-09-09 20:00 |  | Infusion Pumps; Analgesic; Patient-Controlled | 44490 | LifeCare PCA Infusion System 20709 | HOSPIRA HEALTHCARE CORP | 3250
CHRISTIANA |  | HOSPITAL-CH | 0 | 19352941 | DE |  | 2008-09-09 20:00 |  | Infusion Pumps; Analgesic; Patient-Controlled | 44836 | LifeCare PCA Infusion System 20709 | HOSPIRA HEALTHCARE CORP | 3250
CHRISTIANA |  | HOSPITAL-CH | 0 | 16219529 | DE |  | 2008-09-09 20:00 |  | Infusion Pumps; Analgesic; Patient-Controlled | 44809 | LifeCare PCA Infusion System 20709 | HOSPIRA HEALTHCARE CORP | 3250
CHRISTIANA |  | HOSPITAL-CH | 0 | 16219595 | DE |  | 2008-09-09 20:00 |  | Infusion Pumps; Analgesic; Patient-Controlled | 44456 | LifeCare PCA Infusion System 20709 | HOSPIRA HEALTHCARE CORP | 3250
CHRISTIANA |  | HOSPITAL-CH | 0 | 16219592 | DE |  | 2008-09-09 20:00 |  | Infusion Pumps; Analgesic; Patient-Controlled | 44458 | LifeCare PCA Infusion System 20709 | HOSPIRA HEALTHCARE CORP | 3250
CHRISTIANA |  | HOSPITAL-WH | 0 | 15568908 | DE |  | 2008-09-09 20:00 |  | Infusion Pumps; Analgesic; Patient-Controlled | 44840 | LifeCare PCA Infusion System 20709 | HOSPIRA HEALTHCARE CORP | 3250
CHRISTIANA |  | HOSPITAL-CH | 0 | 16219577 | DE |  | 2019-03-29 08:00 |  | Infusion Pumps; Analgesic; Patient-Controlled | 44475 | LifeCare PCA Infusion System 20709 | HOSPIRA HEALTHCARE CORP | 3250
CHRISTIANA |  | HOSPITAL-CH | 0 | 16219565 | DE |  | 2008-09-09 20:00 |  | Infusion Pumps; Analgesic; Patient-Controlled | 44457 | LifeCare PCA Infusion System 20709 | HOSPIRA HEALTHCARE CORP | 3250
CHRISTIANA |  | HOSPITAL-CH | 0 | 16219586 | DE |  | 2008-09-09 20:00 |  | Infusion Pumps; Analgesic; Patient-Controlled | 44474 | LifeCare PCA Infusion System 20709 | HOSPIRA HEALTHCARE CORP | 3250
CHRISTIANA |  | HOSPITAL-WH | 0 | 16219585 | DE |  | 2008-09-09 20:00 |  | Infusion Pumps; Analgesic; Patient-Controlled | 44478 | LifeCare PCA Infusion System 20709 | HOSPIRA HEALTHCARE CORP | 3250
CHRISTIANA |  | HOSPITAL-CH | 0 | 16219508 | DE |  | 2008-09-09 20:00 |  | Infusion Pumps; Analgesic; Patient-Controlled | 44251 | LifeCare PCA Infusion System 20709 | HOSPIRA HEALTHCARE CORP | 3250
CHRISTIANA |  | HOSPITAL-CH | 0 | 16219492 | DE |  | 2008-09-09 20:00 |  | Infusion Pumps; Analgesic; Patient-Controlled | 44256 | LifeCare PCA Infusion System 20709 | HOSPIRA HEALTHCARE CORP | 3250
CHRISTIANA |  | HOSPITAL-WH | 0 | 16219453 | DE |  | 2008-09-09 20:00 |  | Infusion Pumps; Analgesic; Patient-Controlled | 44197 | LifeCare PCA Infusion System 20709 | HOSPIRA HEALTHCARE CORP | 3250
CHRISTIANA |  | HOSPITAL-WH | 0 | 16219589 | DE |  | 2008-09-09 20:00 |  | Infusion Pumps; Analgesic; Patient-Controlled | 44479 | LifeCare PCA Infusion System 20709 | HOSPIRA HEALTHCARE CORP | 3250
CHRISTIANA |  | HOSPITAL-CH | 0 | 16219581 | DE |  |  |  | Infusion Pumps; Analgesic; Patient-Controlled | 44481 | LifeCare PCA Infusion System 20709 | HOSPIRA HEALTHCARE CORP | 3250
CHRISTIANA |  | HOSPITAL-CH | 0 | 16219554 | DE |  | 2008-09-09 20:00 |  | Infusion Pumps; Analgesic; Patient-Controlled | 44684 | LifeCare PCA Infusion System 20709 | HOSPIRA HEALTHCARE CORP | 3250
CHRISTIANA |  | HOSPITAL-CH | 0 | 16219555 | DE |  | 2008-09-09 20:00 |  | Infusion Pumps; Analgesic; Patient-Controlled | 44814 | LifeCare PCA Infusion System 20709 | HOSPIRA HEALTHCARE CORP | 3250
CHRISTIANA |  | HOSPITAL-CH | 0 | 16219598 | DE |  | 2008-09-09 20:00 |  | Infusion Pumps; Analgesic; Patient-Controlled | 44469 | LifeCare PCA Infusion System 20709 | HOSPIRA HEALTHCARE CORP | 3250
CHRISTIANA |  | HOSPITAL-CH | 0 | 16219539 | DE |  | 2008-09-09 20:00 |  | Infusion Pumps; Analgesic; Patient-Controlled | 44830 | LifeCare PCA Infusion System 20709 | HOSPIRA HEALTHCARE CORP | 3250
CHRISTIANA |  | HOSPITAL-CH | 0 | 16219505 | DE |  | 2008-09-09 20:00 |  | Infusion Pumps; Analgesic; Patient-Controlled | 44253 | LifeCare PCA Infusion System 20709 | HOSPIRA HEALTHCARE CORP | 3250
CHRISTIANA |  | HOSPITAL-WH | 0 | 16219424 | DE |  | 2008-09-09 20:00 |  | Infusion Pumps; Analgesic; Patient-Controlled | 44195 | LifeCare PCA Infusion System 20709 | HOSPIRA HEALTHCARE CORP | 3250
CHRISTIANA |  | HOSPITAL-CH | 0 | 16219593 | DE |  | 2008-09-09 20:00 |  | Infusion Pumps; Analgesic; Patient-Controlled | 44480 | LifeCare PCA Infusion System 20709 | HOSPIRA HEALTHCARE CORP | 3250
CHRISTIANA |  | HOSPITAL-CH | 0 | 16219564 | DE |  | 2008-09-09 20:00 |  | Infusion Pumps; Analgesic; Patient-Controlled | 44482 | LifeCare PCA Infusion System 20709 | HOSPIRA HEALTHCARE CORP | 3250
CHRISTIANA |  | HOSPITAL-WH | 0 | 16219455 | DE |  | 2008-09-09 20:00 |  | Infusion Pumps; Analgesic; Patient-Controlled | 44201 | LifeCare PCA Infusion System 20709 | HOSPIRA HEALTHCARE CORP | 3250
CHRISTIANA |  | HOSPITAL-CH | 0 | 16219476 | DE |  | 2008-09-09 20:00 |  | Infusion Pumps; Analgesic; Patient-Controlled | 44205 | LifeCare PCA Infusion System 20709 | HOSPIRA HEALTHCARE CORP | 3250
CHRISTIANA |  | HOSPITAL-CH | 0 | 16219571 | DE |  | 2008-09-09 20:00 |  | Infusion Pumps; Analgesic; Patient-Controlled | 44483 | LifeCare PCA Infusion System 20709 | HOSPIRA HEALTHCARE CORP | 3250
CHRISTIANA |  | HOSPITAL-CH | 0 | 16219573 | DE |  | 2008-09-09 20:00 |  | Infusion Pumps; Analgesic; Patient-Controlled | 44485 | LifeCare PCA Infusion System 20709 | HOSPIRA HEALTHCARE CORP | 3250
CHRISTIANA |  | HOSPITAL-CH | 0 | 16219607 | DE |  | 2008-09-09 20:00 |  | Infusion Pumps; Analgesic; Patient-Controlled | 44451 | LifeCare PCA Infusion System 20709 | HOSPIRA HEALTHCARE CORP | 3250
CHRISTIANA |  | HOSPITAL-CH | 0 | 16219490 | DE |  | 2008-09-09 20:00 |  | Infusion Pumps; Analgesic; Patient-Controlled | 44681 | LifeCare PCA Infusion System 20709 | HOSPIRA HEALTHCARE CORP | 3250
CHRISTIANA |  | HOSPITAL-CH | 0 | 16219481 | DE |  | 2008-09-09 20:00 |  | Infusion Pumps; Analgesic; Patient-Controlled | 44818 | LifeCare PCA Infusion System 20709 | HOSPIRA HEALTHCARE CORP | 3250
CHRISTIANA |  | HOSPITAL-CH | 0 | 16219460 | DE |  | 2008-09-09 20:00 |  | Infusion Pumps; Analgesic; Patient-Controlled | 44198 | LifeCare PCA Infusion System 20709 | HOSPIRA HEALTHCARE CORP | 3250
CHRISTIANA |  | HOSPITAL-CH | 0 | 16219428 | DE |  | 2008-09-09 20:00 |  | Infusion Pumps; Analgesic; Patient-Controlled | 44204 | LifeCare PCA Infusion System 20709 | HOSPIRA HEALTHCARE CORP | 3250
CHRISTIANA |  | HOSPITAL-WH | 0 | 16219594 | DE |  | 2008-09-09 20:00 |  | Infusion Pumps; Analgesic; Patient-Controlled | 44484 | LifeCare PCA Infusion System 20709 | HOSPIRA HEALTHCARE CORP | 3250
CHRISTIANA |  | HOSPITAL-CH | 0 | 16219579 | DE |  | 2008-09-09 20:00 |  | Infusion Pumps; Analgesic; Patient-Controlled | 44486 | LifeCare PCA Infusion System 20709 | HOSPIRA HEALTHCARE CORP | 3250
CHRISTIANA |  | HCCC | 0 | E30709-0260 | DE |  | 2009-12-02 19:00 |  | Scales; Patient; Floor | 46419 | 750 Scales; Patient; Floor | DETECTO SCALE CO DIV CARDINAL SCALE MFG CO | 1500
CHRISTIANA |  | Smyrna Health & Wellness Center | 0 | E327150025 | DE |  | 2015-12-15 19:00 |  | Scales; Patient; Floor | 61867 | 750 Scales; Patient; Floor | DETECTO SCALE CO DIV CARDINAL SCALE MFG CO | 1500
CHRISTIANA |  | HOSPITAL-CH | 0 | E312-0255 | DE |  | 2012-02-26 19:00 |  | Scales; Patient; Floor | 48278 | 750 Scales; Patient; Floor | DETECTO SCALE CO DIV CARDINAL SCALE MFG CO | 1500
CHRISTIANA |  | HOSPITAL-CH | 0 | E19318-0230 | DE |  | 2018-07-26 20:00 |  | Scales; Patient; Floor | 67890 | 750 Scales; Patient; Floor | DETECTO SCALE CO DIV CARDINAL SCALE MFG CO | 2044.63
CHRISTIANA |  | HCCC | 0 | NONE | DE |  |  |  | Scales; Patient; Floor | 62055 | 750 Scales; Patient; Floor | DETECTO SCALE CO DIV CARDINAL SCALE MFG CO | 2044.63
CHRISTIANA |  | Star Campus | 0 | NONE | DE |  | 2016-03-07 19:00 |  | Scales; Patient; Floor | 62076 | 750 Scales; Patient; Floor | DETECTO SCALE CO DIV CARDINAL SCALE MFG CO | 1500
CHRISTIANA |  | HOSPITAL-CH | 0 | 10001 | DE |  |  |  | Anesthesia Units | 28866 | Narkomed MRI | NORTH AMERICAN DRAEGER | 29999.99
CHRISTIANA |  | HOSPITAL-CH | 0 | 20306 | DE |  | 2009-10-01 20:00 |  | Anesthesia Units | 46250 | Narkomed MRI | NORTH AMERICAN DRAEGER | 45000 | Purchased
CHRISTIANA |  | HOSPITAL-CH | 0 | 426 | DE |  |  |  | Radiographic/Fluoroscopic Units; Mobile | 47722 | O-ARM 2000 | Medtronic Inc | 637795
CHRISTIANA |  | HOSPITAL-CH | 0 | 497 | DE |  | 2012-01-09 19:00 |  | Radiographic/Fluoroscopic Units; Mobile | 48766 | O-ARM 2000 | Medtronic Inc | 706806 | Purchased
CHRISTIANA |  | HOSPITAL-CH | 0 | 13000112 | DE |  |  |  | Radiographic Units; Mobile | 45501 | 9890-010-89521 RADIOGRAPHIC; MOBILE | PHILIPS MEDICAL SYSTEMS NORTH AMERICA | 200000
CHRISTIANA |  | HOSPITAL-CH | 0 | 11000066 | DE |  |  |  | Radiographic Units; Mobile | 48793 | 9890-010-89521 RADIOGRAPHIC; MOBILE | PHILIPS MEDICAL SYSTEMS NORTH AMERICA | 350000
CHRISTIANA |  | HOSPITAL-CH | 0 | 1170604034 | DE |  | 2017-10-09 20:00 |  | Monitors; Physiologic; Intracranial Pressure; Bedside | 65669 | CAMINO Intracranial Pressure Monitor CAM02 | INTEGRA LIFESCIENCES | 20348.4 | Purchased
CHRISTIANA |  | HOSPITAL-CH | 0 | 1170604024 | DE |  | 2017-10-09 20:00 |  | Monitors; Physiologic; Intracranial Pressure; Bedside | 65668 | CAMINO Intracranial Pressure Monitor CAM02 | INTEGRA LIFESCIENCES | 20348.4 | Purchased
CHRISTIANA |  | HOSPITAL-CH | 0 | 1170604028 | DE |  | 2017-10-09 20:00 |  | Monitors; Physiologic; Intracranial Pressure; Bedside | 65667 | CAMINO Intracranial Pressure Monitor CAM02 | INTEGRA LIFESCIENCES | 20348.4 | Purchased
CHRISTIANA |  | HOSPITAL-WH | 0 | E2-131799 | DE |  |  |  | Aspirators; Gastric | 11615 | Gomco Gastric Drainage Mobile Aspirator 6000 | GOMCO SURGICAL MFG CO | 1200
CHRISTIANA |  | HOSPITAL-CH | 0 | L-374 | DE |  | 1993-04-10 20:00 |  | Aspirators; Gastric | 19424 | Gomco Gastric Drainage Mobile Aspirator 6000 | GOMCO SURGICAL MFG CO | 1200
CHRISTIANA |  | HOSPITAL-CH | 0 | F2-2131 | DE |  |  |  | Aspirators; Gastric | 10750 | Gomco Gastric Drainage Mobile Aspirator 6000 | GOMCO SURGICAL MFG CO | 1200
CHRISTIANA |  | HOSPITAL-CH | 0 | M7321 | DE |  | 1993-09-19 20:00 |  | Aspirators; Gastric | 20666 | Gomco Gastric Drainage Mobile Aspirator 6000 | GOMCO SURGICAL MFG CO | 600
CHRISTIANA |  | HOSPITAL-CH | 0 | M-5631 | DE |  | 1993-09-19 20:00 |  | Aspirators; Gastric | 20668 | Gomco Gastric Drainage Mobile Aspirator 6000 | GOMCO SURGICAL MFG CO | 600
CHRISTIANA |  | HOSPITAL-CH | 0 | M7319 | DE |  | 1993-09-19 20:00 |  | Aspirators; Gastric | 20667 | Gomco Gastric Drainage Mobile Aspirator 6000 | GOMCO SURGICAL MFG CO | 600
CHRISTIANA |  | HOSPITAL-CH | 0 | M5626 | DE |  | 1993-09-19 20:00 |  | Aspirators; Gastric | 20670 | Gomco Gastric Drainage Mobile Aspirator 6000 | GOMCO SURGICAL MFG CO | 600
CHRISTIANA |  | HOSPITAL-WH | 0 | L 753B | DE |  |  |  | Aspirators; Gastric | 20120 | Gomco Gastric Drainage Mobile Aspirator 6000 | GOMCO SURGICAL MFG CO | 1200
CHRISTIANA |  | HOSPITAL-WH | 0 | L-387 | DE |  |  |  | Aspirators; Gastric | 19423 | Gomco Gastric Drainage Mobile Aspirator 6000 | GOMCO SURGICAL MFG CO | 1600
CHRISTIANA |  | HOSPITAL-WH | 0 | E2-1304 | DE |  |  |  | Aspirators; Gastric | 15537 | Gomco Gastric Drainage Mobile Aspirator 6000 | GOMCO SURGICAL MFG CO | 1200
CHRISTIANA |  |  | 0 | UNKNOWN | DE |  |  |  | Aspirators; Gastric | 23436 | Gomco Gastric Drainage Mobile Aspirator 6000 | GOMCO SURGICAL MFG CO | 0
CHRISTIANA |  | HOSPITAL-CH | 0 | F2-1985 | DE |  | 1988-08-27 20:00 |  | Aspirators; Gastric | 11046 | Gomco Gastric Drainage Mobile Aspirator 6000 | GOMCO SURGICAL MFG CO | 1200
CHRISTIANA |  | HOSPITAL-CH | 0 | L-7539 | DE |  | 1992-10-25 19:00 |  | Aspirators; Gastric | 20119 | Gomco Gastric Drainage Mobile Aspirator 6000 | GOMCO SURGICAL MFG CO | 1200
CHRISTIANA |  | HOSPITAL-WH | 0 | nx17546J | DE |  |  |  | Irrigation/Distention Systems; Arthroscopic | 49129 | Continuous Wave III Arthroscopy Pump AR-6475 | ARTHREX INC | 0
CHRISTIANA |  | WH SURGI | 0 | NX2272MF | DE |  |  |  | Irrigation/Distention Systems; Arthroscopic | 42242 | Continuous Wave III Arthroscopy Pump AR-6475 | ARTHREX INC | 0
CHRISTIANA |  | HOSPITAL-WH | 0 | NX1954LL | DE |  |  |  | Irrigation/Distention Systems; Arthroscopic | 42607 | Continuous Wave III Arthroscopy Pump AR-6475 | ARTHREX INC | 0
CHRISTIANA |  | HOSPITAL-WH | 0 | NX1969LL | DE |  |  |  | Irrigation/Distention Systems; Arthroscopic | 42608 | Continuous Wave III Arthroscopy Pump AR-6475 | ARTHREX INC | 0
CHRISTIANA |  | HOSPITAL-WH | 0 | NX1412LE | DE |  | 2009-03-29 20:00 |  | Irrigation/Distention Systems; Arthroscopic | 42606 | Continuous Wave III Arthroscopy Pump AR-6475 | ARTHREX INC | 15000
CHRISTIANA |  | WH SURGI | 0 | 612351 | DE |  |  |  | Irrigation/Distention Systems; Arthroscopic | 42293 | Continuous Wave III Arthroscopy Pump AR-6475 | ARTHREX INC | 0
CHRISTIANA |  | WH SURGI | 0 | NX1718LI | DE |  |  |  | Irrigation/Distention Systems; Arthroscopic | 42295 | Continuous Wave III Arthroscopy Pump AR-6475 | ARTHREX INC | 0
CHRISTIANA |  | WH SURGI | 0 | 608390 | DE |  |  |  | Irrigation/Distention Systems; Arthroscopic | 42314 | Continuous Wave III Arthroscopy Pump AR-6475 | ARTHREX INC | 0
CHRISTIANA |  | WH SURGI | 0 | 608282 | DE |  |  |  | Irrigation/Distention Systems; Arthroscopic | 40662 | Continuous Wave III Arthroscopy Pump AR-6475 | ARTHREX INC | 0
CHRISTIANA |  | HOSPITAL-WH | 0 | nx1985MA | DE |  |  |  | Irrigation/Distention Systems; Arthroscopic | 49130 | Continuous Wave III Arthroscopy Pump AR-6475 | ARTHREX INC | 0
CHRISTIANA |  | HOSPITAL-WH | 0 | AA80045 | DE |  | 2008-01-20 19:00 |  | Light Sources; Endoscope; Fiberoptic Cable | 26249 | Light Source LH-150A | PENTAX MEDICAL CO | 2000 | Purchased
CHRISTIANA |  | HOSPITAL-CH | 0 | 324211 | DE |  |  |  | Telemanipulation Systems; Surgical | 52613 | Da Vinci Si Patient Cart PS3000 | INTUITIVE SURGICAL INC | 1250000
CHRISTIANA |  | HOSPITAL-WH | 0 | WX08087 | DE |  | 2012-06-05 20:00 |  | Anesthesia Unit Vaporizers | 52381 | Datex Ohmeda Tec 6 Plus | DATEX-OHMEDA GMBH | 2500 | Purchased
CHRISTIANA |  | HOSPITAL-WH | 0 | ACWA20029 | DE |  | 2013-06-09 20:00 |  | Anesthesia Unit Vaporizers | 51746 | Datex Ohmeda Tec 6 Plus | DATEX-OHMEDA GMBH | 2500
CHRISTIANA |  | HOSPITAL-CH | 0 | AETN32006 | DE |  | 2019-03-29 08:01 |  | Anesthesia Unit Vaporizers | 64777 | Datex Ohmeda Tec 6 Plus | DATEX-OHMEDA GMBH | 2500 | Purchased
CHRISTIANA |  | HOSPITAL-WH | 0 | wd05008 | DE |  | 2012-07-16 20:00 |  | Anesthesia Unit Vaporizers | 52418 | Datex Ohmeda Tec 6 Plus | DATEX-OHMEDA GMBH | 2500
CHRISTIANA |  | HOSPITAL-WH | 0 | ACWY41625 | DE |  | 2013-07-10 20:00 |  | Anesthesia Unit Vaporizers | 52081 | Datex Ohmeda Tec 6 Plus | DATEX-OHMEDA GMBH | 2500 | Purchased
CHRISTIANA |  | HOSPITAL-WH | 0 | ACWW38146 | DE |  | 2012-07-16 20:00 |  | Anesthesia Unit Vaporizers | 52427 | Datex Ohmeda Tec 6 Plus | DATEX-OHMEDA GMBH | 2500 | Purchased
CHRISTIANA |  | HOSPITAL-CH | 0 | ACWY20188 | DE |  |  |  | Anesthesia Unit Vaporizers | 52382 | Datex Ohmeda Tec 6 Plus | DATEX-OHMEDA GMBH | 6589
CHRISTIANA |  | HOSPITAL-WH | 0 | WA51159 | DE |  | 2013-06-09 20:00 |  | Anesthesia Unit Vaporizers | 51745 | Datex Ohmeda Tec 6 Plus | DATEX-OHMEDA GMBH | 2500 | Purchased
CHRISTIANA |  | HOSPITAL-CH | 0 | ACWA-51163 | DE |  | 2013-05-20 20:00 |  | Anesthesia Unit Vaporizers | 51992 | Datex Ohmeda Tec 6 Plus | DATEX-OHMEDA GMBH | 2500
CHRISTIANA |  | HOSPITAL-WH | 0 | WW27005 | DE |  |  |  | Anesthesia Unit Vaporizers | 51733 | Datex Ohmeda Tec 6 Plus | DATEX-OHMEDA GMBH | 6589
CHRISTIANA |  | HOSPITAL-WH | 0 | ACWA51160 | DE |  |  |  | Anesthesia Unit Vaporizers | 52075 | Datex Ohmeda Tec 6 Plus | DATEX-OHMEDA GMBH | 6589
CHRISTIANA |  | HOSPITAL-WH | 0 | ACWC46003 | DE |  |  |  | Anesthesia Unit Vaporizers | 52415 | Datex Ohmeda Tec 6 Plus | DATEX-OHMEDA GMBH | 6589
CHRISTIANA |  | HOSPITAL-WH | 0 | WW46034 | DE |  |  |  | Anesthesia Unit Vaporizers | 52078 | Datex Ohmeda Tec 6 Plus | DATEX-OHMEDA GMBH | 6589
CHRISTIANA |  | HOSPITAL-CH | 0 | WW35011 | DE |  | 2013-06-12 20:00 |  | Anesthesia Unit Vaporizers | 52034 | Datex Ohmeda Tec 6 Plus | DATEX-OHMEDA GMBH | 2500
CHRISTIANA |  | CH-SURGI | 0 | AETQ18064 | DE |  | 2019-03-29 08:01 |  | Anesthesia Unit Vaporizers | 64778 | TEC 6 | GE MEDICAL SYSTEMS | 2500 | Purchased
CHRISTIANA |  | HOSPITAL-CH | 0 | WB 19030 | DE |  |  |  | Anesthesia Unit Vaporizers | 52042 | Datex Ohmeda Tec 6 Plus | DATEX-OHMEDA GMBH | 6589
CHRISTIANA |  | HOSPITAL-CH | 0 | ACWY-19018 | DE |  |  |  | Anesthesia Unit Vaporizers | 51985 | Datex Ohmeda Tec 6 Plus | DATEX-OHMEDA GMBH | 6589
CHRISTIANA |  | HOSPITAL-WH | 0 | ww39052 | DE |  | 2012-07-16 20:00 |  | Anesthesia Unit Vaporizers | 52430 | Datex Ohmeda Tec 6 Plus | DATEX-OHMEDA GMBH | 2500 | Purchased
CHRISTIANA |  | HOSPITAL-CH | 0 | WW43047 | DE |  | 2013-06-12 20:00 |  | Anesthesia Unit Vaporizers | 52031 | Datex Ohmeda Tec 6 Plus | DATEX-OHMEDA GMBH | 2500
CHRISTIANA |  | HOSPITAL-WH | 0 | acww51150 | DE |  |  |  | Anesthesia Unit Vaporizers | 52421 | Datex Ohmeda Tec 6 Plus | DATEX-OHMEDA GMBH | 6589
CHRISTIANA |  | HOSPITAL-CH | 0 | ACWD05027 | DE |  | 2013-06-09 20:00 |  | Anesthesia Unit Vaporizers | 51749 | Datex Ohmeda Tec 6 Plus | DATEX-OHMEDA GMBH | 2500
CHRISTIANA |  | HOSPITAL-CH | 0 | ACWY 32038 | DE |  |  |  | Anesthesia Unit Vaporizers | 52045 | Datex Ohmeda Tec 6 Plus | DATEX-OHMEDA GMBH | 6589
CHRISTIANA |  | HOSPITAL-WH | 0 | WX09107 | DE |  | 2013-06-05 20:00 |  | Anesthesia Unit Vaporizers | 51732 | Datex Ohmeda Tec 6 Plus | DATEX-OHMEDA GMBH | 2500
CHRISTIANA |  | HOSPITAL-CH | 0 | WW40172 | DE |  | 2013-06-12 20:00 |  | Anesthesia Unit Vaporizers | 52048 | Datex Ohmeda Tec 6 Plus | DATEX-OHMEDA GMBH | 2500 | Purchased
CHRISTIANA |  | HOSPITAL-CH | 0 | 66322859 | DE |  | 2006-12-19 19:00 |  | Image Digitization Systems; Computed Radiography | 38780 | CR-IR 362RU | FUJI PHOTO FILM CO LTD | 30000
CHRISTIANA |  | HOSPITAL-CH | 0 | 66122646 | DE |  | 2006-06-04 20:00 |  | Image Digitization Systems; Computed Radiography | 38584 | CR-IR 362RU | FUJI PHOTO FILM CO LTD | 30000
CHRISTIANA |  | HOSPITAL-CH | 0 | 56521931 | DE |  | 2020-09-10 09:36 |  | Image Digitization Systems; Computed Radiography | 38196 | CR-IR 362RU | FUJI PHOTO FILM CO LTD | 132302 | Purchased
CHRISTIANA |  | HOSPITAL-CH | 0 | 66122610 | DE |  | 2006-06-04 20:00 |  | Image Digitization Systems; Computed Radiography | 38568 | CR-IR 362RU | FUJI PHOTO FILM CO LTD | 180163
CHRISTIANA |  | CONCORD M.O.B. | 0 | 57222555 | PA |  | 2006-06-04 20:00 |  | Image Digitization Systems; Computed Radiography | 42009 | CR-IR 362RU | FUJI PHOTO FILM CO LTD | 180163 | Purchased
CHRISTIANA |  | HOSPITAL-CH | 0 | 66122613 | DE |  | 2006-06-04 20:00 |  | Image Digitization Systems; Computed Radiography | 38571 | CR-IR 362RU | FUJI PHOTO FILM CO LTD | 180163 | Purchased
CHRISTIANA |  | HOSPITAL-CH | 0 | 66122647 | DE |  | 2006-06-04 20:00 |  | Image Digitization Systems; Computed Radiography | 38579 | CR-IR 362RU | FUJI PHOTO FILM CO LTD | 30000
CHRISTIANA |  | HOSPITAL-CH | 0 | NONE | DE |  |  |  | Lights; Examination | 35508 | 48740 | CARDINAL | 1500
CHRISTIANA |  | HOSPITAL-WH | 0 | I6509 | DE |  | 2018-04-09 20:00 |  | Smoke Evacuation Systems; Surgical | 60885 | 650 MEGAVAC PLUS 650 | IC MEDICAL INC | 3960 | Purchased
CHRISTIANA |  | HOSPITAL-WH | 0 | I6503 | DE |  | 2018-04-09 20:00 |  | Smoke Evacuation Systems; Surgical | 60877 | 650 MEGAVAC PLUS 650 | IC MEDICAL INC | 3960 | Purchased
CHRISTIANA |  | HOSPITAL-WH | 0 | I6501 | DE |  | 2018-04-09 20:00 |  | Smoke Evacuation Systems; Surgical | 60868 | 650 MEGAVAC PLUS 650 | IC MEDICAL INC | 3960 | Purchased
CHRISTIANA |  | HOSPITAL-WH | 0 | I6517 | DE |  | 2018-04-09 20:00 |  | Smoke Evacuation Systems; Surgical | 60874 | 650 MEGAVAC PLUS 650 | IC MEDICAL INC | 3960 | Purchased
CHRISTIANA |  | HOSPITAL-WH | 0 | I6512 | DE |  | 2018-04-09 20:00 |  | Smoke Evacuation Systems; Surgical | 60880 | 650 MEGAVAC PLUS 650 | IC MEDICAL INC | 3960 | Purchased
CHRISTIANA |  | HOSPITAL-WH | 0 | I6508 | DE |  | 2018-04-09 20:00 |  | Smoke Evacuation Systems; Surgical | 60869 | 650 MEGAVAC PLUS 650 | IC MEDICAL INC | 3960 | Purchased
CHRISTIANA |  | HOSPITAL-WH | 0 | I6511 | DE |  | 2018-04-09 20:00 |  | Smoke Evacuation Systems; Surgical | 60872 | 650 MEGAVAC PLUS 650 | IC MEDICAL INC | 3960 | Purchased
CHRISTIANA |  | HOSPITAL-WH | 0 | I6506 | DE |  | 2018-04-09 20:00 |  | Smoke Evacuation Systems; Surgical | 60873 | 650 MEGAVAC PLUS 650 | IC MEDICAL INC | 3960 | Purchased
CHRISTIANA |  | HOSPITAL-WH | 0 | I6516 | DE |  | 2018-04-09 20:00 |  | Smoke Evacuation Systems; Surgical | 60871 | 650 MEGAVAC PLUS 650 | IC MEDICAL INC | 3960 | Purchased
CHRISTIANA |  | HOSPITAL-CH | 0 | I6322 | DE |  | 2018-04-01 20:00 |  | Smoke Evacuation Systems; Surgical | 67222 | 650 MEGAVAC PLUS 650 | IC MEDICAL INC | 3960 | Purchased
CHRISTIANA |  | HOSPITAL-CH | 0 | I6514 | DE |  | 2018-04-01 20:00 |  | Smoke Evacuation Systems; Surgical | 67211 | 650 MEGAVAC PLUS 650 | IC MEDICAL INC | 3960 | Purchased
CHRISTIANA |  | HOSPITAL-WH | 0 | I6480 | DE |  | 2018-04-09 20:00 |  | Smoke Evacuation Systems; Surgical | 60876 | 650 MEGAVAC PLUS 650 | IC MEDICAL INC | 3960 | Purchased
CHRISTIANA |  | HOSPITAL-WH | 0 | I6520 | DE |  | 2018-04-09 20:00 |  | Smoke Evacuation Systems; Surgical | 60879 | 650 MEGAVAC PLUS 650 | IC MEDICAL INC | 3960 | Purchased
CHRISTIANA |  | HOSPITAL-WH | 0 | I6499 | DE |  | 2018-04-09 20:00 |  | Smoke Evacuation Systems; Surgical | 60875 | 650 MEGAVAC PLUS 650 | IC MEDICAL INC | 3960 | Purchased
CHRISTIANA |  | HOSPITAL-CH | 0 | I6323 | DE |  | 2018-04-01 20:00 |  | Smoke Evacuation Systems; Surgical | 67212 | 650 MEGAVAC PLUS 650 | IC MEDICAL INC | 3960 | Purchased
CHRISTIANA |  | HOSPITAL-WH | 0 | I6522 | DE |  | 2018-04-09 20:00 |  | Smoke Evacuation Systems; Surgical | 60884 | 650 MEGAVAC PLUS 650 | IC MEDICAL INC | 3960 | Purchased
CHRISTIANA |  | HOSPITAL-CH | 0 | I6504 | DE |  | 2018-04-01 20:00 |  | Smoke Evacuation Systems; Surgical | 67209 | 650 MEGAVAC PLUS 650 | IC MEDICAL INC | 3960 | Purchased
CHRISTIANA |  | HOSPITAL-WH | 0 | I6510 | DE |  | 2018-04-09 20:00 |  | Smoke Evacuation Systems; Surgical | 60867 | 650 MEGAVAC PLUS 650 | IC MEDICAL INC | 3960 | Purchased
CHRISTIANA |  | HOSPITAL-WH | 0 | I6505 | DE |  | 2018-04-09 20:00 |  | Smoke Evacuation Systems; Surgical | 60870 | 650 MEGAVAC PLUS 650 | IC MEDICAL INC | 3960 | Purchased
CHRISTIANA |  | HOSPITAL-WH | 0 | I6518 | DE |  | 2018-04-09 20:00 |  | Smoke Evacuation Systems; Surgical | 60883 | 650 MEGAVAC PLUS 650 | IC MEDICAL INC | 3960 | Purchased
CHRISTIANA |  | HOSPITAL-WH | 0 | I6507 | DE |  | 2018-04-09 20:00 |  | Smoke Evacuation Systems; Surgical | 60881 | 650 MEGAVAC PLUS 650 | IC MEDICAL INC | 3960 | Purchased
CHRISTIANA |  | HOSPITAL-WH | 0 | I6521 | DE |  | 2018-04-09 20:00 |  | Smoke Evacuation Systems; Surgical | 60878 | 650 MEGAVAC PLUS 650 | IC MEDICAL INC | 3960 | Purchased
CHRISTIANA |  | HOSPITAL-WH | 0 | I6515 | DE |  | 2018-04-09 20:00 |  | Smoke Evacuation Systems; Surgical | 60882 | 650 MEGAVAC PLUS 650 | IC MEDICAL INC | 3960 | Purchased
CHRISTIANA |  | HOSPITAL-CH | 0 | 031904-09 | DE |  | 2004-03-21 19:00 |  | Warming Units; Blanket | 35476 | Warming Cabinet 7922MS | BLICKMAN HEALTH INDUSTRIES INC | 3617.26 | Purchased
CHRISTIANA |  | HOSPITAL-CH | 0 | 00378-001-26319 | DE |  | 2006-12-01 14:09 |  | Exercisers; Aerobic; Treadmill | 26391 | ST-55 | QUINTON INSTRUMENTS INC | 5000
CHRISTIANA |  | Smyrna Health & Wellness Center | 0 | 00378-001-26124 | DE |  |  |  | Exercisers; Aerobic; Treadmill | 25462 | ST-55 | QUINTON INSTRUMENTS INC | 5000
CHRISTIANA |  | HOSPITAL-CH | 0 | 37800127967 | DE |  |  |  | Exercisers; Aerobic; Treadmill | 29211 | ST-55 | QUINTON INSTRUMENTS INC | 6999.99
CHRISTIANA |  | HOSPITAL-CH | 0 | 065U0284 | DE |  |  |  | Recorders; Video; Tape | 31257 | SR-TS1U | JVC CORP | 2999.99
CHRISTIANA |  | CH-SURGI | 0 | 81338 | DE |  |  |  | Printers; Video | 39457 | UP55MDR | SONY MEDICAL SYSTEMS | 4730
CHRISTIANA |  | CH-SURGI | 0 | 81352 | DE |  |  |  | Printers; Video | 39458 | UP55MDR | SONY MEDICAL SYSTEMS | 4730
CHRISTIANA |  | CH-SURGI | 0 | 81350 | DE |  |  |  | Printers; Video | 39459 | UP55MDR | SONY MEDICAL SYSTEMS | 4730
CHRISTIANA |  | HOSPITAL-CH | 0 | A-2349 | DE |  |  |  | MONITORING SYSTEMS; PHYSIOLOGIC | 24859 | NIX-1430-221 | MAQUET Medical Systems USA | 3000
CHRISTIANA |  | HOSPITAL-CH | 0 | J05005241 | DE |  | 2005-11-13 19:00 |  | Infusion Pumps | 37746 | Rita IntelliFlow Infusion Pump 1000-0050 | RITA MEDICAL SYSTEMS INC | 1500 | Purchased
CHRISTIANA |  | HOSPITAL-WH | 0 | NONE | DE |  | 2008-01-20 19:00 |  | MOUNTS; MONITOR | BRACKET-PACUW | VARIED | GCX CORP | 200 | Purchased
CHRISTIANA |  | HOSPITAL-CH | 0 | NONE | DE |  |  |  | MOUNTS; MONITOR | BRACKET-BMTU | VARIED | GCX CORP | 200
CHRISTIANA |  | HOSPITAL-CH | 0 | NONE | DE |  | 2008-01-20 19:00 |  | MOUNTS; MONITOR | BRACKET-L&D | VARIED | GCX CORP | 200
CHRISTIANA |  | WH SURGI | 0 | NONE | DE |  | 2006-10-17 20:00 |  | MOUNTS; MONITOR | BRACKET-WSURGI | VARIED | GCX CORP | 200 | Purchased
CHRISTIANA |  | HOSPITAL-WH | 0 | NONE | DE |  | 2008-01-20 19:00 |  | MOUNTS; MONITOR | BRACKET-EDW | VARIED | GCX CORP | 200
CHRISTIANA |  | HOSPITAL-WH | 0 | NONE | DE |  | 2008-01-20 19:00 |  | MOUNTS; MONITOR | BRACKET-WICU | VARIED | GCX CORP | 200
CHRISTIANA |  | Springside Connor Building | 0 | JG10306-B042 | DE |  | 2011-09-06 20:00 |  | Cold Compress/Pack Chilling Units | 47886 | GR PRO | Game Ready | 7500
CHRISTIANA |  | HCCC | 0 | 216727 | DE |  | 2019-03-29 08:01 |  | Cold Compress/Pack Chilling Units | 48108 | GR PRO | Game Ready | 7500
CHRISTIANA |  | HOSPITAL-CH | 0 | EVD80983 | DE |  | 2016-01-24 19:00 |  | Monitors; Monitor; Bedside; Cardiac Output | 61903 | EV1000DB | Edwards Lifesciences Corp | 14400 | Purchased
CHRISTIANA |  | HOSPITAL-CH | 0 | EVD80935 | DE |  | 2016-01-24 19:00 |  | Monitors; Monitor; Bedside; Cardiac Output | 61881 | EV1000DB | Edwards Lifesciences Corp | 14400 | Purchased
CHRISTIANA |  | HOSPITAL-CH | 0 | EVD80937 | DE |  | 2016-01-24 19:00 |  | Monitors; Monitor; Bedside; Cardiac Output | 61900 | EV1000DB | Edwards Lifesciences Corp | 14400 | Purchased
CHRISTIANA |  | HOSPITAL-CH | 0 | EVD80828 | DE |  | 2016-01-24 19:00 |  | Monitors; Monitor; Bedside; Cardiac Output | 61891 | EV1000DB | Edwards Lifesciences Corp | 14400 | Purchased
CHRISTIANA |  | HOSPITAL-CH | 0 | EVD60189 | DE |  | 2014-08-26 20:00 |  | Monitors; Monitor; Bedside; Cardiac Output | 54481 | EV1000DB | Edwards Lifesciences Corp | 14400 | Purchased
CHRISTIANA |  | HOSPITAL-CH | 0 | EVD60194 | DE |  | 2014-08-26 20:00 |  | Monitors; Monitor; Bedside; Cardiac Output | 54485 | EV1000DB | Edwards Lifesciences Corp | 14400 | Purchased
CHRISTIANA |  | HOSPITAL-CH | 0 | EVD60188 | DE |  | 2014-08-26 20:00 |  | Monitors; Monitor; Bedside; Cardiac Output | 54473 | EV1000DB | Edwards Lifesciences Corp | 14400 | Purchased
CHRISTIANA |  | HOSPITAL-CH | 0 | EVD60191 | DE |  | 2014-08-26 20:00 |  | Monitors; Monitor; Bedside; Cardiac Output | 54483 | EV1000DB | Edwards Lifesciences Corp | 14400 | Purchased
CHRISTIANA |  | HOSPITAL-CH | 0 | EVD80978 | DE |  | 2016-01-24 19:00 |  | Monitors; Monitor; Bedside; Cardiac Output | 61909 | EV1000DB | Edwards Lifesciences Corp | 14400 | Purchased
CHRISTIANA |  | HOSPITAL-CH | 0 | EVD60190 | DE |  | 2014-08-26 20:00 |  | Monitors; Monitor; Bedside; Cardiac Output | 54487 | EV1000DB | Edwards Lifesciences Corp | 14400 | Purchased
CHRISTIANA |  | HOSPITAL-CH | 0 | EVD80944 | DE |  | 2016-01-24 19:00 |  | Monitors; Monitor; Bedside; Cardiac Output | 61895 | EV1000DB | Edwards Lifesciences Corp | 14400 | Purchased
CHRISTIANA |  | HOSPITAL-CH | 0 | EVD80838 | DE |  | 2016-01-24 19:00 |  | Monitors; Monitor; Bedside; Cardiac Output | 61897 | EV1000DB | Edwards Lifesciences Corp | 14400 | Purchased
CHRISTIANA |  | HOSPITAL-CH | 0 | EVD60346 | DE |  | 2014-08-26 20:00 |  | Monitors; Monitor; Bedside; Cardiac Output | 54469 | EV1000DB | Edwards Lifesciences Corp | 14400 | Purchased
CHRISTIANA |  | HOSPITAL-CH | 0 | EVD60162 | DE |  |  |  | Monitors; Monitor; Bedside; Cardiac Output | 54476 | EV1000DB | Edwards Lifesciences Corp | 14400
CHRISTIANA |  | HOSPITAL-CH | 0 | EVD80908 | DE |  | 2016-01-24 19:00 |  | Monitors; Monitor; Bedside; Cardiac Output | 61883 | EV1000DB | Edwards Lifesciences Corp | 14400 | Purchased
CHRISTIANA |  | HOSPITAL-WH | 0 | EVD80791 | DE |  | 2016-01-24 19:00 |  | Monitors; Monitor; Bedside; Cardiac Output | 61914 | EV1000DB | Edwards Lifesciences Corp | 14400 | Purchased
CHRISTIANA |  | HOSPITAL-CH | 0 | EVD80981 | DE |  | 2016-01-24 19:00 |  | Monitors; Monitor; Bedside; Cardiac Output | 61907 | EV1000DB | Edwards Lifesciences Corp | 14400 | Purchased
CHRISTIANA |  | HOSPITAL-CH | 0 | EVD60192 | DE |  | 2014-08-26 20:00 |  | Monitors; Monitor; Bedside; Cardiac Output | 54467 | EV1000DB | Edwards Lifesciences Corp | 14400 | Purchased
CHRISTIANA |  | HOSPITAL-WH | 0 | EVD60156 | DE |  | 2014-08-26 20:00 |  | Monitors; Monitor; Bedside; Cardiac Output | 54471 | EV1000DB | Edwards Lifesciences Corp | 14400 | Purchased
CHRISTIANA |  | HOSPITAL-CH | 0 | EVD81000 | DE |  | 2016-01-24 19:00 |  | Monitors; Monitor; Bedside; Cardiac Output | 61887 | EV1000DB | Edwards Lifesciences Corp | 14400 | Purchased
CHRISTIANA |  | HOSPITAL-WH | 0 | EVD80829 | DE |  | 2016-01-24 19:00 |  | Monitors; Monitor; Bedside; Cardiac Output | 61912 | EV1000DB | Edwards Lifesciences Corp | 14400 | Purchased
CHRISTIANA |  | HOSPITAL-CH | 0 | EVD60195 | DE |  | 2014-08-26 20:00 |  | Monitors; Monitor; Bedside; Cardiac Output | 54479 | EV1000DB | Edwards Lifesciences Corp | 14400 | Purchased
CHRISTIANA |  | HOSPITAL-CH | 0 | HDHF52135 | DE |  | 2002-07-21 20:00 |  | Incubators; Infant | 33611 | Giraffe Incubator 6651-0006-901 | GE Healthcare USA | 17943.75 | Purchased
CHRISTIANA |  | HOSPITAL-CH | 0 | HDHF53124 | DE |  | 2002-09-18 20:00 |  | Incubators; Infant | 33710 | Giraffe Incubator 6651-0006-901 | GE Healthcare USA | 17943.75 | Purchased
CHRISTIANA |  | HOSPITAL-CH | 0 | NONE | DE |  |  |  | Incubators; Infant; Mobile | 33720S | Giraffe Incubator 6651-0006-901 | GE MEDICAL SYSTEMS | 17943.75
CHRISTIANA |  | HOSPITAL-CH | 0 | NONE | DE |  |  |  | Incubators; Infant; Mobile | 33710S | Giraffe Incubator 6651-0006-901 | GE MEDICAL SYSTEMS | 17943.75
CHRISTIANA |  | HOSPITAL-CH | 0 | NONE | DE |  |  |  | Incubators; Infant; Mobile | 33611S | Giraffe Incubator 6651-0006-901 | GE MEDICAL SYSTEMS | 17943.75
CHRISTIANA |  | Limestone Mill Creek Medical Center | 0 | NONE | DE |  | 2009-08-10 20:00 |  | Scales; Patient; Floor | 46119 | SCALE | DETECTO SCALE CO DIV CARDINAL SCALE MFG CO | 1500
CHRISTIANA |  | HOSPITAL-CH | 0 | 11158 | DE |  | 2008-11-01 20:00 |  | Radiometers; Phototherapy | 42417 | 53870 NEOBLUE LED PHOTOTHERAPY | Natus Medical Inc | 1000 | Purchased
CHRISTIANA |  | HOSPITAL-CH | 0 | 11166 | DE |  | 2008-11-01 20:00 |  | Radiometers; Phototherapy | 42418 | 53870 NEOBLUE LED PHOTOTHERAPY | Natus Medical Inc | 1000 | Purchased
CHRISTIANA |  | HOSPITAL-CH | 0 | 13765 | DE |  | 2015-10-13 20:00 |  | Radiometers; Phototherapy | 87627 | 53870 NEOBLUE LED PHOTOTHERAPY | Natus Medical Inc | 1000 | Purchased
CHRISTIANA |  | HOSPITAL-CH | 0 | 7001753 | DE |  |  |  | Cameras; Video; Endoscope | 31305 | CV-160 | OLYMPUS AMERICA INC | 15399
CHRISTIANA |  | HOSPITAL-CH | 0 | 7219004 | DE |  |  |  | Cameras; Video; Endoscope | 34413 | CV-160 | OLYMPUS AMERICA INC | 16000
CHRISTIANA |  | HOSPITAL-CH | 0 | 7219198 | DE |  | 2019-10-18 10:00 |  | Cameras; Video; Endoscope | 34276 | CV-160 | OLYMPUS AMERICA INC | 15950 | Purchased
CHRISTIANA |  | HOSPITAL-CH | 0 | 7105855 | DE |  |  |  | Cameras; Video; Endoscope | 32449 | CV-160 | OLYMPUS AMERICA INC | 16000
CHRISTIANA |  | HOSPITAL-CH | 0 | 7539277 | DE |  |  |  | Cameras; Video; Endoscope | 37756 | CV-160 | OLYMPUS AMERICA INC | 16000
CHRISTIANA |  | HOSPITAL-CH | 0 | 7105855 | DE |  |  |  | Cameras; Video; Endoscope | 34411 | CV-160 | OLYMPUS AMERICA INC | 16000
CHRISTIANA |  | HOSPITAL-WH | 0 | 7123838 | DE |  | 2001-11-14 19:00 |  | Cameras; Video; Endoscope | 32195 | CV-160 | OLYMPUS AMERICA INC | 13751 | Purchased
CHRISTIANA |  | HOSPITAL-CH | 0 | 7227751 | DE |  |  |  | Cameras; Video; Endoscope | 34412 | CV-160 | OLYMPUS AMERICA INC | 16000
CHRISTIANA |  | HOSPITAL-WH | 0 | 7413725 | DE |  |  |  | Cameras; Video; Endoscope | 37634 | CV-160 | OLYMPUS AMERICA INC | 16000
CHRISTIANA |  | HOSPITAL-WH | 0 | AP200011556 | DE |  |  |  | Monitors; Physiologic; Respiration; Artificial Airway Pressure; Bedside | 39632 | 302220 | RESPIRONICS INC | 1499.99
CHRISTIANA |  | HOSPITAL-CH | 0 | 5195 | DE |  |  |  | Monitors; Physiologic; Respiration; Artificial Airway Pressure; Bedside | 20823 | 302220 | RESPIRONICS INC | 1500
CHRISTIANA |  | Springside Connor Building | 0 | 890002056 | DE |  |  |  | Printers; Computer/Network | 53961 | DRYVIEW 8900 | KODAK CLINICAL DIAGNOSTICS | 0
CHRISTIANA |  | CH-SURGI | 0 | V00H882 | DE |  |  |  | Vacuum Extractors; Obstetric | 29534 | BERKLEY VC-2 | ACMI | 3999.99
CHRISTIANA |  | CH-SURGI | 0 | V02E1252 | DE |  |  |  | Vacuum Extractors; Obstetric | 33437 | BERKLEY VC-2 | ACMI | 5356
CHRISTIANA |  | CH-SURGI | 0 | V02E/251 | DE |  |  |  | Vacuum Extractors; Obstetric | 33438 | BERKLEY VC-2 | ACMI | 5356
CHRISTIANA |  | HOSPITAL-CH | 0 | 48968 | DE |  |  |  | Infusion Pumps; General-Purpose | 46138 | 637-202 | B BRAUN MEDICAL EQUIPMENT INC DIV B BRAUN OF AMERICA CO | 0
CHRISTIANA |  | HOSPITAL-CH | 0 | 48894 | DE |  |  |  | Infusion Pumps; General-Purpose | 46140 | 637-202 | B BRAUN MEDICAL EQUIPMENT INC DIV B BRAUN OF AMERICA CO | 0
CHRISTIANA |  | HOSPITAL-CH | 0 | 4187 | DE |  |  |  | Collimators; Radiographic | 20202 | 3121-B | PICKER INTERNATIONAL LTD | 6000
CHRISTIANA |  | HOSPITAL-CH | 0 | 5006 | DE |  |  |  | Collimators; Radiographic | 22761 | 3121-B | PICKER INTERNATIONAL LTD | 82955
CHRISTIANA |  | HOSPITAL-CH | 0 | 1315 | DE |  |  |  | Collimators; Radiographic | 18556 | 3121-B | PICKER INTERNATIONAL LTD | 6000
CHRISTIANA |  | HOSPITAL-WH | 0 | 3071 | DE |  |  |  | Collimators; Radiographic | 19816 | 3121-B | PICKER INTERNATIONAL LTD | 6000
CHRISTIANA |  | HOSPITAL-CH | 0 | 1374 | DE |  |  |  | Collimators; Radiographic | 18665 | 3121-B | PICKER INTERNATIONAL LTD | 6000
CHRISTIANA |  | HOSPITAL-CH | 0 | 3098 | DE |  |  |  | Collimators; Radiographic | 18689 | 3121-B | PICKER INTERNATIONAL LTD | 6000
CHRISTIANA |  | HOSPITAL-CH | 0 | 43834 | DE |  |  |  | Analyzers; Point-of-Care; Whole Blood | 40569 | TROAGE METER PRO | THERMO SCIENTIFIC CLINICAL CHEMISTRY DIV THERMO FISHER SCIENTIFIC INC | 5945.75
CHRISTIANA |  | HOSPITAL-CH | 0 | 50727 | DE |  |  |  | Thermoplastic Tubing Sterile Sealers | 34448 | Sterile Tubing Welder SCD 312 | TERUMO MEDICAL CORP | 1045
CHRISTIANA |  | HOSPITAL-CH | 0 | 2002-0271 | DE |  |  |  | Warming Units; Blood/Intravenous Solution | 33281 | Level 1 Fluid Warmer H-1000 | SMITHS / LEVEL 1 | 4800
CHRISTIANA |  | HOSPITAL-CH | 0 | H1000-J00457 | DE |  |  |  | Warming Units; Blood/Intravenous Solution | 23266 | Level 1 Fluid Warmer H-1000 | SMITHS / LEVEL 1 | 2000
CHRISTIANA |  | HOSPITAL-WH | 0 | 01.01.0281 | DE |  |  |  | X-Ray Generators | 31594 | 9890 000 02403 | PHILIPS MEDICAL SYSTEMS NORTH AMERICA | 132836
CHRISTIANA |  | Limestone Mill Creek Medical Center | 0 | BS5072 | DE |  | 2008-07-02 20:00 |  | Tables; Examination/Treatment; Adjustable | 41276 | 100 Examination Table | RITTER-MIDWEST DIV SYBRON CORP | 2000
CHRISTIANA |  | Limestone Mill Creek Medical Center | 0 | CD0777554 | DE |  | 2009-05-22 20:00 |  | Tables; Examination/Treatment; Adjustable | 42057 | 100 Examination Table | RITTER-MIDWEST DIV SYBRON CORP | 2000
CHRISTIANA |  | Star Campus | 0 | B57373 | DE |  | 2016-03-08 19:00 |  | Tables; Examination/Treatment; Adjustable | 62074 | 100 Examination Table | RITTER-MIDWEST DIV SYBRON CORP | 2000
CHRISTIANA |  | Limestone Mill Creek Medical Center | 0 | BS-010320 | DE |  |  |  | Tables; Examination/Treatment; Adjustable | 41280 | 100 Examination Table | RITTER-MIDWEST DIV SYBRON CORP | 2000
CHRISTIANA |  | HOSPITAL-CH | 0 | ALP016220 | DE |  |  |  | Image Processors; Video; Endoscopy | 28594 | Tricam SL NTSC Camera Control Console 202221-20 | STORZ ENDOSCOPY-AMERICA INC | 5300
CHRISTIANA |  | HOSPITAL-CH | 0 | MMP016096 | DE |  |  |  | Image Processors; Video; Endoscopy | 28596 | Tricam SL NTSC Camera Control Console 202221-20 | STORZ ENDOSCOPY-AMERICA INC | 5300
CHRISTIANA |  | HOSPITAL-CH | 0 | ALP016231 | DE |  |  |  | Image Processors; Video; Endoscopy | 28595 | Tricam SL NTSC Camera Control Console 202221-20 | STORZ ENDOSCOPY-AMERICA INC | 5300
CHRISTIANA |  | HOSPITAL-WH | 0 | IEG49829 | DE |  |  |  | Image Processors; Video; Endoscopy | 34255 | Tricam SL NTSC Camera Control Console 202221-20 | STORZ ENDOSCOPY-AMERICA INC | 1750
CHRISTIANA |  | HOSPITAL-CH | 0 | ALP016393 | DE |  |  |  | Image Processors; Video; Endoscopy | 28240 | Tricam SL NTSC Camera Control Console 202221-20 | STORZ ENDOSCOPY-AMERICA INC | 11750
CHRISTIANA |  | MAP II | 0 | CA660668-P | DE |  |  |  | Image Processors; Video; Endoscopy | 42993 | Tricam SL NTSC Camera Control Console 202221-20 | STORZ ENDOSCOPY-AMERICA INC | 11750
CHRISTIANA |  | HOSPITAL-CH | 0 | ALP016223 | DE |  |  |  | Image Processors; Video; Endoscopy | 28238 | Tricam SL NTSC Camera Control Console 202221-20 | STORZ ENDOSCOPY-AMERICA INC | 11750
CHRISTIANA |  | HOSPITAL-CH | 0 | KLP020820 | DE |  |  |  | Image Processors; Video; Endoscopy | 29551 | Tricam SL NTSC Camera Control Console 202221-20 | STORZ ENDOSCOPY-AMERICA INC | 11750
CHRISTIANA |  | HOSPITAL-CH | 0 | 441 | DE |  |  |  | Lavage Units | 34523 | INTELIJET | SMITH & NEPHEW DYONICS INC DIV SMITH & NEPHEW PLC | 0
CHRISTIANA |  | HOSPITAL-CH | 0 | 440 | DE |  |  |  | Lavage Units | 34512 | INTELIJET | SMITH & NEPHEW DYONICS INC DIV SMITH & NEPHEW PLC | 0
CHRISTIANA |  | HOSPITAL-CH | 0 | 2N00969 | DE |  |  |  | Lavage Units | 38351 | INTELIJET | SMITH & NEPHEW DYONICS INC DIV SMITH & NEPHEW PLC | 1999.99
CHRISTIANA |  | HOSPITAL-CH | 0 | ZN01042 | DE |  |  |  | Lavage Units | 39951 | INTELIJET | SMITH & NEPHEW DYONICS INC DIV SMITH & NEPHEW PLC | 0
CHRISTIANA |  | HOSPITAL-CH | 0 | VZ0019 | DE |  |  |  | Lavage Units | 37281 | INTELIJET | SMITH & NEPHEW DYONICS INC DIV SMITH & NEPHEW PLC | 0
CHRISTIANA |  | HOSPITAL-CH | 0 | 966 | DE |  |  |  | Lavage Units | 38350 | INTELIJET | SMITH & NEPHEW DYONICS INC DIV SMITH & NEPHEW PLC | 1999.99
CHRISTIANA |  | HOSPITAL-WH | 0 | 9303348 | DE |  |  |  | Centrifuges | 20802 | TC6 | DUPONT CRITICAL CARE INC | 3101
CHRISTIANA |  | New Castle Center | 0 | 97080333 | DE |  |  |  | Cast Cutter Vacuums | 33723 | Cast Saw Vacuum 986 | Stryker Corp | 799.99
CHRISTIANA |  | HOSPITAL-WH | 0 | 989 | DE |  |  |  | Scales; Infant | 22263 | 56350 | OLYMPIC MEDICAL CORP A NATUS MEDICAL CO | 1451
CHRISTIANA |  | HOSPITAL-WH | 0 | 2342 | DE |  |  |  | Scales; Infant | 32147 | 56350 | OLYMPIC MEDICAL CORP A NATUS MEDICAL CO | 3473.75
CHRISTIANA |  | HOSPITAL-WH | 0 | 1089 | DE |  |  |  | Scales; Infant | 24238 | 56350 | OLYMPIC MEDICAL CORP A NATUS MEDICAL CO | 1400
CHRISTIANA |  | HOSPITAL-CH | 0 | 200701694 | DE |  |  |  |  | 41778 | XIM HOST | PHILIPS MEDICAL SYSTEMS NORTH AMERICA | 26730.32
CHRISTIANA |  | HOSPITAL-CH | 0 | 2UA4330CSZ | DE |  | 2014-10-01 20:00 |  | PHYSIOLOGIC RECORDING SYSTEMS | 54735 | XIM HOST | PHILIPS MEDICAL SYSTEMS NORTH AMERICA | 26730.32 | Purchased
CHRISTIANA |  | HOSPITAL-CH | 0 | 200701691 | DE |  |  |  |  | 41772 | XIM HOST | PHILIPS MEDICAL SYSTEMS NORTH AMERICA | 26730.32
CHRISTIANA |  | HOSPITAL-WH | 0 | 2UA330CRR | DE |  | 2014-10-01 20:00 |  | PHYSIOLOGIC RECORDING SYSTEMS | 54736 | XIM HOST | PHILIPS MEDICAL SYSTEMS NORTH AMERICA | 26730.32 | Purchased
CHRISTIANA |  | HOSPITAL-CH | 0 | 200701688 | DE |  |  |  |  | 41764 | XIM HOST | PHILIPS MEDICAL SYSTEMS NORTH AMERICA | 26730.32
CHRISTIANA |  | HOSPITAL-CH | 0 | 2UA4040SW7 | DE |  | 2014-02-20 19:00 |  | PHYSIOLOGIC RECORDING SYSTEMS | 54047 | XIM HOST | PHILIPS MEDICAL SYSTEMS NORTH AMERICA | 2500 | Purchased
CHRISTIANA |  | HOSPITAL-CH | 0 | 200701240 | DE |  |  |  |  | 41776 | XIM HOST | PHILIPS MEDICAL SYSTEMS NORTH AMERICA | 26730.32
CHRISTIANA |  | HOSPITAL-CH | 0 | 2UA4330CSB | DE |  | 2014-10-01 20:00 |  | PHYSIOLOGIC RECORDING SYSTEMS | 54733 | XIM HOST | PHILIPS MEDICAL SYSTEMS NORTH AMERICA | 26730.32 | Purchased
CHRISTIANA |  | HOSPITAL-CH | 0 | 200701695 | DE |  |  |  |  | 41770 | XIM HOST | PHILIPS MEDICAL SYSTEMS NORTH AMERICA | 26730.32
CHRISTIANA |  | HOSPITAL-CH | 0 | 200701692 | DE |  |  |  |  | 41766 | XIM HOST | PHILIPS MEDICAL SYSTEMS NORTH AMERICA | 26730.32
CHRISTIANA |  | HOSPITAL-CH | 0 | 2UA3520X9J | DE |  | 2014-02-20 19:00 |  | PHYSIOLOGIC RECORDING SYSTEMS | 54046 | XIM HOST | PHILIPS MEDICAL SYSTEMS NORTH AMERICA | 2500 | Purchased
CHRISTIANA |  | HOSPITAL-CH | 0 | 200800650 | DE |  |  |  |  | 41762 | XIM HOST | PHILIPS MEDICAL SYSTEMS NORTH AMERICA | 26730.32
CHRISTIANA |  | HOSPITAL-CH | 0 | 2UA4330CSF | DE |  | 2014-10-01 20:00 |  | PHYSIOLOGIC RECORDING SYSTEMS | 54734 | XIM HOST | PHILIPS MEDICAL SYSTEMS NORTH AMERICA | 26730.32 | Purchased
CHRISTIANA |  | HOSPITAL-CH | 0 | 200701689 | DE |  |  |  |  | 41780 | XIM HOST | PHILIPS MEDICAL SYSTEMS NORTH AMERICA | 26730.32
CHRISTIANA |  | HOSPITAL-CH | 0 | 200701693 | DE |  |  |  |  | 41768 | XIM HOST | PHILIPS MEDICAL SYSTEMS NORTH AMERICA | 26730.32
CHRISTIANA |  | HOSPITAL-CH | 0 | SK0153 | DE |  |  |  | Telemanipulation Systems; Surgical | 54738 | Da Vinci Xi Surgical System IS4000 | INTUITIVE SURGICAL INC | 2150000
CHRISTIANA |  | HOSPITAL-CH | 656000 | RSH0087 | DE |  | 2019-03-29 08:02 |  | Telemanipulation Systems; Surgical | 64073 | Da Vinci Xi Surgical System IS4000 | INTUITIVE SURGICAL INC | 1250000 | Purchased
CHRISTIANA |  | HOSPITAL-CH | 0 | US11722060 | DE |  | 2016-01-10 19:00 |  | Electrocardiographs; Multichannel | 60676 | TC 70 | PHILIPS MEDICAL SYSTEMS CARDIAC & MONITORING SYSTEMS DIV | 15735 | Purchased
CHRISTIANA |  | HOSPITAL-WH | 0 | US41513096 | DE |  | 2015-05-05 20:00 |  | Electrocardiographs; Multichannel | 55873 | TC 70 | PHILIPS MEDICAL SYSTEMS CARDIAC & MONITORING SYSTEMS DIV | 15735 | Purchased
CHRISTIANA |  | HOSPITAL-CH | 0 | USD1005547 | DE |  | 2010-12-06 19:00 |  | Electrocardiographs; Multichannel | 47351 | TC 70 | PHILIPS MEDICAL SYSTEMS CARDIAC & MONITORING SYSTEMS DIV | 10543.5
CHRISTIANA |  | HOSPITAL-WH | 0 | US11207608 | DE |  | 2012-01-29 19:00 |  | Electrocardiographs; Multichannel | 48306 | TC 70 | PHILIPS MEDICAL SYSTEMS CARDIAC & MONITORING SYSTEMS DIV | 11559.6
CHRISTIANA |  | HOSPITAL-CH | 0 | USO1005371 | DE |  | 2010-11-08 19:00 |  | Electrocardiographs; Multichannel | 47300 | TC 70 | PHILIPS MEDICAL SYSTEMS CARDIAC & MONITORING SYSTEMS DIV | 10543.5 | Purchased
CHRISTIANA |  | HOSPITAL-CH | 0 | US61411568 | DE |  | 2014-07-02 20:00 |  | Electrocardiographs; Multichannel | 54260 | TC 70 | PHILIPS MEDICAL SYSTEMS CARDIAC & MONITORING SYSTEMS DIV | 15735 | Purchased
CHRISTIANA |  | HOSPITAL-CH | 0 | USD1208987 | DE |  | 2012-12-30 19:00 |  | Electrocardiographs; Multichannel | 49809 | TC 70 | PHILIPS MEDICAL SYSTEMS CARDIAC & MONITORING SYSTEMS DIV | 11559.6 | Purchased
CHRISTIANA |  | MIDDLETOWN ED | 0 | us31309478 | DE |  | 2013-03-25 20:00 |  | Electrocardiographs; Multichannel | 51724 | TC 70 | PHILIPS MEDICAL SYSTEMS CARDIAC & MONITORING SYSTEMS DIV | 10543.5
CHRISTIANA |  | MIDDLETOWN ED | 0 | us31309479 | DE |  | 2013-03-25 20:00 |  | Electrocardiographs; Multichannel | 51725 | TC 70 | PHILIPS MEDICAL SYSTEMS CARDIAC & MONITORING SYSTEMS DIV | 10543.5
CHRISTIANA |  | HOSPITAL-WH | 0 | USO1005373 | DE |  | 2010-11-07 19:00 |  | Electrocardiographs; Multichannel | 47303 | TC 70 | PHILIPS MEDICAL SYSTEMS CARDIAC & MONITORING SYSTEMS DIV | 10543.5
CHRISTIANA |  | MIDDLETOWN ED | 0 | 31309477 | DE |  | 2013-03-25 20:00 |  | Electrocardiographs; Multichannel | 51726 | TC 70 | PHILIPS MEDICAL SYSTEMS CARDIAC & MONITORING SYSTEMS DIV | 10543.5
CHRISTIANA |  | HOSPITAL-WH | 0 | USO1005375 | DE |  | 2010-11-08 19:00 |  | Electrocardiographs; Multichannel | 47299 | TC 70 | PHILIPS MEDICAL SYSTEMS CARDIAC & MONITORING SYSTEMS DIV | 10543.5
CHRISTIANA |  | HOSPITAL-CH | 0 | USO1005374 | DE |  | 2010-11-08 19:00 |  | Electrocardiographs; Multichannel | 47304 | TC 70 | PHILIPS MEDICAL SYSTEMS CARDIAC & MONITORING SYSTEMS DIV | 10543.5
CHRISTIANA |  | HOSPITAL-WH | 0 | US11410754 | DE |  | 2014-01-28 19:00 |  | Electrocardiographs; Multichannel | 50435 | TC 70 | PHILIPS MEDICAL SYSTEMS CARDIAC & MONITORING SYSTEMS DIV | 10543.5
CHRISTIANA |  | HOSPITAL-CH | 0 | US81411835 | DE |  | 2014-08-24 20:00 |  | Electrocardiographs; Multichannel | 54448 | TC 70 | PHILIPS MEDICAL SYSTEMS CARDIAC & MONITORING SYSTEMS DIV | 15735 | Purchased
CHRISTIANA |  | HOSPITAL-CH | 0 | USD1107461 | DE |  | 2012-01-16 19:00 |  | Electrocardiographs; Multichannel | 48769 | TC 70 | PHILIPS MEDICAL SYSTEMS CARDIAC & MONITORING SYSTEMS DIV | 15000 | Purchased
CHRISTIANA |  | HOSPITAL-WH | 0 | USD1005550 | DE |  | 2010-12-06 19:00 |  | Electrocardiographs; Multichannel | 47354 | TC 70 | PHILIPS MEDICAL SYSTEMS CARDIAC & MONITORING SYSTEMS DIV | 10543.5 | Purchased
CHRISTIANA |  | HOSPITAL-CH | 0 | US81411836 | DE |  | 2014-08-24 20:00 |  | Electrocardiographs; Multichannel | 54447 | TC 70 | PHILIPS MEDICAL SYSTEMS CARDIAC & MONITORING SYSTEMS DIV | 15735 | Purchased
CHRISTIANA |  | HOSPITAL-CH | 0 | US41309535 | DE |  | 2010-12-06 19:00 |  | Electrocardiographs; Multichannel | 51218 | TC 70 | PHILIPS MEDICAL SYSTEMS CARDIAC & MONITORING SYSTEMS DIV | 10543.5
CHRISTIANA |  | HOSPITAL-WH | 0 | US41309533 | DE |  | 2013-05-05 20:00 |  | Electrocardiographs; Multichannel | 51220 | TC 70 | PHILIPS MEDICAL SYSTEMS CARDIAC & MONITORING SYSTEMS DIV | 15000 | Purchased
CHRISTIANA |  | HOSPITAL-CH | 0 | USO1005376 | DE |  | 2010-11-07 19:00 |  | Electrocardiographs; Multichannel | 47302 | TC 70 | PHILIPS MEDICAL SYSTEMS CARDIAC & MONITORING SYSTEMS DIV | 10543.5
CHRISTIANA |  | HOSPITAL-CH | 0 | US11410755 | DE |  | 2014-01-28 19:00 |  | Electrocardiographs; Multichannel | 50432 | TC 70 | PHILIPS MEDICAL SYSTEMS CARDIAC & MONITORING SYSTEMS DIV | 10543.5
CHRISTIANA |  | HOSPITAL-CH | 0 | US11470757 | DE |  | 2014-01-28 19:00 |  | Electrocardiographs; Multichannel | 50434 | TC 70 | PHILIPS MEDICAL SYSTEMS CARDIAC & MONITORING SYSTEMS DIV | 10543.5
CHRISTIANA |  | HOSPITAL-CH | 0 | US61411569 | DE |  | 2014-07-02 20:00 |  | Electrocardiographs; Multichannel | 54258 | TC 70 | PHILIPS MEDICAL SYSTEMS CARDIAC & MONITORING SYSTEMS DIV | 15735
CHRISTIANA |  | HOSPITAL-WH | 0 | US11410756 | DE |  | 2014-01-28 19:00 |  | Electrocardiographs; Multichannel | 50433 | TC 70 | PHILIPS MEDICAL SYSTEMS CARDIAC & MONITORING SYSTEMS DIV | 10543.5
CHRISTIANA |  | HOSPITAL-WH | 0 | US11722059 | DE |  | 2017-01-10 19:00 |  | Electrocardiographs; Multichannel | 60677 | TC 70 | PHILIPS MEDICAL SYSTEMS CARDIAC & MONITORING SYSTEMS DIV | 15735 | Purchased
CHRISTIANA |  | HOSPITAL-WH | 0 | US71411644 | DE |  | 2014-07-20 20:00 |  | Electrocardiographs; Multichannel | 53737 | TC 70 | PHILIPS MEDICAL SYSTEMS CARDIAC & MONITORING SYSTEMS DIV | 11155.41
CHRISTIANA |  | HOSPITAL-WH | 0 | US91513572 | DE |  | 2015-10-26 20:00 |  | Electrocardiographs; Multichannel | 60184 | TC 70 | PHILIPS MEDICAL SYSTEMS CARDIAC & MONITORING SYSTEMS DIV | 10978.34
CHRISTIANA |  | HOSPITAL-CH | 0 | US61411567 | DE |  | 2014-07-02 20:00 |  | Electrocardiographs; Multichannel | 54259 | TC 70 | PHILIPS MEDICAL SYSTEMS CARDIAC & MONITORING SYSTEMS DIV | 15735 | Purchased
CHRISTIANA |  | HOSPITAL-CH | 50090.63 | 82-0528 | DE |  | 2000-05-16 20:00 |  | Radiographic/Fluoroscopic Units; Mobile | 29609 | 9800 | OEC MEDICAL SYSTEMS | 152000 | Purchased
CHRISTIANA |  | HOSPITAL-CH | 0 | 82-0462 | DE |  | 2000-05-31 20:00 |  | Radiographic/Fluoroscopic Units; Mobile | 29605 | 9800 | OEC MEDICAL SYSTEMS | 156600 | Purchased
CHRISTIANA |  | HOSPITAL-CH | 0 | 2203053R-1710007 | DE |  | 2019-03-29 08:02 |  | Power Systems; Uninterruptible | 68129 | ABCDEF3600/21036-56 UPS POWER SYSTEM; UNINTER | POWERVAR | 1500 | Purchased
CHRISTIANA |  | MIDDLETOWN ED | 0 | US01322956 | DE |  | 2019-03-29 08:02 |  | TELEMETRY UNITS | 87982 | MX40 | PHILIPS MEDICAL SYSTEMS CARDIAC & MONITORING SYSTEMS DIV | 2500 | Purchased
CHRISTIANA |  | MIDDLETOWN ED | 0 | US01322962 | DE |  | 2019-03-29 08:02 |  | TELEMETRY UNITS | 87990 | MX40 | PHILIPS MEDICAL SYSTEMS CARDIAC & MONITORING SYSTEMS DIV | 2500 | Purchased
CHRISTIANA |  | MIDDLETOWN ED | 0 | US01322964 | DE |  | 2019-03-29 08:02 |  | TELEMETRY UNITS | 87989 | MX40 | PHILIPS MEDICAL SYSTEMS CARDIAC & MONITORING SYSTEMS DIV | 2500 | Purchased
CHRISTIANA |  | MIDDLETOWN ED | 0 | US01322959 | DE |  | 2019-03-29 08:02 |  | TELEMETRY UNITS | 87984 | MX40 | PHILIPS MEDICAL SYSTEMS CARDIAC & MONITORING SYSTEMS DIV | 2500 | Purchased
CHRISTIANA |  | MIDDLETOWN ED | 0 | US01322960 | DE |  | 2019-03-29 08:02 |  | TELEMETRY UNITS | 87985 | MX40 | PHILIPS MEDICAL SYSTEMS CARDIAC & MONITORING SYSTEMS DIV | 2500 | Purchased
CHRISTIANA |  | MIDDLETOWN ED | 0 | US01322946 | DE |  | 2019-03-29 08:02 |  | TELEMETRY UNITS | 87986 | MX40 | PHILIPS MEDICAL SYSTEMS CARDIAC & MONITORING SYSTEMS DIV | 2500 | Purchased
CHRISTIANA |  | MIDDLETOWN ED | 0 | US01322951 | DE |  | 2019-03-29 08:02 |  | TELEMETRY UNITS | 87981 | MX40 | PHILIPS MEDICAL SYSTEMS CARDIAC & MONITORING SYSTEMS DIV | 2500 | Purchased
CHRISTIANA |  | MIDDLETOWN ED | 0 | US01322949 | DE |  | 2019-03-29 08:02 |  | TELEMETRY UNITS | 87845 | MX40 | PHILIPS MEDICAL SYSTEMS CARDIAC & MONITORING SYSTEMS DIV | 2500 | Purchased
CHRISTIANA |  | MIDDLETOWN ED | 0 | US01322957 | DE |  | 2019-03-29 08:02 |  | TELEMETRY UNITS | 87983 | MX40 | PHILIPS MEDICAL SYSTEMS CARDIAC & MONITORING SYSTEMS DIV | 2500 | Purchased
CHRISTIANA |  | MIDDLETOWN ED | 0 | US01322954 | DE |  | 2019-03-29 08:02 |  | TELEMETRY UNITS | 87846 | MX40 | PHILIPS MEDICAL SYSTEMS CARDIAC & MONITORING SYSTEMS DIV | 2500 | Purchased
CHRISTIANA |  | MIDDLETOWN ED | 0 | US01322952 | DE |  | 2019-03-29 08:02 |  | TELEMETRY UNITS | 87987 | MX40 | PHILIPS MEDICAL SYSTEMS CARDIAC & MONITORING SYSTEMS DIV | 2500 | Purchased
CHRISTIANA |  | MIDDLETOWN ED | 0 | US01322941 | DE |  | 2019-03-29 08:02 |  | TELEMETRY UNITS | 87988 | MX40 | PHILIPS MEDICAL SYSTEMS CARDIAC & MONITORING SYSTEMS DIV | 2500 | Purchased
CHRISTIANA |  | HOSPITAL-CH | 0 | 10146004M | DE |  |  |  | Radiofrequency Therapy Systems; Tissue Ablation; Cardiac | 49572 | Maestro 3000 | BOSTON SCIENTIFIC - ENDOSURGERY GROUP | 15000
CHRISTIANA |  | HOSPITAL-WH | 0 | BP2583 | DE |  |  |  | Chairs; Examination/Treatment; Podiatry | 27049 | Power Podiatry Treatment Table 417 | MIDMARK CORP | 3000
CHRISTIANA |  | HOSPITAL-WH | 0 | V478301 | DE |  |  |  | Chairs; Examination/Treatment; Podiatry | 40374 | Power Podiatry Treatment Table 417 | MIDMARK CORP | 5200
CHRISTIANA |  | HOSPITAL-WH | 0 | BP001043 | DE |  |  |  | Chairs; Examination/Treatment; Podiatry | 27048 | Power Podiatry Treatment Table 417 | MIDMARK CORP | 3000
CHRISTIANA |  | HOSPITAL-WH | 0 | V622041 | DE |  |  |  | Chairs; Examination/Treatment; Podiatry | 46109 | Power Podiatry Treatment Table 417 | MIDMARK CORP | 3000
CHRISTIANA |  | HOSPITAL-WH | 0 | 20463 | DE |  | 2008-01-20 19:00 |  | Lensometers; Automated | 18696 | Lensmeter LM-101 | MARCO PRODUCTS CO | 3000
CHRISTIANA |  | HCCC | 0 | 27791 | DE |  | 2001-10-15 20:00 |  | Lensometers; Automated | 32004 | Lensmeter LM-101 | MARCO PRODUCTS CO | 2500 | Purchased
CHRISTIANA |  | HOSPITAL-WH | 0 | 27184 | DE |  | 2008-01-20 19:00 |  | Lensometers; Automated | 16558 | Lensmeter LM-101 | MARCO PRODUCTS CO | 3000
CHRISTIANA |  | Star Campus | 0 | 0515SU15D01037 | DE |  | 2016-02-29 19:00 |  | Aspirators; Emergency | 62081 | MadaVac Aspirator 172BS-II | MADA | 2500 | Purchased
CHRISTIANA |  | HOSPITAL-CH | 0 | 4800-7429 | DE |  | 1995-04-01 19:00 |  | Scales; Infant | 23122 | 4800 | SCALE-TRONIX INC | 1535 | Purchased
CHRISTIANA |  | HOSPITAL-CH | 0 | TL200-5641 | DE |  |  |  | Electrosurgical Units | 54681 | 40-402-1 | Medtronic Advanced Energy LLC | 25000
CHRISTIANA |  | HOSPITAL-CH | 0 | HDGG54417 | DE |  | 2003-04-12 20:00 |  | Incubators; Infant | 34905 | Giraffe OmniBed 6650-0003-901 | GE Healthcare USA | 29609.75 | Purchased
CHRISTIANA |  | HOSPITAL-CH | 0 | NONE | DE |  |  |  | Incubators; Infant; Mobile | 34904S | Giraffe OmniBed 6650-0003-901 | GE MEDICAL SYSTEMS | 29609.75
CHRISTIANA |  | HOSPITAL-CH | 0 | ??? | DE |  |  |  | Incubators; Infant; Mobile | 30815S | Giraffe OmniBed 6650-0003-901 | GE MEDICAL SYSTEMS | 28000
CHRISTIANA |  | HOSPITAL-CH | 0 | HDGE50129 | DE |  | 2000-10-28 20:00 |  | Incubators; Infant | 30816 | Giraffe OmniBed 6650-0003-901 | GE Healthcare USA | 28000 | Purchased
CHRISTIANA |  | HOSPITAL-CH | 0 | NONE | DE |  |  |  | Incubators; Infant; Mobile | 30816S | Giraffe OmniBed 6650-0003-901 | GE MEDICAL SYSTEMS | 28000
CHRISTIANA |  | HOSPITAL-CH | 0 | NONE | DE |  |  |  | Incubators; Infant; Mobile | 34901S | Giraffe OmniBed 6650-0003-901 | GE MEDICAL SYSTEMS | 29609.75
CHRISTIANA |  | HOSPITAL-CH | 0 | HDGE50128 | DE |  | 2000-10-28 20:00 |  | Incubators; Infant | 30814 | Giraffe OmniBed 6650-0003-901 | GE Healthcare USA | 28000 | Purchased
CHRISTIANA |  | HOSPITAL-CH | 0 | NONE | DE |  |  |  | Incubators; Infant; Mobile | 34903S | Giraffe OmniBed 6650-0003-901 | GE MEDICAL SYSTEMS | 29609.75
CHRISTIANA |  | HOSPITAL-CH | 0 | NONE | DE |  |  |  | Incubators; Infant; Mobile | 30814S | Giraffe OmniBed 6650-0003-901 | GE MEDICAL SYSTEMS | 28000
CHRISTIANA |  | HOSPITAL-CH | 0 | NONE | DE |  |  |  | Incubators; Infant; Mobile | 34902S | Giraffe OmniBed 6650-0003-901 | GE MEDICAL SYSTEMS | 29609.75
CHRISTIANA |  | HOSPITAL-CH | 0 | NONE | DE |  |  |  | Incubators; Infant; Mobile | 34905S | Giraffe OmniBed 6650-0003-901 | GE MEDICAL SYSTEMS | 29609.75
CHRISTIANA |  | HCCC | 0 | 348941 | DE |  |  |  | Exercisers; Aerobic; Treadmill | 34441 | TR-91000HR | Life Fitness | 1999.99
CHRISTIANA |  | Pike Creek | 0 | J5EF0370FR | DE |  |  |  | Exercisers; Aerobic; Treadmill | 47616 | CASE 16 | MARQUETTE ELECTRONICS INC | 0
CHRISTIANA |  | Pike Creek | 0 | F4EF 0062F | DE |  |  |  | Exercisers; Aerobic; Treadmill | 47645 | CASE 16 | MARQUETTE ELECTRONICS INC | 0
CHRISTIANA |  | HOSPITAL-CH | 0 | B63502890 | DE |  |  |  | Recorders; Video; Tape | 28103 | BV-1000 | MITSUBISHI ELECTRONICS AMERICA INC | 1000
CHRISTIANA |  | HOSPITAL-CH | 0 | B63502904 | DE |  |  |  | Recorders; Video; Tape | 22419 | BV-1000 | MITSUBISHI ELECTRONICS AMERICA INC | 5000
CHRISTIANA |  | CANCER CENTER | 0 | 11612 | DE |  | 2003-02-28 19:00 |  | Printers; Video | 34446 | UP-20 | SONY MEDICAL SYSTEMS | 2999.99 | Purchased
CHRISTIANA |  | HOSPITAL-CH | 0 | QN01166 | DE |  |  |  | Warmers; Radiant; Infant | 28810 | WBR82-1 | HILL-ROM AIR-SHIELDS A HILL-ROM CO | 11143.75
CHRISTIANA |  | HOSPITAL-CH | 0 | 2UA6340LKG | DE |  |  |  |  | 46937 | BARD EP | BARD ACCESS SYSTEMS DIV C R BARD INC | 0
CHRISTIANA |  | HOSPITAL-CH | 0 | 2UA6230MQT | DE |  |  |  |  | 40507 | BARD EP | BARD ACCESS SYSTEMS DIV C R BARD INC | 0
CHRISTIANA |  | HOSPITAL-CH | 0 | 3333A02784 | DE |  |  |  | MONITORING SYSTEMS; PHYSIOLOGIC | 20694 | M2350A | PHILIPS MEDICAL SYSTEMS CARDIAC & MONITORING SYSTEMS DIV | 4000
CHRISTIANA |  | HOSPITAL-WH | 0 | 3503I50047 | DE |  |  |  | MONITORING SYSTEMS; PHYSIOLOGIC | 23908 | M2350A | PHILIPS MEDICAL SYSTEMS CARDIAC & MONITORING SYSTEMS DIV | 19550
CHRISTIANA |  | HOSPITAL-CH | 0 | 3503I50524 | DE |  |  |  | MONITORING SYSTEMS; PHYSIOLOGIC | 24783 | M2350A | PHILIPS MEDICAL SYSTEMS CARDIAC & MONITORING SYSTEMS DIV | 19550
CHRISTIANA |  | HOSPITAL-CH | 0 | 3321A01797 | DE |  |  |  | MONITORING SYSTEMS; PHYSIOLOGIC | 20493 | M2350A | PHILIPS MEDICAL SYSTEMS CARDIAC & MONITORING SYSTEMS DIV | 25000
CHRISTIANA |  | HOSPITAL-WH | 0 | 3503I50050 | DE |  |  |  | MONITORING SYSTEMS; PHYSIOLOGIC | 23912 | M2350A | PHILIPS MEDICAL SYSTEMS CARDIAC & MONITORING SYSTEMS DIV | 19550
CHRISTIANA |  | HOSPITAL-CH | 0 | 3333A02640 | DE |  |  |  | MONITORING SYSTEMS; PHYSIOLOGIC | 20689 | M2350A | PHILIPS MEDICAL SYSTEMS CARDIAC & MONITORING SYSTEMS DIV | 4000
CHRISTIANA |  | HOSPITAL-CH | 0 | 12005605 | DE |  |  |  | Analyzers; Laboratory; Blood; Glycated Hemoglobin | 31954 | HLC-723 GHB | TOSOH CORP | 50000
CHRISTIANA |  | WH SURGI | 0 | L7315 | DE |  |  |  | MONITORING SYSTEMS; Physiologic; Acute Care | 24977 | 9710 | GE MEDICAL SYSTEMS | 10000
CHRISTIANA |  | WH SURGI | 0 | L7291 | DE |  |  |  | MONITORING SYSTEMS; Physiologic; Acute Care | 24978 | 9710 | GE MEDICAL SYSTEMS | 10000
CHRISTIANA |  | HOSPITAL-CH | 0 | M2067 | DE |  |  |  | MONITORING SYSTEMS; Physiologic; Acute Care | 27691 | 9710 | GE MEDICAL SYSTEMS | 8000
CHRISTIANA |  | HOSPITAL-WH | 0 | L8668 | DE |  |  |  | MONITORING SYSTEMS; Physiologic; Acute Care | 26530 | 9710 | GE MEDICAL SYSTEMS | 8000
CHRISTIANA |  | HOSPITAL-CH | 0 | L7355 | DE |  |  |  | MONITORING SYSTEMS; Physiologic; Acute Care | 25321 | 9710 | GE MEDICAL SYSTEMS | 2500
CHRISTIANA |  | HOSPITAL-WH | 0 | L8653 | DE |  |  |  | MONITORING SYSTEMS; Physiologic; Acute Care | 26531 | 9710 | GE MEDICAL SYSTEMS | 8000
CHRISTIANA |  | HOSPITAL-CH | 0 | L7376 | DE |  |  |  | MONITORING SYSTEMS; Physiologic; Acute Care | 25323 | 9710 | GE MEDICAL SYSTEMS | 2500
CHRISTIANA |  | HOSPITAL-WH | 0 | K2725 | DE |  |  |  | MONITORING SYSTEMS; Physiologic; Acute Care | 22119 | 9710 | GE MEDICAL SYSTEMS | 2500
CHRISTIANA |  | Pike Creek | 0 | K1955 | DE |  |  |  | MONITORING SYSTEMS; Physiologic; Acute Care | 23057 | 9710 | GE MEDICAL SYSTEMS | 6970.71
CHRISTIANA |  | HOSPITAL-CH | 0 | K8762 | DE |  |  |  | MONITORING SYSTEMS; Physiologic; Acute Care | 25760 | 9710 | GE MEDICAL SYSTEMS | 10000
CHRISTIANA |  | HOSPITAL-WH | 0 | K7116 | DE |  |  |  | MONITORING SYSTEMS; Physiologic; Acute Care | 22117 | 9710 | GE MEDICAL SYSTEMS | 2500
CHRISTIANA |  | CANCER CENTER | 0 | K1888 | DE |  |  |  | MONITORING SYSTEMS; Physiologic; Acute Care | 23058 | 9710 | GE MEDICAL SYSTEMS | 5861
CHRISTIANA |  | HOSPITAL-CH | 0 | L8648 | DE |  | 1997-08-25 20:00 |  | MONITORING SYSTEMS; Physiologic; Acute Care | 26532 | 9710 | GE MEDICAL SYSTEMS | 8000
CHRISTIANA |  | HOSPITAL-WH | 0 | M2797 | DE |  |  |  | MONITORING SYSTEMS; Physiologic; Acute Care | 29046 | 9710 | GE MEDICAL SYSTEMS | 5250
CHRISTIANA |  | WH SURGI | 0 | K7075 | DE |  | 2008-01-20 19:00 |  | MONITORING SYSTEMS; Physiologic; Acute Care | 22118 | 9710 | GE MEDICAL SYSTEMS | 7999.99
CHRISTIANA |  | HOSPITAL-WH | 0 | K6854 | DE |  |  |  | MONITORING SYSTEMS; Physiologic; Acute Care | 23958 | 9710 | GE MEDICAL SYSTEMS | 10000
CHRISTIANA |  | HOSPITAL-CH | 0 | K8842 | DE |  |  |  | MONITORING SYSTEMS; Physiologic; Acute Care | 25759 | 9710 | GE MEDICAL SYSTEMS | 10000
CHRISTIANA |  | HOSPITAL-WH | 0 | L7392 | DE |  |  |  | MONITORING SYSTEMS; Physiologic; Acute Care | 24979 | 9710 | GE MEDICAL SYSTEMS | 10000
CHRISTIANA |  | HOSPITAL-WH | 0 | K7947 | DE |  |  |  | MONITORING SYSTEMS; Physiologic; Acute Care | 25761 | 9710 | GE MEDICAL SYSTEMS | 10000
CHRISTIANA |  | HOSPITAL-WH | 0 | L8611 | DE |  |  |  | MONITORING SYSTEMS; Physiologic; Acute Care | 26529 | 9710 | GE MEDICAL SYSTEMS | 8000
CHRISTIANA |  | WH SURGI | 0 | L7316 | DE |  | 1997-04-02 19:00 |  | MONITORING SYSTEMS; Physiologic; Acute Care | 24976 | 9710 | GE MEDICAL SYSTEMS | 10000
CHRISTIANA |  | HOSPITAL-CH | 0 | 1161 | DE |  |  |  | Pumps; Extracorporeal Perfusion | 26788 | 901541 | MAQUET Medical Systems USA | 15000
CHRISTIANA |  | HOSPITAL-CH | 12000 | 1192 | DE |  | 2008-01-20 19:00 |  | Pumps; Extracorporeal Perfusion | 26466 | 901541 | MAQUET Medical Systems USA | 29999.99
CHRISTIANA |  | HOSPITAL-CH | 12000 | 1160 | DE |  | 2008-01-20 19:00 |  | Pumps; Extracorporeal Perfusion | 25986 | 901541 | MAQUET Medical Systems USA | 15000
CHRISTIANA |  | HOSPITAL-CH | 0 | 64531992 | DE |  |  |  | Cameras; Video; Endoscope | 25612 | 596T | Stryker Corp | 4000
CHRISTIANA |  | HOSPITAL-CH | 0 | 7248777 | DE |  |  |  | Cameras; Video; Endoscope | 25067 | CV-100 | OLYMPUS AMERICA INC | 10000
CHRISTIANA |  | CANCER CENTER | 0 | 10300029 | DE |  | 2009-07-08 20:00 |  | Mixers; Clinical Laboratory | 42953 | 231 | FISHER SCIENTIFIC | 750
CHRISTIANA |  | HOSPITAL-CH | 0 | 78625 | DE |  |  |  | Cameras; Video | 27310 | OBV-1 | OLYMPUS AMERICA INC | 4000
CHRISTIANA |  | HOSPITAL-WH | 0 | 85104 | DE |  |  |  | Chairs; Examination/Treatment | 31669 | 880HPC | RELIANCE MEDICAL PRODUCTS INC | 0
CHRISTIANA |  | HOSPITAL-WH | 0 | 139987 | DE |  |  |  | Chairs; Examination/Treatment | 31668 | 880HPC | RELIANCE MEDICAL PRODUCTS INC | 0
CHRISTIANA |  | PMRI | 0 | 805225-14-700 | DE |  |  |  | Analyzers; Physiologic; Metabolic Rate; Oxygen/Carbon Dioxide Based | 26140 | OXYCON ALPHA | VIASYS HEALTHCARE INC | 25000
CHRISTIANA |  | HOSPITAL-WH | 0 | F9582820 | DE |  |  |  | Cameras; Radiographic Photospot | 19805 | DTS-KDU | Toshiba America Medical Systems Inc | 55000
CHRISTIANA |  | HOSPITAL-CH | 0 | 811-R-28 | DE |  | 2004-04-12 20:00 |  | HOODS; ISOLATION; LAMINAR AIR FLOW | 35480 | 8M903 | SHANDON LIPSHAW | 35000
CHRISTIANA |  | HOSPITAL-CH | 0 | GP00824 | DE |  |  |  | Physiologic Monitor Modules; Apnea/Respiratory Rate | 11335 | 89-161-70 | HILL-ROM AIR-SHIELDS A HILL-ROM CO | 1000
CHRISTIANA |  | HOSPITAL-CH | 0 | TO110180 | DE |  | 2008-01-20 19:00 |  | Scales; Clinical; Laboratory | 28573 | Denver TR Series Balance TR-203 | DENVER INSTRUMENT CO | 600
CHRISTIANA |  | HOSPITAL-CH | 0 | 3-1411 | DE |  | 2013-03-24 20:00 |  | Scales; Patient; Chair | 49963 | 3003 Scales; Patient; Chair - 3003 | SCALE-TRONIX INC | 1500 | Purchased
CHRISTIANA |  | HOSPITAL-CH | 0 | 3-1412 | DE |  | 2013-03-24 20:00 |  | Scales; Patient; Chair | 49964 | 3003 Scales; Patient; Chair - 3003 | SCALE-TRONIX INC | 1500 | Purchased
CHRISTIANA |  | HOSPITAL-CH | 0 | 31232 | DE |  |  |  | Scales; Patient; Chair | 34462 | 3003 Scales; Patient; Chair - 3003 | SCALE-TRONIX INC | 1500
CHRISTIANA |  | HOSPITAL-CH | 0 | E00565-16113 | DE |  |  |  | Refrigerators; Laboratory | 45023 | Upright Medical Grade Laboratory and Pha REF20-LB | Follett Corp | 7500
CHRISTIANA |  | HOSPITAL-CH | 0 | 1589 | DE |  |  |  | WASHERS; Flexible Endoscope (Retired) | 38279 | MV-1 | OLYMPUS AMERICA INC | 0
CHRISTIANA |  | HOSPITAL-CH | 0 | 628 | DE |  |  |  | X-Ray Tube Assemblies | 24799 | 4318-A | PICKER INTERNATIONAL LTD | 64830
CHRISTIANA |  | HOSPITAL-CH | 0 | 415 | DE |  |  |  | X-Ray Tube Assemblies | 18686 | 4318-A | PICKER INTERNATIONAL LTD | 20000
CHRISTIANA |  | HOSPITAL-CH | 0 | LS2-071108-1 | DE |  | 2007-12-13 19:00 |  | Aspirators; Surgical; Liposuction | 40472 | Single Port Liposuction Aspirator LS2 | M.D. RESOURCE | 2500 | Purchased
CHRISTIANA |  | HOSPITAL-WH | 0 | LS2-071218-1 | DE |  | 2007-12-12 19:00 |  | Aspirators; Surgical; Liposuction | 40421 | Single Port Liposuction Aspirator LS2 | M.D. RESOURCE | 2500 | Purchased
CHRISTIANA |  | HOSPITAL-WH | 0 | LS2-0801044 | DE |  | 2008-01-07 19:00 |  | Aspirators; Surgical; Liposuction | 40637 | Single Port Liposuction Aspirator LS2 | M.D. RESOURCE | 2500 | Purchased
CHRISTIANA |  | HOSPITAL-WH | 0 | 3204 | DE |  | 2017-05-04 20:00 |  | Aspirators; Surgical; Liposuction | 64664 | Byron Lysonix 3000 | BYRON MEDICAL | 2500 | Purchased
CHRISTIANA |  | HOSPITAL-CH | 0 | 2805TFB1212-18 | DE |  |  |  | Baths; Tissue Flotation | 41723 | Tissue Flotation Workstation Bath H-TFB | Triangle Biomedical Sciences Inc | 5000
CHRISTIANA |  | West Grove Medical Office Building | 0 | 39357102 | DE |  |  |  | Defibrillators; External; Manual | 47179 | LIFEPAK Defibrillator 20e | PHYSIO-CONTROL CORP | 7156
CHRISTIANA |  | West Grove Medical Office Building | 0 | 39317478 | DE |  |  |  | Defibrillators; External; Manual | 47178 | LIFEPAK Defibrillator 20e | PHYSIO-CONTROL CORP | 7156
CHRISTIANA |  | HOSPITAL-CH | 0 | 62509 | DE |  |  |  | Positive Airway Pressure Units; Bi-Level | 22104 | S/T-D 332003 | RESPIRONICS INC | 6000
CHRISTIANA |  | HOSPITAL-CH | 0 | 88081 | DE |  |  |  | Positive Airway Pressure Units; Bi-Level | 23540 | S/T-D 332003 | RESPIRONICS INC | 6000
CHRISTIANA |  | HOSPITAL-WH | 0 | 88095 | DE |  |  |  | Positive Airway Pressure Units; Bi-Level | 23580 | S/T-D 332003 | RESPIRONICS INC | 6000
CHRISTIANA |  | HOSPITAL-CH | 0 | 34086 | DE |  |  |  | Positive Airway Pressure Units; Bi-Level | 22722 | S/T-D 332003 | RESPIRONICS INC | 6394
CHRISTIANA |  | HOSPITAL-CH | 0 | 35475 | DE |  |  |  | Positive Airway Pressure Units; Bi-Level | 24941 | S/T-D 332003 | RESPIRONICS INC | 6000
CHRISTIANA |  | HOSPITAL-WH | 0 | 38958 | DE |  |  |  | Positive Airway Pressure Units; Bi-Level | 22723 | S/T-D 332003 | RESPIRONICS INC | 5500
CHRISTIANA |  | HOSPITAL-CH | 0 | 30026 | DE |  |  |  | Positive Airway Pressure Units; Bi-Level | 26030 | S/T-D 332003 | RESPIRONICS INC | 6000
CHRISTIANA |  | HOSPITAL-CH | 0 | 38950 | DE |  |  |  | Positive Airway Pressure Units; Bi-Level | 20822 | S/T-D 332003 | RESPIRONICS INC | 3250
CHRISTIANA |  | HOSPITAL-CH | 0 | 38714 | DE |  |  |  | Positive Airway Pressure Units; Bi-Level | 20826 | S/T-D 332003 | RESPIRONICS INC | 6394
CHRISTIANA |  | HOSPITAL-CH | 0 | 38675 | DE |  |  |  | Positive Airway Pressure Units; Bi-Level | 20825 | S/T-D 332003 | RESPIRONICS INC | 6394
CHRISTIANA |  | HOSPITAL-CH | 0 | 280426 | DE |  |  |  | Centrifuges | 46560 | CLINIFUGE | KENDRO LABORATORY PRODUCTS A SPX CORP CO | 0
CHRISTIANA |  | HOSPITAL-WH | 0 | 12435 | DE |  |  |  | Centrifuges | 29233 | C56C | VULCON TECHNOLOGIES | 0
CHRISTIANA |  | HCCC | 0 | Z06915 | DE |  |  |  | Exercisers; Leg/Ankle | 45402 | LEG LIFT | HOIST FITNESS SYSTEM | 7500
CHRISTIANA |  | Middletown Care Center(Sleepy Hollow) | 0 | NONE | DE |  |  |  | Exercisers; Leg/Ankle | 25423 | LEG LIFT | HOIST FITNESS SYSTEM | 7500
CHRISTIANA |  | PMRI | 0 | Z06983 | DE |  |  |  | Exercisers; Muscle Strength; Lever/Pulley-Cable; Lower Limb; Leg Press | 48095 | Leg Press HD1600 | HOIST FITNESS SYSTEM | 7500
CHRISTIANA |  | HOSPITAL-WH | 0 | W50035709 | DE |  | 2013-06-25 20:00 |  | Washer/Decontamination Units | 44968 | 86-Series Washer/Disinfector 8668 | GETINGE/CASTLE INC | 45000 | Purchased
CHRISTIANA |  | HOSPITAL-CH | 0 | W50012146 | DE |  | 2010-03-10 19:00 |  | Washer/Decontamination Units | 40134 | 86-Series Washer/Disinfector 8668 | GETINGE/CASTLE INC | 45000 | Purchased
CHRISTIANA |  | HOSPITAL-CH | 0 | W500116808 | DE |  |  |  | Washer/Decontamination Units | 40132 | 86-Series Washer/Disinfector 8668 | GETINGE/CASTLE INC | 45000
CHRISTIANA |  | HOSPITAL-WH | 0 | W50035378 | DE |  | 2013-06-25 20:00 |  | Washer/Decontamination Units | 44969 | 86-Series Washer/Disinfector 8668 | GETINGE/CASTLE INC | 45000 | Purchased
CHRISTIANA |  | HOSPITAL-CH | 0 | W50012145 | DE |  | 2010-03-02 19:00 |  | Washer/Decontamination Units | 40130 | 86-Series Washer/Disinfector 8668 | GETINGE/CASTLE INC | 45000 | Purchased
CHRISTIANA |  | HOSPITAL-CH | 0 | W50011607 | DE |  |  |  | Washer/Decontamination Units | 40131 | 86-Series Washer/Disinfector 8668 | GETINGE/CASTLE INC | 45000
CHRISTIANA |  | HOSPITAL-WH | 0 | W50035351 | DE |  | 2013-06-25 20:00 |  | Washer/Decontamination Units | 44970 | 86-Series Washer/Disinfector 8668 | GETINGE/CASTLE INC | 45000 | Purchased
CHRISTIANA |  | HOSPITAL-CH | 0 | W50035104 | DE |  | 2012-11-20 19:00 |  | Washer/Decontamination Units | 50448 | 86-Series Washer/Disinfector 8668 | GETINGE/CASTLE INC | 45000 | Purchased
CHRISTIANA |  | HOSPITAL-CH | 0 | W50034972 | DE |  | 2012-11-26 19:00 |  | Washer/Decontamination Units | 50449 | 86-Series Washer/Disinfector 8668 | GETINGE/CASTLE INC | 45000 | Purchased
CHRISTIANA |  | MAP II | 0 | D504411 | DE |  | 2014-07-29 20:00 |  | Auditory Function Screening Devices; Newborn | 54317 | ALGO 5 Newborn Hearing Screener | Natus Neurology Inc | 25000 | Purchased
CHRISTIANA |  | WH SURGI | 8146.1 | 0201806801X | DE |  | 2002-09-09 20:00 |  | Cataract Extraction Phacoemulsification/Vitrectomy Systems | 33347 | Accurus 800CS | ALCON SURGICAL INC | 52505
CHRISTIANA |  | HOSPITAL-WH | 8146.1 | 0402295901X | DE |  | 2004-11-30 19:00 |  | Cataract Extraction Phacoemulsification/Vitrectomy Systems | 36675 | Accurus 800CS | ALCON SURGICAL INC | 15000
CHRISTIANA |  | HOSPITAL-CH | 0 | F2L20269T | DE |  |  |  | Electrosurgical Units | 20207 | FORCE 2 | VALLEYLAB DIV TYCO HEALTHCARE GROUP LP | 6128
CHRISTIANA |  | HOSPITAL-CH | 0 | F8H5839T-20 | DE |  |  |  | Electrosurgical Units | 16292 | FORCE 2 | VALLEYLAB DIV TYCO HEALTHCARE GROUP LP | 7020
CHRISTIANA |  | HOSPITAL-WH | 0 | FIL16391T | DE |  |  |  | Electrosurgical Units | 19494 | FORCE 2 | VALLEYLAB DIV TYCO HEALTHCARE GROUP LP | 4997
CHRISTIANA |  | HOSPITAL-CH | 0 | FIL16460T | DE |  |  |  | Electrosurgical Units | 19584 | FORCE 2 | VALLEYLAB DIV TYCO HEALTHCARE GROUP LP | 6580
CHRISTIANA |  | HOSPITAL-CH | 0 | SF8J03215A | DE |  | 2009-06-08 20:00 |  | Electrosurgical Units | 42743 | FORCE 2 | VALLEYLAB DIV TYCO HEALTHCARE GROUP LP | 7760 | Purchased
CHRISTIANA |  | HOSPITAL-WH | 0 | F2J19880T | DE |  |  |  | Electrosurgical Units | 20346 | FORCE 2 | VALLEYLAB DIV TYCO HEALTHCARE GROUP LP | 6124
CHRISTIANA |  | HOSPITAL-CH | 0 | F8C4747T | DE |  |  |  | Electrosurgical Units | 12755 | FORCE 2 | VALLEYLAB DIV TYCO HEALTHCARE GROUP LP | 7000
CHRISTIANA |  | HOSPITAL-CH | 0 | F5F27571T | DE |  |  |  | Electrosurgical Units | 22961 | FORCE 2 | VALLEYLAB DIV TYCO HEALTHCARE GROUP LP | 8800
CHRISTIANA |  | HOSPITAL-CH | 0 | F3I22627T | DE |  |  |  | Electrosurgical Units | 20780 | FORCE 2 | VALLEYLAB DIV TYCO HEALTHCARE GROUP LP | 5831
CHRISTIANA |  | HOSPITAL-CH | 0 | F2K19958T | DE |  |  |  | Electrosurgical Units | 20323 | FORCE 2 | VALLEYLAB DIV TYCO HEALTHCARE GROUP LP | 6124
CHRISTIANA |  | HOSPITAL-WH | 0 | F3H42766T | DE |  |  |  | Electrosurgical Units | 34860 | FORCE 2 | VALLEYLAB DIV TYCO HEALTHCARE GROUP LP | 4840.16
CHRISTIANA |  | HOSPITAL-CH | 0 | F3H42758T | DE |  |  |  | Electrosurgical Units | 34861 | FORCE 2 | VALLEYLAB DIV TYCO HEALTHCARE GROUP LP | 4840.16
CHRISTIANA |  | HOSPITAL-WH | 0 | F8L36406T | DE |  |  |  | Electrosurgical Units | 28233 | FORCE 2 | VALLEYLAB DIV TYCO HEALTHCARE GROUP LP | 5340
CHRISTIANA |  | HOSPITAL-CH | 0 | F5C26900T | DE |  |  |  | Electrosurgical Units | 22183 | FORCE 2 | VALLEYLAB DIV TYCO HEALTHCARE GROUP LP | 5718
CHRISTIANA |  | WH SURGI | 0 | F1G14153T | DE |  | 2008-01-20 19:00 |  | Electrosurgical Units | 24848 | FORCE 2 | VALLEYLAB DIV TYCO HEALTHCARE GROUP LP | 7000
CHRISTIANA |  | HOSPITAL-CH | 0 | 778501-03 | DE |  | 2015-09-09 20:00 |  | Disinfectors; Liquid Germicide; Flexible Endoscope | 58001 | CER Optima Automated Endoscope Reprocess CER-2 | MEDIVATORS | 22700
CHRISTIANA |  | HOSPITAL-CH | 0 | 1P00983 | DE |  | 2011-09-21 20:00 |  | Apheresis Units; Therapeutic; Platelet/Plasma Exchange | 48944 | Spectra Optia Apheresis System 61000 | Terumo BCT Inc. (formerly CaridianBCT; Inc) (Terumo Group) | 75000 | Purchased
CHRISTIANA |  | HOSPITAL-CH | 0 | 1P02353 | DE |  | 2014-05-15 20:00 |  | Apheresis Units; Therapeutic; Platelet/Plasma Exchange | 53569 | Spectra Optia Apheresis System 61000 | Terumo BCT Inc. (formerly CaridianBCT; Inc) (Terumo Group) | 75000 | Purchased
CHRISTIANA |  |  | 0 | 20080700091AF |  |  | 2012-10-24 20:00 |  | Sphygmomanometers; Electronic; Automatic | 49644 | 5 Series Upper Arm Blood Pressure Monito BP742N | OMRON Corp | 750
CHRISTIANA |  | HOSPITAL-CH | 0 | 3052 | DE |  | 2008-03-01 19:00 |  | Analyzers; Laboratory; Hematology; Blood/Component Volume | 41442 | Blood Volume Analyzer BVA-100 | DAXOR CORP | 75000 | Purchased
CHRISTIANA |  | HOSPITAL-CH | 0 | SYN5009 | DE |  | 2011-07-25 20:00 |  | Electrosurgical Units | 47937 | Harmonic Generator System 300 | JOHNSON & JOHNSON CORP | 25000 | Purchased
CHRISTIANA |  | HOSPITAL-CH | 0 | SYN4345 | DE |  |  |  | Electrosurgical Units | 39463 | Harmonic Generator System 300 | JOHNSON & JOHNSON CORP | 25000
CHRISTIANA |  | HOSPITAL-CH | 0 | SYN5189 | DE |  | 2012-12-10 19:00 |  | Electrosurgical Units | 50084 | Harmonic Generator System 300 | JOHNSON & JOHNSON CORP | 25000 | Purchased
CHRISTIANA |  | MAP II | 0 | 9T12 | DE |  | 2018-10-22 20:00 |  | Scales; Infant | 68396 | DIGITAL INFANT SCALE | HEINE USA LTD | 1500
CHRISTIANA |  | HOSPITAL-CH | 0 | 1420344 | DE |  |  |  | Scanning Systems; Ultrasonic; Endoscopic | 35569 | EU-M60 | OLYMPUS AMERICA INC | 68598.43
CHRISTIANA |  | Foulkstone Plaza | 0 | 21510 | DE |  | 2007-12-19 19:00 |  | Electrocardiographs; Multichannel | 40608 | SE PRO 600 | CARDINAL | 3203
CHRISTIANA |  | HOSPITAL-WH | 0 | 20120300503 | DE |  |  |  | Electrocardiographs; Multichannel | 48411 | SE PRO 600 | CARDINAL | 3203
CHRISTIANA |  | CANCER CENTER | 0 | 20246 | DE |  |  |  | Recorders; Video; Tape | 34445 | DSR-11 | SONY MEDICAL SYSTEMS | 4999.99
CHRISTIANA |  | HOSPITAL-CH | 5989 | 32446-96 | DE |  |  |  | Analyzers; Laboratory; Immunoassay; Photometric; Enzyme (EIA) | 57194 | TDX FLX | ABBOTT CRITICAL CARE SYSTEMS DIV ABBOTT LABORATORIES | 10000
CHRISTIANA |  | HOSPITAL-CH | 0 | JW02253 | DE |  |  |  | Warmers; Radiant; Infant | 10931 | 7810 | HILL-ROM AIR-SHIELDS A HILL-ROM CO | 8000
CHRISTIANA |  | HOSPITAL-CH | 0 | JW02250 | DE |  |  |  | Warmers; Radiant; Infant | 11367 | 7810 | HILL-ROM AIR-SHIELDS A HILL-ROM CO | 8000
CHRISTIANA |  | HOSPITAL-CH | 0 | GP04694 | DE |  |  |  | Warmers; Radiant; Infant | 15086 | 7810 | HILL-ROM AIR-SHIELDS A HILL-ROM CO | 8000
CHRISTIANA |  | HOSPITAL-CH | 0 | CW01563 | DE |  | 1988-08-27 20:00 |  | Warmers; Radiant; Infant | 11518 | 7810 | HILL-ROM AIR-SHIELDS A HILL-ROM CO | 3607
CHRISTIANA |  | HOSPITAL-CH | 0 | DK09870 | DE |  |  |  | Warmers; Radiant; Infant | 16662 | 7810 | HILL-ROM AIR-SHIELDS A HILL-ROM CO | 3529
CHRISTIANA |  | HOSPITAL-CH | 0 | FA05727 | DE |  |  |  | Warmers; Radiant; Infant | 11082 | 7810 | HILL-ROM AIR-SHIELDS A HILL-ROM CO | 3928
CHRISTIANA |  | HOSPITAL-CH | 0 | HW01762 | DE |  |  |  | Warmers; Radiant; Infant | 15320 | 7810 | HILL-ROM AIR-SHIELDS A HILL-ROM CO | 8000
CHRISTIANA |  | HOSPITAL-CH | 0 | JW02269 | DE |  |  |  | Warmers; Radiant; Infant | 11465 | 7810 | HILL-ROM AIR-SHIELDS A HILL-ROM CO | 8000
CHRISTIANA |  | HOSPITAL-CH | 0 | GP04699 | DE |  |  |  | Warmers; Radiant; Infant | 15076 | 7810 | HILL-ROM AIR-SHIELDS A HILL-ROM CO | 7646
CHRISTIANA |  | HOSPITAL-CH | 0 | HT07428 | DE |  |  |  | Warmers; Radiant; Infant | 11948 | 7810 | HILL-ROM AIR-SHIELDS A HILL-ROM CO | 3415
CHRISTIANA |  | HCCC | 0 | NONE | DE |  | 2013-08-04 20:00 |  | Otoscopes | 45371 | 767 OTOSCOPE; GENERAL | CARDINAL | 850
CHRISTIANA |  | New Castle Center | 0 | NONE | DE |  | 2014-04-20 20:00 |  | Otoscopes | 60572 | 767 OTOSCOPE; GENERAL | CARDINAL | 850
CHRISTIANA |  | HOSPITAL-CH | 0 | NONE | DE |  | 2013-11-25 19:00 |  | Otoscopes | 52902 | 767 OTOSCOPE; GENERAL | CARDINAL | 850
CHRISTIANA |  | HCCC | 0 | NONE | DE |  | 2013-08-04 20:00 |  | Otoscopes | 45382 | 767 OTOSCOPE; GENERAL | CARDINAL | 850
CHRISTIANA |  | Claymont | 0 | NONE | DE |  | 2008-01-20 19:00 |  | Otoscopes | 45516 | 767 OTOSCOPE; GENERAL | CARDINAL | 850
CHRISTIANA |  | New Castle Center | 0 | NONE | DE |  | 2014-04-20 20:00 |  | Otoscopes | 60571 | 767 OTOSCOPE; GENERAL | CARDINAL | 850
CHRISTIANA |  | HOSPITAL-WH | 0 | No Serial Number | DE |  |  |  | Otoscopes | 50322 | 767 OTOSCOPE; GENERAL | CARDINAL | 850
CHRISTIANA |  | HCCC | 0 | No Serial Number | DE |  | 2013-08-04 20:00 |  | Otoscopes | 45013 | 767 OTOSCOPE; GENERAL | CARDINAL | 850
CHRISTIANA |  | HOSPITAL-CH | 0 | NONE | DE |  | 2013-11-26 19:00 |  | Otoscopes | 52906 | 767 OTOSCOPE; GENERAL | CARDINAL | 850 | Purchased
CHRISTIANA |  | HCCC | 0 | NONE | DE |  | 2013-08-04 20:00 |  | Otoscopes | 45355 | 767 OTOSCOPE; GENERAL | CARDINAL | 850
CHRISTIANA |  | Claymont | 0 | NONE | DE |  | 2008-01-20 19:00 |  | Otoscopes | 49912 | 767 OTOSCOPE; GENERAL | CARDINAL | 850
CHRISTIANA |  | HCCC | 0 | NONE | DE |  |  |  | Otoscopes | 49041 | 767 OTOSCOPE; GENERAL | CARDINAL | 850
CHRISTIANA |  | HCCC | 0 | NONE | DE |  | 2013-08-04 20:00 |  | Otoscopes | 45366 | 767 OTOSCOPE; GENERAL | CARDINAL | 850
CHRISTIANA |  | HOSPITAL-WH | 0 | NONE | DE |  | 2013-11-26 19:00 |  | Otoscopes | 60510 | 767 OTOSCOPE; GENERAL | CARDINAL | 850
CHRISTIANA |  | HCCC | 0 | NONE | DE |  | 2013-08-04 20:00 |  | Otoscopes | 45381 | 767 OTOSCOPE; GENERAL | CARDINAL | 850
CHRISTIANA |  | New Castle Center | 0 | NONE | DE |  | 2014-04-20 20:00 |  | Otoscopes | 60569 | 767 OTOSCOPE; GENERAL | CARDINAL | 850
CHRISTIANA |  | HOSPITAL-CH | 0 | NONE | DE |  | 2013-11-26 19:00 |  | Otoscopes | 62436 | 767 OTOSCOPE; GENERAL | CARDINAL | 850
CHRISTIANA |  | Howard High School | 0 | NONE | DE |  | 2015-04-21 20:00 |  | Otoscopes | 54657 | 767 OTOSCOPE; GENERAL | CARDINAL | 850 | Purchased
CHRISTIANA |  | HOSPITAL-CH | 0 | NONE | DE |  | 2013-11-13 19:00 |  | OPHTHALMOSCOPE/OTOSCOPES | 52824 | 767 OTOSCOPE; GENERAL | CARDINAL | 850
CHRISTIANA |  | HOSPITAL-WH | 0 | 6293 | DE |  | 2007-01-04 19:00 |  | Otoscopes | 39162 | 767 OTOSCOPE; GENERAL | CARDINAL | 850 | Purchased
CHRISTIANA |  | New Castle Center | 0 | NONE | DE |  | 2014-04-20 20:00 |  | Otoscopes | 60568 | 767 OTOSCOPE; GENERAL | CARDINAL | 850
CHRISTIANA |  | Claymont | 0 | NONE | DE |  | 2008-01-20 19:00 |  | Otoscopes | 49911 | 767 OTOSCOPE; GENERAL | CARDINAL | 850
CHRISTIANA |  | HOSPITAL-CH | 0 | NONE | DE |  | 2013-11-25 19:00 |  | Otoscopes | 52900 | 767 OTOSCOPE; GENERAL | CARDINAL | 850
CHRISTIANA |  | HCCC | 0 | NONE | DE |  | 2013-08-04 20:00 |  | Otoscopes | 45374 | 767 OTOSCOPE; GENERAL | CARDINAL | 850
CHRISTIANA |  | Claymont | 0 | NONE | DE |  | 2008-01-20 19:00 |  | Otoscopes | 45514 | 767 OTOSCOPE; GENERAL | CARDINAL | 850
CHRISTIANA |  | HOSPITAL-CH | 0 | NONE | DE |  | 2013-11-13 19:00 |  | OPHTHALMOSCOPE/OTOSCOPES | 52826 | 767 OTOSCOPE; GENERAL | CARDINAL | 850
CHRISTIANA |  | HOSPITAL-WH | 0 | NONE | DE |  |  |  | Otoscopes | 50297 | 767 OTOSCOPE; GENERAL | CARDINAL | 850
CHRISTIANA |  | HOSPITAL-WH | 0 | NONE | DE |  |  |  | Otoscopes | 50318 | 767 OTOSCOPE; GENERAL | CARDINAL | 850
CHRISTIANA |  | HOSPITAL-CH | 0 | NONE | DE |  | 2013-11-13 19:00 |  | OPHTHALMOSCOPE/OTOSCOPES | 52820 | 767 OTOSCOPE; GENERAL | CARDINAL | 850
CHRISTIANA |  | HCCC | 0 | NONE | DE |  |  |  | Otoscopes | 55930 | 767 OTOSCOPE; GENERAL | CARDINAL | 850
CHRISTIANA |  | HOSPITAL-WH | 0 | NONE | DE |  |  |  | Otoscopes | 50290 | 767 OTOSCOPE; GENERAL | CARDINAL | 850
CHRISTIANA |  | HOSPITAL-WH | 0 | NONE | DE |  |  |  | Otoscopes | 50319 | 767 OTOSCOPE; GENERAL | CARDINAL | 850
CHRISTIANA |  | HOSPITAL-CH | 0 | NONE | DE |  | 2013-11-25 19:00 |  | Otoscopes | 52904 | 767 OTOSCOPE; GENERAL | CARDINAL | 850 | Purchased
CHRISTIANA |  | HCCC | 0 | No Serial Number | DE |  | 2013-08-04 20:00 |  | Otoscopes | 45016 | 767 OTOSCOPE; GENERAL | CARDINAL | 850
CHRISTIANA |  | HOSPITAL-WH | 0 | NONE | DE |  |  |  | Otoscopes | 50320 | 767 OTOSCOPE; GENERAL | CARDINAL | 850
CHRISTIANA |  | HOSPITAL-WH | 0 | NONE | DE |  |  |  | Otoscopes | 50321 | 767 OTOSCOPE; GENERAL | CARDINAL | 850
CHRISTIANA |  | Glasgow Medical Center | 0 | NONE | DE |  | 2013-08-29 20:00 |  | Otoscopes | 62086 | 767 OTOSCOPE; GENERAL | CARDINAL | 850 | Purchased
CHRISTIANA |  | HCCC | 0 | NONE | DE |  | 2013-08-04 20:00 |  | Otoscopes | 45357 | 767 OTOSCOPE; GENERAL | CARDINAL | 850
CHRISTIANA |  | Glasgow Medical Center | 0 | NONE | DE |  | 2013-08-29 20:00 |  | Otoscopes | 62089 | 767 OTOSCOPE; GENERAL | CARDINAL | 850
CHRISTIANA |  | Claymont | 0 | NONE | DE |  | 2008-01-20 19:00 |  | Otoscopes | 49910 | 767 OTOSCOPE; GENERAL | CARDINAL | 850
CHRISTIANA |  | Glasgow Medical Center | 0 | NONE | DE |  | 2013-08-29 20:00 |  | Otoscopes | 62093 | 767 OTOSCOPE; GENERAL | CARDINAL | 850
CHRISTIANA |  | HCCC | 0 | NONE | DE |  | 2013-08-04 20:00 |  | Otoscopes | 45373 | 767 OTOSCOPE; GENERAL | CARDINAL | 850
CHRISTIANA |  | Claymont | 0 | NONE | DE |  | 2008-01-20 19:00 |  | Otoscopes | 45513 | 767 OTOSCOPE; GENERAL | CARDINAL | 850
CHRISTIANA |  | HOSPITAL-CH | 0 | NONE | DE |  | 2013-11-13 19:00 |  | OPHTHALMOSCOPE/OTOSCOPES | 52825 | 767 OTOSCOPE; GENERAL | CARDINAL | 850
CHRISTIANA |  | HOSPITAL-CH | 0 | NONE | DE |  | 2013-11-25 19:00 |  | Otoscopes | 52946 | 767 OTOSCOPE; GENERAL | CARDINAL | 850
CHRISTIANA |  | New Castle Senior Center | 0 | NONE | DE |  |  |  | Otoscopes | 45708 | 767 OTOSCOPE; GENERAL | CARDINAL | 850
CHRISTIANA |  | HCCC | 0 | NONE | DE |  |  |  | Otoscopes | 54754 | 767 OTOSCOPE; GENERAL | CARDINAL | 850
CHRISTIANA |  | HCCC | 0 | NONE | DE |  |  |  | Otoscopes | 54756 | 767 OTOSCOPE; GENERAL | CARDINAL | 850
CHRISTIANA |  | HCCC | 0 | NONE | DE |  | 2013-08-04 20:00 |  | Otoscopes | 45384 | 767 OTOSCOPE; GENERAL | CARDINAL | 850
CHRISTIANA |  | HCCC | 0 | NONE | DE |  |  |  | Otoscopes | 54755 | 767 OTOSCOPE; GENERAL | CARDINAL | 850
CHRISTIANA |  | HCCC | 0 | NONE | DE |  | 2013-08-04 20:00 |  | Otoscopes | 45014 | 767 OTOSCOPE; GENERAL | CARDINAL | 850
CHRISTIANA |  | HOSPITAL-CH | 0 | NONE | DE |  |  |  | Otoscopes | 52907 | 767 OTOSCOPE; GENERAL | CARDINAL | 850
CHRISTIANA |  | HOSPITAL-CH | 0 | NONE | DE |  | 2010-08-25 20:00 |  | Otoscopes | 41598 | 767 OTOSCOPE; GENERAL | CARDINAL | 850
CHRISTIANA |  | HCCC | 0 | NONE | DE |  | 2013-08-04 20:00 |  | Otoscopes | 45356 | 767 OTOSCOPE; GENERAL | CARDINAL | 850
CHRISTIANA |  | Mckean High School | 0 | NONE | DE |  | 2008-01-20 19:00 |  | Otoscopes | 45758 | 767 OTOSCOPE; GENERAL | CARDINAL | 850 | Purchased
CHRISTIANA |  | Claymont | 0 | NONE | DE |  | 2008-01-20 19:00 |  | Otoscopes | 49909 | 767 OTOSCOPE; GENERAL | CARDINAL | 850
CHRISTIANA |  | EDUCATION | 0 | E3527I81304 | DE |  |  |  | MONITORING SYSTEMS; PHYSIOLOGIC | 36593 | M1094-68004 | PHILIPS MEDICAL SYSTEMS CARDIAC & MONITORING SYSTEMS DIV | 0
CHRISTIANA |  | PMRI | 0 | GC691A0075 | DE |  |  |  | MONITORING SYSTEMS; PHYSIOLOGIC | 28182 | CMC-2000M | ScottCare Corp A Scott Fetzer Co | 2000
CHRISTIANA |  | Hockessin Primary Care | 0 | A7122470 | DE |  | 2008-01-20 19:00 |  | Scales; Patient; Floor | 27214 | 459 | DETECTO SCALE CO DIV CARDINAL SCALE MFG CO | 1400
CHRISTIANA |  | CONCORD M.O.B. | 0 | 0001-3489 | PA |  | 2008-07-08 20:00 |  | Scales; Patient; Floor | 40265 | 459 | DETECTO SCALE CO DIV CARDINAL SCALE MFG CO | 1500
CHRISTIANA |  | Hockessin Primary Care | 0 | 9710-850 | DE |  | 2008-01-20 19:00 |  | Scales; Patient; Floor | 27221 | 459 | DETECTO SCALE CO DIV CARDINAL SCALE MFG CO | 1400
CHRISTIANA |  | HOSPITAL-CH | 0 | NONE | DE |  |  |  | Scales; Patient; Floor | 22213 | 439 | DETECTO SCALE CO DIV CARDINAL SCALE MFG CO | 1000
CHRISTIANA |  | HOSPITAL-CH | 0 | 9804-772 | DE |  | 2008-01-20 19:00 |  | Scales; Patient; Floor | 27739 | 439 | DETECTO SCALE CO DIV CARDINAL SCALE MFG CO | 1000 | Purchased
CHRISTIANA |  | West Grove Medical Office Building | 0 | NONE | DE |  |  |  | Scales; Patient; Floor | 41609 | 439 | DETECTO SCALE CO DIV CARDINAL SCALE MFG CO | 1000
CHRISTIANA |  | HCCC | 0 | 9804-771 | DE |  |  |  | Scales; Patient; Floor | 27707 | 439 | DETECTO SCALE CO DIV CARDINAL SCALE MFG CO | 1000
CHRISTIANA |  | West Grove Medical Office Building | 0 | 0501-845 | DE |  |  |  | Scales; Patient; Floor | 41607 | 439 | DETECTO SCALE CO DIV CARDINAL SCALE MFG CO | 1000
CHRISTIANA | 2023-05-31 | EDUCATION | 0 | E15609-0096 | DE |  | 2022-05-26 14:29 |  | Scales; Patient; Floor | 42986 | 439 | DETECTO SCALE CO DIV CARDINAL SCALE MFG CO | 1000 | Purchased
CHRISTIANA |  | WH SURGI | 0 | 00D052114 | DE |  |  |  | Cameras; Video; Endoscope | 31378 | SDC PRO | Stryker Corp | 9999.99
CHRISTIANA |  | EDUCATION | 0 | 00E019934 | DE |  |  |  | Cameras; Video; Endoscope | 34253 | SDC PRO | Stryker Corp | 6999.99
CHRISTIANA |  | CH-SURGI | 0 | 842-28 | DE |  | 2008-01-20 19:00 |  | Radiofrequency Therapy Systems; Tissue Ablation | 25957 | 440ES | RADIONICS INC DIV TYCO HEALTHCARE GROUP LP | 7000 | Purchased
CHRISTIANA |  | HOSPITAL-CH | 0 | 11395 | DE |  |  |  | Infusion Pumps; General-Purpose | 41315 | 3009135 | MEDRAD Inc Unit of Bayer Medical Care | 9050
CHRISTIANA |  | HOSPITAL-CH | 0 | 16054 | DE |  |  |  | Infusion Pumps; General-Purpose | 47311 | 3009135 | MEDRAD Inc Unit of Bayer Medical Care | 0
CHRISTIANA |  | HOSPITAL-CH | 0 | 10309 | DE |  |  |  | Infusion Pumps; General-Purpose | 46825 | 3009135 | MEDRAD Inc Unit of Bayer Medical Care | 0
CHRISTIANA |  | HOSPITAL-CH | 0 | 15078 | DE |  |  |  | Infusion Pumps; General-Purpose | 47312 | 3009135 | MEDRAD Inc Unit of Bayer Medical Care | 0
CHRISTIANA |  | HOSPITAL-WH | 0 | 11345 | DE |  |  |  | Infusion Pumps; General-Purpose | 46443 | 3009135 | MEDRAD Inc Unit of Bayer Medical Care | 0
CHRISTIANA |  | HOSPITAL-CH | 0 | 15346 | DE |  |  |  | Infusion Pumps; General-Purpose | 41317 | 3009135 | MEDRAD Inc Unit of Bayer Medical Care | 9050
CHRISTIANA |  | HOSPITAL-CH | 0 | 14226 | DE |  |  |  | Infusion Pumps; General-Purpose | 41316 | 3009135 | MEDRAD Inc Unit of Bayer Medical Care | 9050
CHRISTIANA |  | HOSPITAL-WH | 0 | 14779 | DE |  |  |  | Infusion Pumps; General-Purpose | 46445 | 3009135 | MEDRAD Inc Unit of Bayer Medical Care | 0
CHRISTIANA |  | HOSPITAL-WH | 0 | 22078 | DE |  | 1988-08-27 20:00 |  | Oxygen Analyzers | 14127 | 2000 | GE MEDICAL SYSTEMS | 700 | Purchased
CHRISTIANA |  | Carneys Point | 0 | 89051586 | NJ |  |  |  | Spirometers; Diagnostic | 28083 | 2000 | BRENTWOOD MEDICAL PRODUCTS ASIA/PACIFIC | 0
CHRISTIANA |  | HOSPITAL-CH | 0 | 4590 | DE |  |  |  | Aspirators; Uterine | 21231 | SV-GP-20 | BERKELEY MEDEVICES INC | 1500
CHRISTIANA |  | HOSPITAL-CH | 0 | 4313 | DE |  |  |  | Aspirators; Uterine | 20152 | SV-GP-20 | BERKELEY MEDEVICES INC | 1728
CHRISTIANA |  | HOSPITAL-CH | 0 | 3749 | DE |  |  |  | Aspirators; Uterine | 17962 | SV-GP-20 | BERKELEY MEDEVICES INC | 1678
CHRISTIANA |  | HOSPITAL-CH | 0 | 458315 | DE |  | 2007-08-22 20:00 |  | Warming Units; Blanket | 39819 | Blanket Warming Cabinet EC2180 | Enthermics Medical Systems | 7500
CHRISTIANA |  | HOSPITAL-WH | 0 | 4320040048 | DE |  |  |  | Washers; Labware/Surgical Instrument; Ultrasonic | 40116 | SC1224C | STERIS Corp | 0
CHRISTIANA |  | HOSPITAL-CH | 0 | 1227 | DE |  | 2004-01-10 19:00 |  | X-Ray Generators | 36704 | POLYDOROS 80 | SIEMENS HEALTH SYSTEMS | 45000 | Purchased
CHRISTIANA |  | HOSPITAL-CH | 0 | 1172 | DE |  |  |  | X-Ray Tube Assemblies | 22762 | 4318-C | PICKER INTERNATIONAL LTD | 20000
CHRISTIANA |  | HOSPITAL-CH | 0 | 1020 | DE |  |  |  | X-Ray Tube Assemblies | 20201 | 4318-C | PICKER INTERNATIONAL LTD | 20000
CHRISTIANA |  | HOSPITAL-CH | 0 | 550 | DE |  |  |  | X-Ray Tube Assemblies | 18721 | 4318-C | PICKER INTERNATIONAL LTD | 20000
CHRISTIANA |  | HOSPITAL-WH | 0 | 554 | DE |  |  |  | X-Ray Tube Assemblies | 19817 | 4318-C | PICKER INTERNATIONAL LTD | 20000
CHRISTIANA |  | HOSPITAL-WH | 0 | 0221-03312 | DE |  | 2006-10-17 20:00 |  | Dryers; Labware | 38851 | Pipet Dryer 1372 | BOEKEL INDUSTRIES INC | 5000
CHRISTIANA |  | HOSPITAL-CH | 0 | 1217 | DE |  | 1988-08-27 20:00 |  | Densitometers | 14864 | Densitometer 301 | X-RITE INC | 2500 | Purchased
CHRISTIANA |  | HOSPITAL-CH | 0 | 30410 | DE |  |  |  | Densitometers | 49587 | Densitometer 301 | X-RITE INC | 5000
CHRISTIANA |  | WH SURGI | 0 | 20102519BP | DE |  |  |  | Radiofrequency Generators | 46855 | Vnus RFG PLUS Radiofrequency Generator RFG2 | VNUS MEDICAL TECHNOLOGIES INC | 0
CHRISTIANA |  | Smyrna Health & Wellness Center | 0 | ZB0530 | DE |  | 2003-03-10 19:00 |  | Aspirators; Emergency | 47369 | 3001 Gomco Portable Aspirator | GOMCO SURGICAL MFG CO | 1500 | Purchased
CHRISTIANA |  |  | 0 | 20070619008 | DE |  |  |  | Aspirators; Emergency | 39727 | 3001 Gomco Portable Aspirator | GOMCO SURGICAL MFG CO | 1500
CHRISTIANA |  | Riverside Medical Arts Complex | 0 | NONE | DE |  |  |  | Aspirators; Emergency | 46089 | 3001 Gomco Portable Aspirator | GOMCO SURGICAL MFG CO | 1500
CHRISTIANA |  | Riverside Medical Arts Complex | 0 | S-4712 | DE |  |  |  | Aspirators; Emergency | 26370 | 3001 Gomco Portable Aspirator | GOMCO SURGICAL MFG CO | 1500
CHRISTIANA |  | HOSPITAL-CH | 0 | 1212042910 | DE |  | 2013-08-10 20:00 |  | Aspirators; Emergency | 45314 | 3001 Gomco Portable Aspirator | GOMCO SURGICAL MFG CO | 1500 | Purchased
CHRISTIANA |  | Smyrna Health & Wellness Center | 0 | 3060000410 | DE |  | 2003-03-10 19:00 |  | Aspirators; Emergency | 47367 | 3001 Gomco Portable Aspirator | GOMCO SURGICAL MFG CO | 1500 | Purchased
CHRISTIANA |  | HOSPITAL-CH | 0 | 1212042957 | DE |  | 2013-08-11 20:00 |  | Aspirators; Emergency | 45313 | 3001 Gomco Portable Aspirator | GOMCO SURGICAL MFG CO | 1500
CHRISTIANA |  | HOSPITAL-CH | 0 | 3076 | DE |  |  |  | Defibrillator/Pacemakers; External | 17994 | LP10 W/PACE | PHYSIO-CONTROL CORP | 8316
CHRISTIANA |  | HOSPITAL-CH | 0 | 33125 | DE |  |  |  | Defibrillator/Pacemakers; External | 21713 | LP10 W/PACE | PHYSIO-CONTROL CORP | 8406
CHRISTIANA |  | HOSPITAL-WH | 0 | 33111 | DE |  |  |  | Defibrillator/Pacemakers; External | 21712 | LP10 W/PACE | PHYSIO-CONTROL CORP | 8036
CHRISTIANA |  | HOSPITAL-CH | 0 | 29512 | DE |  |  |  | Defibrillator/Pacemakers; External | 20897 | LP10 W/PACE | PHYSIO-CONTROL CORP | 7500
CHRISTIANA |  | HOSPITAL-CH | 0 | 1159 | DE |  |  |  | Defibrillator/Pacemakers; External | 17721 | LP10 W/PACE | PHYSIO-CONTROL CORP | 8376
CHRISTIANA |  | HOSPITAL-CH | 0 | 8602331 | DE |  |  |  | Centrifuges; Floor; Low-Speed; Refrigerated | 14165 | RT-6000B | DUPONT CRITICAL CARE INC | 4351
CHRISTIANA |  | Riverside Medical Arts Complex | 0 | 116501 | DE |  |  |  | Ventilators; Volume | 34625 | LP10 | PURITAN BENNETT CORP DIV TYCO HEALTHCARE GROUP LP | 4770
CHRISTIANA |  | Riverside Medical Arts Complex | 0 | 116504 | DE |  |  |  | Ventilators; Volume | 34627 | LP10 | PURITAN BENNETT CORP DIV TYCO HEALTHCARE GROUP LP | 4770
CHRISTIANA |  | HOSPITAL-WH | 0 | 10299 | DE |  |  |  | Defibrillator/Monitors | 19103 | LP10 | PHYSIO-CONTROL CORP | 0
CHRISTIANA |  | HOSPITAL-WH | 0 | 27186 | DE |  |  |  | Defibrillator/Monitors | 20786 | LP10 | PHYSIO-CONTROL CORP | 0
CHRISTIANA |  | HOSPITAL-WH | 0 | 27189 | DE |  |  |  | Defibrillator/Monitors | 20787 | LP10 | PHYSIO-CONTROL CORP | 0
CHRISTIANA |  | HOSPITAL-CH | 0 | 27226 | DE |  |  |  | Defibrillator/Monitors | 31590 | LP10 | PHYSIO-CONTROL CORP | 0
CHRISTIANA |  | HOSPITAL-CH | 0 | 27198 | DE |  |  |  | Defibrillator/Monitors | 20793 | LP10 | PHYSIO-CONTROL CORP | 0
CHRISTIANA |  | CH-SURGI | 0 | 19194 | DE |  |  |  | Defibrillator/Monitors | 20551 | LP10 | PHYSIO-CONTROL CORP | 0
CHRISTIANA |  | HOSPITAL-CH | 0 | 19182 | DE |  |  |  | Defibrillator/Monitors | 31563 | LP10 | PHYSIO-CONTROL CORP | 0
CHRISTIANA |  | HOSPITAL-CH | 0 | 37241 | DE |  |  |  | Defibrillator/Monitors | 23160 | LP10 | PHYSIO-CONTROL CORP | 0
CHRISTIANA |  | HOSPITAL-CH | 0 | 29364 | DE |  |  |  | Defibrillator/Monitors | 20737 | LP10 | PHYSIO-CONTROL CORP | 0
CHRISTIANA |  | HOSPITAL-CH | 0 | 26068 | DE |  |  |  | Defibrillator/Monitors | 20612 | LP10 | PHYSIO-CONTROL CORP | 0
CHRISTIANA |  | HOSPITAL-CH | 0 | 33824 | DE |  |  |  | Defibrillator/Monitors | 23247 | LP10 | PHYSIO-CONTROL CORP | 0
CHRISTIANA |  | HOSPITAL-CH | 0 | 14237 | DE |  |  |  | Defibrillator/Monitors | 25882 | LP10 | PHYSIO-CONTROL CORP | 0
CHRISTIANA |  | HOSPITAL-CH | 0 | 7070 | DE |  |  |  | Defibrillator/Monitors | 31571 | LP10 | PHYSIO-CONTROL CORP | 0
CHRISTIANA |  | HOSPITAL-CH | 0 | 7622 | DE |  |  |  | Defibrillator/Monitors | 24863 | LP10 | PHYSIO-CONTROL CORP | 0
CHRISTIANA |  | HOSPITAL-CH | 0 | 27180 | DE |  |  |  | Defibrillator/Monitors | 20892 | LP10 | PHYSIO-CONTROL CORP | 0
CHRISTIANA |  | HOSPITAL-CH | 0 | 33872 | DE |  |  |  | Defibrillator/Monitors | 23292 | LP10 | PHYSIO-CONTROL CORP | 0
CHRISTIANA |  | HOSPITAL-CH | 0 | 27214 | DE |  |  |  | Defibrillator/Monitors | 20891 | LP10 | PHYSIO-CONTROL CORP | 0
CHRISTIANA |  | HOSPITAL-CH | 0 | 33869 | DE |  |  |  | Defibrillator/Monitors | 23290 | LP10 | PHYSIO-CONTROL CORP | 0
CHRISTIANA |  | HOSPITAL-CH | 0 | 27131 | DE |  |  |  | Defibrillator/Monitors | 20894 | LP10 | PHYSIO-CONTROL CORP | 0
CHRISTIANA |  | HOSPITAL-CH | 0 | 27197 | DE |  |  |  | Defibrillator/Monitors | 20896 | LP10 | PHYSIO-CONTROL CORP | 0
CHRISTIANA |  | HOSPITAL-CH | 0 | 27212 | DE |  |  |  | Defibrillator/Monitors | 20893 | LP10 | PHYSIO-CONTROL CORP | 0
CHRISTIANA |  | HOSPITAL-CH | 0 | 27196 | DE |  |  |  | Defibrillator/Monitors | 20895 | LP10 | PHYSIO-CONTROL CORP | 0
CHRISTIANA |  | HOSPITAL-CH | 0 | 14217 | DE |  |  |  | Defibrillator/Monitors | 31778 | LP10 | PHYSIO-CONTROL CORP | 0
CHRISTIANA |  | HOSPITAL-CH | 0 | 26716 | DE |  |  |  | Defibrillator/Monitors | 20600 | LP10 | PHYSIO-CONTROL CORP | 0
CHRISTIANA |  | HOSPITAL-WH | 0 | M2Y93L04 | DE |  |  |  | Centrifuges | 20964 | MICROFUGE 12 | BECKMAN INSTRUMENTS INC | 1000
CHRISTIANA |  | CANCER CENTER | 0 | M2Y93L03 | DE |  |  |  | Centrifuges | 20963 | MICROFUGE 12 | BECKMAN INSTRUMENTS INC | 1541
CHRISTIANA |  | HCCC | 0 | S701481 | DE |  |  |  | Centrifuges | 12864 | H-103NAD | RUPP & BOWMAN CO | 3255
CHRISTIANA |  | WH SURGI | 0 | 33837 | DE |  |  |  | Centrifuges | 37250 | OCT-V1 | BLOCK SCIENTIFIC INC | 0
CHRISTIANA |  | Foulkstone Plaza | 0 | Unknown | DE |  |  |  | Scanning Systems; Computed Tomography; Axial; Full-Body | 46036 | 728231 | PHILIPS MEDICAL SYSTEMS NORTH AMERICA | 1000000
CHRISTIANA |  | HOSPITAL-WH | 0 | B24KLP | DE |  | 2017-10-30 20:00 |  | Probes; Ultrasonic | B24KLP | L12-4 | Philips Healthcare North America | 10000
CHRISTIANA |  | HOSPITAL-CH | 0 | B24KR3 | DE |  | 2017-10-29 20:00 |  | Probe; Ultrasonic; Transesophageal Echocardiography | B24KR3 | L12-4 | Philips Healthcare North America | 10000 | Purchased
CHRISTIANA |  | CH-SURGI | 0 | 701936 | DE |  | 2015-06-07 20:00 |  | Printers; Video | 57548 | UP-OR80MD | SONY MEDICAL SYSTEMS | 6999.99 | Purchased
CHRISTIANA |  | HOSPITAL-WH | 0 | 70103 | DE |  |  |  | Densitometers; Bone; X-Ray; Dual-Energy Absorptiometry | 30711 | Delphi Bone Densitometry C | Hologic Inc | 0
CHRISTIANA |  | Foulkstone Plaza | 0 | 70174 | DE |  | 2019-03-29 08:04 |  | Densitometers; Bone; X-Ray; Dual-Energy Absorptiometry | 32069 | Delphi Bone Densitometry C | Hologic Inc | 74499.99 | Purchased
CHRISTIANA |  | HOSPITAL-WH | 0 | NONE | DE |  | 2016-07-11 20:00 |  | Exercisers; Muscle Strength; Pneumatic; Trunk; Low Back | 57945 | Low Back RS-1204 | HOIST FITNESS SYSTEM | 7500 | Purchased
CHRISTIANA |  | HOSPITAL-CH | 0 | 1605M50110117 | DE |  | 2019-03-29 08:04 |  | Centrifuges; Tabletop; Low-Speed | 62362 | StatSpin Express 2 Primary Tube Centrifu M501-22 | IRIS MEDICAL INSTRUMENTS INC | 5000 | Purchased
CHRISTIANA |  | HOSPITAL-CH | 0 | 4023 | DE |  | 2019-03-29 08:04 |  | Testers; Force | 64891 | FDK20 | Wagner | 5000 | Purchased
CHRISTIANA |  | HOSPITAL-CH | 0 | 29985 | DE |  |  |  | Radiographic Units; Dental | 14563 | OP-10A | SIEMENS HEALTH SYSTEMS | 26400
CHRISTIANA |  | HOSPITAL-CH | 0 | 98113353 | DE |  |  |  | Arthroscopic Shaver Systems | 29636 | TPS | Stryker Corp | 499
CHRISTIANA |  | HOSPITAL-CH | 0 | 1060183 | DE |  |  |  | Arthroscopic Shaver Systems | 31614 | TPS | Stryker Corp | 0
CHRISTIANA |  | WH SURGI | 0 | 197 | DE |  |  |  | Arthroscopic Shaver Systems | 37249 | TPS | Stryker Corp | 0
CHRISTIANA |  | HOSPITAL-CH | 0 | 397-BURT | DE |  |  |  | Phototherapy Units; Visible Light; Hyperbilirubinemia | 26418 | 6600-0055-900 Ohmeda Wall Mount Phototherapy Light II Our Products: Physician Equipment | GE MEDICAL SYSTEMS | 2000
CHRISTIANA |  | HOSPITAL-WH | 0 | NONE | DE |  |  |  |  | 46831 | LTM82 | STERIS Corp | 0
CHRISTIANA |  | HOSPITAL-WH | 0 | NONE | DE |  |  |  |  | 47500 | LTM82 | STERIS Corp | 0
CHRISTIANA |  | HOSPITAL-WH | 0 | NONE | DE |  |  |  |  | 46832 | LTM82 | STERIS Corp | 0
CHRISTIANA |  | HOSPITAL-WH | 0 | 37981 | DE |  |  |  | Monitors; Physiologic; Electrocardiography/Vital Signs | 46249 | Medrad Veris MR Vital Signs Monitor 8600 | MEDRAD Inc Unit of Bayer Medical Care | 64999.99
CHRISTIANA |  | HOSPITAL-CH | 0 | 9145-203148 | DE |  |  |  | MONITORING SYSTEMS; Physiologic; Acute Care | 32515 | 91415-A | Spacelabs Healthcare Inc An OSI Systems Co | 6370
CHRISTIANA |  | HOSPITAL-CH | 0 | 91415-203146 | DE |  |  |  | MONITORING SYSTEMS; Physiologic; Acute Care | 32516 | 91415-A | Spacelabs Healthcare Inc An OSI Systems Co | 6370
CHRISTIANA |  | HOSPITAL-CH | 0 | 4323A23700 | DE |  |  |  | Monitors; Physiologic; Respiration; Anesthetic Gas; Intraoperative | 42932 | M1026B | PHILIPS MEDICAL SYSTEMS CARDIAC & MONITORING SYSTEMS DIV | 5962
CHRISTIANA |  | WH SURGI | 0 | 4614H28145 | DE |  |  |  | Monitors; Physiologic; Respiration; Anesthetic Gas; Intraoperative | 47104 | M1026B | PHILIPS MEDICAL SYSTEMS CARDIAC & MONITORING SYSTEMS DIV | 5962
CHRISTIANA |  | HOSPITAL-CH | 0 | 4323A21725 | DE |  |  |  | Monitors; Physiologic; Respiration; Anesthetic Gas; Intraoperative | 41817 | M1026B | PHILIPS MEDICAL SYSTEMS CARDIAC & MONITORING SYSTEMS DIV | 5962
CHRISTIANA |  | WH SURGI | 0 | 4614H27442 | DE |  |  |  | Monitors; Physiologic; Respiration; Anesthetic Gas; Intraoperative | 42892 | M1026B | PHILIPS MEDICAL SYSTEMS CARDIAC & MONITORING SYSTEMS DIV | 5962
CHRISTIANA |  | HOSPITAL-CH | 0 | 4614H28737 | DE |  |  |  | Monitors; Physiologic; Respiration; Anesthetic Gas; Intraoperative | 47483 | M1026B | PHILIPS MEDICAL SYSTEMS CARDIAC & MONITORING SYSTEMS DIV | 15000
CHRISTIANA |  | HOSPITAL-CH | 0 | 4323A21931 | DE |  | 2010-08-05 20:00 |  | Monitors; Physiologic; Respiration; Anesthetic Gas; Intraoperative | 47103 | M1026B | PHILIPS MEDICAL SYSTEMS CARDIAC & MONITORING SYSTEMS DIV | 5962
CHRISTIANA |  | HOSPITAL-CH | 0 | 4323A22585 | DE |  | 2009-06-24 20:00 |  | Monitors; Physiologic; Respiration; Anesthetic Gas; Intraoperative | 41812 | M1026B | PHILIPS MEDICAL SYSTEMS CARDIAC & MONITORING SYSTEMS DIV | 5962
CHRISTIANA |  | HOSPITAL-WH | 0 | 4323A23465 | DE |  |  |  | Monitors; Physiologic; Respiration; Anesthetic Gas; Intraoperative | 47486 | M1026B | PHILIPS MEDICAL SYSTEMS CARDIAC & MONITORING SYSTEMS DIV | 15000
CHRISTIANA |  | HOSPITAL-CH | 0 | 4614A26554 | DE |  |  |  | Monitors; Physiologic; Respiration; Anesthetic Gas; Intraoperative | 41815 | M1026B | PHILIPS MEDICAL SYSTEMS CARDIAC & MONITORING SYSTEMS DIV | 5962
CHRISTIANA |  | HOSPITAL-CH | 0 | 4323A21973 | DE |  |  |  | Monitors; Physiologic; Respiration; Anesthetic Gas; Intraoperative | 41819 | M1026B | PHILIPS MEDICAL SYSTEMS CARDIAC & MONITORING SYSTEMS DIV | 15000
CHRISTIANA |  | HOSPITAL-CH | 0 | 4323A23340 | DE |  |  |  | Monitors; Physiologic; Respiration; Anesthetic Gas; Intraoperative | 42916 | M1026B | PHILIPS MEDICAL SYSTEMS CARDIAC & MONITORING SYSTEMS DIV | 5962
CHRISTIANA |  | HOSPITAL-WH | 0 | 4614A26520 | DE |  |  |  | Monitors; Physiologic; Respiration; Anesthetic Gas; Intraoperative | 41811 | M1026B | PHILIPS MEDICAL SYSTEMS CARDIAC & MONITORING SYSTEMS DIV | 5962
CHRISTIANA |  | HOSPITAL-CH | 0 | 5130H28941 | DE |  |  |  | Monitors; Physiologic; Respiration; Anesthetic Gas; Intraoperative | 42933 | M1026B | PHILIPS MEDICAL SYSTEMS CARDIAC & MONITORING SYSTEMS DIV | 5962
CHRISTIANA |  | HOSPITAL-CH | 0 | 4614A26445 | DE |  |  |  | Monitors; Physiologic; Respiration; Anesthetic Gas; Intraoperative | 47107 | M1026B | PHILIPS MEDICAL SYSTEMS CARDIAC & MONITORING SYSTEMS DIV | 5962
CHRISTIANA |  | WH SURGI | 0 | 4323A21973 | DE |  |  |  | Monitors; Physiologic; Respiration; Anesthetic Gas; Intraoperative | 42864 | M1026B | PHILIPS MEDICAL SYSTEMS CARDIAC & MONITORING SYSTEMS DIV | 15000
CHRISTIANA |  | HOSPITAL-CH | 0 | 4614A26629 | DE |  |  |  | Monitors; Physiologic; Respiration; Anesthetic Gas; Intraoperative | 42915 | M1026B | PHILIPS MEDICAL SYSTEMS CARDIAC & MONITORING SYSTEMS DIV | 5962
CHRISTIANA |  | HOSPITAL-CH | 0 | 4614H28215 | DE |  |  |  | Monitors; Physiologic; Respiration; Anesthetic Gas; Intraoperative | 47106 | M1026B | PHILIPS MEDICAL SYSTEMS CARDIAC & MONITORING SYSTEMS DIV | 5962
CHRISTIANA |  | HOSPITAL-CH | 0 | 4614H28141 | DE |  |  |  | Monitors; Physiologic; Respiration; Anesthetic Gas; Intraoperative | 47105 | M1026B | PHILIPS MEDICAL SYSTEMS CARDIAC & MONITORING SYSTEMS DIV | 5962
CHRISTIANA |  | HOSPITAL-CH | 0 | 4323A20856 | DE |  |  |  | Monitors; Physiologic; Respiration; Anesthetic Gas; Intraoperative | 51788 | M1026B | PHILIPS MEDICAL SYSTEMS CARDIAC & MONITORING SYSTEMS DIV | 3500
CHRISTIANA |  | HOSPITAL-CH | 0 | 4323A23682 | DE |  |  |  | Monitors; Physiologic; Respiration; Anesthetic Gas; Intraoperative | 42928 | M1026B | PHILIPS MEDICAL SYSTEMS CARDIAC & MONITORING SYSTEMS DIV | 5962
CHRISTIANA |  | HOSPITAL-WH | 0 | 4323A21903 | DE |  | 2011-03-02 19:00 |  | Monitors; Physiologic; Respiration; Anesthetic Gas; Intraoperative | 47489 | M1026B | PHILIPS MEDICAL SYSTEMS CARDIAC & MONITORING SYSTEMS DIV | 15000
CHRISTIANA |  | HOSPITAL-WH | 0 | 4614A24778 | DE |  |  |  | Monitors; Physiologic; Respiration; Anesthetic Gas; Intraoperative | 47492 | M1026B | PHILIPS MEDICAL SYSTEMS CARDIAC & MONITORING SYSTEMS DIV | 15000
CHRISTIANA |  | EDUCATION | 0 | 4614H27160 | DE |  | 2009-06-24 20:00 |  | Monitors; Physiologic; Respiration; Anesthetic Gas; Intraoperative | 42920 | M1026B | PHILIPS MEDICAL SYSTEMS CARDIAC & MONITORING SYSTEMS DIV | 5962
CHRISTIANA |  | HOSPITAL-CH | 0 | 4614A26066 | DE |  | 2009-06-24 20:00 |  | Monitors; Physiologic; Respiration; Anesthetic Gas; Intraoperative | 41820 | M1026B | PHILIPS MEDICAL SYSTEMS CARDIAC & MONITORING SYSTEMS DIV | 5962
CHRISTIANA |  | HOSPITAL-CH | 0 | 4323A20734 | DE |  |  |  | Monitors; Physiologic; Respiration; Anesthetic Gas; Intraoperative | 42865 | M1026B | PHILIPS MEDICAL SYSTEMS CARDIAC & MONITORING SYSTEMS DIV | 5962
CHRISTIANA |  | HOSPITAL-CH | 0 | 4323A20501 | DE |  |  |  | Monitors; Physiologic; Respiration; Anesthetic Gas; Intraoperative | 42927 | M1026B | PHILIPS MEDICAL SYSTEMS CARDIAC & MONITORING SYSTEMS DIV | 5962
CHRISTIANA |  | HOSPITAL-CH | 0 | 4614A23318 | DE |  |  |  | Monitors; Physiologic; Respiration; Anesthetic Gas; Intraoperative | 42919 | M1026B | PHILIPS MEDICAL SYSTEMS CARDIAC & MONITORING SYSTEMS DIV | 5962
CHRISTIANA |  | HOSPITAL-CH | 0 | 5129H27218 | DE |  |  |  | Monitors; Physiologic; Respiration; Anesthetic Gas; Intraoperative | 47475 | M1026B | PHILIPS MEDICAL SYSTEMS CARDIAC & MONITORING SYSTEMS DIV | 15000
CHRISTIANA |  | HOSPITAL-CH | 0 | 4614A26522 | DE |  |  |  | Monitors; Physiologic; Respiration; Anesthetic Gas; Intraoperative | 41787 | M1026B | PHILIPS MEDICAL SYSTEMS CARDIAC & MONITORING SYSTEMS DIV | 5962
CHRISTIANA |  | HOSPITAL-CH | 0 | 4614A25239 | DE |  |  |  | Monitors; Physiologic; Respiration; Anesthetic Gas; Intraoperative | 42914 | M1026B | PHILIPS MEDICAL SYSTEMS CARDIAC & MONITORING SYSTEMS DIV | 5962
CHRISTIANA |  | HOSPITAL-CH | 0 | 4614A26555 | DE |  | 2009-06-24 20:00 |  | Monitors; Physiologic; Respiration; Anesthetic Gas; Intraoperative | 41813 | M1026B | PHILIPS MEDICAL SYSTEMS CARDIAC & MONITORING SYSTEMS DIV | 5962
CHRISTIANA |  | HOSPITAL-CH | 0 | 4323A22555 | DE |  | 2009-06-24 20:00 |  | Monitors; Physiologic; Respiration; Anesthetic Gas; Intraoperative | 42923 | M1026B | PHILIPS MEDICAL SYSTEMS CARDIAC & MONITORING SYSTEMS DIV | 5962
CHRISTIANA |  | HOSPITAL-CH | 0 | 4323A21675 | DE |  |  |  | Monitors; Physiologic; Respiration; Anesthetic Gas; Intraoperative | 42931 | M1026B | PHILIPS MEDICAL SYSTEMS CARDIAC & MONITORING SYSTEMS DIV | 5962
CHRISTIANA |  | HOSPITAL-CH | 0 | 4323A23467 | DE |  |  |  | Monitors; Physiologic; Respiration; Anesthetic Gas; Intraoperative | 42866 | M1026B | PHILIPS MEDICAL SYSTEMS CARDIAC & MONITORING SYSTEMS DIV | 5962
CHRISTIANA |  | HOSPITAL-WH | 0 | 4323A23351 | DE |  | 2009-06-24 20:00 |  | Monitors; Physiologic; Respiration; Anesthetic Gas; Intraoperative | 42929 | M1026B | PHILIPS MEDICAL SYSTEMS CARDIAC & MONITORING SYSTEMS DIV | 5962
CHRISTIANA |  | HOSPITAL-CH | 0 | 4614A26515 | DE |  |  |  | Monitors; Physiologic; Respiration; Anesthetic Gas; Intraoperative | 41814 | M1026B | PHILIPS MEDICAL SYSTEMS CARDIAC & MONITORING SYSTEMS DIV | 5962
CHRISTIANA |  | HOSPITAL-CH | 0 | 4323A23348 | DE |  |  |  | Monitors; Physiologic; Respiration; Anesthetic Gas; Intraoperative | 42930 | M1026B | PHILIPS MEDICAL SYSTEMS CARDIAC & MONITORING SYSTEMS DIV | 5962
CHRISTIANA |  | HOSPITAL-CH | 0 | 4614A26553 | DE |  |  |  | Monitors; Physiologic; Respiration; Anesthetic Gas; Intraoperative | 41818 | M1026B | PHILIPS MEDICAL SYSTEMS CARDIAC & MONITORING SYSTEMS DIV | 5962
CHRISTIANA |  | WH SURGI | 0 | 4614A24712 | DE |  |  |  | Monitors; Physiologic; Respiration; Anesthetic Gas; Intraoperative | 42873 | M1026B | PHILIPS MEDICAL SYSTEMS CARDIAC & MONITORING SYSTEMS DIV | 5962
CHRISTIANA |  | HOSPITAL-CH | 0 | C020827 | DE |  |  |  | Echoencephalographs | 36940 | A-2000-XP | ASPECT MEDICAL SYSTEMS INC | 5995
CHRISTIANA |  | HOSPITAL-CH | 0 | C020828 | DE |  |  |  | Echoencephalographs | 36941 | A-2000-XP | ASPECT MEDICAL SYSTEMS INC | 5995
CHRISTIANA |  | HOSPITAL-CH | 0 | C020834 | DE |  |  |  | Echoencephalographs | 36943 | A-2000-XP | ASPECT MEDICAL SYSTEMS INC | 5995
CHRISTIANA |  | HOSPITAL-CH | 0 | C020841 | DE |  |  |  | Echoencephalographs | 36942 | A-2000-XP | ASPECT MEDICAL SYSTEMS INC | 5995
CHRISTIANA |  | HOSPITAL-CH | 0 | C021623 | DE |  | 2006-03-06 19:00 |  | Echoencephalographs | 38246 | A-2000-XP | ASPECT MEDICAL SYSTEMS INC | 5995
CHRISTIANA |  | HOSPITAL-CH | 0 | C021659 | DE |  | 2006-03-06 19:00 |  | Echoencephalographs | 38247 | A-2000-XP | ASPECT MEDICAL SYSTEMS INC | 5995 | Purchased
CHRISTIANA |  | CANCER CENTER | 0 | 49501TW | DE |  |  |  | Light Sources | 38513 | VLX 10 | CARDINAL | 999.99
CHRISTIANA |  | Hockessin Primary Care | 0 | 4051592 | DE |  |  |  | Light Sources | 31469 | VLX 10 | CARDINAL | 999.99
CHRISTIANA |  | HOSPITAL-CH | 0 | SPL-297 | DE |  |  |  | Light Sources | 32088 | 89-8350 | SNOWDEN-PENCER INC | 0
CHRISTIANA |  | HOSPITAL-CH | 0 | 034G52 | DE |  |  |  | Scanning Systems; Ultrasonic; Portable | 37704 | ILOOK 15 | SonoSite Inc | 14999.99
CHRISTIANA |  | HOSPITAL-CH | 0 | 20800168 | DE |  |  |  | Incubators; Incubators; Laboratory; Aerobic | 20091 | 630D | FISHER SCIENTIFIC | 1032
CHRISTIANA |  | HOSPITAL-CH | 0 | NONE | DE |  |  |  | X-Ray Film Processors; Automatic | 12728 | QC | DUPONT MEDICAL PRODUCTS DIAGNOSTIC IMAGING DIV | 12109
CHRISTIANA |  | HOSPITAL-CH | 0 | M6-B | DE |  |  |  | X-Ray Film Processors; Automatic | 14214 | RP | KODAK CLINICAL DIAGNOSTICS | 5000
CHRISTIANA |  | HOSPITAL-CH | 0 | 4065 | DE |  |  |  | Radiographic Units; CHEST; MANUAL | 18564 | 753-556 | PICKER INTERNATIONAL LTD | 5000
CHRISTIANA | 2003-03-16 | HOSPITAL-CH | 0 | 3515 | DE |  | 2002-03-09 19:00 | 2023-12-31 | Radiotherapy Systems; Linear Accelerator | 32885 | PRIMUS | SIEMENS HEALTH SYSTEMS | 1299999.99 | Purchased
CHRISTIANA |  | CANCER CENTER | 0 | 3516 | DE |  |  |  | Radiotherapy Systems; Linear Accelerator | 32886 | PRIMUS | SIEMENS HEALTH SYSTEMS | 1299999.99
CHRISTIANA |  |  | 0 | 3239 |  |  |  |  | Radiotherapy Systems; Linear Accelerator | 29943 | PRIMUS | SIEMENS HEALTH SYSTEMS | 1299940
CHRISTIANA |  | Foulkstone Plaza | 0 | 28011089111 | DE |  | 2008-10-31 20:00 |  | Radiographic Units; Mammography | 46061 | Selenia Acquisition Work Station ASY-01418 | LORAD BREAST IMAGING A HOLOGIC CO | 350000
CHRISTIANA |  | Springside Connor Building | 0 | 28407040210 | DE |  | 2009-07-13 20:00 |  | Radiographic Units; Mammography | 46034 | Selenia Acquisition Work Station ASY-01418 | LORAD BREAST IMAGING A HOLOGIC CO | 350000
CHRISTIANA |  | Smyrna Health & Wellness Center | 0 | 28005099220RM | DE |  | 2010-04-14 20:00 |  | Radiographic Units; Mammography | 46793 | Selenia Acquisition Work Station ASY-01418 | LORAD BREAST IMAGING A HOLOGIC CO | 350000
CHRISTIANA |  | Smyrna Health & Wellness Center | 0 | 28005099220RM | DE |  |  |  | Radiographic Units; Mammography | 46009 | Selenia Acquisition Work Station ASY-01418 | LORAD BREAST IMAGING A HOLOGIC CO | 160000
CHRISTIANA |  | HOSPITAL-CH | 0 | 3737A00401 | DE |  |  |  | Data Management Systems; ECG | 25917 | M3150A | PHILIPS MEDICAL SYSTEMS CARDIAC & MONITORING SYSTEMS DIV | 30000
CHRISTIANA |  | CH-SURGI | 0 | 3835A03482 | DE |  |  |  | Data Management Systems; ECG | 28015 | M3150A | PHILIPS MEDICAL SYSTEMS CARDIAC & MONITORING SYSTEMS DIV | 23100
CHRISTIANA |  | HOSPITAL-CH | 0 | 3835A03476 | DE |  |  |  | Data Management Systems; ECG | 28016 | M3150A | PHILIPS MEDICAL SYSTEMS CARDIAC & MONITORING SYSTEMS DIV | 23100
CHRISTIANA |  | HOSPITAL-CH | 0 | 3949A06473 | DE |  |  |  | Data Management Systems; ECG | 29557 | M3150A | PHILIPS MEDICAL SYSTEMS CARDIAC & MONITORING SYSTEMS DIV | 24248
CHRISTIANA |  | HOSPITAL-WH | 0 | 3929A06767 | DE |  | 1999-09-29 20:00 |  | Data Management Systems; ECG | 28852 | M3150A | PHILIPS MEDICAL SYSTEMS CARDIAC & MONITORING SYSTEMS DIV | 28000
CHRISTIANA |  | HOSPITAL-CH | 0 | 4136A12131 | DE |  |  |  | Data Management Systems; ECG | 32393 | M3150A | PHILIPS MEDICAL SYSTEMS CARDIAC & MONITORING SYSTEMS DIV | 23999.99
CHRISTIANA |  | HOSPITAL-CH | 0 | 4136A12132 | DE |  |  |  | Data Management Systems; ECG | 32392 | M3150A | PHILIPS MEDICAL SYSTEMS CARDIAC & MONITORING SYSTEMS DIV | 23999.99
CHRISTIANA |  | HOSPITAL-CH | 0 | 3737A00645 | DE |  |  |  | Data Management Systems; ECG | 28777 | M3150A | PHILIPS MEDICAL SYSTEMS CARDIAC & MONITORING SYSTEMS DIV | 23100
CHRISTIANA |  | HOSPITAL-CH | 0 | ZUA6330BHZ | DE |  | 1999-09-29 20:00 |  | Data Management Systems; ECG | 62551 | M3150A | PHILIPS MEDICAL SYSTEMS CARDIAC & MONITORING SYSTEMS DIV | 2250
CHRISTIANA |  | HOSPITAL-CH | 0 | 3737A00720 | DE |  |  |  | Data Management Systems; ECG | 28786 | M3150A | PHILIPS MEDICAL SYSTEMS CARDIAC & MONITORING SYSTEMS DIV | 23100
CHRISTIANA |  | HOSPITAL-CH | 0 | 3737A00647 | DE |  |  |  | Data Management Systems; ECG | 28785 | M3150A | PHILIPS MEDICAL SYSTEMS CARDIAC & MONITORING SYSTEMS DIV | 23100
CHRISTIANA |  | HOSPITAL-CH | 0 | 3902A05452 | DE |  |  |  | Data Management Systems; ECG | 28927 | M3150A | PHILIPS MEDICAL SYSTEMS CARDIAC & MONITORING SYSTEMS DIV | 28000
CHRISTIANA |  | HOSPITAL-CH | 0 | 3737A00401 | DE |  |  |  | Data Management Systems; ECG | 26810 | M3150A | PHILIPS MEDICAL SYSTEMS CARDIAC & MONITORING SYSTEMS DIV | 30000
CHRISTIANA |  | HOSPITAL-CH | 0 | 3835A03499 | DE |  |  |  | Data Management Systems; ECG | 28014 | M3150A | PHILIPS MEDICAL SYSTEMS CARDIAC & MONITORING SYSTEMS DIV | 23100
CHRISTIANA |  | HOSPITAL-CH | 0 | 3835A03490 | DE |  |  |  | Data Management Systems; ECG | 28013 | M3150A | PHILIPS MEDICAL SYSTEMS CARDIAC & MONITORING SYSTEMS DIV | 23100
CHRISTIANA |  | HOSPITAL-CH | 0 | V030015 | DE |  |  |  | Alarms; Occupancy; Bed | V030015 | VR | BED-CHECK CORP | 250
CHRISTIANA |  | HOSPITAL-CH | 0 | V071142 | DE |  |  |  | Alarms; Occupancy; Bed | V071142 | VR | BED-CHECK CORP | 250
CHRISTIANA |  | HOSPITAL-CH | 0 | V030220 | DE |  |  |  | Alarms; Occupancy; Bed | V030220 | VR | BED-CHECK CORP | 250
CHRISTIANA |  | HOSPITAL-WH | 0 | V070703 | DE |  |  |  | Alarms; Occupancy; Bed | V070703 | VR | BED-CHECK CORP | 250
CHRISTIANA |  | HOSPITAL-WH | 0 | V031521 | DE |  |  |  | Alarms; Occupancy; Bed | WBE7 | VR | BED-CHECK CORP | 250
CHRISTIANA |  | HOSPITAL-WH | 0 | V031540 | DE |  |  |  | Alarms; Occupancy; Bed | WBE9 | VR | BED-CHECK CORP | 250
CHRISTIANA |  | HOSPITAL-CH | 0 | V071196 | DE |  |  |  | Alarms; Occupancy; Bed | V071196 | VR | BED-CHECK CORP | 250
CHRISTIANA |  | HOSPITAL-CH | 0 | V071194 | DE |  |  |  | Alarms; Occupancy; Bed | V071194 | VR | BED-CHECK CORP | 250
CHRISTIANA |  | HOSPITAL-CH | 0 | V071391 | DE |  |  |  | Alarms; Occupancy; Bed | V071391 | VR | BED-CHECK CORP | 250
CHRISTIANA |  | HOSPITAL-CH | 0 | V030063 | DE |  |  |  | Alarms; Occupancy; Bed | V030063 | VR | BED-CHECK CORP | 250
CHRISTIANA |  | HOSPITAL-CH | 0 | V030050 | DE |  |  |  | Alarms; Occupancy; Bed | V030050 | VR | BED-CHECK CORP | 250
CHRISTIANA |  | HOSPITAL-CH | 0 | V081606 | DE |  |  |  | Alarms; Occupancy; Bed | V081606 | VR | BED-CHECK CORP | 250
CHRISTIANA |  | HOSPITAL-CH | 0 | V030131 | DE |  |  |  | Alarms; Occupancy; Bed | V030131 | VR | BED-CHECK CORP | 250
CHRISTIANA |  | HOSPITAL-CH | 0 | V030134 | DE |  |  |  | Alarms; Occupancy; Bed | V030134 | VR | BED-CHECK CORP | 250
CHRISTIANA |  | HOSPITAL-CH | 0 | V071181 | DE |  |  |  | Alarms; Occupancy; Bed | V071181 | VR | BED-CHECK CORP | 250
CHRISTIANA |  | HOSPITAL-CH | 0 | V071184 | DE |  |  |  | Alarms; Occupancy; Bed | V071184 | VR | BED-CHECK CORP | 250
CHRISTIANA |  | HOSPITAL-CH | 0 | V030114 | DE |  |  |  | Alarms; Occupancy; Bed | V030114 | VR | BED-CHECK CORP | 250
CHRISTIANA |  | HOSPITAL-CH | 0 | V030043 | DE |  |  |  | Alarms; Occupancy; Bed | V030043 | VR | BED-CHECK CORP | 250
CHRISTIANA |  | HOSPITAL-CH | 0 | V070713 | DE |  |  |  | Alarms; Occupancy; Bed | V070713 | VR | BED-CHECK CORP | 250
CHRISTIANA |  | HOSPITAL-CH | 0 | V030014 | DE |  |  |  | Alarms; Occupancy; Bed | V030014 | VR | BED-CHECK CORP | 250
CHRISTIANA |  | HOSPITAL-CH | 0 | V071162 | DE |  |  |  | Alarms; Occupancy; Bed | V071162 | VR | BED-CHECK CORP | 250
CHRISTIANA |  | HOSPITAL-CH | 0 | V071140 | DE |  |  |  | Alarms; Occupancy; Bed | V071140 | VR | BED-CHECK CORP | 250
CHRISTIANA |  | HOSPITAL-CH | 0 | V030264 | DE |  |  |  | Alarms; Occupancy; Bed | V030264 | VR | BED-CHECK CORP | 250
CHRISTIANA |  | HOSPITAL-CH | 0 | V030223 | DE |  |  |  | Alarms; Occupancy; Bed | V030223 | VR | BED-CHECK CORP | 250
CHRISTIANA |  | HOSPITAL-WH | 0 | V070704 | DE |  |  |  | Alarms; Occupancy; Bed | V070704 | VR | BED-CHECK CORP | 250
CHRISTIANA |  | HOSPITAL-WH | 0 | V031541 | DE |  |  |  | Alarms; Occupancy; Bed | WBE8 | VR | BED-CHECK CORP | 250
CHRISTIANA |  | HOSPITAL-CH | 0 | V030116 | DE |  |  |  | Alarms; Occupancy; Bed | V030116 | VR | BED-CHECK CORP | 250
CHRISTIANA |  | HOSPITAL-CH | 0 | V111235 | DE |  |  |  | Alarms; Occupancy; Bed | V111235 | VR | BED-CHECK CORP | 0
CHRISTIANA |  | HOSPITAL-CH | 0 | V071198 | DE |  |  |  | Alarms; Occupancy; Bed | V071198 | VR | BED-CHECK CORP | 250
CHRISTIANA |  | HOSPITAL-CH | 0 | V030062 | DE |  |  |  | Alarms; Occupancy; Bed | V030062 | VR | BED-CHECK CORP | 250
CHRISTIANA |  | HOSPITAL-CH | 0 | V030135 | DE |  |  |  | Alarms; Occupancy; Bed | V030135 | VR | BED-CHECK CORP | 250
CHRISTIANA |  | HOSPITAL-CH | 0 | V030129 | DE |  |  |  | Alarms; Occupancy; Bed | V030129 | VR | BED-CHECK CORP | 250
CHRISTIANA |  | HOSPITAL-CH | 0 | V071185 | DE |  |  |  | Alarms; Occupancy; Bed | V071185 | VR | BED-CHECK CORP | 250
CHRISTIANA |  | HOSPITAL-CH | 0 | V030117 | DE |  |  |  | Alarms; Occupancy; Bed | V030117 | VR | BED-CHECK CORP | 250
CHRISTIANA |  | HOSPITAL-CH | 0 | V030039 | DE |  |  |  | Alarms; Occupancy; Bed | V030039 | VR | BED-CHECK CORP | 250
CHRISTIANA |  | HOSPITAL-CH | 0 | V030042 | DE |  |  |  | Alarms; Occupancy; Bed | V030042 | VR | BED-CHECK CORP | 250
CHRISTIANA |  | HOSPITAL-CH | 0 | V070711 | DE |  |  |  | Alarms; Occupancy; Bed | V070711 | VR | BED-CHECK CORP | 250
CHRISTIANA |  | HOSPITAL-CH | 0 | V070709 | DE |  |  |  | Alarms; Occupancy; Bed | V070709 | VR | BED-CHECK CORP | 250
CHRISTIANA |  | HOSPITAL-CH | 0 | V030268 | DE |  |  |  | Alarms; Occupancy; Bed | V030268 | VR | BED-CHECK CORP | 250
CHRISTIANA |  | HOSPITAL-CH | 0 | V030222 | DE |  |  |  | Alarms; Occupancy; Bed | V030222 | VR | BED-CHECK CORP | 250
CHRISTIANA |  | HOSPITAL-WH | 0 | V031543 | DE |  |  |  | Alarms; Occupancy; Bed | WBE11 | VR | BED-CHECK CORP | 250
CHRISTIANA |  | HOSPITAL-CH | 0 | V030075 | DE |  |  |  | Alarms; Occupancy; Bed | V030075 | VR | BED-CHECK CORP | 250
CHRISTIANA |  | HOSPITAL-CH | 0 | V030040 | DE |  |  |  | Alarms; Occupancy; Bed | V030040 | VR | BED-CHECK CORP | 250
CHRISTIANA |  | HOSPITAL-CH | 0 | V030045 | DE |  |  |  | Alarms; Occupancy; Bed | V030045 | VR | BED-CHECK CORP | 250
CHRISTIANA |  | HOSPITAL-CH | 0 | V030051 | DE |  |  |  | Alarms; Occupancy; Bed | V030051 | VR | BED-CHECK CORP | 250
CHRISTIANA |  | HOSPITAL-CH | 0 | V081591 | DE |  |  |  | Alarms; Occupancy; Bed | V081591 | VR | BED-CHECK CORP | 250
CHRISTIANA |  | HOSPITAL-CH | 0 | V030130 | DE |  |  |  | Alarms; Occupancy; Bed | V030130 | VR | BED-CHECK CORP | 250
CHRISTIANA |  | HOSPITAL-CH | 0 | V030136 | DE |  |  |  | Alarms; Occupancy; Bed | V030136 | VR | BED-CHECK CORP | 250
CHRISTIANA |  | HOSPITAL-CH | 0 | V030119 | DE |  |  |  | Alarms; Occupancy; Bed | V030119 | VR | BED-CHECK CORP | 250
CHRISTIANA |  | HOSPITAL-CH | 0 | V030113 | DE |  |  |  | Alarms; Occupancy; Bed | V030113 | VR | BED-CHECK CORP | 250
CHRISTIANA |  | HOSPITAL-CH | 0 | V030041 | DE |  |  |  | Alarms; Occupancy; Bed | V030041 | VR | BED-CHECK CORP | 250
CHRISTIANA |  | HOSPITAL-CH | 0 | V090963 | DE |  |  |  | Alarms; Occupancy; Bed | V090963 | VR | BED-CHECK CORP | 250
CHRISTIANA |  | HOSPITAL-CH | 0 | V030221 | DE |  |  |  | Alarms; Occupancy; Bed | V030221 | VR | BED-CHECK CORP | 250
CHRISTIANA |  | HOSPITAL-WH | 0 | V031537 | DE |  |  |  | Alarms; Occupancy; Bed | WBE10 | VR | BED-CHECK CORP | 250
CHRISTIANA |  | HOSPITAL-WH | 0 | V031547 | DE |  |  |  | Alarms; Occupancy; Bed | WBE12 | VR | BED-CHECK CORP | 250
CHRISTIANA |  | HOSPITAL-CH | 0 | V030046 | DE |  |  |  | Alarms; Occupancy; Bed | V030046 | VR | BED-CHECK CORP | 250
CHRISTIANA |  | HOSPITAL-CH | 0 | V030049 | DE |  |  |  | Alarms; Occupancy; Bed | V030049 | VR | BED-CHECK CORP | 250
CHRISTIANA |  | HOSPITAL-CH | 0 | V030058 | DE |  |  |  | Alarms; Occupancy; Bed | V030058 | VR | BED-CHECK CORP | 250
CHRISTIANA |  | HOSPITAL-CH | 0 | V030128 | DE |  |  |  | Alarms; Occupancy; Bed | V030128 | VR | BED-CHECK CORP | 250
CHRISTIANA |  | HOSPITAL-CH | 0 | V030115 | DE |  |  |  | Alarms; Occupancy; Bed | V030115 | VR | BED-CHECK CORP | 250
CHRISTIANA |  | HOSPITAL-CH | 0 | V030118 | DE |  |  |  | Alarms; Occupancy; Bed | V030118 | VR | BED-CHECK CORP | 250
CHRISTIANA |  | HOSPITAL-CH | 0 | V111233 | DE |  |  |  | Alarms; Occupancy; Bed | V111233 | VR | BED-CHECK CORP | 0
CHRISTIANA |  | HOSPITAL-CH | 0 | V081877 | DE |  |  |  | Alarms; Occupancy; Bed | V081877 | VR | BED-CHECK CORP | 250
CHRISTIANA |  | HOSPITAL-WH | 0 | V052478 | DE |  |  |  | Alarms; Occupancy; Bed | WBE61 | VR | BED-CHECK CORP | 250
CHRISTIANA |  | HOSPITAL-CH | 0 | V071158 | DE |  |  |  | Alarms; Occupancy; Bed | V071158 | VR | BED-CHECK CORP | 250
CHRISTIANA |  | HOSPITAL-CH | 0 | V071389 | DE |  |  |  | Alarms; Occupancy; Bed | V071389 | VR | BED-CHECK CORP | 250
CHRISTIANA |  | HOSPITAL-CH | 0 | V030267 | DE |  |  |  | Alarms; Occupancy; Bed | V030267 | VR | BED-CHECK CORP | 250
CHRISTIANA |  | HOSPITAL-WH | 0 | V031522 | DE |  |  |  | Alarms; Occupancy; Bed | WBE3 | VR | BED-CHECK CORP | 250
CHRISTIANA |  | HOSPITAL-CH | 0 | V081587 | DE |  |  |  | Alarms; Occupancy; Bed | V081587 | VR | BED-CHECK CORP | 250
CHRISTIANA |  | HOSPITAL-CH | 0 | V080776 | DE |  |  |  | Alarms; Occupancy; Bed | V080776 | VR | BED-CHECK CORP | 250
CHRISTIANA |  | HOSPITAL-CH | 0 | V030142 | DE |  |  |  | Alarms; Occupancy; Bed | V030142 | VR | BED-CHECK CORP | 250
CHRISTIANA |  | HOSPITAL-CH | 0 | V030140 | DE |  |  |  | Alarms; Occupancy; Bed | V030140 | VR | BED-CHECK CORP | 250
CHRISTIANA |  | HOSPITAL-CH | 0 | V030219 | DE |  |  |  | Alarms; Occupancy; Bed | V030219 | VR | BED-CHECK CORP | 250
CHRISTIANA |  | HOSPITAL-CH | 0 | V030217 | DE |  |  |  | Alarms; Occupancy; Bed | V030217 | VR | BED-CHECK CORP | 250
CHRISTIANA |  | HOSPITAL-WH | 0 | V031547 | DE |  |  |  | Alarms; Occupancy; Bed | WBE13 | VR | BED-CHECK CORP | 250
CHRISTIANA |  | HOSPITAL-WH | 0 | V031546 | DE |  |  |  | Alarms; Occupancy; Bed | WBE15 | VR | BED-CHECK CORP | 250
CHRISTIANA |  | HOSPITAL-CH | 0 | V030008 | DE |  |  |  | Alarms; Occupancy; Bed | V030008 | VR | BED-CHECK CORP | 250
CHRISTIANA |  | HOSPITAL-WH | 0 | V071070 | DE |  |  |  | Alarms; Occupancy; Bed | V071070 | VR | BED-CHECK CORP | 250
CHRISTIANA |  | HOSPITAL-WH | 0 | V090428 | DE |  |  |  | Alarms; Occupancy; Bed | V090428 | VR | BED-CHECK CORP | 250
CHRISTIANA |  | HOSPITAL-CH | 0 | V030244 | DE |  |  |  | Alarms; Occupancy; Bed | V030244 | VR | BED-CHECK CORP | 250
CHRISTIANA |  | HOSPITAL-CH | 0 | V030243 | DE |  |  |  | Alarms; Occupancy; Bed | V030243 | VR | BED-CHECK CORP | 250
CHRISTIANA |  | HOSPITAL-CH | 0 | V070639 | DE |  |  |  | Alarms; Occupancy; Bed | V070639 | VR | BED-CHECK CORP | 250
CHRISTIANA |  | HOSPITAL-CH | 0 | V081608 | DE |  |  |  | Alarms; Occupancy; Bed | V081608 | VR | BED-CHECK CORP | 250
CHRISTIANA |  | HOSPITAL-CH | 0 | V071149 | DE |  |  |  | Alarms; Occupancy; Bed | V071149 | VR | BED-CHECK CORP | 250
CHRISTIANA |  | HOSPITAL-CH | 0 | V030059 | DE |  |  |  | Alarms; Occupancy; Bed | V030059 | VR | BED-CHECK CORP | 250
CHRISTIANA |  | HOSPITAL-CH | 0 | V030037 | DE |  |  |  | Alarms; Occupancy; Bed | V030037 | VR | BED-CHECK CORP | 250
CHRISTIANA |  | HOSPITAL-CH | 0 | V071057 | DE |  |  |  | Alarms; Occupancy; Bed | V071057 | VR | BED-CHECK CORP | 250
CHRISTIANA |  | HOSPITAL-CH | 0 | V070710 | DE |  |  |  | Alarms; Occupancy; Bed | V070710 | VR | BED-CHECK CORP | 250
CHRISTIANA |  | HOSPITAL-WH | 0 | V111228 | DE |  |  |  | Alarms; Occupancy; Bed | V111228 | VR | BED-CHECK CORP | 0
CHRISTIANA |  | HOSPITAL-CH | 0 | V030121 | DE |  |  |  | Alarms; Occupancy; Bed | V030121 | VR | BED-CHECK CORP | 250
CHRISTIANA |  | HOSPITAL-CH | 0 | V111234 | DE |  |  |  | Alarms; Occupancy; Bed | V111234 | VR | BED-CHECK CORP | 0
CHRISTIANA |  | HOSPITAL-CH | 0 | V071406 | DE |  |  |  | Alarms; Occupancy; Bed | V071406 | VR | BED-CHECK CORP | 250
CHRISTIANA |  | HOSPITAL-CH | 0 | V030109 | DE |  |  |  | Alarms; Occupancy; Bed | V030109 | VR | BED-CHECK CORP | 250
CHRISTIANA |  | HOSPITAL-CH | 0 | V071202 | DE |  |  |  | Alarms; Occupancy; Bed | V071202 | VR | BED-CHECK CORP | 250
CHRISTIANA |  | HOSPITAL-CH | 0 | V071159 | DE |  |  |  | Alarms; Occupancy; Bed | V071159 | VR | BED-CHECK CORP | 250
CHRISTIANA |  | HOSPITAL-CH | 0 | V071390 | DE |  |  |  | Alarms; Occupancy; Bed | V071390 | VR | BED-CHECK CORP | 250
CHRISTIANA |  | HOSPITAL-CH | 0 | V030269 | DE |  |  |  | Alarms; Occupancy; Bed | V030269 | VR | BED-CHECK CORP | 250
CHRISTIANA |  | HOSPITAL-CH | 0 | V030266 | DE |  |  |  | Alarms; Occupancy; Bed | V030266 | VR | BED-CHECK CORP | 250
CHRISTIANA |  | HOSPITAL-CH | 0 | V030137 | DE |  |  |  | Alarms; Occupancy; Bed | V030137 | VR | BED-CHECK CORP | 250
CHRISTIANA |  | HOSPITAL-CH | 0 | V030143 | DE |  |  |  | Alarms; Occupancy; Bed | V030143 | VR | BED-CHECK CORP | 250
CHRISTIANA |  | HOSPITAL-CH | 0 | V030216 | DE |  |  |  | Alarms; Occupancy; Bed | V030216 | VR | BED-CHECK CORP | 250
CHRISTIANA |  | HOSPITAL-WH | 0 | V031512 | DE |  |  |  | Alarms; Occupancy; Bed | WBE14 | VR | BED-CHECK CORP | 250
CHRISTIANA |  | HOSPITAL-CH | 0 | V030077 | DE |  |  |  | Alarms; Occupancy; Bed | V030077 | VR | BED-CHECK CORP | 250
CHRISTIANA |  | HOSPITAL-CH | 0 | V030048 | DE |  |  |  | Alarms; Occupancy; Bed | V030048 | VR | BED-CHECK CORP | 250
CHRISTIANA |  | HOSPITAL-WH | 0 | V090431 | DE |  |  |  | Alarms; Occupancy; Bed | V090431 | VR | BED-CHECK CORP | 250
CHRISTIANA |  | HOSPITAL-WH | 0 | V090426 | DE |  |  |  | Alarms; Occupancy; Bed | V090426 | VR | BED-CHECK CORP | 250
CHRISTIANA |  | HOSPITAL-CH | 0 | V030242 | DE |  |  |  | Alarms; Occupancy; Bed | V030242 | VR | BED-CHECK CORP | 250
CHRISTIANA |  | HOSPITAL-CH | 0 | V030245 | DE |  |  |  | Alarms; Occupancy; Bed | V030245 | VR | BED-CHECK CORP | 250
CHRISTIANA |  | HOSPITAL-CH | 0 | V071147 | DE |  |  |  | Alarms; Occupancy; Bed | V071147 | VR | BED-CHECK CORP | 250
CHRISTIANA |  | HOSPITAL-CH | 0 | V030060 | DE |  |  |  | Alarms; Occupancy; Bed | V030060 | VR | BED-CHECK CORP | 250
CHRISTIANA |  | HOSPITAL-CH | 0 | V030032 | DE |  |  |  | Alarms; Occupancy; Bed | V030032 | VR | BED-CHECK CORP | 250
CHRISTIANA |  | HOSPITAL-CH | 0 | V070714 | DE |  |  |  | Alarms; Occupancy; Bed | V070714 | VR | BED-CHECK CORP | 250
CHRISTIANA |  | HOSPITAL-CH | 0 | V030120 | DE |  |  |  | Alarms; Occupancy; Bed | V030120 | VR | BED-CHECK CORP | 250
CHRISTIANA |  | HOSPITAL-CH | 0 | V071408 | DE |  |  |  | Alarms; Occupancy; Bed | V071408 | VR | BED-CHECK CORP | 250
CHRISTIANA |  | HOSPITAL-CH | 0 | V071141 | DE |  |  |  | Alarms; Occupancy; Bed | V071141 | VR | BED-CHECK CORP | 250
CHRISTIANA |  | HOSPITAL-CH | 0 | V071161 | DE |  |  |  | Alarms; Occupancy; Bed | V071161 | VR | BED-CHECK CORP | 250
CHRISTIANA |  | HOSPITAL-CH | 0 | V071143 | DE |  |  |  | Alarms; Occupancy; Bed | V071143 | VR | BED-CHECK CORP | 250
CHRISTIANA |  | HOSPITAL-CH | 0 | V071398 | DE |  |  |  | Alarms; Occupancy; Bed | V071398 | VR | BED-CHECK CORP | 250
CHRISTIANA |  | HOSPITAL-CH | 0 | V071387 | DE |  |  |  | Alarms; Occupancy; Bed | V071387 | VR | BED-CHECK CORP | 250
CHRISTIANA |  | HOSPITAL-CH | 0 | V030270 | DE |  |  |  | Alarms; Occupancy; Bed | V030270 | VR | BED-CHECK CORP | 250
CHRISTIANA |  | HOSPITAL-CH | 0 | V030271 | DE |  |  |  | Alarms; Occupancy; Bed | V030271 | VR | BED-CHECK CORP | 250
CHRISTIANA |  | HOSPITAL-WH | 0 | V031539 | DE |  |  |  | Alarms; Occupancy; Bed | WBE5 | VR | BED-CHECK CORP | 250
CHRISTIANA |  | HOSPITAL-CH | 0 | V061574 | DE |  |  |  | Alarms; Occupancy; Bed | V061574 | VR | BED-CHECK CORP | 250
CHRISTIANA |  | HOSPITAL-CH | 0 | V030141 | DE |  |  |  | Alarms; Occupancy; Bed | V030141 | VR | BED-CHECK CORP | 250
CHRISTIANA |  | HOSPITAL-CH | 0 | V030112 | DE |  |  |  | Alarms; Occupancy; Bed | V030112 | VR | BED-CHECK CORP | 250
CHRISTIANA |  | HOSPITAL-WH | 0 | V031523 | DE |  |  |  | Alarms; Occupancy; Bed | WBE17 | VR | BED-CHECK CORP | 250
CHRISTIANA |  | HOSPITAL-CH | 0 | V030064 | DE |  |  |  | Alarms; Occupancy; Bed | V030064 | VR | BED-CHECK CORP | 250
CHRISTIANA |  | HOSPITAL-CH | 0 | V030123 | DE |  |  |  | Alarms; Occupancy; Bed | V030123 | VR | BED-CHECK CORP | 250
CHRISTIANA |  | HOSPITAL-WH | 0 | V090432 | DE |  |  |  | Alarms; Occupancy; Bed | V090432 | VR | BED-CHECK CORP | 250
CHRISTIANA |  | HOSPITAL-WH | 0 | V052484 | DE |  |  |  | Alarms; Occupancy; Bed | WBE70 | VR | BED-CHECK CORP | 250
CHRISTIANA |  | HOSPITAL-CH | 0 | V071152 | DE |  |  |  | Alarms; Occupancy; Bed | V071152 | VR | BED-CHECK CORP | 250
CHRISTIANA |  | HOSPITAL-CH | 0 | V071145 | DE |  |  |  | Alarms; Occupancy; Bed | V071145 | VR | BED-CHECK CORP | 250
CHRISTIANA |  | HOSPITAL-WH | 0 | V030044 | DE |  |  |  | Alarms; Occupancy; Bed | V030044 | VR | BED-CHECK CORP | 250
CHRISTIANA |  | HOSPITAL-CH | 0 | V030038 | DE |  |  |  | Alarms; Occupancy; Bed | V030038 | VR | BED-CHECK CORP | 250
CHRISTIANA |  | HOSPITAL-CH | 0 | V070715 | DE |  |  |  | Alarms; Occupancy; Bed | V070715 | VR | BED-CHECK CORP | 250
CHRISTIANA |  | HOSPITAL-CH | 0 | V070712 | DE |  |  |  | Alarms; Occupancy; Bed | V070712 | VR | BED-CHECK CORP | 250
CHRISTIANA |  | HOSPITAL-CH | 0 | V071404 | DE |  |  |  | Alarms; Occupancy; Bed | V071404 | VR | BED-CHECK CORP | 250
CHRISTIANA |  | HOSPITAL-CH | 0 | V071407 | DE |  |  |  | Alarms; Occupancy; Bed | V071407 | VR | BED-CHECK CORP | 250
CHRISTIANA |  | HOSPITAL-CH | 0 | V030260 | DE |  |  |  | Alarms; Occupancy; Bed | V030260 | VR | BED-CHECK CORP | 250
CHRISTIANA |  | HOSPITAL-CH | 0 | V030258 | DE |  |  |  | Alarms; Occupancy; Bed | V030258 | VR | BED-CHECK CORP | 250
CHRISTIANA |  | HOSPITAL-CH | 0 | V071163 | DE |  |  |  | Alarms; Occupancy; Bed | V071163 | VR | BED-CHECK CORP | 250
CHRISTIANA |  | HOSPITAL-CH | 0 | V071138 | DE |  |  |  | Alarms; Occupancy; Bed | V071138 | VR | BED-CHECK CORP | 250
CHRISTIANA |  | HOSPITAL-CH | 0 | V071397 | DE |  |  |  | Alarms; Occupancy; Bed | V071397 | VR | BED-CHECK CORP | 250
CHRISTIANA |  | HOSPITAL-CH | 0 | V071399 | DE |  |  |  | Alarms; Occupancy; Bed | V071399 | VR | BED-CHECK CORP | 250
CHRISTIANA |  | HOSPITAL-CH | 0 | V030265 | DE |  |  |  | Alarms; Occupancy; Bed | V030265 | VR | BED-CHECK CORP | 250
CHRISTIANA |  | HOSPITAL-WH | 0 | V031535 | DE |  |  |  | Alarms; Occupancy; Bed | WBE4 | VR | BED-CHECK CORP | 250
CHRISTIANA |  | HOSPITAL-WH | 0 | V031544 | DE |  |  |  | Alarms; Occupancy; Bed | WBE6 | VR | BED-CHECK CORP | 250
CHRISTIANA |  | HOSPITAL-CH | 0 | V061573 | DE |  |  |  | Alarms; Occupancy; Bed | V061573 | VR | BED-CHECK CORP | 250
CHRISTIANA |  | HOSPITAL-CH | 0 | V030139 | DE |  |  |  | Alarms; Occupancy; Bed | V030139 | VR | BED-CHECK CORP | 250
CHRISTIANA |  | HOSPITAL-CH | 0 | V030138 | DE |  |  |  | Alarms; Occupancy; Bed | V030138 | VR | BED-CHECK CORP | 250
CHRISTIANA |  | HOSPITAL-CH | 0 | V030218 | DE |  |  |  | Alarms; Occupancy; Bed | V030218 | VR | BED-CHECK CORP | 250
CHRISTIANA |  | HOSPITAL-WH | 0 | V031549 | DE |  |  |  | Alarms; Occupancy; Bed | WBE16 | VR | BED-CHECK CORP | 250
CHRISTIANA |  | HOSPITAL-WH | 0 | V031524 | DE |  |  |  | Alarms; Occupancy; Bed | WBE18 | VR | BED-CHECK CORP | 250
CHRISTIANA |  | HOSPITAL-CH | 0 | V030122 | DE |  |  |  | Alarms; Occupancy; Bed | V030122 | VR | BED-CHECK CORP | 250
CHRISTIANA |  | HOSPITAL-CH | 0 | V090962 | DE |  |  |  | Alarms; Occupancy; Bed | V090962 | VR | BED-CHECK CORP | 250
CHRISTIANA |  | HOSPITAL-CH | 0 | V030247 | DE |  |  |  | Alarms; Occupancy; Bed | V030247 | VR | BED-CHECK CORP | 250
CHRISTIANA |  | HOSPITAL-CH | 0 | V030009 | DE |  |  |  | Alarms; Occupancy; Bed | V030009 | VR | BED-CHECK CORP | 250
CHRISTIANA |  | HOSPITAL-CH | 0 | V081584 | DE |  |  |  | Alarms; Occupancy; Bed | V081584 | VR | BED-CHECK CORP | 250
CHRISTIANA |  | HOSPITAL-CH | 0 | V030132 | DE |  |  |  | Alarms; Occupancy; Bed | V030132 | VR | BED-CHECK CORP | 250
CHRISTIANA |  | HOSPITAL-CH | 0 | V071144 | DE |  |  |  | Alarms; Occupancy; Bed | V071144 | VR | BED-CHECK CORP | 250
CHRISTIANA |  | HOSPITAL-CH | 0 | V071180 | DE |  |  |  | Alarms; Occupancy; Bed | V071180 | VR | BED-CHECK CORP | 250
CHRISTIANA |  | HOSPITAL-CH | 0 | V080773 | DE |  |  |  | Alarms; Occupancy; Bed | V080773 | VR | BED-CHECK CORP | 250
CHRISTIANA |  | HOSPITAL-CH | 0 | V030033 | DE |  |  |  | Alarms; Occupancy; Bed | V030033 | VR | BED-CHECK CORP | 250
CHRISTIANA |  | HOSPITAL-CH | 0 | V071058 | DE |  |  |  | Alarms; Occupancy; Bed | V071058 | VR | BED-CHECK CORP | 250
CHRISTIANA |  | HOSPITAL-CH | 0 | V071056 | DE |  |  |  | Alarms; Occupancy; Bed | V071056 | VR | BED-CHECK CORP | 250
CHRISTIANA |  | HOSPITAL-CH | 0 | V071405 | DE |  |  |  | Alarms; Occupancy; Bed | V071405 | VR | BED-CHECK CORP | 250
CHRISTIANA |  | HOSPITAL-CH | 0 | V071403 | DE |  |  |  | Alarms; Occupancy; Bed | V071403 | VR | BED-CHECK CORP | 250
CHRISTIANA |  | HOSPITAL-CH | 0 | V030259 | DE |  |  |  | Alarms; Occupancy; Bed | V030259 | VR | BED-CHECK CORP | 250
CHRISTIANA |  | HOSPITAL-CH | 0 | V030261 | DE |  |  |  | Alarms; Occupancy; Bed | V030261 | VR | BED-CHECK CORP | 250
CHRISTIANA |  | HOSPITAL-CH | 0 | V071151 | DE |  |  |  | Alarms; Occupancy; Bed | V071151 | VR | BED-CHECK CORP | 250
CHRISTIANA |  | HOSPITAL-CH | 0 | V071150 | DE |  |  |  | Alarms; Occupancy; Bed | V071150 | VR | BED-CHECK CORP | 250
CHRISTIANA |  | HOSPITAL-CH | 0 | V071952 | DE |  |  |  | Alarms; Occupancy; Bed | V071952 | VR | BED-CHECK CORP | 0
CHRISTIANA |  | HOSPITAL-CH | 0 | V071943 | DE |  |  |  | Alarms; Occupancy; Bed | V071943 | VR | BED-CHECK CORP | 0
CHRISTIANA |  | HOSPITAL-CH | 0 | V071183 | DE |  |  |  | Alarms; Occupancy; Bed | V071183 | VR | BED-CHECK CORP | 250
CHRISTIANA |  | HOSPITAL-CH | 0 | V030278 | DE |  |  |  | Alarms; Occupancy; Bed | V030278 | VR | BED-CHECK CORP | 250
CHRISTIANA |  | HOSPITAL-CH | 0 | V030272 | DE |  |  |  | Alarms; Occupancy; Bed | V030272 | VR | BED-CHECK CORP | 250
CHRISTIANA |  | HOSPITAL-CH | 0 | V030145 | DE |  |  |  | Alarms; Occupancy; Bed | V030145 | VR | BED-CHECK CORP | 250
CHRISTIANA |  | HOSPITAL-CH | 0 | V030150 | DE |  |  |  | Alarms; Occupancy; Bed | V030150 | VR | BED-CHECK CORP | 250
CHRISTIANA |  | HOSPITAL-CH | 0 | V030178 | DE |  |  |  | Alarms; Occupancy; Bed | V030178 | VR | BED-CHECK CORP | 250
CHRISTIANA |  | HOSPITAL-CH | 0 | V030184 | DE |  |  |  | Alarms; Occupancy; Bed | V030184 | VR | BED-CHECK CORP | 250
CHRISTIANA |  | HOSPITAL-CH | 0 | V030158 | DE |  |  |  | Alarms; Occupancy; Bed | V030158 | VR | BED-CHECK CORP | 250
CHRISTIANA |  | HOSPITAL-CH | 0 | V030085 | DE |  |  |  | Alarms; Occupancy; Bed | V030085 | VR | BED-CHECK CORP | 250
CHRISTIANA |  | HOSPITAL-CH | 0 | V111237 | DE |  |  |  | Alarms; Occupancy; Bed | V111237 | VR | BED-CHECK CORP | 0
CHRISTIANA |  | HOSPITAL-WH | 0 | V071064 | DE |  |  |  | Alarms; Occupancy; Bed | V071064 | VR | BED-CHECK CORP | 250
CHRISTIANA |  | HOSPITAL-CH | 0 | C072255 | DE |  |  |  | Alarms; Occupancy; Bed | C072255 | VR | BED-CHECK CORP | 250
CHRISTIANA |  | HOSPITAL-CH | 0 | V071188 | DE |  |  |  | Alarms; Occupancy; Bed | V071188 | VR | BED-CHECK CORP | 250
CHRISTIANA |  | HOSPITAL-WH | 0 | VO31900 | DE |  |  |  | Alarms; Occupancy; Bed | WBE57 | VR | BED-CHECK CORP | 250
CHRISTIANA |  | HOSPITAL-WH | 0 | V031991 | DE |  |  |  | Alarms; Occupancy; Bed | WBE59 | VR | BED-CHECK CORP | 250
CHRISTIANA |  | HOSPITAL-CH | 0 | V030262 | DE |  |  |  | Alarms; Occupancy; Bed | V030262 | VR | BED-CHECK CORP | 250
CHRISTIANA |  | HOSPITAL-CH | 0 | V081588 | DE |  |  |  | Alarms; Occupancy; Bed | V081588 | VR | BED-CHECK CORP | 250
CHRISTIANA |  | HOSPITAL-CH | 0 | V030029 | DE |  |  |  | Alarms; Occupancy; Bed | V030029 | VR | BED-CHECK CORP | 250
CHRISTIANA |  | HOSPITAL-CH | 0 | V030277 | DE |  |  |  | Alarms; Occupancy; Bed | V030277 | VR | BED-CHECK CORP | 250
CHRISTIANA |  | HOSPITAL-WH | 0 | V031506 | DE |  |  |  | Alarms; Occupancy; Bed | WBE34 | VR | BED-CHECK CORP | 250
CHRISTIANA |  | HOSPITAL-CH | 0 | V030088 | DE |  |  |  | Alarms; Occupancy; Bed | V030088 | VR | BED-CHECK CORP | 250
CHRISTIANA |  | HOSPITAL-CH | 0 | V030089 | DE |  |  |  | Alarms; Occupancy; Bed | V030089 | VR | BED-CHECK CORP | 250
CHRISTIANA |  | HOSPITAL-CH | 0 | V071937 | DE |  |  |  | Alarms; Occupancy; Bed | V071937 | VR | BED-CHECK CORP | 0
CHRISTIANA |  | HOSPITAL-CH | 0 | V071156 | DE |  |  |  | Alarms; Occupancy; Bed | V071156 | VR | BED-CHECK CORP | 250
CHRISTIANA |  | HOSPITAL-CH | 0 | V071951 | DE |  |  |  | Alarms; Occupancy; Bed | V071951 | VR | BED-CHECK CORP | 0
CHRISTIANA |  | HOSPITAL-CH | 0 | V071945 | DE |  |  |  | Alarms; Occupancy; Bed | V071945 | VR | BED-CHECK CORP | 0
CHRISTIANA |  | HOSPITAL-CH | 0 | V071193 | DE |  |  |  | Alarms; Occupancy; Bed | V071193 | VR | BED-CHECK CORP | 250
CHRISTIANA |  | HOSPITAL-CH | 0 | V030276 | DE |  |  |  | Alarms; Occupancy; Bed | V030276 | VR | BED-CHECK CORP | 250
CHRISTIANA |  | HOSPITAL-CH | 0 | V030147 | DE |  |  |  | Alarms; Occupancy; Bed | V030147 | VR | BED-CHECK CORP | 250
CHRISTIANA |  | HOSPITAL-CH | 0 | V030183 | DE |  |  |  | Alarms; Occupancy; Bed | V030183 | VR | BED-CHECK CORP | 250
CHRISTIANA |  | HOSPITAL-CH | 0 | V030179 | DE |  |  |  | Alarms; Occupancy; Bed | V030179 | VR | BED-CHECK CORP | 250
CHRISTIANA |  | HOSPITAL-CH | 0 | V030157 | DE |  |  |  | Alarms; Occupancy; Bed | V030157 | VR | BED-CHECK CORP | 250
CHRISTIANA |  | HOSPITAL-CH | 0 | V030086 | DE |  |  |  | Alarms; Occupancy; Bed | V030086 | VR | BED-CHECK CORP | 250
CHRISTIANA |  | HOSPITAL-WH | 0 | V071065 | DE |  |  |  | Alarms; Occupancy; Bed | V071065 | VR | BED-CHECK CORP | 250
CHRISTIANA |  | HOSPITAL-CH | 0 | C072232 | DE |  |  |  | Alarms; Occupancy; Bed | C072232 | VR | BED-CHECK CORP | 250
CHRISTIANA |  | HOSPITAL-WH | 0 | VO31987 | DE |  |  |  | Alarms; Occupancy; Bed | WBE58 | VR | BED-CHECK CORP | 250
CHRISTIANA |  | HOSPITAL-WH | 0 | VO31990 | DE |  |  |  | Alarms; Occupancy; Bed | WBE60 | VR | BED-CHECK CORP | 250
CHRISTIANA |  | HOSPITAL-CH | 0 | V030263 | DE |  |  |  | Alarms; Occupancy; Bed | V030263 | VR | BED-CHECK CORP | 250
CHRISTIANA |  | HOSPITAL-CH | 0 | V030028 | DE |  |  |  | Alarms; Occupancy; Bed | V030028 | VR | BED-CHECK CORP | 250
CHRISTIANA |  | HOSPITAL-WH | 0 | V031515 | DE |  |  |  | Alarms; Occupancy; Bed | WBE33 | VR | BED-CHECK CORP | 250
CHRISTIANA |  | HOSPITAL-WH | 0 | V031508 | DE |  |  |  | Alarms; Occupancy; Bed | WBE35 | VR | BED-CHECK CORP | 250
CHRISTIANA |  | HOSPITAL-CH | 0 | V030090 | DE |  |  |  | Alarms; Occupancy; Bed | V030090 | VR | BED-CHECK CORP | 250
CHRISTIANA |  | HOSPITAL-CH | 0 | V071160 | DE |  |  |  | Alarms; Occupancy; Bed | V071160 | VR | BED-CHECK CORP | 250
CHRISTIANA |  | HOSPITAL-CH | 0 | V071155 | DE |  |  |  | Alarms; Occupancy; Bed | V071155 | VR | BED-CHECK CORP | 250
CHRISTIANA |  | HOSPITAL-WH | 0 | V061378 | DE |  |  |  | Alarms; Occupancy; Bed | V061378 | VR | BED-CHECK CORP | 250
CHRISTIANA |  | HOSPITAL-CH | 0 | V071950 | DE |  |  |  | Alarms; Occupancy; Bed | V071950 | VR | BED-CHECK CORP | 0
CHRISTIANA |  | HOSPITAL-CH | 0 | V071169 | DE |  |  |  | Alarms; Occupancy; Bed | V071169 | VR | BED-CHECK CORP | 250
CHRISTIANA |  | HOSPITAL-CH | 0 | V071182 | DE |  |  |  | Alarms; Occupancy; Bed | V071182 | VR | BED-CHECK CORP | 250
CHRISTIANA |  | HOSPITAL-CH | 0 | V030148 | DE |  |  |  | Alarms; Occupancy; Bed | V030148 | VR | BED-CHECK CORP | 250
CHRISTIANA |  | HOSPITAL-CH | 0 | V030182 | DE |  |  |  | Alarms; Occupancy; Bed | V030182 | VR | BED-CHECK CORP | 250
CHRISTIANA |  | HOSPITAL-CH | 0 | V081586 | DE |  |  |  | Alarms; Occupancy; Bed | V081586 | VR | BED-CHECK CORP | 250
CHRISTIANA |  | HOSPITAL-CH | 0 | V030256 | DE |  |  |  | Alarms; Occupancy; Bed | V030256 | VR | BED-CHECK CORP | 250
CHRISTIANA |  | HOSPITAL-CH | 0 | V081610 | DE |  |  |  | Alarms; Occupancy; Bed | V081610 | VR | BED-CHECK CORP | 250
CHRISTIANA |  | HOSPITAL-CH | 0 | V030031 | DE |  |  |  | Alarms; Occupancy; Bed | V030031 | VR | BED-CHECK CORP | 250
CHRISTIANA |  | HOSPITAL-CH | 0 | V030035 | DE |  |  |  | Alarms; Occupancy; Bed | V030035 | VR | BED-CHECK CORP | 250
CHRISTIANA |  | HOSPITAL-CH | 0 | V030275 | DE |  |  |  | Alarms; Occupancy; Bed | V030275 | VR | BED-CHECK CORP | 250
CHRISTIANA |  | HOSPITAL-CH | 0 | V090961 | DE |  |  |  | Alarms; Occupancy; Bed | V090961 | VR | BED-CHECK CORP | 250
CHRISTIANA |  | HOSPITAL-CH | 0 | V030165 | DE |  |  |  | Alarms; Occupancy; Bed | V030165 | VR | BED-CHECK CORP | 250
CHRISTIANA |  | HOSPITAL-CH | 0 | V030234 | DE |  |  |  | Alarms; Occupancy; Bed | V030234 | VR | BED-CHECK CORP | 250
CHRISTIANA |  | HOSPITAL-CH | 0 | V030231 | DE |  |  |  | Alarms; Occupancy; Bed | V030231 | VR | BED-CHECK CORP | 250
CHRISTIANA |  | HOSPITAL-WH | 0 | V031532 | DE |  |  |  | Alarms; Occupancy; Bed | WBE37 | VR | BED-CHECK CORP | 250
CHRISTIANA |  | HOSPITAL-WH | 0 | V031510 | DE |  |  |  | Alarms; Occupancy; Bed | WBE39 | VR | BED-CHECK CORP | 250
CHRISTIANA |  | HOSPITAL-CH | 0 | V030000 | DE |  |  |  | Alarms; Occupancy; Bed | V030000 | VR | BED-CHECK CORP | 250
CHRISTIANA |  | HOSPITAL-CH | 0 | V030004 | DE |  |  |  | Alarms; Occupancy; Bed | V030004 | VR | BED-CHECK CORP | 250
CHRISTIANA |  | HOSPITAL-CH | 0 | V071154 | DE |  |  |  | Alarms; Occupancy; Bed | V071154 | VR | BED-CHECK CORP | 250
CHRISTIANA |  | HOSPITAL-CH | 0 | V071133 | DE |  |  |  | Alarms; Occupancy; Bed | V071133 | VR | BED-CHECK CORP | 250
CHRISTIANA |  | HOSPITAL-CH | 0 | V071148 | DE |  |  |  | Alarms; Occupancy; Bed | V071148 | VR | BED-CHECK CORP | 250
CHRISTIANA |  | HOSPITAL-WH | 0 | V061379 | DE |  |  |  | Alarms; Occupancy; Bed | V061379 | VR | BED-CHECK CORP | 250
CHRISTIANA |  | HOSPITAL-CH | 0 | V071949 | DE |  |  |  | Alarms; Occupancy; Bed | V071949 | VR | BED-CHECK CORP | 0
CHRISTIANA |  | HOSPITAL-CH | 0 | V071192 | DE |  |  |  | Alarms; Occupancy; Bed | V071192 | VR | BED-CHECK CORP | 250
CHRISTIANA |  | HOSPITAL-CH | 0 | V071179 | DE |  |  |  | Alarms; Occupancy; Bed | V071179 | VR | BED-CHECK CORP | 250
CHRISTIANA |  | HOSPITAL-CH | 0 | V030151 | DE |  |  |  | Alarms; Occupancy; Bed | V030151 | VR | BED-CHECK CORP | 250
CHRISTIANA |  | HOSPITAL-CH | 0 | V030149 | DE |  |  |  | Alarms; Occupancy; Bed | V030149 | VR | BED-CHECK CORP | 250
CHRISTIANA |  | HOSPITAL-CH | 0 | V030181 | DE |  |  |  | Alarms; Occupancy; Bed | V030181 | VR | BED-CHECK CORP | 250
CHRISTIANA |  | HOSPITAL-CH | 0 | V071210 | DE |  |  |  | Alarms; Occupancy; Bed | V071210 | VR | BED-CHECK CORP | 250
CHRISTIANA |  | HOSPITAL-CH | 0 | V081594 | DE |  |  |  | Alarms; Occupancy; Bed | V081594 | VR | BED-CHECK CORP | 250
CHRISTIANA |  | HOSPITAL-CH | 0 | V060233 | DE |  |  |  | Alarms; Occupancy; Bed | V060233 | VR | BED-CHECK CORP | 0
CHRISTIANA |  | HOSPITAL-CH | 0 | V030257 | DE |  |  |  | Alarms; Occupancy; Bed | V030257 | VR | BED-CHECK CORP | 250
CHRISTIANA |  | HOSPITAL-CH | 0 | V100976 | DE |  |  |  | Alarms; Occupancy; Bed | V100976 | VR | BED-CHECK CORP | 0
CHRISTIANA |  | HOSPITAL-CH | 0 | V030030 | DE |  |  |  | Alarms; Occupancy; Bed | V030030 | VR | BED-CHECK CORP | 250
CHRISTIANA |  | HOSPITAL-CH | 0 | V030047 | DE |  |  |  | Alarms; Occupancy; Bed | V030047 | VR | BED-CHECK CORP | 250
CHRISTIANA |  | HOSPITAL-CH | 0 | V030281 | DE |  |  |  | Alarms; Occupancy; Bed | V030281 | VR | BED-CHECK CORP | 250
CHRISTIANA |  | HOSPITAL-CH | 0 | V030191 | DE |  |  |  | Alarms; Occupancy; Bed | V030191 | VR | BED-CHECK CORP | 250
CHRISTIANA |  | HOSPITAL-CH | 0 | V030164 | DE |  |  |  | Alarms; Occupancy; Bed | V030164 | VR | BED-CHECK CORP | 250
CHRISTIANA |  | HOSPITAL-CH | 0 | V030166 | DE |  |  |  | Alarms; Occupancy; Bed | V030166 | VR | BED-CHECK CORP | 250
CHRISTIANA |  | HOSPITAL-CH | 0 | V030230 | DE |  |  |  | Alarms; Occupancy; Bed | V030230 | VR | BED-CHECK CORP | 250
CHRISTIANA |  | HOSPITAL-WH | 0 | V031507 | DE |  |  |  | Alarms; Occupancy; Bed | WBE36 | VR | BED-CHECK CORP | 250
CHRISTIANA |  | HOSPITAL-WH | 0 | V031533 | DE |  |  |  | Alarms; Occupancy; Bed | WBE38 | VR | BED-CHECK CORP | 250
CHRISTIANA |  | HOSPITAL-CH | 0 | V030091 | DE |  |  |  | Alarms; Occupancy; Bed | V030091 | VR | BED-CHECK CORP | 250
CHRISTIANA |  | HOSPITAL-CH | 0 | V030001 | DE |  |  |  | Alarms; Occupancy; Bed | V030001 | VR | BED-CHECK CORP | 250
CHRISTIANA |  | HOSPITAL-CH | 0 | V071146 | DE |  |  |  | Alarms; Occupancy; Bed | V071146 | VR | BED-CHECK CORP | 250
CHRISTIANA |  | HOSPITAL-CH | 0 | V030274 | DE |  |  |  | Alarms; Occupancy; Bed | V030274 | VR | BED-CHECK CORP | 250
CHRISTIANA |  | HOSPITAL-CH | 0 | V081607 | DE |  |  |  | Alarms; Occupancy; Bed | V081607 | VR | BED-CHECK CORP | 250
CHRISTIANA |  | HOSPITAL-CH | 0 | V071173 | DE |  |  |  | Alarms; Occupancy; Bed | V071173 | VR | BED-CHECK CORP | 250
CHRISTIANA |  | HOSPITAL-CH | 0 | V030159 | DE |  |  |  | Alarms; Occupancy; Bed | V030159 | VR | BED-CHECK CORP | 250
CHRISTIANA |  | HOSPITAL-CH | 0 | V071992 | DE |  |  |  | Alarms; Occupancy; Bed | V071992 | VR | BED-CHECK CORP | 0
CHRISTIANA |  | HOSPITAL-CH | 0 | V030020 | DE |  |  |  | Alarms; Occupancy; Bed | V030020 | VR | BED-CHECK CORP | 250
CHRISTIANA |  | HOSPITAL-CH | 0 | V030022 | DE |  |  |  | Alarms; Occupancy; Bed | V030022 | VR | BED-CHECK CORP | 250
CHRISTIANA |  | HOSPITAL-CH | 0 | V030036 | DE |  |  |  | Alarms; Occupancy; Bed | V030036 | VR | BED-CHECK CORP | 250
CHRISTIANA |  | HOSPITAL-CH | 0 | V030190 | DE |  |  |  | Alarms; Occupancy; Bed | V030190 | VR | BED-CHECK CORP | 250
CHRISTIANA |  | HOSPITAL-CH | 0 | V030188 | DE |  |  |  | Alarms; Occupancy; Bed | V030188 | VR | BED-CHECK CORP | 250
CHRISTIANA |  | HOSPITAL-WH | 0 | V031517 | DE |  |  |  | Alarms; Occupancy; Bed | WBE28 | VR | BED-CHECK CORP | 250
CHRISTIANA |  | HOSPITAL-WH | 0 | V070660 | DE |  |  |  | Alarms; Occupancy; Bed | V070660 | VR | BED-CHECK CORP | 250
CHRISTIANA |  | HOSPITAL-WH | 0 | V070670 | DE |  |  |  | Alarms; Occupancy; Bed | V070670 | VR | BED-CHECK CORP | 250
CHRISTIANA |  | HOSPITAL-CH | 0 | V030167 | DE |  |  |  | Alarms; Occupancy; Bed | V030167 | VR | BED-CHECK CORP | 250
CHRISTIANA |  | HOSPITAL-CH | 0 | V030169 | DE |  |  |  | Alarms; Occupancy; Bed | V030169 | VR | BED-CHECK CORP | 250
CHRISTIANA |  | HOSPITAL-CH | 0 | V030233 | DE |  |  |  | Alarms; Occupancy; Bed | V030233 | VR | BED-CHECK CORP | 250
CHRISTIANA |  | HOSPITAL-CH | 0 | V030208 | DE |  |  |  | Alarms; Occupancy; Bed | V030208 | VR | BED-CHECK CORP | 250
CHRISTIANA |  | HOSPITAL-WH | 0 | V031505 | DE |  |  |  | Alarms; Occupancy; Bed | WBE41 | VR | BED-CHECK CORP | 250
CHRISTIANA |  | HOSPITAL-CH | 0 | V071187 | DE |  |  |  | Alarms; Occupancy; Bed | V071187 | VR | BED-CHECK CORP | 250
CHRISTIANA |  | HOSPITAL-CH | 0 | V030061 | DE |  |  |  | Alarms; Occupancy; Bed | V030061 | VR | BED-CHECK CORP | 250
CHRISTIANA |  | HOSPITAL-WH | 0 | V061381 | DE |  |  |  | Alarms; Occupancy; Bed | V061381 | VR | BED-CHECK CORP | 250
CHRISTIANA |  | HOSPITAL-CH | 0 | V071174 | DE |  |  |  | Alarms; Occupancy; Bed | V071174 | VR | BED-CHECK CORP | 250
CHRISTIANA |  | HOSPITAL-CH | 0 | V030152 | DE |  |  |  | Alarms; Occupancy; Bed | V030152 | VR | BED-CHECK CORP | 250
CHRISTIANA |  | HOSPITAL-CH | 0 | V030153 | DE |  |  |  | Alarms; Occupancy; Bed | V030153 | VR | BED-CHECK CORP | 250
CHRISTIANA |  | HOSPITAL-CH | 0 | V071994 | DE |  |  |  | Alarms; Occupancy; Bed | V071994 | VR | BED-CHECK CORP | 0
CHRISTIANA |  | HOSPITAL-CH | 0 | V030021 | DE |  |  |  | Alarms; Occupancy; Bed | V030021 | VR | BED-CHECK CORP | 250
CHRISTIANA |  | HOSPITAL-CH | 0 | V030034 | DE |  |  |  | Alarms; Occupancy; Bed | V030034 | VR | BED-CHECK CORP | 250
CHRISTIANA |  | HOSPITAL-CH | 0 | V030189 | DE |  |  |  | Alarms; Occupancy; Bed | V030189 | VR | BED-CHECK CORP | 250
CHRISTIANA |  | HOSPITAL-CH | 0 | V030187 | DE |  |  |  | Alarms; Occupancy; Bed | V030187 | VR | BED-CHECK CORP | 250
CHRISTIANA |  | HOSPITAL-CH | 0 | V031245 | DE |  |  |  | Alarms; Occupancy; Bed | V031245 | VR | BED-CHECK CORP | 0
CHRISTIANA |  | HOSPITAL-WH | 0 | V031542 | DE |  |  |  | Alarms; Occupancy; Bed | WBE27 | VR | BED-CHECK CORP | 250
CHRISTIANA |  | HOSPITAL-CH | 0 | V111232 | DE |  |  |  | Alarms; Occupancy; Bed | V111232 | VR | BED-CHECK CORP | 0
CHRISTIANA |  | HOSPITAL-WH | 0 | V070669 | DE |  |  |  | Alarms; Occupancy; Bed | V070669 | VR | BED-CHECK CORP | 250
CHRISTIANA |  | HOSPITAL-WH | 0 | V070671 | DE |  |  |  | Alarms; Occupancy; Bed | V070671 | VR | BED-CHECK CORP | 250
CHRISTIANA |  | HOSPITAL-CH | 0 | V030168 | DE |  |  |  | Alarms; Occupancy; Bed | V030168 | VR | BED-CHECK CORP | 250
CHRISTIANA |  | HOSPITAL-CH | 0 | V030170 | DE |  |  |  | Alarms; Occupancy; Bed | V030170 | VR | BED-CHECK CORP | 250
CHRISTIANA |  | HOSPITAL-CH | 0 | V030232 | DE |  |  |  | Alarms; Occupancy; Bed | V030232 | VR | BED-CHECK CORP | 250
CHRISTIANA |  | HOSPITAL-CH | 0 | V030206 | DE |  |  |  | Alarms; Occupancy; Bed | V030206 | VR | BED-CHECK CORP | 250
CHRISTIANA |  | HOSPITAL-WH | 0 | V031503 | DE |  |  |  | Alarms; Occupancy; Bed | WBE40 | VR | BED-CHECK CORP | 250
CHRISTIANA |  | HOSPITAL-WH | 0 | V031530 | DE |  |  |  | Alarms; Occupancy; Bed | WBE42 | VR | BED-CHECK CORP | 250
CHRISTIANA |  | HOSPITAL-CH | 0 | V030280 | DE |  |  |  | Alarms; Occupancy; Bed | V030280 | VR | BED-CHECK CORP | 250
CHRISTIANA |  | HOSPITAL-CH | 0 | V030185 | DE |  |  |  | Alarms; Occupancy; Bed | V030185 | VR | BED-CHECK CORP | 250
CHRISTIANA |  | HOSPITAL-CH | 0 | V030154 | DE |  |  |  | Alarms; Occupancy; Bed | V030154 | VR | BED-CHECK CORP | 250
CHRISTIANA |  | HOSPITAL-CH | 0 | V030156 | DE |  |  |  | Alarms; Occupancy; Bed | V030156 | VR | BED-CHECK CORP | 250
CHRISTIANA |  | HOSPITAL-CH | 0 | V071993 | DE |  |  |  | Alarms; Occupancy; Bed | V071993 | VR | BED-CHECK CORP | 0
CHRISTIANA |  | HOSPITAL-WH | 0 | V071068 | DE |  |  |  | Alarms; Occupancy; Bed | V071068 | VR | BED-CHECK CORP | 250
CHRISTIANA |  | HOSPITAL-WH | 0 | V071067 | DE |  |  |  | Alarms; Occupancy; Bed | V071067 | VR | BED-CHECK CORP | 250
CHRISTIANA |  |  | 0 | V031999 |  |  |  |  | Alarms; Occupancy; Bed | v031999 | VR | BED-CHECK CORP | 0
CHRISTIANA |  | HOSPITAL-CH | 0 | V071944 | DE |  |  |  | Alarms; Occupancy; Bed | V071944 | VR | BED-CHECK CORP | 0
CHRISTIANA |  | HOSPITAL-CH | 0 | V030133 | DE |  |  |  | Alarms; Occupancy; Bed | V030133 | VR | BED-CHECK CORP | 250
CHRISTIANA |  | HOSPITAL-WH | 0 | V031520 | DE |  |  |  | Alarms; Occupancy; Bed | WBE30 | VR | BED-CHECK CORP | 250
CHRISTIANA |  | HOSPITAL-WH | 0 | V031509 | DE |  |  |  | Alarms; Occupancy; Bed | WBE32 | VR | BED-CHECK CORP | 250
CHRISTIANA |  | HOSPITAL-CH | 0 | V030092 | DE |  |  |  | Alarms; Occupancy; Bed | V030092 | VR | BED-CHECK CORP | 250
CHRISTIANA |  | HOSPITAL-WH | 0 | V070677 | DE |  |  |  | Alarms; Occupancy; Bed | V070677 | VR | BED-CHECK CORP | 250
CHRISTIANA |  | HOSPITAL-CH | 0 | V030171 | DE |  |  |  | Alarms; Occupancy; Bed | V030171 | VR | BED-CHECK CORP | 250
CHRISTIANA |  | HOSPITAL-WH | 0 | V031531 | DE |  |  |  | Alarms; Occupancy; Bed | WBE43 | VR | BED-CHECK CORP | 250
CHRISTIANA |  | HOSPITAL-CH | 0 | V030273 | DE |  |  |  | Alarms; Occupancy; Bed | V030273 | VR | BED-CHECK CORP | 250
CHRISTIANA |  | HOSPITAL-CH | 0 | V030279 | DE |  |  |  | Alarms; Occupancy; Bed | V030279 | VR | BED-CHECK CORP | 250
CHRISTIANA |  | HOSPITAL-CH | 0 | V030186 | DE |  |  |  | Alarms; Occupancy; Bed | V030186 | VR | BED-CHECK CORP | 250
CHRISTIANA |  | HOSPITAL-CH | 0 | V030177 | DE |  |  |  | Alarms; Occupancy; Bed | V030177 | VR | BED-CHECK CORP | 250
CHRISTIANA |  | HOSPITAL-CH | 0 | V030155 | DE |  |  |  | Alarms; Occupancy; Bed | V030155 | VR | BED-CHECK CORP | 250
CHRISTIANA |  | HOSPITAL-CH | 0 | V090957 | DE |  |  |  | Alarms; Occupancy; Bed | V090957 | VR | BED-CHECK CORP | 250
CHRISTIANA |  | HOSPITAL-CH | 0 | V071991 | DE |  |  |  | Alarms; Occupancy; Bed | V071991 | VR | BED-CHECK CORP | 0
CHRISTIANA |  | HOSPITAL-CH | 0 | V071983 | DE |  |  |  | Alarms; Occupancy; Bed | V071983 | VR | BED-CHECK CORP | 0
CHRISTIANA |  | HOSPITAL-WH | 0 | V071069 | DE |  |  |  | Alarms; Occupancy; Bed | V071069 | VR | BED-CHECK CORP | 250
CHRISTIANA |  | HOSPITAL-WH | 0 | V071066 | DE |  |  |  | Alarms; Occupancy; Bed | V071066 | VR | BED-CHECK CORP | 250
CHRISTIANA |  | HOSPITAL-CH | 0 | V030023 | DE |  |  |  | Alarms; Occupancy; Bed | V030023 | VR | BED-CHECK CORP | 250
CHRISTIANA |  | HOSPITAL-CH | 0 | V080775 | DE |  |  |  | Alarms; Occupancy; Bed | V080775 | VR | BED-CHECK CORP | 250
CHRISTIANA |  | HOSPITAL-WH | 0 | V031526 | DE |  |  |  | Alarms; Occupancy; Bed | WBE29 | VR | BED-CHECK CORP | 250
CHRISTIANA |  | HOSPITAL-WH | 0 | V031529 | DE |  |  |  | Alarms; Occupancy; Bed | WBE31 | VR | BED-CHECK CORP | 250
CHRISTIANA |  | HOSPITAL-CH | 0 | V030095 | DE |  |  |  | Alarms; Occupancy; Bed | V030095 | VR | BED-CHECK CORP | 250
CHRISTIANA |  | HOSPITAL-WH | 0 | VO31989 | DE |  |  |  | Alarms; Occupancy; Bed | WBE56 | VR | BED-CHECK CORP | 250
CHRISTIANA |  | HOSPITAL-CH | 0 | V030172 | DE |  |  |  | Alarms; Occupancy; Bed | V030172 | VR | BED-CHECK CORP | 250
CHRISTIANA |  | HOSPITAL-CH | 0 | V030204 | DE |  |  |  | Alarms; Occupancy; Bed | V030204 | VR | BED-CHECK CORP | 250
CHRISTIANA |  | HOSPITAL-CH | 0 | V081602 | DE |  |  |  | Alarms; Occupancy; Bed | V081602 | VR | BED-CHECK CORP | 250
CHRISTIANA |  | HOSPITAL-CH | 0 | V030175 | DE |  |  |  | Alarms; Occupancy; Bed | V030175 | VR | BED-CHECK CORP | 250
CHRISTIANA |  | HOSPITAL-CH | 0 | V030016 | DE |  |  |  | Alarms; Occupancy; Bed | V030016 | VR | BED-CHECK CORP | 250
CHRISTIANA |  | HOSPITAL-CH | 0 | V081595 | DE |  |  |  | Alarms; Occupancy; Bed | V081595 | VR | BED-CHECK CORP | 250
CHRISTIANA |  | HOSPITAL-WH | 0 | V031514 | DE |  |  |  | Alarms; Occupancy; Bed | WBE20 | VR | BED-CHECK CORP | 250
CHRISTIANA |  | HOSPITAL-WH | 0 | V031534 | DE |  |  |  | Alarms; Occupancy; Bed | WBE22 | VR | BED-CHECK CORP | 250
CHRISTIANA |  | HOSPITAL-CH | 0 | V030160 | DE |  |  |  | Alarms; Occupancy; Bed | V030160 | VR | BED-CHECK CORP | 250
CHRISTIANA |  | HOSPITAL-CH | 0 | V030162 | DE |  |  |  | Alarms; Occupancy; Bed | V030162 | VR | BED-CHECK CORP | 250
CHRISTIANA |  | HOSPITAL-CH | 0 | V030236 | DE |  |  |  | Alarms; Occupancy; Bed | V030236 | VR | BED-CHECK CORP | 250
CHRISTIANA |  | HOSPITAL-CH | 0 | V030078 | DE |  |  |  | Alarms; Occupancy; Bed | V030078 | VR | BED-CHECK CORP | 250
CHRISTIANA |  | HOSPITAL-CH | 0 | V061575 | DE |  |  |  | Alarms; Occupancy; Bed | V061575 | VR | BED-CHECK CORP | 250
CHRISTIANA |  | HOSPITAL-WH | 0 | V070553 | DE |  |  |  | Alarms; Occupancy; Bed | V070553 | VR | BED-CHECK CORP | 250
CHRISTIANA |  | HOSPITAL-CH | 0 | V090960 | DE |  |  |  | Alarms; Occupancy; Bed | V090960 | VR | BED-CHECK CORP | 250
CHRISTIANA |  | HOSPITAL-CH | 0 | V030254 | DE |  |  |  | Alarms; Occupancy; Bed | V030254 | VR | BED-CHECK CORP | 250
CHRISTIANA |  | HOSPITAL-CH | 0 | V030252 | DE |  |  |  | Alarms; Occupancy; Bed | V030252 | VR | BED-CHECK CORP | 250
CHRISTIANA |  | HOSPITAL-CH | 0 | V081879 | DE |  |  |  | Alarms; Occupancy; Bed | V081879 | VR | BED-CHECK CORP | 250
CHRISTIANA |  | HOSPITAL-CH | 0 | V071200 | DE |  |  |  | Alarms; Occupancy; Bed | V071200 | VR | BED-CHECK CORP | 250
CHRISTIANA |  | HOSPITAL-CH | 0 | V071947 | DE |  |  |  | Alarms; Occupancy; Bed | V071947 | VR | BED-CHECK CORP | 0
CHRISTIANA |  | HOSPITAL-CH | 0 | V071935 | DE |  |  |  | Alarms; Occupancy; Bed | V071935 | VR | BED-CHECK CORP | 0
CHRISTIANA |  | HOSPITAL-CH | 0 | V030174 | DE |  |  |  | Alarms; Occupancy; Bed | V030174 | VR | BED-CHECK CORP | 250
CHRISTIANA |  | HOSPITAL-CH | 0 | V030176 | DE |  |  |  | Alarms; Occupancy; Bed | V030176 | VR | BED-CHECK CORP | 250
CHRISTIANA |  | HOSPITAL-WH | 0 | V031536 | DE |  |  |  | Alarms; Occupancy; Bed | WBE19 | VR | BED-CHECK CORP | 250
CHRISTIANA |  | HOSPITAL-WH | 0 | V031513 | DE |  |  |  | Alarms; Occupancy; Bed | WBE21 | VR | BED-CHECK CORP | 250
CHRISTIANA |  | HOSPITAL-CH | 0 | V111230 | DE |  |  |  | Alarms; Occupancy; Bed | V111230 | VR | BED-CHECK CORP | 0
CHRISTIANA |  | HOSPITAL-CH | 0 | V030161 | DE |  |  |  | Alarms; Occupancy; Bed | V030161 | VR | BED-CHECK CORP | 250
CHRISTIANA |  | HOSPITAL-CH | 0 | V030163 | DE |  |  |  | Alarms; Occupancy; Bed | V030163 | VR | BED-CHECK CORP | 250
CHRISTIANA |  | HOSPITAL-CH | 0 | V030235 | DE |  |  |  | Alarms; Occupancy; Bed | V030235 | VR | BED-CHECK CORP | 250
CHRISTIANA |  | HOSPITAL-CH | 0 | V030237 | DE |  |  |  | Alarms; Occupancy; Bed | V030237 | VR | BED-CHECK CORP | 250
CHRISTIANA |  | HOSPITAL-CH | 0 | V030057 | DE |  |  |  | Alarms; Occupancy; Bed | V030057 | VR | BED-CHECK CORP | 250
CHRISTIANA |  | HOSPITAL-CH | 0 | V030027 | DE |  |  |  | Alarms; Occupancy; Bed | V030027 | VR | BED-CHECK CORP | 250
CHRISTIANA |  | HOSPITAL-CH | 0 | V030072 | DE |  |  |  | Alarms; Occupancy; Bed | V030072 | VR | BED-CHECK CORP | 250
CHRISTIANA |  | HOSPITAL-CH | 0 | V030079 | DE |  |  |  | Alarms; Occupancy; Bed | V030079 | VR | BED-CHECK CORP | 250
CHRISTIANA |  | HOSPITAL-WH | 0 | V070554 | DE |  |  |  | Alarms; Occupancy; Bed | V070554 | VR | BED-CHECK CORP | 250
CHRISTIANA |  | HOSPITAL-CH | 0 | V030240 | DE |  |  |  | Alarms; Occupancy; Bed | V030240 | VR | BED-CHECK CORP | 250
CHRISTIANA |  | HOSPITAL-CH | 0 | V030255 | DE |  |  |  | Alarms; Occupancy; Bed | V030255 | VR | BED-CHECK CORP | 250
CHRISTIANA |  | HOSPITAL-CH | 0 | V081881 | DE |  |  |  | Alarms; Occupancy; Bed | V081881 | VR | BED-CHECK CORP | 250
CHRISTIANA |  | HOSPITAL-CH | 0 | V071199 | DE |  |  |  | Alarms; Occupancy; Bed | V071199 | VR | BED-CHECK CORP | 250
CHRISTIANA |  | HOSPITAL-CH | 0 | V071928 | DE |  |  |  | Alarms; Occupancy; Bed | V071928 | VR | BED-CHECK CORP | 0
CHRISTIANA |  | HOSPITAL-CH | 0 | V071931 | DE |  |  |  | Alarms; Occupancy; Bed | V071931 | VR | BED-CHECK CORP | 0
CHRISTIANA |  | HOSPITAL-CH | 0 | V030018 | DE |  |  |  | Alarms; Occupancy; Bed | V030018 | VR | BED-CHECK CORP | 250
CHRISTIANA |  | HOSPITAL-WH | 0 | V031502 | DE |  |  |  | Alarms; Occupancy; Bed | WBE1 | VR | BED-CHECK CORP | 250
CHRISTIANA |  | HOSPITAL-WH | 0 | V070547 | DE |  |  |  | Alarms; Occupancy; Bed | V070547 | VR | BED-CHECK CORP | 250
CHRISTIANA |  | HOSPITAL-CH | 0 | V070645 | DE |  |  |  | Alarms; Occupancy; Bed | V070645 | VR | BED-CHECK CORP | 0
CHRISTIANA |  | HOSPITAL-WH | 0 | V031545 | DE |  |  |  | Alarms; Occupancy; Bed | WBE24 | VR | BED-CHECK CORP | 250
CHRISTIANA |  | HOSPITAL-CH | 0 | V081585 | DE |  |  |  | Alarms; Occupancy; Bed | V081585 | VR | BED-CHECK CORP | 250
CHRISTIANA |  | HOSPITAL-WH | 0 | V052477 | DE |  |  |  | Alarms; Occupancy; Bed | WBE62 | VR | BED-CHECK CORP | 250
CHRISTIANA |  | HOSPITAL-CH | 0 | VR110832 | DE |  |  |  | Alarms; Occupancy; Bed | V110832 | VR | BED-CHECK CORP | 0
CHRISTIANA |  | HOSPITAL-CH | 0 | V030195 | DE |  |  |  | Alarms; Occupancy; Bed | V030195 | VR | BED-CHECK CORP | 250
CHRISTIANA |  | HOSPITAL-CH | 0 | V081604 | DE |  |  |  | Alarms; Occupancy; Bed | V081604 | VR | BED-CHECK CORP | 250
CHRISTIANA |  | HOSPITAL-CH | 0 | V030073 | DE |  |  |  | Alarms; Occupancy; Bed | V030073 | VR | BED-CHECK CORP | 250
CHRISTIANA |  | HOSPITAL-CH | 0 | V030076 | DE |  |  |  | Alarms; Occupancy; Bed | V030076 | VR | BED-CHECK CORP | 250
CHRISTIANA |  | HOSPITAL-CH | 0 | V060038 | DE |  |  |  | Alarms; Occupancy; Bed | V060038 | VR | BED-CHECK CORP | 250
CHRISTIANA |  | HOSPITAL-CH | 0 | V030251 | DE |  |  |  | Alarms; Occupancy; Bed | V030251 | VR | BED-CHECK CORP | 250
CHRISTIANA |  | HOSPITAL-CH | 0 | V081874 | DE |  |  |  | Alarms; Occupancy; Bed | V081874 | VR | BED-CHECK CORP | 250
CHRISTIANA |  | HOSPITAL-CH | 0 | V071939 | DE |  |  |  | Alarms; Occupancy; Bed | V071939 | VR | BED-CHECK CORP | 0
CHRISTIANA |  | HOSPITAL-CH | 0 | V071932 | DE |  |  |  | Alarms; Occupancy; Bed | V071932 | VR | BED-CHECK CORP | 0
CHRISTIANA |  | HOSPITAL-CH | 0 | V030017 | DE |  |  |  | Alarms; Occupancy; Bed | V030017 | VR | BED-CHECK CORP | 250
CHRISTIANA |  | HOSPITAL-CH | 0 | V030019 | DE |  |  |  | Alarms; Occupancy; Bed | V030019 | VR | BED-CHECK CORP | 250
CHRISTIANA |  | HOSPITAL-WH | 0 | V031519 | DE |  |  |  | Alarms; Occupancy; Bed | WBE23 | VR | BED-CHECK CORP | 250
CHRISTIANA |  | HOSPITAL-WH | 0 | V031511 | DE |  |  |  | Alarms; Occupancy; Bed | WBE25 | VR | BED-CHECK CORP | 250
CHRISTIANA |  | HOSPITAL-CH | 0 | V111231 | DE |  |  |  | Alarms; Occupancy; Bed | V111231 | VR | BED-CHECK CORP | 0
CHRISTIANA |  | HOSPITAL-WH | 0 | V052482 | DE |  |  |  | Alarms; Occupancy; Bed | WBE63 | VR | BED-CHECK CORP | 250
CHRISTIANA |  | HOSPITAL-CH | 0 | V030194 | DE |  |  |  | Alarms; Occupancy; Bed | V030194 | VR | BED-CHECK CORP | 250
CHRISTIANA |  | HOSPITAL-CH | 0 | V030074 | DE |  |  |  | Alarms; Occupancy; Bed | V030074 | VR | BED-CHECK CORP | 250
CHRISTIANA |  | HOSPITAL-WH | 0 | V0090427 | DE |  |  |  | Alarms; Occupancy; Bed | V0090427 | VR | BED-CHECK CORP | 0
CHRISTIANA |  | HOSPITAL-CH | 0 | V030253 | DE |  |  |  | Alarms; Occupancy; Bed | V030253 | VR | BED-CHECK CORP | 250
CHRISTIANA |  | HOSPITAL-CH | 0 | V030250 | DE |  |  |  | Alarms; Occupancy; Bed | V030250 | VR | BED-CHECK CORP | 250
CHRISTIANA |  | HOSPITAL-CH | 0 | V071936 | DE |  |  |  | Alarms; Occupancy; Bed | V071936 | VR | BED-CHECK CORP | 0
CHRISTIANA |  | HOSPITAL-CH | 0 | V071930 | DE |  |  |  | Alarms; Occupancy; Bed | V071930 | VR | BED-CHECK CORP | 0
CHRISTIANA |  | HOSPITAL-CH | 0 | V071929 | DE |  |  |  | Alarms; Occupancy; Bed | V071929 | VR | BED-CHECK CORP | 0
CHRISTIANA |  | HOSPITAL-CH | 0 | V081601 | DE |  |  |  | Alarms; Occupancy; Bed | V081601 | VR | BED-CHECK CORP | 250
CHRISTIANA |  | HOSPITAL-WH | 0 | V070548 | DE |  |  |  | Alarms; Occupancy; Bed | V070548 | VR | BED-CHECK CORP | 250
CHRISTIANA |  | HOSPITAL-CH | 0 | V030124 | DE |  |  |  | Alarms; Occupancy; Bed | V030124 | VR | BED-CHECK CORP | 250
CHRISTIANA |  | HOSPITAL-CH | 0 | V030238 | DE |  |  |  | Alarms; Occupancy; Bed | V030238 | VR | BED-CHECK CORP | 250
CHRISTIANA |  | HOSPITAL-WH | 0 | V031504 | DE |  |  |  | Alarms; Occupancy; Bed | WBE26 | VR | BED-CHECK CORP | 250
CHRISTIANA |  | HOSPITAL-WH | 0 | V052479 | DE |  |  |  | Alarms; Occupancy; Bed | WBE64 | VR | BED-CHECK CORP | 250
CHRISTIANA |  | HOSPITAL-WH | 0 | V052486 | DE |  |  |  | Alarms; Occupancy; Bed | WBE66 | VR | BED-CHECK CORP | 250
CHRISTIANA |  | HOSPITAL-CH | 0 | V030197 | DE |  |  |  | Alarms; Occupancy; Bed | V030197 | VR | BED-CHECK CORP | 250
CHRISTIANA |  | HOSPITAL-CH | 0 | V060036 | DE |  |  |  | Alarms; Occupancy; Bed | V060036 | VR | BED-CHECK CORP | 250
CHRISTIANA |  | HOSPITAL-CH | 0 | V111236 | DE |  |  |  | Alarms; Occupancy; Bed | V111236 | VR | BED-CHECK CORP | 0
CHRISTIANA |  | HOSPITAL-WH | 0 | VO31898 | DE |  |  |  | Alarms; Occupancy; Bed | WBE51 | VR | BED-CHECK CORP | 250
CHRISTIANA |  | HOSPITAL-WH | 0 | VO31897 | DE |  |  |  | Alarms; Occupancy; Bed | WBE53 | VR | BED-CHECK CORP | 250
CHRISTIANA |  | HOSPITAL-CH | 0 | V030249 | DE |  |  |  | Alarms; Occupancy; Bed | V030249 | VR | BED-CHECK CORP | 250
CHRISTIANA |  | HOSPITAL-CH | 0 | V030052 | DE |  |  |  | Alarms; Occupancy; Bed | V030052 | VR | BED-CHECK CORP | 250
CHRISTIANA |  | HOSPITAL-CH | 0 | V070640 | DE |  |  |  | Alarms; Occupancy; Bed | V070640 | VR | BED-CHECK CORP | 250
CHRISTIANA |  | HOSPITAL-CH | 0 | V070642 | DE |  |  |  | Alarms; Occupancy; Bed | V070642 | VR | BED-CHECK CORP | 250
CHRISTIANA |  | HOSPITAL-CH | 0 | V071957 | DE |  |  |  | Alarms; Occupancy; Bed | V071957 | VR | BED-CHECK CORP | 0
CHRISTIANA |  | HOSPITAL-CH | 0 | V071954 | DE |  |  |  | Alarms; Occupancy; Bed | V071954 | VR | BED-CHECK CORP | 0
CHRISTIANA |  | HOSPITAL-WH | 0 | C070551 | DE |  |  |  | Alarms; Occupancy; Bed | V070551 | VR | BED-CHECK CORP | 250
CHRISTIANA |  | HOSPITAL-WH | 0 | V070546 | DE |  |  |  | Alarms; Occupancy; Bed | V070546 | VR | BED-CHECK CORP | 250
CHRISTIANA |  | HOSPITAL-CH | 0 | V030228 | DE |  |  |  | Alarms; Occupancy; Bed | V030228 | VR | BED-CHECK CORP | 250
CHRISTIANA |  | HOSPITAL-WH | 0 | V052485 | DE |  |  |  | Alarms; Occupancy; Bed | WBE65 | VR | BED-CHECK CORP | 250
CHRISTIANA |  | HOSPITAL-CH | 0 | V030196 | DE |  |  |  | Alarms; Occupancy; Bed | V030196 | VR | BED-CHECK CORP | 250
CHRISTIANA |  | HOSPITAL-CH | 0 | V030198 | DE |  |  |  | Alarms; Occupancy; Bed | V030198 | VR | BED-CHECK CORP | 250
CHRISTIANA |  | HOSPITAL-CH | 0 | V060037 | DE |  |  |  | Alarms; Occupancy; Bed | V060037 | VR | BED-CHECK CORP | 250
CHRISTIANA |  | HOSPITAL-CH | 0 | V060040 | DE |  |  |  | Alarms; Occupancy; Bed | V060040 | VR | BED-CHECK CORP | 250
CHRISTIANA |  | HOSPITAL-WH | 0 | VO31988 | DE |  |  |  | Alarms; Occupancy; Bed | WBE52 | VR | BED-CHECK CORP | 250
CHRISTIANA |  | HOSPITAL-CH | 0 | V030248 | DE |  |  |  | Alarms; Occupancy; Bed | V030248 | VR | BED-CHECK CORP | 250
CHRISTIANA |  | HOSPITAL-CH | 0 | V030053 | DE |  |  |  | Alarms; Occupancy; Bed | V030053 | VR | BED-CHECK CORP | 250
CHRISTIANA |  | HOSPITAL-CH | 0 | V070641 | DE |  |  |  | Alarms; Occupancy; Bed | V070641 | VR | BED-CHECK CORP | 250
CHRISTIANA |  | HOSPITAL-CH | 0 | V081609 | DE |  |  |  | Alarms; Occupancy; Bed | V081609 | VR | BED-CHECK CORP | 250
CHRISTIANA |  | HOSPITAL-CH | 0 | V071956 | DE |  |  |  | Alarms; Occupancy; Bed | V071956 | VR | BED-CHECK CORP | 0
CHRISTIANA |  | HOSPITAL-CH | 0 | V071948 | DE |  |  |  | Alarms; Occupancy; Bed | V071948 | VR | BED-CHECK CORP | 0
CHRISTIANA |  | HOSPITAL-WH | 0 | V070549 | DE |  |  |  | Alarms; Occupancy; Bed | V070549 | VR | BED-CHECK CORP | 250
CHRISTIANA |  | HOSPITAL-CH | 0 | V030126 | DE |  |  |  | Alarms; Occupancy; Bed | V030126 | VR | BED-CHECK CORP | 250
CHRISTIANA |  | HOSPITAL-CH | 0 | V030227 | DE |  |  |  | Alarms; Occupancy; Bed | V030227 | VR | BED-CHECK CORP | 250
CHRISTIANA |  | HOSPITAL-CH | 0 | V030224 | DE |  |  |  | Alarms; Occupancy; Bed | V030224 | VR | BED-CHECK CORP | 250
CHRISTIANA |  | HOSPITAL-CH | 0 | V030173 | DE |  |  |  | Alarms; Occupancy; Bed | V030173 | VR | BED-CHECK CORP | 250
CHRISTIANA |  | HOSPITAL-WH | 0 | V052480 | DE |  |  |  | Alarms; Occupancy; Bed | WBE68 | VR | BED-CHECK CORP | 250
CHRISTIANA |  | HOSPITAL-CH | 0 | V030025 | DE |  |  |  | Alarms; Occupancy; Bed | V030025 | VR | BED-CHECK CORP | 250
CHRISTIANA |  | HOSPITAL-CH | 0 | V030026 | DE |  |  |  | Alarms; Occupancy; Bed | V030026 | VR | BED-CHECK CORP | 250
CHRISTIANA |  | HOSPITAL-CH | 0 | V030199 | DE |  |  |  | Alarms; Occupancy; Bed | V030199 | VR | BED-CHECK CORP | 250
CHRISTIANA |  | HOSPITAL-CH | 0 | V030144 | DE |  |  |  | Alarms; Occupancy; Bed | V030144 | VR | BED-CHECK CORP | 250
CHRISTIANA |  | HOSPITAL-CH | 0 | V030070 | DE |  |  |  | Alarms; Occupancy; Bed | V030070 | VR | BED-CHECK CORP | 250
CHRISTIANA |  | HOSPITAL-CH | 0 | V030069 | DE |  |  |  | Alarms; Occupancy; Bed | V030069 | VR | BED-CHECK CORP | 250
CHRISTIANA |  | HOSPITAL-WH | 0 | V070552 | DE |  |  |  | Alarms; Occupancy; Bed | V070552 | VR | BED-CHECK CORP | 250
CHRISTIANA |  | HOSPITAL-WH | 0 | V090429 | DE |  |  |  | Alarms; Occupancy; Bed | V090429 | VR | BED-CHECK CORP | 250
CHRISTIANA |  | HOSPITAL-CH | 0 | V030246 | DE |  |  |  | Alarms; Occupancy; Bed | V030246 | VR | BED-CHECK CORP | 250
CHRISTIANA |  | HOSPITAL-CH | 0 | V060039 | DE |  |  |  | Alarms; Occupancy; Bed | V060035 | VR | BED-CHECK CORP | 250
CHRISTIANA |  | HOSPITAL-CH | 0 | V081880 | DE |  |  |  | Alarms; Occupancy; Bed | V081880 | VR | BED-CHECK CORP | 250
CHRISTIANA |  | HOSPITAL-CH | 0 | V071201 | DE |  |  |  | Alarms; Occupancy; Bed | V071201 | VR | BED-CHECK CORP | 250
CHRISTIANA |  | HOSPITAL-CH | 0 | V071203 | DE |  |  |  | Alarms; Occupancy; Bed | V071203 | VR | BED-CHECK CORP | 250
CHRISTIANA |  | HOSPITAL-CH | 0 | V071170 | DE |  |  |  | Alarms; Occupancy; Bed | V071170 | VR | BED-CHECK CORP | 250
CHRISTIANA |  | HOSPITAL-WH | 0 | VO31901 | DE |  |  |  | Alarms; Occupancy; Bed | WBE55 | VR | BED-CHECK CORP | 250
CHRISTIANA |  | HOSPITAL-CH | 0 | V030054 | DE |  |  |  | Alarms; Occupancy; Bed | V030054 | VR | BED-CHECK CORP | 250
CHRISTIANA |  | HOSPITAL-CH | 0 | V030056 | DE |  |  |  | Alarms; Occupancy; Bed | V030056 | VR | BED-CHECK CORP | 250
CHRISTIANA |  | HOSPITAL-CH | 0 | V081603 | DE |  |  |  | Alarms; Occupancy; Bed | V081603 | VR | BED-CHECK CORP | 250
CHRISTIANA |  | HOSPITAL-CH | 0 | V071955 | DE |  |  |  | Alarms; Occupancy; Bed | V071955 | VR | BED-CHECK CORP | 0
CHRISTIANA |  | HOSPITAL-CH | 0 | V071946 | DE |  |  |  | Alarms; Occupancy; Bed | V071946 | VR | BED-CHECK CORP | 0
CHRISTIANA |  | HOSPITAL-WH | 0 | V070555 | DE |  |  |  | Alarms; Occupancy; Bed | V070555 | VR | BED-CHECK CORP | 250
CHRISTIANA |  | HOSPITAL-CH | 0 | V090958 | DE |  |  |  | Alarms; Occupancy; Bed | V090958 | VR | BED-CHECK CORP | 250
CHRISTIANA |  | HOSPITAL-CH | 0 | V030125 | DE |  |  |  | Alarms; Occupancy; Bed | V030125 | VR | BED-CHECK CORP | 250
CHRISTIANA |  | HOSPITAL-CH | 0 | V030127 | DE |  |  |  | Alarms; Occupancy; Bed | V030127 | VR | BED-CHECK CORP | 250
CHRISTIANA |  | HOSPITAL-CH | 0 | V030239 | DE |  |  |  | Alarms; Occupancy; Bed | V030239 | VR | BED-CHECK CORP | 250
CHRISTIANA |  | HOSPITAL-CH | 0 | V030225 | DE |  |  |  | Alarms; Occupancy; Bed | V030225 | VR | BED-CHECK CORP | 250
CHRISTIANA |  | HOSPITAL-WH | 0 | V052483 | DE |  |  |  | Alarms; Occupancy; Bed | WBE67 | VR | BED-CHECK CORP | 250
CHRISTIANA |  | HOSPITAL-WH | 0 | V052481 | DE |  |  |  | Alarms; Occupancy; Bed | WBE69 | VR | BED-CHECK CORP | 250
CHRISTIANA |  | HOSPITAL-CH | 0 | V030024 | DE |  |  |  | Alarms; Occupancy; Bed | V030024 | VR | BED-CHECK CORP | 250
CHRISTIANA |  | HOSPITAL-CH | 0 | V030200 | DE |  |  |  | Alarms; Occupancy; Bed | V030200 | VR | BED-CHECK CORP | 250
CHRISTIANA |  | HOSPITAL-CH | 0 | V030146 | DE |  |  |  | Alarms; Occupancy; Bed | V030146 | VR | BED-CHECK CORP | 250
CHRISTIANA |  | HOSPITAL-CH | 0 | V030071 | DE |  |  |  | Alarms; Occupancy; Bed | V030071 | VR | BED-CHECK CORP | 250
CHRISTIANA |  | HOSPITAL-CH | 0 | V050774 | DE |  |  |  | Alarms; Occupancy; Bed | V080774 | VR | BED-CHECK CORP | 250
CHRISTIANA |  | HOSPITAL-WH | 0 | V090430 | DE |  |  |  | Alarms; Occupancy; Bed | V090430 | VR | BED-CHECK CORP | 250
CHRISTIANA |  | HOSPITAL-CH | 0 | V030241 | DE |  |  |  | Alarms; Occupancy; Bed | V030241 | VR | BED-CHECK CORP | 250
CHRISTIANA |  | HOSPITAL-CH | 0 | V081878 | DE |  |  |  | Alarms; Occupancy; Bed | V081878 | VR | BED-CHECK CORP | 250
CHRISTIANA |  | HOSPITAL-CH | 0 | 71208 | DE |  |  |  | Alarms; Occupancy; Bed | V071208 | VR | BED-CHECK CORP | 250
CHRISTIANA |  | HOSPITAL-CH | 0 | V071204 | DE |  |  |  | Alarms; Occupancy; Bed | V071204 | VR | BED-CHECK CORP | 250
CHRISTIANA |  | HOSPITAL-WH | 0 | VO31899 | DE |  |  |  | Alarms; Occupancy; Bed | WBE54 | VR | BED-CHECK CORP | 250
CHRISTIANA |  | HOSPITAL-CH | 0 | V030055 | DE |  |  |  | Alarms; Occupancy; Bed | V030055 | VR | BED-CHECK CORP | 250
CHRISTIANA |  | HOSPITAL-CH | 0 | V070666 | DE |  |  |  | Alarms; Occupancy; Bed | V070666 | VR | BED-CHECK CORP | 250
CHRISTIANA |  | HOSPITAL-CH | 0 | V071953 | DE |  |  |  | Alarms; Occupancy; Bed | V071953 | VR | BED-CHECK CORP | 0
CHRISTIANA |  | HOSPITAL-CH | 0 | V071402 | DE |  |  |  | Alarms; Occupancy; Bed | V071402 | VR | BED-CHECK CORP | 250
CHRISTIANA |  | HOSPITAL-CH | 0 | V071396 | DE |  |  |  | Alarms; Occupancy; Bed | V071396 | VR | BED-CHECK CORP | 250
CHRISTIANA |  | HOSPITAL-WH | 0 | V031526 | DE |  |  |  | Alarms; Occupancy; Bed | WBE47 | VR | BED-CHECK CORP | 250
CHRISTIANA |  | HOSPITAL-WH | 0 | V031528 | DE |  |  |  | Alarms; Occupancy; Bed | WBE49 | VR | BED-CHECK CORP | 250
CHRISTIANA |  | HOSPITAL-WH | 0 | V061511 | DE |  |  |  | Alarms; Occupancy; Bed | V061511 | VR | BED-CHECK CORP | 250
CHRISTIANA |  | HOSPITAL-WH | 0 | V061522 | DE |  |  |  | Alarms; Occupancy; Bed | V061522 | VR | BED-CHECK CORP | 250
CHRISTIANA |  | HOSPITAL-CH | 0 | V081593 | DE |  |  |  | Alarms; Occupancy; Bed | V081593 | VR | BED-CHECK CORP | 250
CHRISTIANA |  | HOSPITAL-WH | 0 | V071442 | DE |  |  |  | Alarms; Occupancy; Bed | V071442 | VR | BED-CHECK CORP | 250
CHRISTIANA |  | HOSPITAL-WH | 0 | V090457 | DE |  |  |  | Alarms; Occupancy; Bed | 42626 | VR | BED-CHECK CORP | 250
CHRISTIANA |  | HOSPITAL-CH | 0 | V071989 | DE |  |  |  | Alarms; Occupancy; Bed | V071989 | VR | BED-CHECK CORP | 0
CHRISTIANA |  | HOSPITAL-CH | 0 | V071988 | DE |  |  |  | Alarms; Occupancy; Bed | V071988 | VR | BED-CHECK CORP | 0
CHRISTIANA |  | HOSPITAL-CH | 0 | V030101 | DE |  |  |  | Alarms; Occupancy; Bed | V030101 | VR | BED-CHECK CORP | 250
CHRISTIANA |  | HOSPITAL-CH | 0 | V030110 | DE |  |  |  | Alarms; Occupancy; Bed | V030110 | VR | BED-CHECK CORP | 250
CHRISTIANA |  | HOSPITAL-CH | 0 | V071189 | DE |  |  |  | Alarms; Occupancy; Bed | V071189 | VR | BED-CHECK CORP | 250
CHRISTIANA |  | HOSPITAL-CH | 0 | V030202 | DE |  |  |  | Alarms; Occupancy; Bed | V030202 | VR | BED-CHECK CORP | 250
CHRISTIANA |  | HOSPITAL-CH | 0 | V030201 | DE |  |  |  | Alarms; Occupancy; Bed | V030201 | VR | BED-CHECK CORP | 250
CHRISTIANA |  | HOSPITAL-CH | 0 | V071139 | DE |  |  |  | Alarms; Occupancy; Bed | V071139 | VR | BED-CHECK CORP | 250
CHRISTIANA |  | HOSPITAL-CH | 0 | V030215 | DE |  |  |  | Alarms; Occupancy; Bed | V030215 | VR | BED-CHECK CORP | 250
CHRISTIANA |  | HOSPITAL-CH | 0 | V030211 | DE |  |  |  | Alarms; Occupancy; Bed | V030211 | VR | BED-CHECK CORP | 250
CHRISTIANA |  | HOSPITAL-WH | 0 | V070706 | DE |  |  |  | Alarms; Occupancy; Bed | V070706 | VR | BED-CHECK CORP | 250
CHRISTIANA |  | HOSPITAL-CH | 0 | V090959 | DE |  |  |  | Alarms; Occupancy; Bed | V090959 | VR | BED-CHECK CORP | 250
CHRISTIANA |  | HOSPITAL-CH | 0 | V071197 | DE |  |  |  | Alarms; Occupancy; Bed | V071197 | VR | BED-CHECK CORP | 250
CHRISTIANA |  | HOSPITAL-WH | 0 | V071063 | DE |  |  |  | Alarms; Occupancy; Bed | V071063 | VR | BED-CHECK CORP | 250
CHRISTIANA |  | HOSPITAL-CH | 0 | V030100 | DE |  |  |  | Alarms; Occupancy; Bed | V030100 | VR | BED-CHECK CORP | 250
CHRISTIANA |  | HOSPITAL-CH | 0 | V071392 | DE |  |  |  | Alarms; Occupancy; Bed | V071392 | VR | BED-CHECK CORP | 250
CHRISTIANA |  | HOSPITAL-WH | 0 | V031516 | DE |  |  |  | Alarms; Occupancy; Bed | WBE46 | VR | BED-CHECK CORP | 250
CHRISTIANA |  | HOSPITAL-WH | 0 | V031527 | DE |  |  |  | Alarms; Occupancy; Bed | WBE48 | VR | BED-CHECK CORP | 250
CHRISTIANA |  | HOSPITAL-WH | 0 | V061382 | DE |  |  |  | Alarms; Occupancy; Bed | V061382 | VR | BED-CHECK CORP | 250
CHRISTIANA |  | HOSPITAL-WH | 0 | V071434 | DE |  |  |  | Alarms; Occupancy; Bed | V071434 | VR | BED-CHECK CORP | 250
CHRISTIANA |  | HOSPITAL-WH | 0 | V052272 | DE |  |  |  | Alarms; Occupancy; Bed | V052272 | VR | BED-CHECK CORP | 0
CHRISTIANA |  | HOSPITAL-CH | 0 | V071980 | DE |  |  |  | Alarms; Occupancy; Bed | V071980 | VR | BED-CHECK CORP | 0
CHRISTIANA |  | HOSPITAL-CH | 0 | V071990 | DE |  |  |  | Alarms; Occupancy; Bed | V071990 | VR | BED-CHECK CORP | 0
CHRISTIANA |  | HOSPITAL-CH | 0 | V030111 | DE |  |  |  | Alarms; Occupancy; Bed | V030111 | VR | BED-CHECK CORP | 250
CHRISTIANA |  | HOSPITAL-CH | 0 | V071191 | DE |  |  |  | Alarms; Occupancy; Bed | V071191 | VR | BED-CHECK CORP | 250
CHRISTIANA |  | HOSPITAL-CH | 0 | V071186 | DE |  |  |  | Alarms; Occupancy; Bed | V071186 | VR | BED-CHECK CORP | 250
CHRISTIANA |  | HOSPITAL-CH | 0 | V030203 | DE |  |  |  | Alarms; Occupancy; Bed | V030203 | VR | BED-CHECK CORP | 250
CHRISTIANA |  | HOSPITAL-CH | 0 | V030010 | DE |  |  |  | Alarms; Occupancy; Bed | V030010 | VR | BED-CHECK CORP | 250
CHRISTIANA |  | HOSPITAL-CH | 0 | V071164 | DE |  |  |  | Alarms; Occupancy; Bed | V071164 | VR | BED-CHECK CORP | 250
CHRISTIANA |  | HOSPITAL-CH | 0 | V030212 | DE |  |  |  | Alarms; Occupancy; Bed | V030212 | VR | BED-CHECK CORP | 250
CHRISTIANA |  | HOSPITAL-WH | 0 | V070707 | DE |  |  |  | Alarms; Occupancy; Bed | V070707 | VR | BED-CHECK CORP | 250
CHRISTIANA |  | HOSPITAL-WH | 0 | V070675 | DE |  |  |  | Alarms; Occupancy; Bed | V070675 | VR | BED-CHECK CORP | 250
CHRISTIANA |  | HOSPITAL-WH | 0 | V071062 | DE |  |  |  | Alarms; Occupancy; Bed | V071062 | VR | BED-CHECK CORP | 250
CHRISTIANA |  | HOSPITAL-CH | 0 | V071401 | DE |  |  |  | Alarms; Occupancy; Bed | V071401 | VR | BED-CHECK CORP | 250
CHRISTIANA |  | HOSPITAL-CH | 0 | V071400 | DE |  |  |  | Alarms; Occupancy; Bed | V071400 | VR | BED-CHECK CORP | 250
CHRISTIANA |  | HOSPITAL-WH | 0 | V071550 | DE |  |  |  | Alarms; Occupancy; Bed | V071440 | VR | BED-CHECK CORP | 250
CHRISTIANA |  | HOSPITAL-WH | 0 | V071443 | DE |  |  |  | Alarms; Occupancy; Bed | V071443 | VR | BED-CHECK CORP | 250
CHRISTIANA |  | HOSPITAL-CH | 0 | V111229 | DE |  |  |  | Alarms; Occupancy; Bed | V111229 | VR | BED-CHECK CORP | 0
CHRISTIANA |  | HOSPITAL-CH | 0 | V071981 | DE |  |  |  | Alarms; Occupancy; Bed | V071981 | VR | BED-CHECK CORP | 0
CHRISTIANA |  | HOSPITAL-CH | 0 | V071987 | DE |  |  |  | Alarms; Occupancy; Bed | V071987 | VR | BED-CHECK CORP | 0
CHRISTIANA |  | HOSPITAL-CH | 0 | V030107 | DE |  |  |  | Alarms; Occupancy; Bed | V030107 | VR | BED-CHECK CORP | 250
CHRISTIANA |  | HOSPITAL-CH | 0 | V071190 | DE |  |  |  | Alarms; Occupancy; Bed | V071190 | VR | BED-CHECK CORP | 250
CHRISTIANA |  | HOSPITAL-CH | 0 | V030193 | DE |  |  |  | Alarms; Occupancy; Bed | V030193 | VR | BED-CHECK CORP | 250
CHRISTIANA |  | HOSPITAL-CH | 0 | V030011 | DE |  |  |  | Alarms; Occupancy; Bed | V030011 | VR | BED-CHECK CORP | 250
CHRISTIANA |  | HOSPITAL-CH | 0 | V030013 | DE |  |  |  | Alarms; Occupancy; Bed | V030013 | VR | BED-CHECK CORP | 250
CHRISTIANA |  | HOSPITAL-CH | 0 | V071167 | DE |  |  |  | Alarms; Occupancy; Bed | V071167 | VR | BED-CHECK CORP | 250
CHRISTIANA |  | HOSPITAL-CH | 0 | V030226 | DE |  |  |  | Alarms; Occupancy; Bed | V030226 | VR | BED-CHECK CORP | 250
CHRISTIANA |  | HOSPITAL-CH | 0 | V030084 | DE |  |  |  | Alarms; Occupancy; Bed | V030084 | VR | BED-CHECK CORP | 250
CHRISTIANA |  | HOSPITAL-CH | 0 | V030081 | DE |  |  |  | Alarms; Occupancy; Bed | V030081 | VR | BED-CHECK CORP | 250
CHRISTIANA |  | HOSPITAL-WH | 0 | V070674 | DE |  |  |  | Alarms; Occupancy; Bed | V070674 | VR | BED-CHECK CORP | 250
CHRISTIANA |  | HOSPITAL-WH | 0 | V052504 | DE |  |  |  | Alarms; Occupancy; Bed | V052504 | VR | BED-CHECK CORP | 250
CHRISTIANA |  | HOSPITAL-CH | 0 | V071195 | DE |  |  |  | Alarms; Occupancy; Bed | V071195 | VR | BED-CHECK CORP | 250
CHRISTIANA |  | HOSPITAL-CH | 0 | V071205 | DE |  |  |  | Alarms; Occupancy; Bed | V071205 | VR | BED-CHECK CORP | 250
CHRISTIANA |  | HOSPITAL-WH | 0 | V071061 | DE |  |  |  | Alarms; Occupancy; Bed | V071061 | VR | BED-CHECK CORP | 250
CHRISTIANA |  | HOSPITAL-WH | 0 | V071059 | DE |  |  |  | Alarms; Occupancy; Bed | V071059 | VR | BED-CHECK CORP | 250
CHRISTIANA |  | HOSPITAL-CH | 0 | V071394 | DE |  |  |  | Alarms; Occupancy; Bed | V071394 | VR | BED-CHECK CORP | 250
CHRISTIANA |  | HOSPITAL-CH | 0 | V071395 | DE |  |  |  | Alarms; Occupancy; Bed | V071395 | VR | BED-CHECK CORP | 250
CHRISTIANA |  | HOSPITAL-WH | 0 | V031518 | DE |  |  |  | Alarms; Occupancy; Bed | WBE50 | VR | BED-CHECK CORP | 250
CHRISTIANA |  | HOSPITAL-WH | 0 | V061380 | DE |  |  |  | Alarms; Occupancy; Bed | V061380 | VR | BED-CHECK CORP | 250
CHRISTIANA |  | HOSPITAL-WH | 0 | V071439 | DE |  |  |  | Alarms; Occupancy; Bed | V071439 | VR | BED-CHECK CORP | 250
CHRISTIANA |  | HOSPITAL-WH | 0 | V071435 | DE |  |  |  | Alarms; Occupancy; Bed | V071435 | VR | BED-CHECK CORP | 250
CHRISTIANA |  | HOSPITAL-CH | 0 | V071985 | DE |  |  |  | Alarms; Occupancy; Bed | V071985 | VR | BED-CHECK CORP | 0
CHRISTIANA |  | HOSPITAL-CH | 0 | V030106 | DE |  |  |  | Alarms; Occupancy; Bed | V030106 | VR | BED-CHECK CORP | 250
CHRISTIANA |  | HOSPITAL-CH | 0 | V030108 | DE |  |  |  | Alarms; Occupancy; Bed | V030108 | VR | BED-CHECK CORP | 250
CHRISTIANA |  | HOSPITAL-CH | 0 | V071157 | DE |  |  |  | Alarms; Occupancy; Bed | V071157 | VR | BED-CHECK CORP | 250
CHRISTIANA |  | HOSPITAL-CH | 0 | V030192 | DE |  |  |  | Alarms; Occupancy; Bed | V030192 | VR | BED-CHECK CORP | 250
CHRISTIANA |  | HOSPITAL-CH | 0 | V030012 | DE |  |  |  | Alarms; Occupancy; Bed | V030012 | VR | BED-CHECK CORP | 250
CHRISTIANA |  | HOSPITAL-CH | 0 | V030066 | DE |  |  |  | Alarms; Occupancy; Bed | V030066 | VR | BED-CHECK CORP | 250
CHRISTIANA |  | HOSPITAL-CH | 0 | V071168 | DE |  |  |  | Alarms; Occupancy; Bed | V071168 | VR | BED-CHECK CORP | 250
CHRISTIANA |  | HOSPITAL-CH | 0 | V071166 | DE |  |  |  | Alarms; Occupancy; Bed | V071166 | VR | BED-CHECK CORP | 250
CHRISTIANA |  | HOSPITAL-CH | 0 | V030180 | DE |  |  |  | Alarms; Occupancy; Bed | V030180 | VR | BED-CHECK CORP | 250
CHRISTIANA |  | HOSPITAL-CH | 0 | V030210 | DE |  |  |  | Alarms; Occupancy; Bed | V030210 | VR | BED-CHECK CORP | 250
CHRISTIANA |  | HOSPITAL-CH | 0 | V030229 | DE |  |  |  | Alarms; Occupancy; Bed | V030229 | VR | BED-CHECK CORP | 250
CHRISTIANA |  | HOSPITAL-CH | 0 | V030087 | DE |  |  |  | Alarms; Occupancy; Bed | V030087 | VR | BED-CHECK CORP | 250
CHRISTIANA |  | HOSPITAL-WH | 0 | V070673 | DE |  |  |  | Alarms; Occupancy; Bed | V070673 | VR | BED-CHECK CORP | 250
CHRISTIANA |  | HOSPITAL-WH | 0 | V070667 | DE |  |  |  | Alarms; Occupancy; Bed | V070667 | VR | BED-CHECK CORP | 250
CHRISTIANA |  | HOSPITAL-CH | 0 | V071207 | DE |  |  |  | Alarms; Occupancy; Bed | V071207 | VR | BED-CHECK CORP | 250
CHRISTIANA |  | HOSPITAL-CH | 0 | V071209 | DE |  |  |  | Alarms; Occupancy; Bed | V071209 | VR | BED-CHECK CORP | 250
CHRISTIANA |  | HOSPITAL-WH | 0 | V071060 | DE |  |  |  | Alarms; Occupancy; Bed | V071060 | VR | BED-CHECK CORP | 250
CHRISTIANA |  | HOSPITAL-CH | 0 | V071393 | DE |  |  |  | Alarms; Occupancy; Bed | V071393 | VR | BED-CHECK CORP | 250
CHRISTIANA |  | HOSPITAL-WH | 0 | V031538 | DE |  |  |  | Alarms; Occupancy; Bed | WBE2 | VR | BED-CHECK CORP | 250
CHRISTIANA |  | HOSPITAL-CH | 0 | V081590 | DE |  |  |  | Alarms; Occupancy; Bed | V081590 | VR | BED-CHECK CORP | 250
CHRISTIANA |  | HOSPITAL-WH | 0 | V071438 | DE |  |  |  | Alarms; Occupancy; Bed | V071438 | VR | BED-CHECK CORP | 250
CHRISTIANA |  | HOSPITAL-WH | 0 | V01008160 | DE |  |  |  | Alarms; Occupancy; Bed | V01008160 | VR | BED-CHECK CORP | 0
CHRISTIANA |  | HOSPITAL-CH | 0 | V030105 | DE |  |  |  | Alarms; Occupancy; Bed | V030105 | VR | BED-CHECK CORP | 250
CHRISTIANA |  | HOSPITAL-CH | 0 | V030067 | DE |  |  |  | Alarms; Occupancy; Bed | V030067 | VR | BED-CHECK CORP | 250
CHRISTIANA |  | HOSPITAL-CH | 0 | V030068 | DE |  |  |  | Alarms; Occupancy; Bed | V030068 | VR | BED-CHECK CORP | 250
CHRISTIANA |  | HOSPITAL-WH | 0 | V071441 | DE |  |  |  | Alarms; Occupancy; Bed | V071441 | VR | BED-CHECK CORP | 250
CHRISTIANA |  | HOSPITAL-CH | 0 | V071171 | DE |  |  |  | Alarms; Occupancy; Bed | V071171 | VR | BED-CHECK CORP | 250
CHRISTIANA |  | HOSPITAL-CH | 0 | V030102 | DE |  |  |  | Alarms; Occupancy; Bed | V030102 | VR | BED-CHECK CORP | 250
CHRISTIANA |  | HOSPITAL-CH | 0 | V030097 | DE |  |  |  | Alarms; Occupancy; Bed | V030097 | VR | BED-CHECK CORP | 250
CHRISTIANA |  | HOSPITAL-CH | 0 | V030082 | DE |  |  |  | Alarms; Occupancy; Bed | V030082 | VR | BED-CHECK CORP | 250
CHRISTIANA |  | HOSPITAL-CH | 0 | V030094 | DE |  |  |  | Alarms; Occupancy; Bed | V030094 | VR | BED-CHECK CORP | 250
CHRISTIANA |  | HOSPITAL-CH | 0 | V071986 | DE |  |  |  | Alarms; Occupancy; Bed | V071986 | VR | BED-CHECK CORP | 0
CHRISTIANA |  | HOSPITAL-CH | 0 | V071938 | DE |  |  |  | Alarms; Occupancy; Bed | V071938 | VR | BED-CHECK CORP | 0
CHRISTIANA |  | HOSPITAL-CH | 0 | V030007 | DE |  |  |  | Alarms; Occupancy; Bed | V030007 | VR | BED-CHECK CORP | 250
CHRISTIANA |  | HOSPITAL-CH | 0 | V071388 | DE |  |  |  | Alarms; Occupancy; Bed | V071388 | VR | BED-CHECK CORP | 250
CHRISTIANA |  | HOSPITAL-WH | 0 | V071437 | DE |  |  |  | Alarms; Occupancy; Bed | V071437 | VR | BED-CHECK CORP | 250
CHRISTIANA |  | HOSPITAL-WH | 0 | V031526 | DE |  |  |  | Alarms; Occupancy; Bed | V031526 | VR | BED-CHECK CORP | 0
CHRISTIANA |  | HOSPITAL-CH | 0 | V030104 | DE |  |  |  | Alarms; Occupancy; Bed | V030104 | VR | BED-CHECK CORP | 250
CHRISTIANA |  | HOSPITAL-CH | 0 | V030065 | DE |  |  |  | Alarms; Occupancy; Bed | V030065 | VR | BED-CHECK CORP | 250
CHRISTIANA |  | HOSPITAL-CH | 0 | V080771 | DE |  |  |  | Alarms; Occupancy; Bed | V080771 | VR | BED-CHECK CORP | 250
CHRISTIANA |  | HOSPITAL-WH | 0 | V071436 | DE |  |  |  | Alarms; Occupancy; Bed | V071436 | VR | BED-CHECK CORP | 250
CHRISTIANA |  | HOSPITAL-CH | 0 | V071165 | DE |  |  |  | Alarms; Occupancy; Bed | V071165 | VR | BED-CHECK CORP | 250
CHRISTIANA |  | HOSPITAL-CH | 0 | V020103 | DE |  |  |  | Alarms; Occupancy; Bed | V030103 | VR | BED-CHECK CORP | 250
CHRISTIANA |  | HOSPITAL-CH | 0 | V030080 | DE |  |  |  | Alarms; Occupancy; Bed | V030080 | VR | BED-CHECK CORP | 250
CHRISTIANA |  | HOSPITAL-CH | 0 | V030083 | DE |  |  |  | Alarms; Occupancy; Bed | V030083 | VR | BED-CHECK CORP | 250
CHRISTIANA |  | HOSPITAL-CH | 0 | V071206 | DE |  |  |  | Alarms; Occupancy; Bed | V071206 | VR | BED-CHECK CORP | 250
CHRISTIANA |  | HOSPITAL-CH | 0 | V071982 | DE |  |  |  | Alarms; Occupancy; Bed | V071982 | VR | BED-CHECK CORP | 0
CHRISTIANA |  | HOSPITAL-CH | 0 | V071934 | DE |  |  |  | Alarms; Occupancy; Bed | V071934 | VR | BED-CHECK CORP | 0
CHRISTIANA |  | HOSPITAL-CH | 0 | V030002 | DE |  |  |  | Alarms; Occupancy; Bed | V030002 | VR | BED-CHECK CORP | 250
CHRISTIANA |  | HOSPITAL-CH | 0 | V030003 | DE |  |  |  | Alarms; Occupancy; Bed | V030003 | VR | BED-CHECK CORP | 250
CHRISTIANA |  | HOSPITAL-CH | 0 | V081605 | DE |  |  |  | Alarms; Occupancy; Bed | V081605 | VR | BED-CHECK CORP | 250
CHRISTIANA |  | HOSPITAL-WH | 0 | V031500 | DE |  |  |  | Alarms; Occupancy; Bed | WBE45 | VR | BED-CHECK CORP | 250
CHRISTIANA |  | HOSPITAL-WH | 0 | V061513 | DE |  |  |  | Alarms; Occupancy; Bed | V061513 | VR | BED-CHECK CORP | 250
CHRISTIANA |  | HOSPITAL-CH | 0 | V071176 | DE |  |  |  | Alarms; Occupancy; Bed | V071176 | VR | BED-CHECK CORP | 250
CHRISTIANA |  | HOSPITAL-CH | 0 | V071175 | DE |  |  |  | Alarms; Occupancy; Bed | V071175 | VR | BED-CHECK CORP | 250
CHRISTIANA |  | HOSPITAL-CH | 0 | V030213 | DE |  |  |  | Alarms; Occupancy; Bed | V030213 | VR | BED-CHECK CORP | 250
CHRISTIANA |  | HOSPITAL-CH | 0 | V030098 | DE |  |  |  | Alarms; Occupancy; Bed | V030098 | VR | BED-CHECK CORP | 250
CHRISTIANA |  | HOSPITAL-CH | 0 | V071942 | DE |  |  |  | Alarms; Occupancy; Bed | V071942 | VR | BED-CHECK CORP | 0
CHRISTIANA |  | HOSPITAL-CH | 0 | V071941 | DE |  |  |  | Alarms; Occupancy; Bed | V071941 | VR | BED-CHECK CORP | 0
CHRISTIANA |  | HOSPITAL-CH | 0 | V030209 | DE |  |  |  | Alarms; Occupancy; Bed | V030209 | VR | BED-CHECK CORP | 250
CHRISTIANA |  | HOSPITAL-CH | 0 | V030006 | DE |  |  |  | Alarms; Occupancy; Bed | V030006 | VR | BED-CHECK CORP | 250
CHRISTIANA |  | HOSPITAL-CH | 0 | V071005 | DE |  |  |  | Alarms; Occupancy; Bed | V071005 | VR | BED-CHECK CORP | 250
CHRISTIANA |  | HOSPITAL-CH | 0 | V081592 | DE |  |  |  | Alarms; Occupancy; Bed | V081592 | VR | BED-CHECK CORP | 250
CHRISTIANA |  | HOSPITAL-WH | 0 | V090456 | DE |  |  |  | Alarms; Occupancy; Bed | 42625 | VR | BED-CHECK CORP | 250
CHRISTIANA |  | HOSPITAL-CH | 0 | V071984 | DE |  |  |  | Alarms; Occupancy; Bed | V071984 | VR | BED-CHECK CORP | 0
CHRISTIANA |  | HOSPITAL-WH | 0 | V031501 | DE |  |  |  | Alarms; Occupancy; Bed | WBE44 | VR | BED-CHECK CORP | 250
CHRISTIANA |  | HOSPITAL-WH | 0 | V061512 | DE |  |  |  | Alarms; Occupancy; Bed | V061512 | VR | BED-CHECK CORP | 250
CHRISTIANA |  | HOSPITAL-WH | 0 | V061510 | DE |  |  |  | Alarms; Occupancy; Bed | V061510 | VR | BED-CHECK CORP | 250
CHRISTIANA |  | HOSPITAL-CH | 0 | V081589 | DE |  |  |  | Alarms; Occupancy; Bed | V081589 | VR | BED-CHECK CORP | 250
CHRISTIANA |  | HOSPITAL-CH | 0 | V071172 | DE |  |  |  | Alarms; Occupancy; Bed | V071172 | VR | BED-CHECK CORP | 250
CHRISTIANA |  | HOSPITAL-CH | 0 | V071177 | DE |  |  |  | Alarms; Occupancy; Bed | V071177 | VR | BED-CHECK CORP | 250
CHRISTIANA |  | HOSPITAL-CH | 0 | V030214 | DE |  |  |  | Alarms; Occupancy; Bed | V030214 | VR | BED-CHECK CORP | 250
CHRISTIANA |  | HOSPITAL-CH | 0 | V030096 | DE |  |  |  | Alarms; Occupancy; Bed | V030096 | VR | BED-CHECK CORP | 250
CHRISTIANA |  | HOSPITAL-CH | 0 | V030099 | DE |  |  |  | Alarms; Occupancy; Bed | V030099 | VR | BED-CHECK CORP | 250
CHRISTIANA |  | HOSPITAL-CH | 0 | V030093 | DE |  |  |  | Alarms; Occupancy; Bed | V030093 | VR | BED-CHECK CORP | 250
CHRISTIANA |  | HOSPITAL-CH | 0 | V071933 | DE |  |  |  | Alarms; Occupancy; Bed | V071933 | VR | BED-CHECK CORP | 0
CHRISTIANA |  | HOSPITAL-CH | 0 | V071940 | DE |  |  |  | Alarms; Occupancy; Bed | V071940 | VR | BED-CHECK CORP | 0
CHRISTIANA |  | HOSPITAL-CH | 0 | V030205 | DE |  |  |  | Alarms; Occupancy; Bed | V030205 | VR | BED-CHECK CORP | 250
CHRISTIANA |  | HOSPITAL-CH | 0 | V030207 | DE |  |  |  | Alarms; Occupancy; Bed | V030207 | VR | BED-CHECK CORP | 250
CHRISTIANA |  | HOSPITAL-CH | 0 | V030005 | DE |  |  |  | Alarms; Occupancy; Bed | V030005 | VR | BED-CHECK CORP | 250
CHRISTIANA |  | MAP II Condo | 0 | NONE | DE |  |  |  | Analyzers; Physiologic; Middle Ear; Impedance Tympanometry | 66352 | MicroTymp 2 Portable Tympanometric Instr | CARDINAL | 600
CHRISTIANA |  | HOSPITAL-CH | 0 | 216533 | DE |  | 2019-03-29 08:05 |  | Electrical Conductivity Meters; Dialysate | 49493 | Dual Range Dialysate Meter D-2 | Myron L Co | 5000 | Purchased
CHRISTIANA |  | HOSPITAL-CH | 0 | NONE | DE |  |  |  | Scales; Patient; Chair | 34805 | 3003-T | SCALE-TRONIX INC | 0
CHRISTIANA |  | HOSPITAL-CH | 0 | 3-1233 | DE |  |  |  | Scales; Patient; Chair | 34008 | 3003-T | SCALE-TRONIX INC | 4495
CHRISTIANA |  | HOSPITAL-CH | 0 | 31233 | DE |  |  |  | Scales; Patient; Chair | 34009 | 3003-T | SCALE-TRONIX INC | 4495
CHRISTIANA |  | HCCC | 0 | 425625 | DE |  | 2013-04-23 20:00 |  | Exercisers | 45502 | Recumbent Cross Trainer TRS 4000 (T4) | NUSTEP INC | 3600 | Purchased
CHRISTIANA |  | HOSPITAL-CH | 0 | NONE | DE |  | 2006-12-01 14:09 |  | Exercisers | 49728 | NUSTEP | Life Fitness | 4250
CHRISTIANA |  | HOSPITAL-CH | 0 | 184055 | DE |  |  |  | RECORDERS; Tape | 16944 | XR-510WB | TEAC AMERICA INC | 28000
CHRISTIANA |  | HOSPITAL-CH | 0 | B0ZXDW | DE |  | 2019-03-29 08:05 |  | Probes; Ultrasonic | B0ZXDW | L9-3 | Philips Healthcare North America | 10000 | Purchased
CHRISTIANA |  | HOSPITAL-CH | 0 | B1768Q | DE |  | 2019-03-29 08:05 |  | Probes; Ultrasonic | B1768Q | L9-3 | Philips Healthcare North America | 10000 | Purchased
CHRISTIANA |  | HOSPITAL-CH | 0 | B1X987 | DE |  | 2019-03-29 08:05 |  | Probes; Ultrasonic | B1X987 | L9-3 | Philips Healthcare North America | 10000 | Purchased
CHRISTIANA |  | HOSPITAL-CH | 0 | B0NFFV | DE |  | 2019-03-29 08:05 |  | Probes; Ultrasonic | B0NFFV | L9-3 | Philips Healthcare North America | 10000 | Purchased
CHRISTIANA |  | HOSPITAL-CH | 0 | B22218 | DE |  | 2017-06-06 20:00 |  | Probes; Ultrasonic | B22218 | L9-3 | Philips Healthcare North America | 10000 | Purchased
CHRISTIANA |  | Smyrna Health & Wellness Center | 0 | 035JTD | DE |  | 2019-03-29 08:05 |  | Probes; Ultrasonic | 035JTD | L9-3 | Philips Healthcare North America | 10000
CHRISTIANA |  | HOSPITAL-CH | 0 | B127FY | DE |  | 2019-03-29 08:05 |  | Probes; Ultrasonic | B127FY | L9-3 | Philips Healthcare North America | 10000 | Purchased
CHRISTIANA |  | HOSPITAL-CH | 0 | B0JHH7 | DE |  | 2019-03-29 08:05 |  | Probes; Ultrasonic | B0JHH7 | L9-3 | Philips Healthcare North America | 10000 | Purchased
CHRISTIANA |  | HOSPITAL-CH | 0 | 03gm6k | DE |  | 2019-03-29 08:05 |  | Probes; Ultrasonic | 03gm6k | L9-3 | Philips Healthcare North America | 10000 | Purchased
CHRISTIANA |  | HOSPITAL-CH | 0 | 4002-2458 | DE |  |  |  | Scales; Infant | 29111 | 4802 | SCALE-TRONIX INC | 1795
CHRISTIANA |  | HOSPITAL-CH | 0 | 4002-2507 | DE |  |  |  | Scales; Infant | 29113 | 4802 | SCALE-TRONIX INC | 1795
CHRISTIANA |  | MAP II Condo | 0 | 4802-22557 | DE |  | 2007-05-23 20:00 |  | Scales; Infant | 53952 | 4802 | SCALE-TRONIX INC | 1500 | Purchased
CHRISTIANA |  | CONCORD M.O.B. | 0 | 4802-22282 | PA |  | 2013-12-12 19:00 |  | Scales; Infant | 53201 | 4802 | SCALE-TRONIX INC | 2595 | Purchased
CHRISTIANA |  | HOSPITAL-CH | 0 | 118340000000 | DE |  | 2018-09-16 20:00 |  | Electrocardiographs; Multichannel; Interpretive | 63997 | Resting Electrocardiograph ELI 380 | Mortara Instrument Inc | 14322
CHRISTIANA |  | HOSPITAL-CH | 0 | 117471000000 | DE |  | 2018-02-08 19:00 |  | Electrocardiographs; Multichannel; Interpretive | 63989 | Resting Electrocardiograph ELI 380 | Mortara Instrument Inc | 14596
CHRISTIANA |  | HOSPITAL-WH | 0 | 10101026656 | DE |  | 2007-01-21 19:00 |  | Sterilizing Units; Germicidal Gas; Hydrogen Peroxide | 39241 | STERRAD 100S | ADVANCED STERILIZATION PRODUCTS A JOHNSON & JOHNSON CO | 75000
CHRISTIANA |  | HOSPITAL-CH | 0 | 10101006022 | DE |  |  |  | Sterilizing Units; Plasma | 37934 | STERRAD 100S | ADVANCED STERILIZATION PRODUCTS A JOHNSON & JOHNSON CO | 39999.99
CHRISTIANA |  | HOSPITAL-CH | 0 | 10101038212 | DE |  | 2006-05-23 20:00 |  | Sterilizing Units; Germicidal Gas; Hydrogen Peroxide | 37933 | STERRAD 100S | ADVANCED STERILIZATION PRODUCTS A JOHNSON & JOHNSON CO | 39999.99
CHRISTIANA |  | WH SURGI | 0 | 10101006023 | DE |  | 2007-07-31 20:00 |  | Sterilizing Units; Germicidal Gas; Hydrogen Peroxide | 40106 | STERRAD 100S | ADVANCED STERILIZATION PRODUCTS A JOHNSON & JOHNSON CO | 75000
CHRISTIANA |  | HOSPITAL-WH | 0 | 10101059231 | DE |  | 2007-01-21 19:00 |  | Sterilizing Units; Plasma | 39242 | STERRAD 100S | ADVANCED STERILIZATION PRODUCTS A JOHNSON & JOHNSON CO | 75000
CHRISTIANA |  | CANCER CENTER | 0 | 4822 | DE |  |  |  | Chiller | 50535 | SOC1000E122AWPLF | FILTRINE | 50000
CHRISTIANA |  | CANCER CENTER | 0 | 1083 3101 | DE |  |  |  | Chiller | 50534 | SOC1000E122AWPLF | FILTRINE | 50000
CHRISTIANA |  | CANCER CENTER | 0 | 1083 1101 | DE |  |  |  | Chiller | 50533 | SOC1000E122AWPLF | FILTRINE | 50000
CHRISTIANA |  | HOSPITAL-CH | 0 | PV112918 | DE |  | 2012-03-15 20:00 |  | Cameras; Video; Endoscope | 48137 | GLIDESCOPE | VERATHON INC | 11140
CHRISTIANA |  | HOSPITAL-CH | 0 | AN162095 | DE |  | 2016-03-22 20:00 |  | Cameras; Video; Endoscope | 62022 | GLIDESCOPE | VERATHON INC | 11220 | Purchased
CHRISTIANA |  | HOSPITAL-WH | 0 | PGUL05001060 | DE |  |  |  | Cameras; Video; Endoscope | 39488 | GLIDESCOPE | VERATHON INC | 14999
CHRISTIANA |  | CH-SURGI | 0 | PM084745 | DE |  |  |  | Cameras; Video; Endoscope | 41858 | GLIDESCOPE | VERATHON INC | 9476.25
CHRISTIANA |  | HOSPITAL-CH | 0 | PGVL05001061 | DE |  |  |  | Cameras; Video; Endoscope | 39489 | GLIDESCOPE | VERATHON INC | 14999
CHRISTIANA |  | HOSPITAL-CH | 0 | PM098260 | DE |  | 2007-08-07 20:00 |  | Cameras; Video; Endoscope | 42750 | GLIDESCOPE | VERATHON INC | 14082
CHRISTIANA |  | HOSPITAL-CH | 0 | PV112920 | DE |  |  |  | Cameras; Video; Endoscope | 48138 | GLIDESCOPE | VERATHON INC | 11140
CHRISTIANA |  | HOSPITAL-CH | 0 | PM072123 | DE |  | 2007-08-07 20:00 |  | Cameras; Video; Endoscope | 39237 | GLIDESCOPE | VERATHON INC | 14138
CHRISTIANA |  | HOSPITAL-WH | 0 | PM072122 | DE |  | 2007-08-07 20:00 |  | Cameras; Video; Endoscope | 39238 | GLIDESCOPE | VERATHON INC | 15000
CHRISTIANA |  | HOSPITAL-CH | 0 | PV102366 | DE |  |  |  | Cameras; Video; Endoscope | 47330 | GLIDESCOPE | VERATHON INC | 13715.5
CHRISTIANA |  | HOSPITAL-CH | 0 | AN153950 | DE |  | 2015-09-17 20:00 |  | Cameras; Video; Endoscope | 61041 | GLIDESCOPE | VERATHON INC | 12386.67 | Purchased
CHRISTIANA |  | HOSPITAL-CH | 0 | AN153949 | DE |  | 2015-09-17 20:00 |  | Cameras; Video; Endoscope | 61042 | GLIDESCOPE | VERATHON INC | 12386.67 | Purchased
CHRISTIANA |  | HOSPITAL-WH | 0 | pv132121 | DE |  |  |  | Cameras; Video; Endoscope | 53009 | GLIDESCOPE | VERATHON INC | 13446.75
CHRISTIANA |  | HOSPITAL-CH | 0 | 1006862 | DE |  |  |  | Analyzers; Laboratory; Urine; Semiautomated | 35493 | CHEMSTRIP | Roche Diagnostics Corp | 7999.99
CHRISTIANA |  | HOSPITAL-WH | 0 | 1006858 | DE |  |  |  | Analyzers; Laboratory; Urine; Semiautomated | 34854 | CHEMSTRIP | Roche Diagnostics Corp | 7999.99
CHRISTIANA |  | HOSPITAL-WH | 400 | AWT.X.4.26 | DE |  |  |  | Colposcopes | 36618 | ZoomScope with Trulight 906043 | WALLACH SURGICAL DEVICES INC | 4895
CHRISTIANA |  | HOSPITAL-CH | 400 | 906043-70 | DE |  |  |  | Colposcopes | 34943 | ZoomScope with Trulight 906043 | WALLACH SURGICAL DEVICES INC | 22452
CHRISTIANA |  | CANCER CENTER | 400 | 906043 | DE |  |  |  | Colposcopes | 24945 | ZoomScope with Trulight 906043 | WALLACH SURGICAL DEVICES INC | 40000
CHRISTIANA |  | HOSPITAL-CH | 400 | CS1-2010270 | DE |  | 2010-08-19 20:00 |  | Colposcopes | 47036 | ZoomScope with Trulight 906043 | WALLACH SURGICAL DEVICES INC | 5688.23
CHRISTIANA |  | HOSPITAL-CH | 400 | AWS P 8 260 | DE |  | 2008-01-20 19:00 |  | Colposcopes | 25515 | ZoomScope with Trulight 906043 | WALLACH SURGICAL DEVICES INC | 8000
CHRISTIANA |  | HOSPITAL-CH | 0 | 1763225002 | DE |  |  |  | Automation Systems; Medication Dispensing; Clinical Pharmacy | ID33071 | ACUD-MAIN2D | MCKESSON CORP | 3000
CHRISTIANA |  | MIDDLETOWN ED | 0 | 130612000000 | DE |  |  |  | Automation Systems; Medication Dispensing; Clinical Pharmacy | ID51488 | ACUD-MAIN2D | MCKESSON CORP | 3000
CHRISTIANA |  | HOSPITAL-CH | 0 | 12063225001 | DE |  |  |  | Automation Systems; Medication Dispensing; Clinical Pharmacy | ID33079 | ACUD-MAIN2D | MCKESSON CORP | 3000
CHRISTIANA |  | HOSPITAL-CH | 0 | 52622 | DE |  |  |  | Positive Airway Pressure Units; Continuous | 29508 | 332092 | RESPIRONICS INC | 2999.99
CHRISTIANA |  | HOSPITAL-WH | 0 | 126800 | DE |  |  |  | Positive Airway Pressure Units; Continuous | CPAP1 | COMPANION318 | PURITAN BENNETT CORP DIV TYCO HEALTHCARE GROUP LP | 6000
CHRISTIANA |  | HOSPITAL-WH | 0 | 154744 | DE |  | 1988-08-27 20:00 |  | Microscopes; Light; Operating | 15489 | S3 | Carl Zeiss Meditec Inc | 40000 | Purchased
CHRISTIANA |  | CH-SURGI | 0 | 117503 | DE |  | 1996-01-31 19:00 |  | Microscopes; Light; Operating | 23532 | S3 | Carl Zeiss Meditec Inc | 13750
CHRISTIANA |  | HOSPITAL-CH | 0 | 2638A02616 | DE |  |  |  | MONITORING SYSTEMS; Physiologic; Acute Care | 13292 | 78532B | PHILIPS MEDICAL SYSTEMS CARDIAC & MONITORING SYSTEMS DIV | 10000
CHRISTIANA |  | HOSPITAL-CH | 0 | 2138A02622 | DE |  |  |  | MONITORING SYSTEMS; Physiologic; Acute Care | 13323 | 78532B | PHILIPS MEDICAL SYSTEMS CARDIAC & MONITORING SYSTEMS DIV | 4343
CHRISTIANA |  | HOSPITAL-CH | 0 | 2648A03591 | DE |  |  |  | MONITORING SYSTEMS; Physiologic; Acute Care | 13315 | 78532B | PHILIPS MEDICAL SYSTEMS CARDIAC & MONITORING SYSTEMS DIV | 10000
CHRISTIANA |  | HOSPITAL-WH | 0 | 3505A07962 | DE |  |  |  | MONITORING SYSTEMS; Physiologic; Acute Care | 23913 | M2300A | PHILIPS MEDICAL SYSTEMS CARDIAC & MONITORING SYSTEMS DIV | 16031
CHRISTIANA |  | HOSPITAL-CH | 0 | 3624A08662 | DE |  |  |  | MONITORING SYSTEMS; Physiologic; Acute Care | 24786 | M2300A | PHILIPS MEDICAL SYSTEMS CARDIAC & MONITORING SYSTEMS DIV | 10000
CHRISTIANA |  | HOSPITAL-CH | 0 | 3624A09629 | DE |  |  |  | MONITORING SYSTEMS; Physiologic; Acute Care | 26103 | M2300A | PHILIPS MEDICAL SYSTEMS CARDIAC & MONITORING SYSTEMS DIV | 10000
CHRISTIANA |  | HOSPITAL-WH | 0 | 912MA0939 | DE |  |  |  | Analyzers; Laboratory; Hematology; Coagulation; Automated | 34582 | 3400-4 MDA II | bioMerieux Inc | 17777.1
CHRISTIANA |  | HOSPITAL-CH | 0 | 210MA1549 | DE |  |  |  | Analyzers; Laboratory; Hematology; Coagulation; Automated | 34584 | 3400-4 MDA II | bioMerieux Inc | 17777.1
CHRISTIANA |  | HOSPITAL-WH | 0 | 1528 | DE |  |  |  | Speech Therapy Units | 13740 | VOICE LITE I | ALPS INC BEHAVIORAL CONTROLS DIV | 2000
CHRISTIANA |  | HOSPITAL-CH | 0 | YBBG112821 | DE |  |  |  | Bronchoscopes; Flexible; Video | 38338 | M12W-D2151 | SUPERDIMENSION INC | 124450
CHRISTIANA |  | HOSPITAL-WH | 0 | 20166W23-109 | DE |  | 2019-03-29 08:06 |  | Aspirators; Endoscopic Irrigation | 42282 | AFU-100 | OLYMPUS AMERICA INC | 2500
CHRISTIANA |  | HOSPITAL-CH | 0 | 7015777 | DE |  | 2010-11-25 19:00 |  | Light Sources; Fiberoptic | 46979 | CLV | OLYMPUS AMERICA INC | 11000
CHRISTIANA |  | HOSPITAL-WH | 0 | 7994613 | DE |  | 2010-01-22 19:00 |  | Light Sources; Fiberoptic | 46601 | CLV | OLYMPUS AMERICA INC | 11000 | Purchased
CHRISTIANA |  | HOSPITAL-WH | 0 | 7903274 | DE |  | 2010-01-22 19:00 |  | Light Sources; Fiberoptic | 46594 | CLV | OLYMPUS AMERICA INC | 11000
CHRISTIANA |  | HOSPITAL-CH | 0 | 7903276 | DE |  | 2010-01-22 19:00 |  | Light Sources; Fiberoptic | 46595 | CLV | OLYMPUS AMERICA INC | 11000 | Purchased
CHRISTIANA |  | HOSPITAL-WH | 0 | 925944K | DE |  |  |  | Light Sources; Fiberoptic | 12760 | CLV | OLYMPUS AMERICA INC | 4724
CHRISTIANA |  | Springside Connor Building | 0 | 32374 | DE |  |  |  | Exercisers | 47884 | SEATED LEG CURL | QUANTUM DIAGNOSTICS LTD | 7500
CHRISTIANA |  | HOSPITAL-CH | 0 | 494231 | DE |  |  |  | Heating Units; Hot-Pack | 31613 | MH4 | THERMO-ELECTRIC CO | 1000
CHRISTIANA |  | HOSPITAL-CH | 0 | 22375 | DE |  |  |  | Injectors; Contrast Media | 16767 | MARK V | MEDRAD Inc Unit of Bayer Medical Care | 22999.99
CHRISTIANA |  | HCCC | 0 | 144124 | DE |  |  |  | Sterilizing Units; Steam; Tabletop | 32019 | STM-EL | MARKET FORGE CO | 0
CHRISTIANA |  | HOSPITAL-WH | 0 | 253105 | DE |  |  |  |  | 18240 | TRC-50VT | TOPCON INSTRUMENT CORP OF AMERICA | 25000
CHRISTIANA |  | HOSPITAL-CH | 0 | 15767581 | DE |  |  |  | Infusion Pumps | 42848 | 13088 Gemstar | HOSPIRA HEALTHCARE CORP | 2085
CHRISTIANA |  | HOSPITAL-CH | 0 | 18901107 | DE |  |  |  | Infusion Pumps | 48442 | 13088 Gemstar | HOSPIRA HEALTHCARE CORP | 2085
CHRISTIANA |  | HOSPITAL-CH | 0 | 15767535 | DE |  |  |  | Infusion Pumps | 42846 | 13088 Gemstar | HOSPIRA HEALTHCARE CORP | 2085
CHRISTIANA |  | HOSPITAL-CH | 0 | 15764401 | DE |  |  |  | Infusion Pumps | 42829 | 13088 Gemstar | HOSPIRA HEALTHCARE CORP | 2085
CHRISTIANA |  | HOSPITAL-CH | 0 | 15764651 | DE |  |  |  | Infusion Pumps | 42847 | 13088 Gemstar | HOSPIRA HEALTHCARE CORP | 2085
CHRISTIANA |  | HOSPITAL-CH | 0 | 15764683 | DE |  |  |  | Infusion Pumps | 42845 | 13088 Gemstar | HOSPIRA HEALTHCARE CORP | 2085
CHRISTIANA |  | HOSPITAL-CH | 0 | 15766731 | DE |  |  |  | Infusion Pumps | 42858 | 13088 Gemstar | HOSPIRA HEALTHCARE CORP | 2085
CHRISTIANA |  | HOSPITAL-CH | 0 | 15764797 | DE |  |  |  | Infusion Pumps | 42844 | 13088 Gemstar | HOSPIRA HEALTHCARE CORP | 2085
CHRISTIANA |  | HOSPITAL-CH | 0 | 15767505 | DE |  |  |  | Infusion Pumps | 42842 | 13088 Gemstar | HOSPIRA HEALTHCARE CORP | 2085
CHRISTIANA |  | HOSPITAL-CH | 0 | 18901066 | DE |  |  |  | Infusion Pumps | 48438 | 13088 Gemstar | HOSPIRA HEALTHCARE CORP | 2085
CHRISTIANA |  | HOSPITAL-CH | 0 | 15764703 | DE |  |  |  | Infusion Pumps | 42843 | 13088 Gemstar | HOSPIRA HEALTHCARE CORP | 2085
CHRISTIANA |  | HOSPITAL-CH | 0 | 15767500 | DE |  |  |  | Infusion Pumps | 42840 | 13088 Gemstar | HOSPIRA HEALTHCARE CORP | 2085
CHRISTIANA |  | HOSPITAL-WH | 0 | 18901127 | DE |  |  |  | Infusion Pumps | 48439 | 13088 Gemstar | HOSPIRA HEALTHCARE CORP | 2085
CHRISTIANA |  | HOSPITAL-CH | 0 | 18901112 | DE |  |  |  | Infusion Pumps | 48440 | 13088 Gemstar | HOSPIRA HEALTHCARE CORP | 2085
CHRISTIANA |  | HOSPITAL-WH | 0 | 18901110 | DE |  |  |  | Infusion Pumps | 48441 | 13088 Gemstar | HOSPIRA HEALTHCARE CORP | 2085
CHRISTIANA |  | HOSPITAL-CH | 0 | 15761931 | DE |  |  |  | Infusion Pumps | 42841 | 13088 Gemstar | HOSPIRA HEALTHCARE CORP | 2085
CHRISTIANA |  | HOSPITAL-CH | 0 | 15768361 | DE |  |  |  | Infusion Pumps | 42849 | 13088 Gemstar | HOSPIRA HEALTHCARE CORP | 2085
CHRISTIANA |  | HOSPITAL-CH | 0 | 15764682 | DE |  |  |  | Infusion Pumps | 42838 | 13088 Gemstar | HOSPIRA HEALTHCARE CORP | 2085
CHRISTIANA |  | HOSPITAL-CH | 0 | 15766146 | DE |  |  |  | Infusion Pumps | 42836 | 13088 Gemstar | HOSPIRA HEALTHCARE CORP | 2085
CHRISTIANA |  | HOSPITAL-CH | 0 | 18901069 | DE |  |  |  | Infusion Pumps | 48453 | 13088 Gemstar | HOSPIRA HEALTHCARE CORP | 2085
CHRISTIANA |  | HOSPITAL-CH | 0 | 18901211 | DE |  |  |  | Infusion Pumps | 48454 | 13088 Gemstar | HOSPIRA HEALTHCARE CORP | 2085
CHRISTIANA |  | HOSPITAL-CH | 0 | 15766652 | DE |  |  |  | Infusion Pumps | 42850 | 13088 Gemstar | HOSPIRA HEALTHCARE CORP | 2085
CHRISTIANA |  | HOSPITAL-CH | 0 | 15764016 | DE |  |  |  | Infusion Pumps | 42837 | 13088 Gemstar | HOSPIRA HEALTHCARE CORP | 2085
CHRISTIANA |  | HOSPITAL-CH | 0 | 15762888 | DE |  |  |  | Infusion Pumps | 42834 | 13088 Gemstar | HOSPIRA HEALTHCARE CORP | 2085
CHRISTIANA |  | HOSPITAL-CH | 0 | 15766147 | DE |  |  |  | Infusion Pumps | 42853 | 13088 Gemstar | HOSPIRA HEALTHCARE CORP | 2085
CHRISTIANA |  | HOSPITAL-CH | 0 | 15765984 | DE |  |  |  | Infusion Pumps | 42835 | 13088 Gemstar | HOSPIRA HEALTHCARE CORP | 2085
CHRISTIANA |  | HOSPITAL-CH | 0 | 15764629 | DE |  |  |  | Infusion Pumps | 42833 | 13088 Gemstar | HOSPIRA HEALTHCARE CORP | 2085
CHRISTIANA |  | HOSPITAL-CH | 0 | 15766145 | DE |  |  |  | Infusion Pumps | 42856 | 13088 Gemstar | HOSPIRA HEALTHCARE CORP | 2085
CHRISTIANA |  | HOSPITAL-CH | 0 | 15761538 | DE |  |  |  | Infusion Pumps | 42832 | 13088 Gemstar | HOSPIRA HEALTHCARE CORP | 2085
CHRISTIANA |  | HOSPITAL-CH | 0 | 18901101 | DE |  |  |  | Infusion Pumps | 48449 | 13088 Gemstar | HOSPIRA HEALTHCARE CORP | 2085
CHRISTIANA |  | HOSPITAL-CH | 0 | 15766299 | DE |  |  |  | Infusion Pumps | 42855 | 13088 Gemstar | HOSPIRA HEALTHCARE CORP | 2085
CHRISTIANA |  | HOSPITAL-CH | 0 | 15768362 | DE |  |  |  | Infusion Pumps | 42854 | 13088 Gemstar | HOSPIRA HEALTHCARE CORP | 2085
CHRISTIANA |  | HOSPITAL-CH | 0 | 15764108 | DE |  |  |  | Infusion Pumps | 42851 | 13088 Gemstar | HOSPIRA HEALTHCARE CORP | 2085
CHRISTIANA |  | HOSPITAL-CH | 0 | 18901115 | DE |  |  |  | Infusion Pumps | 48450 | 13088 Gemstar | HOSPIRA HEALTHCARE CORP | 2085
CHRISTIANA |  | HOSPITAL-CH | 0 | 18901166 | DE |  |  |  | Infusion Pumps | 48451 | 13088 Gemstar | HOSPIRA HEALTHCARE CORP | 2085
CHRISTIANA |  | HOSPITAL-CH | 0 | 18901140 | DE |  |  |  | Infusion Pumps | 48452 | 13088 Gemstar | HOSPIRA HEALTHCARE CORP | 2085
CHRISTIANA |  | HOSPITAL-CH | 0 | 15761648 | DE |  |  |  | Infusion Pumps | 42852 | 13088 Gemstar | HOSPIRA HEALTHCARE CORP | 2085
CHRISTIANA |  | HOSPITAL-CH | 0 | 15764639 | DE |  |  |  | Infusion Pumps | 42839 | 13088 Gemstar | HOSPIRA HEALTHCARE CORP | 2085
CHRISTIANA |  | HOSPITAL-CH | 0 | 18901117 | DE |  |  |  | Infusion Pumps | 48443 | 13088 Gemstar | HOSPIRA HEALTHCARE CORP | 2085
CHRISTIANA |  | HOSPITAL-CH | 0 | 18901203 | DE |  |  |  | Infusion Pumps | 48444 | 13088 Gemstar | HOSPIRA HEALTHCARE CORP | 2085
CHRISTIANA |  | HOSPITAL-WH | 0 | 18901171 | DE |  |  |  | Infusion Pumps | 48445 | 13088 Gemstar | HOSPIRA HEALTHCARE CORP | 2085
CHRISTIANA |  | HOSPITAL-CH | 0 | 18901046 | DE |  |  |  | Infusion Pumps | 48446 | 13088 Gemstar | HOSPIRA HEALTHCARE CORP | 2085
CHRISTIANA |  | HOSPITAL-CH | 0 | 18901103 | DE |  |  |  | Infusion Pumps | 48447 | 13088 Gemstar | HOSPIRA HEALTHCARE CORP | 2085
CHRISTIANA |  | HOSPITAL-CH | 0 | 15767273 | DE |  |  |  | Infusion Pumps | 42831 | 13088 Gemstar | HOSPIRA HEALTHCARE CORP | 2085
CHRISTIANA |  | HOSPITAL-CH | 0 | 15766103 | DE |  |  |  |  | 42830 | 13088 Gemstar | HOSPIRA HEALTHCARE CORP | 2085
CHRISTIANA |  | HOSPITAL-WH | 0 | 18901119 | DE |  |  |  | Infusion Pumps | 48448 | 13088 Gemstar | HOSPIRA HEALTHCARE CORP | 2085
CHRISTIANA |  | HOSPITAL-CH | 0 | 15766117 | DE |  |  |  | Infusion Pumps | 42857 | 13088 Gemstar | HOSPIRA HEALTHCARE CORP | 2085
CHRISTIANA |  | HOSPITAL-CH | 0 | 18901155 | DE |  |  |  | Infusion Pumps | 48455 | 13088 Gemstar | HOSPIRA HEALTHCARE CORP | 2085
CHRISTIANA |  | HOSPITAL-CH | 0 | 18901132 | DE |  |  |  | Infusion Pumps | 48456 | 13088 Gemstar | HOSPIRA HEALTHCARE CORP | 2085
CHRISTIANA |  | HOSPITAL-WH | 0 | 18901186 | DE |  |  |  | Infusion Pumps | 48457 | 13088 Gemstar | HOSPIRA HEALTHCARE CORP | 2085
CHRISTIANA |  | HOSPITAL-CH | 0 | 15764401 | DE |  |  |  | Infusion Pumps | 42859 | 13088 Gemstar | HOSPIRA HEALTHCARE CORP | 2085
CHRISTIANA |  | HOSPITAL-CH | 0 | 53010-1231 | DE |  |  |  |  | 23512 | 404-SP | MINIMED INC | 2500
CHRISTIANA |  | HOSPITAL-CH | 0 | 55125-123 | DE |  |  |  |  | 25870 | 404-SP | MINIMED INC | 2500
CHRISTIANA |  | HOSPITAL-CH | 0 | 55265-123 | DE |  |  |  |  | 25869 | 404-SP | MINIMED INC | 2500
CHRISTIANA |  | HOSPITAL-WH | 0 | 19-10540-1290 | DE |  | 2008-01-20 19:00 |  | Cameras; Multi-Image | 21262 | 1022 | AGFA HEALTHCARE (US) | 25000
CHRISTIANA |  | HOSPITAL-WH | 0 | HAHE2-06002 | DE |  |  |  | Detectors; Blood Flow; Ultrasonic | 25001 | MD1 | HUNTLEIGH HEALTHCARE LLC | 1000
CHRISTIANA |  | HOSPITAL-WH | 0 | 1861 | DE |  |  |  | DRIVERS | 20019 | 625-55 | GRIESHABER & CO INC | 5000
CHRISTIANA |  | HOSPITAL-CH | 0 | 1069 | DE |  |  |  | Software; Digital Radiographic System; Dental | 27256 | 80056-0001 | CAMTRONICS MEDICAL SYSTEMS | 200000
CHRISTIANA |  | HOSPITAL-WH | 3225 | 1062002007 | DE |  | 2008-04-30 20:00 |  | Printers; Label | 41382 | IP C (Inkjet Printer for Tissue Cassette | LEICA MICROSYSTEMS INC | 18000
CHRISTIANA |  | HOSPITAL-CH | 3225 | 807032006 | DE |  | 2007-04-08 20:00 |  | Printers; Label | 39804 | IP C (Inkjet Printer for Tissue Cassette | LEICA MICROSYSTEMS INC | 18000
CHRISTIANA |  | HOSPITAL-CH | 3225 | 1204102007 | DE |  | 2007-04-19 20:00 |  | Printers; Label | 39805 | IP C (Inkjet Printer for Tissue Cassette | LEICA MICROSYSTEMS INC | 18000
CHRISTIANA |  | HOSPITAL-CH | 0 | 323103.2004 | DE |  |  |  | Printers; Label | 36010 | IP C (Inkjet Printer for Tissue Cassette | LEICA MICROSYSTEMS INC | 21114
CHRISTIANA |  | HOSPITAL-CH | 0 | 66220563 | DE |  | 2006-12-18 19:00 |  | Image Digitization Systems; Computed Radiography | 38858 | CR-IR 355RU | FUJI PHOTO FILM CO LTD | 30000 | Purchased
CHRISTIANA |  | HOSPITAL-CH | 0 | 12666 | DE |  |  |  | Warming Units; Gel | 33442 | TM-1 | CHATTANOOGA GROUP DIV ENCORE MEDICAL CORP | 250
CHRISTIANA |  | HOSPITAL-CH | 0 | 11014-004 | DE |  | 2015-02-25 19:00 |  | TEST EQUIPMENT; TEST EQUIPMENT | 57384 | Oxygen Analyzer 102100 | VASCULAR TECHNOLOGY | 500
CHRISTIANA |  | HOSPITAL-CH | 0 | 11014-002 | DE |  | 2015-02-25 19:00 |  | Testers; Medical Gas System Outlet | 57386 | Oxygen Analyzer 102100 | VASCULAR TECHNOLOGY | 500
CHRISTIANA |  | HOSPITAL-CH | 0 | 11014-005 | DE |  | 2015-02-25 19:00 |  | TEST EQUIPMENT; TEST EQUIPMENT | 57382 | Oxygen Analyzer 102100 | VASCULAR TECHNOLOGY | 500
CHRISTIANA |  | HOSPITAL-CH | 0 | 444440 | DE |  |  |  | Microscopes; Light; Laboratory | 29126 | Labophot-2 Microscope | NIKON INSTRUMENTS INC | 500
CHRISTIANA |  | HOSPITAL-CH | 0 | 460711 | DE |  |  |  | Microscopes; Light; Laboratory | 29090 | Labophot-2 Microscope | NIKON INSTRUMENTS INC | 500
CHRISTIANA |  | HOSPITAL-CH | 0 | BL014204 | DE |  |  |  | Compressed Gas Proportioners; Oxygen-Air | 1151 | Air-Oxygen Blender PM5300 | PRECISION MEDICAL INC | 800
CHRISTIANA |  | HOSPITAL-CH | 0 | 2013-00034 | DE |  | 2015-01-18 19:00 |  | Compressed Gas Proportioners; Oxygen-Heliox | 57251 | SEDARA Gas Mixer System - SEDARA | LINDE HEALTHCARE | 7200 | Purchased
CHRISTIANA |  | HOSPITAL-CH | 0 | BL014502 | DE |  |  |  | Compressed Gas Proportioners; Oxygen-Air | 52992 | Air-Oxygen Blender PM5300 | PRECISION MEDICAL INC | 750
CHRISTIANA |  |  | 0 | F2FTXX041048S |  |  |  |  | Exercisers | 36394 | F2FT | NAUTILUS INC | 2799
CHRISTIANA |  | HOSPITAL-WH | 0 | NONE | DE |  |  |  | Exercisers | 29941 | EXERCISOR MULTN | PRO- GYM FITNESS | 7500
CHRISTIANA |  | HOSPITAL-CH | 0 | 591880-4817 | DE |  | 2018-10-18 20:00 |  | Carts; Computer/Video Monitor | 68229 | HI-CARE E SERIES | Howard Medical | 6589 | Purchased
CHRISTIANA |  | HOSPITAL-CH | 0 | 481576-0176 | DE |  | 2019-03-29 08:06 |  | Carts; Computer/Video Monitor | 64432 | HI-CARE E SERIES | Howard Medical | 6589 | Purchased
CHRISTIANA |  | WH SURGI | 0 | 42907 | DE |  |  |  | GENERATOR; STEAM-None | 48364 | 30 AS-146660-102UR | STERIS Corp | 15000
CHRISTIANA |  | WH SURGI | 0 | 45305 | DE |  | 2012-09-13 20:00 |  | GENERATOR; STEAM-None | 53706 | 30 AS-146660-102UR | STERIS Corp | 15000 | Purchased
CHRISTIANA |  | HOSPITAL-CH | 0 | 8136520000000 | DE |  | 2015-05-12 20:00 |  | Scanners; BARCODE SCANNER | 87026 | MC7090 HANDHELD BARCODE SCANNER | MOTOROLA SYMBOL | 159.99
CHRISTIANA |  | HOSPITAL-CH | 0 | 9106520000000 | DE |  | 2015-05-12 20:00 |  | Scanners; BARCODE SCANNER | 87032 | MC7090 HANDHELD BARCODE SCANNER | MOTOROLA SYMBOL | 159.99
CHRISTIANA |  | HOSPITAL-CH | 0 | 8136520000000 | DE |  |  |  | Scanners; BARCODE SCANNER | 86108 | MC7090 HANDHELD BARCODE SCANNER | MOTOROLA SYMBOL | 159.99
CHRISTIANA |  | HOSPITAL-CH | 0 | 9127520000000 | DE |  |  |  | Scanners; BARCODE SCANNER | 87668 | MC7090 HANDHELD BARCODE SCANNER | MOTOROLA SYMBOL | 159.99
CHRISTIANA |  | HOSPITAL-CH | 0 | 8126520000000 | DE |  |  |  | Scanners; BARCODE SCANNER | 87041 | MC7090 HANDHELD BARCODE SCANNER | MOTOROLA SYMBOL | 159.99
CHRISTIANA |  | HOSPITAL-WH | 0 | 0M3330010 | DE |  |  |  | Stimulators; Electrical; Peripheral Nerve; Block Monitoring | 49794 | MiniStim Peripheral Nerve Stimulator MS-IVA | LIFE-TECH INC | 2500
CHRISTIANA |  | HOSPITAL-WH | 0 | ON3080108 | DE |  | 2014-11-19 19:00 |  | Stimulators; Electrical; Peripheral Nerve; Block Monitoring | 54419 | MiniStim Peripheral Nerve Stimulator MS-IVA | LIFE-TECH INC | 225
CHRISTIANA |  | HOSPITAL-WH | 0 | ON3080081 | DE |  |  |  | Stimulators; Electrical; Peripheral Nerve; Block Monitoring | 54421 | MiniStim Peripheral Nerve Stimulator MS-IVA | LIFE-TECH INC | 225
CHRISTIANA |  | HOSPITAL-WH | 0 | NONE | DE |  |  |  | Stimulators; Electrical; Peripheral Nerve; Block Monitoring | 87281 | MiniStim Peripheral Nerve Stimulator MS-IVA | LIFE-TECH INC | 220
CHRISTIANA |  | HOSPITAL-WH | 0 | 0M3330012 | DE |  |  |  | Stimulators; Electrical; Peripheral Nerve; Block Monitoring | 49796 | MiniStim Peripheral Nerve Stimulator MS-IVA | LIFE-TECH INC | 2500
CHRISTIANA |  | HOSPITAL-WH | 0 | ON3080120 | DE |  | 2014-11-19 19:00 |  | Stimulators; Electrical; Peripheral Nerve; Block Monitoring | 54418 | MiniStim Peripheral Nerve Stimulator MS-IVA | LIFE-TECH INC | 225
CHRISTIANA |  | HOSPITAL-WH | 0 | 0N3040346 | DE |  | 2014-11-19 19:00 |  | Stimulators; Electrical; Peripheral Nerve; Block Monitoring | 87103 | MiniStim Peripheral Nerve Stimulator MS-IVA | LIFE-TECH INC | 225
CHRISTIANA |  | HOSPITAL-WH | 0 | 0M2980045 | DE |  |  |  | Stimulators; Electrical; Peripheral Nerve; Block Monitoring | 49797 | MiniStim Peripheral Nerve Stimulator MS-IVA | LIFE-TECH INC | 2500
CHRISTIANA |  | HOSPITAL-WH | 0 | 0M3330001 | DE |  | 2013-01-13 19:00 |  | Stimulators; Electrical; Peripheral Nerve; Block Monitoring | 49798 | MiniStim Peripheral Nerve Stimulator MS-IVA | LIFE-TECH INC | 4500
CHRISTIANA |  | HOSPITAL-WH | 0 | ON3080101 | DE |  | 2014-11-19 19:00 |  | Stimulators; Electrical; Peripheral Nerve; Block Monitoring | 54422 | MiniStim Peripheral Nerve Stimulator MS-IVA | LIFE-TECH INC | 225
CHRISTIANA |  | HOSPITAL-WH | 0 | 0N3040343 | DE |  | 2014-11-19 19:00 |  | Stimulators; Electrical; Peripheral Nerve; Block Monitoring | 87102 | MiniStim Peripheral Nerve Stimulator MS-IVA | LIFE-TECH INC | 225
CHRISTIANA |  | HOSPITAL-WH | 0 | NONE | DE |  | 2018-04-04 20:00 |  | Stimulators; Electrical; Peripheral Nerve; Block Monitoring | 87440 | MiniStim Peripheral Nerve Stimulator MS-IVA | LIFE-TECH INC | 225 | Purchased
CHRISTIANA |  | HOSPITAL-WH | 0 | NONE | DE |  | 2019-03-29 08:07 |  | Stimulators; Electrical; Peripheral Nerve; Block Monitoring | 87283 | MiniStim Peripheral Nerve Stimulator MS-IVA | LIFE-TECH INC | 220 | Purchased
CHRISTIANA |  | HOSPITAL-CH | 0 | B423599001 | DE |  |  |  | Tables; Operating | 34377 | AMSCO Surgical Table 3085 SP | STERIS Corp | 29999.99
CHRISTIANA |  | CH-SURGI | 0 | B405499047 | DE |  |  |  | Tables; Operating | 28737 | AMSCO Surgical Table 3085 SP | STERIS Corp | 28076
CHRISTIANA |  | CH-SURGI | 0 | B42899085 | DE |  |  |  | Tables; Operating | 40257 | AMSCO Surgical Table 3085 SP | STERIS Corp | 28076
CHRISTIANA |  | CH-SURGI | 0 | B420099028 | DE |  |  |  | Tables; Operating | 40256 | AMSCO Surgical Table 3085 SP | STERIS Corp | 28076
CHRISTIANA |  | HOSPITAL-WH | 0 | KWEA120124 | DE |  | 2013-02-17 19:00 |  | Water-Jet Surgical Units; Wound | 50228 | Versajet II 66800039 | SMITH & NEPHEW DYONICS INC DIV SMITH & NEPHEW PLC | 25000
CHRISTIANA |  | HOSPITAL-WH | 0 | KWEA120126 | DE |  | 2013-02-17 19:00 |  | Water-Jet Surgical Units; Wound | 50229 | Versajet II 66800039 | SMITH & NEPHEW DYONICS INC DIV SMITH & NEPHEW PLC | 25000
CHRISTIANA |  | CH-SURGI | 0 | 10310 | DE |  |  |  | Anesthesia Units | 18468 | Narkomed 2B | NORTH AMERICAN DRAEGER | 28080
CHRISTIANA |  | CH-SURGI | 0 | 15300 | DE |  |  |  | Anesthesia Units | 23293 | Narkomed 2B | NORTH AMERICAN DRAEGER | 32744
CHRISTIANA |  | HOSPITAL-CH | 0 | 14948 | DE |  |  |  | Anesthesia Units | 22989 | Narkomed 2B | NORTH AMERICAN DRAEGER | 32685
CHRISTIANA |  | CH-SURGI | 0 | 12879 | DE |  |  |  | Anesthesia Units | 20345 | Narkomed 2B | NORTH AMERICAN DRAEGER | 29999.99
CHRISTIANA |  | EDUCATION | 0 | 14770 | DE |  |  |  | Anesthesia Units | 26947 | Narkomed 2B | NORTH AMERICAN DRAEGER | 34722
CHRISTIANA |  | CH-SURGI | 0 | 13412 | DE |  |  |  | Anesthesia Units | 20583 | Narkomed 2B | NORTH AMERICAN DRAEGER | 29999.99
CHRISTIANA |  | CH-SURGI | 0 | 12881 | DE |  |  |  | Anesthesia Units | 20343 | Narkomed 2B | NORTH AMERICAN DRAEGER | 34683
CHRISTIANA |  | CH-SURGI | 0 | 12880 | DE |  |  |  | Anesthesia Units | 20342 | Narkomed 2B | NORTH AMERICAN DRAEGER | 34682
CHRISTIANA |  | CH-SURGI | 0 | 12901 | DE |  |  |  | Anesthesia Units | 20344 | Narkomed 2B | NORTH AMERICAN DRAEGER | 34683
CHRISTIANA |  | CH-SURGI | 0 | 13266 | DE |  |  |  | Anesthesia Units | 25781 | Narkomed 2B | NORTH AMERICAN DRAEGER | 29999.99
CHRISTIANA |  | HOSPITAL-CH | 0 | 14947 | DE |  |  |  | Anesthesia Units | 22980 | Narkomed 2B | NORTH AMERICAN DRAEGER | 32684
CHRISTIANA |  | WH SURGI | 0 | B7960 | DE |  |  |  | Anesthesia Units | 19171 | Narkomed 2B | NORTH AMERICAN DRAEGER | 34324
CHRISTIANA |  | HOSPITAL-CH | 0 | 14949 | DE |  |  |  | Anesthesia Units | 22979 | Narkomed 2B | NORTH AMERICAN DRAEGER | 32684
CHRISTIANA |  | HOSPITAL-CH | 0 | 14952 | DE |  |  |  | Anesthesia Units | 22978 | Narkomed 2B | NORTH AMERICAN DRAEGER | 32685
CHRISTIANA |  | HOSPITAL-CH | 0 | 161754066D | DE |  | 2018-08-02 20:00 |  | Scanners; BARCODE SCANNER | 100653 | CT50 - CT50L0N-CS16SFH | HONEYWELL | 1412.11 | Purchased
CHRISTIANA |  | HOSPITAL-WH | 0 | W004660 | DE |  |  |  | Carts; Computer/Video Monitor | 94698 |  |  | 6589
CHRISTIANA |  | HOSPITAL-WH | 0 | W002095 | DE |  |  |  | Carts; Computer/Video Monitor | 80186IT |  |  | 6589
CHRISTIANA |  | HOSPITAL-WH | 0 | W002031 | DE |  |  |  | Carts; Computer/Video Monitor | 80202 |  |  | 6589
CHRISTIANA |  | HOSPITAL-WH | 0 | W002568 | DE |  |  |  | Carts; Computer/Video Monitor | 82785 |  |  | 6589
CHRISTIANA |  | HOSPITAL-WH | 0 | W002504 | DE |  |  |  | Carts; Computer/Video Monitor | 82760 |  |  | 6589
CHRISTIANA |  | HOSPITAL-CH | 0 | W002588 | DE |  |  |  | Carts; Computer/Video Monitor | 82855 | INITI-MED |  | 6589
CHRISTIANA |  | HOSPITAL-WH | 0 | W002507 | DE |  |  |  | Carts; Computer/Video Monitor | 82758 |  |  | 6589
CHRISTIANA |  | HOSPITAL-CH | 0 | WOO3967 | DE |  |  |  | Carts; Computer/Video Monitor | 84712 | INITI-MED |  | 6589
CHRISTIANA |  | HOSPITAL-CH | 0 | W002655 | DE |  |  |  | Carts; Computer/Video Monitor | 82903 | INITI-MED |  | 6589
CHRISTIANA |  | HOSPITAL-CH | 0 | W003761 | DE |  |  |  | Carts; Computer/Video Monitor | 84692 | INITI-MED |  | 6589
CHRISTIANA |  | HOSPITAL-WH | 0 | W002563 | DE |  |  |  | Carts; Computer/Video Monitor | 82790 |  |  | 6589
CHRISTIANA |  | HOSPITAL-WH | 0 | W002565 | DE |  |  |  | Carts; Computer/Video Monitor | 82788 |  |  | 0
CHRISTIANA |  | HOSPITAL-WH | 0 | W002096 | DE |  |  |  | Carts; Computer/Video Monitor | 80175IT |  |  | 6589
CHRISTIANA |  | HOSPITAL-WH | 0 | W002515 | DE |  |  |  | Carts; Computer/Video Monitor | 82780 |  |  | 6589
CHRISTIANA |  | HOSPITAL-WH | 0 | W002497 | DE |  |  |  | Carts; Computer/Video Monitor | 82738 |  |  | 6589
CHRISTIANA |  | HOSPITAL-CH | 0 | W002527 | DE |  |  |  | Carts; Computer/Video Monitor | 82824 | INITI-MED |  | 6589
CHRISTIANA |  | HOSPITAL-WH | 0 | W002571 | DE |  |  |  | Carts; Computer/Video Monitor | 82852 |  |  | 6589
CHRISTIANA |  | HOSPITAL-WH | 0 | W002567 | DE |  |  |  | Carts; Computer/Video Monitor | 82786 |  |  | 6589
CHRISTIANA |  | HOSPITAL-WH | 0 | W002505 | DE |  |  |  | Carts; Computer/Video Monitor | 82748 |  |  | 6589
CHRISTIANA |  | HOSPITAL-WH | 0 | W002488 | DE |  |  |  | Carts; Computer/Video Monitor | 82718 |  |  | 6589
CHRISTIANA |  | HOSPITAL-WH | 0 | W002092 | DE |  |  |  | Carts; Computer/Video Monitor | 80183 |  |  | 0
CHRISTIANA |  | HOSPITAL-WH | 0 | W002029 | DE |  |  |  | Carts; Computer/Video Monitor | 80182IT |  |  | 6589
CHRISTIANA |  | HOSPITAL-WH | 0 | W002572 | DE |  |  |  | Carts; Computer/Video Monitor | 82851 |  |  | 6589
CHRISTIANA |  | HOSPITAL-WH | 0 | W002508 | DE |  |  |  | Carts; Computer/Video Monitor | 82757 |  |  | 6589
CHRISTIANA |  | HOSPITAL-WH | 0 | W002510 | DE |  |  |  | Carts; Computer/Video Monitor | 82771 |  |  | 6589
CHRISTIANA |  | HOSPITAL-WH | 0 | W001421 | DE |  |  |  | Carts; Computer/Video Monitor | 80211 |  |  | 6589
CHRISTIANA |  | HOSPITAL-WH | 0 | W002509/NO/See ID82756 for this SN | DE |  |  |  | Carts; Computer/Video Monitor | 82772 |  |  | 6589
CHRISTIANA |  | HOSPITAL-WH | 0 | W002511 | DE |  |  |  | Carts; Computer/Video Monitor | 82770 |  |  | 6589
CHRISTIANA |  | HOSPITAL-WH | 0 | W002033 | DE |  |  |  | Carts; Computer/Video Monitor | 80181IT |  |  | 6589
CHRISTIANA |  | HOSPITAL-WH | 0 | W002089 | DE |  |  |  | Carts; Computer/Video Monitor | 80196IT |  |  | 6589
CHRISTIANA |  | HOSPITAL-CH | 0 | W002649 | DE |  |  |  | Carts; Computer/Video Monitor | 82909 | INITI-MED |  | 6589
CHRISTIANA |  | HOSPITAL-WH | 0 | W002500 | DE |  |  |  | Carts; Computer/Video Monitor | 82736 |  |  | 6589
CHRISTIANA |  | HOSPITAL-CH | 0 | W002536 | DE |  |  |  | Carts; Computer/Video Monitor | 82841 | INITI-MED |  | 6589
CHRISTIANA |  | HOSPITAL-CH | 0 | W002650 | DE |  |  |  | Carts; Computer/Video Monitor | 82908 | INITI-MED |  | 6589
CHRISTIANA |  | HOSPITAL-WH | 0 | W002504 | DE |  |  |  | Carts; Computer/Video Monitor | 82745 |  |  | 6589
CHRISTIANA |  | HOSPITAL-WH | 0 | W002486 | DE |  |  |  | Carts; Computer/Video Monitor | 82720 |  |  | 6589
CHRISTIANA |  | HOSPITAL-WH | 0 | W002503 | DE |  |  |  | Carts; Computer/Video Monitor | 82761 |  |  | 6589
CHRISTIANA |  | HOSPITAL-WH | 0 | W002493 | DE |  |  |  | Carts; Computer/Video Monitor | 82729 |  |  | 6589
CHRISTIANA |  | HOSPITAL-WH | 0 | W002595 | DE |  |  |  | Carts; Computer/Video Monitor | 82868 |  |  | 6589
CHRISTIANA |  | HOSPITAL-WH | 0 | W002495 | DE |  |  |  | Carts; Computer/Video Monitor | 82727 |  |  | 6589
CHRISTIANA |  | HOSPITAL-WH | 0 | W002496 | DE |  |  |  | Carts; Computer/Video Monitor | 82739 |  |  | 6589
CHRISTIANA |  | HOSPITAL-WH | 0 | W002498 | DE |  |  |  | Carts; Computer/Video Monitor | 82747 |  |  | 6589
CHRISTIANA |  | HOSPITAL-WH | 0 | W002594 | DE |  |  |  | Carts; Computer/Video Monitor | 82869 |  |  | 6589
CHRISTIANA |  | HOSPITAL-CH | 0 | 512795/060486 | DE |  |  |  | Microscopes; Light; Laboratory | 12782 | 20 | LEITZ INC | 6764
CHRISTIANA |  | CANCER CENTER | 0 | 1915-311 | DE |  |  |  | Microscopes; Light; Laboratory | 42822 | 051-983 microscope | LEITZ INC | 0
CHRISTIANA |  | CANCER CENTER | 0 | XL94000552 | DE |  | 2010-01-27 19:00 |  | pH Meters | 46644 | AB15 | FISHER SCIENTIFIC | 7500
CHRISTIANA |  | HOSPITAL-WH | 0 | AB81208567 | DE |  |  |  | pH Meters | 31409 | AB15 | FISHER SCIENTIFIC | 500
CHRISTIANA |  | Neuroscience Center | 0 | 756 | DE |  |  |  | Flowmeters; Blood; Ultrasonic; Transcranial | 46557 | EME SYSTIUM | NICOLET INSTRUMENT CORP | 0
CHRISTIANA |  | Star Campus | 0 | 1979150 | DE |  | 2016-02-29 19:00 |  | Lights; Examination | 62083 | LIGHT; EXAMINATION | GRAFCO | 1500
CHRISTIANA |  | HOSPITAL-CH | 0 | BH0068956 | DE |  | 2014-10-29 20:00 |  | Lights; Examination | 53733 | EXAM LIGHT | The Brewer Co LLC | 190
CHRISTIANA |  | HOSPITAL-CH | 0 | 10617 | DE |  |  |  | Scanning Systems; Ultrasonic; Abdominal | 23975 | BVI 2500 | VERATHON INC | 4995
CHRISTIANA |  | HOSPITAL-WH | 0 | TB07912 | DE |  |  |  | MONITORING SYSTEMS; Physiologic; Acute Care | 18937 | 104 Monitor | CARDINAL | 1500
CHRISTIANA |  | HOSPITAL-CH | 0 | TC01273 SPOO467 | DE |  |  |  | MONITORING SYSTEMS; Physiologic; Acute Care | 18902 | 104 Monitor | CARDINAL | 1500
CHRISTIANA |  | HOSPITAL-WH | 0 | 3608A05148 | DE |  |  |  | MONITORING SYSTEMS; Physiologic; Acute Care | 23903 | M1275A | PHILIPS MEDICAL SYSTEMS CARDIAC & MONITORING SYSTEMS DIV | 4018
CHRISTIANA |  | HOSPITAL-CH | 0 | 3608A04809 | DE |  |  |  | MONITORING SYSTEMS; Physiologic; Acute Care | 23823 | M1275A | PHILIPS MEDICAL SYSTEMS CARDIAC & MONITORING SYSTEMS DIV | 10000
CHRISTIANA |  | HOSPITAL-WH | 0 | 3608A05147 | DE |  |  |  | MONITORING SYSTEMS; Physiologic; Acute Care | 23939 | M1275A | PHILIPS MEDICAL SYSTEMS CARDIAC & MONITORING SYSTEMS DIV | 4018
CHRISTIANA |  | HOSPITAL-CH | 0 | 3537A04365 | DE |  |  |  | MONITORING SYSTEMS; Physiologic; Acute Care | 25479 | M1275A | PHILIPS MEDICAL SYSTEMS CARDIAC & MONITORING SYSTEMS DIV | 8000
CHRISTIANA |  | HOSPITAL-CH | 0 | fcq1621x6pz | DE |  | 2012-11-24 19:00 |  | Data Management Systems; ECG | 48938 | 296 | PHILIPS MEDICAL SYSTEMS CARDIAC & MONITORING SYSTEMS DIV | 25000 | Purchased
CHRISTIANA |  | HOSPITAL-CH | 0 | fcq1628y245 | DE |  | 2012-11-24 19:00 |  | Data Management Systems; ECG | 48939 | 296 | PHILIPS MEDICAL SYSTEMS CARDIAC & MONITORING SYSTEMS DIV | 25000
CHRISTIANA |  | HOSPITAL-CH | 0 | 4000592 | DE |  |  |  | Data Interface Units | 39888 | 050000-500 REV4J | TIMS Medical Div Foresight Imaging | 0
CHRISTIANA |  | HOSPITAL-CH | 0 | 33163 | DE |  | 2009-01-09 19:00 |  | Monitors; Physiologic; Electrocardiography/Vital Signs | 41671 | Medrad Veris MR Vital Signs Monitor 8600 | MEDRAD Inc Unit of Bayer Medical Care | 15000 | Purchased
CHRISTIANA |  | HOSPITAL-WH | 0 | 036962 - Master S/N = 36957 | DE |  |  |  | Monitors; Physiologic; Electrocardiography/Vital Signs | 42290 | Medrad Veris MR Vital Signs Monitor 8600 | MEDRAD Inc Unit of Bayer Medical Care | 14356.83
CHRISTIANA |  | HOSPITAL-CH | 0 | 22313 | DE |  | 2009-01-09 19:00 |  | Monitors; Physiologic; Electrocardiography/Vital Signs | 41673 | Medrad Veris MR Vital Signs Monitor 8600 | MEDRAD Inc Unit of Bayer Medical Care | 15000 | Purchased
CHRISTIANA |  | HOSPITAL-CH | 0 | 22882 | DE |  | 2009-01-09 19:00 |  | Monitors; Physiologic; Electrocardiography/Vital Signs | 41677 | Medrad Veris MR Vital Signs Monitor 8600 | MEDRAD Inc Unit of Bayer Medical Care | 15000 | Purchased
CHRISTIANA |  | HOSPITAL-WH | 0 | 37027 - Master S/N=36957 | DE |  |  |  | Monitors; Physiologic; Electrocardiography/Vital Signs | 46827 | Medrad Veris MR Vital Signs Monitor 8600 | MEDRAD Inc Unit of Bayer Medical Care | 15000
CHRISTIANA |  | Carneys Point | 0 | 882231 | NJ |  | 1999-11-14 19:00 |  | Aspirators; Emergency | 28073 |  | SCHUCO INC | 700
CHRISTIANA |  | Glasgow Medical Center | 0 | 245 | DE |  | 2019-03-29 08:07 |  | Aspirators; Emergency | 62583 | Schuco-Vac Aspirator 5711-139 | SCHUCO INC | 2500 | Purchased
CHRISTIANA |  | HCCC | 0 | 80400019001 | DE |  | 2016-03-08 19:00 |  | Aspirators; Emergency | 62058 | Schuco-Vac Aspirator 130 | SCHUCO INC | 2500 | Purchased
CHRISTIANA |  | HOSPITAL-CH | 0 | 129600000000 | DE |  |  |  | Aspirators; Emergency | 26097 | Schuco-Vac Aspirator 130 | SCHUCO INC | 2500
CHRISTIANA |  | HOSPITAL-CH | 0 | 129800000000 | DE |  | 2001-08-23 20:00 |  | Aspirators; Emergency | 31746 | Schuco-Vac Aspirator 130 | SCHUCO INC | 2500
CHRISTIANA |  | HOSPITAL-CH | 0 | 129600000000 | DE |  |  |  | Aspirators; Emergency | 26100 | Schuco-Vac Aspirator 130 | SCHUCO INC | 2500
CHRISTIANA |  | HOSPITAL-CH | 0 | 39600001051 | DE |  | 2008-01-20 19:00 |  | Aspirators; Emergency | 25411 | Schuco-Vac Aspirator 130 | SCHUCO INC | 2500
CHRISTIANA |  | Middletown Care Center(Sleepy Hollow) | 0 | 23437 | DE |  | 2017-03-22 20:00 |  | Aspirators; Emergency | 61970 | Schuco-Vac Aspirator 130 | SCHUCO INC | 2500 | Purchased
CHRISTIANA |  | HOSPITAL-CH | 0 | RT8936 | DE |  | 2017-01-09 19:00 |  | Cameras; Video; Endoscope | 64192 | C-MAC Video Laryngoscope Monitor 8403 ZX | STORZ ENDOSCOPY-AMERICA INC | 5968 | Purchased
CHRISTIANA |  | HOSPITAL-CH | 0 | VT9962 | DE |  | 2015-06-14 20:00 |  | Cameras; Video; Endoscope | 64106 | C-MAC Video Laryngoscope Monitor 8403 ZX | STORZ ENDOSCOPY-AMERICA INC | 5968 | Purchased
CHRISTIANA |  | HOSPITAL-CH | 0 | JS0623 | DE |  |  |  | Light Sources | 21417 | SUPER-LUX-40 | Carl Zeiss Meditec Inc | 2000
CHRISTIANA |  | CANCER CENTER | 991.18 | 1277090000000 | DE |  | 2009-07-09 20:00 |  | Sterilizing Units; Steam; Tabletop | 42940 | ST75925 | THERMO SCIENTIFIC CLINICAL CHEMISTRY DIV THERMO FISHER SCIENTIFIC INC | 5000
CHRISTIANA |  | HOSPITAL-CH | 0 | B1124 | DE |  |  |  | Cameras; Gamma | 29152 | DSTXLI | SMV AMERICA | 300000
CHRISTIANA |  | HOSPITAL-CH | 0 | 11799 | DE |  |  |  | Lights; Ultraviolet; Germicidal | 14298 | 5C4312 | TRAVENOL LABORATORIES INC HOSPITAL PRODUCTS DIV | 2000
CHRISTIANA |  | HOSPITAL-CH | 0 | 14989 | DE |  |  |  | Lights; Ultraviolet; Germicidal | 14297 | 5C4312 | TRAVENOL LABORATORIES INC HOSPITAL PRODUCTS DIV | 2000
CHRISTIANA |  | HOSPITAL-CH | 0 | G-356 | DE |  |  |  | X-Ray Film Mounts; Dental | 12680 | 240 | DUPONT MEDICAL PRODUCTS DIAGNOSTIC IMAGING DIV | 5000
CHRISTIANA |  | HOSPITAL-CH | 0 | G-352 | DE |  |  |  | X-Ray Film Mounts; Dental | 14664 | 240 | DUPONT MEDICAL PRODUCTS DIAGNOSTIC IMAGING DIV | 5000
CHRISTIANA |  | HOSPITAL-CH | 0 | G-355 | DE |  |  |  | X-Ray Film Mounts; Dental | 12693 | 240 | DUPONT MEDICAL PRODUCTS DIAGNOSTIC IMAGING DIV | 5000
CHRISTIANA |  | HOSPITAL-WH | 0 | G354 | DE |  |  |  | X-Ray Film Mounts; Dental | 13826 | 240 | DUPONT MEDICAL PRODUCTS DIAGNOSTIC IMAGING DIV | 5000
CHRISTIANA |  | HOSPITAL-CH | 0 | G-353 | DE |  |  |  | X-Ray Film Mounts; Dental | 14726 | 240 | DUPONT MEDICAL PRODUCTS DIAGNOSTIC IMAGING DIV | 5000
CHRISTIANA |  | HOSPITAL-CH | 0 | G-357-1040 | DE |  |  |  | X-Ray Film Mounts; Dental | 14224 | 240 | DUPONT MEDICAL PRODUCTS DIAGNOSTIC IMAGING DIV | 5000
CHRISTIANA |  | HOSPITAL-CH | 0 | KCK00155 | DE |  |  |  | Monitors; Bedside; Respiration; Ventilation/Apnea | 21397 | R15285 | BIRD PRODUCTS 3M MEDICAL PRODUCTS DIV | 2000
CHRISTIANA |  | HOSPITAL-WH | 0 | NONE | DE |  |  |  | X-Ray Film Processors; Automatic | BI-204 | M7B | KODAK CLINICAL DIAGNOSTICS | 5000
CHRISTIANA |  | HOSPITAL-WH | 0 | N8 | DE |  |  |  | X-Ray Film Processors; Automatic | 13851 | M7B | KODAK CLINICAL DIAGNOSTICS | 5000
CHRISTIANA |  | CONCORD M.O.B. | 0 | ? | PA |  |  |  | X-Ray Film Processors; Automatic | BI-117 | M7B | KODAK CLINICAL DIAGNOSTICS | 5000
CHRISTIANA |  | HOSPITAL-CH | 0 | ? | DE |  |  |  | X-Ray Film Processors; Automatic | BI-107 | M7B | KODAK CLINICAL DIAGNOSTICS | 5000
CHRISTIANA |  | HOSPITAL-CH | 0 | ? | DE |  |  |  | X-Ray Film Processors; Automatic | BI-106 | M7B | KODAK CLINICAL DIAGNOSTICS | 5000
CHRISTIANA |  | HOSPITAL-CH | 0 | 1651025 | DE |  |  |  | Thyroid Uptake Systems | 29155 | ATOMLAB 930 | BIODEX MEDICAL SYSTEMS INC | 8587
CHRISTIANA |  | Carneys Point | 0 | NONE | NJ |  | 2008-01-20 19:00 |  | Scales; Infant | 28088 | 6745 INFANT SCALE | DETECTO SCALE CO DIV CARDINAL SCALE MFG CO | 1500 | Purchased
CHRISTIANA |  | HCCC | 0 | E34917-0113 | DE |  | 2018-01-03 19:00 |  | Scales; Infant | 65440 | 6745 INFANT SCALE | DETECTO SCALE CO DIV CARDINAL SCALE MFG CO | 1500
CHRISTIANA |  | Smyrna Health & Wellness Center | 0 | E06117-0141 | DE |  | 2017-02-17 19:00 |  | Scales; Infant | 64751 | 6745 INFANT SCALE | DETECTO SCALE CO DIV CARDINAL SCALE MFG CO | 1500
CHRISTIANA |  | Springside Connor Building | 0 | E13618-0090 | DE |  | 2019-03-29 08:08 |  | Scales; Infant | 67489 | 6745 INFANT SCALE | DETECTO SCALE CO DIV CARDINAL SCALE MFG CO | 1500 | Purchased
CHRISTIANA |  | Star Campus | 0 | E0117-0138 | DE |  | 2017-07-14 20:00 |  | Scales; Infant | 65166 | 6745 INFANT SCALE | DETECTO SCALE CO DIV CARDINAL SCALE MFG CO | 1817.62
CHRISTIANA |  | Middletown Care Center(Sleepy Hollow) | 0 | E06117-0289 | DE |  | 2017-03-15 20:00 |  | Scales; Infant | 64357 | 6745 INFANT SCALE | DETECTO SCALE CO DIV CARDINAL SCALE MFG CO | 861.67
CHRISTIANA |  | Glasgow Medical Center | 0 | E0117-0139 | DE |  | 2017-07-14 20:00 |  | Scales; Infant | 65165 | 6745 INFANT SCALE | DETECTO SCALE CO DIV CARDINAL SCALE MFG CO | 1817.62 | Purchased
CHRISTIANA |  | HOSPITAL-WH | 0 | EP1600312 | DE |  | 2004-02-10 19:00 |  | Scales | 34450 | SK-5000WP DIGITAL SCALE - SK-5000WP | A & D ENGINEERING INC | 1500
CHRISTIANA |  | HOSPITAL-WH | 0 | EP1600314 | DE |  | 2004-02-10 19:00 |  | Scales | 34449 | SK-5000WP DIGITAL SCALE - SK-5000WP | A & D ENGINEERING INC | 1500
CHRISTIANA |  | HOSPITAL-WH | 0 | EP1616009 | DE |  | 2013-03-12 20:00 |  | Scales | 49955 | SK-5000WP DIGITAL SCALE - SK-5000WP | A & D ENGINEERING INC | 1500
CHRISTIANA |  | HOSPITAL-WH | 0 | EP1615541 | DE |  | 2012-09-17 20:00 |  | Scales | 49031 | SK-5000WP DIGITAL SCALE - SK-5000WP | A & D ENGINEERING INC | 1500
CHRISTIANA |  | HOSPITAL-WH | 0 | EP1615541 | DE |  | 2012-09-17 20:00 |  | Scales | 49032 | SK-5000WP DIGITAL SCALE - SK-5000WP | A & D ENGINEERING INC | 1500
CHRISTIANA |  | HOSPITAL-WH | 0 | EP1616010 | DE |  | 2012-12-10 19:00 |  | Scales | 49956 | SK-5000WP DIGITAL SCALE - SK-5000WP | A & D ENGINEERING INC | 1500
CHRISTIANA |  | HOSPITAL-WH | 0 | EP1600315 | DE |  | 2004-02-10 19:00 |  | Scales | 34451 | SK-5000WP DIGITAL SCALE - SK-5000WP | A & D ENGINEERING INC | 1500
CHRISTIANA |  | CH-SURGI | 0 | 9908CE289 | DE |  | 2000-07-09 20:00 |  | Insufflators; Endoscopic | 29262 | 30L High Flow Insufflator | Stryker Corp | 12999.99
CHRISTIANA |  | HOSPITAL-CH | 0 | 9908CE208 | DE |  |  |  | Insufflators; Endoscopic | 29265 | 30L High Flow Insufflator | Stryker Corp | 23296.84
CHRISTIANA |  | HOSPITAL-CH | 0 | 9908CE226 | DE |  |  |  | Insufflators; Endoscopic | 29264 | 30L High Flow Insufflator | Stryker Corp | 23296.84
CHRISTIANA |  | HOSPITAL-CH | 0 | 9908CE234 | DE |  |  |  | Insufflators; Endoscopic | 29266 | 30L High Flow Insufflator | Stryker Corp | 23296.84
CHRISTIANA |  | HOSPITAL-CH | 0 | 0101CE421 | DE |  |  |  | Insufflators; Endoscopic | 42334 | 30L High Flow Insufflator | Stryker Corp | 0
CHRISTIANA |  | HOSPITAL-CH | 0 | 9908CE235 | DE |  |  |  | Insufflators; Endoscopic | 29261 | 30L High Flow Insufflator | Stryker Corp | 23296
CHRISTIANA |  | CH-SURGI | 0 | 9911CE106 | DE |  | 1999-11-29 19:00 |  | Insufflators; Endoscopic | 30148 | 30L High Flow Insufflator | Stryker Corp | 0
CHRISTIANA |  | HOSPITAL-CH | 0 | 9911CE103 | DE |  |  |  | Insufflators; Endoscopic | 30149 | 30L High Flow Insufflator | Stryker Corp | 0
CHRISTIANA |  | HOSPITAL-CH | 0 | AL03060902 | DE |  |  |  | Aspirators; Breast | 40295 | Elite Breast Pump | AMEDA/EGNELL MEDICAL INC | 9.99
CHRISTIANA |  | HOSPITAL-CH | 0 | AL14043241 | DE |  | 2016-11-21 19:00 |  | Aspirators; Breast | 64042 | Elite Breast Pump | AMEDA/EGNELL MEDICAL INC | 2500 | Purchased
CHRISTIANA |  | HOSPITAL-CH | 0 | AL07030825 | DE |  | 2007-08-07 20:00 |  | Aspirators; Breast | 40170 | Elite Breast Pump | AMEDA/EGNELL MEDICAL INC | 2500 | Purchased
CHRISTIANA |  | HOSPITAL-CH | 0 | 312933 | DE |  | 2007-09-17 20:00 |  | Aspirators; Breast | 40312 | Elite Breast Pump | AMEDA/EGNELL MEDICAL INC | 2500 | Purchased
CHRISTIANA |  | HOSPITAL-CH | 0 | 5070113 | DE |  | 2005-10-26 20:00 |  | Aspirators; Breast | 37775 | Elite Breast Pump | AMEDA/EGNELL MEDICAL INC | 2500 | Purchased
CHRISTIANA |  | HOSPITAL-CH | 0 | AL09123522 | DE |  | 2015-06-28 20:00 |  | Aspirators; Breast | 57766 | Elite Breast Pump | AMEDA/EGNELL MEDICAL INC | 2500 | Purchased
CHRISTIANA |  | HOSPITAL-CH | 0 | AL07050421 | DE |  | 2007-08-07 20:00 |  | Aspirators; Breast | 39876 | Elite Breast Pump | AMEDA/EGNELL MEDICAL INC | 2500 | Purchased
CHRISTIANA |  | HOSPITAL-CH | 0 | AL00050329 | DE |  |  |  | Aspirators; Breast | 37773 | Elite Breast Pump | AMEDA/EGNELL MEDICAL INC | 9.99
CHRISTIANA |  | HOSPITAL-CH | 0 | AL0606422 | DE |  | 2007-10-09 20:00 |  | Aspirators; Breast | 40302 | Elite Breast Pump | AMEDA/EGNELL MEDICAL INC | 2500 | Purchased
CHRISTIANA |  | HOSPITAL-CH | 0 | AL808356 | DE |  |  |  | Aspirators; Breast | 40322 | Elite Breast Pump | AMEDA/EGNELL MEDICAL INC | 9.99
CHRISTIANA |  | HOSPITAL-CH | 0 | AL07030834 | DE |  |  |  | Aspirators; Breast | 40162 | Elite Breast Pump | AMEDA/EGNELL MEDICAL INC | 9.99
CHRISTIANA |  | HOSPITAL-CH | 0 | AL805038 | DE |  | 2007-10-09 20:00 |  | Aspirators; Breast | 40308 | Elite Breast Pump | AMEDA/EGNELL MEDICAL INC | 2500 | Purchased
CHRISTIANA |  | HOSPITAL-CH | 0 | 412535 | DE |  | 2007-09-17 20:00 |  | Aspirators; Breast | 40319 | Elite Breast Pump | AMEDA/EGNELL MEDICAL INC | 2500 | Purchased
CHRISTIANA |  | HOSPITAL-CH | 0 | AL01040047 | DE |  | 2014-05-18 20:00 |  | Aspirators; Breast | 54117 | Elite Breast Pump | AMEDA/EGNELL MEDICAL INC | 2500 | Purchased
CHRISTIANA |  | HOSPITAL-CH | 0 | AL08062300 | DE |  | 2017-08-31 20:00 |  | Aspirators; Breast | 65350 | Elite Breast Pump | AMEDA/EGNELL MEDICAL INC | 2500 | Purchased
CHRISTIANA |  | HOSPITAL-CH | 0 | AL02090441 | DE |  |  |  | Aspirators; Breast | 40292 | Elite Breast Pump | AMEDA/EGNELL MEDICAL INC | 9.99
CHRISTIANA |  | HOSPITAL-CH | 0 | AL07030796 | DE |  | 2007-06-26 20:00 |  | Aspirators; Breast | 39940 | Elite Breast Pump | AMEDA/EGNELL MEDICAL INC | 2500 | Purchased
CHRISTIANA |  | HOSPITAL-CH | 0 | AL9111009 | DE |  | 2007-10-09 20:00 |  | Aspirators; Breast | 40307 | Elite Breast Pump | AMEDA/EGNELL MEDICAL INC | 2500 | Purchased
CHRISTIANA |  | HOSPITAL-CH | 0 | AL07060014 | DE |  | 2017-04-13 20:00 |  | Aspirators; Breast | 57769 | Elite Breast Pump | AMEDA/EGNELL MEDICAL INC | 2500 | Purchased
CHRISTIANA |  | HOSPITAL-CH | 0 | AL07030543 | DE |  | 2007-06-26 20:00 |  | Aspirators; Breast | 39927 | Elite Breast Pump | AMEDA/EGNELL MEDICAL INC | 9.99
CHRISTIANA |  | HOSPITAL-CH | 0 | AL09103363 | DE |  | 2007-10-09 20:00 |  | Aspirators; Breast | 40296 | Elite Breast Pump | AMEDA/EGNELL MEDICAL INC | 2500 | Purchased
CHRISTIANA |  | HOSPITAL-CH | 0 | 308411 | DE |  |  |  | Aspirators; Breast | 40314 | Elite Breast Pump | AMEDA/EGNELL MEDICAL INC | 9.99
CHRISTIANA |  | HOSPITAL-CH | 0 | AL07050382 | DE |  | 2007-08-07 20:00 |  | Aspirators; Breast | 40159 | Elite Breast Pump | AMEDA/EGNELL MEDICAL INC | 2500 | Purchased
CHRISTIANA |  | HOSPITAL-CH | 0 | al07102321 | DE |  | 2018-04-01 20:00 |  | Aspirators; Breast | 67239 | Elite Breast Pump | AMEDA/EGNELL MEDICAL INC | 2500 | Purchased
CHRISTIANA |  | HOSPITAL-CH | 0 | AL05090072 | DE |  | 2015-06-28 20:00 |  | Aspirators; Breast | 57771 | Elite Breast Pump | AMEDA/EGNELL MEDICAL INC | 2500 | Purchased
CHRISTIANA |  | HOSPITAL-CH | 0 | AL07030797 | DE |  | 2007-06-26 20:00 |  | Aspirators; Breast | 39928 | Elite Breast Pump | AMEDA/EGNELL MEDICAL INC | 2500 | Purchased
CHRISTIANA |  | HOSPITAL-CH | 0 | AL07050379 | DE |  | 2007-08-07 20:00 |  | Aspirators; Breast | 39877 | Elite Breast Pump | AMEDA/EGNELL MEDICAL INC | 2500
CHRISTIANA |  | HOSPITAL-CH | 0 | AL08062044 | DE |  | 2011-10-14 20:00 |  | Aspirators; Breast | 48235 | Elite Breast Pump | AMEDA/EGNELL MEDICAL INC | 2500 | Purchased
CHRISTIANA |  | HOSPITAL-CH | 0 | AL6115028 | DE |  | 2016-02-15 19:00 |  | Aspirators; Breast | 61936 | Elite Breast Pump | AMEDA/EGNELL MEDICAL INC | 2500 | Purchased
CHRISTIANA |  | HOSPITAL-CH | 0 | AL07030553 | DE |  | 2007-06-26 20:00 |  | Aspirators; Breast | 39929 | Elite Breast Pump | AMEDA/EGNELL MEDICAL INC | 2500 | Purchased
CHRISTIANA |  | HOSPITAL-CH | 0 | AL07030549 | DE |  |  |  | Aspirators; Breast | 39931 | Elite Breast Pump | AMEDA/EGNELL MEDICAL INC | 9.99
CHRISTIANA |  | HOSPITAL-CH | 0 | AL6015079 | DE |  | 2019-03-29 08:08 |  | Aspirators; Breast | 68867 | Elite Breast Pump | AMEDA/EGNELL MEDICAL INC | 2500 | Purchased
CHRISTIANA |  | HOSPITAL-CH | 0 | AL07030555 | DE |  | 2007-06-26 20:00 |  | Aspirators; Breast | 39932 | Elite Breast Pump | AMEDA/EGNELL MEDICAL INC | 2500 | Purchased
CHRISTIANA |  | HOSPITAL-CH | 0 | AL6065120 | DE |  | 2007-10-09 20:00 |  | Aspirators; Breast | 51190 | Elite Breast Pump | AMEDA/EGNELL MEDICAL INC | 2500 | Purchased
CHRISTIANA |  | HOSPITAL-CH | 0 | AL806628 | DE |  | 2011-10-14 20:00 |  | Aspirators; Breast | 48236 | Elite Breast Pump | AMEDA/EGNELL MEDICAL INC | 2500
CHRISTIANA |  | HOSPITAL-CH | 0 | AL02040262 | DE |  | 2011-10-14 20:00 |  | Aspirators; Breast | 48237 | Elite Breast Pump | AMEDA/EGNELL MEDICAL INC | 2500 | Purchased
CHRISTIANA |  | HOSPITAL-WH | 0 | AL11103667 | DE |  | 2007-10-09 20:00 |  | Aspirators; Breast | 40288 | Elite Breast Pump | AMEDA/EGNELL MEDICAL INC | 2500 | Purchased
CHRISTIANA |  | HOSPITAL-CH | 0 | AL08052295 | DE |  | 2007-09-17 20:00 |  | Aspirators; Breast | 40318 | Elite Breast Pump | AMEDA/EGNELL MEDICAL INC | 2500 | Purchased
CHRISTIANA |  | HOSPITAL-CH | 0 | 401689 | DE |  |  |  | Aspirators; Breast | 40321 | Elite Breast Pump | AMEDA/EGNELL MEDICAL INC | 9.99
CHRISTIANA |  | HOSPITAL-CH | 0 | AL902232 | DE |  |  |  | Aspirators; Breast | 40290 | Elite Breast Pump | AMEDA/EGNELL MEDICAL INC | 9.99
CHRISTIANA |  | HOSPITAL-CH | 0 | AL07050388 | DE |  | 2007-08-07 20:00 |  | Aspirators; Breast | 40161 | Elite Breast Pump | AMEDA/EGNELL MEDICAL INC | 2500 | Purchased
CHRISTIANA |  | HOSPITAL-WH | 0 | AL07082236 | DE |  | 2016-04-21 20:00 |  | Aspirators; Breast | 60307 | Elite Breast Pump | AMEDA/EGNELL MEDICAL INC | 2500 | Purchased
CHRISTIANA |  | HOSPITAL-CH | 0 | AL02090252 | DE |  | 2007-08-07 20:00 |  | Aspirators; Breast | 39873 | Elite Breast Pump | AMEDA/EGNELL MEDICAL INC | 2500 | Purchased
CHRISTIANA |  | HOSPITAL-CH | 0 | AL06090501 | DE |  | 2007-10-09 20:00 |  | Aspirators; Breast | 40301 | Elite Breast Pump | AMEDA/EGNELL MEDICAL INC | 2500 | Purchased
CHRISTIANA |  | HOSPITAL-CH | 0 | AL07030857 | DE |  | 2007-08-07 20:00 |  | Aspirators; Breast | 39872 | Elite Breast Pump | AMEDA/EGNELL MEDICAL INC | 2500 | Purchased
CHRISTIANA |  | HOSPITAL-CH | 0 | AL910693 | DE |  | 2018-04-01 20:00 |  | Aspirators; Breast | 67227 | Elite Breast Pump | AMEDA/EGNELL MEDICAL INC | 2500 | Purchased
CHRISTIANA |  | HOSPITAL-CH | 0 | AL07060001 | DE |  | 2011-10-14 20:00 |  | Aspirators; Breast | 48238 | Elite Breast Pump | AMEDA/EGNELL MEDICAL INC | 2500 | Purchased
CHRISTIANA |  | HOSPITAL-CH | 0 | AL806673 | DE |  | 2011-10-14 20:00 |  | Aspirators; Breast | 48239 | Elite Breast Pump | AMEDA/EGNELL MEDICAL INC | 2500 | Purchased
CHRISTIANA |  | HOSPITAL-CH | 0 | AL806739 | DE |  | 2011-10-14 20:00 |  | Aspirators; Breast | 48240 | Elite Breast Pump | AMEDA/EGNELL MEDICAL INC | 2500 | Purchased
CHRISTIANA |  | HOSPITAL-CH | 0 | AL07030833 | DE |  | 2007-08-07 20:00 |  | Aspirators; Breast | 40166 | Elite Breast Pump | AMEDA/EGNELL MEDICAL INC | 2500 | Purchased
CHRISTIANA |  | HOSPITAL-CH | 0 | AL08072018 | DE |  | 2015-09-27 20:00 |  | Aspirators; Breast | 61049 | Elite Breast Pump | AMEDA/EGNELL MEDICAL INC | 2500 | Purchased
CHRISTIANA |  | HOSPITAL-CH | 0 | AL08062291 | DE |  | 2017-10-19 20:00 |  | Aspirators; Breast | 65682 | Elite Breast Pump | AMEDA/EGNELL MEDICAL INC | 2500 | Purchased
CHRISTIANA |  | HOSPITAL-CH | 0 | al08052247 | DE |  | 2016-07-28 20:00 |  | Aspirators; Breast | 62393 | Elite Breast Pump | AMEDA/EGNELL MEDICAL INC | 2500 | Purchased
CHRISTIANA |  | HOSPITAL-CH | 0 | AL02090412 | DE |  | 2007-09-17 20:00 |  | Aspirators; Breast | 40311 | Elite Breast Pump | AMEDA/EGNELL MEDICAL INC | 2500 | Purchased
CHRISTIANA |  | HOSPITAL-CH | 0 | AL00020592 | DE |  | 2007-09-17 20:00 |  | Aspirators; Breast | 40325 | Elite Breast Pump | AMEDA/EGNELL MEDICAL INC | 2500
CHRISTIANA |  | HOSPITAL-CH | 0 | AL07050389 | DE |  | 2007-08-07 20:00 |  | Aspirators; Breast | 40169 | Elite Breast Pump | AMEDA/EGNELL MEDICAL INC | 2500 | Purchased
CHRISTIANA |  | HOSPITAL-CH | 0 | AL507515 | DE |  |  |  | Aspirators; Breast | 40299 | Elite Breast Pump | AMEDA/EGNELL MEDICAL INC | 9.99
CHRISTIANA |  | HOSPITAL-CH | 0 | 711074 | DE |  | 2007-10-09 20:00 |  | Aspirators; Breast | 40287 | Elite Breast Pump | AMEDA/EGNELL MEDICAL INC | 2500 | Purchased
CHRISTIANA |  | HOSPITAL-CH | 0 | AL902033 | DE |  | 2007-08-07 20:00 |  | Aspirators; Breast | 39874 | Elite Breast Pump | AMEDA/EGNELL MEDICAL INC | 2500 | Purchased
CHRISTIANA |  | HOSPITAL-CH | 0 | AL07050408 | DE |  | 2007-08-07 20:00 |  | Aspirators; Breast | 40158 | Elite Breast Pump | AMEDA/EGNELL MEDICAL INC | 2500 | Purchased
CHRISTIANA |  | HOSPITAL-CH | 0 | 7030805 | DE |  |  |  | Aspirators; Breast | 39870 | Elite Breast Pump | AMEDA/EGNELL MEDICAL INC | 9.99
CHRISTIANA |  | HOSPITAL-CH | 0 | AL05080202 | DE |  | 2007-09-17 20:00 |  | Aspirators; Breast | 40317 | Elite Breast Pump | AMEDA/EGNELL MEDICAL INC | 2500 | Purchased
CHRISTIANA |  | HOSPITAL-WH | 0 | AL10033799 | DE |  | 2016-03-14 20:00 |  | Aspirators; Breast | 60286 | Elite Breast Pump | AMEDA/EGNELL MEDICAL INC | 2500 | Purchased
CHRISTIANA |  | HOSPITAL-CH | 0 | AL6035928 | DE |  | 2007-10-09 20:00 |  | Aspirators; Breast | 40289 | Elite Breast Pump | AMEDA/EGNELL MEDICAL INC | 9.99
CHRISTIANA |  | HOSPITAL-CH | 0 | AL07050400 | DE |  | 2007-08-07 20:00 |  | Aspirators; Breast | 40160 | Elite Breast Pump | AMEDA/EGNELL MEDICAL INC | 2500 | Purchased
CHRISTIANA |  | HOSPITAL-WH | 0 | AL00010390 | DE |  | 2007-06-23 20:00 |  | Aspirators; Breast | 39731 | Elite Breast Pump | AMEDA/EGNELL MEDICAL INC | 2500 | Purchased
CHRISTIANA |  | HOSPITAL-CH | 0 | AL09103482 | DE |  | 2015-12-14 19:00 |  | Aspirators; Breast | 61179 | Elite Breast Pump | AMEDA/EGNELL MEDICAL INC | 2500
CHRISTIANA |  | HOSPITAL-CH | 0 | AL06090794 | DE |  | 2007-10-09 20:00 |  | Aspirators; Breast | 40303 | Elite Breast Pump | AMEDA/EGNELL MEDICAL INC | 2500 | Purchased
CHRISTIANA |  | HOSPITAL-CH | 0 | AL05120224 | DE |  |  |  | Aspirators; Breast | 40298 | Elite Breast Pump | AMEDA/EGNELL MEDICAL INC | 9.99
CHRISTIANA |  | HOSPITAL-CH | 0 | AL07050396 | DE |  | 2007-08-07 20:00 |  | Aspirators; Breast | 40165 | Elite Breast Pump | AMEDA/EGNELL MEDICAL INC | 2500 | Purchased
CHRISTIANA |  | HOSPITAL-CH | 0 | AL911475 | DE |  |  |  | Aspirators; Breast | 40306 | Elite Breast Pump | AMEDA/EGNELL MEDICAL INC | 9.99
CHRISTIANA |  | HOSPITAL-CH | 0 | AL07030557 | DE |  | 2007-06-26 20:00 |  | Aspirators; Breast | 39942 | Elite Breast Pump | AMEDA/EGNELL MEDICAL INC | 9.99
CHRISTIANA |  | HOSPITAL-CH | 0 | AL05110290 | DE |  | 2007-06-26 20:00 |  | Aspirators; Breast | 39941 | Elite Breast Pump | AMEDA/EGNELL MEDICAL INC | 2500 | Purchased
CHRISTIANA |  | HOSPITAL-CH | 0 | AL07030800 | DE |  | 2007-06-26 20:00 |  | Aspirators; Breast | 39943 | Elite Breast Pump | AMEDA/EGNELL MEDICAL INC | 2500 | Purchased
CHRISTIANA |  | HOSPITAL-CH | 0 | AL806281 | DE |  |  |  | Aspirators; Breast | 40313 | Elite Breast Pump | AMEDA/EGNELL MEDICAL INC | 9.99
CHRISTIANA |  | HOSPITAL-CH | 0 | AL07030835 | DE |  | 2011-10-14 20:00 |  | Aspirators; Breast | 48232 | Elite Breast Pump | AMEDA/EGNELL MEDICAL INC | 2500 | Purchased
CHRISTIANA |  | HOSPITAL-CH | 0 | AL6035958 | DE |  | 2011-10-14 20:00 |  | Aspirators; Breast | 48233 | Elite Breast Pump | AMEDA/EGNELL MEDICAL INC | 2500 | Purchased
CHRISTIANA |  | HOSPITAL-CH | 0 | AL04080036 | DE |  | 2011-10-14 20:00 |  | Aspirators; Breast | 48234 | Elite Breast Pump | AMEDA/EGNELL MEDICAL INC | 2500 | Purchased
CHRISTIANA |  | HOSPITAL-CH | 0 | AL5115111 | DE |  |  |  | Aspirators; Breast | 40286 | Elite Breast Pump | AMEDA/EGNELL MEDICAL INC | 9.99
CHRISTIANA |  | HOSPITAL-CH | 0 | AL07030848 | DE |  | 2007-08-07 20:00 |  | Aspirators; Breast | 40167 | Elite Breast Pump | AMEDA/EGNELL MEDICAL INC | 9.99
CHRISTIANA |  | HOSPITAL-CH | 0 | AL07092725 | DE |  | 2018-10-21 20:00 |  | Aspirators; Breast | 62446 | Elite Breast Pump | AMEDA/EGNELL MEDICAL INC | 2500 | Purchased
CHRISTIANA |  | HOSPITAL-CH | 0 | AL07030802 | DE |  | 2007-06-26 20:00 |  | Aspirators; Breast | 39944 | Elite Breast Pump | AMEDA/EGNELL MEDICAL INC | 2500 | Purchased
CHRISTIANA |  | HOSPITAL-CH | 0 | AL07050402 | DE |  | 2007-08-07 20:00 |  | Aspirators; Breast | 39875 | Elite Breast Pump | AMEDA/EGNELL MEDICAL INC | 2500 | Purchased
CHRISTIANA |  | HOSPITAL-WH | 0 | 6060414 | DE |  | 2007-10-31 20:00 |  | Aspirators; Breast | 39506 | Elite Breast Pump | AMEDA/EGNELL MEDICAL INC | 2500 | Purchased
CHRISTIANA |  | HOSPITAL-CH | 0 | 7050412 | DE |  |  |  | Aspirators; Breast | 39869 | Elite Breast Pump | AMEDA/EGNELL MEDICAL INC | 9.99
CHRISTIANA |  | HOSPITAL-CH | 0 | AL01110038 | DE |  |  |  | Aspirators; Breast | 40305 | Elite Breast Pump | AMEDA/EGNELL MEDICAL INC | 9.99
CHRISTIANA |  | HOSPITAL-CH | 0 | AL07030558 | DE |  | 2007-06-26 20:00 |  | Aspirators; Breast | 39947 | Elite Breast Pump | AMEDA/EGNELL MEDICAL INC | 2500 | Purchased
CHRISTIANA |  | HOSPITAL-CH | 0 | AL06050161 | DE |  | 2019-03-29 08:08 |  | Aspirators; Breast | 68539 | Elite Breast Pump | AMEDA/EGNELL MEDICAL INC | 2500 | Purchased
CHRISTIANA |  | HOSPITAL-CH | 0 | AL808353 | DE |  |  |  | Aspirators; Breast | 40316 | Elite Breast Pump | AMEDA/EGNELL MEDICAL INC | 9.99
CHRISTIANA |  | HOSPITAL-CH | 0 | AL07030798 | DE |  |  |  | Aspirators; Breast | 39934 | Elite Breast Pump | AMEDA/EGNELL MEDICAL INC | 9.99
CHRISTIANA |  | HOSPITAL-CH | 0 | AL07030845 | DE |  | 2007-08-07 20:00 |  | Aspirators; Breast | 40163 | Elite Breast Pump | AMEDA/EGNELL MEDICAL INC | 2500
CHRISTIANA |  | HOSPITAL-CH | 0 | AL07030551 | DE |  | 2007-06-26 20:00 |  | Aspirators; Breast | 39948 | Elite Breast Pump | AMEDA/EGNELL MEDICAL INC | 9.99
CHRISTIANA |  | HOSPITAL-CH | 0 | AL902224 | DE |  | 2007-10-09 20:00 |  | Aspirators; Breast | 40309 | Elite Breast Pump | AMEDA/EGNELL MEDICAL INC | 9.99
CHRISTIANA |  | HOSPITAL-CH | 0 | AL07030563 | DE |  | 2007-06-26 20:00 |  | Aspirators; Breast | 39933 | Elite Breast Pump | AMEDA/EGNELL MEDICAL INC | 2500 | Purchased
CHRISTIANA |  | HOSPITAL-CH | 0 | AL06020176 | DE |  | 2007-06-26 20:00 |  | Aspirators; Breast | 39935 | Elite Breast Pump | AMEDA/EGNELL MEDICAL INC | 2500 | Purchased
CHRISTIANA |  | HOSPITAL-WH | 0 | AL07030556 | DE |  |  |  | Aspirators; Breast | 39730 | Elite Breast Pump | AMEDA/EGNELL MEDICAL INC | 9.99
CHRISTIANA |  | HOSPITAL-CH | 0 | AL02090631 | DE |  |  |  | Aspirators; Breast | 40297 | Elite Breast Pump | AMEDA/EGNELL MEDICAL INC | 9.99
CHRISTIANA |  | HOSPITAL-CH | 0 | AL07030545 | DE |  | 2007-06-26 20:00 |  | Aspirators; Breast | 39936 | Elite Breast Pump | AMEDA/EGNELL MEDICAL INC | 2500 | Purchased
CHRISTIANA |  | HOSPITAL-CH | 0 | AL07030807 | DE |  |  |  | Aspirators; Breast | 39938 | Elite Breast Pump | AMEDA/EGNELL MEDICAL INC | 9.99
CHRISTIANA |  | HOSPITAL-CH | 0 | AL03050343 | DE |  | 2015-08-23 20:00 |  | Aspirators; Breast | 57961 | Elite Breast Pump | AMEDA/EGNELL MEDICAL INC | 2500 | Purchased
CHRISTIANA |  | HOSPITAL-CH | 0 | AL07030550 | DE |  | 2007-06-26 20:00 |  | Aspirators; Breast | 39937 | Elite Breast Pump | AMEDA/EGNELL MEDICAL INC | 2500 | Purchased
CHRISTIANA |  | HOSPITAL-WH | 0 | AL08042212 | DE |  | 2007-06-26 20:00 |  | Aspirators; Breast | 39939 | Elite Breast Pump | AMEDA/EGNELL MEDICAL INC | 2500 | Purchased
CHRISTIANA |  | HOSPITAL-CH | 0 | 2753023 | DE |  | 2014-06-02 20:00 |  | Pressure Meter | 54192 | DPM2 Plus Test Equipment DPM2 | FLUKE BIOMEDICAL CORP | 1162 | Purchased
CHRISTIANA |  | HOSPITAL-CH | 0 | 3739 | DE |  |  |  | Centrifuges | 13938 | 1660 | CLAY ADAMS DIV BECTON DICKINSON AND CO | 1000
CHRISTIANA |  | HOSPITAL-CH | 0 | 980H005038 | DE |  | 1999-08-29 20:00 |  | PHYSIOLOGIC RECORDING SYSTEMS | 29185 | 117335 | GE MEDICAL SYSTEMS | 375 | Purchased
CHRISTIANA |  | HOSPITAL-CH | 0 | 980H0005092 | DE |  | 1999-08-29 20:00 |  | PHYSIOLOGIC RECORDING SYSTEMS | 29172 | 117335 | GE MEDICAL SYSTEMS | 375 | Purchased
CHRISTIANA |  | HOSPITAL-CH | 0 | 980H0004755 | DE |  | 1999-08-29 20:00 |  | PHYSIOLOGIC RECORDING SYSTEMS | 29190 | 117335 | GE MEDICAL SYSTEMS | 375 | Purchased
CHRISTIANA |  | HOSPITAL-CH | 0 | 980H0004468 | DE |  | 1999-08-29 20:00 |  | PHYSIOLOGIC RECORDING SYSTEMS | 29200 | 117335 | GE MEDICAL SYSTEMS | 3752 | Purchased
CHRISTIANA |  | HOSPITAL-CH | 0 | 980H0005165 | DE |  | 1999-08-29 20:00 |  | PHYSIOLOGIC RECORDING SYSTEMS | 29205 | 117335 | GE MEDICAL SYSTEMS | 375 | Purchased
CHRISTIANA |  | HOSPITAL-CH | 0 | 980H0004605 | DE |  | 1999-08-29 20:00 |  | PHYSIOLOGIC RECORDING SYSTEMS | 29195 | 117335 | GE MEDICAL SYSTEMS | 375 | Purchased
CHRISTIANA |  | HOSPITAL-CH | 0 | 980H0005088 | DE |  | 1999-08-29 20:00 |  | PHYSIOLOGIC RECORDING SYSTEMS | 29210 | 117335 | GE MEDICAL SYSTEMS | 375 | Purchased
CHRISTIANA |  | HOSPITAL-CH | 0 | 4022P296126 | DE |  | 2014-07-09 20:00 |  | Exercisers | 53510 | FLY MACHINE EXERCISE; GENERAL | CYBEX INTERNATIONAL INC | 7500
CHRISTIANA |  | HOSPITAL-CH | 0 | 86720 | DE |  |  |  | Infusion Pumps; Multitherapy; Syringe | 40674 | 2010 | SMITHS / LEVEL 1 | 2275
CHRISTIANA |  | HOSPITAL-CH | 0 | 86721 | DE |  |  |  | Infusion Pumps; Multitherapy; Syringe | 40676 | 2010 | SMITHS / LEVEL 1 | 2275
CHRISTIANA |  | HOSPITAL-CH | 0 | 30019-9913 | DE |  | 2014-12-28 19:00 |  | Infusion Pumps; Analgesic; Patient-Controlled; Ambulatory | 57314 | Sapphire Epidural Infusion Pump 16312 | Eitan Medical North America; Inc. | 3200 | Purchased
CHRISTIANA |  | HOSPITAL-CH | 0 | 30020-1936 | DE |  | 2014-12-28 19:00 |  | Infusion Pumps; Analgesic; Patient-Controlled; Ambulatory | 57291 | Sapphire Epidural Infusion Pump 16312 | Eitan Medical North America; Inc. | 3200
CHRISTIANA |  | HOSPITAL-CH | 0 | 500805325 | DE |  | 2010-11-11 19:00 |  | Oximeters; Pulse | 46132 | Avant Wearable Digital Pulse Oximetry 4000 | Nonin Medical Inc | 1750 | Purchased
CHRISTIANA |  | Middletown Care Center(Sleepy Hollow) | 0 | 1.93e+98 | DE |  |  |  | Baths; Whirlpool | 31632 | 100SAL | FERNO ILLE DIV FERNO-WASHINGTON INC | 0
CHRISTIANA |  | Smyrna Health & Wellness Center | 0 | 3025752 | DE |  |  |  | Baths; Whirlpool | 49090 | THERABATH PRO | W.R. Medical Electronics | 25000
CHRISTIANA |  | HOSPITAL-CH | 0 | NS | DE |  |  |  | Refractors; Ophthalmic; Automated | 11765 | Refractometer 10406 | AMERICAN OPTICAL CORP | 1500
CHRISTIANA |  | HOSPITAL-CH | 0 | NS | DE |  |  |  | Refractors; Ophthalmic; Automated | 12883 | Refractometer 10406 | AMERICAN OPTICAL CORP | 1500
CHRISTIANA |  | HOSPITAL-CH | 0 | ACVP50-037 | DE |  |  |  | Disinfectors; Vapor Germicide; Ultrasonic Transducer Probe | ACVP50-037 | Endocavity Ultrasound Probe Workstation ACVP50 | AirClean Systems | 15000
CHRISTIANA |  | Smyrna Health & Wellness Center | 0 | ACVP50-496 | DE |  |  |  | Disinfectors; Vapor Germicide; Ultrasonic Transducer Probe | ACVP50-496 | Endocavity Ultrasound Probe Workstation ACVP50 | AirClean Systems | 15000
CHRISTIANA |  | HOSPITAL-CH | 0 | ACUPSO-036 | DE |  | 2009-02-16 19:00 |  | Disinfectors; Vapor Germicide; Ultrasonic Transducer Probe | 42343 | Endocavity Ultrasound Probe Workstation ACVP50 | AirClean Systems | 15000 | Purchased
CHRISTIANA |  | Springside Connor Building | 0 | ACVP50-298 | DE |  |  |  | Disinfectors; Vapor Germicide; Ultrasonic Transducer Probe | ACVP50-298 | Endocavity Ultrasound Probe Workstation ACVP50 | AirClean Systems | 15000
CHRISTIANA |  | CANCER CENTER | 0 | ACVP50-741 | DE |  |  |  | Disinfectors; Vapor Germicide; Ultrasonic Transducer Probe | 51638 | Endocavity Ultrasound Probe Workstation ACVP50 | AirClean Systems | 15000
CHRISTIANA |  | Middletown Care Center(Sleepy Hollow) | 0 | ACVP50-385 | DE |  |  |  | Disinfectors; Vapor Germicide; Ultrasonic Transducer Probe | ACVP50-385 | Endocavity Ultrasound Probe Workstation ACVP50 | AirClean Systems | 15000
CHRISTIANA |  | Stoney Batter Medical Pavilion | 0 | ACVP50-469 | DE |  |  |  | Disinfectors; Vapor Germicide; Ultrasonic Transducer Probe | ACVP50-469 | Endocavity Ultrasound Probe Workstation ACVP50 | AirClean Systems | 15000
CHRISTIANA |  | Foulkstone Plaza | 0 | ACVP50-035 | DE |  |  |  | Disinfectors; Vapor Germicide; Ultrasonic Transducer Probe | ACVP50-035 | Endocavity Ultrasound Probe Workstation ACVP50 | AirClean Systems | 15000
CHRISTIANA |  | HCCC | 0 | ACVP50-167 | DE |  |  |  | Disinfectors; Vapor Germicide; Ultrasonic Transducer Probe | ACVP50-167 | Endocavity Ultrasound Probe Workstation ACVP50 | AirClean Systems | 15000
CHRISTIANA |  | Riverside Medical Arts Complex | 0 | 99040023 | DE |  | 2018-03-21 20:00 |  | Saws; Cast; Electric | 65429 | Cast Cutter 848 | Stryker Corp | 1500
CHRISTIANA |  | HOSPITAL-CH | 0 | 94100203 | DE |  |  |  | Saws; Cast; Electric | 26105 | Cast Cutter 848 | Stryker Corp | 800
CHRISTIANA |  | HOSPITAL-WH | 0 | 92080013 | DE |  |  |  | Saws; Cast; Electric | 27426 | Cast Cutter 848 | Stryker Corp | 800
CHRISTIANA |  | HOSPITAL-CH | 0 | 8032 | DE |  | 2017-07-31 20:00 |  | Calibration Test Unit; Arctic Sun | 64904 | CALIBRATION TEST EQUIPMENT 741-00 | MEDIVANCE | 2500 | Purchased
CHRISTIANA |  | HOSPITAL-CH | 0 | 29093120210 | DE |  | 2017-07-31 20:00 |  | TEST EQUIPMENT; TEST EQUIPMENT | 64920 | CONDUCTIVITY PROBE TC11-NTC | IBP | 5000
CHRISTIANA |  | HOSPITAL-WH | 0 | W-100-476 | DE |  |  |  | Radiographic Units; Dental | 13574 | TAL | GE MEDICAL SYSTEMS | 9906
CHRISTIANA |  | WH SURGI | 0 | 2326 | DE |  |  |  | Arthroscopic Shaver Systems | 31413 | E.P. 1 | SMITH & NEPHEW DYONICS INC DIV SMITH & NEPHEW PLC | 0
CHRISTIANA |  | WH SURGI | 0 | 1632 | DE |  |  |  | Arthroscopic Shaver Systems | 29736 | E.P. 1 | SMITH & NEPHEW DYONICS INC DIV SMITH & NEPHEW PLC | 23318.55
CHRISTIANA |  | HOSPITAL-CH | 0 | 108225 | DE |  |  |  | Microscopes; Light; Laboratory | 29163 | AXIO | Carl Zeiss Meditec Inc | 500
CHRISTIANA |  | HOSPITAL-CH | 0 | 467086 | DE |  |  |  | Microscopes; Light; Laboratory | 31554 | AXIO | Carl Zeiss Meditec Inc | 6000
CHRISTIANA |  | CANCER CENTER | 0 | 2082-911 | DE |  | 2009-07-07 20:00 |  | Microscopes; Light; Laboratory | 42821 | CK2 | OLYMPUS AMERICA INC | 3500
CHRISTIANA |  | HOSPITAL-CH | 0 | NONE | DE |  |  |  | Phototherapy Units; Visible Light; Hyperbilirubinemia | 30748 | 6600-0287-901 | BURTON CO | 1695
CHRISTIANA |  | HOSPITAL-CH | 0 | NONE | DE |  |  |  | Phototherapy Units; Visible Light; Hyperbilirubinemia | 30747 | 6600-0287-901 | BURTON CO | 1695
CHRISTIANA |  | HOSPITAL-CH | 0 | EP 1 OR LIGHT | DE |  |  |  |  | EP1ORLIGHT | QUANTUM | STERIS Corp | 9744
CHRISTIANA |  | HOSPITAL-CH | 0 | A8 ORLIGHT | DE |  |  |  |  | A8 OR LIGHT | QUANTUM | STERIS Corp | 29999.99
CHRISTIANA |  | HOSPITAL-CH | 0 | C1 OR LIGHT | DE |  |  |  |  | C1 OR LIGHT | QUANTUM | STERIS Corp | 29999.99
CHRISTIANA |  | HOSPITAL-CH | 0 | A3 ORLIGHT | DE |  |  |  |  | A3 OR LIGHT | QUANTUM | STERIS Corp | 29999.99
CHRISTIANA |  | HOSPITAL-CH | 0 | C2 OR LIGHT2 | DE |  |  |  |  | C2 OR LIGHT 2 | QUANTUM | STERIS Corp | 29999.99
CHRISTIANA |  | HOSPITAL-CH | 0 | B3 ORLIGHT | DE |  |  |  |  | B3 OR LIGHT | QUANTUM | STERIS Corp | 29999.99
CHRISTIANA |  | HOSPITAL-CH | 0 | A4 OR LIGHT | DE |  |  |  |  | A4 OR LIGHT | QUANTUM | STERIS Corp | 29999.99
CHRISTIANA |  | HOSPITAL-CH | 0 | E3014I09459 | DE |  |  |  | MONITORING SYSTEMS; PHYSIOLOGIC | 30512 | M1094A | PHILIPS MEDICAL SYSTEMS CARDIAC & MONITORING SYSTEMS DIV | 0
CHRISTIANA |  | HOSPITAL-CH | 0 | E3311I38626 | DE |  |  |  | MONITORING SYSTEMS; PHYSIOLOGIC | 30523 | M1094A | PHILIPS MEDICAL SYSTEMS CARDIAC & MONITORING SYSTEMS DIV | 0
CHRISTIANA |  | HOSPITAL-CH | 0 | E3411I41669 | DE |  |  |  | MONITORING SYSTEMS; PHYSIOLOGIC | 22806 | M1094A | PHILIPS MEDICAL SYSTEMS CARDIAC & MONITORING SYSTEMS DIV | 15027
CHRISTIANA |  | HOSPITAL-CH | 0 | 4014I60236 | DE |  |  |  | MONITORING SYSTEMS; PHYSIOLOGIC | 30612 | M1094A | PHILIPS MEDICAL SYSTEMS CARDIAC & MONITORING SYSTEMS DIV | 0
CHRISTIANA |  | HOSPITAL-CH | 0 | 3115I16899 | DE |  |  |  | MONITORING SYSTEMS; PHYSIOLOGIC | 19387 | M1094A | PHILIPS MEDICAL SYSTEMS CARDIAC & MONITORING SYSTEMS DIV | 1061
CHRISTIANA |  | HOSPITAL-CH | 0 | E3311I32319 | DE |  |  |  | MONITORING SYSTEMS; PHYSIOLOGIC | 30517 | M1094A | PHILIPS MEDICAL SYSTEMS CARDIAC & MONITORING SYSTEMS DIV | 0
CHRISTIANA |  | HOSPITAL-CH | 0 | E3115I29605 | DE |  |  |  | MONITORING SYSTEMS; PHYSIOLOGIC | 30507 | M1094A | PHILIPS MEDICAL SYSTEMS CARDIAC & MONITORING SYSTEMS DIV | 0
CHRISTIANA |  | HOSPITAL-CH | 0 | 3816A07592 | DE |  |  |  | MONITORING SYSTEMS; Physiologic; Acute Care | 29674 | M1277A | PHILIPS MEDICAL SYSTEMS CARDIAC & MONITORING SYSTEMS DIV | 8000
CHRISTIANA |  | HOSPITAL-CH | 0 | 3601A04732 | DE |  |  |  | MONITORING SYSTEMS; Physiologic; Acute Care | 26454 | M1277A | PHILIPS MEDICAL SYSTEMS CARDIAC & MONITORING SYSTEMS DIV | 10000
CHRISTIANA |  | HOSPITAL-CH | 0 | 3523A08011 | DE |  |  |  | MONITORING SYSTEMS; Physiologic; Acute Care | 26455 | M1277A | PHILIPS MEDICAL SYSTEMS CARDIAC & MONITORING SYSTEMS DIV | 10000
CHRISTIANA |  | HOSPITAL-CH | 0 | 3624A05513 | DE |  |  |  | MONITORING SYSTEMS; Physiologic; Acute Care | 24748 | M1277A | PHILIPS MEDICAL SYSTEMS CARDIAC & MONITORING SYSTEMS DIV | 10000
CHRISTIANA |  | HOSPITAL-CH | 0 | 3624A05484 | DE |  |  |  | MONITORING SYSTEMS; Physiologic; Acute Care | 24780 | M1277A | PHILIPS MEDICAL SYSTEMS CARDIAC & MONITORING SYSTEMS DIV | 10000
CHRISTIANA |  | HOSPITAL-CH | 0 | 3816A07590 | DE |  |  |  | MONITORING SYSTEMS; Physiologic; Acute Care | 29467 | M1277A | PHILIPS MEDICAL SYSTEMS CARDIAC & MONITORING SYSTEMS DIV | 8000
CHRISTIANA |  | HOSPITAL-CH | 0 | 3816A07586 | DE |  |  |  | MONITORING SYSTEMS; Physiologic; Acute Care | 29675 | M1277A | PHILIPS MEDICAL SYSTEMS CARDIAC & MONITORING SYSTEMS DIV | 8000
CHRISTIANA |  | HOSPITAL-CH | 0 | 3608A05077 | DE |  | 1997-05-28 20:00 |  | MONITORING SYSTEMS; Physiologic; Acute Care | 25374 | M1277A | PHILIPS MEDICAL SYSTEMS CARDIAC & MONITORING SYSTEMS DIV | 10000
CHRISTIANA |  | HOSPITAL-CH | 0 | 3816A07591 | DE |  |  |  | MONITORING SYSTEMS; Physiologic; Acute Care | 27791 | M1277A | PHILIPS MEDICAL SYSTEMS CARDIAC & MONITORING SYSTEMS DIV | 8232
CHRISTIANA |  | HOSPITAL-CH | 0 | 3608A05066 | DE |  |  |  | MONITORING SYSTEMS; Physiologic; Acute Care | 25593 | M1277A | PHILIPS MEDICAL SYSTEMS CARDIAC & MONITORING SYSTEMS DIV | 10000
CHRISTIANA |  | HOSPITAL-CH | 0 | KA008663 | DE |  | 2009-10-26 20:00 |  | MONITORING SYSTEMS; Physiologic; Acute Care | 52844 | Propaq LT | CARDINAL | 3826.5
CHRISTIANA |  | HOSPITAL-CH | 0 | KA023886 | DE |  | 2012-04-08 20:00 |  | MONITORING SYSTEMS; Physiologic; Acute Care | 49205 | Propaq LT | CARDINAL | 950
CHRISTIANA |  | HOSPITAL-CH | 0 | KA023882 | DE |  | 2012-04-08 20:00 |  | MONITORING SYSTEMS; Physiologic; Acute Care | 49204 | Propaq LT | CARDINAL | 950
CHRISTIANA |  | HOSPITAL-CH | 0 | KA023884 | DE |  | 2012-04-08 20:00 |  | MONITORING SYSTEMS; Physiologic; Acute Care | 49203 | Propaq LT | CARDINAL | 950
CHRISTIANA |  | HOSPITAL-CH | 0 | KA001632 | DE |  | 2010-04-25 20:00 |  | MONITORING SYSTEMS; Physiologic; Acute Care | 46797 | Propaq LT | CARDINAL | 950
CHRISTIANA |  | HCCC | 0 | KA008671 | DE |  |  |  | MONITORING SYSTEMS; Physiologic; Acute Care | 42367 | Propaq LT | CARDINAL | 0
CHRISTIANA |  | HOSPITAL-CH | 0 | KA003659 | DE |  | 2010-04-25 20:00 |  | MONITORING SYSTEMS; Physiologic; Acute Care | 46805 | Propaq LT | CARDINAL | 950
CHRISTIANA |  | HOSPITAL-CH | 0 | KA002727 | DE |  | 2009-10-27 20:00 |  | MONITORING SYSTEMS; Physiologic; Acute Care | 42753 | Propaq LT | CARDINAL | 3826.5
CHRISTIANA |  | HOSPITAL-WH | 0 | KA022779 | DE |  | 2011-10-04 20:00 |  | MONITORING SYSTEMS; Physiologic; Acute Care | 48222 | Propaq LT | CARDINAL | 3185
CHRISTIANA |  | HOSPITAL-CH | 0 | KA010723 | DE |  |  |  | MONITORING SYSTEMS; Physiologic; Acute Care | 46696 | Propaq LT | CARDINAL | 5105
CHRISTIANA |  | HOSPITAL-CH | 0 | KA022770 | DE |  | 2011-10-04 20:00 |  | MONITORING SYSTEMS; Physiologic; Acute Care | 48223 | Propaq LT | CARDINAL | 3185
CHRISTIANA |  | HOSPITAL-CH | 0 | KA021382 | DE |  |  |  | MONITORING SYSTEMS; Physiologic; Acute Care | 47594 | Propaq LT | CARDINAL | 0
CHRISTIANA |  | HOSPITAL-CH | 0 | KL002734 | DE |  |  |  | MONITORING SYSTEMS; Physiologic; Acute Care | 38760 | Propaq LT | CARDINAL | 4826.5
CHRISTIANA |  | HCCC | 0 | KA008680 | DE |  |  |  | MONITORING SYSTEMS; Physiologic; Acute Care | 42366 | Propaq LT | CARDINAL | 0
CHRISTIANA |  | HOSPITAL-CH | 0 | KA002089 | DE |  |  |  | MONITORING SYSTEMS; Physiologic; Acute Care | 38761 | Propaq LT | CARDINAL | 4826.5
CHRISTIANA |  | HOSPITAL-CH | 0 | KA006881 | DE |  | 2009-10-27 20:00 |  | MONITORING SYSTEMS; Physiologic; Acute Care | 42752 | Propaq LT | CARDINAL | 3826.5
CHRISTIANA |  | HOSPITAL-CH | 0 | KA007050 | DE |  | 2010-04-25 20:00 |  | MONITORING SYSTEMS; Physiologic; Acute Care | 46802 | Propaq LT | CARDINAL | 950
CHRISTIANA |  | HOSPITAL-CH | 0 | KA003658 | DE |  | 2010-04-25 20:00 |  | MONITORING SYSTEMS; Physiologic; Acute Care | 46806 | Propaq LT | CARDINAL | 950
CHRISTIANA |  | HOSPITAL-CH | 0 | KA002727 | DE |  |  |  | MONITORING SYSTEMS; Physiologic; Acute Care | 38762 | Propaq LT | CARDINAL | 4826.5
CHRISTIANA |  | HOSPITAL-CH | 0 | KA007108 | DE |  | 2010-04-25 20:00 |  | MONITORING SYSTEMS; Physiologic; Acute Care | 46798 | Propaq LT | CARDINAL | 950
CHRISTIANA |  | HOSPITAL-CH | 0 | KA001915 | DE |  | 2010-04-25 20:00 |  | MONITORING SYSTEMS; Physiologic; Acute Care | 46799 | Propaq LT | CARDINAL | 950
CHRISTIANA |  | HOSPITAL-CH | 0 | KA001871 | DE |  | 2006-05-28 20:00 |  | MONITORING SYSTEMS; Physiologic; Acute Care | 38763 | Propaq LT | CARDINAL | 4826.5
CHRISTIANA |  | HOSPITAL-CH | 0 | KA001958 | DE |  | 2009-10-27 20:00 |  | MONITORING SYSTEMS; Physiologic; Acute Care | 42755 | Propaq LT | CARDINAL | 3826.5
CHRISTIANA |  | HOSPITAL-CH | 0 | KA001929 | DE |  | 2009-02-03 19:00 |  | MONITORING SYSTEMS; Physiologic; Acute Care | 42369 | Propaq LT | CARDINAL | 4826.5
CHRISTIANA |  | HCCC | 0 | KA008668 | DE |  |  |  | MONITORING SYSTEMS; Physiologic; Acute Care | 42368 | Propaq LT | CARDINAL | 4826.5
CHRISTIANA |  | HOSPITAL-CH | 0 | KA008663 | DE |  |  |  | MONITORING SYSTEMS; Physiologic; Acute Care | 42371 | Propaq LT | CARDINAL | 4826.5
CHRISTIANA |  | HOSPITAL-CH | 0 | KA021389 | DE |  |  |  | MONITORING SYSTEMS; Physiologic; Acute Care | 47595 | Propaq LT | CARDINAL | 0
CHRISTIANA |  | HOSPITAL-WH | 0 | KA008664 | DE |  |  |  | MONITORING SYSTEMS; Physiologic; Acute Care | 42370 | Propaq LT | CARDINAL | 4826.5
CHRISTIANA |  | HOSPITAL-CH | 0 | KA008664 | DE |  | 2010-04-25 20:00 |  | MONITORING SYSTEMS; Physiologic; Acute Care | 46803 | Propaq LT | CARDINAL | 950
CHRISTIANA |  | HOSPITAL-CH | 0 | KA008680 | DE |  | 2009-10-26 20:00 |  | MONITORING SYSTEMS; Physiologic; Acute Care | 42751 | Propaq LT | CARDINAL | 3826.5
CHRISTIANA |  | HOSPITAL-CH | 0 | KA008663 | DE |  | 2009-10-27 20:00 |  | MONITORING SYSTEMS; Physiologic; Acute Care | 42754 | Propaq LT | CARDINAL | 3826.5
CHRISTIANA |  | HOSPITAL-CH | 0 | KA002495 | DE |  | 2010-04-25 20:00 |  | MONITORING SYSTEMS; Physiologic; Acute Care | 46807 | Propaq LT | CARDINAL | 950
CHRISTIANA |  | HOSPITAL-CH | 0 | KA002729 | DE |  | 2010-04-25 20:00 |  | MONITORING SYSTEMS; Physiologic; Acute Care | 46800 | Propaq LT | CARDINAL | 950
CHRISTIANA |  | HOSPITAL-CH | 0 | NONE | DE |  | 2011-11-09 19:00 |  | MONITORING SYSTEMS; Physiologic; Acute Care | 48436 | Propaq LT | CARDINAL | 950
CHRISTIANA |  | HOSPITAL-CH | 0 | NONE | DE |  | 2011-11-09 19:00 |  | MONITORING SYSTEMS; Physiologic; Acute Care | 48437 | Propaq LT | CARDINAL | 950
CHRISTIANA |  | HOSPITAL-CH | 0 | KA023718 | DE |  | 2012-04-08 20:00 |  | MONITORING SYSTEMS; Physiologic; Acute Care | 49198 | Propaq LT | CARDINAL | 950
CHRISTIANA |  | HOSPITAL-CH | 0 | KA022560 | DE |  | 2012-04-08 20:00 |  | MONITORING SYSTEMS; Physiologic; Acute Care | 49199 | Propaq LT | CARDINAL | 950
CHRISTIANA |  | HOSPITAL-CH | 0 | KA022581 | DE |  | 2012-04-08 20:00 |  | MONITORING SYSTEMS; Physiologic; Acute Care | 49200 | Propaq LT | CARDINAL | 950
CHRISTIANA |  | HOSPITAL-CH | 0 | KA022489 | DE |  | 2012-04-08 20:00 |  | MONITORING SYSTEMS; Physiologic; Acute Care | 49201 | Propaq LT | CARDINAL | 950
CHRISTIANA |  | HOSPITAL-CH | 0 | KA023710 | DE |  | 2012-04-08 20:00 |  | MONITORING SYSTEMS; Physiologic; Acute Care | 49202 | Propaq LT | CARDINAL | 950
CHRISTIANA |  | HOSPITAL-CH | 0 | KA021374 | DE |  |  |  | MONITORING SYSTEMS; Physiologic; Acute Care | 47596 | Propaq LT | CARDINAL | 0
CHRISTIANA |  | HOSPITAL-CH | 0 | KA002089 | DE |  | 2010-04-25 20:00 |  | MONITORING SYSTEMS; Physiologic; Acute Care | 46796 | Propaq LT | CARDINAL | 950
CHRISTIANA |  | HOSPITAL-WH | 0 | KA007478 | DE |  |  |  | MONITORING SYSTEMS; Physiologic; Acute Care | 41848 | Propaq LT | CARDINAL | 4826.5
CHRISTIANA |  | HOSPITAL-CH | 0 | KA021384 | DE |  |  |  | MONITORING SYSTEMS; Physiologic; Acute Care | 47597 | Propaq LT | CARDINAL | 0
CHRISTIANA |  | HOSPITAL-CH | 0 | KA002734 | DE |  | 2010-04-25 20:00 |  | MONITORING SYSTEMS; Physiologic; Acute Care | 46804 | Propaq LT | CARDINAL | 950
CHRISTIANA |  | HOSPITAL-WH | 0 | KA007491 | DE |  |  |  | MONITORING SYSTEMS; Physiologic; Acute Care | 41847 | Propaq LT | CARDINAL | 4826.5
CHRISTIANA |  | HOSPITAL-WH | 0 | KA007487 | DE |  |  |  | MONITORING SYSTEMS; Physiologic; Acute Care | 41849 | Propaq LT | CARDINAL | 4826.5
CHRISTIANA |  | HOSPITAL-WH | 0 | KA007499 | DE |  |  |  | MONITORING SYSTEMS; Physiologic; Acute Care | 41850 | Propaq LT | CARDINAL | 4826.5
CHRISTIANA |  | HOSPITAL-CH | 0 | KA001968 | DE |  | 2010-04-25 20:00 |  | MONITORING SYSTEMS; Physiologic; Acute Care | 46801 | Propaq LT | CARDINAL | 950
CHRISTIANA |  | HOSPITAL-CH | 0 | KA001873 | DE |  | 2006-05-28 20:00 |  | MONITORING SYSTEMS; Physiologic; Acute Care | 38764 | Propaq LT | CARDINAL | 4826.5
CHRISTIANA |  | HOSPITAL-WH | 0 | KA007488 | DE |  |  |  | MONITORING SYSTEMS; Physiologic; Acute Care | 41851 | Propaq LT | CARDINAL | 4826.5
CHRISTIANA |  | HOSPITAL-CH | 0 | KA002729 | DE |  |  |  | MONITORING SYSTEMS; Physiologic; Acute Care | 38765 | Propaq LT | CARDINAL | 4826.5
CHRISTIANA |  | HOSPITAL-CH | 0 | KA001915 | DE |  |  |  | MONITORING SYSTEMS; Physiologic; Acute Care | 38766 | Propaq LT | CARDINAL | 4826.5
CHRISTIANA |  | HOSPITAL-WH | 0 | KA007475 | DE |  |  |  | MONITORING SYSTEMS; Physiologic; Acute Care | 41846 | Propaq LT | CARDINAL | 4826.5
CHRISTIANA |  | HOSPITAL-CH | 0 | 1766 | DE |  |  |  | MONITORING SYSTEMS; Physiologic; Acute Care | 25263 | 20300 | MEDICAL DATA ELECTRONICS INC SUB INVIVO CORP | 10000
CHRISTIANA |  | HOSPITAL-CH | 0 | SY23101 | DE |  |  |  | Warming Units; Patient; Radiant; Infant; Mobile | 22962 | Air-Shields Infant Warmer PM78-1 | HILL-ROM AIR-SHIELDS A HILL-ROM CO | 8405
CHRISTIANA |  | HOSPITAL-WH | 0 | MT08119 | DE |  |  |  | Warming Units; Patient; Radiant; Infant; Mobile | 12272 | Air-Shields Infant Warmer PM78-1 | HILL-ROM AIR-SHIELDS A HILL-ROM CO | 7194
CHRISTIANA |  | HOSPITAL-CH | 0 | SY23007 | DE |  |  |  | Warming Units; Patient; Radiant; Infant; Mobile | 22967 | Air-Shields Infant Warmer PM78-1 | HILL-ROM AIR-SHIELDS A HILL-ROM CO | 8405
CHRISTIANA |  | HOSPITAL-CH | 0 | WF21279 | DE |  |  |  | Warming Units; Patient; Radiant; Infant; Mobile | 22963 | Air-Shields Infant Warmer PM78-1 | HILL-ROM AIR-SHIELDS A HILL-ROM CO | 10393.7
CHRISTIANA |  | HOSPITAL-CH | 0 | SY23097 | DE |  |  |  | Warming Units; Patient; Radiant; Infant; Mobile | 22966 | Air-Shields Infant Warmer PM78-1 | HILL-ROM AIR-SHIELDS A HILL-ROM CO | 8405
CHRISTIANA |  | HOSPITAL-CH | 0 | UF21117 | DE |  |  |  | Warming Units; Patient; Radiant; Infant; Mobile | 22971 | Air-Shields Infant Warmer PM78-1 | HILL-ROM AIR-SHIELDS A HILL-ROM CO | 10393.7
CHRISTIANA |  | HOSPITAL-CH | 0 | SY23003 | DE |  |  |  | Warming Units; Patient; Radiant; Infant; Mobile | 22964 | Air-Shields Infant Warmer PM78-1 | HILL-ROM AIR-SHIELDS A HILL-ROM CO | 8405
CHRISTIANA |  | HOSPITAL-CH | 0 | UF21102 | DE |  |  |  | Warming Units; Patient; Radiant; Infant; Mobile | 22965 | Air-Shields Infant Warmer PM78-1 | HILL-ROM AIR-SHIELDS A HILL-ROM CO | 8405
CHRISTIANA |  | HOSPITAL-CH | 0 | SY22994 | DE |  |  |  | Warming Units; Patient; Radiant; Infant; Mobile | 22968 | Air-Shields Infant Warmer PM78-1 | HILL-ROM AIR-SHIELDS A HILL-ROM CO | 8405
CHRISTIANA |  | HOSPITAL-CH | 0 | ZY22559 | DE |  |  |  | Warming Units; Patient; Radiant; Infant; Mobile | 22973 | Air-Shields Infant Warmer PM78-1 | HILL-ROM AIR-SHIELDS A HILL-ROM CO | 10393.7
CHRISTIANA |  | HOSPITAL-CH | 0 | SY23078 | DE |  |  |  | Warming Units; Patient; Radiant; Infant; Mobile | 22970 | Air-Shields Infant Warmer PM78-1 | HILL-ROM AIR-SHIELDS A HILL-ROM CO | 10393.7
CHRISTIANA |  | HOSPITAL-CH | 0 | ZY22693 | DE |  |  |  | Warming Units; Patient; Radiant; Infant; Mobile | 22972 | Air-Shields Infant Warmer PM78-1 | HILL-ROM AIR-SHIELDS A HILL-ROM CO | 9517
CHRISTIANA |  | HOSPITAL-CH | 0 | ZY22562 | DE |  |  |  | Warming Units; Patient; Radiant; Infant; Mobile | 22974 | Air-Shields Infant Warmer PM78-1 | HILL-ROM AIR-SHIELDS A HILL-ROM CO | 10393.7
CHRISTIANA |  | HOSPITAL-CH | 0 | 7Y22695 | DE |  | 1994-10-18 20:00 |  | Warming Units; Patient; Radiant; Infant; Mobile | 21782 | Air-Shields Infant Warmer PM78-1 | HILL-ROM AIR-SHIELDS A HILL-ROM CO | 8000 | Purchased
CHRISTIANA |  | HOSPITAL-CH | 0 | GP04647 | DE |  |  |  | Warming Units; Patient; Radiant; Infant; Mobile | 11089 | Air-Shields Infant Warmer PM78-1 | HILL-ROM AIR-SHIELDS A HILL-ROM CO | 3995
CHRISTIANA |  | HOSPITAL-CH | 0 | CA05196 | DE |  |  |  | Warming Units; Patient; Radiant; Infant; Mobile | 25247 | Air-Shields Infant Warmer PM78-1 | HILL-ROM AIR-SHIELDS A HILL-ROM CO | 3928
CHRISTIANA |  | HOSPITAL-CH | 0 | ZY22583 | DE |  |  |  | Warming Units; Patient; Radiant; Infant; Mobile | 22969 | Air-Shields Infant Warmer PM78-1 | HILL-ROM AIR-SHIELDS A HILL-ROM CO | 15400
CHRISTIANA |  | HOSPITAL-CH | 0 | GX14673 | DE |  |  |  | Warming Units; Patient; Radiant; Infant; Mobile | 18829 | Air-Shields Infant Warmer PM78-1 | HILL-ROM AIR-SHIELDS A HILL-ROM CO | 6500
CHRISTIANA |  | HOSPITAL-CH | 0 | XH25644 | DE |  |  |  | Warming Units; Patient; Radiant; Infant; Mobile | 24350 | Air-Shields Infant Warmer PM78-1 | HILL-ROM AIR-SHIELDS A HILL-ROM CO | 8000
CHRISTIANA |  | HOSPITAL-WH | 0 | JWO2287 | DE |  |  |  | Warming Units; Patient; Radiant; Infant; Mobile | 14958 | Air-Shields Infant Warmer PM78-1 | HILL-ROM AIR-SHIELDS A HILL-ROM CO | 8000
CHRISTIANA |  | HOSPITAL-CH | 0 | GX14793 | DE |  |  |  | Warming Units; Patient; Radiant; Infant; Mobile | 18825 | Air-Shields Infant Warmer PM78-1 | HILL-ROM AIR-SHIELDS A HILL-ROM CO | 3837
CHRISTIANA |  | HOSPITAL-CH | 0 | GX15037 | DE |  |  |  | Warming Units; Patient; Radiant; Infant; Mobile | 18827 | Air-Shields Infant Warmer PM78-1 | HILL-ROM AIR-SHIELDS A HILL-ROM CO | 3995
CHRISTIANA |  | HOSPITAL-CH | 0 | GX14810 | DE |  |  |  | Warming Units; Patient; Radiant; Infant; Mobile | 18826 | Air-Shields Infant Warmer PM78-1 | HILL-ROM AIR-SHIELDS A HILL-ROM CO | 3995
CHRISTIANA |  | HOSPITAL-CH | 0 | GX24824 | DE |  |  |  | Warming Units; Patient; Radiant; Infant; Mobile | 18828 | Air-Shields Infant Warmer PM78-1 | HILL-ROM AIR-SHIELDS A HILL-ROM CO | 3995
CHRISTIANA |  | HOSPITAL-WH | 0 | YM19418 | DE |  |  |  | Warming Units; Patient; Radiant; Infant; Mobile | 20436 | Air-Shields Infant Warmer PM78-1 | HILL-ROM AIR-SHIELDS A HILL-ROM CO | 10865
CHRISTIANA |  | HOSPITAL-CH | 0 | GX14652 | DE |  |  |  | Warming Units; Patient; Radiant; Infant; Mobile | 18936 | Air-Shields Infant Warmer PM78-1 | HILL-ROM AIR-SHIELDS A HILL-ROM CO | 8707
CHRISTIANA |  | Springside Connor Building | 0 | NONE | DE |  |  |  | Exercisers; Aerobic; Elliptical Motion | 37500 | Elliptical Fitness Crosstrainer EFX 544 | PRECOR INC | 7500
CHRISTIANA |  | HCCC | 0 | 1XK03J0027 | DE |  |  |  | Exercisers; Aerobic; Elliptical Motion | 38162 | Elliptical Fitness Crosstrainer EFX 544 | PRECOR INC | 7500
CHRISTIANA |  | HOSPITAL-CH | 0 | NONE | DE |  | 2008-01-20 19:00 |  | Exercisers; Aerobic; Elliptical Motion | 28788 | Elliptical Fitness Crosstrainer EFX 544 | PRECOR INC | 700
CHRISTIANA |  | PMRI | 0 | NONE | DE |  |  |  | Exercisers; Aerobic; Elliptical Motion | 26339 | Elliptical Fitness Crosstrainer EFX 544 | PRECOR INC | 3395
CHRISTIANA |  | HOSPITAL-CH | 0 | IKE07Q0043 | DE |  | 2008-01-20 19:00 |  | Exercisers; Aerobic; Elliptical Motion | 26340 | Elliptical Fitness Crosstrainer EFX 544 | PRECOR INC | 7500
CHRISTIANA |  | PMRI | 0 | NONE | DE |  |  |  | Exercisers; Aerobic; Elliptical Motion | 28792 | Elliptical Fitness Crosstrainer EFX 544 | PRECOR INC | 700
CHRISTIANA |  | CANCER CENTER | 0 | 9082 | DE |  |  |  | Scales; Clinical; Laboratory | 46606 | XL-500 | FISHER SCIENTIFIC | 1500
CHRISTIANA |  | HOSPITAL-CH | 0 | 3317046 | DE |  |  |  | Monitors; Physiologic; Electrocardiography/Vital Signs | 34872 | Propaq CS Vital Signs Monitor 244 | CARDINAL | 9044.7
CHRISTIANA |  | HOSPITAL-CH | 0 | GA001611 | DE |  | 2001-03-01 19:00 |  | Monitors; Physiologic; Electrocardiography/Vital Signs | 30698 | Propaq CS Vital Signs Monitor 244 | CARDINAL | 8000
CHRISTIANA |  | HOSPITAL-CH | 0 | GA003320 | DE |  |  |  | Monitors; Physiologic; Electrocardiography/Vital Signs | 31781 | Propaq CS Vital Signs Monitor 244 | CARDINAL | 8640.5
CHRISTIANA |  | HOSPITAL-CH | 0 | GA114068 | DE |  | 2001-02-17 19:00 |  | Monitors; Physiologic; Electrocardiography/Vital Signs | 49208 | Propaq CS Vital Signs Monitor 244 | CARDINAL | 4833
CHRISTIANA |  | HOSPITAL-CH | 0 | GA007706 | DE |  | 2003-09-10 20:00 |  | Monitors; Physiologic; Electrocardiography/Vital Signs | 34876 | Propaq CS Vital Signs Monitor 244 | CARDINAL | 9044.7
CHRISTIANA |  | HOSPITAL-CH | 0 | GA007707 | DE |  |  |  | Monitors; Physiologic; Electrocardiography/Vital Signs | 34920 | Propaq CS Vital Signs Monitor 244 | CARDINAL | 9044.7
CHRISTIANA |  | HOSPITAL-CH | 0 | GA007705 | DE |  | 2003-09-10 20:00 |  | Monitors; Physiologic; Electrocardiography/Vital Signs | 34921 | Propaq CS Vital Signs Monitor 244 | CARDINAL | 9044.7
CHRISTIANA |  | HOSPITAL-WH | 0 | GA001545 | DE |  |  |  | Monitors; Physiologic; Electrocardiography/Vital Signs | 31072 | Propaq CS Vital Signs Monitor 244 | CARDINAL | 8186.3
CHRISTIANA |  | HOSPITAL-CH | 0 | GA003311 | DE |  | 2001-08-01 20:00 |  | Monitors; Physiologic; Electrocardiography/Vital Signs | 31783 | Propaq CS Vital Signs Monitor 244 | CARDINAL | 8645.5 | Purchased
CHRISTIANA |  | HOSPITAL-CH | 0 | GA001609 | DE |  | 2000-09-09 20:00 |  | Monitors; Physiologic; Electrocardiography/Vital Signs | 30699 | Propaq CS Vital Signs Monitor 244 | CARDINAL | 8136.3 | Purchased
CHRISTIANA |  | HOSPITAL-CH | 0 | GA002475 | DE |  | 2001-02-17 19:00 |  | Monitors; Physiologic; Electrocardiography/Vital Signs | 31222 | Propaq CS Vital Signs Monitor 244 | CARDINAL | 8647.5
CHRISTIANA |  | HOSPITAL-CH | 0 | GA004534 | DE |  | 2002-03-06 19:00 |  | Monitors; Physiologic; Electrocardiography/Vital Signs | 32888 | Propaq CS Vital Signs Monitor 244 | CARDINAL | 9180.45
CHRISTIANA |  | HOSPITAL-CH | 0 | GA004532 | DE |  | 2002-03-06 19:00 |  | Monitors; Physiologic; Electrocardiography/Vital Signs | 32887 | Propaq CS Vital Signs Monitor 244 | CARDINAL | 9180.45 | Purchased
CHRISTIANA |  | HOSPITAL-CH | 0 | GA004536 | DE |  | 2002-03-06 19:00 |  | Monitors; Physiologic; Electrocardiography/Vital Signs | 32889 | Propaq CS Vital Signs Monitor 244 | CARDINAL | 9180.45
CHRISTIANA |  | HOSPITAL-CH | 0 | GA107846 | DE |  | 2008-09-20 20:00 |  | Monitors; Physiologic; Electrocardiography/Vital Signs | 42080 | Propaq CS Vital Signs Monitor 244 | CARDINAL | 10000 | Purchased
CHRISTIANA |  | HOSPITAL-CH | 0 | GA003321 | DE |  | 2001-08-01 20:00 |  | Monitors; Physiologic; Electrocardiography/Vital Signs | 31785 | Propaq CS Vital Signs Monitor 244 | CARDINAL | 8640.5
CHRISTIANA |  | HOSPITAL-CH | 0 | GA003319 | DE |  | 2001-08-01 20:00 |  | Monitors; Physiologic; Electrocardiography/Vital Signs | 31786 | Propaq CS Vital Signs Monitor 244 | CARDINAL | 8640.5 | Purchased
CHRISTIANA |  | HOSPITAL-CH | 0 | GA004512 | DE |  | 2002-03-06 19:00 |  | Monitors; Physiologic; Electrocardiography/Vital Signs | 32890 | Propaq CS Vital Signs Monitor 244 | CARDINAL | 9180.45
CHRISTIANA |  | HOSPITAL-CH | 0 | GA003317 | DE |  | 2019-03-29 08:09 |  | Monitors; Physiologic; Electrocardiography/Vital Signs | 31788 | Propaq CS Vital Signs Monitor 244 | CARDINAL | 8640.5 | Purchased
CHRISTIANA |  | HOSPITAL-CH | 0 | GA108723 | DE |  | 2009-03-22 20:00 |  | Monitors; Physiologic; Electrocardiography/Vital Signs | 42670 | Propaq CS Vital Signs Monitor 244 | CARDINAL | 6713.6
CHRISTIANA |  | CANCER CENTER | 0 | 5130201 | DE |  |  |  | Light Sources | 33317 | TEC 150 | AZTECH GROUP | 1999.99
CHRISTIANA |  | CANCER CENTER | 0 | 3150201 | DE |  |  |  | Light Sources | 33318 | TEC 150 | AZTECH GROUP | 1999.99
CHRISTIANA |  | HOSPITAL-CH | 0 | 3841361 | DE |  |  |  | Stimulators; Electrical; Neuromuscular | 14255 | 12 | DYNAWAVE CORP | 4000
CHRISTIANA |  | CANCER CENTER | 0 | 1200672 | DE |  |  |  | Stereotactic Systems; Image-Guided; Biopsy; Mammographic | 39956 | 7-900-115 | ETHICON ENDO-SURGERY INC A JOHNSON & JOHNSON CO | 160000
CHRISTIANA |  | CANCER CENTER | 0 | 1200171 | DE |  |  |  | Stereotactic Systems; Image-Guided; Biopsy; Mammographic | 39955 | 7-900-115 | ETHICON ENDO-SURGERY INC A JOHNSON & JOHNSON CO | 1266
CHRISTIANA |  | HOSPITAL-CH | 0 | 20292-0189 | DE |  |  |  | Incubators; Incubators; Laboratory; Aerobic | 14163 | 2720 | QUEUE SYSTEMS | 5000
CHRISTIANA |  | HOSPITAL-CH | 0 | NONE | DE |  |  |  | Incubators; Incubators; Laboratory; Aerobic | 14162 | 2720 | QUEUE SYSTEMS | 5000
CHRISTIANA |  | HOSPITAL-CH | 0 | 13380088 | DE |  |  |  | Tables; Imaging; Radiographic/Fluoroscopic | 26996 | 07 0002 B | PICKER INTERNATIONAL LTD | 60000
CHRISTIANA |  | HOSPITAL-CH | 0 | 13380077 | DE |  |  |  | Tables; Imaging; Radiographic/Fluoroscopic | 25376 | 07 0002 B | PICKER INTERNATIONAL LTD | 60000
CHRISTIANA |  | HOSPITAL-CH | 0 | 11074 | DE |  |  |  | X-Ray Film Processors; Automatic | 12731 | M6AN | KODAK CLINICAL DIAGNOSTICS | 6356
CHRISTIANA |  | HOSPITAL-WH | 0 | 11687 | DE |  |  |  | X-Ray Film Processors; Automatic | 13849 | M6AN | KODAK CLINICAL DIAGNOSTICS | 6495
CHRISTIANA |  | HOSPITAL-WH | 0 | NS | DE |  |  |  | X-Ray Film Processors; Automatic | 13776 | M6AN | KODAK CLINICAL DIAGNOSTICS | 5000
CHRISTIANA |  | HOSPITAL-WH | 0 | NONE | DE |  |  |  | X-Ray Film Processors; Automatic | 13796 | M6AN | KODAK CLINICAL DIAGNOSTICS | 5000
CHRISTIANA |  | HOSPITAL-CH | 0 | 4922A20019 | DE |  |  |  | Data Management Systems; ECG | 46072 | M3155B | PHILIPS MEDICAL SYSTEMS CARDIAC & MONITORING SYSTEMS DIV | 25000
CHRISTIANA |  | HOSPITAL-CH | 0 | 4609A01983 | DE |  |  |  | Data Management Systems; ECG | 47194 | M3155B | PHILIPS MEDICAL SYSTEMS CARDIAC & MONITORING SYSTEMS DIV | 25000
CHRISTIANA |  | HOSPITAL-CH | 0 | 2UA42520BF | DE |  | 2019-03-29 08:09 |  | Data Management Systems; ECG | 56993 | M3155B | PHILIPS MEDICAL SYSTEMS CARDIAC & MONITORING SYSTEMS DIV | 5439
CHRISTIANA |  | HOSPITAL-CH | 0 | 4536A03424 | DE |  | 2020-11-04 10:06 |  | Data Management Systems; ECG | 37976 | M3155B | PHILIPS MEDICAL SYSTEMS CARDIAC & MONITORING SYSTEMS DIV | 14999
CHRISTIANA |  | HOSPITAL-CH | 0 | 5203A03317 | DE |  | 2012-03-25 20:00 |  | Data Management Systems; ECG | 36756 | M3155B | PHILIPS MEDICAL SYSTEMS CARDIAC & MONITORING SYSTEMS DIV | 25000
CHRISTIANA |  | HOSPITAL-CH | 0 | 2UA42520BM | DE |  | 2019-03-29 08:09 |  | Data Management Systems; Patient | 56994 | M3155B | PHILIPS MEDICAL SYSTEMS CARDIAC & MONITORING SYSTEMS DIV | 5439
CHRISTIANA |  | HOSPITAL-CH | 0 | 2B | DE |  |  |  | Data Management Systems; ECG | 47843 | M3155B | PHILIPS MEDICAL SYSTEMS CARDIAC & MONITORING SYSTEMS DIV | 25000
CHRISTIANA |  | HOSPITAL-CH | 0 | 5104A26002 | DE |  |  |  | Data Management Systems; ECG | 47844 | M3155B | PHILIPS MEDICAL SYSTEMS CARDIAC & MONITORING SYSTEMS DIV | 25000
CHRISTIANA |  | HOSPITAL-CH | 0 | 4609A01985 | DE |  | 2011-02-17 19:00 |  | Data Management Systems; ECG | 47202 | M3155B | PHILIPS MEDICAL SYSTEMS CARDIAC & MONITORING SYSTEMS DIV | 25000
CHRISTIANA |  | HOSPITAL-CH | 0 | 4548A03700 | DE |  | 2018-02-14 19:00 |  | Data Management Systems; ECG | 66534 | M3155B | PHILIPS MEDICAL SYSTEMS CARDIAC & MONITORING SYSTEMS DIV | 2200
CHRISTIANA |  | HOSPITAL-CH | 0 | 4632A04858 | DE |  |  |  | Data Management Systems; ECG | 47197 | M3155B | PHILIPS MEDICAL SYSTEMS CARDIAC & MONITORING SYSTEMS DIV | 25000
CHRISTIANA |  | HOSPITAL-CH | 0 | 4632A04857 | DE |  | 2011-02-17 19:00 |  | Data Management Systems; ECG | 47196 | M3155B | PHILIPS MEDICAL SYSTEMS CARDIAC & MONITORING SYSTEMS DIV | 25000
CHRISTIANA |  | HOSPITAL-CH | 0 | 4632A04856 | DE |  |  |  | Data Management Systems; ECG | 47195 | M3155B | PHILIPS MEDICAL SYSTEMS CARDIAC & MONITORING SYSTEMS DIV | 25000
CHRISTIANA |  | HOSPITAL-CH | 0 | 4536A01173 | DE |  |  |  | Data Management Systems; ECG | 37977 | M3155B | PHILIPS MEDICAL SYSTEMS CARDIAC & MONITORING SYSTEMS DIV | 14999
CHRISTIANA |  | HOSPITAL-WH | 0 | 4536A00496 | DE |  |  |  | Data Management Systems; ECG | 37654 | M3155B | PHILIPS MEDICAL SYSTEMS CARDIAC & MONITORING SYSTEMS DIV | 14999
CHRISTIANA |  | HOSPITAL-CH | 0 | 5203A03317 | DE |  | 2012-03-25 20:00 |  | Data Management Systems; ECG | 37653 | M3155B | PHILIPS MEDICAL SYSTEMS CARDIAC & MONITORING SYSTEMS DIV | 14999
CHRISTIANA |  | HOSPITAL-CH | 0 | 5203A03314 | DE |  | 2012-03-25 20:00 |  | Data Management Systems; ECG | 37655 | M3155B | PHILIPS MEDICAL SYSTEMS CARDIAC & MONITORING SYSTEMS DIV | 14999
CHRISTIANA |  | HOSPITAL-CH | 0 | 4609A01987 | DE |  |  |  | Data Management Systems; ECG | 47200 | M3155B | PHILIPS MEDICAL SYSTEMS CARDIAC & MONITORING SYSTEMS DIV | 25000
CHRISTIANA |  | HOSPITAL-CH | 0 | 4609A01986 | DE |  | 2011-02-17 19:00 |  | Data Management Systems; ECG | 47201 | M3155B | PHILIPS MEDICAL SYSTEMS CARDIAC & MONITORING SYSTEMS DIV | 25000
CHRISTIANA |  | HOSPITAL-CH | 0 | 5305A16404 | DE |  | 2012-03-25 20:00 |  | Data Management Systems; ECG | 51787 | M3155B | PHILIPS MEDICAL SYSTEMS CARDIAC & MONITORING SYSTEMS DIV | 25000
CHRISTIANA |  | HOSPITAL-WH | 0 | 4533A00422 | DE |  |  |  | Data Management Systems; ECG | 37246 | M3155B | PHILIPS MEDICAL SYSTEMS CARDIAC & MONITORING SYSTEMS DIV | 14999
CHRISTIANA |  | HOSPITAL-CH | 0 | 5305A16405 | DE |  | 2012-03-25 20:00 |  | Data Management Systems; ECG | 51786 | M3155B | PHILIPS MEDICAL SYSTEMS CARDIAC & MONITORING SYSTEMS DIV | 25000
CHRISTIANA |  | HOSPITAL-WH | 0 | 4533A00421 | DE |  | 2005-07-04 20:00 |  | Data Management Systems; ECG | 37244 | M3155B | PHILIPS MEDICAL SYSTEMS CARDIAC & MONITORING SYSTEMS DIV | 14999
CHRISTIANA |  | HOSPITAL-WH | 0 | 4533A00413 | DE |  |  |  | Data Management Systems; ECG | 37245 | M3155B | PHILIPS MEDICAL SYSTEMS CARDIAC & MONITORING SYSTEMS DIV | 14999
CHRISTIANA |  | HOSPITAL-CH | 0 | 4625A04477 | DE |  |  |  | Data Management Systems; ECG | 47188 | M3155B | PHILIPS MEDICAL SYSTEMS CARDIAC & MONITORING SYSTEMS DIV | 25000
CHRISTIANA |  | HOSPITAL-CH | 0 | 4625A04476 | DE |  | 2011-02-17 19:00 |  | Data Management Systems; ECG | 47187 | M3155B | PHILIPS MEDICAL SYSTEMS CARDIAC & MONITORING SYSTEMS DIV | 25000
CHRISTIANA |  | HOSPITAL-CH | 0 | 4625A04475 | DE |  | 2011-02-17 19:00 |  | Data Management Systems; ECG | 47186 | M3155B | PHILIPS MEDICAL SYSTEMS CARDIAC & MONITORING SYSTEMS DIV | 25000
CHRISTIANA |  | HOSPITAL-CH | 0 | 4609A01984 | DE |  |  |  | Data Management Systems; ECG | 47193 | M3155B | PHILIPS MEDICAL SYSTEMS CARDIAC & MONITORING SYSTEMS DIV | 25000
CHRISTIANA |  | HOSPITAL-CH | 0 | 4536A00495 | DE |  |  |  | Data Management Systems; ECG | 37656 | M3155B | PHILIPS MEDICAL SYSTEMS CARDIAC & MONITORING SYSTEMS DIV | 14999
CHRISTIANA |  | HOSPITAL-CH | 0 | 4536A00475 | DE |  |  |  | Data Management Systems; ECG | 37658 | M3155B | PHILIPS MEDICAL SYSTEMS CARDIAC & MONITORING SYSTEMS DIV | 14999
CHRISTIANA |  | HOSPITAL-CH | 0 | 5104A26003 | DE |  |  |  | Data Management Systems; ECG | 47845 | M3155B | PHILIPS MEDICAL SYSTEMS CARDIAC & MONITORING SYSTEMS DIV | 25000
CHRISTIANA |  | HOSPITAL-CH | 0 | 4536A00497 | DE |  |  |  | Data Management Systems; ECG | 37657 | M3155B | PHILIPS MEDICAL SYSTEMS CARDIAC & MONITORING SYSTEMS DIV | 14999
CHRISTIANA |  | HOSPITAL-CH | 0 | 5203A03316 | DE |  | 2012-03-25 20:00 |  | Data Management Systems; ECG | 37659 | M3155B | PHILIPS MEDICAL SYSTEMS CARDIAC & MONITORING SYSTEMS DIV | 14999
CHRISTIANA |  | HOSPITAL-WH | 0 | 11960036 | DE |  |  |  | X-Ray Generators | 23950 | 00 4264 | PICKER INTERNATIONAL LTD | 69999
CHRISTIANA |  | CH-SURGI | 0 | M00482R4 | DE |  | 2018-06-26 20:00 |  | Radiofrequency Therapy Systems; Tissue Ablation; Endometrial | 67634 | Minerva Surgical - MINI80S | Minerva Surgical Inc | 2985
CHRISTIANA |  | CH-SURGI | 0 | M00473 | DE |  | 2017-01-10 19:00 |  | Radiofrequency Therapy Systems; Tissue Ablation; Endometrial | T0002 | Minerva Surgical - MINI80S | Minerva Surgical Inc | 3150
CHRISTIANA |  | CH-SURGI | 0 | M10216R1 | DE |  | 2018-11-13 19:00 |  | Radiofrequency Therapy Systems; Tissue Ablation; Endometrial | 68440 | Minerva Surgical - MINI80S | Minerva Surgical Inc | 3150
CHRISTIANA |  | CH-SURGI | 0 | M10282 | DE |  | 2018-09-20 20:00 |  | Radiofrequency Therapy Systems; Tissue Ablation; Endometrial | 60232 | Minerva Surgical - MINI80S | Minerva Surgical Inc | 3150 | Purchased
CHRISTIANA |  | HOSPITAL-CH | 0 | 14D032424 | DE |  | 2014-10-08 20:00 |  | Pumps; Irrigation | 54780 | AHTO Irrigation Pump | Stryker Corp | 15000 | Purchased
CHRISTIANA |  | HOSPITAL-CH | 0 | 14E016004 | DE |  | 2014-10-08 20:00 |  | Pumps; Irrigation | 54783 | AHTO Irrigation Pump | Stryker Corp | 15000 | Purchased
CHRISTIANA |  | HOSPITAL-CH | 0 | 14F021504 | DE |  | 2014-10-08 20:00 |  | Pumps; Irrigation | 54778 | AHTO Irrigation Pump | Stryker Corp | 15000 | Purchased
CHRISTIANA |  | HOSPITAL-WH | 0 | D0107 0535 | DE |  | 2015-03-05 19:00 |  | Anesthesia Unit Vaporizers | 55798 | Sigma Delta Vaporizer | PENLON | 2500 | Purchased
CHRISTIANA |  | HOSPITAL-CH | 0 | TGXP00544 | DE |  |  |  | Warming/Cooling Units; Patient; Circulating-Liquid; Intravascular | 47166 | Thermogard XP Temperature Management Sys | ZOLL MEDICAL CORP | 34000
CHRISTIANA |  | HOSPITAL-CH | 0 | TGXP00545 | DE |  |  |  | Warming/Cooling Units; Patient; Circulating-Liquid; Intravascular | 47167 | Thermogard XP Temperature Management Sys | ZOLL MEDICAL CORP | 34000
CHRISTIANA |  | CH-SURGI | 0 | 1656 | DE |  | 2008-01-20 19:00 |  | Aspirators; Surgical; Liposuction | 27305 | Aspirator III | WELLS JOHNSON CO | 1600
CHRISTIANA |  | WH SURGI | 0 | 1602 | DE |  | 2008-01-20 19:00 |  | Aspirators; Surgical; Liposuction | 26685 | Aspirator III | WELLS JOHNSON CO | 2500 | Purchased
CHRISTIANA |  | HOSPITAL-CH | 0 | 449-217993 | DE |  |  |  | PHYSIOLOGIC RECORDING SYSTEMS | 39523 | 90449 | Spacelabs Healthcare Inc An OSI Systems Co | 2380
CHRISTIANA |  | HOSPITAL-CH | 0 | 449-105140 | DE |  |  |  | PHYSIOLOGIC RECORDING SYSTEMS | 21001 | 90449 | Spacelabs Healthcare Inc An OSI Systems Co | 1500
CHRISTIANA |  | HOSPITAL-CH | 0 | 449-217995 | DE |  |  |  | PHYSIOLOGIC RECORDING SYSTEMS | 39522 | 90449 | Spacelabs Healthcare Inc An OSI Systems Co | 2380
CHRISTIANA |  | HOSPITAL-CH | 0 | 449-105240 | DE |  |  |  | PHYSIOLOGIC RECORDING SYSTEMS | 21000 | 90449 | Spacelabs Healthcare Inc An OSI Systems Co | 1500
CHRISTIANA |  | HOSPITAL-CH | 0 | 449-217991 | DE |  |  |  | PHYSIOLOGIC RECORDING SYSTEMS | 39525 | 90449 | Spacelabs Healthcare Inc An OSI Systems Co | 2380
CHRISTIANA |  | HOSPITAL-CH | 0 | 449-217994 | DE |  |  |  | PHYSIOLOGIC RECORDING SYSTEMS | 39524 | 90449 | Spacelabs Healthcare Inc An OSI Systems Co | 2380
CHRISTIANA |  | HOSPITAL-CH | 0 | 449-217992 | DE |  |  |  | PHYSIOLOGIC RECORDING SYSTEMS | 39526 | 90449 | Spacelabs Healthcare Inc An OSI Systems Co | 2380
CHRISTIANA |  | MAP II | 0 | 449-210548 | DE |  |  |  | PHYSIOLOGIC RECORDING SYSTEMS | 27413 | 90449 | Spacelabs Healthcare Inc An OSI Systems Co | 2000
CHRISTIANA |  | HOSPITAL-CH | 0 | 501731 | DE |  |  |  | RECORDERS; GRAPHIC | 46408 | MA10325A-002 | MEDTRONIC GASTROINTESTINAL | 9990
CHRISTIANA |  | HOSPITAL-CH | 0 | H099019C | DE |  |  |  | RECORDERS; GRAPHIC | 46410 | MA10325A-002 | MEDTRONIC GASTROINTESTINAL | 9990
CHRISTIANA |  | HOSPITAL-CH | 0 | H099020C | DE |  |  |  | RECORDERS; GRAPHIC | 46409 | MA10325A-002 | MEDTRONIC GASTROINTESTINAL | 9990
CHRISTIANA |  | HOSPITAL-CH | 0 | 600569 | DE |  |  |  | RECORDERS; GRAPHIC | 46406 | MA10325A-002 | MEDTRONIC GASTROINTESTINAL | 9990
CHRISTIANA |  | HOSPITAL-CH | 0 | 501655 | DE |  |  |  | RECORDERS; GRAPHIC | 46407 | MA10325A-002 | MEDTRONIC GASTROINTESTINAL | 9990
CHRISTIANA |  | HOSPITAL-CH | 0 | 20361 | DE |  |  |  | Lasers; Ho:YAG; Surgical | 28661 | TMR 2000 | ECLIPSE SURGICAL TECHNOLOGIES INC | 100000
CHRISTIANA |  | CANCER CENTER | 0 | 2980709B2758 | DE |  | 2012-07-05 20:00 |  | Workstations; Digital Radiography; Mammographic | 49625 | SecurView DX SVDX-00400 | Hologic Inc | 8500
CHRISTIANA |  | CANCER CENTER | 0 | 29807071087 | DE |  | 2012-07-10 20:00 |  | Workstations; Digital Radiography; Mammographic | 49626 | SecurView DX SVDX-00400 | Hologic Inc | 8500
CHRISTIANA |  | CANCER CENTER | 0 | 29702060103 | DE |  | 2012-07-10 20:00 |  | Workstations; Digital Radiography; Mammographic | 49630 | SecurView DX SVDX-00400 | Hologic Inc | 8500
CHRISTIANA |  | HOSPITAL-WH | 1795.5 | 134 | DE |  | 2008-11-05 19:00 |  | Workstations; Digital Radiography | 42149 | Perkins EZ PIC HD Workstation | PERKINS ELECTRONICS | 27595 | Purchased
CHRISTIANA |  | HOSPITAL-WH | 0 | SH671-100401D22F00154 | DE |  | 2014-04-02 20:00 |  | Workstations; Digital Radiography | 53955 | Perkins EZ PIC HD Workstation | PERKINS ELECTRONICS | 27595 | Purchased
CHRISTIANA |  | Riverside Medical Arts Complex | 0 | 49198EA5 | DE |  |  |  | Radiographic Units; Mobile | 36714 | 46-270954G1 | GE MEDICAL SYSTEMS | 12000
CHRISTIANA |  | HOSPITAL-CH | 0 | NS | DE |  |  |  | Baths; Water; Laboratory | 12877 | B7001-3 | SCIENTIFIC PRODUCTS DIV AMERICAN HOSPITAL SUPPLY CORP | 2000
CHRISTIANA |  | HOSPITAL-CH | 0 | 12293 | DE |  |  |  | Baths; Water; Laboratory | 19534 | B6990 | SCIENTIFIC PRODUCTS DIV AMERICAN HOSPITAL SUPPLY CORP | 2000
CHRISTIANA |  | HOSPITAL-CH | 0 | 475 | DE |  | 1988-08-27 20:00 |  | Baths; Water; Laboratory | 12856 | 13000 | Chicago Surgical | 2000 | Purchased
CHRISTIANA |  | HOSPITAL-CH | 0 | 1068 | DE |  |  |  | Baths; Water; Laboratory | 14352 | 13000 | Chicago Surgical | 2000
CHRISTIANA |  | HOSPITAL-CH | 0 | 105 | DE |  |  |  | Lasers; Diode; Surgical | 39331 | Optiwave 980 Cardiac Laser Ablation Syst 60980 | Edwards Lifesciences Corp | 34999.99
CHRISTIANA |  | HOSPITAL-CH | 0 | FSC1984115 | DE |  | 2018-11-06 19:00 |  | Probes; Ultrasonic | FSC1984115 | 11C3 - PVT-781VTE | Canon Medical Systems | 15000 | Purchased
CHRISTIANA |  | WH SURGI | 0 | 921756 | DE |  | 2007-12-03 19:00 |  | Lights; Examination | 39716 | 13410 | BURTON CO | 1500 | Purchased
CHRISTIANA |  | HOSPITAL-CH | 0 | 6785 | DE |  |  |  | Lights; Examination | 28149 | 13410 | BURTON CO | 1500
CHRISTIANA |  | HOSPITAL-WH | 0 | 1914 | DE |  |  |  | Stimulators; Caloric; Physical Therapy; Fluidized Medium | 34332 | FLU115B | CHATTANOOGA GROUP DIV ENCORE MEDICAL CORP | 4500
CHRISTIANA |  | HOSPITAL-WH | 0 | T2082 | DE |  | 2012-07-15 20:00 |  | Stimulators; Caloric; Physical Therapy; Fluidized Medium | 49620 | FLU115B | CHATTANOOGA GROUP DIV ENCORE MEDICAL CORP | 5870.3
CHRISTIANA |  | HOSPITAL-CH | 0 | 8270 01195 | DE |  |  |  | Sphygmomanometers; Electronic; Automatic | 12716 | 1846SXP | GE MEDICAL SYSTEMS | 4422
CHRISTIANA |  | HOSPITAL-CH | 0 | 8270 01192 | DE |  |  |  | Sphygmomanometers; Electronic; Automatic | 12708 | 1846SXP | GE MEDICAL SYSTEMS | 2605
CHRISTIANA |  | CONCORD M.O.B. | 0 | 251002 | PA |  |  |  | View Boxes; X-Ray | 23819 | FVS-2 | PICKER INTERNATIONAL LTD | 1000
CHRISTIANA |  | HOSPITAL-CH | 0 | 16384-2 | DE |  |  |  |  | 36831 | AESOP | INTUITIVE SURGICAL INC | 95000
CHRISTIANA |  | HOSPITAL-CH | 0 | 2425947 | DE |  |  |  | Compressed Gas Proportioners; Oxygen-Air | 14956 | 3300 | BIRD PRODUCTS 3M MEDICAL PRODUCTS DIV | 1000
CHRISTIANA |  | HOSPITAL-CH | 0 | 37102 | DE |  | 1995-08-15 20:00 |  | Oximeters; Intravascular | 23252 | 3300 | ABBOTT CRITICAL CARE SYSTEMS DIV ABBOTT LABORATORIES | 850
CHRISTIANA |  | HOSPITAL-CH | 0 | DE83726897 | DE |  | 2009-04-02 20:00 |  | Physiologic Monitor Module Housings | 42339 | M3012A | PHILIPS MEDICAL SYSTEMS CARDIAC & MONITORING SYSTEMS DIV | 6530 | Purchased
CHRISTIANA |  | HOSPITAL-CH | 0 | A6943619 | DE |  |  |  | Monitors; Bedside; Electrocardiography | 21059 | 6L | ADVANCE MEDICAL DESIGNS INC | 3546
CHRISTIANA |  | HOSPITAL-CH | 0 | 23H5065 | DE |  |  |  | Detectors; Air Bubble/Foam | 18679 | 232301 | SHILEY INC | 1500
CHRISTIANA |  | HOSPITAL-CH | 0 | 23H5064 | DE |  |  |  | Detectors; Air Bubble/Foam | 18680 | 232301 | SHILEY INC | 1500
CHRISTIANA |  | HOSPITAL-CH | 0 | 22186 | DE |  |  |  | Scanning Systems; Ultrasonic; Portable | 31877 | SITE RITE II | DYMAX CORP DIV BARD ACCESS SYSTEMS | 11000
CHRISTIANA |  | HOSPITAL-WH | 0 | 33457 | DE |  |  |  | Scanning Systems; Ultrasonic; Portable | 31823 | SITE RITE II | DYMAX CORP DIV BARD ACCESS SYSTEMS | 11000
CHRISTIANA |  | HOSPITAL-WH | 0 | 22350 | DE |  |  |  | Scanning Systems; Ultrasonic; Portable | 28748 | SITE RITE II | DYMAX CORP DIV BARD ACCESS SYSTEMS | 10950
CHRISTIANA |  | HOSPITAL-WH | 0 | 26890 | DE |  |  |  | Scanning Systems; Ultrasonic; Portable | 30812 | SITE RITE II | DYMAX CORP DIV BARD ACCESS SYSTEMS | 14999.99
CHRISTIANA |  | HOSPITAL-CH | 0 | 32581 | DE |  |  |  | Scanning Systems; Ultrasonic; Portable | 31794 | SITE RITE II | DYMAX CORP DIV BARD ACCESS SYSTEMS | 10995
CHRISTIANA |  | HOSPITAL-CH | 0 | 32600 | DE |  |  |  | Scanning Systems; Ultrasonic; Portable | 31793 | SITE RITE II | DYMAX CORP DIV BARD ACCESS SYSTEMS | 10995
CHRISTIANA |  | HOSPITAL-WH | 0 | SEQ10842 | DE |  |  |  | Autotransfusion Units | 29601 | SEQ1000 | MEDTRONIC BIO-MEDICUS INC DIV MEDTRONIC INC | 17400
CHRISTIANA |  | HOSPITAL-CH | 0 | 14223485 | DE |  | 2014-12-03 19:00 |  | Infusion Pumps; General-Purpose (PCU) | 56638 | 8015 ALARIS PC | ALARIS MEDICAL SYSTEMS INC SUB CARDINAL HEALTH INC | 2146 | Purchased
CHRISTIANA |  | HOSPITAL-CH | 0 | 14217077 | DE |  | 2014-12-03 19:00 |  | Infusion Pumps; General-Purpose (PCU) | 56177 | 8015 ALARIS PC | ALARIS MEDICAL SYSTEMS INC SUB CARDINAL HEALTH INC | 2146 | Purchased
CHRISTIANA |  | HOSPITAL-CH | 0 | 15139947 | DE |  | 2018-06-11 20:00 |  | Infusion Pumps; General-Purpose (PCU) | 67538 | 8015 ALARIS PC | ALARIS MEDICAL SYSTEMS INC SUB CARDINAL HEALTH INC | 2416 | Purchased
CHRISTIANA |  | HOSPITAL-CH | 0 | 14226347 | DE |  | 2014-12-03 19:00 |  | Infusion Pumps; General-Purpose (PCU) | 59215 | 8015 ALARIS PC | ALARIS MEDICAL SYSTEMS INC SUB CARDINAL HEALTH INC | 2146 | Purchased
CHRISTIANA |  | HOSPITAL-CH | 0 | 14224779 | DE |  | 2014-12-03 19:00 |  | Infusion Pumps; General-Purpose (PCU) | 56128 | 8015 ALARIS PC | ALARIS MEDICAL SYSTEMS INC SUB CARDINAL HEALTH INC | 2146 | Purchased
CHRISTIANA |  | HOSPITAL-CH | 0 | 14224472 | DE |  | 2014-12-03 19:00 |  | Infusion Pumps; General-Purpose (PCU) | 55638 | 8015 ALARIS PC | ALARIS MEDICAL SYSTEMS INC SUB CARDINAL HEALTH INC | 2146 | Purchased
CHRISTIANA |  | HOSPITAL-CH | 0 | 14224508 | DE |  | 2014-12-03 19:00 |  | Infusion Pumps; General-Purpose (PCU) | 55640 | 8015 ALARIS PC | ALARIS MEDICAL SYSTEMS INC SUB CARDINAL HEALTH INC | 2146 | Purchased
CHRISTIANA |  | HOSPITAL-CH | 0 | 14224823 | DE |  | 2014-12-03 19:00 |  | Infusion Pumps; General-Purpose (PCU) | 55988 | 8015 ALARIS PC | ALARIS MEDICAL SYSTEMS INC SUB CARDINAL HEALTH INC | 2146 | Purchased
CHRISTIANA |  | Trailer Life Net | 0 | 14224792 | DE |  | 2014-12-03 19:00 |  | Infusion Pumps; General-Purpose (PCU) | 55990 | 8015 ALARIS PC | ALARIS MEDICAL SYSTEMS INC SUB CARDINAL HEALTH INC | 2146 | Purchased
CHRISTIANA |  | CANCER CENTER | 0 | 14166302 | DE |  | 2014-12-03 19:00 |  | Infusion Pumps; General-Purpose (PCU) | 56546 | 8015 ALARIS PC | ALARIS MEDICAL SYSTEMS INC SUB CARDINAL HEALTH INC | 2146 | Purchased
CHRISTIANA |  | HOSPITAL-CH | 0 | 14948424 | DE |  | 2017-08-01 20:00 |  | Infusion Pumps; General-Purpose (PCU) | 64969 | 8015 ALARIS PC | ALARIS MEDICAL SYSTEMS INC SUB CARDINAL HEALTH INC | 720.3 | Purchased
CHRISTIANA |  | CANCER CENTER | 0 | 14159399 | DE |  | 2014-12-03 19:00 |  | Infusion Pumps; General-Purpose (PCU) | 56607 | 8015 ALARIS PC | ALARIS MEDICAL SYSTEMS INC SUB CARDINAL HEALTH INC | 2146 | Purchased
CHRISTIANA |  | HOSPITAL-CH | 0 | 14206546 | DE |  | 2014-12-03 19:00 |  | Infusion Pumps; General-Purpose (PCU) | 58277 | 8015 ALARIS PC | ALARIS MEDICAL SYSTEMS INC SUB CARDINAL HEALTH INC | 2146 | Purchased
CHRISTIANA |  | HOSPITAL-CH | 0 | 14208404 | DE |  | 2014-12-03 19:00 |  | Infusion Pumps; General-Purpose (PCU) | 58280 | 8015 ALARIS PC | ALARIS MEDICAL SYSTEMS INC SUB CARDINAL HEALTH INC | 2146 | Purchased
CHRISTIANA |  | HOSPITAL-CH | 0 | 14225083 | DE |  | 2014-12-03 19:00 |  | Infusion Pumps; General-Purpose (PCU) | 55299 | 8015 ALARIS PC | ALARIS MEDICAL SYSTEMS INC SUB CARDINAL HEALTH INC | 2146 | Purchased
CHRISTIANA |  | HOSPITAL-CH | 0 | 14224786 | DE |  | 2014-12-03 19:00 |  | Infusion Pumps; General-Purpose (PCU) | 55301 | 8015 ALARIS PC | ALARIS MEDICAL SYSTEMS INC SUB CARDINAL HEALTH INC | 2146 | Purchased
CHRISTIANA |  | HOSPITAL-CH | 0 | 14208986 | DE |  | 2014-12-03 19:00 |  | Infusion Pumps; General-Purpose (PCU) | 58107 | 8015 ALARIS PC | ALARIS MEDICAL SYSTEMS INC SUB CARDINAL HEALTH INC | 2146 | Purchased
CHRISTIANA |  | HOSPITAL-WH | 0 | 14201499 | DE |  | 2014-12-03 19:00 |  | Infusion Pumps; General-Purpose (PCU) | 58158 | 8015 ALARIS PC | ALARIS MEDICAL SYSTEMS INC SUB CARDINAL HEALTH INC | 2146 | Purchased
CHRISTIANA |  | HOSPITAL-CH | 0 | 14201978 | DE |  | 2014-12-03 19:00 |  | Infusion Pumps; General-Purpose (PCU) | 59160 | 8015 ALARIS PC | ALARIS MEDICAL SYSTEMS INC SUB CARDINAL HEALTH INC | 2146 | Purchased
CHRISTIANA |  | HOSPITAL-WH | 0 | 14208242 | DE |  | 2014-12-03 19:00 |  | Infusion Pumps; General-Purpose (PCU) | 58161 | 8015 ALARIS PC | ALARIS MEDICAL SYSTEMS INC SUB CARDINAL HEALTH INC | 2146 | Purchased
CHRISTIANA |  | HOSPITAL-CH | 0 | 14202504 | DE |  | 2014-12-03 19:00 |  | Infusion Pumps; General-Purpose (PCU) | 59194 | 8015 ALARIS PC | ALARIS MEDICAL SYSTEMS INC SUB CARDINAL HEALTH INC | 2146 | Purchased
CHRISTIANA |  | HOSPITAL-CH | 0 | 14159084 | DE |  | 2014-12-03 19:00 |  | Infusion Pumps; General-Purpose (PCU) | 56525 | 8015 ALARIS PC | ALARIS MEDICAL SYSTEMS INC SUB CARDINAL HEALTH INC | 2146 | Purchased
CHRISTIANA |  | HOSPITAL-CH | 0 | 14223891 | DE |  | 2014-12-03 19:00 |  | Infusion Pumps; General-Purpose (PCU) | 56074 | 8015 ALARIS PC | ALARIS MEDICAL SYSTEMS INC SUB CARDINAL HEALTH INC | 2146 | Purchased
CHRISTIANA |  | HOSPITAL-CH | 0 | 14224182 | DE |  | 2014-12-03 19:00 |  | Infusion Pumps; General-Purpose (PCU) | 56076 | 8015 ALARIS PC | ALARIS MEDICAL SYSTEMS INC SUB CARDINAL HEALTH INC | 2146 | Purchased
CHRISTIANA |  | HOSPITAL-WH | 0 | 14208542 | DE |  | 2014-12-03 19:00 |  | Infusion Pumps; General-Purpose (PCU) | 58855 | 8015 ALARIS PC | ALARIS MEDICAL SYSTEMS INC SUB CARDINAL HEALTH INC | 2146 | Purchased
CHRISTIANA |  | HOSPITAL-CH | 0 | 14209104 | DE |  | 2014-12-03 19:00 |  | Infusion Pumps; General-Purpose (PCU) | 58859 | 8015 ALARIS PC | ALARIS MEDICAL SYSTEMS INC SUB CARDINAL HEALTH INC | 2146 | Purchased
CHRISTIANA |  | HOSPITAL-CH | 0 | 14208995 | DE |  | 2014-12-03 19:00 |  | Infusion Pumps; General-Purpose (PCU) | 58861 | 8015 ALARIS PC | ALARIS MEDICAL SYSTEMS INC SUB CARDINAL HEALTH INC | 2146 | Purchased
CHRISTIANA |  | HOSPITAL-CH | 0 | 14165667 | DE |  | 2014-12-03 19:00 |  | Infusion Pumps; General-Purpose (PCU) | 56209 | 8015 ALARIS PC | ALARIS MEDICAL SYSTEMS INC SUB CARDINAL HEALTH INC | 2146 | Purchased
CHRISTIANA |  | HOSPITAL-CH | 0 | 14166669 | DE |  | 2014-12-03 19:00 |  | Infusion Pumps; General-Purpose (PCU) | 56211 | 8015 ALARIS PC | ALARIS MEDICAL SYSTEMS INC SUB CARDINAL HEALTH INC | 2146 | Purchased
CHRISTIANA |  | HOSPITAL-WH | 0 | 14208328 | DE |  | 2014-12-03 19:00 |  | Infusion Pumps; General-Purpose (PCU) | 59422 | 8015 ALARIS PC | ALARIS MEDICAL SYSTEMS INC SUB CARDINAL HEALTH INC | 2146 | Purchased
CHRISTIANA |  | HOSPITAL-CH | 0 | 14202142 | DE |  | 2014-12-03 19:00 |  | Infusion Pumps; General-Purpose (PCU) | 59167 | 8015 ALARIS PC | ALARIS MEDICAL SYSTEMS INC SUB CARDINAL HEALTH INC | 2146 | Purchased
CHRISTIANA |  | HOSPITAL-CH | 0 | 14209351 | DE |  | 2014-12-03 19:00 |  | Infusion Pumps; General-Purpose (PCU) | 58434 | 8015 ALARIS PC | ALARIS MEDICAL SYSTEMS INC SUB CARDINAL HEALTH INC | 2146 | Purchased
CHRISTIANA |  | HOSPITAL-CH | 0 | 14216450 | DE |  | 2014-12-03 19:00 |  | Infusion Pumps; General-Purpose (PCU) | 56516 | 8015 ALARIS PC | ALARIS MEDICAL SYSTEMS INC SUB CARDINAL HEALTH INC | 2146 | Purchased
CHRISTIANA |  | HOSPITAL-WH | 0 | 14200837 | DE |  | 2014-12-03 19:00 |  | Infusion Pumps; General-Purpose (PCU) | 58197 | 8015 ALARIS PC | ALARIS MEDICAL SYSTEMS INC SUB CARDINAL HEALTH INC | 2146 | Purchased
CHRISTIANA |  | HOSPITAL-CH | 0 | 14158726 | DE |  | 2014-12-03 19:00 |  | Infusion Pumps; General-Purpose (PCU) | 56637 | 8015 ALARIS PC | ALARIS MEDICAL SYSTEMS INC SUB CARDINAL HEALTH INC | 2146 | Purchased
CHRISTIANA |  | HOSPITAL-CH | 0 | 14165849 | DE |  | 2014-12-03 19:00 |  | Infusion Pumps; General-Purpose (PCU) | 56639 | 8015 ALARIS PC | ALARIS MEDICAL SYSTEMS INC SUB CARDINAL HEALTH INC | 2146 | Purchased
CHRISTIANA |  | HOSPITAL-CH | 0 | 14226315 | DE |  | 2014-12-03 19:00 |  | Infusion Pumps; General-Purpose (PCU) | 59226 | 8015 ALARIS PC | ALARIS MEDICAL SYSTEMS INC SUB CARDINAL HEALTH INC | 2146 | Purchased
CHRISTIANA |  | HOSPITAL-WH | 0 | 14226597 | DE |  | 2014-12-03 19:00 |  | Infusion Pumps; General-Purpose (PCU) | 58068 | 8015 ALARIS PC | ALARIS MEDICAL SYSTEMS INC SUB CARDINAL HEALTH INC | 2146 | Purchased
CHRISTIANA |  | HOSPITAL-CH | 0 | 14211753 | DE |  | 2014-12-03 19:00 |  | Infusion Pumps; General-Purpose (PCU) | 56127 | 8015 ALARIS PC | ALARIS MEDICAL SYSTEMS INC SUB CARDINAL HEALTH INC | 2146 | Purchased
CHRISTIANA |  | HOSPITAL-CH | 0 | 14223963 | DE |  | 2014-12-03 19:00 |  | Infusion Pumps; General-Purpose (PCU) | 56129 | 8015 ALARIS PC | ALARIS MEDICAL SYSTEMS INC SUB CARDINAL HEALTH INC | 2146 | Purchased
CHRISTIANA |  | HOSPITAL-CH | 0 | 15139939 | DE |  | 2018-06-11 20:00 |  | Infusion Pumps; General-Purpose (PCU) | 67571 | 8015 ALARIS PC | ALARIS MEDICAL SYSTEMS INC SUB CARDINAL HEALTH INC | 2416 | Purchased
CHRISTIANA |  | HOSPITAL-CH | 0 | 14224246 | DE |  | 2014-12-03 19:00 |  | Infusion Pumps; General-Purpose (PCU) | 55639 | 8015 ALARIS PC | ALARIS MEDICAL SYSTEMS INC SUB CARDINAL HEALTH INC | 2146 | Purchased
CHRISTIANA |  | HOSPITAL-CH | 0 | 14224470 | DE |  | 2014-12-03 19:00 |  | Infusion Pumps; General-Purpose (PCU) | 55641 | 8015 ALARIS PC | ALARIS MEDICAL SYSTEMS INC SUB CARDINAL HEALTH INC | 2146 | Purchased
CHRISTIANA |  | CANCER CENTER | 0 | 14224848 | DE |  | 2014-12-03 19:00 |  | Infusion Pumps; General-Purpose (PCU) | 55989 | 8015 ALARIS PC | ALARIS MEDICAL SYSTEMS INC SUB CARDINAL HEALTH INC | 2146 | Purchased
CHRISTIANA |  | HOSPITAL-CH | 0 | 14224973 | DE |  | 2014-12-03 19:00 |  | Infusion Pumps; General-Purpose (PCU) | 55991 | 8015 ALARIS PC | ALARIS MEDICAL SYSTEMS INC SUB CARDINAL HEALTH INC | 2146 | Purchased
CHRISTIANA |  | HOSPITAL-CH | 0 | 14223899 | DE |  | 2014-12-03 19:00 |  | Infusion Pumps; General-Purpose (PCU) | 56606 | 8015 ALARIS PC | ALARIS MEDICAL SYSTEMS INC SUB CARDINAL HEALTH INC | 2146 | Purchased
CHRISTIANA |  | HOSPITAL-CH | 0 | 14201254 | DE |  | 2014-12-03 19:00 |  | Infusion Pumps; General-Purpose (PCU) | 59471 | 8015 ALARIS PC | ALARIS MEDICAL SYSTEMS INC SUB CARDINAL HEALTH INC | 2146 | Purchased
CHRISTIANA |  | HOSPITAL-CH | 0 | 14209260 | DE |  | 2014-12-03 19:00 |  | Infusion Pumps; General-Purpose (PCU) | 58278 | 8015 ALARIS PC | ALARIS MEDICAL SYSTEMS INC SUB CARDINAL HEALTH INC | 2146 | Purchased
CHRISTIANA |  | HOSPITAL-CH | 0 | 14225145 | DE |  | 2014-12-03 19:00 |  | Infusion Pumps; General-Purpose (PCU) | 55300 | 8015 ALARIS PC | ALARIS MEDICAL SYSTEMS INC SUB CARDINAL HEALTH INC | 2146 | Purchased
CHRISTIANA |  | HOSPITAL-CH | 0 | 14219023 | DE |  | 2014-12-03 19:00 |  | Infusion Pumps; General-Purpose (PCU) | 59931 | 8015 ALARIS PC | ALARIS MEDICAL SYSTEMS INC SUB CARDINAL HEALTH INC | 2146 | Purchased
CHRISTIANA |  | CANCER CENTER | 0 | 14951152 | DE |  | 2017-08-01 20:00 |  | Infusion Pumps; General-Purpose (PCU) | 64978 | 8015 ALARIS PC | ALARIS MEDICAL SYSTEMS INC SUB CARDINAL HEALTH INC | 720.3 | Purchased
CHRISTIANA |  | HOSPITAL-CH | 0 | 14165830 | DE |  | 2014-12-03 19:00 |  | Infusion Pumps; General-Purpose (PCU) | 56563 | 8015 ALARIS PC | ALARIS MEDICAL SYSTEMS INC SUB CARDINAL HEALTH INC | 2146 | Purchased
CHRISTIANA |  | HOSPITAL-CH | 0 | 14208920 | DE |  | 2014-12-03 19:00 |  | Infusion Pumps; General-Purpose (PCU) | 58124 | 8015 ALARIS PC | ALARIS MEDICAL SYSTEMS INC SUB CARDINAL HEALTH INC | 2146 | Purchased
CHRISTIANA |  | HOSPITAL-WH | 0 | 14200567 | DE |  | 2014-12-03 19:00 |  | Infusion Pumps; General-Purpose (PCU) | 58203 | 8015 ALARIS PC | ALARIS MEDICAL SYSTEMS INC SUB CARDINAL HEALTH INC | 2146 | Purchased
CHRISTIANA |  | HOSPITAL-CH | 0 | 14202362 | DE |  | 2014-12-03 19:00 |  | Infusion Pumps; General-Purpose (PCU) | 59162 | 8015 ALARIS PC | ALARIS MEDICAL SYSTEMS INC SUB CARDINAL HEALTH INC | 2146 | Purchased
CHRISTIANA |  | HOSPITAL-CH | 0 | 14131399 | DE |  | 2014-07-13 20:00 |  | Infusion Pumps; General-Purpose (PCU) | 58026 | 8015 ALARIS PC | ALARIS MEDICAL SYSTEMS INC SUB CARDINAL HEALTH INC | 4000 | Purchased
CHRISTIANA |  | HOSPITAL-CH | 0 | 14209119 | DE |  | 2014-12-03 19:00 |  | Infusion Pumps; General-Purpose (PCU) | 59409 | 8015 ALARIS PC | ALARIS MEDICAL SYSTEMS INC SUB CARDINAL HEALTH INC | 2146 | Purchased
CHRISTIANA |  | HOSPITAL-CH | 0 | 14166146 | DE |  | 2014-12-03 19:00 |  | Infusion Pumps; General-Purpose (PCU) | 58233 | 8015 ALARIS PC | ALARIS MEDICAL SYSTEMS INC SUB CARDINAL HEALTH INC | 2146 | Purchased
CHRISTIANA |  | HOSPITAL-CH | 0 | 14223207 | DE |  | 2014-12-03 19:00 |  | Infusion Pumps; General-Purpose (PCU) | 56073 | 8015 ALARIS PC | ALARIS MEDICAL SYSTEMS INC SUB CARDINAL HEALTH INC | 2146 | Purchased
CHRISTIANA |  | HOSPITAL-CH | 0 | 14224076 | DE |  | 2014-12-03 19:00 |  | Infusion Pumps; General-Purpose (PCU) | 56075 | 8015 ALARIS PC | ALARIS MEDICAL SYSTEMS INC SUB CARDINAL HEALTH INC | 2146 | Purchased
CHRISTIANA |  | HOSPITAL-CH | 0 | 15140011 | DE |  | 2018-06-11 20:00 |  | Infusion Pumps; General-Purpose (PCU) | 67567 | 8015 ALARIS PC | ALARIS MEDICAL SYSTEMS INC SUB CARDINAL HEALTH INC | 2416 | Purchased
CHRISTIANA |  | HOSPITAL-CH | 0 | 15080191 | DE |  | 2018-06-11 20:00 |  | Infusion Pumps; General-Purpose (PCU) | 67600 | 8015 ALARIS PC | ALARIS MEDICAL SYSTEMS INC SUB CARDINAL HEALTH INC | 2416 | Purchased
CHRISTIANA |  | HOSPITAL-CH | 0 | 14225001 | DE |  | 2014-12-03 19:00 |  | Infusion Pumps; General-Purpose (PCU) | 58856 | 8015 ALARIS PC | ALARIS MEDICAL SYSTEMS INC SUB CARDINAL HEALTH INC | 2146 | Purchased
CHRISTIANA |  | HOSPITAL-CH | 0 | 14209031 | DE |  | 2014-12-03 19:00 |  | Infusion Pumps; General-Purpose (PCU) | 58860 | 8015 ALARIS PC | ALARIS MEDICAL SYSTEMS INC SUB CARDINAL HEALTH INC | 2146 | Purchased
CHRISTIANA |  | HOSPITAL-WH | 0 | 14208553 | DE |  | 2014-12-03 19:00 |  | Infusion Pumps; General-Purpose (PCU) | 58862 | 8015 ALARIS PC | ALARIS MEDICAL SYSTEMS INC SUB CARDINAL HEALTH INC | 2146 | Purchased
CHRISTIANA |  | HOSPITAL-CH | 0 | 15139968 | DE |  | 2018-06-11 20:00 |  | Infusion Pumps; General-Purpose (PCU) | 67539 | 8015 ALARIS PC | ALARIS MEDICAL SYSTEMS INC SUB CARDINAL HEALTH INC | 2416 | Purchased
CHRISTIANA |  | HOSPITAL-CH | 0 | 14166765 | DE |  | 2014-12-03 19:00 |  | Infusion Pumps; General-Purpose (PCU) | 56210 | 8015 ALARIS PC | ALARIS MEDICAL SYSTEMS INC SUB CARDINAL HEALTH INC | 2146 | Purchased
CHRISTIANA |  | HOSPITAL-CH | 0 | 14223476 | DE |  | 2014-12-03 19:00 |  | Infusion Pumps; General-Purpose (PCU) | 59242 | 8015 ALARIS PC | ALARIS MEDICAL SYSTEMS INC SUB CARDINAL HEALTH INC | 2146 | Purchased
CHRISTIANA |  | HOSPITAL-CH | 0 | 14201250 | DE |  | 2014-12-03 19:00 |  | Infusion Pumps; General-Purpose (PCU) | 59292 | 8015 ALARIS PC | ALARIS MEDICAL SYSTEMS INC SUB CARDINAL HEALTH INC | 2146 | Purchased
CHRISTIANA |  | HOSPITAL-WH | 0 | 14222624 | DE |  | 2014-12-03 19:00 |  | Infusion Pumps; General-Purpose (PCU) | 56165 | 8015 ALARIS PC | ALARIS MEDICAL SYSTEMS INC SUB CARDINAL HEALTH INC | 2146 | Purchased
CHRISTIANA |  | HOSPITAL-CH | 0 | 14130687 | DE |  | 2014-07-13 20:00 |  | Infusion Pumps; General-Purpose (PCU) | 58030 | 8015 ALARIS PC | ALARIS MEDICAL SYSTEMS INC SUB CARDINAL HEALTH INC | 4000 | Purchased
CHRISTIANA |  | HOSPITAL-CH | 0 | 14218144 | DE |  | 2014-12-03 19:00 |  | Infusion Pumps; General-Purpose (PCU) | 56498 | 8015 ALARIS PC | ALARIS MEDICAL SYSTEMS INC SUB CARDINAL HEALTH INC | 2146 | Purchased
CHRISTIANA |  | HOSPITAL-CH | 0 | 14224040 | DE |  | 2014-12-03 19:00 |  | Infusion Pumps; General-Purpose (PCU) | 55479 | 8015 ALARIS PC | ALARIS MEDICAL SYSTEMS INC SUB CARDINAL HEALTH INC | 2146 | Purchased
CHRISTIANA |  | HOSPITAL-CH | 0 | 14224035 | DE |  | 2014-12-03 19:00 |  | Infusion Pumps; General-Purpose (PCU) | 55481 | 8015 ALARIS PC | ALARIS MEDICAL SYSTEMS INC SUB CARDINAL HEALTH INC | 2146 | Purchased
CHRISTIANA |  | HOSPITAL-CH | 0 | 14201493 | DE |  | 2014-12-03 19:00 |  | Infusion Pumps; General-Purpose (PCU) | 58956 | 8015 ALARIS PC | ALARIS MEDICAL SYSTEMS INC SUB CARDINAL HEALTH INC | 2146 | Purchased
CHRISTIANA |  | HOSPITAL-CH | 0 | 14202837 | DE |  | 2014-12-03 19:00 |  | Infusion Pumps; General-Purpose (PCU) | 59187 | 8015 ALARIS PC | ALARIS MEDICAL SYSTEMS INC SUB CARDINAL HEALTH INC | 2146 | Purchased
CHRISTIANA |  | HOSPITAL-CH | 0 | 14166075 | DE |  | 2014-12-03 19:00 |  | Infusion Pumps; General-Purpose (PCU) | 56180 | 8015 ALARIS PC | ALARIS MEDICAL SYSTEMS INC SUB CARDINAL HEALTH INC | 2146 | Purchased
CHRISTIANA |  | HOSPITAL-WH | 0 | 14209148 | DE |  | 2014-12-03 19:00 |  | Infusion Pumps; General-Purpose (PCU) | 58869 | 8015 ALARIS PC | ALARIS MEDICAL SYSTEMS INC SUB CARDINAL HEALTH INC | 2146 | Purchased
CHRISTIANA |  | HOSPITAL-CH | 0 | 14226181 | DE |  | 2014-12-03 19:00 |  | Infusion Pumps; General-Purpose (PCU) | 59221 | 8015 ALARIS PC | ALARIS MEDICAL SYSTEMS INC SUB CARDINAL HEALTH INC | 2146 | Purchased
CHRISTIANA |  | HOSPITAL-CH | 0 | 14203722 | DE |  | 2014-12-03 19:00 |  | Infusion Pumps; General-Purpose (PCU) | 58950 | 8015 ALARIS PC | ALARIS MEDICAL SYSTEMS INC SUB CARDINAL HEALTH INC | 2146 | Purchased
CHRISTIANA |  | HOSPITAL-CH | 0 | 14201887 | DE |  | 2014-12-03 19:00 |  | Infusion Pumps; General-Purpose (PCU) | 58951 | 8015 ALARIS PC | ALARIS MEDICAL SYSTEMS INC SUB CARDINAL HEALTH INC | 2146 | Purchased
CHRISTIANA |  | HOSPITAL-CH | 0 | 14218157 | DE |  | 2014-12-03 19:00 |  | Infusion Pumps; General-Purpose (PCU) | 56505 | 8015 ALARIS PC | ALARIS MEDICAL SYSTEMS INC SUB CARDINAL HEALTH INC | 2146 | Purchased
CHRISTIANA |  | HOSPITAL-CH | 0 | 14224452 | DE |  | 2014-12-03 19:00 |  | Infusion Pumps; General-Purpose (PCU) | 55642 | 8015 ALARIS PC | ALARIS MEDICAL SYSTEMS INC SUB CARDINAL HEALTH INC | 2146 | Purchased
CHRISTIANA |  | HOSPITAL-CH | 0 | 14201805 | DE |  | 2014-12-03 19:00 |  | Infusion Pumps; General-Purpose (PCU) | 59183 | 8015 ALARIS PC | ALARIS MEDICAL SYSTEMS INC SUB CARDINAL HEALTH INC | 2146 | Purchased
CHRISTIANA |  | HOSPITAL-CH | 0 | 14224776 | DE |  | 2014-12-03 19:00 |  | Infusion Pumps; General-Purpose (PCU) | 55992 | 8015 ALARIS PC | ALARIS MEDICAL SYSTEMS INC SUB CARDINAL HEALTH INC | 2146 | Purchased
CHRISTIANA |  | CANCER CENTER WEST | 0 | 14158902 | DE |  | 2014-12-03 19:00 |  | Infusion Pumps; General-Purpose (PCU) | 56548 | 8015 ALARIS PC | ALARIS MEDICAL SYSTEMS INC SUB CARDINAL HEALTH INC | 2146 | Purchased
CHRISTIANA |  | HOSPITAL-CH | 0 | 14166883 | DE |  | 2014-12-03 19:00 |  | Infusion Pumps; General-Purpose (PCU) | 56550 | 8015 ALARIS PC | ALARIS MEDICAL SYSTEMS INC SUB CARDINAL HEALTH INC | 2146 | Purchased
CHRISTIANA |  | HOSPITAL-CH | 0 | 14201043 | DE |  | 2014-12-03 19:00 |  | Infusion Pumps; General-Purpose (PCU) | 59470 | 8015 ALARIS PC | ALARIS MEDICAL SYSTEMS INC SUB CARDINAL HEALTH INC | 2146 | Purchased
CHRISTIANA |  | HOSPITAL-CH | 0 | 14201205 | DE |  | 2014-12-03 19:00 |  | Infusion Pumps; General-Purpose (PCU) | 59468 | 8015 ALARIS PC | ALARIS MEDICAL SYSTEMS INC SUB CARDINAL HEALTH INC | 2146 | Purchased
CHRISTIANA |  | HOSPITAL-CH | 0 | 14201256 | DE |  | 2014-12-03 19:00 |  | Infusion Pumps; General-Purpose (PCU) | 59465 | 8015 ALARIS PC | ALARIS MEDICAL SYSTEMS INC SUB CARDINAL HEALTH INC | 2146 | Purchased
CHRISTIANA |  | HOSPITAL-CH | 0 | 14208763 | DE |  | 2014-12-03 19:00 |  | Infusion Pumps; General-Purpose (PCU) | 58282 | 8015 ALARIS PC | ALARIS MEDICAL SYSTEMS INC SUB CARDINAL HEALTH INC | 2146 | Purchased
CHRISTIANA |  | HOSPITAL-CH | 0 | 14947585 | DE |  | 2017-08-01 20:00 |  | Infusion Pumps; General-Purpose (PCU) | 64973 | 8015 ALARIS PC | ALARIS MEDICAL SYSTEMS INC SUB CARDINAL HEALTH INC | 720.3 | Purchased
CHRISTIANA |  | HOSPITAL-CH | 0 | 14165271 | DE |  | 2014-12-03 19:00 |  | Infusion Pumps; General-Purpose (PCU) | 56564 | 8015 ALARIS PC | ALARIS MEDICAL SYSTEMS INC SUB CARDINAL HEALTH INC | 2146 | Purchased
CHRISTIANA |  | HOSPITAL-CH | 0 | 14166238 | DE |  | 2014-12-03 19:00 |  | Infusion Pumps; General-Purpose (PCU) | 56566 | 8015 ALARIS PC | ALARIS MEDICAL SYSTEMS INC SUB CARDINAL HEALTH INC | 2146 | Purchased
CHRISTIANA |  | HOSPITAL-CH | 0 | 14202456 | DE |  | 2014-12-03 19:00 |  | Infusion Pumps; General-Purpose (PCU) | 59146 | 8015 ALARIS PC | ALARIS MEDICAL SYSTEMS INC SUB CARDINAL HEALTH INC | 2146 | Purchased
CHRISTIANA |  | HOSPITAL-CH | 0 | 14200850 | DE |  | 2014-12-03 19:00 |  | Infusion Pumps; General-Purpose (PCU) | 58193 | 8015 ALARIS PC | ALARIS MEDICAL SYSTEMS INC SUB CARDINAL HEALTH INC | 2146 | Purchased
CHRISTIANA |  | HOSPITAL-CH | 0 | 14201622 | DE |  | 2014-12-03 19:00 |  | Infusion Pumps; General-Purpose (PCU) | 58123 | 8015 ALARIS PC | ALARIS MEDICAL SYSTEMS INC SUB CARDINAL HEALTH INC | 2146 | Purchased
CHRISTIANA |  | HOSPITAL-WH | 0 | 14159869 | DE |  | 2014-12-03 19:00 |  | Infusion Pumps; General-Purpose (PCU) | 58235 | 8015 ALARIS PC | ALARIS MEDICAL SYSTEMS INC SUB CARDINAL HEALTH INC | 2146 | Purchased
CHRISTIANA |  | HOSPITAL-CH | 0 | 14209247 | DE |  | 2014-12-03 19:00 |  | Infusion Pumps; General-Purpose (PCU) | 58843 | 8015 ALARIS PC | ALARIS MEDICAL SYSTEMS INC SUB CARDINAL HEALTH INC | 2146 | Purchased
CHRISTIANA |  | HOSPITAL-CH | 0 | 15079426 | DE |  | 2018-06-11 20:00 |  | Infusion Pumps; General-Purpose (PCU) | 67599 | 8015 ALARIS PC | ALARIS MEDICAL SYSTEMS INC SUB CARDINAL HEALTH INC | 2416 | Purchased
CHRISTIANA |  | HOSPITAL-CH | 0 | 14158674 | DE |  | 2014-12-03 19:00 |  | Infusion Pumps; General-Purpose (PCU) | 56538 | 8015 ALARIS PC | ALARIS MEDICAL SYSTEMS INC SUB CARDINAL HEALTH INC | 2146 | Purchased
CHRISTIANA |  | HOSPITAL-WH | 0 | 14165304 | DE |  | 2014-12-03 19:00 |  | Infusion Pumps; General-Purpose (PCU) | 56540 | 8015 ALARIS PC | ALARIS MEDICAL SYSTEMS INC SUB CARDINAL HEALTH INC | 2146 | Purchased
CHRISTIANA |  | HOSPITAL-CH | 0 | 14159993 | DE |  | 2014-12-03 19:00 |  | Infusion Pumps; General-Purpose (PCU) | 58863 | 8015 ALARIS PC | ALARIS MEDICAL SYSTEMS INC SUB CARDINAL HEALTH INC | 2146 | Purchased
CHRISTIANA |  | HOSPITAL-CH | 0 | 14209030 | DE |  | 2014-12-03 19:00 |  | Infusion Pumps; General-Purpose (PCU) | 58865 | 8015 ALARIS PC | ALARIS MEDICAL SYSTEMS INC SUB CARDINAL HEALTH INC | 2146 | Purchased
CHRISTIANA |  | MIDDLETOWN ED | 0 | 14208883 | DE |  | 2014-12-03 19:00 |  | Infusion Pumps; General-Purpose (PCU) | 58867 | 8015 ALARIS PC | ALARIS MEDICAL SYSTEMS INC SUB CARDINAL HEALTH INC | 2146 | Purchased
CHRISTIANA |  | HOSPITAL-CH | 0 | 15079288 | DE |  | 2018-06-11 20:00 |  | Infusion Pumps; General-Purpose (PCU) | 67606 | 8015 ALARIS PC | ALARIS MEDICAL SYSTEMS INC SUB CARDINAL HEALTH INC | 2416 | Purchased
CHRISTIANA |  | HOSPITAL-CH | 0 | 14217926 | DE |  | 2014-12-03 19:00 |  | Infusion Pumps; General-Purpose (PCU) | 56508 | 8015 ALARIS PC | ALARIS MEDICAL SYSTEMS INC SUB CARDINAL HEALTH INC | 2146 | Purchased
CHRISTIANA |  | HOSPITAL-WH | 0 | 14200763 | DE |  | 2014-12-03 19:00 |  | Infusion Pumps; General-Purpose (PCU) | 58080 | 8015 ALARIS PC | ALARIS MEDICAL SYSTEMS INC SUB CARDINAL HEALTH INC | 2146 | Purchased
CHRISTIANA |  | HOSPITAL-WH | 0 | 14166523 | DE |  | 2014-12-03 19:00 |  | Infusion Pumps; General-Purpose (PCU) | 59511 | 8015 ALARIS PC | ALARIS MEDICAL SYSTEMS INC SUB CARDINAL HEALTH INC | 2146 | Purchased
CHRISTIANA |  | HOSPITAL-CH | 0 | 14202497 | DE |  | 2014-12-03 19:00 |  | Infusion Pumps; General-Purpose (PCU) | 59154 | 8015 ALARIS PC | ALARIS MEDICAL SYSTEMS INC SUB CARDINAL HEALTH INC | 2146 | Purchased
CHRISTIANA |  | HOSPITAL-CH | 0 | 14222916 | DE |  | 2014-12-03 19:00 |  | Infusion Pumps; General-Purpose (PCU) | 56166 | 8015 ALARIS PC | ALARIS MEDICAL SYSTEMS INC SUB CARDINAL HEALTH INC | 2146 | Purchased
CHRISTIANA |  | HOSPITAL-CH | 0 | 14223714 | DE |  | 2014-12-03 19:00 |  | Infusion Pumps; General-Purpose (PCU) | 55480 | 8015 ALARIS PC | ALARIS MEDICAL SYSTEMS INC SUB CARDINAL HEALTH INC | 2146 | Purchased
CHRISTIANA |  | HOSPITAL-CH | 0 | 14202906 | DE |  | 2014-12-03 19:00 |  | Infusion Pumps; General-Purpose (PCU) | 58961 | 8015 ALARIS PC | ALARIS MEDICAL SYSTEMS INC SUB CARDINAL HEALTH INC | 2146 | Purchased
CHRISTIANA |  | HOSPITAL-CH | 0 | 14208818 | DE |  | 2014-12-03 19:00 |  | Infusion Pumps; General-Purpose (PCU) | 58964 | 8015 ALARIS PC | ALARIS MEDICAL SYSTEMS INC SUB CARDINAL HEALTH INC | 2146 | Purchased
CHRISTIANA |  | HOSPITAL-CH | 0 | 14165668 | DE |  | 2014-12-03 19:00 |  | Infusion Pumps; General-Purpose (PCU) | 56179 | 8015 ALARIS PC | ALARIS MEDICAL SYSTEMS INC SUB CARDINAL HEALTH INC | 2146 | Purchased
CHRISTIANA |  | HOSPITAL-CH | 0 | 14165807 | DE |  | 2014-12-03 19:00 |  | Infusion Pumps; General-Purpose (PCU) | 56181 | 8015 ALARIS PC | ALARIS MEDICAL SYSTEMS INC SUB CARDINAL HEALTH INC | 2146 | Purchased
CHRISTIANA |  | HOSPITAL-CH | 0 | 14201458 | DE |  | 2014-12-03 19:00 |  | Infusion Pumps; General-Purpose (PCU) | 59323 | 8015 ALARIS PC | ALARIS MEDICAL SYSTEMS INC SUB CARDINAL HEALTH INC | 2146 | Purchased
CHRISTIANA |  | HOSPITAL-CH | 0 | 14209221 | DE |  | 2014-12-03 19:00 |  | Infusion Pumps; General-Purpose (PCU) | 58960 | 8015 ALARIS PC | ALARIS MEDICAL SYSTEMS INC SUB CARDINAL HEALTH INC | 2146 | Purchased
CHRISTIANA |  | HOSPITAL-CH | 0 | 14208683 | DE |  | 2014-12-03 19:00 |  | Infusion Pumps; General-Purpose (PCU) | 58959 | 8015 ALARIS PC | ALARIS MEDICAL SYSTEMS INC SUB CARDINAL HEALTH INC | 2146 | Purchased
CHRISTIANA |  | CANCER CENTER | 0 | 14948203 | DE |  | 2017-08-01 20:00 |  | Infusion Pumps; General-Purpose (PCU) | 64984 | 8015 ALARIS PC | ALARIS MEDICAL SYSTEMS INC SUB CARDINAL HEALTH INC | 720.3 | Purchased
CHRISTIANA |  | HOSPITAL-CH | 0 | 14208682 | DE |  | 2014-12-03 19:00 |  | Infusion Pumps; General-Purpose (PCU) | 59407 | 8015 ALARIS PC | ALARIS MEDICAL SYSTEMS INC SUB CARDINAL HEALTH INC | 2146 | Purchased
CHRISTIANA |  | HOSPITAL-CH | 0 | 14218141 | DE |  | 2014-12-03 19:00 |  | Infusion Pumps; General-Purpose (PCU) | 56506 | 8015 ALARIS PC | ALARIS MEDICAL SYSTEMS INC SUB CARDINAL HEALTH INC | 2146 | Purchased
CHRISTIANA |  | HOSPITAL-CH | 0 | 14224163 | DE |  | 2014-12-03 19:00 |  | Infusion Pumps; General-Purpose (PCU) | 55643 | 8015 ALARIS PC | ALARIS MEDICAL SYSTEMS INC SUB CARDINAL HEALTH INC | 2146 | Purchased
CHRISTIANA |  | HOSPITAL-CH | 0 | 14202963 | DE |  | 2014-12-03 19:00 |  | Infusion Pumps; General-Purpose (PCU) | 59184 | 8015 ALARIS PC | ALARIS MEDICAL SYSTEMS INC SUB CARDINAL HEALTH INC | 2146 | Purchased
CHRISTIANA |  | HOSPITAL-CH | 0 | 14166856 | DE |  | 2014-12-03 19:00 |  | Infusion Pumps; General-Purpose (PCU) | 56547 | 8015 ALARIS PC | ALARIS MEDICAL SYSTEMS INC SUB CARDINAL HEALTH INC | 2146 | Purchased
CHRISTIANA |  | HOSPITAL-CH | 0 | 14158606 | DE |  | 2014-12-03 19:00 |  | Infusion Pumps; General-Purpose (PCU) | 56549 | 8015 ALARIS PC | ALARIS MEDICAL SYSTEMS INC SUB CARDINAL HEALTH INC | 2146 | Purchased
CHRISTIANA |  | HOSPITAL-CH | 0 | 14199985 | DE |  | 2014-12-03 19:00 |  | Infusion Pumps; General-Purpose (PCU) | 59469 | 8015 ALARIS PC | ALARIS MEDICAL SYSTEMS INC SUB CARDINAL HEALTH INC | 2146 | Purchased
CHRISTIANA |  | HOSPITAL-CH | 0 | 14201112 | DE |  | 2014-12-03 19:00 |  | Infusion Pumps; General-Purpose (PCU) | 59466 | 8015 ALARIS PC | ALARIS MEDICAL SYSTEMS INC SUB CARDINAL HEALTH INC | 2146 | Purchased
CHRISTIANA |  | HOSPITAL-CH | 0 | 14209373 | DE |  | 2014-12-03 19:00 |  | Infusion Pumps; General-Purpose (PCU) | 58281 | 8015 ALARIS PC | ALARIS MEDICAL SYSTEMS INC SUB CARDINAL HEALTH INC | 2146 | Purchased
CHRISTIANA |  | HOSPITAL-CH | 0 | 14225182 | DE |  | 2014-12-03 19:00 |  | Infusion Pumps; General-Purpose (PCU) | 55302 | 8015 ALARIS PC | ALARIS MEDICAL SYSTEMS INC SUB CARDINAL HEALTH INC | 2146 | Purchased
CHRISTIANA |  | HOSPITAL-WH | 0 | 14158599 | DE |  | 2014-12-03 19:00 |  | Infusion Pumps; General-Purpose (PCU) | 56565 | 8015 ALARIS PC | ALARIS MEDICAL SYSTEMS INC SUB CARDINAL HEALTH INC | 2146 | Purchased
CHRISTIANA |  | HOSPITAL-CH | 0 | 14201904 | DE |  | 2014-12-03 19:00 |  | Infusion Pumps; General-Purpose (PCU) | 59147 | 8015 ALARIS PC | ALARIS MEDICAL SYSTEMS INC SUB CARDINAL HEALTH INC | 2146 | Purchased
CHRISTIANA |  | HOSPITAL-CH | 0 | 14159882 | DE |  | 2014-12-03 19:00 |  | Infusion Pumps; General-Purpose (PCU) | 58130 | 8015 ALARIS PC | ALARIS MEDICAL SYSTEMS INC SUB CARDINAL HEALTH INC | 2146 | Purchased
CHRISTIANA |  | HOSPITAL-CH | 0 | 14209071 | DE |  | 2014-12-03 19:00 |  | Infusion Pumps; General-Purpose (PCU) | 58111 | 8015 ALARIS PC | ALARIS MEDICAL SYSTEMS INC SUB CARDINAL HEALTH INC | 2146 | Purchased
CHRISTIANA |  | HOSPITAL-WH | 0 | 14159877 | DE |  | 2014-12-03 19:00 |  | Infusion Pumps; General-Purpose (PCU) | 58257 | 8015 ALARIS PC | ALARIS MEDICAL SYSTEMS INC SUB CARDINAL HEALTH INC | 2146 | Purchased
CHRISTIANA |  | HOSPITAL-CH | 0 | 15079435 | DE |  | 2018-06-11 20:00 |  | Infusion Pumps; General-Purpose (PCU) | 67601 | 8015 ALARIS PC | ALARIS MEDICAL SYSTEMS INC SUB CARDINAL HEALTH INC | 2416 | Purchased
CHRISTIANA |  | HOSPITAL-CH | 0 | 14201517 | DE |  | 2014-12-03 19:00 |  | Infusion Pumps; General-Purpose (PCU) | 58842 | 8015 ALARIS PC | ALARIS MEDICAL SYSTEMS INC SUB CARDINAL HEALTH INC | 2146 | Purchased
CHRISTIANA |  | HOSPITAL-WH | 0 | 14223784 | DE |  | 2014-12-03 19:00 |  | Infusion Pumps; General-Purpose (PCU) | 56077 | 8015 ALARIS PC | ALARIS MEDICAL SYSTEMS INC SUB CARDINAL HEALTH INC | 2146 | Purchased
CHRISTIANA |  | HOSPITAL-CH | 0 | 14159100 | DE |  | 2014-12-03 19:00 |  | Infusion Pumps; General-Purpose (PCU) | 56537 | 8015 ALARIS PC | ALARIS MEDICAL SYSTEMS INC SUB CARDINAL HEALTH INC | 2146 | Purchased
CHRISTIANA |  | HOSPITAL-CH | 0 | 14159463 | DE |  | 2014-12-03 19:00 |  | Infusion Pumps; General-Purpose (PCU) | 56539 | 8015 ALARIS PC | ALARIS MEDICAL SYSTEMS INC SUB CARDINAL HEALTH INC | 2146 | Purchased
CHRISTIANA |  | HOSPITAL-CH | 0 | 14159879 | DE |  | 2014-12-03 19:00 |  | Infusion Pumps; General-Purpose (PCU) | 58864 | 8015 ALARIS PC | ALARIS MEDICAL SYSTEMS INC SUB CARDINAL HEALTH INC | 2146 | Purchased
CHRISTIANA |  | CANCER CENTER | 0 | 14209183 | DE |  | 2014-12-03 19:00 |  | Infusion Pumps; General-Purpose (PCU) | 58866 | 8015 ALARIS PC | ALARIS MEDICAL SYSTEMS INC SUB CARDINAL HEALTH INC | 2146 | Purchased
CHRISTIANA |  | HOSPITAL-CH | 0 | 14159221 | DE |  | 2014-12-03 19:00 |  | Infusion Pumps; General-Purpose (PCU) | 56509 | 8015 ALARIS PC | ALARIS MEDICAL SYSTEMS INC SUB CARDINAL HEALTH INC | 2146 | Purchased
CHRISTIANA |  | Quillen Building | 0 | 14209077 | DE |  | 2014-12-03 19:00 |  | Infusion Pumps; General-Purpose (PCU) | 58096 | 8015 ALARIS PC | ALARIS MEDICAL SYSTEMS INC SUB CARDINAL HEALTH INC | 2146 | Purchased
CHRISTIANA |  | HOSPITAL-WH | 0 | 14208575 | DE |  | 2014-12-03 19:00 |  | Infusion Pumps; General-Purpose (PCU) | 58858 | 8015 ALARIS PC | ALARIS MEDICAL SYSTEMS INC SUB CARDINAL HEALTH INC | 2146 | Purchased
CHRISTIANA |  | HOSPITAL-WH | 0 | 14224471 | DE |  | 2014-12-03 19:00 |  | Infusion Pumps; General-Purpose (PCU) | 59248 | 8015 ALARIS PC | ALARIS MEDICAL SYSTEMS INC SUB CARDINAL HEALTH INC | 2146 | Purchased
CHRISTIANA |  | HOSPITAL-CH | 0 | 14222881 | DE |  | 2014-12-03 19:00 |  | Infusion Pumps; General-Purpose (PCU) | 56168 | 8015 ALARIS PC | ALARIS MEDICAL SYSTEMS INC SUB CARDINAL HEALTH INC | 2146 | Purchased
CHRISTIANA |  | HOSPITAL-CH | 0 | 14224180 | DE |  | 2023-11-02 19:00 |  | Infusion Pumps; General-Purpose (PCU) | 55483 | 8015 ALARIS PC | ALARIS MEDICAL SYSTEMS INC SUB CARDINAL HEALTH INC | 2146 | Purchased
CHRISTIANA |  | HOSPITAL-CH | 0 | 14223778 | DE |  | 2014-12-03 19:00 |  | Infusion Pumps; General-Purpose (PCU) | 55485 | 8015 ALARIS PC | ALARIS MEDICAL SYSTEMS INC SUB CARDINAL HEALTH INC | 2146 | Purchased
CHRISTIANA |  | HOSPITAL-CH | 0 | 14202507 | DE |  | 2014-12-03 19:00 |  | Infusion Pumps; General-Purpose (PCU) | 58957 | 8015 ALARIS PC | ALARIS MEDICAL SYSTEMS INC SUB CARDINAL HEALTH INC | 2146 | Purchased
CHRISTIANA |  | HOSPITAL-CH | 0 | 14200845 | DE |  | 2014-12-03 19:00 |  | Infusion Pumps; General-Purpose (PCU) | 58955 | 8015 ALARIS PC | ALARIS MEDICAL SYSTEMS INC SUB CARDINAL HEALTH INC | 2146 | Purchased
CHRISTIANA |  | HOSPITAL-CH | 0 | 14223236 | DE |  | 2014-12-03 19:00 |  | Infusion Pumps; General-Purpose (PCU) | 56120 | 8015 ALARIS PC | ALARIS MEDICAL SYSTEMS INC SUB CARDINAL HEALTH INC | 2146 | Purchased
CHRISTIANA |  | HOSPITAL-CH | 0 | 14225339 | DE |  | 2014-12-03 19:00 |  | Infusion Pumps; General-Purpose (PCU) | 58963 | 8015 ALARIS PC | ALARIS MEDICAL SYSTEMS INC SUB CARDINAL HEALTH INC | 2146 | Purchased
CHRISTIANA |  | HOSPITAL-CH | 0 | 14225034 | DE |  | 2014-12-03 19:00 |  | Infusion Pumps; General-Purpose (PCU) | 55293 | 8015 ALARIS PC | ALARIS MEDICAL SYSTEMS INC SUB CARDINAL HEALTH INC | 2146 | Purchased
CHRISTIANA |  | HOSPITAL-CH | 0 | 14208403 | DE |  | 2014-12-03 19:00 |  | Infusion Pumps; General-Purpose (PCU) | 59408 | 8015 ALARIS PC | ALARIS MEDICAL SYSTEMS INC SUB CARDINAL HEALTH INC | 2146 | Purchased
CHRISTIANA |  | HOSPITAL-CH | 0 | 14201889 | DE |  | 2014-12-03 19:00 |  | Infusion Pumps; General-Purpose (PCU) | 59185 | 8015 ALARIS PC | ALARIS MEDICAL SYSTEMS INC SUB CARDINAL HEALTH INC | 2146 | Purchased
CHRISTIANA |  | HOSPITAL-CH | 0 | 14202685 | DE |  | 2014-12-03 19:00 |  | Infusion Pumps; General-Purpose (PCU) | 59193 | 8015 ALARIS PC | ALARIS MEDICAL SYSTEMS INC SUB CARDINAL HEALTH INC | 2146 | Purchased
CHRISTIANA |  | Quillen Building | 0 | 14158839 | DE |  | 2014-12-03 19:00 |  | Infusion Pumps; General-Purpose (PCU) | 56552 | 8015 ALARIS PC | ALARIS MEDICAL SYSTEMS INC SUB CARDINAL HEALTH INC | 2146 | Purchased
CHRISTIANA |  | HOSPITAL-CH | 0 | 14159172 | DE |  | 2014-12-03 19:00 |  | Infusion Pumps; General-Purpose (PCU) | 56554 | 8015 ALARIS PC | ALARIS MEDICAL SYSTEMS INC SUB CARDINAL HEALTH INC | 2146 | Purchased
CHRISTIANA |  | HOSPITAL-CH | 0 | 14226512 | DE |  | 2014-12-03 19:00 |  | Infusion Pumps; General-Purpose (PCU) | 58058 | 8015 ALARIS PC | ALARIS MEDICAL SYSTEMS INC SUB CARDINAL HEALTH INC | 2146 | Purchased
CHRISTIANA |  | HOSPITAL-CH | 0 | 14202413 | DE |  | 2014-12-03 19:00 |  | Infusion Pumps; General-Purpose (PCU) | 59181 | 8015 ALARIS PC | ALARIS MEDICAL SYSTEMS INC SUB CARDINAL HEALTH INC | 2146 | Purchased
CHRISTIANA |  | HOSPITAL-CH | 0 | 14225172 | DE |  | 2014-12-03 19:00 |  | Infusion Pumps; General-Purpose (PCU) | 55309 | 8015 ALARIS PC | ALARIS MEDICAL SYSTEMS INC SUB CARDINAL HEALTH INC | 2146 | Purchased
CHRISTIANA |  | HOSPITAL-CH | 0 | 14200449 | DE |  | 2014-12-03 19:00 |  | Infusion Pumps; General-Purpose (PCU) | 59317 | 8015 ALARIS PC | ALARIS MEDICAL SYSTEMS INC SUB CARDINAL HEALTH INC | 2146 | Purchased
CHRISTIANA |  | CANCER CENTER | 0 | 14948239 | DE |  | 2017-08-01 20:00 |  | Infusion Pumps; General-Purpose (PCU) | 64982 | 8015 ALARIS PC | ALARIS MEDICAL SYSTEMS INC SUB CARDINAL HEALTH INC | 720.3 | Purchased
CHRISTIANA |  | HOSPITAL-CH | 0 | 14222913 | DE |  | 2014-12-03 19:00 |  | Infusion Pumps; General-Purpose (PCU) | 56632 | 8015 ALARIS PC | ALARIS MEDICAL SYSTEMS INC SUB CARDINAL HEALTH INC | 2146 | Purchased
CHRISTIANA |  | HOSPITAL-CH | 0 | 14131474 | DE |  | 2014-07-13 20:00 |  | Infusion Pumps; General-Purpose (PCU) | 58034 | 8015 ALARIS PC | ALARIS MEDICAL SYSTEMS INC SUB CARDINAL HEALTH INC | 4000 | Purchased
CHRISTIANA |  | HOSPITAL-CH | 0 | 14201888 | DE |  | 2014-12-03 19:00 |  | Infusion Pumps; General-Purpose (PCU) | 59148 | 8015 ALARIS PC | ALARIS MEDICAL SYSTEMS INC SUB CARDINAL HEALTH INC | 2146 | Purchased
CHRISTIANA |  | HOSPITAL-CH | 0 | 14201871 | DE |  | 2014-12-03 19:00 |  | Infusion Pumps; General-Purpose (PCU) | 59150 | 8015 ALARIS PC | ALARIS MEDICAL SYSTEMS INC SUB CARDINAL HEALTH INC | 2146 | Purchased
CHRISTIANA |  | HOSPITAL-CH | 0 | 14201867 | DE |  | 2014-12-03 19:00 |  | Infusion Pumps; General-Purpose (PCU) | 59153 | 8015 ALARIS PC | ALARIS MEDICAL SYSTEMS INC SUB CARDINAL HEALTH INC | 2146 | Purchased
CHRISTIANA |  | HOSPITAL-CH | 0 | 14165694 | DE |  | 2014-12-03 19:00 |  | Infusion Pumps; General-Purpose (PCU) | 58129 | 8015 ALARIS PC | ALARIS MEDICAL SYSTEMS INC SUB CARDINAL HEALTH INC | 2146 | Purchased
CHRISTIANA |  | HOSPITAL-CH | 0 | 14159918 | DE |  | 2014-12-03 19:00 |  | Infusion Pumps; General-Purpose (PCU) | 58135 | 8015 ALARIS PC | ALARIS MEDICAL SYSTEMS INC SUB CARDINAL HEALTH INC | 2146 | Purchased
CHRISTIANA |  | HOSPITAL-CH | 0 | 15138999 | DE |  | 2018-06-11 20:00 |  | Infusion Pumps; General-Purpose (PCU) | 67553 | 8015 ALARIS PC | ALARIS MEDICAL SYSTEMS INC SUB CARDINAL HEALTH INC | 2416 | Purchased
CHRISTIANA |  | HOSPITAL-CH | 0 | 14224307 | DE |  | 2014-12-03 19:00 |  | Infusion Pumps; General-Purpose (PCU) | 59542 | 8015 ALARIS PC | ALARIS MEDICAL SYSTEMS INC SUB CARDINAL HEALTH INC | 2146 | Purchased
CHRISTIANA |  | HOSPITAL-CH | 0 | 14223716 | DE |  | 2014-12-03 19:00 |  | Infusion Pumps; General-Purpose (PCU) | 59544 | 8015 ALARIS PC | ALARIS MEDICAL SYSTEMS INC SUB CARDINAL HEALTH INC | 2146 | Purchased
CHRISTIANA |  | HOSPITAL-CH | 0 | 14223956 | DE |  | 2014-12-03 19:00 |  | Infusion Pumps; General-Purpose (PCU) | 59546 | 8015 ALARIS PC | ALARIS MEDICAL SYSTEMS INC SUB CARDINAL HEALTH INC | 2146 | Purchased
CHRISTIANA |  | CANCER CENTER | 0 | 14224069 | DE |  | 2014-12-03 19:00 |  | Infusion Pumps; General-Purpose (PCU) | 55644 | 8015 ALARIS PC | ALARIS MEDICAL SYSTEMS INC SUB CARDINAL HEALTH INC | 2146 | Purchased
CHRISTIANA |  | HOSPITAL-CH | 0 | 14166184 | DE |  | 2014-12-03 19:00 |  | Infusion Pumps; General-Purpose (PCU) | 56664 | 8015 ALARIS PC | ALARIS MEDICAL SYSTEMS INC SUB CARDINAL HEALTH INC | 2146 | Purchased
CHRISTIANA |  | HOSPITAL-CH | 0 | 14208894 | DE |  | 2014-12-03 19:00 |  | Infusion Pumps; General-Purpose (PCU) | 58845 | 8015 ALARIS PC | ALARIS MEDICAL SYSTEMS INC SUB CARDINAL HEALTH INC | 2146 | Purchased
CHRISTIANA |  | HOSPITAL-CH | 0 | 14208573 | DE |  | 2014-12-03 19:00 |  | Infusion Pumps; General-Purpose (PCU) | 58847 | 8015 ALARIS PC | ALARIS MEDICAL SYSTEMS INC SUB CARDINAL HEALTH INC | 2146 | Purchased
CHRISTIANA |  | HOSPITAL-CH | 0 | 14208888 | DE |  | 2014-12-03 19:00 |  | Infusion Pumps; General-Purpose (PCU) | 58849 | 8015 ALARIS PC | ALARIS MEDICAL SYSTEMS INC SUB CARDINAL HEALTH INC | 2146 | Purchased
CHRISTIANA |  | HOSPITAL-CH | 0 | 14166077 | DE |  | 2014-12-03 19:00 |  | Infusion Pumps; General-Purpose (PCU) | 56542 | 8015 ALARIS PC | ALARIS MEDICAL SYSTEMS INC SUB CARDINAL HEALTH INC | 2146 | Purchased
CHRISTIANA |  | HOSPITAL-CH | 0 | 14208503 | DE |  | 2014-12-03 19:00 |  | Infusion Pumps; General-Purpose (PCU) | 58872 | 8015 ALARIS PC | ALARIS MEDICAL SYSTEMS INC SUB CARDINAL HEALTH INC | 2146 | Purchased
CHRISTIANA |  | HOSPITAL-CH | 0 | 14201897 | DE |  | 2014-12-03 19:00 |  | Infusion Pumps; General-Purpose (PCU) | 59177 | 8015 ALARIS PC | ALARIS MEDICAL SYSTEMS INC SUB CARDINAL HEALTH INC | 2146 | Purchased
CHRISTIANA |  | HOSPITAL-CH | 0 | 14166857 | DE |  | 2014-12-03 19:00 |  | Infusion Pumps; General-Purpose (PCU) | 56510 | 8015 ALARIS PC | ALARIS MEDICAL SYSTEMS INC SUB CARDINAL HEALTH INC | 2146 | Purchased
CHRISTIANA |  | HOSPITAL-CH | 0 | 14159386 | DE |  | 2014-12-03 19:00 |  | Infusion Pumps; General-Purpose (PCU) | 56512 | 8015 ALARIS PC | ALARIS MEDICAL SYSTEMS INC SUB CARDINAL HEALTH INC | 2146 | Purchased
CHRISTIANA |  | HOSPITAL-CH | 0 | 14211648 | DE |  | 2014-12-03 19:00 |  | Infusion Pumps; General-Purpose (PCU) | 55598 | 8015 ALARIS PC | ALARIS MEDICAL SYSTEMS INC SUB CARDINAL HEALTH INC | 2146 | Purchased
CHRISTIANA |  | HOSPITAL-CH | 0 | 14224509 | DE |  | 2014-12-03 19:00 |  | Infusion Pumps; General-Purpose (PCU) | 55600 | 8015 ALARIS PC | ALARIS MEDICAL SYSTEMS INC SUB CARDINAL HEALTH INC | 2146 | Purchased
CHRISTIANA |  | MIDDLETOWN ED | 0 | 14200368 | DE |  | 2014-12-03 19:00 |  | Infusion Pumps; General-Purpose (PCU) | 59286 | 8015 ALARIS PC | ALARIS MEDICAL SYSTEMS INC SUB CARDINAL HEALTH INC | 2146 | Purchased
CHRISTIANA |  | HOSPITAL-WH | 0 | 14200175 | DE |  | 2014-12-03 19:00 |  | Infusion Pumps; General-Purpose (PCU) | 58084 | 8015 ALARIS PC | ALARIS MEDICAL SYSTEMS INC SUB CARDINAL HEALTH INC | 2146 | Purchased
CHRISTIANA |  | HOSPITAL-WH | 0 | 14208884 | DE |  | 2014-12-03 19:00 |  | Infusion Pumps; General-Purpose (PCU) | 58076 | 8015 ALARIS PC | ALARIS MEDICAL SYSTEMS INC SUB CARDINAL HEALTH INC | 2146 | Purchased
CHRISTIANA |  | HOSPITAL-WH | 0 | 14222901 | DE |  | 2014-12-03 19:00 |  | Infusion Pumps; General-Purpose (PCU) | 59244 | 8015 ALARIS PC | ALARIS MEDICAL SYSTEMS INC SUB CARDINAL HEALTH INC | 2146 | Purchased
CHRISTIANA |  | HOSPITAL-WH | 0 | 14222936 | DE |  | 2014-12-03 19:00 |  | Infusion Pumps; General-Purpose (PCU) | 56167 | 8015 ALARIS PC | ALARIS MEDICAL SYSTEMS INC SUB CARDINAL HEALTH INC | 2146 | Purchased
CHRISTIANA |  | HOSPITAL-CH | 0 | 14165814 | DE |  | 2014-12-03 19:00 |  | Infusion Pumps; General-Purpose (PCU) | 56169 | 8015 ALARIS PC | ALARIS MEDICAL SYSTEMS INC SUB CARDINAL HEALTH INC | 2146 | Purchased
CHRISTIANA |  | HOSPITAL-CH | 0 | 15138154 | DE |  | 2018-06-11 20:00 |  | Infusion Pumps; General-Purpose (PCU) | 67524 | 8015 ALARIS PC | ALARIS MEDICAL SYSTEMS INC SUB CARDINAL HEALTH INC | 2416 | Purchased
CHRISTIANA |  | HOSPITAL-CH | 0 | 14223788 | DE |  | 2014-12-03 19:00 |  | Infusion Pumps; General-Purpose (PCU) | 55482 | 8015 ALARIS PC | ALARIS MEDICAL SYSTEMS INC SUB CARDINAL HEALTH INC | 2146 | Purchased
CHRISTIANA |  | HOSPITAL-CH | 0 | 14223804 | DE |  | 2014-12-03 19:00 |  | Infusion Pumps; General-Purpose (PCU) | 55484 | 8015 ALARIS PC | ALARIS MEDICAL SYSTEMS INC SUB CARDINAL HEALTH INC | 2146 | Purchased
CHRISTIANA |  | HOSPITAL-CH | 0 | 14223885 | DE |  | 2014-12-03 19:00 |  | Infusion Pumps; General-Purpose (PCU) | 55486 | 8015 ALARIS PC | ALARIS MEDICAL SYSTEMS INC SUB CARDINAL HEALTH INC | 2146 | Purchased
CHRISTIANA |  | HOSPITAL-CH | 0 | 15139896 | DE |  | 2018-06-11 20:00 |  | Infusion Pumps; General-Purpose (PCU) | 67526 | 8015 ALARIS PC | ALARIS MEDICAL SYSTEMS INC SUB CARDINAL HEALTH INC | 2416 | Purchased
CHRISTIANA |  | HOSPITAL-CH | 0 | 14201368 | DE |  | 2014-12-03 19:00 |  | Infusion Pumps; General-Purpose (PCU) | 58958 | 8015 ALARIS PC | ALARIS MEDICAL SYSTEMS INC SUB CARDINAL HEALTH INC | 2146 | Purchased
CHRISTIANA |  | HOSPITAL-CH | 0 | 14202829 | DE |  | 2014-12-03 19:00 |  | Infusion Pumps; General-Purpose (PCU) | 59176 | 8015 ALARIS PC | ALARIS MEDICAL SYSTEMS INC SUB CARDINAL HEALTH INC | 2146 | Purchased
CHRISTIANA |  | HOSPITAL-CH | 0 | 14223673 | DE |  | 2014-12-03 19:00 |  | Infusion Pumps; General-Purpose (PCU) | 56121 | 8015 ALARIS PC | ALARIS MEDICAL SYSTEMS INC SUB CARDINAL HEALTH INC | 2146 | Purchased
CHRISTIANA |  | HOSPITAL-CH | 0 | 14209189 | DE |  | 2014-12-03 19:00 |  | Infusion Pumps; General-Purpose (PCU) | 59218 | 8015 ALARIS PC | ALARIS MEDICAL SYSTEMS INC SUB CARDINAL HEALTH INC | 2146 | Purchased
CHRISTIANA |  | HOSPITAL-WH | 0 | 14208817 | DE |  | 2014-12-03 19:00 |  | Infusion Pumps; General-Purpose (PCU) | 58949 | 8015 ALARIS PC | ALARIS MEDICAL SYSTEMS INC SUB CARDINAL HEALTH INC | 2146 | Purchased
CHRISTIANA |  | HOSPITAL-CH | 0 | 14202938 | DE |  | 2014-12-03 19:00 |  | Infusion Pumps; General-Purpose (PCU) | 59144 | 8015 ALARIS PC | ALARIS MEDICAL SYSTEMS INC SUB CARDINAL HEALTH INC | 2146 | Purchased
CHRISTIANA |  | CANCER CENTER | 0 | 14926389 | DE |  | 2017-08-01 20:00 |  | Infusion Pumps; General-Purpose (PCU) | 64991 | 8015 ALARIS PC | ALARIS MEDICAL SYSTEMS INC SUB CARDINAL HEALTH INC | 720.3 | Purchased
CHRISTIANA |  | HOSPITAL-CH | 0 | 14225049 | DE |  | 2014-12-03 19:00 |  | Infusion Pumps; General-Purpose (PCU) | 55294 | 8015 ALARIS PC | ALARIS MEDICAL SYSTEMS INC SUB CARDINAL HEALTH INC | 2146 | Purchased
CHRISTIANA |  | HOSPITAL-CH | 0 | 14226118 | DE |  | 2014-12-03 19:00 |  | Infusion Pumps; General-Purpose (PCU) | 59192 | 8015 ALARIS PC | ALARIS MEDICAL SYSTEMS INC SUB CARDINAL HEALTH INC | 2146 | Purchased
CHRISTIANA |  | HOSPITAL-CH | 0 | 14226302 | DE |  | 2014-12-03 19:00 |  | Infusion Pumps; General-Purpose (PCU) | 59196 | 8015 ALARIS PC | ALARIS MEDICAL SYSTEMS INC SUB CARDINAL HEALTH INC | 2146 | Purchased
CHRISTIANA |  | HOSPITAL-CH | 0 | 14160085 | DE |  | 2014-12-03 19:00 |  | Infusion Pumps; General-Purpose (PCU) | 56551 | 8015 ALARIS PC | ALARIS MEDICAL SYSTEMS INC SUB CARDINAL HEALTH INC | 2146 | Purchased
CHRISTIANA |  | HOSPITAL-CH | 0 | 14159161 | DE |  | 2014-12-03 19:00 |  | Infusion Pumps; General-Purpose (PCU) | 56553 | 8015 ALARIS PC | ALARIS MEDICAL SYSTEMS INC SUB CARDINAL HEALTH INC | 2146 | Purchased
CHRISTIANA |  | HOSPITAL-CH | 0 | 14201915 | DE |  | 2014-12-03 19:00 |  | Infusion Pumps; General-Purpose (PCU) | 59180 | 8015 ALARIS PC | ALARIS MEDICAL SYSTEMS INC SUB CARDINAL HEALTH INC | 2146 | Purchased
CHRISTIANA |  | HOSPITAL-CH | 0 | 14202508 | DE |  | 2014-12-03 19:00 |  | Infusion Pumps; General-Purpose (PCU) | 59318 | 8015 ALARIS PC | ALARIS MEDICAL SYSTEMS INC SUB CARDINAL HEALTH INC | 2146 | Purchased
CHRISTIANA |  | HOSPITAL-CH | 0 | 14222725 | DE |  | 2014-12-03 19:00 |  | Infusion Pumps; General-Purpose (PCU) | 56633 | 8015 ALARIS PC | ALARIS MEDICAL SYSTEMS INC SUB CARDINAL HEALTH INC | 2146 | Purchased
CHRISTIANA |  | HOSPITAL-CH | 0 | 14202506 | DE |  | 2014-12-03 19:00 |  | Infusion Pumps; General-Purpose (PCU) | 59149 | 8015 ALARIS PC | ALARIS MEDICAL SYSTEMS INC SUB CARDINAL HEALTH INC | 2146 | Purchased
CHRISTIANA |  | HOSPITAL-CH | 0 | 14202860 | DE |  | 2014-12-03 19:00 |  | Infusion Pumps; General-Purpose (PCU) | 59152 | 8015 ALARIS PC | ALARIS MEDICAL SYSTEMS INC SUB CARDINAL HEALTH INC | 2146 | Purchased
CHRISTIANA |  | HOSPITAL-WH | 0 | 14208348 | DE |  | 2014-12-03 19:00 |  | Infusion Pumps; General-Purpose (PCU) | 58194 | 8015 ALARIS PC | ALARIS MEDICAL SYSTEMS INC SUB CARDINAL HEALTH INC | 2146 | Purchased
CHRISTIANA |  | HOSPITAL-CH | 0 | 14226029 | DE |  | 2014-12-03 19:00 |  | Infusion Pumps; General-Purpose (PCU) | 59212 | 8015 ALARIS PC | ALARIS MEDICAL SYSTEMS INC SUB CARDINAL HEALTH INC | 720.3 | Purchased
CHRISTIANA |  | HOSPITAL-CH | 0 | 14224302 | DE |  | 2014-12-03 19:00 |  | Infusion Pumps; General-Purpose (PCU) | 59543 | 8015 ALARIS PC | ALARIS MEDICAL SYSTEMS INC SUB CARDINAL HEALTH INC | 2146 | Purchased
CHRISTIANA |  | HOSPITAL-CH | 0 | 14223884 | DE |  | 2014-12-03 19:00 |  | Infusion Pumps; General-Purpose (PCU) | 59545 | 8015 ALARIS PC | ALARIS MEDICAL SYSTEMS INC SUB CARDINAL HEALTH INC | 2146 | Purchased
CHRISTIANA |  | CANCER CENTER | 0 | 14201979 | DE |  | 2014-12-03 19:00 |  | Infusion Pumps; General-Purpose (PCU) | 59219 | 8015 ALARIS PC | ALARIS MEDICAL SYSTEMS INC SUB CARDINAL HEALTH INC | 2146 | Purchased
CHRISTIANA |  | HOSPITAL-WH | 0 | 14158858 | DE |  | 2014-12-03 19:00 |  | Infusion Pumps; General-Purpose (PCU) | 56665 | 8015 ALARIS PC | ALARIS MEDICAL SYSTEMS INC SUB CARDINAL HEALTH INC | 2146 | Purchased
CHRISTIANA |  | HOSPITAL-CH | 0 | 14208772 | DE |  | 2014-12-03 19:00 |  | Infusion Pumps; General-Purpose (PCU) | 58844 | 8015 ALARIS PC | ALARIS MEDICAL SYSTEMS INC SUB CARDINAL HEALTH INC | 2146 | Purchased
CHRISTIANA |  | HOSPITAL-CH | 0 | 14209285 | DE |  | 2014-12-03 19:00 |  | Infusion Pumps; General-Purpose (PCU) | 58846 | 8015 ALARIS PC | ALARIS MEDICAL SYSTEMS INC SUB CARDINAL HEALTH INC | 2146 | Purchased
CHRISTIANA |  | HOSPITAL-CH | 0 | 14208841 | DE |  | 2014-12-03 19:00 |  | Infusion Pumps; General-Purpose (PCU) | 58848 | 8015 ALARIS PC | ALARIS MEDICAL SYSTEMS INC SUB CARDINAL HEALTH INC | 2146 | Purchased
CHRISTIANA |  | HOSPITAL-CH | 0 | 14166754 | DE |  | 2014-12-03 19:00 |  | Infusion Pumps; General-Purpose (PCU) | 56541 | 8015 ALARIS PC | ALARIS MEDICAL SYSTEMS INC SUB CARDINAL HEALTH INC | 2146 | Purchased
CHRISTIANA |  | HOSPITAL-CH | 0 | 14208889 | DE |  | 2014-12-03 19:00 |  | Infusion Pumps; General-Purpose (PCU) | 58868 | 8015 ALARIS PC | ALARIS MEDICAL SYSTEMS INC SUB CARDINAL HEALTH INC | 2146 | Purchased
CHRISTIANA |  | Quillen Building | 0 | 14209287 | DE |  | 2014-12-03 19:00 |  | Infusion Pumps; General-Purpose (PCU) | 58873 | 8015 ALARIS PC | ALARIS MEDICAL SYSTEMS INC SUB CARDINAL HEALTH INC | 2146 | Purchased
CHRISTIANA |  | HOSPITAL-CH | 0 | 14202907 | DE |  | 2014-12-03 19:00 |  | Infusion Pumps; General-Purpose (PCU) | 59178 | 8015 ALARIS PC | ALARIS MEDICAL SYSTEMS INC SUB CARDINAL HEALTH INC | 2146 | Purchased
CHRISTIANA |  | HOSPITAL-CH | 0 | 14202458 | DE |  | 2014-12-03 19:00 |  | Infusion Pumps; General-Purpose (PCU) | 59175 | 8015 ALARIS PC | ALARIS MEDICAL SYSTEMS INC SUB CARDINAL HEALTH INC | 2146 | Purchased
CHRISTIANA |  | HOSPITAL-CH | 0 | 14220905 | DE |  | 2014-12-03 19:00 |  | Infusion Pumps; General-Purpose (PCU) | 56511 | 8015 ALARIS PC | ALARIS MEDICAL SYSTEMS INC SUB CARDINAL HEALTH INC | 2146 | Purchased
CHRISTIANA |  | HOSPITAL-CH | 0 | 1415967 | DE |  | 2014-12-03 19:00 |  | Infusion Pumps; General-Purpose (PCU) | 56513 | 8015 ALARIS PC | ALARIS MEDICAL SYSTEMS INC SUB CARDINAL HEALTH INC | 2146 | Purchased
CHRISTIANA |  | HOSPITAL-CH | 0 | 14211647 | DE |  | 2014-12-03 19:00 |  | Infusion Pumps; General-Purpose (PCU) | 55597 | 8015 ALARIS PC | ALARIS MEDICAL SYSTEMS INC SUB CARDINAL HEALTH INC | 2146 | Purchased
CHRISTIANA |  | HOSPITAL-CH | 0 | 14211725 | DE |  | 2014-12-03 19:00 |  | Infusion Pumps; General-Purpose (PCU) | 55599 | 8015 ALARIS PC | ALARIS MEDICAL SYSTEMS INC SUB CARDINAL HEALTH INC | 2146 | Purchased
CHRISTIANA |  | HOSPITAL-CH | 0 | 14229272 | DE |  | 2014-12-03 19:00 |  | Infusion Pumps; General-Purpose (PCU) | 58079 | 8015 ALARIS PC | ALARIS MEDICAL SYSTEMS INC SUB CARDINAL HEALTH INC | 2146 | Purchased
CHRISTIANA |  | HOSPITAL-WH | 0 | 14201644 | DE |  | 2014-12-03 19:00 |  | Infusion Pumps; General-Purpose (PCU) | 58086 | 8015 ALARIS PC | ALARIS MEDICAL SYSTEMS INC SUB CARDINAL HEALTH INC | 2146 | Purchased
CHRISTIANA |  | HOSPITAL-CH | 0 | 14202568 | DE |  | 2014-12-03 19:00 |  | Infusion Pumps; General-Purpose (PCU) | 59166 | 8015 ALARIS PC | ALARIS MEDICAL SYSTEMS INC SUB CARDINAL HEALTH INC | 2146 | Purchased
CHRISTIANA |  | HOSPITAL-WH | 0 | 14166242 | DE |  | 2014-12-03 19:00 |  | Infusion Pumps; General-Purpose (PCU) | 58271 | 8015 ALARIS PC | ALARIS MEDICAL SYSTEMS INC SUB CARDINAL HEALTH INC | 2146 | Purchased
CHRISTIANA |  | HOSPITAL-CH | 0 | 14165632 | DE |  | 2014-12-03 19:00 |  | Infusion Pumps; General-Purpose (PCU) | 56170 | 8015 ALARIS PC | ALARIS MEDICAL SYSTEMS INC SUB CARDINAL HEALTH INC | 2146 | Purchased
CHRISTIANA |  | HOSPITAL-CH | 0 | 14159954 | DE |  | 2014-12-03 19:00 |  | Infusion Pumps; General-Purpose (PCU) | 56172 | 8015 ALARIS PC | ALARIS MEDICAL SYSTEMS INC SUB CARDINAL HEALTH INC | 2146 | Purchased
CHRISTIANA |  | HOSPITAL-CH | 0 | 15080027 | DE |  | 2018-06-11 20:00 |  | Infusion Pumps; General-Purpose (PCU) | 67593 | 8015 ALARIS PC | ALARIS MEDICAL SYSTEMS INC SUB CARDINAL HEALTH INC | 2416 | Purchased
CHRISTIANA |  | HOSPITAL-CH | 0 | 15076554 | DE |  | 2018-06-11 20:00 |  | Infusion Pumps; General-Purpose (PCU) | 67595 | 8015 ALARIS PC | ALARIS MEDICAL SYSTEMS INC SUB CARDINAL HEALTH INC | 2416 | Purchased
CHRISTIANA |  | HOSPITAL-CH | 0 | 14202307 | DE |  | 2014-12-03 19:00 |  | Infusion Pumps; General-Purpose (PCU) | 59191 | 8015 ALARIS PC | ALARIS MEDICAL SYSTEMS INC SUB CARDINAL HEALTH INC | 2146 | Purchased
CHRISTIANA |  | HOSPITAL-WH | 0 | 14226418 | DE |  | 2014-12-03 19:00 |  | Infusion Pumps; General-Purpose (PCU) | 59225 | 8015 ALARIS PC | ALARIS MEDICAL SYSTEMS INC SUB CARDINAL HEALTH INC | 2146 | Purchased
CHRISTIANA |  | HOSPITAL-WH | 0 | 14222868 | DE |  | 2014-12-03 19:00 |  | Infusion Pumps; General-Purpose (PCU) | 56122 | 8015 ALARIS PC | ALARIS MEDICAL SYSTEMS INC SUB CARDINAL HEALTH INC | 2146 | Purchased
CHRISTIANA |  | HOSPITAL-CH | 0 | 14222863 | DE |  | 2014-12-03 19:00 |  | Infusion Pumps; General-Purpose (PCU) | 56124 | 8015 ALARIS PC | ALARIS MEDICAL SYSTEMS INC SUB CARDINAL HEALTH INC | 2146 | Purchased
CHRISTIANA |  | HOSPITAL-CH | 0 | 15139969 | DE |  | 2018-06-11 20:00 |  | Infusion Pumps; General-Purpose (PCU) | 67527 | 8015 ALARIS PC | ALARIS MEDICAL SYSTEMS INC SUB CARDINAL HEALTH INC | 2416 | Purchased
CHRISTIANA |  | HOSPITAL-CH | 0 | 14159461 | DE |  | 2014-12-03 19:00 |  | Infusion Pumps; General-Purpose (PCU) | 56603 | 8015 ALARIS PC | ALARIS MEDICAL SYSTEMS INC SUB CARDINAL HEALTH INC | 2146 | Purchased
CHRISTIANA |  | HOSPITAL-CH | 0 | 14159011 | DE |  | 2014-12-03 19:00 |  | Infusion Pumps; General-Purpose (PCU) | 56605 | 8015 ALARIS PC | ALARIS MEDICAL SYSTEMS INC SUB CARDINAL HEALTH INC | 2146 | Purchased
CHRISTIANA |  | HOSPITAL-CH | 0 | 14225213 | DE |  | 2014-12-03 19:00 |  | Infusion Pumps; General-Purpose (PCU) | 55295 | 8015 ALARIS PC | ALARIS MEDICAL SYSTEMS INC SUB CARDINAL HEALTH INC | 2146 | Purchased
CHRISTIANA |  | HOSPITAL-WH | 0 | 14225033 | DE |  | 2014-12-03 19:00 |  | Infusion Pumps; General-Purpose (PCU) | 55297 | 8015 ALARIS PC | ALARIS MEDICAL SYSTEMS INC SUB CARDINAL HEALTH INC | 2146 | Purchased
CHRISTIANA |  | HOSPITAL-CH | 0 | 14226182 | DE |  | 2014-12-03 19:00 |  | Infusion Pumps; General-Purpose (PCU) | 59197 | 8015 ALARIS PC | ALARIS MEDICAL SYSTEMS INC SUB CARDINAL HEALTH INC | 2146 | Purchased
CHRISTIANA |  | HOSPITAL-CH | 0 | 14225919 | DE |  | 2014-12-03 19:00 |  | Infusion Pumps; General-Purpose (PCU) | 59228 | 8015 ALARIS PC | ALARIS MEDICAL SYSTEMS INC SUB CARDINAL HEALTH INC | 2146 | Purchased
CHRISTIANA |  | HOSPITAL-CH | 0 | 14158825 | DE |  | 2014-12-03 19:00 |  | Infusion Pumps; General-Purpose (PCU) | 56556 | 8015 ALARIS PC | ALARIS MEDICAL SYSTEMS INC SUB CARDINAL HEALTH INC | 2146 | Purchased
CHRISTIANA |  | HOSPITAL-CH | 0 | 14166588 | DE |  | 2014-12-03 19:00 |  | Infusion Pumps; General-Purpose (PCU) | 58094 | 8015 ALARIS PC | ALARIS MEDICAL SYSTEMS INC SUB CARDINAL HEALTH INC | 2146 | Purchased
CHRISTIANA |  | HOSPITAL-WH | 0 | 14165892 | DE |  | 2014-12-03 19:00 |  | Infusion Pumps; General-Purpose (PCU) | 58093 | 8015 ALARIS PC | ALARIS MEDICAL SYSTEMS INC SUB CARDINAL HEALTH INC | 2146 | Purchased
CHRISTIANA |  | HOSPITAL-CH | 0 | 15079363 | DE |  | 2018-06-11 20:00 |  | Infusion Pumps; General-Purpose (PCU) | 67581 | 8015 ALARIS PC | ALARIS MEDICAL SYSTEMS INC SUB CARDINAL HEALTH INC | 2416 | Purchased
CHRISTIANA |  | HOSPITAL-CH | 0 | 15138137 | DE |  | 2018-06-11 20:00 |  | Infusion Pumps; General-Purpose (PCU) | 67541 | 8015 ALARIS PC | ALARIS MEDICAL SYSTEMS INC SUB CARDINAL HEALTH INC | 2416 | Purchased
CHRISTIANA |  | HOSPITAL-CH | 0 | 14209256 | DE |  | 2014-12-03 19:00 |  | Infusion Pumps; General-Purpose (PCU) | 59288 | 8015 ALARIS PC | ALARIS MEDICAL SYSTEMS INC SUB CARDINAL HEALTH INC | 2146 | Purchased
CHRISTIANA |  | HOSPITAL-CH | 0 | 14208435 | DE |  | 2014-12-03 19:00 |  | Infusion Pumps; General-Purpose (PCU) | 58431 | 8015 ALARIS PC | ALARIS MEDICAL SYSTEMS INC SUB CARDINAL HEALTH INC | 2146 | Purchased
CHRISTIANA |  | HOSPITAL-CH | 0 | 14208576 | DE |  | 2014-12-03 19:00 |  | Infusion Pumps; General-Purpose (PCU) | 58433 | 8015 ALARIS PC | ALARIS MEDICAL SYSTEMS INC SUB CARDINAL HEALTH INC | 2146 | Purchased
CHRISTIANA |  | HOSPITAL-CH | 0 | 14165680 | DE |  | 2014-12-03 19:00 |  | Infusion Pumps; General-Purpose (PCU) | 56634 | 8015 ALARIS PC | ALARIS MEDICAL SYSTEMS INC SUB CARDINAL HEALTH INC | 2146 | Purchased
CHRISTIANA |  | HOSPITAL-CH | 0 | 14165746 | DE |  | 2014-12-03 19:00 |  | Infusion Pumps; General-Purpose (PCU) | 56636 | 8015 ALARIS PC | ALARIS MEDICAL SYSTEMS INC SUB CARDINAL HEALTH INC | 2146 | Purchased
CHRISTIANA |  | Pike Creek | 0 | 15079704 | DE |  | 2018-06-11 20:00 |  | Infusion Pumps; General-Purpose (PCU) | 67574 | 8015 ALARIS PC | ALARIS MEDICAL SYSTEMS INC SUB CARDINAL HEALTH INC | 2416 | Purchased
CHRISTIANA |  | HOSPITAL-CH | 0 | 14166587 | DE |  | 2014-12-03 19:00 |  | Infusion Pumps; General-Purpose (PCU) | 56521 | 8015 ALARIS PC | ALARIS MEDICAL SYSTEMS INC SUB CARDINAL HEALTH INC | 2146 | Purchased
CHRISTIANA |  | HOSPITAL-CH | 0 | 14224947 | DE |  | 2014-12-03 19:00 |  | Infusion Pumps; General-Purpose (PCU) | 56070 | 8015 ALARIS PC | ALARIS MEDICAL SYSTEMS INC SUB CARDINAL HEALTH INC | 2146 | Purchased
CHRISTIANA |  | HOSPITAL-CH | 0 | 14223722 | DE |  | 2014-12-03 19:00 |  | Infusion Pumps; General-Purpose (PCU) | 56072 | 8015 ALARIS PC | ALARIS MEDICAL SYSTEMS INC SUB CARDINAL HEALTH INC | 2146 | Purchased
CHRISTIANA |  | HOSPITAL-CH | 0 | 14165809 | DE |  | 2014-12-03 19:00 |  | Infusion Pumps; General-Purpose (PCU) | 59548 | 8015 ALARIS PC | ALARIS MEDICAL SYSTEMS INC SUB CARDINAL HEALTH INC | 2146 | Purchased
CHRISTIANA |  | HOSPITAL-WH | 0 | 14223954 | DE |  | 2014-12-03 19:00 |  | Infusion Pumps; General-Purpose (PCU) | 59550 | 8015 ALARIS PC | ALARIS MEDICAL SYSTEMS INC SUB CARDINAL HEALTH INC | 2146 | Purchased
CHRISTIANA |  | HOSPITAL-CH | 0 | 14208442 | DE |  | 2014-12-03 19:00 |  | Infusion Pumps; General-Purpose (PCU) | 58851 | 8015 ALARIS PC | ALARIS MEDICAL SYSTEMS INC SUB CARDINAL HEALTH INC | 2146 | Purchased
CHRISTIANA |  | HOSPITAL-WH | 0 | 14209101 | DE |  | 2014-12-03 19:00 |  | Infusion Pumps; General-Purpose (PCU) | 58853 | 8015 ALARIS PC | ALARIS MEDICAL SYSTEMS INC SUB CARDINAL HEALTH INC | 2146 | Purchased
CHRISTIANA |  | HOSPITAL-WH | 0 | 14209180 | DE |  | 2014-12-03 19:00 |  | Infusion Pumps; General-Purpose (PCU) | 59307 | 8015 ALARIS PC | ALARIS MEDICAL SYSTEMS INC SUB CARDINAL HEALTH INC | 2146 | Purchased
CHRISTIANA |  | HOSPITAL-CH | 0 | 14202856 | DE |  | 2014-12-03 19:00 |  | Infusion Pumps; General-Purpose (PCU) | 59172 | 8015 ALARIS PC | ALARIS MEDICAL SYSTEMS INC SUB CARDINAL HEALTH INC | 2146 | Purchased
CHRISTIANA |  | HOSPITAL-WH | 0 | 14201898 | DE |  | 2014-12-03 19:00 |  | Infusion Pumps; General-Purpose (PCU) | 59165 | 8015 ALARIS PC | ALARIS MEDICAL SYSTEMS INC SUB CARDINAL HEALTH INC | 2146 | Purchased
CHRISTIANA |  | HOSPITAL-CH | 0 | 14201895 | DE |  | 2014-12-03 19:00 |  | Infusion Pumps; General-Purpose (PCU) | 59163 | 8015 ALARIS PC | ALARIS MEDICAL SYSTEMS INC SUB CARDINAL HEALTH INC | 2146 | Purchased
CHRISTIANA |  | HOSPITAL-CH | 0 | 15139913 | DE |  | 2018-06-11 20:00 |  | Infusion Pumps; General-Purpose (PCU) | 67562 | 8015 ALARIS PC | ALARIS MEDICAL SYSTEMS INC SUB CARDINAL HEALTH INC | 2416 | Purchased
CHRISTIANA |  | HOSPITAL-CH | 0 | 14208516 | DE |  | 2014-12-03 19:00 |  | Infusion Pumps; General-Purpose (PCU) | 55602 | 8015 ALARIS PC | ALARIS MEDICAL SYSTEMS INC SUB CARDINAL HEALTH INC | 2146 | Purchased
CHRISTIANA |  | HOSPITAL-CH | 0 | 14211677 | DE |  | 2014-12-03 19:00 |  | Infusion Pumps; General-Purpose (PCU) | 55604 | 8015 ALARIS PC | ALARIS MEDICAL SYSTEMS INC SUB CARDINAL HEALTH INC | 2146 | Purchased
CHRISTIANA |  | HOSPITAL-CH | 0 | 14200715 | DE |  | 2014-12-03 19:00 |  | Infusion Pumps; General-Purpose (PCU) | 58085 | 8015 ALARIS PC | ALARIS MEDICAL SYSTEMS INC SUB CARDINAL HEALTH INC | 2146 | Purchased
CHRISTIANA |  | HOSPITAL-WH | 0 | 14208308 | DE |  | 2014-12-03 19:00 |  | Infusion Pumps; General-Purpose (PCU) | 59290 | 8015 ALARIS PC | ALARIS MEDICAL SYSTEMS INC SUB CARDINAL HEALTH INC | 2146 | Purchased
CHRISTIANA |  | HOSPITAL-CH | 0 | 15139296 | DE |  | 2018-06-11 20:00 |  | Infusion Pumps; General-Purpose (PCU) | 67550 | 8015 ALARIS PC | ALARIS MEDICAL SYSTEMS INC SUB CARDINAL HEALTH INC | 2416 | Purchased
CHRISTIANA |  | HOSPITAL-WH | 0 | 14165774 | DE |  | 2014-12-03 19:00 |  | Infusion Pumps; General-Purpose (PCU) | 58205 | 8015 ALARIS PC | ALARIS MEDICAL SYSTEMS INC SUB CARDINAL HEALTH INC | 2146 | Purchased
CHRISTIANA |  | HOSPITAL-WH | 0 | 14159896 | DE |  | 2014-12-03 19:00 |  | Infusion Pumps; General-Purpose (PCU) | 59499 | 8015 ALARIS PC | ALARIS MEDICAL SYSTEMS INC SUB CARDINAL HEALTH INC | 2146 | Purchased
CHRISTIANA |  | HOSPITAL-WH | 0 | 14224066 | DE |  | 2014-12-03 19:00 |  | Infusion Pumps; General-Purpose (PCU) | 59539 | 8015 ALARIS PC | ALARIS MEDICAL SYSTEMS INC SUB CARDINAL HEALTH INC | 2146 | Purchased
CHRISTIANA |  | HOSPITAL-WH | 0 | 14201019 | DE |  | 2014-12-03 19:00 |  | Infusion Pumps; General-Purpose (PCU) | 59436 | 8015 ALARIS PC | ALARIS MEDICAL SYSTEMS INC SUB CARDINAL HEALTH INC | 2146 | Purchased
CHRISTIANA |  | HOSPITAL-CH | 0 | 14166644 | DE |  | 2014-12-03 19:00 |  | Infusion Pumps; General-Purpose (PCU) | 56171 | 8015 ALARIS PC | ALARIS MEDICAL SYSTEMS INC SUB CARDINAL HEALTH INC | 2146 | Purchased
CHRISTIANA |  | HOSPITAL-CH | 0 | 14131561 | DE |  | 2014-07-13 20:00 |  | Infusion Pumps; General-Purpose (PCU) | 58038 | 8015 ALARIS PC | ALARIS MEDICAL SYSTEMS INC SUB CARDINAL HEALTH INC | 4000 | Purchased
CHRISTIANA |  | CANCER CENTER | 0 | 14202293 | DE |  | 2014-12-03 19:00 |  | Infusion Pumps; General-Purpose (PCU) | 59188 | 8015 ALARIS PC | ALARIS MEDICAL SYSTEMS INC SUB CARDINAL HEALTH INC | 2146 | Purchased
CHRISTIANA |  | HOSPITAL-CH | 0 | 14226191 | DE |  | 2014-12-03 19:00 |  | Infusion Pumps; General-Purpose (PCU) | 59222 | 8015 ALARIS PC | ALARIS MEDICAL SYSTEMS INC SUB CARDINAL HEALTH INC | 2146 | Purchased
CHRISTIANA |  | HOSPITAL-CH | 0 | 14223188 | DE |  | 2014-12-03 19:00 |  | Infusion Pumps; General-Purpose (PCU) | 56123 | 8015 ALARIS PC | ALARIS MEDICAL SYSTEMS INC SUB CARDINAL HEALTH INC | 2146 | Purchased
CHRISTIANA |  | HOSPITAL-CH | 0 | 14222862 | DE |  | 2014-12-03 19:00 |  | Infusion Pumps; General-Purpose (PCU) | 56125 | 8015 ALARIS PC | ALARIS MEDICAL SYSTEMS INC SUB CARDINAL HEALTH INC | 2146 | Purchased
CHRISTIANA |  | HOSPITAL-CH | 0 | 15083167 | DE |  | 2018-06-11 20:00 |  | Infusion Pumps; General-Purpose (PCU) | 67607 | 8015 ALARIS PC | ALARIS MEDICAL SYSTEMS INC SUB CARDINAL HEALTH INC | 2416 | Purchased
CHRISTIANA |  | HOSPITAL-CH | 0 | 14216805 | DE |  | 2014-12-03 19:00 |  | Infusion Pumps; General-Purpose (PCU) | 56602 | 8015 ALARIS PC | ALARIS MEDICAL SYSTEMS INC SUB CARDINAL HEALTH INC | 2146 | Purchased
CHRISTIANA |  | HOSPITAL-CH | 0 | 14158932 | DE |  | 2014-12-03 19:00 |  | Infusion Pumps; General-Purpose (PCU) | 56604 | 8015 ALARIS PC | ALARIS MEDICAL SYSTEMS INC SUB CARDINAL HEALTH INC | 2146 | Purchased
CHRISTIANA |  | HOSPITAL-CH | 0 | 14225185 | DE |  | 2014-12-03 19:00 |  | Infusion Pumps; General-Purpose (PCU) | 55296 | 8015 ALARIS PC | ALARIS MEDICAL SYSTEMS INC SUB CARDINAL HEALTH INC | 2146 | Purchased
CHRISTIANA |  | HOSPITAL-CH | 0 | 14225212 | DE |  | 2014-12-03 19:00 |  | Infusion Pumps; General-Purpose (PCU) | 55298 | 8015 ALARIS PC | ALARIS MEDICAL SYSTEMS INC SUB CARDINAL HEALTH INC | 2146 | Purchased
CHRISTIANA |  | HOSPITAL-CH | 0 | 13170017 | DE |  | 2014-12-03 19:00 |  | Infusion Pumps; General-Purpose (PCU) | 63735 | 8015 ALARIS PC | ALARIS MEDICAL SYSTEMS INC SUB CARDINAL HEALTH INC | 895 | Purchased
CHRISTIANA |  | HOSPITAL-CH | 0 | 14225770 | DE |  | 2014-12-03 19:00 |  | Infusion Pumps; General-Purpose (PCU) | 59229 | 8015 ALARIS PC | ALARIS MEDICAL SYSTEMS INC SUB CARDINAL HEALTH INC | 2146 | Purchased
CHRISTIANA |  | HOSPITAL-CH | 0 | 14225729 | DE |  | 2014-12-03 19:00 |  | Infusion Pumps; General-Purpose (PCU) | 59227 | 8015 ALARIS PC | ALARIS MEDICAL SYSTEMS INC SUB CARDINAL HEALTH INC | 2146 | Purchased
CHRISTIANA |  | HOSPITAL-WH | 0 | 14159177 | DE |  | 2014-12-03 19:00 |  | Infusion Pumps; General-Purpose (PCU) | 56555 | 8015 ALARIS PC | ALARIS MEDICAL SYSTEMS INC SUB CARDINAL HEALTH INC | 2146 | Purchased
CHRISTIANA |  | HOSPITAL-CH | 0 | 14159184 | DE |  | 2014-12-03 19:00 |  | Infusion Pumps; General-Purpose (PCU) | 56557 | 8015 ALARIS PC | ALARIS MEDICAL SYSTEMS INC SUB CARDINAL HEALTH INC | 2146 | Purchased
CHRISTIANA |  | HOSPITAL-WH | 0 | 14226550 | DE |  | 2014-12-03 19:00 |  | Infusion Pumps; General-Purpose (PCU) | 58047 | 8015 ALARIS PC | ALARIS MEDICAL SYSTEMS INC SUB CARDINAL HEALTH INC | 2146 | Purchased
CHRISTIANA |  | HOSPITAL-CH | 0 | 14208555 | DE |  | 2014-12-03 19:00 |  | Infusion Pumps; General-Purpose (PCU) | 58110 | 8015 ALARIS PC | ALARIS MEDICAL SYSTEMS INC SUB CARDINAL HEALTH INC | 2146 | Purchased
CHRISTIANA |  | CANCER CENTER | 0 | 14946812 | DE |  | 2017-08-01 20:00 |  | Infusion Pumps; General-Purpose (PCU) | 64980 | 8015 ALARIS PC | ALARIS MEDICAL SYSTEMS INC SUB CARDINAL HEALTH INC | 720.3 | Purchased
CHRISTIANA |  | HOSPITAL-CH | 0 | 14226656 | DE |  | 2014-12-03 19:00 |  | Infusion Pumps; General-Purpose (PCU) | 58430 | 8015 ALARIS PC | ALARIS MEDICAL SYSTEMS INC SUB CARDINAL HEALTH INC | 2146 | Purchased
CHRISTIANA |  | HOSPITAL-CH | 0 | 14224950 | DE |  | 2014-12-03 19:00 |  | Infusion Pumps; General-Purpose (PCU) | 58432 | 8015 ALARIS PC | ALARIS MEDICAL SYSTEMS INC SUB CARDINAL HEALTH INC | 2146 | Purchased
CHRISTIANA |  | HOSPITAL-CH | 0 | 14165891 | DE |  | 2014-12-03 19:00 |  | Infusion Pumps; General-Purpose (PCU) | 56635 | 8015 ALARIS PC | ALARIS MEDICAL SYSTEMS INC SUB CARDINAL HEALTH INC | 2146 | Purchased
CHRISTIANA |  | HOSPITAL-CH | 0 | 14222934 | DE |  | 2014-12-03 19:00 |  | Infusion Pumps; General-Purpose (PCU) | 56071 | 8015 ALARIS PC | ALARIS MEDICAL SYSTEMS INC SUB CARDINAL HEALTH INC | 2146 | Purchased
CHRISTIANA |  | HOSPITAL-CH | 0 | 14223990 | DE |  | 2014-12-03 19:00 |  | Infusion Pumps; General-Purpose (PCU) | 59547 | 8015 ALARIS PC | ALARIS MEDICAL SYSTEMS INC SUB CARDINAL HEALTH INC | 2146 | Purchased
CHRISTIANA |  | HOSPITAL-CH | 0 | 14223669 | DE |  | 2014-12-03 19:00 |  | Infusion Pumps; General-Purpose (PCU) | 59549 | 8015 ALARIS PC | ALARIS MEDICAL SYSTEMS INC SUB CARDINAL HEALTH INC | 2146 | Purchased
CHRISTIANA |  | HOSPITAL-CH | 0 | 14209374 | DE |  | 2014-12-03 19:00 |  | Infusion Pumps; General-Purpose (PCU) | 58850 | 8015 ALARIS PC | ALARIS MEDICAL SYSTEMS INC SUB CARDINAL HEALTH INC | 2146 | Purchased
CHRISTIANA |  | HOSPITAL-CH | 0 | 14209078 | DE |  | 2014-12-03 19:00 |  | Infusion Pumps; General-Purpose (PCU) | 58852 | 8015 ALARIS PC | ALARIS MEDICAL SYSTEMS INC SUB CARDINAL HEALTH INC | 2146 | Purchased
CHRISTIANA |  | HOSPITAL-CH | 0 | 14209375 | DE |  | 2014-12-03 19:00 |  | Infusion Pumps; General-Purpose (PCU) | 58854 | 8015 ALARIS PC | ALARIS MEDICAL SYSTEMS INC SUB CARDINAL HEALTH INC | 2146 | Purchased
CHRISTIANA |  | HOSPITAL-CH | 0 | 15079375 | DE |  | 2018-06-11 20:00 |  | Infusion Pumps; General-Purpose (PCU) | 67614 | 8015 ALARIS PC | ALARIS MEDICAL SYSTEMS INC SUB CARDINAL HEALTH INC | 2416 | Purchased
CHRISTIANA |  | Ketlay Plaza | 0 | 14202834 | DE |  | 2014-12-03 19:00 |  | Infusion Pumps; General-Purpose (PCU) | 59169 | 8015 ALARIS PC | ALARIS MEDICAL SYSTEMS INC SUB CARDINAL HEALTH INC | 2146 | Purchased
CHRISTIANA |  | HOSPITAL-CH | 0 | 14201891 | DE |  | 2014-12-03 19:00 |  | Infusion Pumps; General-Purpose (PCU) | 59164 | 8015 ALARIS PC | ALARIS MEDICAL SYSTEMS INC SUB CARDINAL HEALTH INC | 2146 | Purchased
CHRISTIANA |  | HOSPITAL-CH | 0 | 14224635 | DE |  | 2014-12-03 19:00 |  | Infusion Pumps; General-Purpose (PCU) | 55601 | 8015 ALARIS PC | ALARIS MEDICAL SYSTEMS INC SUB CARDINAL HEALTH INC | 2146 | Purchased
CHRISTIANA |  | HOSPITAL-CH | 0 | 14211623 | DE |  | 2014-12-03 19:00 |  | Infusion Pumps; General-Purpose (PCU) | 55603 | 8015 ALARIS PC | ALARIS MEDICAL SYSTEMS INC SUB CARDINAL HEALTH INC | 2146 | Purchased
CHRISTIANA |  | HOSPITAL-WH | 0 | 14208860 | DE |  | 2014-12-03 19:00 |  | Infusion Pumps; General-Purpose (PCU) | 58871 | 8015 ALARIS PC | ALARIS MEDICAL SYSTEMS INC SUB CARDINAL HEALTH INC | 2146 | Purchased
CHRISTIANA |  | Union Professional Building Elkton | 0 | 14202934 | MD |  | 2014-12-03 19:00 |  | Infusion Pumps; General-Purpose (PCU) | 59156 | 8015 ALARIS PC | ALARIS MEDICAL SYSTEMS INC SUB CARDINAL HEALTH INC | 2146 | Purchased
CHRISTIANA |  | HOSPITAL-WH | 0 | 14201460 | DE |  | 2014-12-03 19:00 |  | Infusion Pumps; General-Purpose (PCU) | 58159 | 8015 ALARIS PC | ALARIS MEDICAL SYSTEMS INC SUB CARDINAL HEALTH INC | 2146 | Purchased
CHRISTIANA |  | HOSPITAL-WH | 0 | 14166424 | DE |  | 2014-12-03 19:00 |  | Infusion Pumps; General-Purpose (PCU) | 59504 | 8015 ALARIS PC | ALARIS MEDICAL SYSTEMS INC SUB CARDINAL HEALTH INC | 2146 | Purchased
CHRISTIANA |  | HOSPITAL-CH | 0 | 14201857 | DE |  | 2014-12-03 19:00 |  | Infusion Pumps; General-Purpose (PCU) | 59161 | 8015 ALARIS PC | ALARIS MEDICAL SYSTEMS INC SUB CARDINAL HEALTH INC | 2146 | Purchased
CHRISTIANA |  | HOSPITAL-CH | 0 | 14222946 | DE |  | 2014-12-03 19:00 |  | Infusion Pumps; General-Purpose (PCU) | 56161 | 8015 ALARIS PC | ALARIS MEDICAL SYSTEMS INC SUB CARDINAL HEALTH INC | 2146 | Purchased
CHRISTIANA |  | HOSPITAL-CH | 0 | 14222864 | DE |  | 2014-12-03 19:00 |  | Infusion Pumps; General-Purpose (PCU) | 56163 | 8015 ALARIS PC | ALARIS MEDICAL SYSTEMS INC SUB CARDINAL HEALTH INC | 2146 | Purchased
CHRISTIANA |  | HOSPITAL-CH | 0 | 14165911 | DE |  | 2014-12-03 19:00 |  | Infusion Pumps; General-Purpose (PCU) | 58206 | 8015 ALARIS PC | ALARIS MEDICAL SYSTEMS INC SUB CARDINAL HEALTH INC | 2146 | Purchased
CHRISTIANA |  | HOSPITAL-CH | 0 | 14200843 | DE |  | 2014-12-03 19:00 |  | Infusion Pumps; General-Purpose (PCU) | 58209 | 8015 ALARIS PC | ALARIS MEDICAL SYSTEMS INC SUB CARDINAL HEALTH INC | 2146 | Purchased
CHRISTIANA |  | HOSPITAL-CH | 0 | 14218001 | DE |  | 2014-12-03 19:00 |  | Infusion Pumps; General-Purpose (PCU) | 55730 | 8015 ALARIS PC | ALARIS MEDICAL SYSTEMS INC SUB CARDINAL HEALTH INC | 2146 | Purchased
CHRISTIANA |  | HOSPITAL-CH | 0 | 14226454 | DE |  | 2014-12-03 19:00 |  | Infusion Pumps; General-Purpose (PCU) | 58048 | 8015 ALARIS PC | ALARIS MEDICAL SYSTEMS INC SUB CARDINAL HEALTH INC | 2146 | Purchased
CHRISTIANA |  | HOSPITAL-CH | 0 | 14209063 | DE |  | 2014-12-03 19:00 |  | Infusion Pumps; General-Purpose (PCU) | 58148 | 8015 ALARIS PC | ALARIS MEDICAL SYSTEMS INC SUB CARDINAL HEALTH INC | 2146 | Purchased
CHRISTIANA |  | HOSPITAL-CH | 0 | 14165645 | DE |  | 2014-12-03 19:00 |  | Infusion Pumps; General-Purpose (PCU) | 58250 | 8015 ALARIS PC | ALARIS MEDICAL SYSTEMS INC SUB CARDINAL HEALTH INC | 2146 | Purchased
CHRISTIANA |  | HOSPITAL-CH | 0 | 14208919 | DE |  | 2014-12-03 19:00 |  | Infusion Pumps; General-Purpose (PCU) | 58139 | 8015 ALARIS PC | ALARIS MEDICAL SYSTEMS INC SUB CARDINAL HEALTH INC | 2146 | Purchased
CHRISTIANA |  | HOSPITAL-CH | 0 | 14224628 | DE |  | 2014-12-03 19:00 |  | Infusion Pumps; General-Purpose (PCU) | 58428 | 8015 ALARIS PC | ALARIS MEDICAL SYSTEMS INC SUB CARDINAL HEALTH INC | 2146 | Purchased
CHRISTIANA |  | HOSPITAL-CH | 0 | 14229293 | DE |  | 2014-12-03 19:00 |  | Infusion Pumps; General-Purpose (PCU) | 59401 | 8015 ALARIS PC | ALARIS MEDICAL SYSTEMS INC SUB CARDINAL HEALTH INC | 2146 | Purchased
CHRISTIANA |  | HOSPITAL-CH | 0 | 14217920 | DE |  | 2014-12-03 19:00 |  | Infusion Pumps; General-Purpose (PCU) | 56499 | 8015 ALARIS PC | ALARIS MEDICAL SYSTEMS INC SUB CARDINAL HEALTH INC | 2146 | Purchased
CHRISTIANA |  | HOSPITAL-CH | 0 | 14209032 | DE |  | 2014-12-03 19:00 |  | Infusion Pumps; General-Purpose (PCU) | 58104 | 8015 ALARIS PC | ALARIS MEDICAL SYSTEMS INC SUB CARDINAL HEALTH INC | 2146 | Purchased
CHRISTIANA |  | HOSPITAL-CH | 0 | 14166394 | DE |  | 2014-12-03 19:00 |  | Infusion Pumps; General-Purpose (PCU) | 59484 | 8015 ALARIS PC | ALARIS MEDICAL SYSTEMS INC SUB CARDINAL HEALTH INC | 2146 | Purchased
CHRISTIANA |  | HOSPITAL-CH | 0 | 14225340 | DE |  | 2014-12-03 19:00 |  | Infusion Pumps; General-Purpose (PCU) | 58169 | 8015 ALARIS PC | ALARIS MEDICAL SYSTEMS INC SUB CARDINAL HEALTH INC | 2146 | Purchased
CHRISTIANA |  | HOSPITAL-CH | 0 | 14200717 | DE |  | 2014-12-03 19:00 |  | Infusion Pumps; General-Purpose (PCU) | 58198 | 8015 ALARIS PC | ALARIS MEDICAL SYSTEMS INC SUB CARDINAL HEALTH INC | 2146 | Purchased
CHRISTIANA |  | HOSPITAL-CH | 0 | 14209005 | DE |  | 2014-12-03 19:00 |  | Infusion Pumps; General-Purpose (PCU) | 58187 | 8015 ALARIS PC | ALARIS MEDICAL SYSTEMS INC SUB CARDINAL HEALTH INC | 2146 | Purchased
CHRISTIANA |  | HOSPITAL-CH | 0 | 14208513 | DE |  | 2014-12-03 19:00 |  | Infusion Pumps; General-Purpose (PCU) | 59298 | 8015 ALARIS PC | ALARIS MEDICAL SYSTEMS INC SUB CARDINAL HEALTH INC | 2146 | Purchased
CHRISTIANA |  | HOSPITAL-WH | 0 | 14208223 | DE |  | 2014-12-03 19:00 |  | Infusion Pumps; General-Purpose (PCU) | 59305 | 8015 ALARIS PC | ALARIS MEDICAL SYSTEMS INC SUB CARDINAL HEALTH INC | 2146 | Purchased
CHRISTIANA |  | HOSPITAL-CH | 0 | 14208349 | DE |  | 2014-12-03 19:00 |  | Infusion Pumps; General-Purpose (PCU) | 59428 | 8015 ALARIS PC | ALARIS MEDICAL SYSTEMS INC SUB CARDINAL HEALTH INC | 2146 | Purchased
CHRISTIANA |  | HOSPITAL-CH | 0 | 14208275 | DE |  | 2014-12-03 19:00 |  | Infusion Pumps; General-Purpose (PCU) | 59430 | 8015 ALARIS PC | ALARIS MEDICAL SYSTEMS INC SUB CARDINAL HEALTH INC | 2146 | Purchased
CHRISTIANA |  | HOSPITAL-CH | 0 | 14211552 | DE |  | 2014-12-03 19:00 |  | Infusion Pumps; General-Purpose (PCU) | 55526 | 8015 ALARIS PC | ALARIS MEDICAL SYSTEMS INC SUB CARDINAL HEALTH INC | 2146 | Purchased
CHRISTIANA |  | HOSPITAL-CH | 0 | 14211653 | DE |  | 2014-12-03 19:00 |  | Infusion Pumps; General-Purpose (PCU) | 55528 | 8015 ALARIS PC | ALARIS MEDICAL SYSTEMS INC SUB CARDINAL HEALTH INC | 2146 | Purchased
CHRISTIANA |  | HOSPITAL-CH | 0 | 14226176 | DE |  | 2014-12-03 19:00 |  | Infusion Pumps; General-Purpose (PCU) | 59213 | 8015 ALARIS PC | ALARIS MEDICAL SYSTEMS INC SUB CARDINAL HEALTH INC | 2146 | Purchased
CHRISTIANA |  | HOSPITAL-CH | 0 | 14222656 | DE |  | 2014-12-03 19:00 |  | Infusion Pumps; General-Purpose (PCU) | 56623 | 8015 ALARIS PC | ALARIS MEDICAL SYSTEMS INC SUB CARDINAL HEALTH INC | 2146 | Purchased
CHRISTIANA |  | HOSPITAL-CH | 0 | 14222731 | DE |  | 2014-12-03 19:00 |  | Infusion Pumps; General-Purpose (PCU) | 56625 | 8015 ALARIS PC | ALARIS MEDICAL SYSTEMS INC SUB CARDINAL HEALTH INC | 2146 | Purchased
CHRISTIANA |  | HOSPITAL-CH | 0 | 14919602 | DE |  | 2017-08-01 20:00 |  | Infusion Pumps; General-Purpose (PCU) | 64976 | 8015 ALARIS PC | ALARIS MEDICAL SYSTEMS INC SUB CARDINAL HEALTH INC | 720.3 | Purchased
CHRISTIANA |  | HOSPITAL-CH | 0 | 14130673 | DE |  | 2014-07-13 20:00 |  | Infusion Pumps; General-Purpose (PCU) | 58027 | 8015 ALARIS PC | ALARIS MEDICAL SYSTEMS INC SUB CARDINAL HEALTH INC | 4000 | Purchased
CHRISTIANA |  | HOSPITAL-CH | 0 | 14159967 | DE |  | 2014-12-03 19:00 |  | Infusion Pumps; General-Purpose (PCU) | 58134 | 8015 ALARIS PC | ALARIS MEDICAL SYSTEMS INC SUB CARDINAL HEALTH INC | 2146 | Purchased
CHRISTIANA |  | HOSPITAL-CH | 0 | 14209150 | DE |  | 2014-12-03 19:00 |  | Infusion Pumps; General-Purpose (PCU) | 58112 | 8015 ALARIS PC | ALARIS MEDICAL SYSTEMS INC SUB CARDINAL HEALTH INC | 2146 | Purchased
CHRISTIANA |  | HOSPITAL-CH | 0 | 14158923 | DE |  | 2014-12-03 19:00 |  | Infusion Pumps; General-Purpose (PCU) | 58223 | 8015 ALARIS PC | ALARIS MEDICAL SYSTEMS INC SUB CARDINAL HEALTH INC | 2146 | Purchased
CHRISTIANA |  | HOSPITAL-WH | 0 | 14160072 | DE |  | 2014-12-03 19:00 |  | Infusion Pumps; General-Purpose (PCU) | 58225 | 8015 ALARIS PC | ALARIS MEDICAL SYSTEMS INC SUB CARDINAL HEALTH INC | 2146 | Purchased
CHRISTIANA |  | HOSPITAL-CH | 0 | 14224796 | DE |  | 2014-12-03 19:00 |  | Infusion Pumps; General-Purpose (PCU) | 55329 | 8015 ALARIS PC | ALARIS MEDICAL SYSTEMS INC SUB CARDINAL HEALTH INC | 2146 | Purchased
CHRISTIANA |  | HOSPITAL-CH | 0 | 14225146 | DE |  | 2014-12-03 19:00 |  | Infusion Pumps; General-Purpose (PCU) | 55331 | 8015 ALARIS PC | ALARIS MEDICAL SYSTEMS INC SUB CARDINAL HEALTH INC | 2146 | Purchased
CHRISTIANA |  | HOSPITAL-CH | 0 | 14223721 | DE |  | 2014-12-03 19:00 |  | Infusion Pumps; General-Purpose (PCU) | 59530 | 8015 ALARIS PC | ALARIS MEDICAL SYSTEMS INC SUB CARDINAL HEALTH INC | 2146 | Purchased
CHRISTIANA |  | HOSPITAL-CH | 0 | 14224067 | DE |  | 2014-12-03 19:00 |  | Infusion Pumps; General-Purpose (PCU) | 59532 | 8015 ALARIS PC | ALARIS MEDICAL SYSTEMS INC SUB CARDINAL HEALTH INC | 2146 | Purchased
CHRISTIANA |  | HOSPITAL-CH | 0 | 14224072 | DE |  | 2014-12-03 19:00 |  | Infusion Pumps; General-Purpose (PCU) | 59534 | 8015 ALARIS PC | ALARIS MEDICAL SYSTEMS INC SUB CARDINAL HEALTH INC | 2146 | Purchased
CHRISTIANA |  | HOSPITAL-CH | 0 | 14208240 | DE |  | 2014-12-03 19:00 |  | Infusion Pumps; General-Purpose (PCU) | 55558 | 8015 ALARIS PC | ALARIS MEDICAL SYSTEMS INC SUB CARDINAL HEALTH INC | 2146 | Purchased
CHRISTIANA |  | HOSPITAL-CH | 0 | 14208506 | DE |  | 2014-12-03 19:00 |  | Infusion Pumps; General-Purpose (PCU) | 55560 | 8015 ALARIS PC | ALARIS MEDICAL SYSTEMS INC SUB CARDINAL HEALTH INC | 2146 | Purchased
CHRISTIANA |  | HOSPITAL-CH | 0 | 14159389 | DE |  | 2014-12-03 19:00 |  | Infusion Pumps; General-Purpose (PCU) | 55663 | 8015 ALARIS PC | ALARIS MEDICAL SYSTEMS INC SUB CARDINAL HEALTH INC | 2146 | Purchased
CHRISTIANA |  | Smyrna Health & Wellness Center | 0 | 14159190 | DE |  | 2014-12-03 19:00 |  | Infusion Pumps; General-Purpose (PCU) | 56654 | 8015 ALARIS PC | ALARIS MEDICAL SYSTEMS INC SUB CARDINAL HEALTH INC | 2146 | Purchased
CHRISTIANA |  | CANCER CENTER | 0 | 14158691 | DE |  | 2014-12-03 19:00 |  | Infusion Pumps; General-Purpose (PCU) | 56656 | 8015 ALARIS PC | ALARIS MEDICAL SYSTEMS INC SUB CARDINAL HEALTH INC | 2146 | Purchased
CHRISTIANA |  | HOSPITAL-CH | 0 | 15079454 | DE |  | 2018-06-11 20:00 |  | Infusion Pumps; General-Purpose (PCU) | 67604 | 8015 ALARIS PC | ALARIS MEDICAL SYSTEMS INC SUB CARDINAL HEALTH INC | 2416 | Purchased
CHRISTIANA |  | HOSPITAL-CH | 0 | 14211614 | DE |  | 2014-12-03 19:00 |  | Infusion Pumps; General-Purpose (PCU) | 55573 | 8015 ALARIS PC | ALARIS MEDICAL SYSTEMS INC SUB CARDINAL HEALTH INC | 2146 | Purchased
CHRISTIANA |  | HOSPITAL-CH | 0 | 14211736 | DE |  | 2014-12-03 19:00 |  | Infusion Pumps; General-Purpose (PCU) | 55575 | 8015 ALARIS PC | ALARIS MEDICAL SYSTEMS INC SUB CARDINAL HEALTH INC | 2146 | Purchased
CHRISTIANA |  | CANCER CENTER WEST | 0 | 14217074 | DE |  | 2014-12-03 19:00 |  | Infusion Pumps; General-Purpose (PCU) | 56534 | 8015 ALARIS PC | ALARIS MEDICAL SYSTEMS INC SUB CARDINAL HEALTH INC | 2146 | Purchased
CHRISTIANA |  | HOSPITAL-CH | 0 | 14158797 | DE |  | 2014-12-03 19:00 |  | Infusion Pumps; General-Purpose (PCU) | 55678 | 8015 ALARIS PC | ALARIS MEDICAL SYSTEMS INC SUB CARDINAL HEALTH INC | 2146 | Purchased
CHRISTIANA |  | HOSPITAL-CH | 0 | 14211723 | DE |  | 2014-12-03 19:00 |  | Infusion Pumps; General-Purpose (PCU) | 55680 | 8015 ALARIS PC | ALARIS MEDICAL SYSTEMS INC SUB CARDINAL HEALTH INC | 2146 | Purchased
CHRISTIANA |  | HOSPITAL-CH | 0 | 14200750 | DE |  | 2014-12-03 19:00 |  | Infusion Pumps; General-Purpose (PCU) | 55589 | 8015 ALARIS PC | ALARIS MEDICAL SYSTEMS INC SUB CARDINAL HEALTH INC | 2146 | Purchased
CHRISTIANA |  | HOSPITAL-CH | 0 | 14200382 | DE |  | 2014-12-03 19:00 |  | Infusion Pumps; General-Purpose (PCU) | 55591 | 8015 ALARIS PC | ALARIS MEDICAL SYSTEMS INC SUB CARDINAL HEALTH INC | 2146 | Purchased
CHRISTIANA |  | HOSPITAL-WH | 0 | 14226188 | DE |  | 2014-12-03 19:00 |  | Infusion Pumps; General-Purpose (PCU) | 59214 | 8015 ALARIS PC | ALARIS MEDICAL SYSTEMS INC SUB CARDINAL HEALTH INC | 2146 | Purchased
CHRISTIANA |  | HOSPITAL-CH | 0 | 14159104 | DE |  | 2014-12-03 19:00 |  | Infusion Pumps; General-Purpose (PCU) | 55696 | 8015 ALARIS PC | ALARIS MEDICAL SYSTEMS INC SUB CARDINAL HEALTH INC | 2146 | Purchased
CHRISTIANA |  | HOSPITAL-CH | 0 | 14223094 | DE |  | 2014-12-03 19:00 |  | Infusion Pumps; General-Purpose (PCU) | 56162 | 8015 ALARIS PC | ALARIS MEDICAL SYSTEMS INC SUB CARDINAL HEALTH INC | 2146 | Purchased
CHRISTIANA |  | HOSPITAL-CH | 0 | 14201244 | DE |  | 2014-12-03 19:00 |  | Infusion Pumps; General-Purpose (PCU) | 58207 | 8015 ALARIS PC | ALARIS MEDICAL SYSTEMS INC SUB CARDINAL HEALTH INC | 2146 | Purchased
CHRISTIANA |  | HOSPITAL-CH | 0 | 14217218 | DE |  | 2014-12-03 19:00 |  | Infusion Pumps; General-Purpose (PCU) | 56225 | 8015 ALARIS PC | ALARIS MEDICAL SYSTEMS INC SUB CARDINAL HEALTH INC | 2146 | Purchased
CHRISTIANA |  | HOSPITAL-WH | 0 | 14158695 | DE |  | 2014-12-03 19:00 |  | Infusion Pumps; General-Purpose (PCU) | 56545 | 8015 ALARIS PC | ALARIS MEDICAL SYSTEMS INC SUB CARDINAL HEALTH INC | 2146 | Purchased
CHRISTIANA |  | HOSPITAL-CH | 0 | 15079431 | DE |  | 2018-06-11 20:00 |  | Infusion Pumps; General-Purpose (PCU) | 67597 | 8015 ALARIS PC | ALARIS MEDICAL SYSTEMS INC SUB CARDINAL HEALTH INC | 2416 | Purchased
CHRISTIANA |  | HOSPITAL-CH | 0 | 14226488 | DE |  | 2014-12-03 19:00 |  | Infusion Pumps; General-Purpose (PCU) | 58050 | 8015 ALARIS PC | ALARIS MEDICAL SYSTEMS INC SUB CARDINAL HEALTH INC | 2146 | Purchased
CHRISTIANA |  | HOSPITAL-CH | 0 | 14201608 | DE |  | 2014-12-03 19:00 |  | Infusion Pumps; General-Purpose (PCU) | 58150 | 8015 ALARIS PC | ALARIS MEDICAL SYSTEMS INC SUB CARDINAL HEALTH INC | 2146 | Purchased
CHRISTIANA |  | HOSPITAL-CH | 0 | 14166465 | DE |  | 2014-12-03 19:00 |  | Infusion Pumps; General-Purpose (PCU) | 58248 | 8015 ALARIS PC | ALARIS MEDICAL SYSTEMS INC SUB CARDINAL HEALTH INC | 2146 | Purchased
CHRISTIANA |  | HOSPITAL-CH | 0 | 14208760 | DE |  | 2014-12-03 19:00 |  | Infusion Pumps; General-Purpose (PCU) | 58252 | 8015 ALARIS PC | ALARIS MEDICAL SYSTEMS INC SUB CARDINAL HEALTH INC | 2146 | Purchased
CHRISTIANA |  | HOSPITAL-CH | 0 | 14225906 | DE |  | 2014-12-03 19:00 |  | Infusion Pumps; General-Purpose (PCU) | 58427 | 8015 ALARIS PC | ALARIS MEDICAL SYSTEMS INC SUB CARDINAL HEALTH INC | 2146 | Purchased
CHRISTIANA |  | Ketlay Plaza | 0 | 14224694 | DE |  | 2014-12-03 19:00 |  | Infusion Pumps; General-Purpose (PCU) | 58429 | 8015 ALARIS PC | ALARIS MEDICAL SYSTEMS INC SUB CARDINAL HEALTH INC | 2146 | Purchased
CHRISTIANA |  | HOSPITAL-CH | 0 | 14208926 | DE |  | 2014-12-03 19:00 |  | Infusion Pumps; General-Purpose (PCU) | 59398 | 8015 ALARIS PC | ALARIS MEDICAL SYSTEMS INC SUB CARDINAL HEALTH INC | 2146 | Purchased
CHRISTIANA |  | HOSPITAL-CH | 0 | 15089922 | DE |  | 2018-06-11 20:00 |  | Infusion Pumps; General-Purpose (PCU) | 67611 | 8015 ALARIS PC | ALARIS MEDICAL SYSTEMS INC SUB CARDINAL HEALTH INC | 2416 | Purchased
CHRISTIANA |  | HOSPITAL-CH | 0 | 14217501 | DE |  | 2014-12-03 19:00 |  | Infusion Pumps; General-Purpose (PCU) | 56500 | 8015 ALARIS PC | ALARIS MEDICAL SYSTEMS INC SUB CARDINAL HEALTH INC | 2146 | Purchased
CHRISTIANA |  | HOSPITAL-WH | 0 | 14226378 | DE |  | 2014-12-03 19:00 |  | Infusion Pumps; General-Purpose (PCU) | 59239 | 8015 ALARIS PC | ALARIS MEDICAL SYSTEMS INC SUB CARDINAL HEALTH INC | 2146 | Purchased
CHRISTIANA |  | HOSPITAL-CH | 0 | 14226377 | DE |  | 2014-12-03 19:00 |  | Infusion Pumps; General-Purpose (PCU) | 59247 | 8015 ALARIS PC | ALARIS MEDICAL SYSTEMS INC SUB CARDINAL HEALTH INC | 2146 | Purchased
CHRISTIANA |  | HOSPITAL-CH | 0 | 14226476 | DE |  | 2014-12-03 19:00 |  | Infusion Pumps; General-Purpose (PCU) | 58170 | 8015 ALARIS PC | ALARIS MEDICAL SYSTEMS INC SUB CARDINAL HEALTH INC | 2146 | Purchased
CHRISTIANA |  | HOSPITAL-WH | 0 | 14200173 | DE |  | 2014-12-03 19:00 |  | Infusion Pumps; General-Purpose (PCU) | 59300 | 8015 ALARIS PC | ALARIS MEDICAL SYSTEMS INC SUB CARDINAL HEALTH INC | 2146 | Purchased
CHRISTIANA |  | HOSPITAL-CH | 0 | 14208409 | DE |  | 2014-12-03 19:00 |  | Infusion Pumps; General-Purpose (PCU) | 59306 | 8015 ALARIS PC | ALARIS MEDICAL SYSTEMS INC SUB CARDINAL HEALTH INC | 2146 | Purchased
CHRISTIANA |  | HOSPITAL-CH | 0 | 14209120 | DE |  | 2014-12-03 19:00 |  | Infusion Pumps; General-Purpose (PCU) | 59429 | 8015 ALARIS PC | ALARIS MEDICAL SYSTEMS INC SUB CARDINAL HEALTH INC | 2146 | Purchased
CHRISTIANA |  | HOSPITAL-CH | 0 | 14208410 | DE |  | 2014-12-03 19:00 |  | Infusion Pumps; General-Purpose (PCU) | 59431 | 8015 ALARIS PC | ALARIS MEDICAL SYSTEMS INC SUB CARDINAL HEALTH INC | 2146 | Purchased
CHRISTIANA |  | HOSPITAL-CH | 0 | 14218049 | DE |  | 2014-12-03 19:00 |  | Infusion Pumps; General-Purpose (PCU) | 56489 | 8015 ALARIS PC | ALARIS MEDICAL SYSTEMS INC SUB CARDINAL HEALTH INC | 2146 | Purchased
CHRISTIANA |  | HOSPITAL-CH | 0 | 14211757 | DE |  | 2014-12-03 19:00 |  | Infusion Pumps; General-Purpose (PCU) | 55525 | 8015 ALARIS PC | ALARIS MEDICAL SYSTEMS INC SUB CARDINAL HEALTH INC | 2146 | Purchased
CHRISTIANA |  | HOSPITAL-WH | 0 | 14211768 | DE |  | 2014-12-03 19:00 |  | Infusion Pumps; General-Purpose (PCU) | 55527 | 8015 ALARIS PC | ALARIS MEDICAL SYSTEMS INC SUB CARDINAL HEALTH INC | 2146 | Purchased
CHRISTIANA |  | HOSPITAL-CH | 0 | 14226379 | DE |  | 2014-12-03 19:00 |  | Infusion Pumps; General-Purpose (PCU) | 59234 | 8015 ALARIS PC | ALARIS MEDICAL SYSTEMS INC SUB CARDINAL HEALTH INC | 2146 | Purchased
CHRISTIANA |  | HOSPITAL-CH | 0 | 14217171 | DE |  | 2014-12-03 19:00 |  | Infusion Pumps; General-Purpose (PCU) | 56624 | 8015 ALARIS PC | ALARIS MEDICAL SYSTEMS INC SUB CARDINAL HEALTH INC | 2146 | Purchased
CHRISTIANA |  | HOSPITAL-CH | 0 | 15139870 | DE |  | 2019-03-29 08:10 |  | Infusion Pumps; General-Purpose (PCU) | 67559 | 8015 ALARIS PC | ALARIS MEDICAL SYSTEMS INC SUB CARDINAL HEALTH INC | 2416 | Purchased
CHRISTIANA |  | HOSPITAL-CH | 0 | 15079381 | DE |  | 2018-06-11 20:00 |  | Infusion Pumps; General-Purpose (PCU) | 67602 | 8015 ALARIS PC | ALARIS MEDICAL SYSTEMS INC SUB CARDINAL HEALTH INC | 2416 | Purchased
CHRISTIANA |  | HOSPITAL-CH | 0 | 14201521 | DE |  | 2014-12-03 19:00 |  | Infusion Pumps; General-Purpose (PCU) | 58121 | 8015 ALARIS PC | ALARIS MEDICAL SYSTEMS INC SUB CARDINAL HEALTH INC | 2146 | Purchased
CHRISTIANA |  | HOSPITAL-CH | 0 | 14165740 | DE |  | 2014-12-03 19:00 |  | Infusion Pumps; General-Purpose (PCU) | 58132 | 8015 ALARIS PC | ALARIS MEDICAL SYSTEMS INC SUB CARDINAL HEALTH INC | 2146 | Purchased
CHRISTIANA |  | HOSPITAL-CH | 0 | 14166027 | DE |  | 2014-12-03 19:00 |  | Infusion Pumps; General-Purpose (PCU) | 58222 | 8015 ALARIS PC | ALARIS MEDICAL SYSTEMS INC SUB CARDINAL HEALTH INC | 2146 | Purchased
CHRISTIANA |  | HOSPITAL-CH | 0 | 14166598 | DE |  | 2014-12-03 19:00 |  | Infusion Pumps; General-Purpose (PCU) | 58224 | 8015 ALARIS PC | ALARIS MEDICAL SYSTEMS INC SUB CARDINAL HEALTH INC | 2146 | Purchased
CHRISTIANA |  | HOSPITAL-CH | 0 | 14225226 | DE |  | 2014-12-03 19:00 |  | Infusion Pumps; General-Purpose (PCU) | 55330 | 8015 ALARIS PC | ALARIS MEDICAL SYSTEMS INC SUB CARDINAL HEALTH INC | 2146 | Purchased
CHRISTIANA |  | HOSPITAL-CH | 0 | 14224966 | DE |  | 2014-12-03 19:00 |  | Infusion Pumps; General-Purpose (PCU) | 55332 | 8015 ALARIS PC | ALARIS MEDICAL SYSTEMS INC SUB CARDINAL HEALTH INC | 2146 | Purchased
CHRISTIANA |  | HOSPITAL-CH | 0 | 14223980 | DE |  | 2014-12-03 19:00 |  | Infusion Pumps; General-Purpose (PCU) | 59531 | 8015 ALARIS PC | ALARIS MEDICAL SYSTEMS INC SUB CARDINAL HEALTH INC | 2146 | Purchased
CHRISTIANA |  | HOSPITAL-CH | 0 | 14223887 | DE |  | 2014-12-03 19:00 |  | Infusion Pumps; General-Purpose (PCU) | 59533 | 8015 ALARIS PC | ALARIS MEDICAL SYSTEMS INC SUB CARDINAL HEALTH INC | 2146 | Purchased
CHRISTIANA |  | HOSPITAL-CH | 0 | 14165898 | DE |  | 2014-12-03 19:00 |  | Infusion Pumps; General-Purpose (PCU) | 59535 | 8015 ALARIS PC | ALARIS MEDICAL SYSTEMS INC SUB CARDINAL HEALTH INC | 2146 | Purchased
CHRISTIANA |  | HOSPITAL-CH | 0 | 14208533 | DE |  | 2014-12-03 19:00 |  | Infusion Pumps; General-Purpose (PCU) | 55559 | 8015 ALARIS PC | ALARIS MEDICAL SYSTEMS INC SUB CARDINAL HEALTH INC | 2146 | Purchased
CHRISTIANA |  | HOSPITAL-CH | 0 | 14158815 | DE |  | 2014-12-03 19:00 |  | Infusion Pumps; General-Purpose (PCU) | 55664 | 8015 ALARIS PC | ALARIS MEDICAL SYSTEMS INC SUB CARDINAL HEALTH INC | 2146 | Purchased
CHRISTIANA |  | HOSPITAL-CH | 0 | 14158690 | DE |  | 2014-12-03 19:00 |  | Infusion Pumps; General-Purpose (PCU) | 56655 | 8015 ALARIS PC | ALARIS MEDICAL SYSTEMS INC SUB CARDINAL HEALTH INC | 2146 | Purchased
CHRISTIANA |  | HOSPITAL-CH | 0 | 14158866 | DE |  | 2014-12-03 19:00 |  | Infusion Pumps; General-Purpose (PCU) | 56657 | 8015 ALARIS PC | ALARIS MEDICAL SYSTEMS INC SUB CARDINAL HEALTH INC | 2146 | Purchased
CHRISTIANA |  | HOSPITAL-CH | 0 | 15080223 | DE |  | 2018-06-11 20:00 |  | Infusion Pumps; General-Purpose (PCU) | 67603 | 8015 ALARIS PC | ALARIS MEDICAL SYSTEMS INC SUB CARDINAL HEALTH INC | 2416 | Purchased
CHRISTIANA |  | HOSPITAL-CH | 0 | 14200371 | DE |  | 2014-12-03 19:00 |  | Infusion Pumps; General-Purpose (PCU) | 59439 | 8015 ALARIS PC | ALARIS MEDICAL SYSTEMS INC SUB CARDINAL HEALTH INC | 4000 | Purchased
CHRISTIANA |  | HOSPITAL-CH | 0 | 14224506 | DE |  | 2014-12-03 19:00 |  | Infusion Pumps; General-Purpose (PCU) | 55574 | 8015 ALARIS PC | ALARIS MEDICAL SYSTEMS INC SUB CARDINAL HEALTH INC | 2146 | Purchased
CHRISTIANA |  | HOSPITAL-CH | 0 | 14224457 | DE |  | 2014-12-03 19:00 |  | Infusion Pumps; General-Purpose (PCU) | 55576 | 8015 ALARIS PC | ALARIS MEDICAL SYSTEMS INC SUB CARDINAL HEALTH INC | 2146 | Purchased
CHRISTIANA |  | CANCER CENTER | 0 | 14166371 | DE |  | 2014-12-03 19:00 |  | Infusion Pumps; General-Purpose (PCU) | 56535 | 8015 ALARIS PC | ALARIS MEDICAL SYSTEMS INC SUB CARDINAL HEALTH INC | 2146 | Purchased
CHRISTIANA |  | HOSPITAL-CH | 0 | 15083218 | DE |  | 2018-06-11 20:00 |  | Infusion Pumps; General-Purpose (PCU) | 67590 | 8015 ALARIS PC | ALARIS MEDICAL SYSTEMS INC SUB CARDINAL HEALTH INC | 2416 | Purchased
CHRISTIANA |  | HOSPITAL-WH | 0 | 14166022 | DE |  | 2014-12-03 19:00 |  | Infusion Pumps; General-Purpose (PCU) | 55679 | 8015 ALARIS PC | ALARIS MEDICAL SYSTEMS INC SUB CARDINAL HEALTH INC | 2146 | Purchased
CHRISTIANA |  | HOSPITAL-CH | 0 | 14166090 | DE |  | 2014-12-03 19:00 |  | Infusion Pumps; General-Purpose (PCU) | 55681 | 8015 ALARIS PC | ALARIS MEDICAL SYSTEMS INC SUB CARDINAL HEALTH INC | 2146 | Purchased
CHRISTIANA |  | HOSPITAL-CH | 0 | 14165653 | DE |  | 2014-12-03 19:00 |  | Infusion Pumps; General-Purpose (PCU) | 55590 | 8015 ALARIS PC | ALARIS MEDICAL SYSTEMS INC SUB CARDINAL HEALTH INC | 2146 | Purchased
CHRISTIANA |  | HOSPITAL-CH | 0 | 14200767 | DE |  | 2014-12-03 19:00 |  | Infusion Pumps; General-Purpose (PCU) | 55592 | 8015 ALARIS PC | ALARIS MEDICAL SYSTEMS INC SUB CARDINAL HEALTH INC | 2146 | Purchased
CHRISTIANA |  | HOSPITAL-CH | 0 | 14202360 | DE |  | 2014-12-03 19:00 |  | Infusion Pumps; General-Purpose (PCU) | 59179 | 8015 ALARIS PC | ALARIS MEDICAL SYSTEMS INC SUB CARDINAL HEALTH INC | 2146 | Purchased
CHRISTIANA |  | HOSPITAL-CH | 0 | 14159305 | DE |  | 2014-12-03 19:00 |  | Infusion Pumps; General-Purpose (PCU) | 55695 | 8015 ALARIS PC | ALARIS MEDICAL SYSTEMS INC SUB CARDINAL HEALTH INC | 2146 | Purchased
CHRISTIANA |  | HOSPITAL-CH | 0 | 14222933 | DE |  | 2014-12-03 19:00 |  | Infusion Pumps; General-Purpose (PCU) | 56164 | 8015 ALARIS PC | ALARIS MEDICAL SYSTEMS INC SUB CARDINAL HEALTH INC | 2146 | Purchased
CHRISTIANA |  | HOSPITAL-CH | 0 | 14200764 | DE |  | 2014-12-03 19:00 |  | Infusion Pumps; General-Purpose (PCU) | 58211 | 8015 ALARIS PC | ALARIS MEDICAL SYSTEMS INC SUB CARDINAL HEALTH INC | 2146 | Purchased
CHRISTIANA |  | HOSPITAL-CH | 0 | 14166764 | DE |  | 2014-12-03 19:00 |  | Infusion Pumps; General-Purpose (PCU) | 56226 | 8015 ALARIS PC | ALARIS MEDICAL SYSTEMS INC SUB CARDINAL HEALTH INC | 2146 | Purchased
CHRISTIANA |  | HOSPITAL-CH | 0 | 14166071 | DE |  | 2014-12-03 19:00 |  | Infusion Pumps; General-Purpose (PCU) | 56228 | 8015 ALARIS PC | ALARIS MEDICAL SYSTEMS INC SUB CARDINAL HEALTH INC | 2146 | Purchased
CHRISTIANA |  | HOSPITAL-CH | 0 | 14216991 | DE |  | 2014-12-03 19:00 |  | Infusion Pumps; General-Purpose (PCU) | 56518 | 8015 ALARIS PC | ALARIS MEDICAL SYSTEMS INC SUB CARDINAL HEALTH INC | 2146 | Purchased
CHRISTIANA |  | CANCER CENTER | 0 | 14947212 | DE |  | 2017-08-01 20:00 |  | Infusion Pumps; General-Purpose (PCU) | 64993 | 8015 ALARIS PC | ALARIS MEDICAL SYSTEMS INC SUB CARDINAL HEALTH INC | 720.3 | Purchased
CHRISTIANA |  | HOSPITAL-CH | 0 | 15139499 | DE |  | 2018-06-11 20:00 |  | Infusion Pumps; General-Purpose (PCU) | 67556 | 8015 ALARIS PC | ALARIS MEDICAL SYSTEMS INC SUB CARDINAL HEALTH INC | 2416 | Purchased
CHRISTIANA |  | HOSPITAL-CH | 0 | 14224699 | DE |  | 2014-12-03 19:00 |  | Infusion Pumps; General-Purpose (PCU) | 58418 | 8015 ALARIS PC | ALARIS MEDICAL SYSTEMS INC SUB CARDINAL HEALTH INC | 2146 | Purchased
CHRISTIANA |  | HOSPITAL-CH | 0 | 14211793 | DE |  | 2014-12-03 19:00 |  | Infusion Pumps; General-Purpose (PCU) | 55732 | 8015 ALARIS PC | ALARIS MEDICAL SYSTEMS INC SUB CARDINAL HEALTH INC | 2146 | Purchased
CHRISTIANA |  | HOSPITAL-CH | 0 | 14222846 | DE |  | 2014-12-03 19:00 |  | Infusion Pumps; General-Purpose (PCU) | 55734 | 8015 ALARIS PC | ALARIS MEDICAL SYSTEMS INC SUB CARDINAL HEALTH INC | 2146 | Purchased
CHRISTIANA |  | HOSPITAL-CH | 0 | 14226432 | DE |  | 2014-12-03 19:00 |  | Infusion Pumps; General-Purpose (PCU) | 58054 | 8015 ALARIS PC | ALARIS MEDICAL SYSTEMS INC SUB CARDINAL HEALTH INC | 2146 | Purchased
CHRISTIANA |  | HOSPITAL-CH | 0 | 14208532 | DE |  | 2014-12-03 19:00 |  | Infusion Pumps; General-Purpose (PCU) | 58151 | 8015 ALARIS PC | ALARIS MEDICAL SYSTEMS INC SUB CARDINAL HEALTH INC | 2146 | Purchased
CHRISTIANA |  | HOSPITAL-CH | 0 | 14208928 | DE |  | 2014-12-03 19:00 |  | Infusion Pumps; General-Purpose (PCU) | 58156 | 8015 ALARIS PC | ALARIS MEDICAL SYSTEMS INC SUB CARDINAL HEALTH INC | 2146 | Purchased
CHRISTIANA |  | HOSPITAL-CH | 0 | 14166895 | DE |  | 2014-12-03 19:00 |  | Infusion Pumps; General-Purpose (PCU) | 58253 | 8015 ALARIS PC | ALARIS MEDICAL SYSTEMS INC SUB CARDINAL HEALTH INC | 2146 | Purchased
CHRISTIANA |  | HOSPITAL-CH | 0 | 14166446 | DE |  | 2014-12-03 19:00 |  | Infusion Pumps; General-Purpose (PCU) | 58258 | 8015 ALARIS PC | ALARIS MEDICAL SYSTEMS INC SUB CARDINAL HEALTH INC | 2146 | Purchased
CHRISTIANA |  | HOSPITAL-CH | 0 | 14166132 | DE |  | 2014-12-03 19:00 |  | Infusion Pumps; General-Purpose (PCU) | 58128 | 8015 ALARIS PC | ALARIS MEDICAL SYSTEMS INC SUB CARDINAL HEALTH INC | 2146 | Purchased
CHRISTIANA |  | HOSPITAL-CH | 0 | 14201153 | DE |  | 2014-12-03 19:00 |  | Infusion Pumps; General-Purpose (PCU) | 58120 | 8015 ALARIS PC | ALARIS MEDICAL SYSTEMS INC SUB CARDINAL HEALTH INC | 2146 | Purchased
CHRISTIANA |  | HOSPITAL-CH | 0 | 14208417 | DE |  | 2014-12-03 19:00 |  | Infusion Pumps; General-Purpose (PCU) | 59403 | 8015 ALARIS PC | ALARIS MEDICAL SYSTEMS INC SUB CARDINAL HEALTH INC | 2146 | Purchased
CHRISTIANA |  | HOSPITAL-CH | 0 | 14208521 | DE |  | 2014-12-03 19:00 |  | Infusion Pumps; General-Purpose (PCU) | 59405 | 8015 ALARIS PC | ALARIS MEDICAL SYSTEMS INC SUB CARDINAL HEALTH INC | 1500 | Purchased
CHRISTIANA |  | HOSPITAL-CH | 0 | 15139944 | DE |  | 2018-06-11 20:00 |  | Infusion Pumps; General-Purpose (PCU) | 67547 | 8015 ALARIS PC | ALARIS MEDICAL SYSTEMS INC SUB CARDINAL HEALTH INC | 2416 | Purchased
CHRISTIANA |  | HOSPITAL-CH | 0 | 14217405 | DE |  | 2014-12-03 19:00 |  | Infusion Pumps; General-Purpose (PCU) | 56504 | 8015 ALARIS PC | ALARIS MEDICAL SYSTEMS INC SUB CARDINAL HEALTH INC | 2146 | Purchased
CHRISTIANA |  | HOSPITAL-CH | 0 | 14200762 | DE |  | 2014-12-03 19:00 |  | Infusion Pumps; General-Purpose (PCU) | 58202 | 8015 ALARIS PC | ALARIS MEDICAL SYSTEMS INC SUB CARDINAL HEALTH INC | 2146 | Purchased
CHRISTIANA |  | MIDDLETOWN ED | 0 | 1420927 | DE |  | 2014-12-03 19:00 |  | Infusion Pumps; General-Purpose (PCU) | 58181 | 8015 ALARIS PC | ALARIS MEDICAL SYSTEMS INC SUB CARDINAL HEALTH INC | 2146 | Purchased
CHRISTIANA |  | HOSPITAL-WH | 0 | 14201258 | DE |  | 2014-12-03 19:00 |  | Infusion Pumps; General-Purpose (PCU) | 59440 | 8015 ALARIS PC | ALARIS MEDICAL SYSTEMS INC SUB CARDINAL HEALTH INC | 2146 | Purchased
CHRISTIANA |  | MIDDLETOWN ED | 0 | 14223171 | DE |  | 2014-12-03 19:00 |  | Infusion Pumps; General-Purpose (PCU) | 56151 | 8015 ALARIS PC | ALARIS MEDICAL SYSTEMS INC SUB CARDINAL HEALTH INC | 2146 | Purchased
CHRISTIANA |  | HOSPITAL-CH | 0 | 14209064 | DE |  | 2014-12-03 19:00 |  | Infusion Pumps; General-Purpose (PCU) | 58182 | 8015 ALARIS PC | ALARIS MEDICAL SYSTEMS INC SUB CARDINAL HEALTH INC | 2146 | Purchased
CHRISTIANA |  | HOSPITAL-WH | 0 | 14209238 | DE |  | 2014-12-03 19:00 |  | Infusion Pumps; General-Purpose (PCU) | 59308 | 8015 ALARIS PC | ALARIS MEDICAL SYSTEMS INC SUB CARDINAL HEALTH INC | 2146 | Purchased
CHRISTIANA |  | HOSPITAL-CH | 0 | 14226303 | DE |  | 2014-12-03 19:00 |  | Infusion Pumps; General-Purpose (PCU) | 59312 | 8015 ALARIS PC | ALARIS MEDICAL SYSTEMS INC SUB CARDINAL HEALTH INC | 2146 | Purchased
CHRISTIANA |  | Union Professional Building Elkton | 0 | 12706918 | DE |  | 2017-08-07 20:00 |  | Infusion Pumps; General-Purpose (PCU) | 65527 | 8015 ALARIS PC | ALARIS MEDICAL SYSTEMS INC SUB CARDINAL HEALTH INC | 720.3 | Purchased
CHRISTIANA |  | CANCER CENTER | 0 | 14159404 | DE |  | 2014-12-03 19:00 |  | Infusion Pumps; General-Purpose (PCU) | 55651 | 8015 ALARIS PC | ALARIS MEDICAL SYSTEMS INC SUB CARDINAL HEALTH INC | 2146 | Purchased
CHRISTIANA |  | CANCER CENTER | 0 | 14211760 | DE |  | 2014-12-03 19:00 |  | Infusion Pumps; General-Purpose (PCU) | 55530 | 8015 ALARIS PC | ALARIS MEDICAL SYSTEMS INC SUB CARDINAL HEALTH INC | 2146 | Purchased
CHRISTIANA |  | HOSPITAL-WH | 0 | 14166686 | DE |  | 2014-12-03 19:00 |  | Infusion Pumps; General-Purpose (PCU) | 58215 | 8015 ALARIS PC | ALARIS MEDICAL SYSTEMS INC SUB CARDINAL HEALTH INC | 2146 | Purchased
CHRISTIANA |  | HOSPITAL-CH | 0 | 14202475 | DE |  | 2014-12-03 19:00 |  | Infusion Pumps; General-Purpose (PCU) | 59145 | 8015 ALARIS PC | ALARIS MEDICAL SYSTEMS INC SUB CARDINAL HEALTH INC | 2146 | Purchased
CHRISTIANA |  | HOSPITAL-WH | 0 | 14159402 | DE |  | 2014-12-03 19:00 |  | Infusion Pumps; General-Purpose (PCU) | 56627 | 8015 ALARIS PC | ALARIS MEDICAL SYSTEMS INC SUB CARDINAL HEALTH INC | 2146 | Purchased
CHRISTIANA |  | HOSPITAL-CH | 0 | 14159495 | DE |  | 2014-12-03 19:00 |  | Infusion Pumps; General-Purpose (PCU) | 56629 | 8015 ALARIS PC | ALARIS MEDICAL SYSTEMS INC SUB CARDINAL HEALTH INC | 2146 | Purchased
CHRISTIANA |  | HOSPITAL-CH | 0 | 15079263 | DE |  | 2018-06-11 20:00 |  | Infusion Pumps; General-Purpose (PCU) | 67576 | 8015 ALARIS PC | ALARIS MEDICAL SYSTEMS INC SUB CARDINAL HEALTH INC | 2416 | Purchased
CHRISTIANA |  | HOSPITAL-CH | 0 | 14947946 | DE |  | 2017-08-01 20:00 |  | Infusion Pumps; General-Purpose (PCU) | 64987 | 8015 ALARIS PC | ALARIS MEDICAL SYSTEMS INC SUB CARDINAL HEALTH INC | 720.3 | Purchased
CHRISTIANA |  | HOSPITAL-CH | 0 | 15079261 | DE |  | 2018-06-11 20:00 |  | Infusion Pumps; General-Purpose (PCU) | 67589 | 8015 ALARIS PC | ALARIS MEDICAL SYSTEMS INC SUB CARDINAL HEALTH INC | 2416 | Purchased
CHRISTIANA |  | HOSPITAL-CH | 0 | 14165684 | DE |  | 2014-12-03 19:00 |  | Infusion Pumps; General-Purpose (PCU) | 59516 | 8015 ALARIS PC | ALARIS MEDICAL SYSTEMS INC SUB CARDINAL HEALTH INC | 2146 | Purchased
CHRISTIANA |  | HOSPITAL-CH | 0 | 14166735 | DE |  | 2014-12-03 19:00 |  | Infusion Pumps; General-Purpose (PCU) | 59518 | 8015 ALARIS PC | ALARIS MEDICAL SYSTEMS INC SUB CARDINAL HEALTH INC | 2146 | Purchased
CHRISTIANA |  | HOSPITAL-CH | 0 | 14211106 | DE |  | 2014-12-03 19:00 |  | Infusion Pumps; General-Purpose (PCU) | 55548 | 8015 ALARIS PC | ALARIS MEDICAL SYSTEMS INC SUB CARDINAL HEALTH INC | 2146 | Purchased
CHRISTIANA |  | HOSPITAL-CH | 0 | 14224702 | DE |  | 2014-12-03 19:00 |  | Infusion Pumps; General-Purpose (PCU) | 56061 | 8015 ALARIS PC | ALARIS MEDICAL SYSTEMS INC SUB CARDINAL HEALTH INC | 2146 | Purchased
CHRISTIANA |  | HOSPITAL-CH | 0 | 14224622 | DE |  | 2014-12-03 19:00 |  | Infusion Pumps; General-Purpose (PCU) | 56063 | 8015 ALARIS PC | ALARIS MEDICAL SYSTEMS INC SUB CARDINAL HEALTH INC | 2146 | Purchased
CHRISTIANA |  | HOSPITAL-CH | 0 | 14200480 | DE |  | 2014-12-03 19:00 |  | Infusion Pumps; General-Purpose (PCU) | 58227 | 8015 ALARIS PC | ALARIS MEDICAL SYSTEMS INC SUB CARDINAL HEALTH INC | 2146 | Purchased
CHRISTIANA |  | HOSPITAL-CH | 0 | 14225047 | DE |  | 2014-12-03 19:00 |  | Infusion Pumps; General-Purpose (PCU) | 55333 | 8015 ALARIS PC | ALARIS MEDICAL SYSTEMS INC SUB CARDINAL HEALTH INC | 2146 | Purchased
CHRISTIANA |  | HOSPITAL-CH | 0 | 14224042 | DE |  | 2014-12-03 19:00 |  | Infusion Pumps; General-Purpose (PCU) | 59536 | 8015 ALARIS PC | ALARIS MEDICAL SYSTEMS INC SUB CARDINAL HEALTH INC | 2146 | Purchased
CHRISTIANA |  | HOSPITAL-CH | 0 | 14224309 | DE |  | 2014-12-03 19:00 |  | Infusion Pumps; General-Purpose (PCU) | 59538 | 8015 ALARIS PC | ALARIS MEDICAL SYSTEMS INC SUB CARDINAL HEALTH INC | 2146 | Purchased
CHRISTIANA |  | HOSPITAL-CH | 0 | 14224173 | DE |  | 2014-12-03 19:00 |  | Infusion Pumps; General-Purpose (PCU) | 59541 | 8015 ALARIS PC | ALARIS MEDICAL SYSTEMS INC SUB CARDINAL HEALTH INC | 2146 | Purchased
CHRISTIANA |  | HOSPITAL-WH | 0 | 14224077 | DE |  | 2014-12-03 19:00 |  | Infusion Pumps; General-Purpose (PCU) | 55497 | 8015 ALARIS PC | ALARIS MEDICAL SYSTEMS INC SUB CARDINAL HEALTH INC | 2146 | Purchased
CHRISTIANA |  | HOSPITAL-CH | 0 | 14223724 | DE |  | 2014-12-03 19:00 |  | Infusion Pumps; General-Purpose (PCU) | 55499 | 8015 ALARIS PC | ALARIS MEDICAL SYSTEMS INC SUB CARDINAL HEALTH INC | 2146 | Purchased
CHRISTIANA |  | HOSPITAL-CH | 0 | 14200929 | DE |  | 2014-12-03 19:00 |  | Infusion Pumps; General-Purpose (PCU) | 55562 | 8015 ALARIS PC | ALARIS MEDICAL SYSTEMS INC SUB CARDINAL HEALTH INC | 2146 | Purchased
CHRISTIANA |  | HOSPITAL-CH | 0 | 14200821 | DE |  | 2014-12-03 19:00 |  | Infusion Pumps; General-Purpose (PCU) | 55564 | 8015 ALARIS PC | ALARIS MEDICAL SYSTEMS INC SUB CARDINAL HEALTH INC | 2146 | Purchased
CHRISTIANA |  | HOSPITAL-CH | 0 | 14166730 | DE |  | 2014-12-03 19:00 |  | Infusion Pumps; General-Purpose (PCU) | 56526 | 8015 ALARIS PC | ALARIS MEDICAL SYSTEMS INC SUB CARDINAL HEALTH INC | 2146 | Purchased
CHRISTIANA |  | HOSPITAL-CH | 0 | 14159251 | DE |  | 2014-12-03 19:00 |  | Infusion Pumps; General-Purpose (PCU) | 55665 | 8015 ALARIS PC | ALARIS MEDICAL SYSTEMS INC SUB CARDINAL HEALTH INC | 2146 | Purchased
CHRISTIANA |  | HOSPITAL-CH | 0 | 15131815 | DE |  | 2018-06-11 20:00 |  | Infusion Pumps; General-Purpose (PCU) | 67619 | 8015 ALARIS PC | ALARIS MEDICAL SYSTEMS INC SUB CARDINAL HEALTH INC | 2416 | Purchased
CHRISTIANA |  | HOSPITAL-CH | 0 | 14224598 | DE |  | 2014-12-03 19:00 |  | Infusion Pumps; General-Purpose (PCU) | 55577 | 8015 ALARIS PC | ALARIS MEDICAL SYSTEMS INC SUB CARDINAL HEALTH INC | 2146 | Purchased
CHRISTIANA |  | HOSPITAL-CH | 0 | 14211664 | DE |  | 2014-12-03 19:00 |  | Infusion Pumps; General-Purpose (PCU) | 55579 | 8015 ALARIS PC | ALARIS MEDICAL SYSTEMS INC SUB CARDINAL HEALTH INC | 2146 | Purchased
CHRISTIANA |  | HOSPITAL-CH | 0 | 14229233 | DE |  | 2014-12-03 19:00 |  | Infusion Pumps; General-Purpose (PCU) | 55682 | 8015 ALARIS PC | ALARIS MEDICAL SYSTEMS INC SUB CARDINAL HEALTH INC | 2146 | Purchased
CHRISTIANA |  | HOSPITAL-CH | 0 | 14166561 | DE |  | 2014-12-03 19:00 |  | Infusion Pumps; General-Purpose (PCU) | 55684 | 8015 ALARIS PC | ALARIS MEDICAL SYSTEMS INC SUB CARDINAL HEALTH INC | 2146 | Purchased
CHRISTIANA |  | HOSPITAL-CH | 0 | 14217560 | DE |  | 2014-12-03 19:00 |  | Infusion Pumps; General-Purpose (PCU) | 55686 | 8015 ALARIS PC | ALARIS MEDICAL SYSTEMS INC SUB CARDINAL HEALTH INC | 2146 | Purchased
CHRISTIANA |  | HOSPITAL-CH | 0 | 14224997 | DE |  | 2014-12-03 19:00 |  | Infusion Pumps; General-Purpose (PCU) | 55994 | 8015 ALARIS PC | ALARIS MEDICAL SYSTEMS INC SUB CARDINAL HEALTH INC | 2146 | Purchased
CHRISTIANA |  | Union Professional Building Elkton | 0 | 14224778 | MD |  | 2014-12-03 19:00 |  | Infusion Pumps; General-Purpose (PCU) | 55996 | 8015 ALARIS PC | ALARIS MEDICAL SYSTEMS INC SUB CARDINAL HEALTH INC | 2146 | Purchased
CHRISTIANA |  | HOSPITAL-CH | 0 | 15139955 | DE |  | 2018-06-11 20:00 |  | Infusion Pumps; General-Purpose (PCU) | 67564 | 8015 ALARIS PC | ALARIS MEDICAL SYSTEMS INC SUB CARDINAL HEALTH INC | 2416 | Purchased
CHRISTIANA |  | HOSPITAL-WH | 0 | 14224510 | DE |  | 2014-12-03 19:00 |  | Infusion Pumps; General-Purpose (PCU) | 55593 | 8015 ALARIS PC | ALARIS MEDICAL SYSTEMS INC SUB CARDINAL HEALTH INC | 2146 | Purchased
CHRISTIANA |  | HOSPITAL-CH | 0 | 14224475 | DE |  | 2014-12-03 19:00 |  | Infusion Pumps; General-Purpose (PCU) | 55595 | 8015 ALARIS PC | ALARIS MEDICAL SYSTEMS INC SUB CARDINAL HEALTH INC | 2146 | Purchased
CHRISTIANA |  | HOSPITAL-CH | 0 | 14226116 | DE |  | 2014-12-03 19:00 |  | Infusion Pumps; General-Purpose (PCU) | 59199 | 8015 ALARIS PC | ALARIS MEDICAL SYSTEMS INC SUB CARDINAL HEALTH INC | 2146 | Purchased
CHRISTIANA |  | HOSPITAL-WH | 0 | 14208684 | DE |  | 2014-12-03 19:00 |  | Infusion Pumps; General-Purpose (PCU) | 58075 | 8015 ALARIS PC | ALARIS MEDICAL SYSTEMS INC SUB CARDINAL HEALTH INC | 2146 | Purchased
CHRISTIANA |  | CANCER CENTER | 0 | 14951153 | DE |  | 2017-08-01 20:00 |  | Infusion Pumps; General-Purpose (PCU) | 64979 | 8015 ALARIS PC | ALARIS MEDICAL SYSTEMS INC SUB CARDINAL HEALTH INC | 720.3 | Purchased
CHRISTIANA |  | HOSPITAL-CH | 0 | 14200876 | DE |  | 2014-12-03 19:00 |  | Infusion Pumps; General-Purpose (PCU) | 58210 | 8015 ALARIS PC | ALARIS MEDICAL SYSTEMS INC SUB CARDINAL HEALTH INC | 2146 | Purchased
CHRISTIANA |  | HOSPITAL-CH | 0 | 14131652 | DE |  | 2014-07-13 20:00 |  | Infusion Pumps; General-Purpose (PCU) | 58031 | 8015 ALARIS PC | ALARIS MEDICAL SYSTEMS INC SUB CARDINAL HEALTH INC | 4000 | Purchased
CHRISTIANA |  | HOSPITAL-CH | 0 | 14217297 | DE |  | 2014-12-03 19:00 |  | Infusion Pumps; General-Purpose (PCU) | 56227 | 8015 ALARIS PC | ALARIS MEDICAL SYSTEMS INC SUB CARDINAL HEALTH INC | 2146 | Purchased
CHRISTIANA |  | HOSPITAL-CH | 0 | 14166218 | DE |  | 2014-12-03 19:00 |  | Infusion Pumps; General-Purpose (PCU) | 56229 | 8015 ALARIS PC | ALARIS MEDICAL SYSTEMS INC SUB CARDINAL HEALTH INC | 2146 | Purchased
CHRISTIANA |  | HOSPITAL-CH | 0 | 14158985 | DE |  | 2014-12-03 19:00 |  | Infusion Pumps; General-Purpose (PCU) | 56517 | 8015 ALARIS PC | ALARIS MEDICAL SYSTEMS INC SUB CARDINAL HEALTH INC | 2146 | Purchased
CHRISTIANA |  | HOSPITAL-CH | 0 | 15079699 | DE |  | 2018-06-11 20:00 |  | Infusion Pumps; General-Purpose (PCU) | 67583 | 8015 ALARIS PC | ALARIS MEDICAL SYSTEMS INC SUB CARDINAL HEALTH INC | 2416 | Purchased
CHRISTIANA |  | HOSPITAL-CH | 0 | 14218142 | DE |  | 2014-12-03 19:00 |  | Infusion Pumps; General-Purpose (PCU) | 55731 | 8015 ALARIS PC | ALARIS MEDICAL SYSTEMS INC SUB CARDINAL HEALTH INC | 2146 | Purchased
CHRISTIANA |  | HOSPITAL-CH | 0 | 14159498 | DE |  | 2014-12-03 19:00 |  | Infusion Pumps; General-Purpose (PCU) | 55733 | 8015 ALARIS PC | ALARIS MEDICAL SYSTEMS INC SUB CARDINAL HEALTH INC | 2146 | Purchased
CHRISTIANA |  | HOSPITAL-WH | 0 | 14226064 | DE |  | 2014-12-03 19:00 |  | Infusion Pumps; General-Purpose (PCU) | 58071 | 8015 ALARIS PC | ALARIS MEDICAL SYSTEMS INC SUB CARDINAL HEALTH INC | 2146 | Purchased
CHRISTIANA |  | HOSPITAL-CH | 0 | 14208993 | DE |  | 2014-12-03 19:00 |  | Infusion Pumps; General-Purpose (PCU) | 58154 | 8015 ALARIS PC | ALARIS MEDICAL SYSTEMS INC SUB CARDINAL HEALTH INC | 2146 | Purchased
CHRISTIANA |  | HOSPITAL-CH | 0 | 14166613 | DE |  | 2014-12-03 19:00 |  | Infusion Pumps; General-Purpose (PCU) | 58254 | 8015 ALARIS PC | ALARIS MEDICAL SYSTEMS INC SUB CARDINAL HEALTH INC | 2146 | Purchased
CHRISTIANA |  | HOSPITAL-CH | 0 | 14166869 | DE |  | 2014-12-03 19:00 |  | Infusion Pumps; General-Purpose (PCU) | 58261 | 8015 ALARIS PC | ALARIS MEDICAL SYSTEMS INC SUB CARDINAL HEALTH INC | 2146 | Purchased
CHRISTIANA |  | HOSPITAL-CH | 0 | 14208411 | DE |  | 2014-12-03 19:00 |  | Infusion Pumps; General-Purpose (PCU) | 58131 | 8015 ALARIS PC | ALARIS MEDICAL SYSTEMS INC SUB CARDINAL HEALTH INC | 2146 | Purchased
CHRISTIANA |  | HOSPITAL-CH | 0 | 14166187 | DE |  | 2014-12-03 19:00 |  | Infusion Pumps; General-Purpose (PCU) | 58127 | 8015 ALARIS PC | ALARIS MEDICAL SYSTEMS INC SUB CARDINAL HEALTH INC | 2146 | Purchased
CHRISTIANA |  | HOSPITAL-CH | 0 | 14208281 | DE |  | 2014-12-03 19:00 |  | Infusion Pumps; General-Purpose (PCU) | 59402 | 8015 ALARIS PC | ALARIS MEDICAL SYSTEMS INC SUB CARDINAL HEALTH INC | 2146 | Purchased
CHRISTIANA |  | HOSPITAL-CH | 0 | 14208735 | DE |  | 2014-12-03 19:00 |  | Infusion Pumps; General-Purpose (PCU) | 59404 | 8015 ALARIS PC | ALARIS MEDICAL SYSTEMS INC SUB CARDINAL HEALTH INC | 2146 | Purchased
CHRISTIANA |  | HOSPITAL-CH | 0 | 14208510 | DE |  | 2014-12-03 19:00 |  | Infusion Pumps; General-Purpose (PCU) | 59406 | 8015 ALARIS PC | ALARIS MEDICAL SYSTEMS INC SUB CARDINAL HEALTH INC | 2146 | Purchased
CHRISTIANA |  | HOSPITAL-CH | 0 | 14226367 | DE |  | 2014-12-03 19:00 |  | Infusion Pumps; General-Purpose (PCU) | 58057 | 8015 ALARIS PC | ALARIS MEDICAL SYSTEMS INC SUB CARDINAL HEALTH INC | 2146 | Purchased
CHRISTIANA |  | HOSPITAL-WH | 0 | 14226484 | DE |  | 2014-12-03 19:00 |  | Infusion Pumps; General-Purpose (PCU) | 58069 | 8015 ALARIS PC | ALARIS MEDICAL SYSTEMS INC SUB CARDINAL HEALTH INC | 2146 | Purchased
CHRISTIANA |  | HOSPITAL-WH | 0 | 14208548 | DE |  | 2014-12-03 19:00 |  | Infusion Pumps; General-Purpose (PCU) | 59418 | 8015 ALARIS PC | ALARIS MEDICAL SYSTEMS INC SUB CARDINAL HEALTH INC | 2146 | Purchased
CHRISTIANA |  | HOSPITAL-WH | 0 | 14166074 | DE |  | 2014-12-03 19:00 |  | Infusion Pumps; General-Purpose (PCU) | 59508 | 8015 ALARIS PC | ALARIS MEDICAL SYSTEMS INC SUB CARDINAL HEALTH INC | 2146 | Purchased
CHRISTIANA |  | HOSPITAL-CH | 0 | 14222750 | DE |  | 2014-12-03 19:00 |  | Infusion Pumps; General-Purpose (PCU) | 56094 | 8015 ALARIS PC | ALARIS MEDICAL SYSTEMS INC SUB CARDINAL HEALTH INC | 2146 | Purchased
CHRISTIANA |  | HOSPITAL-CH | 0 | 14222553 | DE |  | 2014-12-03 19:00 |  | Infusion Pumps; General-Purpose (PCU) | 56150 | 8015 ALARIS PC | ALARIS MEDICAL SYSTEMS INC SUB CARDINAL HEALTH INC | 2146 | Purchased
CHRISTIANA |  | HOSPITAL-CH | 0 | 14222488 | DE |  | 2014-12-03 19:00 |  | Infusion Pumps; General-Purpose (PCU) | 56152 | 8015 ALARIS PC | ALARIS MEDICAL SYSTEMS INC SUB CARDINAL HEALTH INC | 2146 | Purchased
CHRISTIANA |  | HOSPITAL-CH | 0 | 14209123 | DE |  | 2014-12-03 19:00 |  | Infusion Pumps; General-Purpose (PCU) | 58186 | 8015 ALARIS PC | ALARIS MEDICAL SYSTEMS INC SUB CARDINAL HEALTH INC | 2146 | Purchased
CHRISTIANA |  | HOSPITAL-CH | 0 | 14225730 | DE |  | 2014-12-03 19:00 |  | Infusion Pumps; General-Purpose (PCU) | 58171 | 8015 ALARIS PC | ALARIS MEDICAL SYSTEMS INC SUB CARDINAL HEALTH INC | 2146 | Purchased
CHRISTIANA |  | HOSPITAL-CH | 0 | 14201015 | DE |  | 2014-12-03 19:00 |  | Infusion Pumps; General-Purpose (PCU) | 59311 | 8015 ALARIS PC | ALARIS MEDICAL SYSTEMS INC SUB CARDINAL HEALTH INC | 2146 | Purchased
CHRISTIANA |  | CANCER CENTER | 0 | 14226123 | DE |  | 2014-12-03 19:00 |  | Infusion Pumps; General-Purpose (PCU) | 59313 | 8015 ALARIS PC | ALARIS MEDICAL SYSTEMS INC SUB CARDINAL HEALTH INC | 2146 | Purchased
CHRISTIANA |  | HOSPITAL-CH | 0 | 14211715 | DE |  | 2014-12-03 19:00 |  | Infusion Pumps; General-Purpose (PCU) | 55529 | 8015 ALARIS PC | ALARIS MEDICAL SYSTEMS INC SUB CARDINAL HEALTH INC | 2146 | Purchased
CHRISTIANA |  | HOSPITAL-CH | 0 | 14211737 | DE |  | 2014-12-03 19:00 |  | Infusion Pumps; General-Purpose (PCU) | 55531 | 8015 ALARIS PC | ALARIS MEDICAL SYSTEMS INC SUB CARDINAL HEALTH INC | 2146 | Purchased
CHRISTIANA |  | HOSPITAL-CH | 0 | 14208327 | DE |  | 2014-12-03 19:00 |  | Infusion Pumps; General-Purpose (PCU) | 58962 | 8015 ALARIS PC | ALARIS MEDICAL SYSTEMS INC SUB CARDINAL HEALTH INC | 2146 | Purchased
CHRISTIANA |  | HOSPITAL-CH | 0 | 14222689 | DE |  | 2014-12-03 19:00 |  | Infusion Pumps; General-Purpose (PCU) | 56626 | 8015 ALARIS PC | ALARIS MEDICAL SYSTEMS INC SUB CARDINAL HEALTH INC | 2146 | Purchased
CHRISTIANA |  | HOSPITAL-CH | 0 | 14222850 | DE |  | 2014-12-03 19:00 |  | Infusion Pumps; General-Purpose (PCU) | 56628 | 8015 ALARIS PC | ALARIS MEDICAL SYSTEMS INC SUB CARDINAL HEALTH INC | 2146 | Purchased
CHRISTIANA |  | HOSPITAL-CH | 0 | 15073570 | DE |  | 2018-06-11 20:00 |  | Infusion Pumps; General-Purpose (PCU) | 67578 | 8015 ALARIS PC | ALARIS MEDICAL SYSTEMS INC SUB CARDINAL HEALTH INC | 2416 | Purchased
CHRISTIANA |  | HOSPITAL-WH | 0 | 14165695 | DE |  | 2014-12-03 19:00 |  | Infusion Pumps; General-Purpose (PCU) | 59517 | 8015 ALARIS PC | ALARIS MEDICAL SYSTEMS INC SUB CARDINAL HEALTH INC | 2146 | Purchased
CHRISTIANA |  | HOSPITAL-CH | 0 | 14211755 | DE |  | 2014-12-03 19:00 |  | Infusion Pumps; General-Purpose (PCU) | 55547 | 8015 ALARIS PC | ALARIS MEDICAL SYSTEMS INC SUB CARDINAL HEALTH INC | 2146 | Purchased
CHRISTIANA |  | HOSPITAL-CH | 0 | 14224700 | DE |  | 2014-12-03 19:00 |  | Infusion Pumps; General-Purpose (PCU) | 56062 | 8015 ALARIS PC | ALARIS MEDICAL SYSTEMS INC SUB CARDINAL HEALTH INC | 2146 | Purchased
CHRISTIANA |  | HOSPITAL-CH | 0 | 14223189 | DE |  | 2014-12-03 19:00 |  | Infusion Pumps; General-Purpose (PCU) | 56064 | 8015 ALARIS PC | ALARIS MEDICAL SYSTEMS INC SUB CARDINAL HEALTH INC | 2146 | Purchased
CHRISTIANA |  | HOSPITAL-CH | 0 | 14166185 | DE |  | 2014-12-03 19:00 |  | Infusion Pumps; General-Purpose (PCU) | 58226 | 8015 ALARIS PC | ALARIS MEDICAL SYSTEMS INC SUB CARDINAL HEALTH INC | 2146 | Purchased
CHRISTIANA |  | HOSPITAL-CH | 0 | 14166040 | DE |  | 2014-12-03 19:00 |  | Infusion Pumps; General-Purpose (PCU) | 58228 | 8015 ALARIS PC | ALARIS MEDICAL SYSTEMS INC SUB CARDINAL HEALTH INC | 2146 | Purchased
CHRISTIANA |  | HOSPITAL-CH | 0 | 14225130 | DE |  | 2014-12-03 19:00 |  | Infusion Pumps; General-Purpose (PCU) | 55334 | 8015 ALARIS PC | ALARIS MEDICAL SYSTEMS INC SUB CARDINAL HEALTH INC | 2146 | Purchased
CHRISTIANA |  | HOSPITAL-CH | 0 | 14224171 | DE |  | 2014-12-03 19:00 |  | Infusion Pumps; General-Purpose (PCU) | 59537 | 8015 ALARIS PC | ALARIS MEDICAL SYSTEMS INC SUB CARDINAL HEALTH INC | 2146 | Purchased
CHRISTIANA |  | HOSPITAL-CH | 0 | 14224297 | DE |  | 2014-12-03 19:00 |  | Infusion Pumps; General-Purpose (PCU) | 59540 | 8015 ALARIS PC | ALARIS MEDICAL SYSTEMS INC SUB CARDINAL HEALTH INC | 2146 | Purchased
CHRISTIANA |  | HOSPITAL-CH | 0 | 14224175 | DE |  | 2014-12-03 19:00 |  | Infusion Pumps; General-Purpose (PCU) | 55498 | 8015 ALARIS PC | ALARIS MEDICAL SYSTEMS INC SUB CARDINAL HEALTH INC | 2146 | Purchased
CHRISTIANA |  | HOSPITAL-WH | 0 | 14224078 | DE |  | 2014-12-03 19:00 |  | Infusion Pumps; General-Purpose (PCU) | 55500 | 8015 ALARIS PC | ALARIS MEDICAL SYSTEMS INC SUB CARDINAL HEALTH INC | 2146 | Purchased
CHRISTIANA |  | HOSPITAL-CH | 0 | 14201698 | DE |  | 2014-12-03 19:00 |  | Infusion Pumps; General-Purpose (PCU) | 55561 | 8015 ALARIS PC | ALARIS MEDICAL SYSTEMS INC SUB CARDINAL HEALTH INC | 2146 | Purchased
CHRISTIANA |  | HOSPITAL-CH | 0 | 14201135 | DE |  | 2014-12-03 19:00 |  | Infusion Pumps; General-Purpose (PCU) | 55563 | 8015 ALARIS PC | ALARIS MEDICAL SYSTEMS INC SUB CARDINAL HEALTH INC | 2146 | Purchased
CHRISTIANA |  | HOSPITAL-CH | 0 | 14158850 | DE |  | 2014-12-03 19:00 |  | Infusion Pumps; General-Purpose (PCU) | 55666 | 8015 ALARIS PC | ALARIS MEDICAL SYSTEMS INC SUB CARDINAL HEALTH INC | 2146 | Purchased
CHRISTIANA |  | HOSPITAL-WH | 0 | UNKNOWN | DE |  | 2014-12-03 19:00 |  | Infusion Pumps; General-Purpose (PCU) | 65324 | 8015 ALARIS PC | ALARIS MEDICAL SYSTEMS INC SUB CARDINAL HEALTH INC | 2146 | Purchased
CHRISTIANA |  | HOSPITAL-CH | 0 | 14165725 | DE |  | 2014-12-03 19:00 |  | Infusion Pumps; General-Purpose (PCU) | 58841 | 8015 ALARIS PC | ALARIS MEDICAL SYSTEMS INC SUB CARDINAL HEALTH INC | 2146 | Purchased
CHRISTIANA |  | HOSPITAL-CH | 0 | 14224538 | DE |  | 2014-12-03 19:00 |  | Infusion Pumps; General-Purpose (PCU) | 55578 | 8015 ALARIS PC | ALARIS MEDICAL SYSTEMS INC SUB CARDINAL HEALTH INC | 2146 | Purchased
CHRISTIANA |  | HOSPITAL-CH | 0 | 14224454 | DE |  | 2014-12-03 19:00 |  | Infusion Pumps; General-Purpose (PCU) | 55580 | 8015 ALARIS PC | ALARIS MEDICAL SYSTEMS INC SUB CARDINAL HEALTH INC | 2146 | Purchased
CHRISTIANA |  | HOSPITAL-CH | 0 | 14159400 | DE |  | 2014-12-03 19:00 |  | Infusion Pumps; General-Purpose (PCU) | 55683 | 8015 ALARIS PC | ALARIS MEDICAL SYSTEMS INC SUB CARDINAL HEALTH INC | 2146 | Purchased
CHRISTIANA |  | HOSPITAL-CH | 0 | 14158704 | DE |  | 2014-12-03 19:00 |  | Infusion Pumps; General-Purpose (PCU) | 55685 | 8015 ALARIS PC | ALARIS MEDICAL SYSTEMS INC SUB CARDINAL HEALTH INC | 2146 | Purchased
CHRISTIANA |  | HOSPITAL-CH | 0 | 14224620 | DE |  | 2014-12-03 19:00 |  | Infusion Pumps; General-Purpose (PCU) | 55993 | 8015 ALARIS PC | ALARIS MEDICAL SYSTEMS INC SUB CARDINAL HEALTH INC | 2146 | Purchased
CHRISTIANA |  | HOSPITAL-CH | 0 | 14224911 | DE |  | 2014-12-03 19:00 |  | Infusion Pumps; General-Purpose (PCU) | 55995 | 8015 ALARIS PC | ALARIS MEDICAL SYSTEMS INC SUB CARDINAL HEALTH INC | 2146 | Purchased
CHRISTIANA |  | HOSPITAL-CH | 0 | 14224541 | DE |  | 2014-12-03 19:00 |  | Infusion Pumps; General-Purpose (PCU) | 55594 | 8015 ALARIS PC | ALARIS MEDICAL SYSTEMS INC SUB CARDINAL HEALTH INC | 2146 | Purchased
CHRISTIANA |  | HOSPITAL-CH | 0 | 14224181 | DE |  | 2014-12-03 19:00 |  | Infusion Pumps; General-Purpose (PCU) | 55596 | 8015 ALARIS PC | ALARIS MEDICAL SYSTEMS INC SUB CARDINAL HEALTH INC | 2146 | Purchased
CHRISTIANA |  | HOSPITAL-CH | 0 | 14159050 | DE |  | 2014-12-03 19:00 |  | Infusion Pumps; General-Purpose (PCU) | 56567 | 8015 ALARIS PC | ALARIS MEDICAL SYSTEMS INC SUB CARDINAL HEALTH INC | 2146 | Purchased
CHRISTIANA |  | HOSPITAL-CH | 0 | 14202062 | DE |  | 2014-12-03 19:00 |  | Infusion Pumps; General-Purpose (PCU) | 59208 | 8015 ALARIS PC | ALARIS MEDICAL SYSTEMS INC SUB CARDINAL HEALTH INC | 2146 | Purchased
CHRISTIANA |  | HOSPITAL-WH | 0 | 14208885 | DE |  | 2014-12-03 19:00 |  | Infusion Pumps; General-Purpose (PCU) | 58268 | 8015 ALARIS PC | ALARIS MEDICAL SYSTEMS INC SUB CARDINAL HEALTH INC | 2146 | Purchased
CHRISTIANA |  | HOSPITAL-CH | 0 | 14217244 | DE |  | 2014-12-03 19:00 |  | Infusion Pumps; General-Purpose (PCU) | 56230 | 8015 ALARIS PC | ALARIS MEDICAL SYSTEMS INC SUB CARDINAL HEALTH INC | 2146 | Purchased
CHRISTIANA |  | HOSPITAL-CH | 0 | 14166271 | DE |  | 2014-12-03 19:00 |  | Infusion Pumps; General-Purpose (PCU) | 56232 | 8015 ALARIS PC | ALARIS MEDICAL SYSTEMS INC SUB CARDINAL HEALTH INC | 2146 | Purchased
CHRISTIANA |  | CANCER CENTER | 0 | 14919644 | DE |  | 2017-08-01 20:00 |  | Infusion Pumps; General-Purpose (PCU) | 64965 | 8015 ALARIS PC | ALARIS MEDICAL SYSTEMS INC SUB CARDINAL HEALTH INC | 720.3 | Purchased
CHRISTIANA |  | HOSPITAL-CH | 0 | 15139945 | DE |  | 2018-06-11 20:00 |  | Infusion Pumps; General-Purpose (PCU) | 67544 | 8015 ALARIS PC | ALARIS MEDICAL SYSTEMS INC SUB CARDINAL HEALTH INC | 2416 | Purchased
CHRISTIANA |  | HOSPITAL-CH | 0 | 14225186 | DE |  | 2014-12-03 19:00 |  | Infusion Pumps; General-Purpose (PCU) | 58420 | 8015 ALARIS PC | ALARIS MEDICAL SYSTEMS INC SUB CARDINAL HEALTH INC | 2146 | Purchased
CHRISTIANA |  | HOSPITAL-CH | 0 | 14224795 | DE |  | 2014-12-03 19:00 |  | Infusion Pumps; General-Purpose (PCU) | 58422 | 8015 ALARIS PC | ALARIS MEDICAL SYSTEMS INC SUB CARDINAL HEALTH INC | 2146 | Purchased
CHRISTIANA |  | HOSPITAL-CH | 0 | 15138054 | DE |  | 2018-06-11 20:00 |  | Infusion Pumps; General-Purpose (PCU) | 67532 | 8015 ALARIS PC | ALARIS MEDICAL SYSTEMS INC SUB CARDINAL HEALTH INC | 2416 | Purchased
CHRISTIANA |  | HOSPITAL-CH | 0 | 14159612 | DE |  | 2014-12-03 19:00 |  | Infusion Pumps; General-Purpose (PCU) | 55737 | 8015 ALARIS PC | ALARIS MEDICAL SYSTEMS INC SUB CARDINAL HEALTH INC | 2146 | Purchased
CHRISTIANA |  | HOSPITAL-CH | 0 | 14159336 | DE |  | 2014-12-03 19:00 |  | Infusion Pumps; General-Purpose (PCU) | 55739 | 8015 ALARIS PC | ALARIS MEDICAL SYSTEMS INC SUB CARDINAL HEALTH INC | 2146 | Purchased
CHRISTIANA |  | HOSPITAL-CH | 0 | 14159098 | DE |  | 2014-12-03 19:00 |  | Infusion Pumps; General-Purpose (PCU) | 56601 | 8015 ALARIS PC | ALARIS MEDICAL SYSTEMS INC SUB CARDINAL HEALTH INC | 2146 | Purchased
CHRISTIANA |  | HOSPITAL-CH | 0 | 15139911 | DE |  | 2018-06-11 20:00 |  | Infusion Pumps; General-Purpose (PCU) | 67552 | 8015 ALARIS PC | ALARIS MEDICAL SYSTEMS INC SUB CARDINAL HEALTH INC | 2416 | Purchased
CHRISTIANA |  | HOSPITAL-WH | 0 | 14226287 | DE |  | 2014-12-03 19:00 |  | Infusion Pumps; General-Purpose (PCU) | 59231 | 8015 ALARIS PC | ALARIS MEDICAL SYSTEMS INC SUB CARDINAL HEALTH INC | 2146 | Purchased
CHRISTIANA |  | HOSPITAL-CH | 0 | 14226509 | DE |  | 2014-12-03 19:00 |  | Infusion Pumps; General-Purpose (PCU) | 58145 | 8015 ALARIS PC | ALARIS MEDICAL SYSTEMS INC SUB CARDINAL HEALTH INC | 2146 | Purchased
CHRISTIANA |  | HOSPITAL-CH | 0 | 14226485 | DE |  | 2014-12-03 19:00 |  | Infusion Pumps; General-Purpose (PCU) | 58160 | 8015 ALARIS PC | ALARIS MEDICAL SYSTEMS INC SUB CARDINAL HEALTH INC | 2146 | Purchased
CHRISTIANA |  | HOSPITAL-CH | 0 | 14166097 | DE |  | 2014-12-03 19:00 |  | Infusion Pumps; General-Purpose (PCU) | 58263 | 8015 ALARIS PC | ALARIS MEDICAL SYSTEMS INC SUB CARDINAL HEALTH INC | 2146 | Purchased
CHRISTIANA |  | HOSPITAL-CH | 0 | 14209372 | DE |  | 2014-12-03 19:00 |  | Infusion Pumps; General-Purpose (PCU) | 58266 | 8015 ALARIS PC | ALARIS MEDICAL SYSTEMS INC SUB CARDINAL HEALTH INC | 2146 | Purchased
CHRISTIANA |  | HOSPITAL-CH | 0 | 14201623 | DE |  | 2014-12-03 19:00 |  | Infusion Pumps; General-Purpose (PCU) | 58118 | 8015 ALARIS PC | ALARIS MEDICAL SYSTEMS INC SUB CARDINAL HEALTH INC | 2146 | Purchased
CHRISTIANA |  | HOSPITAL-CH | 0 | 14208440 | DE |  | 2014-12-03 19:00 |  | Infusion Pumps; General-Purpose (PCU) | 59411 | 8015 ALARIS PC | ALARIS MEDICAL SYSTEMS INC SUB CARDINAL HEALTH INC | 2146 | Purchased
CHRISTIANA |  | HOSPITAL-CH | 0 | 14208422 | DE |  | 2014-12-03 19:00 |  | Infusion Pumps; General-Purpose (PCU) | 59414 | 8015 ALARIS PC | ALARIS MEDICAL SYSTEMS INC SUB CARDINAL HEALTH INC | 2146 | Purchased
CHRISTIANA |  | HOSPITAL-CH | 0 | 14217865 | DE |  | 2014-12-03 19:00 |  | Infusion Pumps; General-Purpose (PCU) | 56480 | 8015 ALARIS PC | ALARIS MEDICAL SYSTEMS INC SUB CARDINAL HEALTH INC | 2146 | Purchased
CHRISTIANA |  | HOSPITAL-WH | 0 | 14226506 | DE |  | 2014-12-03 19:00 |  | Infusion Pumps; General-Purpose (PCU) | 58046 | 8015 ALARIS PC | ALARIS MEDICAL SYSTEMS INC SUB CARDINAL HEALTH INC | 2146 | Purchased
CHRISTIANA |  | HOSPITAL-WH | 0 | 14226510 | DE |  | 2014-12-03 19:00 |  | Infusion Pumps; General-Purpose (PCU) | 58070 | 8015 ALARIS PC | ALARIS MEDICAL SYSTEMS INC SUB CARDINAL HEALTH INC | 2146 | Purchased
CHRISTIANA |  | HOSPITAL-CH | 0 | 14223093 | DE |  | 2014-12-03 19:00 |  | Infusion Pumps; General-Purpose (PCU) | 56095 | 8015 ALARIS PC | ALARIS MEDICAL SYSTEMS INC SUB CARDINAL HEALTH INC | 2146 | Purchased
CHRISTIANA |  | CANCER CENTER | 0 | 14222993 | DE |  | 2014-12-03 19:00 |  | Infusion Pumps; General-Purpose (PCU) | 56097 | 8015 ALARIS PC | ALARIS MEDICAL SYSTEMS INC SUB CARDINAL HEALTH INC | 2146 | Purchased
CHRISTIANA |  | HOSPITAL-CH | 0 | 14223089 | DE |  | 2014-12-03 19:00 |  | Infusion Pumps; General-Purpose (PCU) | 56153 | 8015 ALARIS PC | ALARIS MEDICAL SYSTEMS INC SUB CARDINAL HEALTH INC | 2146 | Purchased
CHRISTIANA |  | HOSPITAL-CH | 0 | 14223170 | DE |  | 2014-12-03 19:00 |  | Infusion Pumps; General-Purpose (PCU) | 56155 | 8015 ALARIS PC | ALARIS MEDICAL SYSTEMS INC SUB CARDINAL HEALTH INC | 2146 | Purchased
CHRISTIANA |  | HOSPITAL-CH | 0 | 14225255 | DE |  | 2014-12-03 19:00 |  | Infusion Pumps; General-Purpose (PCU) | 58172 | 8015 ALARIS PC | ALARIS MEDICAL SYSTEMS INC SUB CARDINAL HEALTH INC | 2146 | Purchased
CHRISTIANA |  | HOSPITAL-CH | 0 | 14226483 | DE |  | 2014-12-03 19:00 |  | Infusion Pumps; General-Purpose (PCU) | 58174 | 8015 ALARIS PC | ALARIS MEDICAL SYSTEMS INC SUB CARDINAL HEALTH INC | 2146 | Purchased
CHRISTIANA |  | HOSPITAL-CH | 0 | 14200002 | DE |  | 2014-12-03 19:00 |  | Infusion Pumps; General-Purpose (PCU) | 59316 | 8015 ALARIS PC | ALARIS MEDICAL SYSTEMS INC SUB CARDINAL HEALTH INC | 2146 | Purchased
CHRISTIANA |  | HOSPITAL-CH | 0 | 14165744 | DE |  | 2014-12-03 19:00 |  | Infusion Pumps; General-Purpose (PCU) | 56631 | 8015 ALARIS PC | ALARIS MEDICAL SYSTEMS INC SUB CARDINAL HEALTH INC | 2146 | Purchased
CHRISTIANA |  | HOSPITAL-CH | 0 | 14165824 | DE |  | 2014-12-03 19:00 |  | Infusion Pumps; General-Purpose (PCU) | 59520 | 8015 ALARIS PC | ALARIS MEDICAL SYSTEMS INC SUB CARDINAL HEALTH INC | 2146 | Purchased
CHRISTIANA |  | HOSPITAL-CH | 0 | 14166374 | DE |  | 2014-12-03 19:00 |  | Infusion Pumps; General-Purpose (PCU) | 59522 | 8015 ALARIS PC | ALARIS MEDICAL SYSTEMS INC SUB CARDINAL HEALTH INC | 2146 | Purchased
CHRISTIANA |  | HOSPITAL-CH | 0 | 14217696 | DE |  | 2014-12-03 19:00 |  | Infusion Pumps; General-Purpose (PCU) | 55550 | 8015 ALARIS PC | ALARIS MEDICAL SYSTEMS INC SUB CARDINAL HEALTH INC | 2146 | Purchased
CHRISTIANA |  | HOSPITAL-CH | 0 | 14215609 | DE |  | 2014-12-03 19:00 |  | Infusion Pumps; General-Purpose (PCU) | 55552 | 8015 ALARIS PC | ALARIS MEDICAL SYSTEMS INC SUB CARDINAL HEALTH INC | 2146 | Purchased
CHRISTIANA |  | HOSPITAL-CH | 0 | 14222728 | DE |  | 2014-12-03 19:00 |  | Infusion Pumps; General-Purpose (PCU) | 56065 | 8015 ALARIS PC | ALARIS MEDICAL SYSTEMS INC SUB CARDINAL HEALTH INC | 2146 | Purchased
CHRISTIANA |  | HOSPITAL-CH | 0 | 14222945 | DE |  | 2014-12-03 19:00 |  | Infusion Pumps; General-Purpose (PCU) | 56067 | 8015 ALARIS PC | ALARIS MEDICAL SYSTEMS INC SUB CARDINAL HEALTH INC | 2146 | Purchased
CHRISTIANA |  | HOSPITAL-CH | 0 | 14208346 | DE |  | 2014-12-03 19:00 |  | Infusion Pumps; General-Purpose (PCU) | 58470 | 8015 ALARIS PC | ALARIS MEDICAL SYSTEMS INC SUB CARDINAL HEALTH INC | 2146 | Purchased
CHRISTIANA |  | HOSPITAL-CH | 0 | 14223988 | DE |  | 2014-12-03 19:00 |  | Infusion Pumps; General-Purpose (PCU) | 55501 | 8015 ALARIS PC | ALARIS MEDICAL SYSTEMS INC SUB CARDINAL HEALTH INC | 2146 | Purchased
CHRISTIANA |  | HOSPITAL-CH | 0 | 14223964 | DE |  | 2014-12-03 19:00 |  | Infusion Pumps; General-Purpose (PCU) | 55503 | 8015 ALARIS PC | ALARIS MEDICAL SYSTEMS INC SUB CARDINAL HEALTH INC | 2146 | Purchased
CHRISTIANA |  | HOSPITAL-CH | 0 | 14222826 | DE |  | 2014-12-03 19:00 |  | Infusion Pumps; General-Purpose (PCU) | 56528 | 8015 ALARIS PC | ALARIS MEDICAL SYSTEMS INC SUB CARDINAL HEALTH INC | 2146 | Purchased
CHRISTIANA |  | HOSPITAL-CH | 0 | 14216992 | DE |  | 2014-12-03 19:00 |  | Infusion Pumps; General-Purpose (PCU) | 56530 | 8015 ALARIS PC | ALARIS MEDICAL SYSTEMS INC SUB CARDINAL HEALTH INC | 2146 | Purchased
CHRISTIANA |  | HOSPITAL-CH | 0 | 14158867 | DE |  | 2014-12-03 19:00 |  | Infusion Pumps; General-Purpose (PCU) | 55669 | 8015 ALARIS PC | ALARIS MEDICAL SYSTEMS INC SUB CARDINAL HEALTH INC | 2146 | Purchased
CHRISTIANA |  | HOSPITAL-CH | 0 | 14166237 | DE |  | 2014-12-03 19:00 |  | Infusion Pumps; General-Purpose (PCU) | 55671 | 8015 ALARIS PC | ALARIS MEDICAL SYSTEMS INC SUB CARDINAL HEALTH INC | 2146 | Purchased
CHRISTIANA |  | HOSPITAL-CH | 0 | 15139547 | DE |  | 2018-06-11 20:00 |  | Infusion Pumps; General-Purpose (PCU) | 67534 | 8015 ALARIS PC | ALARIS MEDICAL SYSTEMS INC SUB CARDINAL HEALTH INC | 2416 | Purchased
CHRISTIANA |  | HOSPITAL-CH | 0 | 14211621 | DE |  | 2014-12-03 19:00 |  | Infusion Pumps; General-Purpose (PCU) | 55581 | 8015 ALARIS PC | ALARIS MEDICAL SYSTEMS INC SUB CARDINAL HEALTH INC | 2146 | Purchased
CHRISTIANA |  | HOSPITAL-CH | 0 | 14211649 | DE |  | 2014-12-03 19:00 |  | Infusion Pumps; General-Purpose (PCU) | 55583 | 8015 ALARIS PC | ALARIS MEDICAL SYSTEMS INC SUB CARDINAL HEALTH INC | 2146 | Purchased
CHRISTIANA |  | HOSPITAL-CH | 0 | 14166037 | DE |  | 2014-12-03 19:00 |  | Infusion Pumps; General-Purpose (PCU) | 58137 | 8015 ALARIS PC | ALARIS MEDICAL SYSTEMS INC SUB CARDINAL HEALTH INC | 2146 | Purchased
CHRISTIANA |  | HOSPITAL-CH | 0 | 14166255 | DE |  | 2014-12-03 19:00 |  | Infusion Pumps; General-Purpose (PCU) | 55688 | 8015 ALARIS PC | ALARIS MEDICAL SYSTEMS INC SUB CARDINAL HEALTH INC | 2146 | Purchased
CHRISTIANA |  | HOSPITAL-CH | 0 | 14158841 | DE |  | 2014-12-03 19:00 |  | Infusion Pumps; General-Purpose (PCU) | 55690 | 8015 ALARIS PC | ALARIS MEDICAL SYSTEMS INC SUB CARDINAL HEALTH INC | 2146 | Purchased
CHRISTIANA |  | HOSPITAL-CH | 0 | 15080203 | DE |  | 2018-06-11 20:00 |  | Infusion Pumps; General-Purpose (PCU) | 67579 | 8015 ALARIS PC | ALARIS MEDICAL SYSTEMS INC SUB CARDINAL HEALTH INC | 2416 | Purchased
CHRISTIANA |  | HOSPITAL-CH | 0 | 14224637 | DE |  | 2014-12-03 19:00 |  | Infusion Pumps; General-Purpose (PCU) | 55998 | 8015 ALARIS PC | ALARIS MEDICAL SYSTEMS INC SUB CARDINAL HEALTH INC | 2146 | Purchased
CHRISTIANA |  | HOSPITAL-CH | 0 | 14224634 | DE |  | 2014-12-03 19:00 |  | Infusion Pumps; General-Purpose (PCU) | 56000 | 8015 ALARIS PC | ALARIS MEDICAL SYSTEMS INC SUB CARDINAL HEALTH INC | 2146 | Purchased
CHRISTIANA |  | HOSPITAL-CH | 0 | 14165297 | DE |  | 2014-12-03 19:00 |  | Infusion Pumps; General-Purpose (PCU) | 56568 | 8015 ALARIS PC | ALARIS MEDICAL SYSTEMS INC SUB CARDINAL HEALTH INC | 2146 | Purchased
CHRISTIANA |  | HOSPITAL-CH | 0 | 14158920 | DE |  | 2014-12-03 19:00 |  | Infusion Pumps; General-Purpose (PCU) | 56570 | 8015 ALARIS PC | ALARIS MEDICAL SYSTEMS INC SUB CARDINAL HEALTH INC | 2146 | Purchased
CHRISTIANA |  | HOSPITAL-CH | 0 | 14226486 | DE |  | 2014-12-03 19:00 |  | Infusion Pumps; General-Purpose (PCU) | 58162 | 8015 ALARIS PC | ALARIS MEDICAL SYSTEMS INC SUB CARDINAL HEALTH INC | 2146 | Purchased
CHRISTIANA |  | HOSPITAL-WH | 0 | 14226382 | DE |  | 2014-12-03 19:00 |  | Infusion Pumps; General-Purpose (PCU) | 59198 | 8015 ALARIS PC | ALARIS MEDICAL SYSTEMS INC SUB CARDINAL HEALTH INC | 2146 | Purchased
CHRISTIANA |  | HOSPITAL-CH | 0 | 14209067 | DE |  | 2014-12-03 19:00 |  | Infusion Pumps; General-Purpose (PCU) | 58101 | 8015 ALARIS PC | ALARIS MEDICAL SYSTEMS INC SUB CARDINAL HEALTH INC | 2146 | Purchased
CHRISTIANA |  | HOSPITAL-CH | 0 | 14200875 | DE |  | 2014-12-03 19:00 |  | Infusion Pumps; General-Purpose (PCU) | 58103 | 8015 ALARIS PC | ALARIS MEDICAL SYSTEMS INC SUB CARDINAL HEALTH INC | 2146 | Purchased
CHRISTIANA |  | HOSPITAL-CH | 0 | 14216903 | DE |  | 2014-12-03 19:00 |  | Infusion Pumps; General-Purpose (PCU) | 56231 | 8015 ALARIS PC | ALARIS MEDICAL SYSTEMS INC SUB CARDINAL HEALTH INC | 2146 | Purchased
CHRISTIANA |  | HOSPITAL-CH | 0 | 14244153 | DE |  | 2014-12-03 19:00 |  | Infusion Pumps; General-Purpose (PCU) | 56998 | 8015 ALARIS PC | ALARIS MEDICAL SYSTEMS INC SUB CARDINAL HEALTH INC | 2146 | Purchased
CHRISTIANA |  | HOSPITAL-CH | 0 | 14226680 | DE |  | 2014-12-03 19:00 |  | Infusion Pumps; General-Purpose (PCU) | 58419 | 8015 ALARIS PC | ALARIS MEDICAL SYSTEMS INC SUB CARDINAL HEALTH INC | 2146 | Purchased
CHRISTIANA |  | HOSPITAL-CH | 0 | 14209291 | DE |  | 2014-12-03 19:00 |  | Infusion Pumps; General-Purpose (PCU) | 58421 | 8015 ALARIS PC | ALARIS MEDICAL SYSTEMS INC SUB CARDINAL HEALTH INC | 2146 | Purchased
CHRISTIANA |  | HOSPITAL-CH | 0 | 14158694 | DE |  | 2014-12-03 19:00 |  | Infusion Pumps; General-Purpose (PCU) | 55736 | 8015 ALARIS PC | ALARIS MEDICAL SYSTEMS INC SUB CARDINAL HEALTH INC | 2146 | Purchased
CHRISTIANA |  | HOSPITAL-CH | 0 | 14158908 | DE |  | 2014-12-03 19:00 |  | Infusion Pumps; General-Purpose (PCU) | 55738 | 8015 ALARIS PC | ALARIS MEDICAL SYSTEMS INC SUB CARDINAL HEALTH INC | 2146 | Purchased
CHRISTIANA |  | HOSPITAL-CH | 0 | 14226434 | DE |  | 2014-12-03 19:00 |  | Infusion Pumps; General-Purpose (PCU) | 58045 | 8015 ALARIS PC | ALARIS MEDICAL SYSTEMS INC SUB CARDINAL HEALTH INC | 2146 | Purchased
CHRISTIANA |  | HOSPITAL-WH | 0 | 14165734 | DE |  | 2014-12-03 19:00 |  | Infusion Pumps; General-Purpose (PCU) | 59512 | 8015 ALARIS PC | ALARIS MEDICAL SYSTEMS INC SUB CARDINAL HEALTH INC | 2146 | Purchased
CHRISTIANA |  | HOSPITAL-CH | 0 | 14201446 | DE |  | 2014-12-03 19:00 |  | Infusion Pumps; General-Purpose (PCU) | 58157 | 8015 ALARIS PC | ALARIS MEDICAL SYSTEMS INC SUB CARDINAL HEALTH INC | 2146 | Purchased
CHRISTIANA |  | HOSPITAL-CH | 0 | 14225169 | DE |  | 2014-12-03 19:00 |  | Infusion Pumps; General-Purpose (PCU) | 58164 | 8015 ALARIS PC | ALARIS MEDICAL SYSTEMS INC SUB CARDINAL HEALTH INC | 2146 | Purchased
CHRISTIANA |  | HOSPITAL-WH | 0 | 14166021 | DE |  | 2014-12-03 19:00 |  | Infusion Pumps; General-Purpose (PCU) | 58264 | 8015 ALARIS PC | ALARIS MEDICAL SYSTEMS INC SUB CARDINAL HEALTH INC | 2146 | Purchased
CHRISTIANA |  | HOSPITAL-CH | 0 | 14209289 | DE |  | 2014-12-03 19:00 |  | Infusion Pumps; General-Purpose (PCU) | 58267 | 8015 ALARIS PC | ALARIS MEDICAL SYSTEMS INC SUB CARDINAL HEALTH INC | 2146 | Purchased
CHRISTIANA |  | HOSPITAL-CH | 0 | 14201155 | DE |  | 2014-12-03 19:00 |  | Infusion Pumps; General-Purpose (PCU) | 58119 | 8015 ALARIS PC | ALARIS MEDICAL SYSTEMS INC SUB CARDINAL HEALTH INC | 2146 | Purchased
CHRISTIANA |  | HOSPITAL-CH | 0 | 14209116 | DE |  | 2014-12-03 19:00 |  | Infusion Pumps; General-Purpose (PCU) | 58117 | 8015 ALARIS PC | ALARIS MEDICAL SYSTEMS INC SUB CARDINAL HEALTH INC | 2146 | Purchased
CHRISTIANA |  | HOSPITAL-CH | 0 | 14208864 | DE |  | 2014-12-03 19:00 |  | Infusion Pumps; General-Purpose (PCU) | 59410 | 8015 ALARIS PC | ALARIS MEDICAL SYSTEMS INC SUB CARDINAL HEALTH INC | 2146 | Purchased
CHRISTIANA |  | HOSPITAL-CH | 0 | 14209250 | DE |  | 2014-12-03 19:00 |  | Infusion Pumps; General-Purpose (PCU) | 59412 | 8015 ALARIS PC | ALARIS MEDICAL SYSTEMS INC SUB CARDINAL HEALTH INC | 2146 | Purchased
CHRISTIANA |  | HOSPITAL-CH | 0 | 14217880 | DE |  | 2014-12-03 19:00 |  | Infusion Pumps; General-Purpose (PCU) | 56484 | 8015 ALARIS PC | ALARIS MEDICAL SYSTEMS INC SUB CARDINAL HEALTH INC | 2146 | Purchased
CHRISTIANA |  | HOSPITAL-CH | 0 | 14217609 | DE |  | 2014-12-03 19:00 |  | Infusion Pumps; General-Purpose (PCU) | 56507 | 8015 ALARIS PC | ALARIS MEDICAL SYSTEMS INC SUB CARDINAL HEALTH INC | 2146 | Purchased
CHRISTIANA |  | HOSPITAL-WH | 0 | 14226507 | DE |  | 2014-12-03 19:00 |  | Infusion Pumps; General-Purpose (PCU) | 58055 | 8015 ALARIS PC | ALARIS MEDICAL SYSTEMS INC SUB CARDINAL HEALTH INC | 2146 | Purchased
CHRISTIANA |  | HOSPITAL-CH | 0 | 14223124 | DE |  | 2014-12-03 19:00 |  | Infusion Pumps; General-Purpose (PCU) | 56096 | 8015 ALARIS PC | ALARIS MEDICAL SYSTEMS INC SUB CARDINAL HEALTH INC | 2146 | Purchased
CHRISTIANA |  | HOSPITAL-CH | 0 | 14222882 | DE |  | 2014-12-03 19:00 |  | Infusion Pumps; General-Purpose (PCU) | 56154 | 8015 ALARIS PC | ALARIS MEDICAL SYSTEMS INC SUB CARDINAL HEALTH INC | 2146 | Purchased
CHRISTIANA |  | HOSPITAL-WH | 0 | 14223132 | DE |  | 2014-12-03 19:00 |  | Infusion Pumps; General-Purpose (PCU) | 56156 | 8015 ALARIS PC | ALARIS MEDICAL SYSTEMS INC SUB CARDINAL HEALTH INC | 2146 | Purchased
CHRISTIANA |  | HOSPITAL-CH | 0 | 14226478 | DE |  | 2014-12-03 19:00 |  | Infusion Pumps; General-Purpose (PCU) | 58173 | 8015 ALARIS PC | ALARIS MEDICAL SYSTEMS INC SUB CARDINAL HEALTH INC | 2146 | Purchased
CHRISTIANA |  | HOSPITAL-CH | 0 | 14224654 | DE |  | 2014-12-03 19:00 |  | Infusion Pumps; General-Purpose (PCU) | 58175 | 8015 ALARIS PC | ALARIS MEDICAL SYSTEMS INC SUB CARDINAL HEALTH INC | 2146 | Purchased
CHRISTIANA |  | HOSPITAL-CH | 0 | 15139459 | DE |  | 2018-06-11 20:00 |  | Infusion Pumps; General-Purpose (PCU) | 67548 | 8015 ALARIS PC | ALARIS MEDICAL SYSTEMS INC SUB CARDINAL HEALTH INC | 2416 | Purchased
CHRISTIANA |  | HOSPITAL-CH | 0 | 14159867 | DE |  | 2014-12-03 19:00 |  | Infusion Pumps; General-Purpose (PCU) | 56630 | 8015 ALARIS PC | ALARIS MEDICAL SYSTEMS INC SUB CARDINAL HEALTH INC | 2146 | Purchased
CHRISTIANA |  | HOSPITAL-CH | 0 | 14131469 | DE |  | 2014-07-13 20:00 |  | Infusion Pumps; General-Purpose (PCU) | 58035 | 8015 ALARIS PC | ALARIS MEDICAL SYSTEMS INC SUB CARDINAL HEALTH INC | 2146 | Purchased
CHRISTIANA |  | HOSPITAL-CH | 0 | 14166885 | DE |  | 2014-12-03 19:00 |  | Infusion Pumps; General-Purpose (PCU) | 59519 | 8015 ALARIS PC | ALARIS MEDICAL SYSTEMS INC SUB CARDINAL HEALTH INC | 2146 | Purchased
CHRISTIANA |  | MIDDLETOWN ED | 0 | 14166595 | DE |  | 2014-12-03 19:00 |  | Infusion Pumps; General-Purpose (PCU) | 59521 | 8015 ALARIS PC | ALARIS MEDICAL SYSTEMS INC SUB CARDINAL HEALTH INC | 2146 | Purchased
CHRISTIANA |  | HOSPITAL-CH | 0 | 14166875 | DE |  | 2014-12-03 19:00 |  | Infusion Pumps; General-Purpose (PCU) | 59523 | 8015 ALARIS PC | ALARIS MEDICAL SYSTEMS INC SUB CARDINAL HEALTH INC | 2146 | Purchased
CHRISTIANA |  | CANCER CENTER | 0 | 14211751 | DE |  | 2014-12-03 19:00 |  | Infusion Pumps; General-Purpose (PCU) | 55549 | 8015 ALARIS PC | ALARIS MEDICAL SYSTEMS INC SUB CARDINAL HEALTH INC | 2146 | Purchased
CHRISTIANA |  | HOSPITAL-CH | 0 | 14209286 | DE |  | 2014-12-03 19:00 |  | Infusion Pumps; General-Purpose (PCU) | 55551 | 8015 ALARIS PC | ALARIS MEDICAL SYSTEMS INC SUB CARDINAL HEALTH INC | 2146 | Purchased
CHRISTIANA |  | HOSPITAL-CH | 0 | 14217243 | DE |  | 2014-12-03 19:00 |  | Infusion Pumps; General-Purpose (PCU) | 56648 | 8015 ALARIS PC | ALARIS MEDICAL SYSTEMS INC SUB CARDINAL HEALTH INC | 2146 | Purchased
CHRISTIANA |  | HOSPITAL-CH | 0 | 14222905 | DE |  | 2014-12-03 19:00 |  | Infusion Pumps; General-Purpose (PCU) | 56066 | 8015 ALARIS PC | ALARIS MEDICAL SYSTEMS INC SUB CARDINAL HEALTH INC | 2146 | Purchased
CHRISTIANA |  | HOSPITAL-CH | 0 | 14222761 | DE |  | 2014-12-03 19:00 |  | Infusion Pumps; General-Purpose (PCU) | 56068 | 8015 ALARIS PC | ALARIS MEDICAL SYSTEMS INC SUB CARDINAL HEALTH INC | 2146 | Purchased
CHRISTIANA |  | HOSPITAL-CH | 0 | 14201864 | DE |  | 2014-12-03 19:00 |  | Infusion Pumps; General-Purpose (PCU) | 59151 | 8015 ALARIS PC | ALARIS MEDICAL SYSTEMS INC SUB CARDINAL HEALTH INC | 2146 | Purchased
CHRISTIANA |  | HOSPITAL-CH | 0 | 14209290 | DE |  | 2014-12-03 19:00 |  | Infusion Pumps; General-Purpose (PCU) | 58471 | 8015 ALARIS PC | ALARIS MEDICAL SYSTEMS INC SUB CARDINAL HEALTH INC | 2146 | Purchased
CHRISTIANA |  | CANCER CENTER | 0 | 14947741 | DE |  | 2017-08-01 20:00 |  | Infusion Pumps; General-Purpose (PCU) | 64986 | 8015 ALARIS PC | ALARIS MEDICAL SYSTEMS INC SUB CARDINAL HEALTH INC | 720.3 | Purchased
CHRISTIANA |  | HOSPITAL-CH | 0 | 14223777 | DE |  | 2014-12-03 19:00 |  | Infusion Pumps; General-Purpose (PCU) | 5502a | 8015 ALARIS PC | ALARIS MEDICAL SYSTEMS INC SUB CARDINAL HEALTH INC | 2146 | Purchased
CHRISTIANA |  | HOSPITAL-CH | 0 | 14165850 | DE |  | 2014-12-03 19:00 |  | Infusion Pumps; General-Purpose (PCU) | 56529 | 8015 ALARIS PC | ALARIS MEDICAL SYSTEMS INC SUB CARDINAL HEALTH INC | 2146 | Purchased
CHRISTIANA |  | HOSPITAL-CH | 0 | 15139862 | DE |  | 2018-06-11 20:00 |  | Infusion Pumps; General-Purpose (PCU) | 67521 | 8015 ALARIS PC | ALARIS MEDICAL SYSTEMS INC SUB CARDINAL HEALTH INC | 2416 | Purchased
CHRISTIANA |  | HOSPITAL-CH | 0 | 14159176 | DE |  | 2014-12-03 19:00 |  | Infusion Pumps; General-Purpose (PCU) | 55670 | 8015 ALARIS PC | ALARIS MEDICAL SYSTEMS INC SUB CARDINAL HEALTH INC | 2146 | Purchased
CHRISTIANA |  | HOSPITAL-CH | 0 | 14158622 | DE |  | 2014-12-03 19:00 |  | Infusion Pumps; General-Purpose (PCU) | 55672 | 8015 ALARIS PC | ALARIS MEDICAL SYSTEMS INC SUB CARDINAL HEALTH INC | 2146 | Purchased
CHRISTIANA |  | HOSPITAL-CH | 0 | 14211612 | DE |  | 2014-12-03 19:00 |  | Infusion Pumps; General-Purpose (PCU) | 55582 | 8015 ALARIS PC | ALARIS MEDICAL SYSTEMS INC SUB CARDINAL HEALTH INC | 2146 | Purchased
CHRISTIANA |  | HOSPITAL-WH | 0 | 14223663 | DE |  | 2014-12-03 19:00 |  | Infusion Pumps; General-Purpose (PCU) | 55584 | 8015 ALARIS PC | ALARIS MEDICAL SYSTEMS INC SUB CARDINAL HEALTH INC | 2146 | Purchased
CHRISTIANA |  | HOSPITAL-CH | 0 | 14201512 | DE |  | 2014-12-03 19:00 |  | Infusion Pumps; General-Purpose (PCU) | 58201 | 8015 ALARIS PC | ALARIS MEDICAL SYSTEMS INC SUB CARDINAL HEALTH INC | 2146 | Purchased
CHRISTIANA |  | HOSPITAL-CH | 0 | 14209259 | DE |  | 2014-12-03 19:00 |  | Infusion Pumps; General-Purpose (PCU) | 58133 | 8015 ALARIS PC | ALARIS MEDICAL SYSTEMS INC SUB CARDINAL HEALTH INC | 2146 | Purchased
CHRISTIANA |  | HOSPITAL-CH | 0 | 14159401 | DE |  | 2014-12-03 19:00 |  | Infusion Pumps; General-Purpose (PCU) | 55687 | 8015 ALARIS PC | ALARIS MEDICAL SYSTEMS INC SUB CARDINAL HEALTH INC | 2146 | Purchased
CHRISTIANA |  | HOSPITAL-CH | 0 | 14159503 | DE |  | 2014-12-03 19:00 |  | Infusion Pumps; General-Purpose (PCU) | 55689 | 8015 ALARIS PC | ALARIS MEDICAL SYSTEMS INC SUB CARDINAL HEALTH INC | 2146 | Purchased
CHRISTIANA |  | HOSPITAL-CH | 0 | 14224971 | DE |  | 2014-12-03 19:00 |  | Infusion Pumps; General-Purpose (PCU) | 55997 | 8015 ALARIS PC | ALARIS MEDICAL SYSTEMS INC SUB CARDINAL HEALTH INC | 2146 | Purchased
CHRISTIANA |  | HOSPITAL-CH | 0 | 14225043 | DE |  | 2014-12-03 19:00 |  | Infusion Pumps; General-Purpose (PCU) | 55999 | 8015 ALARIS PC | ALARIS MEDICAL SYSTEMS INC SUB CARDINAL HEALTH INC | 2146 | Purchased
CHRISTIANA |  | HOSPITAL-CH | 0 | 14165887 | DE |  | 2014-12-03 19:00 |  | Infusion Pumps; General-Purpose (PCU) | 56569 | 8015 ALARIS PC | ALARIS MEDICAL SYSTEMS INC SUB CARDINAL HEALTH INC | 2146 | Purchased
CHRISTIANA |  | HOSPITAL-WH | 0 | 14159170 | DE |  | 2014-12-03 19:00 |  | Infusion Pumps; General-Purpose (PCU) | 56572 | 8015 ALARIS PC | ALARIS MEDICAL SYSTEMS INC SUB CARDINAL HEALTH INC | 2146 | Purchased
CHRISTIANA |  | HOSPITAL-WH | 0 | 14226480 | DE |  | 2014-12-03 19:00 |  | Infusion Pumps; General-Purpose (PCU) | 58042 | 8015 ALARIS PC | ALARIS MEDICAL SYSTEMS INC SUB CARDINAL HEALTH INC | 2146 | Purchased
CHRISTIANA |  | HOSPITAL-CH | 0 | 14226310 | DE |  | 2014-12-03 19:00 |  | Infusion Pumps; General-Purpose (PCU) | 59200 | 8015 ALARIS PC | ALARIS MEDICAL SYSTEMS INC SUB CARDINAL HEALTH INC | 2146 | Purchased
CHRISTIANA |  | Smyrna Health & Wellness Center | 0 | 14201702 | DE |  | 2014-12-03 19:00 |  | Infusion Pumps; General-Purpose (PCU) | 58102 | 8015 ALARIS PC | ALARIS MEDICAL SYSTEMS INC SUB CARDINAL HEALTH INC | 2146 | Purchased
CHRISTIANA |  | HOSPITAL-CH | 0 | 14209003 | DE |  | 2014-12-03 19:00 |  | Infusion Pumps; General-Purpose (PCU) | 58108 | 8015 ALARIS PC | ALARIS MEDICAL SYSTEMS INC SUB CARDINAL HEALTH INC | 2146 | Purchased
CHRISTIANA |  | HOSPITAL-WH | 0 | 14130675 | DE |  | 2014-07-13 20:00 |  | Infusion Pumps; General-Purpose (PCU) | 58039 | 8015 ALARIS PC | ALARIS MEDICAL SYSTEMS INC SUB CARDINAL HEALTH INC | 2146 | Purchased
CHRISTIANA |  | HOSPITAL-CH | 0 | 14130686 | DE |  | 2014-07-13 20:00 |  | Infusion Pumps; General-Purpose (PCU) | 58040 | 8015 ALARIS PC | ALARIS MEDICAL SYSTEMS INC SUB CARDINAL HEALTH INC | 4000 | Purchased
CHRISTIANA |  | HOSPITAL-CH | 0 | 15139508 | DE |  | 2018-06-11 20:00 |  | Infusion Pumps; General-Purpose (PCU) | 67525 | 8015 ALARIS PC | ALARIS MEDICAL SYSTEMS INC SUB CARDINAL HEALTH INC | 2416 | Purchased
CHRISTIANA |  | HOSPITAL-CH | 0 | 14241513 | DE |  | 2014-12-03 19:00 |  | Infusion Pumps; General-Purpose (PCU) | 56999 | 8015 ALARIS PC | ALARIS MEDICAL SYSTEMS INC SUB CARDINAL HEALTH INC | 2146 | Purchased
CHRISTIANA |  | HOSPITAL-CH | 0 | 14226457 | DE |  | 2014-12-03 19:00 |  | Infusion Pumps; General-Purpose (PCU) | 58041 | 8015 ALARIS PC | ALARIS MEDICAL SYSTEMS INC SUB CARDINAL HEALTH INC | 2146 | Purchased
CHRISTIANA |  | HOSPITAL-CH | 0 | 15140073 | DE |  | 2018-06-11 20:00 |  | Infusion Pumps; General-Purpose (PCU) | 67537 | 8015 ALARIS PC | ALARIS MEDICAL SYSTEMS INC SUB CARDINAL HEALTH INC | 2416 | Purchased
CHRISTIANA |  | HOSPITAL-CH | 0 | 14165650 | DE |  | 2014-12-03 19:00 |  | Infusion Pumps; General-Purpose (PCU) | 58246 | 8015 ALARIS PC | ALARIS MEDICAL SYSTEMS INC SUB CARDINAL HEALTH INC | 2146 | Purchased
CHRISTIANA |  | HOSPITAL-CH | 0 | 14224842 | DE |  | 2014-12-03 19:00 |  | Infusion Pumps; General-Purpose (PCU) | 58426 | 8015 ALARIS PC | ALARIS MEDICAL SYSTEMS INC SUB CARDINAL HEALTH INC | 2146 | Purchased
CHRISTIANA |  | HOSPITAL-CH | 0 | 14226681 | DE |  | 2014-12-03 19:00 |  | Infusion Pumps; General-Purpose (PCU) | 58424 | 8015 ALARIS PC | ALARIS MEDICAL SYSTEMS INC SUB CARDINAL HEALTH INC | 2146 | Purchased
CHRISTIANA |  | HOSPITAL-CH | 0 | 14229212 | DE |  | 2014-12-03 19:00 |  | Infusion Pumps; General-Purpose (PCU) | 59399 | 8015 ALARIS PC | ALARIS MEDICAL SYSTEMS INC SUB CARDINAL HEALTH INC | 2146 | Purchased
CHRISTIANA |  | HOSPITAL-CH | 0 | 14209049 | DE |  | 2014-12-03 19:00 |  | Infusion Pumps; General-Purpose (PCU) | 58106 | 8015 ALARIS PC | ALARIS MEDICAL SYSTEMS INC SUB CARDINAL HEALTH INC | 2146 | Purchased
CHRISTIANA |  | HOSPITAL-CH | 0 | 14226458 | DE |  | 2014-12-03 19:00 |  | Infusion Pumps; General-Purpose (PCU) | 58165 | 8015 ALARIS PC | ALARIS MEDICAL SYSTEMS INC SUB CARDINAL HEALTH INC | 2146 | Purchased
CHRISTIANA |  | HOSPITAL-CH | 0 | 14226481 | DE |  | 2014-12-03 19:00 |  | Infusion Pumps; General-Purpose (PCU) | 58167 | 8015 ALARIS PC | ALARIS MEDICAL SYSTEMS INC SUB CARDINAL HEALTH INC | 2146 | Purchased
CHRISTIANA |  | HOSPITAL-CH | 0 | 14208172 | DE |  | 2014-12-03 19:00 |  | Infusion Pumps; General-Purpose (PCU) | 58270 | 8015 ALARIS PC | ALARIS MEDICAL SYSTEMS INC SUB CARDINAL HEALTH INC | 2146 | Purchased
CHRISTIANA |  | HOSPITAL-WH | 0 | 14166207 | DE |  | 2014-12-03 19:00 |  | Infusion Pumps; General-Purpose (PCU) | 58274 | 8015 ALARIS PC | ALARIS MEDICAL SYSTEMS INC SUB CARDINAL HEALTH INC | 2146 | Purchased
CHRISTIANA |  | HOSPITAL-CH | 0 | 14209128 | DE |  | 2014-12-03 19:00 |  | Infusion Pumps; General-Purpose (PCU) | 58276 | 8015 ALARIS PC | ALARIS MEDICAL SYSTEMS INC SUB CARDINAL HEALTH INC | 2146 | Purchased
CHRISTIANA |  | HOSPITAL-CH | 0 | 14208539 | DE |  | 2014-12-03 19:00 |  | Infusion Pumps; General-Purpose (PCU) | 59417 | 8015 ALARIS PC | ALARIS MEDICAL SYSTEMS INC SUB CARDINAL HEALTH INC | 2146 | Purchased
CHRISTIANA |  | HOSPITAL-CH | 0 | 14209248 | DE |  | 2014-12-03 19:00 |  | Infusion Pumps; General-Purpose (PCU) | 59421 | 8015 ALARIS PC | ALARIS MEDICAL SYSTEMS INC SUB CARDINAL HEALTH INC | 2146 | Purchased
CHRISTIANA |  | HOSPITAL-CH | 0 | 14218146 | DE |  | 2014-12-03 19:00 |  | Infusion Pumps; General-Purpose (PCU) | 56485 | 8015 ALARIS PC | ALARIS MEDICAL SYSTEMS INC SUB CARDINAL HEALTH INC | 2146 | Purchased
CHRISTIANA |  | HOSPITAL-CH | 0 | 14211807 | DE |  | 2014-12-03 19:00 |  | Infusion Pumps; General-Purpose (PCU) | 55524 | 8015 ALARIS PC | ALARIS MEDICAL SYSTEMS INC SUB CARDINAL HEALTH INC | 2146 | Purchased
CHRISTIANA |  | HOSPITAL-CH | 0 | 15139017 | DE |  | 2018-06-11 20:00 |  | Infusion Pumps; General-Purpose (PCU) | 67531 | 8015 ALARIS PC | ALARIS MEDICAL SYSTEMS INC SUB CARDINAL HEALTH INC | 2416 | Purchased
CHRISTIANA |  | HOSPITAL-CH | 0 | 14222557 | DE |  | 2014-12-03 19:00 |  | Infusion Pumps; General-Purpose (PCU) | 56157 | 8015 ALARIS PC | ALARIS MEDICAL SYSTEMS INC SUB CARDINAL HEALTH INC | 2146 | Purchased
CHRISTIANA |  | HOSPITAL-CH | 0 | 14222456 | DE |  | 2014-12-03 19:00 |  | Infusion Pumps; General-Purpose (PCU) | 56159 | 8015 ALARIS PC | ALARIS MEDICAL SYSTEMS INC SUB CARDINAL HEALTH INC | 2146 | Purchased
CHRISTIANA |  | HOSPITAL-CH | 0 | 14226292 | DE |  | 2014-12-03 19:00 |  | Infusion Pumps; General-Purpose (PCU) | 58176 | 8015 ALARIS PC | ALARIS MEDICAL SYSTEMS INC SUB CARDINAL HEALTH INC | 2146 | Purchased
CHRISTIANA |  | HOSPITAL-CH | 0 | 14225740 | DE |  | 2014-12-03 19:00 |  | Infusion Pumps; General-Purpose (PCU) | 58178 | 8015 ALARIS PC | ALARIS MEDICAL SYSTEMS INC SUB CARDINAL HEALTH INC | 2146 | Purchased
CHRISTIANA |  | HOSPITAL-CH | 0 | 15140080 | DE |  | 2018-06-11 20:00 |  | Infusion Pumps; General-Purpose (PCU) | 67535 | 8015 ALARIS PC | ALARIS MEDICAL SYSTEMS INC SUB CARDINAL HEALTH INC | 2416 | Purchased
CHRISTIANA |  | HOSPITAL-CH | 0 | 15079928 | DE |  | 2018-06-11 20:00 |  | Infusion Pumps; General-Purpose (PCU) | 67598 | 8015 ALARIS PC | ALARIS MEDICAL SYSTEMS INC SUB CARDINAL HEALTH INC | 2416 | Purchased
CHRISTIANA |  | HOSPITAL-CH | 0 | 15139853 | DE |  | 2018-06-11 20:00 |  | Infusion Pumps; General-Purpose (PCU) | 67570 | 8015 ALARIS PC | ALARIS MEDICAL SYSTEMS INC SUB CARDINAL HEALTH INC | 2416 | Purchased
CHRISTIANA |  | HOSPITAL-CH | 0 | 14159890 | DE |  | 2014-12-03 19:00 |  | Infusion Pumps; General-Purpose (PCU) | 58221 | 8015 ALARIS PC | ALARIS MEDICAL SYSTEMS INC SUB CARDINAL HEALTH INC | 2146 | Purchased
CHRISTIANA |  | HOSPITAL-WH | 0 | 14225086 | DE |  | 2014-12-03 19:00 |  | Infusion Pumps; General-Purpose (PCU) | 55327 | 8015 ALARIS PC | ALARIS MEDICAL SYSTEMS INC SUB CARDINAL HEALTH INC | 2146 | Purchased
CHRISTIANA |  | HOSPITAL-CH | 0 | 14224267 | DE |  | 2014-12-03 19:00 |  | Infusion Pumps; General-Purpose (PCU) | 59524 | 8015 ALARIS PC | ALARIS MEDICAL SYSTEMS INC SUB CARDINAL HEALTH INC | 2146 | Purchased
CHRISTIANA |  | HOSPITAL-CH | 0 | 14166079 | DE |  | 2014-12-03 19:00 |  | Infusion Pumps; General-Purpose (PCU) | 59526 | 8015 ALARIS PC | ALARIS MEDICAL SYSTEMS INC SUB CARDINAL HEALTH INC | 2146 | Purchased
CHRISTIANA |  | HOSPITAL-CH | 0 | 14223890 | DE |  | 2014-12-03 19:00 |  | Infusion Pumps; General-Purpose (PCU) | 59528 | 8015 ALARIS PC | ALARIS MEDICAL SYSTEMS INC SUB CARDINAL HEALTH INC | 2146 | Purchased
CHRISTIANA |  | HOSPITAL-WH | 0 | 14226598 | DE |  | 2014-12-03 19:00 |  | Infusion Pumps; General-Purpose (PCU) | 58321 | 8015 ALARIS PC | ALARIS MEDICAL SYSTEMS INC SUB CARDINAL HEALTH INC | 2146 | Purchased
CHRISTIANA |  | HOSPITAL-CH | 0 | 14159857 | DE |  | 2014-12-03 19:00 |  | Infusion Pumps; General-Purpose (PCU) | 56651 | 8015 ALARIS PC | ALARIS MEDICAL SYSTEMS INC SUB CARDINAL HEALTH INC | 2146 | Purchased
CHRISTIANA |  | CANCER CENTER | 0 | 14159348 | DE |  | 2014-12-03 19:00 |  | Infusion Pumps; General-Purpose (PCU) | 56649 | 8015 ALARIS PC | ALARIS MEDICAL SYSTEMS INC SUB CARDINAL HEALTH INC | 2146 | Purchased
CHRISTIANA |  | HOSPITAL-CH | 0 | 14222941 | DE |  | 2014-12-03 19:00 |  | Infusion Pumps; General-Purpose (PCU) | 56069 | 8015 ALARIS PC | ALARIS MEDICAL SYSTEMS INC SUB CARDINAL HEALTH INC | 2146 | Purchased
CHRISTIANA |  | HOSPITAL-CH | 0 | 14208840 | DE |  | 2014-12-03 19:00 |  | Infusion Pumps; General-Purpose (PCU) | 58472 | 8015 ALARIS PC | ALARIS MEDICAL SYSTEMS INC SUB CARDINAL HEALTH INC | 2146 | Purchased
CHRISTIANA |  | HOSPITAL-CH | 0 | 14224252 | DE |  | 2014-12-03 19:00 |  | Infusion Pumps; General-Purpose (PCU) | 55505 | 8015 ALARIS PC | ALARIS MEDICAL SYSTEMS INC SUB CARDINAL HEALTH INC | 2146 | Purchased
CHRISTIANA |  | HOSPITAL-CH | 0 | 14216909 | DE |  | 2014-12-03 19:00 |  | Infusion Pumps; General-Purpose (PCU) | 56532 | 8015 ALARIS PC | ALARIS MEDICAL SYSTEMS INC SUB CARDINAL HEALTH INC | 2146 | Purchased
CHRISTIANA |  | HOSPITAL-CH | 0 | 14159012 | DE |  | 2014-12-03 19:00 |  | Infusion Pumps; General-Purpose (PCU) | 55673 | 8015 ALARIS PC | ALARIS MEDICAL SYSTEMS INC SUB CARDINAL HEALTH INC | 2146 | Purchased
CHRISTIANA |  | HOSPITAL-CH | 0 | 14159685 | DE |  | 2014-12-03 19:00 |  | Infusion Pumps; General-Purpose (PCU) | 55676 | 8015 ALARIS PC | ALARIS MEDICAL SYSTEMS INC SUB CARDINAL HEALTH INC | 2146 | Purchased
CHRISTIANA |  | HOSPITAL-WH | 0 | 14224451 | DE |  | 2014-12-03 19:00 |  | Infusion Pumps; General-Purpose (PCU) | 55585 | 8015 ALARIS PC | ALARIS MEDICAL SYSTEMS INC SUB CARDINAL HEALTH INC | 2146 | Purchased
CHRISTIANA |  | HOSPITAL-CH | 0 | 14201050 | DE |  | 2014-12-03 19:00 |  | Infusion Pumps; General-Purpose (PCU) | 55587 | 8015 ALARIS PC | ALARIS MEDICAL SYSTEMS INC SUB CARDINAL HEALTH INC | 2146 | Purchased
CHRISTIANA |  | HOSPITAL-WH | 0 | 14208638 | DE |  | 2014-12-03 19:00 |  | Infusion Pumps; General-Purpose (PCU) | 58072 | 8015 ALARIS PC | ALARIS MEDICAL SYSTEMS INC SUB CARDINAL HEALTH INC | 2146 | Purchased
CHRISTIANA |  | HOSPITAL-CH | 0 | 14166375 | DE |  | 2014-12-03 19:00 |  | Infusion Pumps; General-Purpose (PCU) | 58115 | 8015 ALARIS PC | ALARIS MEDICAL SYSTEMS INC SUB CARDINAL HEALTH INC | 2146 | Purchased
CHRISTIANA |  | HOSPITAL-CH | 0 | 14217500 | DE |  | 2014-12-03 19:00 |  | Infusion Pumps; General-Purpose (PCU) | 55692 | 8015 ALARIS PC | ALARIS MEDICAL SYSTEMS INC SUB CARDINAL HEALTH INC | 2146 | Purchased
CHRISTIANA |  | HOSPITAL-CH | 0 | 14159159 | DE |  | 2014-12-03 19:00 |  | Infusion Pumps; General-Purpose (PCU) | 55694 | 8015 ALARIS PC | ALARIS MEDICAL SYSTEMS INC SUB CARDINAL HEALTH INC | 2146 | Purchased
CHRISTIANA |  | HOSPITAL-CH | 0 | 14159255 | DE |  | 2014-12-03 19:00 |  | Infusion Pumps; General-Purpose (PCU) | 56515 | 8015 ALARIS PC | ALARIS MEDICAL SYSTEMS INC SUB CARDINAL HEALTH INC | 2146 | Purchased
CHRISTIANA |  | HOSPITAL-CH | 0 | 15080022 | DE |  | 2018-06-11 20:00 |  | Infusion Pumps; General-Purpose (PCU) | 67612 | 8015 ALARIS PC | ALARIS MEDICAL SYSTEMS INC SUB CARDINAL HEALTH INC | 2416 | Purchased
CHRISTIANA |  | HOSPITAL-CH | 0 | 14166858 | DE |  | 2014-12-03 19:00 |  | Infusion Pumps; General-Purpose (PCU) | 56573 | 8015 ALARIS PC | ALARIS MEDICAL SYSTEMS INC SUB CARDINAL HEALTH INC | 2146 | Purchased
CHRISTIANA |  | HOSPITAL-CH | 0 | 141222670 | DE |  | 2014-12-03 19:00 |  | Infusion Pumps; General-Purpose (PCU) | 56575 | 8015 ALARIS PC | ALARIS MEDICAL SYSTEMS INC SUB CARDINAL HEALTH INC | 2146 | Purchased
CHRISTIANA |  | HOSPITAL-CH | 0 | 14166682 | DE |  | 2014-12-03 19:00 |  | Infusion Pumps; General-Purpose (PCU) | 58269 | 8015 ALARIS PC | ALARIS MEDICAL SYSTEMS INC SUB CARDINAL HEALTH INC | 2146 | Purchased
CHRISTIANA |  | HOSPITAL-CH | 0 | 14208574 | DE |  | 2014-12-03 19:00 |  | Infusion Pumps; General-Purpose (PCU) | 58064 | 8015 ALARIS PC | ALARIS MEDICAL SYSTEMS INC SUB CARDINAL HEALTH INC | 2146 | Purchased
CHRISTIANA |  | HOSPITAL-CH | 0 | 14208929 | DE |  | 2014-12-03 19:00 |  | Infusion Pumps; General-Purpose (PCU) | 58109 | 8015 ALARIS PC | ALARIS MEDICAL SYSTEMS INC SUB CARDINAL HEALTH INC | 2146 | Purchased
CHRISTIANA |  | HOSPITAL-CH | 0 | 14244151 | DE |  | 2014-12-03 19:00 |  | Infusion Pumps; General-Purpose (PCU) | 57000 | 8015 ALARIS PC | ALARIS MEDICAL SYSTEMS INC SUB CARDINAL HEALTH INC | 2146 | Purchased
CHRISTIANA |  | Pike Creek | 0 | 14226433 | DE |  | 2014-12-03 19:00 |  | Infusion Pumps; General-Purpose (PCU) | 58043 | 8015 ALARIS PC | ALARIS MEDICAL SYSTEMS INC SUB CARDINAL HEALTH INC | 2146 | Purchased
CHRISTIANA |  | HOSPITAL-CH | 0 | 14225232 | DE |  | 2014-12-03 19:00 |  | Infusion Pumps; General-Purpose (PCU) | 58425 | 8015 ALARIS PC | ALARIS MEDICAL SYSTEMS INC SUB CARDINAL HEALTH INC | 2146 | Purchased
CHRISTIANA |  | HOSPITAL-CH | 0 | 14224696 | DE |  | 2014-12-03 19:00 |  | Infusion Pumps; General-Purpose (PCU) | 58423 | 8015 ALARIS PC | ALARIS MEDICAL SYSTEMS INC SUB CARDINAL HEALTH INC | 2146 | Purchased
CHRISTIANA |  | HOSPITAL-WH | 0 | 14200227 | DE |  | 2014-12-03 19:00 |  | Infusion Pumps; General-Purpose (PCU) | 59304 | 8015 ALARIS PC | ALARIS MEDICAL SYSTEMS INC SUB CARDINAL HEALTH INC | 2146 | Purchased
CHRISTIANA |  | HOSPITAL-CH | 0 | 14225125 | DE |  | 2014-12-03 19:00 |  | Infusion Pumps; General-Purpose (PCU) | 59236 | 8015 ALARIS PC | ALARIS MEDICAL SYSTEMS INC SUB CARDINAL HEALTH INC | 2146 | Purchased
CHRISTIANA |  | HOSPITAL-CH | 0 | 14226383 | DE |  | 2014-12-03 19:00 |  | Infusion Pumps; General-Purpose (PCU) | 58166 | 8015 ALARIS PC | ALARIS MEDICAL SYSTEMS INC SUB CARDINAL HEALTH INC | 2146 | Purchased
CHRISTIANA |  | HOSPITAL-CH | 0 | 14225745 | DE |  | 2014-12-03 19:00 |  | Infusion Pumps; General-Purpose (PCU) | 58168 | 8015 ALARIS PC | ALARIS MEDICAL SYSTEMS INC SUB CARDINAL HEALTH INC | 2146 | Purchased
CHRISTIANA |  | HOSPITAL-WH | 0 | 14166263 | DE |  | 2014-12-03 19:00 |  | Infusion Pumps; General-Purpose (PCU) | 58273 | 8015 ALARIS PC | ALARIS MEDICAL SYSTEMS INC SUB CARDINAL HEALTH INC | 2146 | Purchased
CHRISTIANA |  | HOSPITAL-CH | 0 | 14159948 | DE |  | 2014-12-03 19:00 |  | Infusion Pumps; General-Purpose (PCU) | 58275 | 8015 ALARIS PC | ALARIS MEDICAL SYSTEMS INC SUB CARDINAL HEALTH INC | 2146 | Purchased
CHRISTIANA |  | HOSPITAL-CH | 0 | 14208569 | DE |  | 2014-12-03 19:00 |  | Infusion Pumps; General-Purpose (PCU) | 59415 | 8015 ALARIS PC | ALARIS MEDICAL SYSTEMS INC SUB CARDINAL HEALTH INC | 2146 | Purchased
CHRISTIANA |  | HOSPITAL-CH | 0 | 14208886 | DE |  | 2014-12-03 19:00 |  | Infusion Pumps; General-Purpose (PCU) | 59419 | 8015 ALARIS PC | ALARIS MEDICAL SYSTEMS INC SUB CARDINAL HEALTH INC | 2146 | Purchased
CHRISTIANA |  | HOSPITAL-CH | 0 | 14208102 | DE |  | 2014-12-03 19:00 |  | Infusion Pumps; General-Purpose (PCU) | 59427 | 8015 ALARIS PC | ALARIS MEDICAL SYSTEMS INC SUB CARDINAL HEALTH INC | 2146 | Purchased
CHRISTIANA |  | HOSPITAL-CH | 0 | 14217554 | DE |  | 2014-12-03 19:00 |  | Infusion Pumps; General-Purpose (PCU) | 56486 | 8015 ALARIS PC | ALARIS MEDICAL SYSTEMS INC SUB CARDINAL HEALTH INC | 2146 | Purchased
CHRISTIANA |  | HOSPITAL-CH | 0 | 14218044 | DE |  | 2014-12-03 19:00 |  | Infusion Pumps; General-Purpose (PCU) | 56488 | 8015 ALARIS PC | ALARIS MEDICAL SYSTEMS INC SUB CARDINAL HEALTH INC | 2146 | Purchased
CHRISTIANA |  | HOSPITAL-CH | 0 | 14223720 | DE |  | 2014-12-03 19:00 |  | Infusion Pumps; General-Purpose (PCU) | 55523 | 8015 ALARIS PC | ALARIS MEDICAL SYSTEMS INC SUB CARDINAL HEALTH INC | 2146 | Purchased
CHRISTIANA |  | HOSPITAL-CH | 0 | 15139211 | DE |  | 2018-06-11 20:00 |  | Infusion Pumps; General-Purpose (PCU) | 67533 | 8015 ALARIS PC | ALARIS MEDICAL SYSTEMS INC SUB CARDINAL HEALTH INC | 2416 | Purchased
CHRISTIANA |  | HOSPITAL-CH | 0 | 14222528 | DE |  | 2014-12-03 19:00 |  | Infusion Pumps; General-Purpose (PCU) | 56158 | 8015 ALARIS PC | ALARIS MEDICAL SYSTEMS INC SUB CARDINAL HEALTH INC | 2146 | Purchased
CHRISTIANA |  | HOSPITAL-CH | 0 | 14222070 | DE |  | 2014-12-03 19:00 |  | Infusion Pumps; General-Purpose (PCU) | 56160 | 8015 ALARIS PC | ALARIS MEDICAL SYSTEMS INC SUB CARDINAL HEALTH INC | 2146 | Purchased
CHRISTIANA |  | HOSPITAL-CH | 0 | 14226475 | DE |  | 2014-12-03 19:00 |  | Infusion Pumps; General-Purpose (PCU) | 58177 | 8015 ALARIS PC | ALARIS MEDICAL SYSTEMS INC SUB CARDINAL HEALTH INC | 2146 | Purchased
CHRISTIANA |  | HOSPITAL-CH | 0 | 14226456 | DE |  | 2014-12-03 19:00 |  | Infusion Pumps; General-Purpose (PCU) | 58179 | 8015 ALARIS PC | ALARIS MEDICAL SYSTEMS INC SUB CARDINAL HEALTH INC | 2146 | Purchased
CHRISTIANA |  | HOSPITAL-CH | 0 | 15139513 | DE |  | 2018-06-11 20:00 |  | Infusion Pumps; General-Purpose (PCU) | 67558 | 8015 ALARIS PC | ALARIS MEDICAL SYSTEMS INC SUB CARDINAL HEALTH INC | 2416 | Purchased
CHRISTIANA |  | HOSPITAL-WH | 0 | 14225065 | DE |  | 2014-12-03 19:00 |  | Infusion Pumps; General-Purpose (PCU) | 55328 | 8015 ALARIS PC | ALARIS MEDICAL SYSTEMS INC SUB CARDINAL HEALTH INC | 2146 | Purchased
CHRISTIANA |  | HOSPITAL-CH | 0 | 14223936 | DE |  | 2014-12-03 19:00 |  | Infusion Pumps; General-Purpose (PCU) | 59525 | 8015 ALARIS PC | ALARIS MEDICAL SYSTEMS INC SUB CARDINAL HEALTH INC | 2146 | Purchased
CHRISTIANA |  | HOSPITAL-CH | 0 | 14159799 | DE |  | 2014-12-03 19:00 |  | Infusion Pumps; General-Purpose (PCU) | 59527 | 8015 ALARIS PC | ALARIS MEDICAL SYSTEMS INC SUB CARDINAL HEALTH INC | 2146 | Purchased
CHRISTIANA |  | HOSPITAL-CH | 0 | 14224113 | DE |  | 2014-12-03 19:00 |  | Infusion Pumps; General-Purpose (PCU) | 59529 | 8015 ALARIS PC | ALARIS MEDICAL SYSTEMS INC SUB CARDINAL HEALTH INC | 2146 | Purchased
CHRISTIANA |  | HOSPITAL-CH | 0 | 14218089 | DE |  | 2014-12-03 19:00 |  | Infusion Pumps; General-Purpose (PCU) | 55553 | 8015 ALARIS PC | ALARIS MEDICAL SYSTEMS INC SUB CARDINAL HEALTH INC | 2146 | Purchased
CHRISTIANA |  | HOSPITAL-CH | 0 | 14166441 | DE |  | 2014-12-03 19:00 |  | Infusion Pumps; General-Purpose (PCU) | 56650 | 8015 ALARIS PC | ALARIS MEDICAL SYSTEMS INC SUB CARDINAL HEALTH INC | 2146 | Purchased
CHRISTIANA |  | HOSPITAL-CH | 0 | 14166798 | DE |  | 2014-12-03 19:00 |  | Infusion Pumps; General-Purpose (PCU) | 56652 | 8015 ALARIS PC | ALARIS MEDICAL SYSTEMS INC SUB CARDINAL HEALTH INC | 2146 | Purchased
CHRISTIANA |  | CANCER CENTER | 0 | 14956753 | DE |  | 2017-08-01 20:00 |  | Infusion Pumps; General-Purpose (PCU) | 64972 | 8015 ALARIS PC | ALARIS MEDICAL SYSTEMS INC SUB CARDINAL HEALTH INC | 720.3 | Purchased
CHRISTIANA |  | HOSPITAL-CH | 0 | 14224065 | DE |  | 2014-12-03 19:00 |  | Infusion Pumps; General-Purpose (PCU) | 55504 | 8015 ALARIS PC | ALARIS MEDICAL SYSTEMS INC SUB CARDINAL HEALTH INC | 2146 | Purchased
CHRISTIANA |  | HOSPITAL-CH | 0 | 14224455 | DE |  | 2014-12-03 19:00 |  | Infusion Pumps; General-Purpose (PCU) | 55572 | 8015 ALARIS PC | ALARIS MEDICAL SYSTEMS INC SUB CARDINAL HEALTH INC | 2146 | Purchased
CHRISTIANA |  | HOSPITAL-CH | 0 | 14159420 | DE |  | 2014-12-03 19:00 |  | Infusion Pumps; General-Purpose (PCU) | 56531 | 8015 ALARIS PC | ALARIS MEDICAL SYSTEMS INC SUB CARDINAL HEALTH INC | 2146 | Purchased
CHRISTIANA |  | HOSPITAL-CH | 0 | 14158679 | DE |  | 2014-12-03 19:00 |  | Infusion Pumps; General-Purpose (PCU) | 56533 | 8015 ALARIS PC | ALARIS MEDICAL SYSTEMS INC SUB CARDINAL HEALTH INC | 2146 | Purchased
CHRISTIANA |  | HOSPITAL-CH | 0 | 14159883 | DE |  | 2014-12-03 19:00 |  | Infusion Pumps; General-Purpose (PCU) | 55675 | 8015 ALARIS PC | ALARIS MEDICAL SYSTEMS INC SUB CARDINAL HEALTH INC | 2146 | Purchased
CHRISTIANA |  | HOSPITAL-CH | 0 | 14211708 | DE |  | 2014-12-03 19:00 |  | Infusion Pumps; General-Purpose (PCU) | 55677 | 8015 ALARIS PC | ALARIS MEDICAL SYSTEMS INC SUB CARDINAL HEALTH INC | 2146 | Purchased
CHRISTIANA |  | HOSPITAL-CH | 0 | 14224170 | DE |  | 2014-12-03 19:00 |  | Infusion Pumps; General-Purpose (PCU) | 55586 | 8015 ALARIS PC | ALARIS MEDICAL SYSTEMS INC SUB CARDINAL HEALTH INC | 2146 | Purchased
CHRISTIANA |  | HOSPITAL-CH | 0 | 14201427 | DE |  | 2014-12-03 19:00 |  | Infusion Pumps; General-Purpose (PCU) | 55588 | 8015 ALARIS PC | ALARIS MEDICAL SYSTEMS INC SUB CARDINAL HEALTH INC | 2146 | Purchased
CHRISTIANA |  | HOSPITAL-WH | 0 | 14208507 | DE |  | 2014-12-03 19:00 |  | Infusion Pumps; General-Purpose (PCU) | 58875 | 8015 ALARIS PC | ALARIS MEDICAL SYSTEMS INC SUB CARDINAL HEALTH INC | 2146 | Purchased
CHRISTIANA |  | HOSPITAL-CH | 0 | 14202892 | DE |  | 2014-12-03 19:00 |  | Infusion Pumps; General-Purpose (PCU) | 59174 | 8015 ALARIS PC | ALARIS MEDICAL SYSTEMS INC SUB CARDINAL HEALTH INC | 2146 | Purchased
CHRISTIANA |  | HOSPITAL-CH | 0 | 14229276 | DE |  | 2014-12-03 19:00 |  | Infusion Pumps; General-Purpose (PCU) | 55691 | 8015 ALARIS PC | ALARIS MEDICAL SYSTEMS INC SUB CARDINAL HEALTH INC | 2146 | Purchased
CHRISTIANA |  | HOSPITAL-CH | 0 | 14217868 | DE |  | 2014-12-03 19:00 |  | Infusion Pumps; General-Purpose (PCU) | 55693 | 8015 ALARIS PC | ALARIS MEDICAL SYSTEMS INC SUB CARDINAL HEALTH INC | 2146 | Purchased
CHRISTIANA |  | HOSPITAL-CH | 0 | 14159955 | DE |  | 2014-12-03 19:00 |  | Infusion Pumps; General-Purpose (PCU) | 56514 | 8015 ALARIS PC | ALARIS MEDICAL SYSTEMS INC SUB CARDINAL HEALTH INC | 2146 | Purchased
CHRISTIANA |  | HOSPITAL-CH | 0 | 14158700 | DE |  | 2014-12-03 19:00 |  | Infusion Pumps; General-Purpose (PCU) | 56574 | 8015 ALARIS PC | ALARIS MEDICAL SYSTEMS INC SUB CARDINAL HEALTH INC | 2146 | Purchased
CHRISTIANA |  | HOSPITAL-WH | 0 | 14200776 | DE |  | 2014-12-03 19:00 |  | Infusion Pumps; General-Purpose (PCU) | 58200 | 8015 ALARIS PC | ALARIS MEDICAL SYSTEMS INC SUB CARDINAL HEALTH INC | 2146 | Purchased
CHRISTIANA |  | HOSPITAL-CH | 0 | 14201648 | DE |  | 2014-12-03 19:00 |  | Infusion Pumps; General-Purpose (PCU) | 58147 | 8015 ALARIS PC | ALARIS MEDICAL SYSTEMS INC SUB CARDINAL HEALTH INC | 2146 | Purchased
CHRISTIANA |  | HOSPITAL-CH | 0 | 14224596 | DE |  | 2014-12-03 19:00 |  | Infusion Pumps; General-Purpose (PCU) | 55606 | 8015 ALARIS PC | ALARIS MEDICAL SYSTEMS INC SUB CARDINAL HEALTH INC | 2146 | Purchased
CHRISTIANA |  | HOSPITAL-WH | 0 | 14224653 | DE |  | 2014-12-03 19:00 |  | Infusion Pumps; General-Purpose (PCU) | 55608 | 8015 ALARIS PC | ALARIS MEDICAL SYSTEMS INC SUB CARDINAL HEALTH INC | 2146 | Purchased
CHRISTIANA |  | HOSPITAL-CH | 0 | 15139389 | DE |  | 2018-06-11 20:00 |  | Infusion Pumps; General-Purpose (PCU) | 67555 | 8015 ALARIS PC | ALARIS MEDICAL SYSTEMS INC SUB CARDINAL HEALTH INC | 2416 | Purchased
CHRISTIANA |  | HOSPITAL-CH | 0 | 14211404 | DE |  | 2014-12-03 19:00 |  | Infusion Pumps; General-Purpose (PCU) | 55622 | 8015 ALARIS PC | ALARIS MEDICAL SYSTEMS INC SUB CARDINAL HEALTH INC | 2146 | Purchased
CHRISTIANA |  | HOSPITAL-CH | 0 | 14211674 | DE |  | 2014-12-03 19:00 |  | Infusion Pumps; General-Purpose (PCU) | 55624 | 8015 ALARIS PC | ALARIS MEDICAL SYSTEMS INC SUB CARDINAL HEALTH INC | 2146 | Purchased
CHRISTIANA |  | HOSPITAL-WH | 0 | 14217497 | DE |  | 2014-12-03 19:00 |  | Infusion Pumps; General-Purpose (PCU) | 55727 | 8015 ALARIS PC | ALARIS MEDICAL SYSTEMS INC SUB CARDINAL HEALTH INC | 2146 | Purchased
CHRISTIANA |  | HOSPITAL-CH | 0 | 14166372 | DE |  | 2014-12-03 19:00 |  | Infusion Pumps; General-Purpose (PCU) | 55729 | 8015 ALARIS PC | ALARIS MEDICAL SYSTEMS INC SUB CARDINAL HEALTH INC | 2146 | Purchased
CHRISTIANA |  | CANCER CENTER | 0 | 14913979 | DE |  | 2017-08-01 20:00 |  | Infusion Pumps; General-Purpose (PCU) | 64981 | 8015 ALARIS PC | ALARIS MEDICAL SYSTEMS INC SUB CARDINAL HEALTH INC | 720.3 | Purchased
CHRISTIANA |  | HOSPITAL-WH | 0 | 14165822 | DE |  | 2014-12-03 19:00 |  | Infusion Pumps; General-Purpose (PCU) | 58247 | 8015 ALARIS PC | ALARIS MEDICAL SYSTEMS INC SUB CARDINAL HEALTH INC | 2146 | Purchased
CHRISTIANA |  | HOSPITAL-WH | 0 | 14166404 | DE |  | 2014-12-03 19:00 |  | Infusion Pumps; General-Purpose (PCU) | 58260 | 8015 ALARIS PC | ALARIS MEDICAL SYSTEMS INC SUB CARDINAL HEALTH INC | 2146 | Purchased
CHRISTIANA |  | HOSPITAL-CH | 0 | 14223774 | DE |  | 2014-12-03 19:00 |  | Infusion Pumps; General-Purpose (PCU) | 59552 | 8015 ALARIS PC | ALARIS MEDICAL SYSTEMS INC SUB CARDINAL HEALTH INC | 2146 | Purchased
CHRISTIANA |  | HOSPITAL-CH | 0 | 14224208 | DE |  | 2014-12-03 19:00 |  | Infusion Pumps; General-Purpose (PCU) | 59554 | 8015 ALARIS PC | ALARIS MEDICAL SYSTEMS INC SUB CARDINAL HEALTH INC | 2146 | Purchased
CHRISTIANA |  | HOSPITAL-CH | 0 | 14224092 | DE |  | 2014-12-03 19:00 |  | Infusion Pumps; General-Purpose (PCU) | 59557 | 8015 ALARIS PC | ALARIS MEDICAL SYSTEMS INC SUB CARDINAL HEALTH INC | 2146 | Purchased
CHRISTIANA |  | HOSPITAL-CH | 0 | 15138142 | DE |  | 2018-06-11 20:00 |  | Infusion Pumps; General-Purpose (PCU) | 67518 | 8015 ALARIS PC | ALARIS MEDICAL SYSTEMS INC SUB CARDINAL HEALTH INC | 2416 | Purchased
CHRISTIANA |  | HOSPITAL-CH | 0 | 14223125 | DE |  | 2014-12-03 19:00 |  | Infusion Pumps; General-Purpose (PCU) | 56088 | 8015 ALARIS PC | ALARIS MEDICAL SYSTEMS INC SUB CARDINAL HEALTH INC | 2146 | Purchased
CHRISTIANA |  | HOSPITAL-CH | 0 | 14222949 | DE |  | 2014-12-03 19:00 |  | Infusion Pumps; General-Purpose (PCU) | 56090 | 8015 ALARIS PC | ALARIS MEDICAL SYSTEMS INC SUB CARDINAL HEALTH INC | 2146 | Purchased
CHRISTIANA |  | HOSPITAL-CH | 0 | 14201010 | DE |  | 2014-12-03 19:00 |  | Infusion Pumps; General-Purpose (PCU) | 59475 | 8015 ALARIS PC | ALARIS MEDICAL SYSTEMS INC SUB CARDINAL HEALTH INC | 2146 | Purchased
CHRISTIANA |  | HOSPITAL-CH | 0 | 14201018 | DE |  | 2014-12-03 19:00 |  | Infusion Pumps; General-Purpose (PCU) | 59473 | 8015 ALARIS PC | ALARIS MEDICAL SYSTEMS INC SUB CARDINAL HEALTH INC | 2146 | Purchased
CHRISTIANA |  | HOSPITAL-WH | 0 | 14223095 | DE |  | 2014-12-03 19:00 |  | Infusion Pumps; General-Purpose (PCU) | 56144 | 8015 ALARIS PC | ALARIS MEDICAL SYSTEMS INC SUB CARDINAL HEALTH INC | 2146 | Purchased
CHRISTIANA |  | HOSPITAL-CH | 0 | 14222566 | DE |  | 2014-12-03 19:00 |  | Infusion Pumps; General-Purpose (PCU) | 56148 | 8015 ALARIS PC | ALARIS MEDICAL SYSTEMS INC SUB CARDINAL HEALTH INC | 2146 | Purchased
CHRISTIANA |  | HOSPITAL-CH | 0 | 14218140 | DE |  | 2014-12-03 19:00 |  | Infusion Pumps; General-Purpose (PCU) | 56337 | 8015 ALARIS PC | ALARIS MEDICAL SYSTEMS INC SUB CARDINAL HEALTH INC | 2146 | Purchased
CHRISTIANA |  | HOSPITAL-CH | 0 | 14222847 | DE |  | 2014-12-03 19:00 |  | Infusion Pumps; General-Purpose (PCU) | 56335 | 8015 ALARIS PC | ALARIS MEDICAL SYSTEMS INC SUB CARDINAL HEALTH INC | 2146 | Purchased
CHRISTIANA |  | HOSPITAL-CH | 0 | 14224308 | DE |  | 2014-12-03 19:00 |  | Infusion Pumps; General-Purpose (PCU) | 59577 | 8015 ALARIS PC | ALARIS MEDICAL SYSTEMS INC SUB CARDINAL HEALTH INC | 2146 | Purchased
CHRISTIANA |  | HOSPITAL-CH | 0 | 14159956 | DE |  | 2014-12-03 19:00 |  | Infusion Pumps; General-Purpose (PCU) | 59494 | 8015 ALARIS PC | ALARIS MEDICAL SYSTEMS INC SUB CARDINAL HEALTH INC | 2146 | Purchased
CHRISTIANA |  | HOSPITAL-CH | 0 | 14166397 | DE |  | 2014-12-03 19:00 |  | Infusion Pumps; General-Purpose (PCU) | 59492 | 8015 ALARIS PC | ALARIS MEDICAL SYSTEMS INC SUB CARDINAL HEALTH INC | 2146 | Purchased
CHRISTIANA |  | HOSPITAL-CH | 0 | 14222865 | DE |  | 2014-12-03 19:00 |  | Infusion Pumps; General-Purpose (PCU) | 56043 | 8015 ALARIS PC | ALARIS MEDICAL SYSTEMS INC SUB CARDINAL HEALTH INC | 2146 | Purchased
CHRISTIANA |  | HOSPITAL-WH | 0 | 14224094 | DE |  | 2014-12-03 19:00 |  | Infusion Pumps; General-Purpose (PCU) | 56119 | 8015 ALARIS PC | ALARIS MEDICAL SYSTEMS INC SUB CARDINAL HEALTH INC | 2146 | Purchased
CHRISTIANA |  | HOSPITAL-CH | 0 | 14223050 | DE |  | 2014-12-03 19:00 |  | Infusion Pumps; General-Purpose (PCU) | 56100 | 8015 ALARIS PC | ALARIS MEDICAL SYSTEMS INC SUB CARDINAL HEALTH INC | 2146 | Purchased
CHRISTIANA |  | HOSPITAL-CH | 0 | 14209249 | DE |  | 2014-12-03 19:00 |  | Infusion Pumps; General-Purpose (PCU) | 55381 | 8015 ALARIS PC | ALARIS MEDICAL SYSTEMS INC SUB CARDINAL HEALTH INC | 2146 | Purchased
CHRISTIANA |  | HCCC | 0 | 14200840 | DE |  | 2014-12-03 19:00 |  | Infusion Pumps; General-Purpose (PCU) | 59459 | 8015 ALARIS PC | ALARIS MEDICAL SYSTEMS INC SUB CARDINAL HEALTH INC | 2146
CHRISTIANA |  | HOSPITAL-CH | 0 | 14200372 | DE |  | 2014-12-03 19:00 |  | Infusion Pumps; General-Purpose (PCU) | 59461 | 8015 ALARIS PC | ALARIS MEDICAL SYSTEMS INC SUB CARDINAL HEALTH INC | 2146 | Purchased
CHRISTIANA |  | HOSPITAL-CH | 0 | 14199911 | DE |  | 2014-12-03 19:00 |  | Infusion Pumps; General-Purpose (PCU) | 59463 | 8015 ALARIS PC | ALARIS MEDICAL SYSTEMS INC SUB CARDINAL HEALTH INC | 2146 | Purchased
CHRISTIANA |  | HOSPITAL-CH | 0 | 14211479 | DE |  | 2014-12-03 19:00 |  | Infusion Pumps; General-Purpose (PCU) | 55541 | 8015 ALARIS PC | ALARIS MEDICAL SYSTEMS INC SUB CARDINAL HEALTH INC | 2146 | Purchased
CHRISTIANA |  | HOSPITAL-CH | 0 | 14211734 | DE |  | 2014-12-03 19:00 |  | Infusion Pumps; General-Purpose (PCU) | 55543 | 8015 ALARIS PC | ALARIS MEDICAL SYSTEMS INC SUB CARDINAL HEALTH INC | 2146 | Purchased
CHRISTIANA |  | HOSPITAL-CH | 0 | 14158842 | DE |  | 2014-12-03 19:00 |  | Infusion Pumps; General-Purpose (PCU) | 55646 | 8015 ALARIS PC | ALARIS MEDICAL SYSTEMS INC SUB CARDINAL HEALTH INC | 2146 | Purchased
CHRISTIANA |  | HOSPITAL-WH | 0 | 14217298 | DE |  | 2014-12-03 19:00 |  | Infusion Pumps; General-Purpose (PCU) | 56640 | 8015 ALARIS PC | ALARIS MEDICAL SYSTEMS INC SUB CARDINAL HEALTH INC | 2146 | Purchased
CHRISTIANA |  | HOSPITAL-CH | 0 | 14224972 | DE |  | 2014-12-03 19:00 |  | Infusion Pumps; General-Purpose (PCU) | 56058 | 8015 ALARIS PC | ALARIS MEDICAL SYSTEMS INC SUB CARDINAL HEALTH INC | 2146 | Purchased
CHRISTIANA |  | HOSPITAL-CH | 0 | 14222997 | DE |  | 2014-12-03 19:00 |  | Infusion Pumps; General-Purpose (PCU) | 56060 | 8015 ALARIS PC | ALARIS MEDICAL SYSTEMS INC SUB CARDINAL HEALTH INC | 2146 | Purchased
CHRISTIANA |  | HOSPITAL-CH | 0 | 14201154 | DE |  | 2014-12-03 19:00 |  | Infusion Pumps; General-Purpose (PCU) | 58095 | 8015 ALARIS PC | ALARIS MEDICAL SYSTEMS INC SUB CARDINAL HEALTH INC | 2146 | Purchased
CHRISTIANA |  | CANCER CENTER | 0 | 14223091 | DE |  | 2014-12-03 19:00 |  | Infusion Pumps; General-Purpose (PCU) | 56033 | 8015 ALARIS PC | ALARIS MEDICAL SYSTEMS INC SUB CARDINAL HEALTH INC | 2146 | Purchased
CHRISTIANA |  | CANCER CENTER | 0 | 14159345 | DE |  | 2014-12-03 19:00 |  | Infusion Pumps; General-Purpose (PCU) | 55674 | 8015 ALARIS PC | ALARIS MEDICAL SYSTEMS INC SUB CARDINAL HEALTH INC | 2146 | Purchased
CHRISTIANA |  | HOSPITAL-CH | 0 | 14223612 | DE |  | 2014-12-03 19:00 |  | Infusion Pumps; General-Purpose (PCU) | 55494 | 8015 ALARIS PC | ALARIS MEDICAL SYSTEMS INC SUB CARDINAL HEALTH INC | 2146 | Purchased
CHRISTIANA |  | HOSPITAL-WH | 0 | 14224251 | DE |  | 2014-12-03 19:00 |  | Infusion Pumps; General-Purpose (PCU) | 55496 | 8015 ALARIS PC | ALARIS MEDICAL SYSTEMS INC SUB CARDINAL HEALTH INC | 2146 | Purchased
CHRISTIANA |  | HOSPITAL-CH | 0 | 14158773 | DE |  | 2014-12-03 19:00 |  | Infusion Pumps; General-Purpose (PCU) | 55662 | 8015 ALARIS PC | ALARIS MEDICAL SYSTEMS INC SUB CARDINAL HEALTH INC | 2146 | Purchased
CHRISTIANA |  | HOSPITAL-WH | 0 | 14208406 | DE |  | 2014-12-03 19:00 |  | Infusion Pumps; General-Purpose (PCU) | 59416 | 8015 ALARIS PC | ALARIS MEDICAL SYSTEMS INC SUB CARDINAL HEALTH INC | 2146 | Purchased
CHRISTIANA |  | HOSPITAL-CH | 0 | 14200766 | DE |  | 2014-12-03 19:00 |  | Infusion Pumps; General-Purpose (PCU) | 58192 | 8015 ALARIS PC | ALARIS MEDICAL SYSTEMS INC SUB CARDINAL HEALTH INC | 2146 | Purchased
CHRISTIANA |  | HOSPITAL-CH | 0 | 14226455 | DE |  | 2014-12-03 19:00 |  | Infusion Pumps; General-Purpose (PCU) | 58053 | 8015 ALARIS PC | ALARIS MEDICAL SYSTEMS INC SUB CARDINAL HEALTH INC | 2146 | Purchased
CHRISTIANA |  | HOSPITAL-CH | 0 | 14166136 | DE |  | 2014-12-03 19:00 |  | Infusion Pumps; General-Purpose (PCU) | 56608 | 8015 ALARIS PC | ALARIS MEDICAL SYSTEMS INC SUB CARDINAL HEALTH INC | 2146 | Purchased
CHRISTIANA |  | HOSPITAL-CH | 0 | 14201872 | DE |  | 2014-12-03 19:00 |  | Infusion Pumps; General-Purpose (PCU) | 59159 | 8015 ALARIS PC | ALARIS MEDICAL SYSTEMS INC SUB CARDINAL HEALTH INC | 720.3 | Purchased
CHRISTIANA |  | CANCER CENTER | 0 | 14951149 | DE |  | 2017-08-01 20:00 |  | Infusion Pumps; General-Purpose (PCU) | 65289 | 8015 ALARIS PC | ALARIS MEDICAL SYSTEMS INC SUB CARDINAL HEALTH INC | 720.3 | Purchased
CHRISTIANA |  | HOSPITAL-WH | 0 | 14208540 | DE |  | 2014-12-03 19:00 |  | Infusion Pumps; General-Purpose (PCU) | 58082 | 8015 ALARIS PC | ALARIS MEDICAL SYSTEMS INC SUB CARDINAL HEALTH INC | 2146 | Purchased
CHRISTIANA |  | HOSPITAL-CH | 0 | 14225749 | DE |  | 2014-12-03 19:00 |  | Infusion Pumps; General-Purpose (PCU) | 59320 | 8015 ALARIS PC | ALARIS MEDICAL SYSTEMS INC SUB CARDINAL HEALTH INC | 2146 | Purchased
CHRISTIANA |  | HOSPITAL-WH | 0 | 14224594 | DE |  | 2014-12-03 19:00 |  | Infusion Pumps; General-Purpose (PCU) | 55605 | 8015 ALARIS PC | ALARIS MEDICAL SYSTEMS INC SUB CARDINAL HEALTH INC | 2146 | Purchased
CHRISTIANA |  | HOSPITAL-CH | 0 | 14224595 | DE |  | 2014-12-03 19:00 |  | Infusion Pumps; General-Purpose (PCU) | 55607 | 8015 ALARIS PC | ALARIS MEDICAL SYSTEMS INC SUB CARDINAL HEALTH INC | 2146 | Purchased
CHRISTIANA |  | HOSPITAL-CH | 0 | 14159513 | DE |  | 2014-12-03 19:00 |  | Infusion Pumps; General-Purpose (PCU) | 55714 | 8015 ALARIS PC | ALARIS MEDICAL SYSTEMS INC SUB CARDINAL HEALTH INC | 2146 | Purchased
CHRISTIANA |  | HOSPITAL-CH | 0 | 14224703 | DE |  | 2014-12-03 19:00 |  | Infusion Pumps; General-Purpose (PCU) | 55623 | 8015 ALARIS PC | ALARIS MEDICAL SYSTEMS INC SUB CARDINAL HEALTH INC | 2146 | Purchased
CHRISTIANA |  | HOSPITAL-CH | 0 | 14224659 | DE |  | 2014-12-03 19:00 |  | Infusion Pumps; General-Purpose (PCU) | 55625 | 8015 ALARIS PC | ALARIS MEDICAL SYSTEMS INC SUB CARDINAL HEALTH INC | 2146 | Purchased
CHRISTIANA |  | HOSPITAL-CH | 0 | 14229306 | DE |  | 2014-12-03 19:00 |  | Infusion Pumps; General-Purpose (PCU) | 55728 | 8015 ALARIS PC | ALARIS MEDICAL SYSTEMS INC SUB CARDINAL HEALTH INC | 2146 | Purchased
CHRISTIANA |  | HOSPITAL-WH | 0 | 14165901 | DE |  | 2014-12-03 19:00 |  | Infusion Pumps; General-Purpose (PCU) | 58262 | 8015 ALARIS PC | ALARIS MEDICAL SYSTEMS INC SUB CARDINAL HEALTH INC | 2146 | Purchased
CHRISTIANA |  | HOSPITAL-WH | 0 | 14166539 | DE |  | 2014-12-03 19:00 |  | Infusion Pumps; General-Purpose (PCU) | 58237 | 8015 ALARIS PC | ALARIS MEDICAL SYSTEMS INC SUB CARDINAL HEALTH INC | 2146 | Purchased
CHRISTIANA |  | HOSPITAL-CH | 0 | 14223886 | DE |  | 2014-12-03 19:00 |  | Infusion Pumps; General-Purpose (PCU) | 59553 | 8015 ALARIS PC | ALARIS MEDICAL SYSTEMS INC SUB CARDINAL HEALTH INC | 2146 | Purchased
CHRISTIANA |  | HOSPITAL-CH | 0 | 14224164 | DE |  | 2014-12-03 19:00 |  | Infusion Pumps; General-Purpose (PCU) | 59556 | 8015 ALARIS PC | ALARIS MEDICAL SYSTEMS INC SUB CARDINAL HEALTH INC | 2146 | Purchased
CHRISTIANA |  | HOSPITAL-CH | 0 | 14224115 | DE |  | 2014-12-03 19:00 |  | Infusion Pumps; General-Purpose (PCU) | 59559 | 8015 ALARIS PC | ALARIS MEDICAL SYSTEMS INC SUB CARDINAL HEALTH INC | 2146 | Purchased
CHRISTIANA |  | HOSPITAL-CH | 0 | 14223786 | DE |  | 2014-12-03 19:00 |  | Infusion Pumps; General-Purpose (PCU) | 56089 | 8015 ALARIS PC | ALARIS MEDICAL SYSTEMS INC SUB CARDINAL HEALTH INC | 2146 | Purchased
CHRISTIANA |  | HOSPITAL-CH | 0 | 14201049 | DE |  | 2014-12-03 19:00 |  | Infusion Pumps; General-Purpose (PCU) | 59474 | 8015 ALARIS PC | ALARIS MEDICAL SYSTEMS INC SUB CARDINAL HEALTH INC | 2146 | Purchased
CHRISTIANA |  | HOSPITAL-CH | 0 | 14223137 | DE |  | 2014-12-03 19:00 |  | Infusion Pumps; General-Purpose (PCU) | 56143 | 8015 ALARIS PC | ALARIS MEDICAL SYSTEMS INC SUB CARDINAL HEALTH INC | 2146 | Purchased
CHRISTIANA |  | HOSPITAL-CH | 0 | 14222777 | DE |  | 2014-12-03 19:00 |  | Infusion Pumps; General-Purpose (PCU) | 56147 | 8015 ALARIS PC | ALARIS MEDICAL SYSTEMS INC SUB CARDINAL HEALTH INC | 2146 | Purchased
CHRISTIANA |  | HOSPITAL-CH | 0 | 14217991 | DE |  | 2014-12-03 19:00 |  | Infusion Pumps; General-Purpose (PCU) | 56336 | 8015 ALARIS PC | ALARIS MEDICAL SYSTEMS INC SUB CARDINAL HEALTH INC | 2146 | Purchased
CHRISTIANA |  | HOSPITAL-CH | 0 | 14217557 | DE |  | 2014-12-03 19:00 |  | Infusion Pumps; General-Purpose (PCU) | 56387 | 8015 ALARIS PC | ALARIS MEDICAL SYSTEMS INC SUB CARDINAL HEALTH INC | 2146 | Purchased
CHRISTIANA |  | HOSPITAL-CH | 0 | 14165844 | DE |  | 2014-12-03 19:00 |  | Infusion Pumps; General-Purpose (PCU) | 59493 | 8015 ALARIS PC | ALARIS MEDICAL SYSTEMS INC SUB CARDINAL HEALTH INC | 2146 | Purchased
CHRISTIANA |  | HOSPITAL-CH | 0 | 14222817 | DE |  | 2014-12-03 19:00 |  | Infusion Pumps; General-Purpose (PCU) | 56042 | 8015 ALARIS PC | ALARIS MEDICAL SYSTEMS INC SUB CARDINAL HEALTH INC | 2146 | Purchased
CHRISTIANA |  | HOSPITAL-CH | 0 | 14222760 | DE |  | 2014-12-03 19:00 |  | Infusion Pumps; General-Purpose (PCU) | 56044 | 8015 ALARIS PC | ALARIS MEDICAL SYSTEMS INC SUB CARDINAL HEALTH INC | 2146 | Purchased
CHRISTIANA |  | HOSPITAL-CH | 0 | 14224629 | DE |  | 2014-12-03 19:00 |  | Infusion Pumps; General-Purpose (PCU) | 56103 | 8015 ALARIS PC | ALARIS MEDICAL SYSTEMS INC SUB CARDINAL HEALTH INC | 2146 | Purchased
CHRISTIANA |  | HOSPITAL-WH | 0 | 14131562 | DE |  | 2014-07-13 20:00 |  | Infusion Pumps; General-Purpose (PCU) | 58028 | 8015 ALARIS PC | ALARIS MEDICAL SYSTEMS INC SUB CARDINAL HEALTH INC | 4000 | Purchased
CHRISTIANA |  | HOSPITAL-CH | 0 | 14201259 | DE |  | 2014-12-03 19:00 |  | Infusion Pumps; General-Purpose (PCU) | 59460 | 8015 ALARIS PC | ALARIS MEDICAL SYSTEMS INC SUB CARDINAL HEALTH INC | 2146 | Purchased
CHRISTIANA |  | HOSPITAL-CH | 0 | 14201086 | DE |  | 2014-12-03 19:00 |  | Infusion Pumps; General-Purpose (PCU) | 59462 | 8015 ALARIS PC | ALARIS MEDICAL SYSTEMS INC SUB CARDINAL HEALTH INC | 2146 | Purchased
CHRISTIANA |  | HOSPITAL-CH | 0 | 14211752 | DE |  | 2014-12-03 19:00 |  | Infusion Pumps; General-Purpose (PCU) | 55540 | 8015 ALARIS PC | ALARIS MEDICAL SYSTEMS INC SUB CARDINAL HEALTH INC | 2146 | Purchased
CHRISTIANA |  | HOSPITAL-CH | 0 | 14211727 | DE |  | 2014-12-03 19:00 |  | Infusion Pumps; General-Purpose (PCU) | 55542 | 8015 ALARIS PC | ALARIS MEDICAL SYSTEMS INC SUB CARDINAL HEALTH INC | 2146 | Purchased
CHRISTIANA |  | HOSPITAL-WH | 0 | 14224068 | DE |  | 2014-12-03 19:00 |  | Infusion Pumps; General-Purpose (PCU) | 55645 | 8015 ALARIS PC | ALARIS MEDICAL SYSTEMS INC SUB CARDINAL HEALTH INC | 2146 | Purchased
CHRISTIANA |  | HOSPITAL-CH | 0 | 14158915 | DE |  | 2014-12-03 19:00 |  | Infusion Pumps; General-Purpose (PCU) | 55647 | 8015 ALARIS PC | ALARIS MEDICAL SYSTEMS INC SUB CARDINAL HEALTH INC | 2146 | Purchased
CHRISTIANA |  | HOSPITAL-CH | 0 | 14224906 | DE |  | 2014-12-03 19:00 |  | Infusion Pumps; General-Purpose (PCU) | 56057 | 8015 ALARIS PC | ALARIS MEDICAL SYSTEMS INC SUB CARDINAL HEALTH INC | 2146 | Purchased
CHRISTIANA |  | HOSPITAL-CH | 0 | 14224638 | DE |  | 2014-12-03 19:00 |  | Infusion Pumps; General-Purpose (PCU) | 56059 | 8015 ALARIS PC | ALARIS MEDICAL SYSTEMS INC SUB CARDINAL HEALTH INC | 2146 | Purchased
CHRISTIANA |  | HOSPITAL-CH | 0 | 14225009 | DE |  | 2014-12-03 19:00 |  | Infusion Pumps; General-Purpose (PCU) | 58460 | 8015 ALARIS PC | ALARIS MEDICAL SYSTEMS INC SUB CARDINAL HEALTH INC | 2146 | Purchased
CHRISTIANA |  | HOSPITAL-CH | 0 | 14224781 | DE |  | 2014-12-03 19:00 |  | Infusion Pumps; General-Purpose (PCU) | 58462 | 8015 ALARIS PC | ALARIS MEDICAL SYSTEMS INC SUB CARDINAL HEALTH INC | 2146 | Purchased
CHRISTIANA |  | HOSPITAL-CH | 0 | 15079859 | DE |  | 2018-06-11 20:00 |  | Infusion Pumps; General-Purpose (PCU) | 67582 | 8015 ALARIS PC | ALARIS MEDICAL SYSTEMS INC SUB CARDINAL HEALTH INC | 2416 | Purchased
CHRISTIANA |  | CANCER CENTER | 0 | 14223001 | DE |  | 2014-12-03 19:00 |  | Infusion Pumps; General-Purpose (PCU) | 56142 | 8015 ALARIS PC | ALARIS MEDICAL SYSTEMS INC SUB CARDINAL HEALTH INC | 2146 | Purchased
CHRISTIANA |  | CANCER CENTER | 0 | 14201461 | DE |  | 2014-12-03 19:00 |  | Infusion Pumps; General-Purpose (PCU) | 58204 | 8015 ALARIS PC | ALARIS MEDICAL SYSTEMS INC SUB CARDINAL HEALTH INC | 2146 | Purchased
CHRISTIANA |  | HOSPITAL-CH | 0 | 14224177 | DE |  | 2014-12-03 19:00 |  | Infusion Pumps; General-Purpose (PCU) | 55492 | 8015 ALARIS PC | ALARIS MEDICAL SYSTEMS INC SUB CARDINAL HEALTH INC | 2146 | Purchased
CHRISTIANA |  | HOSPITAL-CH | 0 | 14223717 | DE |  | 2014-12-03 19:00 |  | Infusion Pumps; General-Purpose (PCU) | 55495 | 8015 ALARIS PC | ALARIS MEDICAL SYSTEMS INC SUB CARDINAL HEALTH INC | 2146 | Purchased
CHRISTIANA |  | HOSPITAL-CH | 0 | 14158801 | DE |  | 2014-12-03 19:00 |  | Infusion Pumps; General-Purpose (PCU) | 55661 | 8015 ALARIS PC | ALARIS MEDICAL SYSTEMS INC SUB CARDINAL HEALTH INC | 2146 | Purchased
CHRISTIANA |  | HOSPITAL-WH | 0 | 14208728 | DE |  | 2014-12-03 19:00 |  | Infusion Pumps; General-Purpose (PCU) | 59432 | 8015 ALARIS PC | ALARIS MEDICAL SYSTEMS INC SUB CARDINAL HEALTH INC | 2146 | Purchased
CHRISTIANA |  | HOSPITAL-CH | 0 | 14166026 | DE |  | 2014-12-03 19:00 |  | Infusion Pumps; General-Purpose (PCU) | 59509 | 8015 ALARIS PC | ALARIS MEDICAL SYSTEMS INC SUB CARDINAL HEALTH INC | 2146 | Purchased
CHRISTIANA |  | HOSPITAL-CH | 0 | 15079896 | DE |  | 2018-06-11 20:00 |  | Infusion Pumps; General-Purpose (PCU) | 67575 | 8015 ALARIS PC | ALARIS MEDICAL SYSTEMS INC SUB CARDINAL HEALTH INC | 2416 | Purchased
CHRISTIANA |  | CANCER CENTER | 0 | 14947036 | DE |  | 2017-08-01 20:00 |  | Infusion Pumps; General-Purpose (PCU) | 64990 | 8015 ALARIS PC | ALARIS MEDICAL SYSTEMS INC SUB CARDINAL HEALTH INC | 720.3 | Purchased
CHRISTIANA |  | HOSPITAL-CH | 0 | 14208726 | DE |  | 2014-12-03 19:00 |  | Infusion Pumps; General-Purpose (PCU) | 58279 | 8015 ALARIS PC | ALARIS MEDICAL SYSTEMS INC SUB CARDINAL HEALTH INC | 2146 | Purchased
CHRISTIANA |  | HOSPITAL-WH | 0 | 14226508 | DE |  | 2014-12-03 19:00 |  | Infusion Pumps; General-Purpose (PCU) | 58051 | 8015 ALARIS PC | ALARIS MEDICAL SYSTEMS INC SUB CARDINAL HEALTH INC | 2146 | Purchased
CHRISTIANA |  | HOSPITAL-CH | 0 | 14208571 | DE |  | 2014-12-03 19:00 |  | Infusion Pumps; General-Purpose (PCU) | 58089 | 8015 ALARIS PC | ALARIS MEDICAL SYSTEMS INC SUB CARDINAL HEALTH INC | 2146 | Purchased
CHRISTIANA |  | Union Professional Building Elkton | 0 | 14223634 | MD |  | 2014-12-03 19:00 |  | Infusion Pumps; General-Purpose (PCU) | 56609 | 8015 ALARIS PC | ALARIS MEDICAL SYSTEMS INC SUB CARDINAL HEALTH INC | 2146 | Purchased
CHRISTIANA |  | HOSPITAL-CH | 0 | 14166312 | DE |  | 2014-12-03 19:00 |  | Infusion Pumps; General-Purpose (PCU) | 56207 | 8015 ALARIS PC | ALARIS MEDICAL SYSTEMS INC SUB CARDINAL HEALTH INC | 2146 | Purchased
CHRISTIANA |  | HOSPITAL-CH | 0 | 14217923 | DE |  | 2014-12-03 19:00 |  | Infusion Pumps; General-Purpose (PCU) | 56497 | 8015 ALARIS PC | ALARIS MEDICAL SYSTEMS INC SUB CARDINAL HEALTH INC | 2146 | Purchased
CHRISTIANA |  | HOSPITAL-CH | 0 | 14208862 | DE |  | 2014-12-03 19:00 |  | Infusion Pumps; General-Purpose (PCU) | 58152 | 8015 ALARIS PC | ALARIS MEDICAL SYSTEMS INC SUB CARDINAL HEALTH INC | 2146 | Purchased
CHRISTIANA |  | MIDDLETOWN ED | 0 | 14209115 | DE |  | 2014-12-03 19:00 |  | Infusion Pumps; General-Purpose (PCU) | 58078 | 8015 ALARIS PC | ALARIS MEDICAL SYSTEMS INC SUB CARDINAL HEALTH INC | 2146 | Purchased
CHRISTIANA |  | HOSPITAL-CH | 0 | 14131432 | DE |  | 2014-07-13 20:00 |  | Infusion Pumps; General-Purpose (PCU) | 58032 | 8015 ALARIS PC | ALARIS MEDICAL SYSTEMS INC SUB CARDINAL HEALTH INC | 4000 | Purchased
CHRISTIANA |  | HOSPITAL-CH | 0 | 15139924 | DE |  | 2018-06-11 20:00 |  | Infusion Pumps; General-Purpose (PCU) | 67557 | 8015 ALARIS PC | ALARIS MEDICAL SYSTEMS INC SUB CARDINAL HEALTH INC | 2416 | Purchased
CHRISTIANA |  | HOSPITAL-CH | 0 | 14224469 | DE |  | 2014-12-03 19:00 |  | Infusion Pumps; General-Purpose (PCU) | 55610 | 8015 ALARIS PC | ALARIS MEDICAL SYSTEMS INC SUB CARDINAL HEALTH INC | 2146 | Purchased
CHRISTIANA |  | HOSPITAL-CH | 0 | 14211666 | DE |  | 2014-12-03 19:00 |  | Infusion Pumps; General-Purpose (PCU) | 55612 | 8015 ALARIS PC | ALARIS MEDICAL SYSTEMS INC SUB CARDINAL HEALTH INC | 2146 | Purchased
CHRISTIANA |  | HOSPITAL-CH | 0 | 14165302 | DE |  | 2014-12-03 19:00 |  | Infusion Pumps; General-Purpose (PCU) | 55715 | 8015 ALARIS PC | ALARIS MEDICAL SYSTEMS INC SUB CARDINAL HEALTH INC | 2146 | Purchased
CHRISTIANA |  | HOSPITAL-CH | 0 | 14211746 | DE |  | 2014-12-03 19:00 |  | Infusion Pumps; General-Purpose (PCU) | 55717 | 8015 ALARIS PC | ALARIS MEDICAL SYSTEMS INC SUB CARDINAL HEALTH INC | 2146 | Purchased
CHRISTIANA |  | HOSPITAL-CH | 0 | 14222753 | DE |  | 2014-12-03 19:00 |  | Infusion Pumps; General-Purpose (PCU) | 56030 | 8015 ALARIS PC | ALARIS MEDICAL SYSTEMS INC SUB CARDINAL HEALTH INC | 2146 | Purchased
CHRISTIANA |  | HOSPITAL-CH | 0 | 14217874 | DE |  | 2014-12-03 19:00 |  | Infusion Pumps; General-Purpose (PCU) | 56501 | 8015 ALARIS PC | ALARIS MEDICAL SYSTEMS INC SUB CARDINAL HEALTH INC | 2146 | Purchased
CHRISTIANA |  | HOSPITAL-WH | 0 | 14165208 | DE |  | 2014-12-03 19:00 |  | Infusion Pumps; General-Purpose (PCU) | 56571 | 8015 ALARIS PC | ALARIS MEDICAL SYSTEMS INC SUB CARDINAL HEALTH INC | 2146 | Purchased
CHRISTIANA |  | HOSPITAL-CH | 0 | 14224542 | DE |  | 2014-12-03 19:00 |  | Infusion Pumps; General-Purpose (PCU) | 55626 | 8015 ALARIS PC | ALARIS MEDICAL SYSTEMS INC SUB CARDINAL HEALTH INC | 2146 | Purchased
CHRISTIANA |  | HOSPITAL-CH | 0 | 14211077 | DE |  | 2014-12-03 19:00 |  | Infusion Pumps; General-Purpose (PCU) | 55628 | 8015 ALARIS PC | ALARIS MEDICAL SYSTEMS INC SUB CARDINAL HEALTH INC | 2146 | Purchased
CHRISTIANA |  | HOSPITAL-WH | 0 | 14208439 | DE |  | 2014-12-03 19:00 |  | Infusion Pumps; General-Purpose (PCU) | 58265 | 8015 ALARIS PC | ALARIS MEDICAL SYSTEMS INC SUB CARDINAL HEALTH INC | 2146 | Purchased
CHRISTIANA |  | HOSPITAL-CH | 0 | 14225223 | DE |  | 2014-12-03 19:00 |  | Infusion Pumps; General-Purpose (PCU) | 55288 | 8015 ALARIS PC | ALARIS MEDICAL SYSTEMS INC SUB CARDINAL HEALTH INC | 2146 | Purchased
CHRISTIANA |  | HOSPITAL-CH | 0 | 14225090 | DE |  | 2014-12-03 19:00 |  | Infusion Pumps; General-Purpose (PCU) | 55290 | 8015 ALARIS PC | ALARIS MEDICAL SYSTEMS INC SUB CARDINAL HEALTH INC | 2146 | Purchased
CHRISTIANA |  | HOSPITAL-CH | 0 | 14200927 | DE |  | 2014-12-03 19:00 |  | Infusion Pumps; General-Purpose (PCU) | 59324 | 8015 ALARIS PC | ALARIS MEDICAL SYSTEMS INC SUB CARDINAL HEALTH INC | 2146 | Purchased
CHRISTIANA |  | HOSPITAL-CH | 0 | 14224178 | DE |  | 2014-12-03 19:00 |  | Infusion Pumps; General-Purpose (PCU) | 59560 | 8015 ALARIS PC | ALARIS MEDICAL SYSTEMS INC SUB CARDINAL HEALTH INC | 2146 | Purchased
CHRISTIANA |  | HOSPITAL-CH | 0 | 14223955 | DE |  | 2014-12-03 19:00 |  | Infusion Pumps; General-Purpose (PCU) | 59562 | 8015 ALARIS PC | ALARIS MEDICAL SYSTEMS INC SUB CARDINAL HEALTH INC | 2146 | Purchased
CHRISTIANA |  | HOSPITAL-CH | 0 | 14224249 | DE |  | 2014-12-03 19:00 |  | Infusion Pumps; General-Purpose (PCU) | 59564 | 8015 ALARIS PC | ALARIS MEDICAL SYSTEMS INC SUB CARDINAL HEALTH INC | 2146 | Purchased
CHRISTIANA |  | HOSPITAL-CH | 0 | 14222947 | DE |  | 2014-12-03 19:00 |  | Infusion Pumps; General-Purpose (PCU) | 56092 | 8015 ALARIS PC | ALARIS MEDICAL SYSTEMS INC SUB CARDINAL HEALTH INC | 2146 | Purchased
CHRISTIANA |  | HOSPITAL-CH | 0 | 14217993 | DE |  | 2014-12-03 19:00 |  | Infusion Pumps; General-Purpose (PCU) | 56400 | 8015 ALARIS PC | ALARIS MEDICAL SYSTEMS INC SUB CARDINAL HEALTH INC | 2146 | Purchased
CHRISTIANA |  | HOSPITAL-CH | 0 | 14226544 | DE |  | 2014-12-03 19:00 |  | Infusion Pumps; General-Purpose (PCU) | 56419 | 8015 ALARIS PC | ALARIS MEDICAL SYSTEMS INC SUB CARDINAL HEALTH INC | 2146 | Purchased
CHRISTIANA |  | HOSPITAL-CH | 0 | 14159796 | DE |  | 2014-12-03 19:00 |  | Infusion Pumps; General-Purpose (PCU) | 59489 | 8015 ALARIS PC | ALARIS MEDICAL SYSTEMS INC SUB CARDINAL HEALTH INC | 2146 | Purchased
CHRISTIANA |  | HOSPITAL-CH | 0 | 14209281 | DE |  | 2014-12-03 19:00 |  | Infusion Pumps; General-Purpose (PCU) | 55383 | 8015 ALARIS PC | ALARIS MEDICAL SYSTEMS INC SUB CARDINAL HEALTH INC | 2146 | Purchased
CHRISTIANA |  | CANCER CENTER | 0 | 14200936 | DE |  | 2014-12-03 19:00 |  | Infusion Pumps; General-Purpose (PCU) | 59514 | 8015 ALARIS PC | ALARIS MEDICAL SYSTEMS INC SUB CARDINAL HEALTH INC | 2146 | Purchased
CHRISTIANA |  | HOSPITAL-CH | 0 | 14211731 | DE |  | 2014-12-03 19:00 |  | Infusion Pumps; General-Purpose (PCU) | 55545 | 8015 ALARIS PC | ALARIS MEDICAL SYSTEMS INC SUB CARDINAL HEALTH INC | 2146 | Purchased
CHRISTIANA |  | HOSPITAL-CH | 0 | 14158677 | DE |  | 2014-12-03 19:00 |  | Infusion Pumps; General-Purpose (PCU) | 55648 | 8015 ALARIS PC | ALARIS MEDICAL SYSTEMS INC SUB CARDINAL HEALTH INC | 2146 | Purchased
CHRISTIANA |  | HOSPITAL-CH | 0 | 14159512 | DE |  | 2014-12-03 19:00 |  | Infusion Pumps; General-Purpose (PCU) | 55650 | 8015 ALARIS PC | ALARIS MEDICAL SYSTEMS INC SUB CARDINAL HEALTH INC | 2146 | Purchased
CHRISTIANA |  | HOSPITAL-CH | 0 | 14217179 | DE |  | 2014-12-03 19:00 |  | Infusion Pumps; General-Purpose (PCU) | 56642 | 8015 ALARIS PC | ALARIS MEDICAL SYSTEMS INC SUB CARDINAL HEALTH INC | 2146 | Purchased
CHRISTIANA |  | HOSPITAL-CH | 0 | 14217147 | DE |  | 2014-12-03 19:00 |  | Infusion Pumps; General-Purpose (PCU) | 56644 | 8015 ALARIS PC | ALARIS MEDICAL SYSTEMS INC SUB CARDINAL HEALTH INC | 2146 | Purchased
CHRISTIANA |  | HOSPITAL-CH | 0 | 14217187 | DE |  | 2014-12-03 19:00 |  | Infusion Pumps; General-Purpose (PCU) | 56242 | 8015 ALARIS PC | ALARIS MEDICAL SYSTEMS INC SUB CARDINAL HEALTH INC | 2146 | Purchased
CHRISTIANA |  | HOSPITAL-CH | 0 | 14166732 | DE |  | 2014-12-03 19:00 |  | Infusion Pumps; General-Purpose (PCU) | 56244 | 8015 ALARIS PC | ALARIS MEDICAL SYSTEMS INC SUB CARDINAL HEALTH INC | 2146 | Purchased
CHRISTIANA |  | HOSPITAL-WH | 0 | 14224790 | DE |  | 2014-12-03 19:00 |  | Infusion Pumps; General-Purpose (PCU) | 58463 | 8015 ALARIS PC | ALARIS MEDICAL SYSTEMS INC SUB CARDINAL HEALTH INC | 2146 | Purchased
CHRISTIANA |  | HOSPITAL-CH | 0 | 14225084 | DE |  | 2014-12-03 19:00 |  | Infusion Pumps; General-Purpose (PCU) | 58465 | 8015 ALARIS PC | ALARIS MEDICAL SYSTEMS INC SUB CARDINAL HEALTH INC | 2146 | Purchased
CHRISTIANA |  | CANCER CENTER | 0 | 14208774 | DE |  | 2014-12-03 19:00 |  | Infusion Pumps; General-Purpose (PCU) | 59309 | 8015 ALARIS PC | ALARIS MEDICAL SYSTEMS INC SUB CARDINAL HEALTH INC | 2146 | Purchased
CHRISTIANA |  | CANCER CENTER | 0 | 14208812 | DE |  | 2014-12-03 19:00 |  | Infusion Pumps; General-Purpose (PCU) | 59397 | 8015 ALARIS PC | ALARIS MEDICAL SYSTEMS INC SUB CARDINAL HEALTH INC | 2146 | Purchased
CHRISTIANA |  | HOSPITAL-WH | 0 | 14165912 | DE |  | 2014-12-03 19:00 |  | Infusion Pumps; General-Purpose (PCU) | 59513 | 8015 ALARIS PC | ALARIS MEDICAL SYSTEMS INC SUB CARDINAL HEALTH INC | 2146 | Purchased
CHRISTIANA |  | HOSPITAL-CH | 0 | 14159171 | DE |  | 2014-12-03 19:00 |  | Infusion Pumps; General-Purpose (PCU) | 58287 | 8015 ALARIS PC | ALARIS MEDICAL SYSTEMS INC SUB CARDINAL HEALTH INC | 2146 | Purchased
CHRISTIANA |  | HOSPITAL-CH | 0 | 15140030 | DE |  | 2018-06-11 20:00 |  | Infusion Pumps; General-Purpose (PCU) | 67545 | 8015 ALARIS PC | ALARIS MEDICAL SYSTEMS INC SUB CARDINAL HEALTH INC | 2416 | Purchased
CHRISTIANA |  | HOSPITAL-WH | 0 | 14200708 | DE |  | 2014-12-03 19:00 |  | Infusion Pumps; General-Purpose (PCU) | 58195 | 8015 ALARIS PC | ALARIS MEDICAL SYSTEMS INC SUB CARDINAL HEALTH INC | 2146 | Purchased
CHRISTIANA |  | HOSPITAL-WH | 0 | 14216955 | DE |  | 2014-12-03 19:00 |  | Infusion Pumps; General-Purpose (PCU) | 56610 | 8015 ALARIS PC | ALARIS MEDICAL SYSTEMS INC SUB CARDINAL HEALTH INC | 2146 | Purchased
CHRISTIANA |  | HOSPITAL-CH | 0 | 14217446 | DE |  | 2014-12-03 19:00 |  | Infusion Pumps; General-Purpose (PCU) | 56495 | 8015 ALARIS PC | ALARIS MEDICAL SYSTEMS INC SUB CARDINAL HEALTH INC | 2146 | Purchased
CHRISTIANA |  | HOSPITAL-CH | 0 | 14209050 | DE |  | 2014-12-03 19:00 |  | Infusion Pumps; General-Purpose (PCU) | 58087 | 8015 ALARIS PC | ALARIS MEDICAL SYSTEMS INC SUB CARDINAL HEALTH INC | 2146 | Purchased
CHRISTIANA |  | HOSPITAL-CH | 0 | 14224476 | DE |  | 2014-12-03 19:00 |  | Infusion Pumps; General-Purpose (PCU) | 55609 | 8015 ALARIS PC | ALARIS MEDICAL SYSTEMS INC SUB CARDINAL HEALTH INC | 2146 | Purchased
CHRISTIANA |  | HOSPITAL-CH | 0 | 14224836 | DE |  | 2014-12-03 19:00 |  | Infusion Pumps; General-Purpose (PCU) | 55611 | 8015 ALARIS PC | ALARIS MEDICAL SYSTEMS INC SUB CARDINAL HEALTH INC | 2146 | Purchased
CHRISTIANA |  | HOSPITAL-CH | 0 | 14211738 | DE |  | 2014-12-03 19:00 |  | Infusion Pumps; General-Purpose (PCU) | 55716 | 8015 ALARIS PC | ALARIS MEDICAL SYSTEMS INC SUB CARDINAL HEALTH INC | 2146 | Purchased
CHRISTIANA |  | HOSPITAL-CH | 0 | 14158612 | DE |  | 2014-12-03 19:00 |  | Infusion Pumps; General-Purpose (PCU) | 55718 | 8015 ALARIS PC | ALARIS MEDICAL SYSTEMS INC SUB CARDINAL HEALTH INC | 2146 | Purchased
CHRISTIANA |  | HOSPITAL-CH | 0 | 14223123 | DE |  | 2014-12-03 19:00 |  | Infusion Pumps; General-Purpose (PCU) | 56029 | 8015 ALARIS PC | ALARIS MEDICAL SYSTEMS INC SUB CARDINAL HEALTH INC | 2146 | Purchased
CHRISTIANA |  | HOSPITAL-CH | 0 | 14222995 | DE |  | 2014-12-03 19:00 |  | Infusion Pumps; General-Purpose (PCU) | 56032 | 8015 ALARIS PC | ALARIS MEDICAL SYSTEMS INC SUB CARDINAL HEALTH INC | 2146 | Purchased
CHRISTIANA |  | HOSPITAL-CH | 0 | 14218054 | DE |  | 2014-12-03 19:00 |  | Infusion Pumps; General-Purpose (PCU) | 56481 | 8015 ALARIS PC | ALARIS MEDICAL SYSTEMS INC SUB CARDINAL HEALTH INC | 2146 | Purchased
CHRISTIANA |  | HOSPITAL-CH | 0 | 14166521 | DE |  | 2014-12-03 19:00 |  | Infusion Pumps; General-Purpose (PCU) | 58234 | 8015 ALARIS PC | ALARIS MEDICAL SYSTEMS INC SUB CARDINAL HEALTH INC | 2146 | Purchased
CHRISTIANA |  | HOSPITAL-CH | 0 | 14211764 | DE |  | 2014-12-03 19:00 |  | Infusion Pumps; General-Purpose (PCU) | 55627 | 8015 ALARIS PC | ALARIS MEDICAL SYSTEMS INC SUB CARDINAL HEALTH INC | 2146 | Purchased
CHRISTIANA |  | HOSPITAL-CH | 0 | 14224656 | DE |  | 2014-12-03 19:00 |  | Infusion Pumps; General-Purpose (PCU) | 55629 | 8015 ALARIS PC | ALARIS MEDICAL SYSTEMS INC SUB CARDINAL HEALTH INC | 2146 | Purchased
CHRISTIANA |  | HOSPITAL-WH | 0 | 14208999 | DE |  | 2014-12-03 19:00 |  | Infusion Pumps; General-Purpose (PCU) | 58196 | 8015 ALARIS PC | ALARIS MEDICAL SYSTEMS INC SUB CARDINAL HEALTH INC | 2146 | Purchased
CHRISTIANA |  | HOSPITAL-CH | 0 | 14225010 | DE |  | 2014-12-03 19:00 |  | Infusion Pumps; General-Purpose (PCU) | 55287 | 8015 ALARIS PC | ALARIS MEDICAL SYSTEMS INC SUB CARDINAL HEALTH INC | 2146 | Purchased
CHRISTIANA |  | HOSPITAL-CH | 0 | 14222438 | DE |  | 2014-12-03 19:00 |  | Infusion Pumps; General-Purpose (PCU) | 55289 | 8015 ALARIS PC | ALARIS MEDICAL SYSTEMS INC SUB CARDINAL HEALTH INC | 2146 | Purchased
CHRISTIANA |  | HOSPITAL-CH | 0 | 14224298 | DE |  | 2014-12-03 19:00 |  | Infusion Pumps; General-Purpose (PCU) | 59561 | 8015 ALARIS PC | ALARIS MEDICAL SYSTEMS INC SUB CARDINAL HEALTH INC | 2146 | Purchased
CHRISTIANA |  | Smyrna Health & Wellness Center | 0 | 14224097 | DE |  | 2014-12-03 19:00 |  | Infusion Pumps; General-Purpose (PCU) | 59563 | 8015 ALARIS PC | ALARIS MEDICAL SYSTEMS INC SUB CARDINAL HEALTH INC | 2146 | Purchased
CHRISTIANA |  | HOSPITAL-CH | 0 | 15079411 | DE |  | 2018-06-11 20:00 |  | Infusion Pumps; General-Purpose (PCU) | 67616 | 8015 ALARIS PC | ALARIS MEDICAL SYSTEMS INC SUB CARDINAL HEALTH INC | 2416 | Purchased
CHRISTIANA |  | HOSPITAL-CH | 0 | 14224632 | DE |  | 2014-12-03 19:00 |  | Infusion Pumps; General-Purpose (PCU) | 56091 | 8015 ALARIS PC | ALARIS MEDICAL SYSTEMS INC SUB CARDINAL HEALTH INC | 2146 | Purchased
CHRISTIANA |  | HOSPITAL-CH | 0 | 14222702 | DE |  | 2014-12-03 19:00 |  | Infusion Pumps; General-Purpose (PCU) | 56093 | 8015 ALARIS PC | ALARIS MEDICAL SYSTEMS INC SUB CARDINAL HEALTH INC | 2146 | Purchased
CHRISTIANA |  | HOSPITAL-CH | 0 | 14222460 | DE |  | 2014-12-03 19:00 |  | Infusion Pumps; General-Purpose (PCU) | 56149 | 8015 ALARIS PC | ALARIS MEDICAL SYSTEMS INC SUB CARDINAL HEALTH INC | 2146 | Purchased
CHRISTIANA |  | HOSPITAL-CH | 0 | 14218086 | DE |  | 2014-12-03 19:00 |  | Infusion Pumps; General-Purpose (PCU) | 56420 | 8015 ALARIS PC | ALARIS MEDICAL SYSTEMS INC SUB CARDINAL HEALTH INC | 2146 | Purchased
CHRISTIANA |  | HOSPITAL-CH | 0 | 14218090 | DE |  | 2014-12-03 19:00 |  | Infusion Pumps; General-Purpose (PCU) | 56418 | 8015 ALARIS PC | ALARIS MEDICAL SYSTEMS INC SUB CARDINAL HEALTH INC | 2146 | Purchased
CHRISTIANA |  | HOSPITAL-CH | 0 | 14166799 | DE |  | 2014-12-03 19:00 |  | Infusion Pumps; General-Purpose (PCU) | 59490 | 8015 ALARIS PC | ALARIS MEDICAL SYSTEMS INC SUB CARDINAL HEALTH INC | 2146 | Purchased
CHRISTIANA |  | HOSPITAL-CH | 0 | 14225032 | DE |  | 2014-12-03 19:00 |  | Infusion Pumps; General-Purpose (PCU) | 56101 | 8015 ALARIS PC | ALARIS MEDICAL SYSTEMS INC SUB CARDINAL HEALTH INC | 2146 | Purchased
CHRISTIANA |  | HOSPITAL-WH | 0 | 14226540 | DE |  | 2014-12-03 19:00 |  | Infusion Pumps; General-Purpose (PCU) | 55382 | 8015 ALARIS PC | ALARIS MEDICAL SYSTEMS INC SUB CARDINAL HEALTH INC | 2146 | Purchased
CHRISTIANA |  | HOSPITAL-CH | 0 | 14209001 | DE |  | 2014-12-03 19:00 |  | Infusion Pumps; General-Purpose (PCU) | 55384 | 8015 ALARIS PC | ALARIS MEDICAL SYSTEMS INC SUB CARDINAL HEALTH INC | 2146 | Purchased
CHRISTIANA |  | Union Professional Building Elkton | 0 | 14200245 | MD |  | 2014-12-03 19:00 |  | Infusion Pumps; General-Purpose (PCU) | 59464 | 8015 ALARIS PC | ALARIS MEDICAL SYSTEMS INC SUB CARDINAL HEALTH INC | 2146 | Purchased
CHRISTIANA |  | HOSPITAL-CH | 0 | 14211790 | DE |  | 2014-12-03 19:00 |  | Infusion Pumps; General-Purpose (PCU) | 55544 | 8015 ALARIS PC | ALARIS MEDICAL SYSTEMS INC SUB CARDINAL HEALTH INC | 2146 | Purchased
CHRISTIANA |  | HOSPITAL-CH | 0 | 14211693 | DE |  | 2014-12-03 19:00 |  | Infusion Pumps; General-Purpose (PCU) | 55546 | 8015 ALARIS PC | ALARIS MEDICAL SYSTEMS INC SUB CARDINAL HEALTH INC | 2146 | Purchased
CHRISTIANA |  | CANCER CENTER | 0 | 14948414 | DE |  | 2017-08-01 20:00 |  | Infusion Pumps; General-Purpose (PCU) | 64974 | 8015 ALARIS PC | ALARIS MEDICAL SYSTEMS INC SUB CARDINAL HEALTH INC | 720.3 | Purchased
CHRISTIANA |  | HOSPITAL-WH | 0 | 14158926 | DE |  | 2014-12-03 19:00 |  | Infusion Pumps; General-Purpose (PCU) | 55649 | 8015 ALARIS PC | ALARIS MEDICAL SYSTEMS INC SUB CARDINAL HEALTH INC | 2146 | Purchased
CHRISTIANA |  | HOSPITAL-CH | 0 | 14158947 | DE |  | 2014-12-03 19:00 |  | Infusion Pumps; General-Purpose (PCU) | 55652 | 8015 ALARIS PC | ALARIS MEDICAL SYSTEMS INC SUB CARDINAL HEALTH INC | 2146 | Purchased
CHRISTIANA |  | HOSPITAL-CH | 0 | 14217174 | DE |  | 2014-12-03 19:00 |  | Infusion Pumps; General-Purpose (PCU) | 56641 | 8015 ALARIS PC | ALARIS MEDICAL SYSTEMS INC SUB CARDINAL HEALTH INC | 2146 | Purchased
CHRISTIANA |  | HOSPITAL-CH | 0 | 14159303 | DE |  | 2014-12-03 19:00 |  | Infusion Pumps; General-Purpose (PCU) | 56643 | 8015 ALARIS PC | ALARIS MEDICAL SYSTEMS INC SUB CARDINAL HEALTH INC | 2146 | Purchased
CHRISTIANA |  | HOSPITAL-CH | 0 | 14217275 | DE |  | 2014-12-03 19:00 |  | Infusion Pumps; General-Purpose (PCU) | 56243 | 8015 ALARIS PC | ALARIS MEDICAL SYSTEMS INC SUB CARDINAL HEALTH INC | 2146 | Purchased
CHRISTIANA |  | HOSPITAL-CH | 0 | 14208842 | DE |  | 2014-12-03 19:00 |  | Infusion Pumps; General-Purpose (PCU) | 58464 | 8015 ALARIS PC | ALARIS MEDICAL SYSTEMS INC SUB CARDINAL HEALTH INC | 2146 | Purchased
CHRISTIANA |  | HOSPITAL-CH | 0 | 14225258 | DE |  | 2014-12-03 19:00 |  | Infusion Pumps; General-Purpose (PCU) | 58466 | 8015 ALARIS PC | ALARIS MEDICAL SYSTEMS INC SUB CARDINAL HEALTH INC | 2146 | Purchased
CHRISTIANA |  | CANCER CENTER | 0 | 14223908 | DE |  | 2014-12-03 19:00 |  | Infusion Pumps; General-Purpose (PCU) | 55493 | 8015 ALARIS PC | ALARIS MEDICAL SYSTEMS INC SUB CARDINAL HEALTH INC | 2146 | Purchased
CHRISTIANA |  | CANCER CENTER | 0 | 14225748 | DE |  | 2014-12-03 19:00 |  | Infusion Pumps; General-Purpose (PCU) | 59321 | 8015 ALARIS PC | ALARIS MEDICAL SYSTEMS INC SUB CARDINAL HEALTH INC | 2146 | Purchased
CHRISTIANA |  | HOSPITAL-WH | 0 | 14200870 | DE |  | 2014-12-03 19:00 |  | Infusion Pumps; General-Purpose (PCU) | 58199 | 8015 ALARIS PC | ALARIS MEDICAL SYSTEMS INC SUB CARDINAL HEALTH INC | 2146 | Purchased
CHRISTIANA |  | HOSPITAL-CH | 0 | 14226479 | DE |  | 2014-12-03 19:00 |  | Infusion Pumps; General-Purpose (PCU) | 58059 | 8015 ALARIS PC | ALARIS MEDICAL SYSTEMS INC SUB CARDINAL HEALTH INC | 2146 | Purchased
CHRISTIANA |  | HOSPITAL-CH | 0 | 14218143 | DE |  | 2014-12-03 19:00 |  | Infusion Pumps; General-Purpose (PCU) | 56496 | 8015 ALARIS PC | ALARIS MEDICAL SYSTEMS INC SUB CARDINAL HEALTH INC | 2146 | Purchased
CHRISTIANA |  | HOSPITAL-CH | 0 | 14208887 | DE |  | 2014-12-03 19:00 |  | Infusion Pumps; General-Purpose (PCU) | 58083 | 8015 ALARIS PC | ALARIS MEDICAL SYSTEMS INC SUB CARDINAL HEALTH INC | 2146 | Purchased
CHRISTIANA |  | HOSPITAL-CH | 0 | 14208776 | DE |  | 2014-12-03 19:00 |  | Infusion Pumps; General-Purpose (PCU) | 59400 | 8015 ALARIS PC | ALARIS MEDICAL SYSTEMS INC SUB CARDINAL HEALTH INC | 2146 | Purchased
CHRISTIANA |  | HOSPITAL-CH | 0 | 14201130 | DE |  | 2014-12-03 19:00 |  | Infusion Pumps; General-Purpose (PCU) | 59457 | 8015 ALARIS PC | ALARIS MEDICAL SYSTEMS INC SUB CARDINAL HEALTH INC | 2146 | Purchased
CHRISTIANA |  | HOSPITAL-CH | 0 | 14166241 | DE |  | 2014-12-03 19:00 |  | Infusion Pumps; General-Purpose (PCU) | 56519 | 8015 ALARIS PC | ALARIS MEDICAL SYSTEMS INC SUB CARDINAL HEALTH INC | 2146 | Purchased
CHRISTIANA |  | HOSPITAL-CH | 0 | 14211646 | DE |  | 2014-12-03 19:00 |  | Infusion Pumps; General-Purpose (PCU) | 55614 | 8015 ALARIS PC | ALARIS MEDICAL SYSTEMS INC SUB CARDINAL HEALTH INC | 2146 | Purchased
CHRISTIANA |  | HOSPITAL-CH | 0 | 14224794 | DE |  | 2014-12-03 19:00 |  | Infusion Pumps; General-Purpose (PCU) | 55616 | 8015 ALARIS PC | ALARIS MEDICAL SYSTEMS INC SUB CARDINAL HEALTH INC | 2146 | Purchased
CHRISTIANA |  | HOSPITAL-CH | 0 | 14159486 | DE |  | 2014-12-03 19:00 |  | Infusion Pumps; General-Purpose (PCU) | 55719 | 8015 ALARIS PC | ALARIS MEDICAL SYSTEMS INC SUB CARDINAL HEALTH INC | 2146 | Purchased
CHRISTIANA |  | HOSPITAL-CH | 0 | 14225345 | DE |  | 2014-12-03 19:00 |  | Infusion Pumps; General-Purpose (PCU) | 55721 | 8015 ALARIS PC | ALARIS MEDICAL SYSTEMS INC SUB CARDINAL HEALTH INC | 2146 | Purchased
CHRISTIANA |  | HOSPITAL-WH | 0 | 14222788 | DE |  | 2014-12-03 19:00 |  | Infusion Pumps; General-Purpose (PCU) | 56034 | 8015 ALARIS PC | ALARIS MEDICAL SYSTEMS INC SUB CARDINAL HEALTH INC | 2146 | Purchased
CHRISTIANA |  | Quillen Building | 0 | 14222790 | DE |  | 2014-12-03 19:00 |  | Infusion Pumps; General-Purpose (PCU) | 56036 | 8015 ALARIS PC | ALARIS MEDICAL SYSTEMS INC SUB CARDINAL HEALTH INC | 2146 | Purchased
CHRISTIANA |  | HOSPITAL-CH | 0 | 14218071 | DE |  | 2014-12-03 19:00 |  | Infusion Pumps; General-Purpose (PCU) | 56483 | 8015 ALARIS PC | ALARIS MEDICAL SYSTEMS INC SUB CARDINAL HEALTH INC | 2146 | Purchased
CHRISTIANA |  | HOSPITAL-CH | 0 | 14224946 | DE |  | 2014-12-03 19:00 |  | Infusion Pumps; General-Purpose (PCU) | 56015 | 8015 ALARIS PC | ALARIS MEDICAL SYSTEMS INC SUB CARDINAL HEALTH INC | 2146 | Purchased
CHRISTIANA |  | HOSPITAL-CH | 0 | 14166108 | DE |  | 2014-12-03 19:00 |  | Infusion Pumps; General-Purpose (PCU) | 58236 | 8015 ALARIS PC | ALARIS MEDICAL SYSTEMS INC SUB CARDINAL HEALTH INC | 2146 | Purchased
CHRISTIANA |  | HOSPITAL-CH | 0 | 14159914 | DE |  | 2014-12-03 19:00 |  | Infusion Pumps; General-Purpose (PCU) | 58239 | 8015 ALARIS PC | ALARIS MEDICAL SYSTEMS INC SUB CARDINAL HEALTH INC | 2146 | Purchased
CHRISTIANA |  | HOSPITAL-CH | 0 | 15079835 | DE |  | 2018-06-11 20:00 |  | Infusion Pumps; General-Purpose (PCU) | 67577 | 8015 ALARIS PC | ALARIS MEDICAL SYSTEMS INC SUB CARDINAL HEALTH INC | 2416 | Purchased
CHRISTIANA |  | HOSPITAL-CH | 0 | 15139300 | DE |  | 2018-06-11 20:00 |  | Infusion Pumps; General-Purpose (PCU) | 67554 | 8015 ALARIS PC | ALARIS MEDICAL SYSTEMS INC SUB CARDINAL HEALTH INC | 2416 | Purchased
CHRISTIANA |  | HOSPITAL-WH | 0 | 14224456 | DE |  | 2014-12-03 19:00 |  | Infusion Pumps; General-Purpose (PCU) | 55630 | 8015 ALARIS PC | ALARIS MEDICAL SYSTEMS INC SUB CARDINAL HEALTH INC | 2146 | Purchased
CHRISTIANA |  | HOSPITAL-CH | 0 | 14211374 | DE |  | 2014-12-03 19:00 |  | Infusion Pumps; General-Purpose (PCU) | 55632 | 8015 ALARIS PC | ALARIS MEDICAL SYSTEMS INC SUB CARDINAL HEALTH INC | 2146 | Purchased
CHRISTIANA |  | HOSPITAL-CH | 0 | 14224631 | DE |  | 2014-12-03 19:00 |  | Infusion Pumps; General-Purpose (PCU) | 55292 | 8015 ALARIS PC | ALARIS MEDICAL SYSTEMS INC SUB CARDINAL HEALTH INC | 2146 | Purchased
CHRISTIANA |  | HOSPITAL-CH | 0 | 14224306 | DE |  | 2014-12-03 19:00 |  | Infusion Pumps; General-Purpose (PCU) | 59566 | 8015 ALARIS PC | ALARIS MEDICAL SYSTEMS INC SUB CARDINAL HEALTH INC | 2146 | Purchased
CHRISTIANA |  | HOSPITAL-CH | 0 | 14224179 | DE |  | 2014-12-03 19:00 |  | Infusion Pumps; General-Purpose (PCU) | 59568 | 8015 ALARIS PC | ALARIS MEDICAL SYSTEMS INC SUB CARDINAL HEALTH INC | 2146 | Purchased
CHRISTIANA |  | HOSPITAL-CH | 0 | 14224304 | DE |  | 2014-12-03 19:00 |  | Infusion Pumps; General-Purpose (PCU) | 59570 | 8015 ALARIS PC | ALARIS MEDICAL SYSTEMS INC SUB CARDINAL HEALTH INC | 2146 | Purchased
CHRISTIANA |  | HOSPITAL-CH | 0 | 14223659 | DE |  | 2014-12-03 19:00 |  | Infusion Pumps; General-Purpose (PCU) | 55517 | 8015 ALARIS PC | ALARIS MEDICAL SYSTEMS INC SUB CARDINAL HEALTH INC | 720.3 | Purchased
CHRISTIANA |  | HOSPITAL-CH | 0 | 14947199 | DE |  | 2017-08-01 20:00 |  | Infusion Pumps; General-Purpose (PCU) | 64988 | 8015 ALARIS PC | ALARIS MEDICAL SYSTEMS INC SUB CARDINAL HEALTH INC | 720.3 | Purchased
CHRISTIANA |  | CANCER CENTER WEST | 0 | 14166460 | DE |  | 2014-12-03 19:00 |  | Infusion Pumps; General-Purpose (PCU) | 59507 | 8015 ALARIS PC | ALARIS MEDICAL SYSTEMS INC SUB CARDINAL HEALTH INC | 2146 | Purchased
CHRISTIANA |  | HOSPITAL-WH | 0 | 14217504 | DE |  | 2014-12-03 19:00 |  | Infusion Pumps; General-Purpose (PCU) | 56417 | 8015 ALARIS PC | ALARIS MEDICAL SYSTEMS INC SUB CARDINAL HEALTH INC | 2146 | Purchased
CHRISTIANA |  | HOSPITAL-CH | 0 | 14218005 | DE |  | 2014-12-03 19:00 |  | Infusion Pumps; General-Purpose (PCU) | 56415 | 8015 ALARIS PC | ALARIS MEDICAL SYSTEMS INC SUB CARDINAL HEALTH INC | 2146 | Purchased
CHRISTIANA |  | HOSPITAL-CH | 0 | 14217699 | DE |  | 2014-12-03 19:00 |  | Infusion Pumps; General-Purpose (PCU) | 56493 | 8015 ALARIS PC | ALARIS MEDICAL SYSTEMS INC SUB CARDINAL HEALTH INC | 2146 | Purchased
CHRISTIANA |  | HOSPITAL-CH | 0 | 14166782 | DE |  | 2014-12-03 19:00 |  | Infusion Pumps; General-Purpose (PCU) | 59488 | 8015 ALARIS PC | ALARIS MEDICAL SYSTEMS INC SUB CARDINAL HEALTH INC | 2146 | Purchased
CHRISTIANA |  | HOSPITAL-CH | 0 | 14165738 | DE |  | 2014-12-03 19:00 |  | Infusion Pumps; General-Purpose (PCU) | 59485 | 8015 ALARIS PC | ALARIS MEDICAL SYSTEMS INC SUB CARDINAL HEALTH INC | 2146 | Purchased
CHRISTIANA |  | HOSPITAL-WH | 0 | 14130628 | DE |  | 2014-07-13 20:00 |  | Infusion Pumps; General-Purpose (PCU) | 58036 | 8015 ALARIS PC | ALARIS MEDICAL SYSTEMS INC SUB CARDINAL HEALTH INC | 4000 | Purchased
CHRISTIANA |  | CANCER CENTER | 0 | 14226348 | DE |  | 2014-12-03 19:00 |  | Infusion Pumps; General-Purpose (PCU) | 59322 | 8015 ALARIS PC | ALARIS MEDICAL SYSTEMS INC SUB CARDINAL HEALTH INC | 2146 | Purchased
CHRISTIANA |  | HOSPITAL-CH | 0 | 14159421 | DE |  | 2014-12-03 19:00 |  | Infusion Pumps; General-Purpose (PCU) | 55653 | 8015 ALARIS PC | ALARIS MEDICAL SYSTEMS INC SUB CARDINAL HEALTH INC | 2146 | Purchased
CHRISTIANA |  | HOSPITAL-CH | 0 | 14159596 | DE |  | 2014-12-03 19:00 |  | Infusion Pumps; General-Purpose (PCU) | 55655 | 8015 ALARIS PC | ALARIS MEDICAL SYSTEMS INC SUB CARDINAL HEALTH INC | 2146 | Purchased
CHRISTIANA |  | HOSPITAL-CH | 0 | 14217071 | DE |  | 2014-12-03 19:00 |  | Infusion Pumps; General-Purpose (PCU) | 56646 | 8015 ALARIS PC | ALARIS MEDICAL SYSTEMS INC SUB CARDINAL HEALTH INC | 2146 | Purchased
CHRISTIANA |  | HOSPITAL-WH | 0 | 14208988 | DE |  | 2014-12-03 19:00 |  | Infusion Pumps; General-Purpose (PCU) | 59302 | 8015 ALARIS PC | ALARIS MEDICAL SYSTEMS INC SUB CARDINAL HEALTH INC | 2146 | Purchased
CHRISTIANA |  | HOSPITAL-CH | 0 | 14209237 | DE |  | 2014-12-03 19:00 |  | Infusion Pumps; General-Purpose (PCU) | 58467 | 8015 ALARIS PC | ALARIS MEDICAL SYSTEMS INC SUB CARDINAL HEALTH INC | 2146 | Purchased
CHRISTIANA |  | HOSPITAL-CH | 0 | 14209371 | DE |  | 2014-12-03 19:00 |  | Infusion Pumps; General-Purpose (PCU) | 58469 | 8015 ALARIS PC | ALARIS MEDICAL SYSTEMS INC SUB CARDINAL HEALTH INC | 2146 | Purchased
CHRISTIANA |  | HOSPITAL-CH | 0 | 14202567 | DE |  | 2014-12-03 19:00 |  | Infusion Pumps; General-Purpose (PCU) | 59189 | 8015 ALARIS PC | ALARIS MEDICAL SYSTEMS INC SUB CARDINAL HEALTH INC | 2146 | Purchased
CHRISTIANA |  | HOSPITAL-CH | 0 | 14200404 | DE |  | 2014-12-03 19:00 |  | Infusion Pumps; General-Purpose (PCU) | 55566 | 8015 ALARIS PC | ALARIS MEDICAL SYSTEMS INC SUB CARDINAL HEALTH INC | 2146 | Purchased
CHRISTIANA |  | HOSPITAL-CH | 0 | 14222950 | DE |  | 2014-12-03 19:00 |  | Infusion Pumps; General-Purpose (PCU) | 56527 | 8015 ALARIS PC | ALARIS MEDICAL SYSTEMS INC SUB CARDINAL HEALTH INC | 2146 | Purchased
CHRISTIANA |  | HOSPITAL-WH | 0 | 14226477 | DE |  | 2014-12-03 19:00 |  | Infusion Pumps; General-Purpose (PCU) | 58049 | 8015 ALARIS PC | ALARIS MEDICAL SYSTEMS INC SUB CARDINAL HEALTH INC | 2146 | Purchased
CHRISTIANA |  | HOSPITAL-WH | 0 | 14209051 | DE |  | 2014-12-03 19:00 |  | Infusion Pumps; General-Purpose (PCU) | 58074 | 8015 ALARIS PC | ALARIS MEDICAL SYSTEMS INC SUB CARDINAL HEALTH INC | 2146 | Purchased
CHRISTIANA |  | HOSPITAL-CH | 0 | 14217177 | DE |  | 2014-12-03 19:00 |  | Infusion Pumps; General-Purpose (PCU) | 56200 | 8015 ALARIS PC | ALARIS MEDICAL SYSTEMS INC SUB CARDINAL HEALTH INC | 2146 | Purchased
CHRISTIANA |  | HOSPITAL-CH | 0 | 15139514 | DE |  | 2018-06-11 20:00 |  | Infusion Pumps; General-Purpose (PCU) | 67565 | 8015 ALARIS PC | ALARIS MEDICAL SYSTEMS INC SUB CARDINAL HEALTH INC | 2416 | Purchased
CHRISTIANA |  | HOSPITAL-CH | 0 | 14217403 | DE |  | 2014-12-03 19:00 |  | Infusion Pumps; General-Purpose (PCU) | 56494 | 8015 ALARIS PC | ALARIS MEDICAL SYSTEMS INC SUB CARDINAL HEALTH INC | 2146 | Purchased
CHRISTIANA |  | HOSPITAL-CH | 0 | 15139990 | DE |  | 2018-06-11 20:00 |  | Infusion Pumps; General-Purpose (PCU) | 67561 | 8015 ALARIS PC | ALARIS MEDICAL SYSTEMS INC SUB CARDINAL HEALTH INC | 2416 | Purchased
CHRISTIANA |  | HOSPITAL-CH | 0 | 14222820 | DE |  | 2014-12-03 19:00 |  | Infusion Pumps; General-Purpose (PCU) | 56113 | 8015 ALARIS PC | ALARIS MEDICAL SYSTEMS INC SUB CARDINAL HEALTH INC | 2146 | Purchased
CHRISTIANA |  | HOSPITAL-WH | 0 | 14200307 | DE |  | 2014-12-03 19:00 |  | Infusion Pumps; General-Purpose (PCU) | 59295 | 8015 ALARIS PC | ALARIS MEDICAL SYSTEMS INC SUB CARDINAL HEALTH INC | 2146 | Purchased
CHRISTIANA |  | HOSPITAL-WH | 0 | 14208432 | DE |  | 2014-12-03 19:00 |  | Infusion Pumps; General-Purpose (PCU) | 59420 | 8015 ALARIS PC | ALARIS MEDICAL SYSTEMS INC SUB CARDINAL HEALTH INC | 2146 | Purchased
CHRISTIANA |  | HOSPITAL-CH | 0 | 15139515 | DE |  | 2018-06-11 20:00 |  | Infusion Pumps; General-Purpose (PCU) | 67522 | 8015 ALARIS PC | ALARIS MEDICAL SYSTEMS INC SUB CARDINAL HEALTH INC | 2416 | Purchased
CHRISTIANA |  | HOSPITAL-CH | 0 | 14222661 | DE |  | 2014-12-03 19:00 |  | Infusion Pumps; General-Purpose (PCU) | 55613 | 8015 ALARIS PC | ALARIS MEDICAL SYSTEMS INC SUB CARDINAL HEALTH INC | 2146 | Purchased
CHRISTIANA |  | HOSPITAL-WH | 0 | 14211735 | DE |  | 2014-12-03 19:00 |  | Infusion Pumps; General-Purpose (PCU) | 55615 | 8015 ALARIS PC | ALARIS MEDICAL SYSTEMS INC SUB CARDINAL HEALTH INC | 2146 | Purchased
CHRISTIANA |  | HOSPITAL-CH | 0 | 14211556 | DE |  | 2014-12-03 19:00 |  | Infusion Pumps; General-Purpose (PCU) | 55720 | 8015 ALARIS PC | ALARIS MEDICAL SYSTEMS INC SUB CARDINAL HEALTH INC | 2146 | Purchased
CHRISTIANA |  | HOSPITAL-CH | 0 | 14211787 | DE |  | 2014-12-03 19:00 |  | Infusion Pumps; General-Purpose (PCU) | 55722 | 8015 ALARIS PC | ALARIS MEDICAL SYSTEMS INC SUB CARDINAL HEALTH INC | 2146 | Purchased
CHRISTIANA |  | HOSPITAL-CH | 0 | 14222671 | DE |  | 2014-12-03 19:00 |  | Infusion Pumps; General-Purpose (PCU) | 56035 | 8015 ALARIS PC | ALARIS MEDICAL SYSTEMS INC SUB CARDINAL HEALTH INC | 2146 | Purchased
CHRISTIANA |  | HOSPITAL-CH | 0 | 14222565 | DE |  | 2014-12-03 19:00 |  | Infusion Pumps; General-Purpose (PCU) | 56145 | 8015 ALARIS PC | ALARIS MEDICAL SYSTEMS INC SUB CARDINAL HEALTH INC | 2146 | Purchased
CHRISTIANA |  | MIDDLETOWN ED | 0 | 14158822 | DE |  | 2014-12-03 19:00 |  | Infusion Pumps; General-Purpose (PCU) | 56596 | 8015 ALARIS PC | ALARIS MEDICAL SYSTEMS INC SUB CARDINAL HEALTH INC | 2146 | Purchased
CHRISTIANA |  | HOSPITAL-CH | 0 | 14166593 | DE |  | 2014-12-03 19:00 |  | Infusion Pumps; General-Purpose (PCU) | 58238 | 8015 ALARIS PC | ALARIS MEDICAL SYSTEMS INC SUB CARDINAL HEALTH INC | 2146 | Purchased
CHRISTIANA |  | HOSPITAL-CH | 0 | 14159885 | DE |  | 2014-12-03 19:00 |  | Infusion Pumps; General-Purpose (PCU) | 58240 | 8015 ALARIS PC | ALARIS MEDICAL SYSTEMS INC SUB CARDINAL HEALTH INC | 2146 | Purchased
CHRISTIANA |  | HOSPITAL-CH | 0 | 14224617 | DE |  | 2014-12-03 19:00 |  | Infusion Pumps; General-Purpose (PCU) | 55631 | 8015 ALARIS PC | ALARIS MEDICAL SYSTEMS INC SUB CARDINAL HEALTH INC | 2146 | Purchased
CHRISTIANA |  | HOSPITAL-CH | 0 | 14224507 | DE |  | 2014-12-03 19:00 |  | Infusion Pumps; General-Purpose (PCU) | 55633 | 8015 ALARIS PC | ALARIS MEDICAL SYSTEMS INC SUB CARDINAL HEALTH INC | 2146 | Purchased
CHRISTIANA |  | HOSPITAL-CH | 0 | 14225732 | DE |  | 2014-12-03 19:00 |  | Infusion Pumps; General-Purpose (PCU) | 58163 | 8015 ALARIS PC | ALARIS MEDICAL SYSTEMS INC SUB CARDINAL HEALTH INC | 2146 | Purchased
CHRISTIANA |  | HOSPITAL-CH | 0 | 14225095 | DE |  | 2014-12-03 19:00 |  | Infusion Pumps; General-Purpose (PCU) | 55291 | 8015 ALARIS PC | ALARIS MEDICAL SYSTEMS INC SUB CARDINAL HEALTH INC | 2146 | Purchased
CHRISTIANA |  | HOSPITAL-CH | 0 | 14224311 | DE |  | 2014-12-03 19:00 |  | Infusion Pumps; General-Purpose (PCU) | 59565 | 8015 ALARIS PC | ALARIS MEDICAL SYSTEMS INC SUB CARDINAL HEALTH INC | 2146 | Purchased
CHRISTIANA |  | HOSPITAL-CH | 0 | 14224074 | DE |  | 2014-12-03 19:00 |  | Infusion Pumps; General-Purpose (PCU) | 59567 | 8015 ALARIS PC | ALARIS MEDICAL SYSTEMS INC SUB CARDINAL HEALTH INC | 2146 | Purchased
CHRISTIANA |  | HOSPITAL-CH | 0 | 14224031 | DE |  | 2014-12-03 19:00 |  | Infusion Pumps; General-Purpose (PCU) | 59569 | 8015 ALARIS PC | ALARIS MEDICAL SYSTEMS INC SUB CARDINAL HEALTH INC | 2146 | Purchased
CHRISTIANA |  | HOSPITAL-WH | 0 | 14160093 | DE |  | 2014-12-03 19:00 |  | Infusion Pumps; General-Purpose (PCU) | 59510 | 8015 ALARIS PC | ALARIS MEDICAL SYSTEMS INC SUB CARDINAL HEALTH INC | 2146 | Purchased
CHRISTIANA |  | HOSPITAL-CH | 0 | 14166664 | DE |  | 2014-12-03 19:00 |  | Infusion Pumps; General-Purpose (PCU) | 59506 | 8015 ALARIS PC | ALARIS MEDICAL SYSTEMS INC SUB CARDINAL HEALTH INC | 2146 | Purchased
CHRISTIANA |  | HOSPITAL-CH | 0 | 14222667 | DE |  | 2014-12-03 19:00 |  | Infusion Pumps; General-Purpose (PCU) | 56098 | 8015 ALARIS PC | ALARIS MEDICAL SYSTEMS INC SUB CARDINAL HEALTH INC | 2146 | Purchased
CHRISTIANA |  | HOSPITAL-CH | 0 | 14217317 | DE |  | 2014-12-03 19:00 |  | Infusion Pumps; General-Purpose (PCU) | 56416 | 8015 ALARIS PC | ALARIS MEDICAL SYSTEMS INC SUB CARDINAL HEALTH INC | 2146 | Purchased
CHRISTIANA |  | HOSPITAL-CH | 0 | 14217612 | DE |  | 2014-12-03 19:00 |  | Infusion Pumps; General-Purpose (PCU) | 56414 | 8015 ALARIS PC | ALARIS MEDICAL SYSTEMS INC SUB CARDINAL HEALTH INC | 2146 | Purchased
CHRISTIANA |  | HOSPITAL-WH | 0 | 14166091 | DE |  | 2014-12-03 19:00 |  | Infusion Pumps; General-Purpose (PCU) | 59486 | 8015 ALARIS PC | ALARIS MEDICAL SYSTEMS INC SUB CARDINAL HEALTH INC | 2146 | Purchased
CHRISTIANA |  | CANCER CENTER | 0 | 14226285 | DE |  | 2014-12-03 19:00 |  | Infusion Pumps; General-Purpose (PCU) | 59315 | 8015 ALARIS PC | ALARIS MEDICAL SYSTEMS INC SUB CARDINAL HEALTH INC | 2146 | Purchased
CHRISTIANA |  | CANCER CENTER | 0 | 14208350 | DE |  | 2014-12-03 19:00 |  | Infusion Pumps; General-Purpose (PCU) | 59319 | 8015 ALARIS PC | ALARIS MEDICAL SYSTEMS INC SUB CARDINAL HEALTH INC | 2146 | Purchased
CHRISTIANA |  | HOSPITAL-CH | 0 | 14159110 | DE |  | 2014-12-03 19:00 |  | Infusion Pumps; General-Purpose (PCU) | 55654 | 8015 ALARIS PC | ALARIS MEDICAL SYSTEMS INC SUB CARDINAL HEALTH INC | 2146 | Purchased
CHRISTIANA |  | HOSPITAL-CH | 0 | 14216806 | DE |  | 2014-12-03 19:00 |  | Infusion Pumps; General-Purpose (PCU) | 56645 | 8015 ALARIS PC | ALARIS MEDICAL SYSTEMS INC SUB CARDINAL HEALTH INC | 2146 | Purchased
CHRISTIANA |  | HOSPITAL-CH | 0 | 14166897 | DE |  | 2014-12-03 19:00 |  | Infusion Pumps; General-Purpose (PCU) | 56647 | 8015 ALARIS PC | ALARIS MEDICAL SYSTEMS INC SUB CARDINAL HEALTH INC | 2146 | Purchased
CHRISTIANA |  | HOSPITAL-CH | 0 | 14224244 | DE |  | 2014-12-03 19:00 |  | Infusion Pumps; General-Purpose (PCU) | 59558 | 8015 ALARIS PC | ALARIS MEDICAL SYSTEMS INC SUB CARDINAL HEALTH INC | 2146 | Purchased
CHRISTIANA |  | HOSPITAL-WH | 0 | 14166541 | DE |  | 2014-12-03 19:00 |  | Infusion Pumps; General-Purpose (PCU) | 59496 | 8015 ALARIS PC | ALARIS MEDICAL SYSTEMS INC SUB CARDINAL HEALTH INC | 2146 | Purchased
CHRISTIANA |  | HOSPITAL-CH | 0 | 14222415 | DE |  | 2014-12-03 19:00 |  | Infusion Pumps; General-Purpose (PCU) | 58468 | 8015 ALARIS PC | ALARIS MEDICAL SYSTEMS INC SUB CARDINAL HEALTH INC | 2146 | Purchased
CHRISTIANA |  | CANCER CENTER | 0 | 14200211 | DE |  | 2014-12-03 19:00 |  | Infusion Pumps; General-Purpose (PCU) | 59289 | 8015 ALARIS PC | ALARIS MEDICAL SYSTEMS INC SUB CARDINAL HEALTH INC | 2146 | Purchased
CHRISTIANA |  | HOSPITAL-CH | 0 | 15139244 | DE |  | 2018-06-11 20:00 |  | Infusion Pumps; General-Purpose (PCU) | 67540 | 8015 ALARIS PC | ALARIS MEDICAL SYSTEMS INC SUB CARDINAL HEALTH INC | 2416 | Purchased
CHRISTIANA |  | HOSPITAL-CH | 0 | 14201890 | DE |  | 2014-12-03 19:00 |  | Infusion Pumps; General-Purpose (PCU) | 55565 | 8015 ALARIS PC | ALARIS MEDICAL SYSTEMS INC SUB CARDINAL HEALTH INC | 2146 | Purchased
CHRISTIANA |  | HOSPITAL-CH | 0 | 14224536 | DE |  | 2014-12-03 19:00 |  | Infusion Pumps; General-Purpose (PCU) | 55567 | 8015 ALARIS PC | ALARIS MEDICAL SYSTEMS INC SUB CARDINAL HEALTH INC | 2146 | Purchased
CHRISTIANA |  | HOSPITAL-CH | 0 | 14226482 | DE |  | 2014-12-03 19:00 |  | Infusion Pumps; General-Purpose (PCU) | 58153 | 8015 ALARIS PC | ALARIS MEDICAL SYSTEMS INC SUB CARDINAL HEALTH INC | 2146 | Purchased
CHRISTIANA |  | HOSPITAL-WH | 0 | 14166142 | DE |  | 2014-12-03 19:00 |  | Infusion Pumps; General-Purpose (PCU) | 58249 | 8015 ALARIS PC | ALARIS MEDICAL SYSTEMS INC SUB CARDINAL HEALTH INC | 2146 | Purchased
CHRISTIANA |  | CANCER CENTER | 0 | 14947464 | DE |  | 2017-08-01 20:00 |  | Infusion Pumps; General-Purpose (PCU) | 64983 | 8015 ALARIS PC | ALARIS MEDICAL SYSTEMS INC SUB CARDINAL HEALTH INC | 720.3 | Purchased
CHRISTIANA |  | HOSPITAL-WH | 0 | 14226552 | DE |  | 2014-12-03 19:00 |  | Infusion Pumps; General-Purpose (PCU) | 58044 | 8015 ALARIS PC | ALARIS MEDICAL SYSTEMS INC SUB CARDINAL HEALTH INC | 2146 | Purchased
CHRISTIANA |  | HOSPITAL-CH | 0 | 14217247 | DE |  | 2014-12-03 19:00 |  | Infusion Pumps; General-Purpose (PCU) | 56199 | 8015 ALARIS PC | ALARIS MEDICAL SYSTEMS INC SUB CARDINAL HEALTH INC | 2146 | Purchased
CHRISTIANA |  | HOSPITAL-CH | 0 | 14217144 | DE |  | 2014-12-03 19:00 |  | Infusion Pumps; General-Purpose (PCU) | 56201 | 8015 ALARIS PC | ALARIS MEDICAL SYSTEMS INC SUB CARDINAL HEALTH INC | 2146 | Purchased
CHRISTIANA |  | HOSPITAL-CH | 0 | 15080221 | DE |  | 2018-06-11 20:00 |  | Infusion Pumps; General-Purpose (PCU) | 67594 | 8015 ALARIS PC | ALARIS MEDICAL SYSTEMS INC SUB CARDINAL HEALTH INC | 2416 | Purchased
CHRISTIANA |  | HOSPITAL-CH | 0 | 15139954 | DE |  | 2018-06-11 20:00 |  | Infusion Pumps; General-Purpose (PCU) | 67519 | 8015 ALARIS PC | ALARIS MEDICAL SYSTEMS INC SUB CARDINAL HEALTH INC | 2416 | Purchased
CHRISTIANA |  | HOSPITAL-CH | 0 | 14223892 | DE |  | 2014-12-03 19:00 |  | Infusion Pumps; General-Purpose (PCU) | 56112 | 8015 ALARIS PC | ALARIS MEDICAL SYSTEMS INC SUB CARDINAL HEALTH INC | 2146 | Purchased
CHRISTIANA |  | HOSPITAL-CH | 0 | 14222727 | DE |  | 2014-12-03 19:00 |  | Infusion Pumps; General-Purpose (PCU) | 56114 | 8015 ALARIS PC | ALARIS MEDICAL SYSTEMS INC SUB CARDINAL HEALTH INC | 2146 | Purchased
CHRISTIANA |  | HOSPITAL-CH | 0 | 14208921 | DE |  | 2014-12-03 19:00 |  | Infusion Pumps; General-Purpose (PCU) | 59413 | 8015 ALARIS PC | ALARIS MEDICAL SYSTEMS INC SUB CARDINAL HEALTH INC | 2146 | Purchased
CHRISTIANA |  | HOSPITAL-CH | 0 | 14211188 | DE |  | 2014-12-03 19:00 |  | Infusion Pumps; General-Purpose (PCU) | 55618 | 8015 ALARIS PC | ALARIS MEDICAL SYSTEMS INC SUB CARDINAL HEALTH INC | 2146 | Purchased
CHRISTIANA |  | HOSPITAL-CH | 0 | 14224597 | DE |  | 2014-12-03 19:00 |  | Infusion Pumps; General-Purpose (PCU) | 55620 | 8015 ALARIS PC | ALARIS MEDICAL SYSTEMS INC SUB CARDINAL HEALTH INC | 2146 | Purchased
CHRISTIANA |  | HOSPITAL-CH | 0 | 14225215 | DE |  | 2014-12-03 19:00 |  | Infusion Pumps; General-Purpose (PCU) | 55723 | 8015 ALARIS PC | ALARIS MEDICAL SYSTEMS INC SUB CARDINAL HEALTH INC | 2146 | Purchased
CHRISTIANA |  | HOSPITAL-CH | 0 | 14166082 | DE |  | 2014-12-03 19:00 |  | Infusion Pumps; General-Purpose (PCU) | 55725 | 8015 ALARIS PC | ALARIS MEDICAL SYSTEMS INC SUB CARDINAL HEALTH INC | 2146 | Purchased
CHRISTIANA |  | HOSPITAL-WH | 0 | 14159888 | DE |  | 2014-12-03 19:00 |  | Infusion Pumps; General-Purpose (PCU) | 58251 | 8015 ALARIS PC | ALARIS MEDICAL SYSTEMS INC SUB CARDINAL HEALTH INC | 2146 | Purchased
CHRISTIANA |  | HOSPITAL-CH | 0 | 14223962 | DE |  | 2014-12-03 19:00 |  | Infusion Pumps; General-Purpose (PCU) | 55489 | 8015 ALARIS PC | ALARIS MEDICAL SYSTEMS INC SUB CARDINAL HEALTH INC | 2146 | Purchased
CHRISTIANA |  | HOSPITAL-WH | 0 | 14166073 | DE |  | 2014-12-03 19:00 |  | Infusion Pumps; General-Purpose (PCU) | 58241 | 8015 ALARIS PC | ALARIS MEDICAL SYSTEMS INC SUB CARDINAL HEALTH INC | 2146 | Purchased
CHRISTIANA |  | HOSPITAL-CH | 0 | 14159901 | DE |  | 2014-12-03 19:00 |  | Infusion Pumps; General-Purpose (PCU) | 58245 | 8015 ALARIS PC | ALARIS MEDICAL SYSTEMS INC SUB CARDINAL HEALTH INC | 2146 | Purchased
CHRISTIANA |  | HOSPITAL-CH | 0 | 14224657 | DE |  | 2014-12-03 19:00 |  | Infusion Pumps; General-Purpose (PCU) | 55634 | 8015 ALARIS PC | ALARIS MEDICAL SYSTEMS INC SUB CARDINAL HEALTH INC | 2146 | Purchased
CHRISTIANA |  | HOSPITAL-CH | 0 | 14224624 | DE |  | 2014-12-03 19:00 |  | Infusion Pumps; General-Purpose (PCU) | 55636 | 8015 ALARIS PC | ALARIS MEDICAL SYSTEMS INC SUB CARDINAL HEALTH INC | 2146 | Purchased
CHRISTIANA |  | HOSPITAL-CH | 0 | 14222791 | DE |  | 2014-12-03 19:00 |  | Infusion Pumps; General-Purpose (PCU) | 56086 | 8015 ALARIS PC | ALARIS MEDICAL SYSTEMS INC SUB CARDINAL HEALTH INC | 2146 | Purchased
CHRISTIANA |  | HOSPITAL-CH | 0 | 14165819 | DE |  | 2014-12-03 19:00 |  | Infusion Pumps; General-Purpose (PCU) | 59479 | 8015 ALARIS PC | ALARIS MEDICAL SYSTEMS INC SUB CARDINAL HEALTH INC | 2146 | Purchased
CHRISTIANA |  | HOSPITAL-CH | 0 | 14166365 | DE |  | 2014-12-03 19:00 |  | Infusion Pumps; General-Purpose (PCU) | 59477 | 8015 ALARIS PC | ALARIS MEDICAL SYSTEMS INC SUB CARDINAL HEALTH INC | 2146 | Purchased
CHRISTIANA |  | HOSPITAL-CH | 0 | 14224621 | DE |  | 2014-12-03 19:00 |  | Infusion Pumps; General-Purpose (PCU) | 56139 | 8015 ALARIS PC | ALARIS MEDICAL SYSTEMS INC SUB CARDINAL HEALTH INC | 2146 | Purchased
CHRISTIANA |  | HOSPITAL-CH | 0 | 14224651 | DE |  | 2014-12-03 19:00 |  | Infusion Pumps; General-Purpose (PCU) | 56141 | 8015 ALARIS PC | ALARIS MEDICAL SYSTEMS INC SUB CARDINAL HEALTH INC | 2146 | Purchased
CHRISTIANA |  | CANCER CENTER | 0 | 14209211 | DE |  | 2023-12-22 19:00 |  | Infusion Pumps; General-Purpose (PCU) | 59297 | 8015 ALARIS PC | ALARIS MEDICAL SYSTEMS INC SUB CARDINAL HEALTH INC | 2146 | Purchased
CHRISTIANA |  | HOSPITAL-CH | 0 | 14224041 | DE |  | 2014-12-03 19:00 |  | Infusion Pumps; General-Purpose (PCU) | 59572 | 8015 ALARIS PC | ALARIS MEDICAL SYSTEMS INC SUB CARDINAL HEALTH INC | 2146 | Purchased
CHRISTIANA |  | HOSPITAL-CH | 0 | 14224310 | DE |  | 2014-12-03 19:00 |  | Infusion Pumps; General-Purpose (PCU) | 59574 | 8015 ALARIS PC | ALARIS MEDICAL SYSTEMS INC SUB CARDINAL HEALTH INC | 2146 | Purchased
CHRISTIANA |  | HOSPITAL-CH | 0 | 14165817 | DE |  | 2014-12-03 19:00 |  | Infusion Pumps; General-Purpose (PCU) | 59503 | 8015 ALARIS PC | ALARIS MEDICAL SYSTEMS INC SUB CARDINAL HEALTH INC | 2146 | Purchased
CHRISTIANA |  | CANCER CENTER | 0 | 14166390 | DE |  | 2014-12-03 19:00 |  | Infusion Pumps; General-Purpose (PCU) | 59500 | 8015 ALARIS PC | ALARIS MEDICAL SYSTEMS INC SUB CARDINAL HEALTH INC | 2146 | Purchased
CHRISTIANA |  | HOSPITAL-CH | 0 | 14222789 | DE |  | 2014-12-03 19:00 |  | Infusion Pumps; General-Purpose (PCU) | 56041 | 8015 ALARIS PC | ALARIS MEDICAL SYSTEMS INC SUB CARDINAL HEALTH INC | 2146 | Purchased
CHRISTIANA |  | HOSPITAL-CH | 0 | 14224650 | DE |  | 2014-12-03 19:00 |  | Infusion Pumps; General-Purpose (PCU) | 56099 | 8015 ALARIS PC | ALARIS MEDICAL SYSTEMS INC SUB CARDINAL HEALTH INC | 2146 | Purchased
CHRISTIANA |  | HOSPITAL-CH | 0 | 14225032 | DE |  |  |  | Infusion Pumps; General-Purpose (PCU) | 560101 | 8015 ALARIS PC | ALARIS MEDICAL SYSTEMS INC SUB CARDINAL HEALTH INC | 2146
CHRISTIANA |  | HOSPITAL-CH | 0 | 14217496 | DE |  | 2014-12-03 19:00 |  | Infusion Pumps; General-Purpose (PCU) | 56492 | 8015 ALARIS PC | ALARIS MEDICAL SYSTEMS INC SUB CARDINAL HEALTH INC | 2146 | Purchased
CHRISTIANA |  | CANCER CENTER | 0 | 14900998 | DE |  | 2017-08-01 20:00 |  | Infusion Pumps; General-Purpose (PCU) | 64992 | 8015 ALARIS PC | ALARIS MEDICAL SYSTEMS INC SUB CARDINAL HEALTH INC | 720.3 | Purchased
CHRISTIANA |  | HOSPITAL-CH | 0 | 14159947 | DE |  | 2014-12-03 19:00 |  | Infusion Pumps; General-Purpose (PCU) | 59482 | 8015 ALARIS PC | ALARIS MEDICAL SYSTEMS INC SUB CARDINAL HEALTH INC | 2146 | Purchased
CHRISTIANA |  | HOSPITAL-CH | 0 | 14166667 | DE |  | 2014-12-03 19:00 |  | Infusion Pumps; General-Purpose (PCU) | 59480 | 8015 ALARIS PC | ALARIS MEDICAL SYSTEMS INC SUB CARDINAL HEALTH INC | 2146 | Purchased
CHRISTIANA |  | HOSPITAL-CH | 0 | 14208407 | DE |  | 2014-12-03 19:00 |  | Infusion Pumps; General-Purpose (PCU) | 58100 | 8015 ALARIS PC | ALARIS MEDICAL SYSTEMS INC SUB CARDINAL HEALTH INC | 2146 | Purchased
CHRISTIANA |  | HOSPITAL-CH | 0 | 14208546 | DE |  | 2014-12-03 19:00 |  | Infusion Pumps; General-Purpose (PCU) | 58098 | 8015 ALARIS PC | ALARIS MEDICAL SYSTEMS INC SUB CARDINAL HEALTH INC | 2146 | Purchased
CHRISTIANA |  | HOSPITAL-CH | 0 | 14225037 | DE |  | 2014-12-03 19:00 |  | Infusion Pumps; General-Purpose (PCU) | 58459 | 8015 ALARIS PC | ALARIS MEDICAL SYSTEMS INC SUB CARDINAL HEALTH INC | 2146 | Purchased
CHRISTIANA |  | CANCER CENTER | 0 | 14217649 | DE |  | 2014-12-03 19:00 |  | Infusion Pumps; General-Purpose (PCU) | 56487 | 8015 ALARIS PC | ALARIS MEDICAL SYSTEMS INC SUB CARDINAL HEALTH INC | 2146 | Purchased
CHRISTIANA |  | HOSPITAL-CH | 0 | 14211743 | DE |  | 2014-12-03 19:00 |  | Infusion Pumps; General-Purpose (PCU) | 55539 | 8015 ALARIS PC | ALARIS MEDICAL SYSTEMS INC SUB CARDINAL HEALTH INC | 2146 | Purchased
CHRISTIANA |  | HOSPITAL-CH | 0 | 14224250 | DE |  | 2014-12-03 19:00 |  | Infusion Pumps; General-Purpose (PCU) | 55488 | 8015 ALARIS PC | ALARIS MEDICAL SYSTEMS INC SUB CARDINAL HEALTH INC | 2146 | Purchased
CHRISTIANA |  | HOSPITAL-CH | 0 | 14223561 | DE |  | 2014-12-03 19:00 |  | Infusion Pumps; General-Purpose (PCU) | 55491 | 8015 ALARIS PC | ALARIS MEDICAL SYSTEMS INC SUB CARDINAL HEALTH INC | 2146 | Purchased
CHRISTIANA |  | HOSPITAL-CH | 0 | 15139942 | DE |  | 2018-06-11 20:00 |  | Infusion Pumps; General-Purpose (PCU) | 67560 | 8015 ALARIS PC | ALARIS MEDICAL SYSTEMS INC SUB CARDINAL HEALTH INC | 2416 | Purchased
CHRISTIANA |  | HOSPITAL-CH | 0 | 14159492 | DE |  | 2014-12-03 19:00 |  | Infusion Pumps; General-Purpose (PCU) | 55658 | 8015 ALARIS PC | ALARIS MEDICAL SYSTEMS INC SUB CARDINAL HEALTH INC | 2146 | Purchased
CHRISTIANA |  | HOSPITAL-WH | 0 | 14159487 | DE |  | 2014-12-03 19:00 |  | Infusion Pumps; General-Purpose (PCU) | 55660 | 8015 ALARIS PC | ALARIS MEDICAL SYSTEMS INC SUB CARDINAL HEALTH INC | 2146 | Purchased
CHRISTIANA |  | HOSPITAL-WH | 0 | 14208437 | DE |  | 2014-12-03 19:00 |  | Infusion Pumps; General-Purpose (PCU) | 59433 | 8015 ALARIS PC | ALARIS MEDICAL SYSTEMS INC SUB CARDINAL HEALTH INC | 2146 | Purchased
CHRISTIANA |  | HOSPITAL-WH | 0 | 14208347 | DE |  | 2014-12-03 19:00 |  | Infusion Pumps; General-Purpose (PCU) | 59423 | 8015 ALARIS PC | ALARIS MEDICAL SYSTEMS INC SUB CARDINAL HEALTH INC | 2146 | Purchased
CHRISTIANA |  | HOSPITAL-CH | 0 | 15079993 | DE |  | 2018-06-11 20:00 |  | Infusion Pumps; General-Purpose (PCU) | 67586 | 8015 ALARIS PC | ALARIS MEDICAL SYSTEMS INC SUB CARDINAL HEALTH INC | 2416 | Purchased
CHRISTIANA |  | HOSPITAL-CH | 0 | 14211558 | DE |  | 2014-12-03 19:00 |  | Infusion Pumps; General-Purpose (PCU) | 55568 | 8015 ALARIS PC | ALARIS MEDICAL SYSTEMS INC SUB CARDINAL HEALTH INC | 2146 | Purchased
CHRISTIANA |  | HOSPITAL-CH | 0 | 14224071 | DE |  | 2014-12-03 19:00 |  | Infusion Pumps; General-Purpose (PCU) | 55570 | 8015 ALARIS PC | ALARIS MEDICAL SYSTEMS INC SUB CARDINAL HEALTH INC | 2146 | Purchased
CHRISTIANA |  | HOSPITAL-WH | 0 | 14166888 | DE |  | 2014-12-03 19:00 |  | Infusion Pumps; General-Purpose (PCU) | 58255 | 8015 ALARIS PC | ALARIS MEDICAL SYSTEMS INC SUB CARDINAL HEALTH INC | 2146 | Purchased
CHRISTIANA |  | HOSPITAL-WH | 0 | 14201426 | DE |  | 2014-12-03 19:00 |  | Infusion Pumps; General-Purpose (PCU) | 58190 | 8015 ALARIS PC | ALARIS MEDICAL SYSTEMS INC SUB CARDINAL HEALTH INC | 2146 | Purchased
CHRISTIANA |  | HOSPITAL-CH | 0 | 15079811 | DE |  | 2018-06-11 20:00 |  | Infusion Pumps; General-Purpose (PCU) | 67573 | 8015 ALARIS PC | ALARIS MEDICAL SYSTEMS INC SUB CARDINAL HEALTH INC | 2416 | Purchased
CHRISTIANA |  | HOSPITAL-CH | 0 | 14217079 | DE |  | 2014-12-03 19:00 |  | Infusion Pumps; General-Purpose (PCU) | 56202 | 8015 ALARIS PC | ALARIS MEDICAL SYSTEMS INC SUB CARDINAL HEALTH INC | 2146 | Purchased
CHRISTIANA |  | HOSPITAL-CH | 0 | 14165620 | DE |  | 2014-12-03 19:00 |  | Infusion Pumps; General-Purpose (PCU) | 56204 | 8015 ALARIS PC | ALARIS MEDICAL SYSTEMS INC SUB CARDINAL HEALTH INC | 2146 | Purchased
CHRISTIANA |  | HOSPITAL-CH | 0 | 14217182 | DE |  | 2014-12-03 19:00 |  | Infusion Pumps; General-Purpose (PCU) | 56206 | 8015 ALARIS PC | ALARIS MEDICAL SYSTEMS INC SUB CARDINAL HEALTH INC | 2146 | Purchased
CHRISTIANA |  | CANCER CENTER | 0 | 14951110 | DE |  | 2017-08-01 20:00 |  | Infusion Pumps; General-Purpose (PCU) | 64967 | 8015 ALARIS PC | ALARIS MEDICAL SYSTEMS INC SUB CARDINAL HEALTH INC | 720.3 | Purchased
CHRISTIANA |  | CANCER CENTER | 0 | 14211386 | DE |  | 2014-12-03 19:00 |  | Infusion Pumps; General-Purpose (PCU) | 55538 | 8015 ALARIS PC | ALARIS MEDICAL SYSTEMS INC SUB CARDINAL HEALTH INC | 2146 | Purchased
CHRISTIANA |  | HOSPITAL-CH | 0 | 15080023 | DE |  | 2018-06-11 20:00 |  | Infusion Pumps; General-Purpose (PCU) | 67596 | 8015 ALARIS PC | ALARIS MEDICAL SYSTEMS INC SUB CARDINAL HEALTH INC | 2416 | Purchased
CHRISTIANA |  | HOSPITAL-CH | 0 | 14222844 | DE |  | 2014-12-03 19:00 |  | Infusion Pumps; General-Purpose (PCU) | 56054 | 8015 ALARIS PC | ALARIS MEDICAL SYSTEMS INC SUB CARDINAL HEALTH INC | 2146 | Purchased
CHRISTIANA |  | HOSPITAL-CH | 0 | 14166612 | DE |  | 2014-12-03 19:00 |  | Infusion Pumps; General-Purpose (PCU) | 56056 | 8015 ALARIS PC | ALARIS MEDICAL SYSTEMS INC SUB CARDINAL HEALTH INC | 2146 | Purchased
CHRISTIANA |  | HOSPITAL-CH | 0 | 14224112 | DE |  | 2014-12-03 19:00 |  | Infusion Pumps; General-Purpose (PCU) | 56115 | 8015 ALARIS PC | ALARIS MEDICAL SYSTEMS INC SUB CARDINAL HEALTH INC | 2146 | Purchased
CHRISTIANA |  | HOSPITAL-CH | 0 | 14222852 | DE |  | 2014-12-03 19:00 |  | Infusion Pumps; General-Purpose (PCU) | 56117 | 8015 ALARIS PC | ALARIS MEDICAL SYSTEMS INC SUB CARDINAL HEALTH INC | 2146 | Purchased
CHRISTIANA |  | HOSPITAL-WH | 0 | 14201363 | DE |  | 2014-12-03 19:00 |  | Infusion Pumps; General-Purpose (PCU) | 59437 | 8015 ALARIS PC | ALARIS MEDICAL SYSTEMS INC SUB CARDINAL HEALTH INC | 2146 | Purchased
CHRISTIANA |  | HOSPITAL-CH | 0 | 14226381 | DE |  | 2014-12-03 19:00 |  | Infusion Pumps; General-Purpose (PCU) | 59243 | 8015 ALARIS PC | ALARIS MEDICAL SYSTEMS INC SUB CARDINAL HEALTH INC | 2146 | Purchased
CHRISTIANA |  | HOSPITAL-CH | 0 | 14224449 | DE |  | 2014-12-03 19:00 |  | Infusion Pumps; General-Purpose (PCU) | 55617 | 8015 ALARIS PC | ALARIS MEDICAL SYSTEMS INC SUB CARDINAL HEALTH INC | 2146 | Purchased
CHRISTIANA |  | HOSPITAL-CH | 0 | 14224477 | DE |  | 2014-12-03 19:00 |  | Infusion Pumps; General-Purpose (PCU) | 55619 | 8015 ALARIS PC | ALARIS MEDICAL SYSTEMS INC SUB CARDINAL HEALTH INC | 2146 | Purchased
CHRISTIANA |  | HOSPITAL-CH | 0 | 14224658 | DE |  | 2014-12-03 19:00 |  | Infusion Pumps; General-Purpose (PCU) | 55621 | 8015 ALARIS PC | ALARIS MEDICAL SYSTEMS INC SUB CARDINAL HEALTH INC | 2146 | Purchased
CHRISTIANA |  | HOSPITAL-CH | 0 | 15139232 | DE |  | 2018-06-11 20:00 |  | Infusion Pumps; General-Purpose (PCU) | 67520 | 8015 ALARIS PC | ALARIS MEDICAL SYSTEMS INC SUB CARDINAL HEALTH INC | 2416 | Purchased
CHRISTIANA |  | HOSPITAL-CH | 0 | 14159337 | DE |  | 2024-05-30 19:00 |  | Infusion Pumps; General-Purpose (PCU) | 55724 | 8015 ALARIS PC | ALARIS MEDICAL SYSTEMS INC SUB CARDINAL HEALTH INC | 2146 | Purchased
CHRISTIANA |  | HOSPITAL-CH | 0 | 14217503 | DE |  | 2014-12-03 19:00 |  | Infusion Pumps; General-Purpose (PCU) | 55726 | 8015 ALARIS PC | ALARIS MEDICAL SYSTEMS INC SUB CARDINAL HEALTH INC | 2146 | Purchased
CHRISTIANA |  | HOSPITAL-WH | 0 | 14165785 | DE |  | 2014-12-03 19:00 |  | Infusion Pumps; General-Purpose (PCU) | 58242 | 8015 ALARIS PC | ALARIS MEDICAL SYSTEMS INC SUB CARDINAL HEALTH INC | 2146 | Purchased
CHRISTIANA |  | HOSPITAL-CH | 0 | 14217260 | DE |  | 2014-12-03 19:00 |  | Infusion Pumps; General-Purpose (PCU) | 56219 | 8015 ALARIS PC | ALARIS MEDICAL SYSTEMS INC SUB CARDINAL HEALTH INC | 2146 | Purchased
CHRISTIANA |  | HOSPITAL-WH | 0 | 14166121 | DE |  | 2014-12-03 19:00 |  | Infusion Pumps; General-Purpose (PCU) | 58243 | 8015 ALARIS PC | ALARIS MEDICAL SYSTEMS INC SUB CARDINAL HEALTH INC | 2146 | Purchased
CHRISTIANA |  | HOSPITAL-CH | 0 | 14224089 | DE |  | 2014-12-03 19:00 |  | Infusion Pumps; General-Purpose (PCU) | 59551 | 8015 ALARIS PC | ALARIS MEDICAL SYSTEMS INC SUB CARDINAL HEALTH INC | 2146 | Purchased
CHRISTIANA |  | HOSPITAL-CH | 0 | 14224450 | DE |  | 2014-12-03 19:00 |  | Infusion Pumps; General-Purpose (PCU) | 55635 | 8015 ALARIS PC | ALARIS MEDICAL SYSTEMS INC SUB CARDINAL HEALTH INC | 2146 | Purchased
CHRISTIANA |  | HOSPITAL-WH | 0 | 14224474 | DE |  | 2014-12-03 19:00 |  | Infusion Pumps; General-Purpose (PCU) | 55637 | 8015 ALARIS PC | ALARIS MEDICAL SYSTEMS INC SUB CARDINAL HEALTH INC | 2146 | Purchased
CHRISTIANA |  | Union Professional Building Elkton | 0 | 14224980 | MD |  | 2014-12-03 19:00 |  | Infusion Pumps; General-Purpose (PCU) | 56087 | 8015 ALARIS PC | ALARIS MEDICAL SYSTEMS INC SUB CARDINAL HEALTH INC | 2146 | Purchased
CHRISTIANA |  | HOSPITAL-CH | 0 | 14226307 | DE |  | 2014-12-03 19:00 |  | Infusion Pumps; General-Purpose (PCU) | 59201 | 8015 ALARIS PC | ALARIS MEDICAL SYSTEMS INC SUB CARDINAL HEALTH INC | 2146 | Purchased
CHRISTIANA |  | HOSPITAL-CH | 0 | 14166571 | DE |  | 2014-12-03 19:00 |  | Infusion Pumps; General-Purpose (PCU) | 59478 | 8015 ALARIS PC | ALARIS MEDICAL SYSTEMS INC SUB CARDINAL HEALTH INC | 2146 | Purchased
CHRISTIANA |  | HOSPITAL-CH | 0 | 14166665 | DE |  | 2014-12-03 19:00 |  | Infusion Pumps; General-Purpose (PCU) | 59476 | 8015 ALARIS PC | ALARIS MEDICAL SYSTEMS INC SUB CARDINAL HEALTH INC | 2146 | Purchased
CHRISTIANA |  | HOSPITAL-CH | 0 | 14224782 | DE |  | 2014-12-03 19:00 |  | Infusion Pumps; General-Purpose (PCU) | 56138 | 8015 ALARIS PC | ALARIS MEDICAL SYSTEMS INC SUB CARDINAL HEALTH INC | 2146 | Purchased
CHRISTIANA |  | HOSPITAL-CH | 0 | 14224974 | DE |  | 2014-12-03 19:00 |  | Infusion Pumps; General-Purpose (PCU) | 56140 | 8015 ALARIS PC | ALARIS MEDICAL SYSTEMS INC SUB CARDINAL HEALTH INC | 2146 | Purchased
CHRISTIANA |  | HOSPITAL-CH | 0 | 14217881 | DE |  | 2014-12-03 19:00 |  | Infusion Pumps; General-Purpose (PCU) | 56338 | 8015 ALARIS PC | ALARIS MEDICAL SYSTEMS INC SUB CARDINAL HEALTH INC | 2146 | Purchased
CHRISTIANA |  | HOSPITAL-CH | 0 | 14224245 | DE |  | 2014-12-03 19:00 |  | Infusion Pumps; General-Purpose (PCU) | 59571 | 8015 ALARIS PC | ALARIS MEDICAL SYSTEMS INC SUB CARDINAL HEALTH INC | 2146 | Purchased
CHRISTIANA |  | HOSPITAL-CH | 0 | 14223966 | DE |  | 2014-12-03 19:00 |  | Infusion Pumps; General-Purpose (PCU) | 59573 | 8015 ALARIS PC | ALARIS MEDICAL SYSTEMS INC SUB CARDINAL HEALTH INC | 2146 | Purchased
CHRISTIANA |  | HOSPITAL-CH | 0 | 14224247 | DE |  | 2014-12-03 19:00 |  | Infusion Pumps; General-Purpose (PCU) | 59576 | 8015 ALARIS PC | ALARIS MEDICAL SYSTEMS INC SUB CARDINAL HEALTH INC | 2146 | Purchased
CHRISTIANA |  | HOSPITAL-CH | 0 | 14166648 | DE |  | 2014-12-03 19:00 |  | Infusion Pumps; General-Purpose (PCU) | 59502 | 8015 ALARIS PC | ALARIS MEDICAL SYSTEMS INC SUB CARDINAL HEALTH INC | 2146 | Purchased
CHRISTIANA |  | HOSPITAL-CH | 0 | 14166301 | DE |  | 2014-12-03 19:00 |  | Infusion Pumps; General-Purpose (PCU) | 59498 | 8015 ALARIS PC | ALARIS MEDICAL SYSTEMS INC SUB CARDINAL HEALTH INC | 2146 | Purchased
CHRISTIANA |  | HOSPITAL-CH | 0 | 14222752 | DE |  | 2014-12-03 19:00 |  | Infusion Pumps; General-Purpose (PCU) | 56040 | 8015 ALARIS PC | ALARIS MEDICAL SYSTEMS INC SUB CARDINAL HEALTH INC | 2146 | Purchased
CHRISTIANA |  | HOSPITAL-CH | 0 | 14223050 | DE |  |  |  | Infusion Pumps; General-Purpose (PCU) | 560100 | 8015 ALARIS PC | ALARIS MEDICAL SYSTEMS INC SUB CARDINAL HEALTH INC | 2146
CHRISTIANA |  | CANCER CENTER | 0 | 14951130 | DE |  | 2017-08-01 20:00 |  | Infusion Pumps; General-Purpose (PCU) | 64985 | 8015 ALARIS PC | ALARIS MEDICAL SYSTEMS INC SUB CARDINAL HEALTH INC | 720.3 | Purchased
CHRISTIANA |  | HOSPITAL-CH | 0 | 14217987 | DE |  | 2014-12-03 19:00 |  | Infusion Pumps; General-Purpose (PCU) | 56491 | 8015 ALARIS PC | ALARIS MEDICAL SYSTEMS INC SUB CARDINAL HEALTH INC | 2146 | Purchased
CHRISTIANA |  | HOSPITAL-CH | 0 | 14218070 | DE |  | 2014-12-03 19:00 |  | Infusion Pumps; General-Purpose (PCU) | 56490 | 8015 ALARIS PC | ALARIS MEDICAL SYSTEMS INC SUB CARDINAL HEALTH INC | 2146 | Purchased
CHRISTIANA |  | HOSPITAL-CH | 0 | 14165649 | DE |  | 2014-12-03 19:00 |  | Infusion Pumps; General-Purpose (PCU) | 59483 | 8015 ALARIS PC | ALARIS MEDICAL SYSTEMS INC SUB CARDINAL HEALTH INC | 2146 | Purchased
CHRISTIANA |  | HOSPITAL-CH | 0 | 14229291 | DE |  | 2014-12-03 19:00 |  | Infusion Pumps; General-Purpose (PCU) | 59481 | 8015 ALARIS PC | ALARIS MEDICAL SYSTEMS INC SUB CARDINAL HEALTH INC | 2146 | Purchased
CHRISTIANA |  | HOSPITAL-CH | 0 | 15139961 | DE |  | 2018-06-11 20:00 |  | Infusion Pumps; General-Purpose (PCU) | 67549 | 8015 ALARIS PC | ALARIS MEDICAL SYSTEMS INC SUB CARDINAL HEALTH INC | 2416 | Purchased
CHRISTIANA |  | HOSPITAL-CH | 0 | 15079853 | DE |  | 2018-06-11 20:00 |  | Infusion Pumps; General-Purpose (PCU) | 67605 | 8015 ALARIS PC | ALARIS MEDICAL SYSTEMS INC SUB CARDINAL HEALTH INC | 2416 | Purchased
CHRISTIANA |  | HOSPITAL-CH | 0 | 15079231 | DE |  | 2018-06-11 20:00 |  | Infusion Pumps; General-Purpose (PCU) | 67591 | 8015 ALARIS PC | ALARIS MEDICAL SYSTEMS INC SUB CARDINAL HEALTH INC | 2416 | Purchased
CHRISTIANA |  | HOSPITAL-CH | 0 | 14208637 | DE |  | 2014-12-03 19:00 |  | Infusion Pumps; General-Purpose (PCU) | 58099 | 8015 ALARIS PC | ALARIS MEDICAL SYSTEMS INC SUB CARDINAL HEALTH INC | 2146 | Purchased
CHRISTIANA |  | HOSPITAL-CH | 0 | 14208433 | DE |  | 2014-12-03 19:00 |  | Infusion Pumps; General-Purpose (PCU) | 58097 | 8015 ALARIS PC | ALARIS MEDICAL SYSTEMS INC SUB CARDINAL HEALTH INC | 2146 | Purchased
CHRISTIANA |  | HOSPITAL-CH | 0 | 14224908 | DE |  | 2014-12-03 19:00 |  | Infusion Pumps; General-Purpose (PCU) | 58449 | 8015 ALARIS PC | ALARIS MEDICAL SYSTEMS INC SUB CARDINAL HEALTH INC | 2146 | Purchased
CHRISTIANA |  | CANCER CENTER | 0 | 14159307 | DE |  | 2014-12-03 19:00 |  | Infusion Pumps; General-Purpose (PCU) | 55735 | 8015 ALARIS PC | ALARIS MEDICAL SYSTEMS INC SUB CARDINAL HEALTH INC | 2146 | Purchased
CHRISTIANA |  | CANCER CENTER | 0 | 14222818 | DE |  | 2014-12-03 19:00 |  | Infusion Pumps; General-Purpose (PCU) | 56031 | 8015 ALARIS PC | ALARIS MEDICAL SYSTEMS INC SUB CARDINAL HEALTH INC | 2146 | Purchased
CHRISTIANA |  | HOSPITAL-CH | 0 | 14224248 | DE |  | 2014-12-03 19:00 |  | Infusion Pumps; General-Purpose (PCU) | 55487 | 8015 ALARIS PC | ALARIS MEDICAL SYSTEMS INC SUB CARDINAL HEALTH INC | 2146 | Purchased
CHRISTIANA |  | MIDDLETOWN ED | 0 | 14224075 | DE |  | 2014-12-03 19:00 |  | Infusion Pumps; General-Purpose (PCU) | 55490 | 8015 ALARIS PC | ALARIS MEDICAL SYSTEMS INC SUB CARDINAL HEALTH INC | 2146 | Purchased
CHRISTIANA |  | HOSPITAL-CH | 0 | 15139925 | DE |  | 2018-06-11 20:00 |  | Infusion Pumps; General-Purpose (PCU) | 67529 | 8015 ALARIS PC | ALARIS MEDICAL SYSTEMS INC SUB CARDINAL HEALTH INC | 2416 | Purchased
CHRISTIANA |  | HOSPITAL-CH | 0 | 14159601 | DE |  | 2014-12-03 19:00 |  | Infusion Pumps; General-Purpose (PCU) | 55656 | 8015 ALARIS PC | ALARIS MEDICAL SYSTEMS INC SUB CARDINAL HEALTH INC | 2146 | Purchased
CHRISTIANA |  | HOSPITAL-CH | 0 | 14159880 | DE |  | 2014-12-03 19:00 |  | Infusion Pumps; General-Purpose (PCU) | 55659 | 8015 ALARIS PC | ALARIS MEDICAL SYSTEMS INC SUB CARDINAL HEALTH INC | 2146 | Purchased
CHRISTIANA |  | HOSPITAL-CH | 0 | 15139375 | DE |  | 2018-06-11 20:00 |  | Infusion Pumps; General-Purpose (PCU) | 67523 | 8015 ALARIS PC | ALARIS MEDICAL SYSTEMS INC SUB CARDINAL HEALTH INC | 2416 | Purchased
CHRISTIANA |  | HOSPITAL-CH | 0 | 14226513 | DE |  | 2014-12-03 19:00 |  | Infusion Pumps; General-Purpose (PCU) | 58073 | 8015 ALARIS PC | ALARIS MEDICAL SYSTEMS INC SUB CARDINAL HEALTH INC | 2146 | Purchased
CHRISTIANA |  | HOSPITAL-CH | 0 | 14224540 | DE |  | 2014-12-03 19:00 |  | Infusion Pumps; General-Purpose (PCU) | 55569 | 8015 ALARIS PC | ALARIS MEDICAL SYSTEMS INC SUB CARDINAL HEALTH INC | 2146 | Purchased
CHRISTIANA |  | HOSPITAL-CH | 0 | 14224448 | DE |  | 2014-12-03 19:00 |  | Infusion Pumps; General-Purpose (PCU) | 55571 | 8015 ALARIS PC | ALARIS MEDICAL SYSTEMS INC SUB CARDINAL HEALTH INC | 2146 | Purchased
CHRISTIANA |  | HOSPITAL-CH | 0 | 14226547 | DE |  | 2014-12-03 19:00 |  | Infusion Pumps; General-Purpose (PCU) | 58066 | 8015 ALARIS PC | ALARIS MEDICAL SYSTEMS INC SUB CARDINAL HEALTH INC | 2146 | Purchased
CHRISTIANA |  | HOSPITAL-CH | 0 | 14226653 | DE |  | 2014-12-03 19:00 |  | Infusion Pumps; General-Purpose (PCU) | 58876 | 8015 ALARIS PC | ALARIS MEDICAL SYSTEMS INC SUB CARDINAL HEALTH INC | 2146 | Purchased
CHRISTIANA |  | HOSPITAL-CH | 0 | 14165902 | DE |  | 2014-12-03 19:00 |  | Infusion Pumps; General-Purpose (PCU) | 56203 | 8015 ALARIS PC | ALARIS MEDICAL SYSTEMS INC SUB CARDINAL HEALTH INC | 2146 | Purchased
CHRISTIANA |  | HOSPITAL-CH | 0 | 14158195 | DE |  | 2014-12-03 19:00 |  | Infusion Pumps; General-Purpose (PCU) | 56205 | 8015 ALARIS PC | ALARIS MEDICAL SYSTEMS INC SUB CARDINAL HEALTH INC | 2146 | Purchased
CHRISTIANA |  | HOSPITAL-CH | 0 | 14200960 | DE |  | 2014-12-03 19:00 |  | Infusion Pumps; General-Purpose (PCU) | 59458 | 8015 ALARIS PC | ALARIS MEDICAL SYSTEMS INC SUB CARDINAL HEALTH INC | 2146 | Purchased
CHRISTIANA |  | HOSPITAL-CH | 0 | 15139299 | DE |  | 2018-06-11 20:00 |  | Infusion Pumps; General-Purpose (PCU) | 67546 | 8015 ALARIS PC | ALARIS MEDICAL SYSTEMS INC SUB CARDINAL HEALTH INC | 2416 | Purchased
CHRISTIANA |  | HOSPITAL-WH | 0 | 14222758 | DE |  | 2014-12-03 19:00 |  | Infusion Pumps; General-Purpose (PCU) | 56053 | 8015 ALARIS PC | ALARIS MEDICAL SYSTEMS INC SUB CARDINAL HEALTH INC | 2146 | Purchased
CHRISTIANA |  | HOSPITAL-CH | 0 | 14159008 | DE |  | 2014-12-03 19:00 |  | Infusion Pumps; General-Purpose (PCU) | 56055 | 8015 ALARIS PC | ALARIS MEDICAL SYSTEMS INC SUB CARDINAL HEALTH INC | 2146 | Purchased
CHRISTIANA |  | HOSPITAL-CH | 0 | 14222759 | DE |  | 2014-12-03 19:00 |  | Infusion Pumps; General-Purpose (PCU) | 56116 | 8015 ALARIS PC | ALARIS MEDICAL SYSTEMS INC SUB CARDINAL HEALTH INC | 2146 | Purchased
CHRISTIANA |  | HOSPITAL-CH | 0 | 14222825 | DE |  | 2014-12-03 19:00 |  | Infusion Pumps; General-Purpose (PCU) | 56118 | 8015 ALARIS PC | ALARIS MEDICAL SYSTEMS INC SUB CARDINAL HEALTH INC | 2146 | Purchased
CHRISTIANA |  | HOSPITAL-CH | 0 | 14202831 | DE |  | 2014-12-03 19:00 |  | Infusion Pumps; General-Purpose (PCU) | 59171 | 8015 ALARIS PC | ALARIS MEDICAL SYSTEMS INC SUB CARDINAL HEALTH INC | 2146 | Purchased
CHRISTIANA |  | HOSPITAL-WH | 0 | 14224073 | DE |  | 2014-12-03 19:00 |  | Infusion Pumps; General-Purpose (PCU) | 59575 | 8015 ALARIS PC | ALARIS MEDICAL SYSTEMS INC SUB CARDINAL HEALTH INC | 2146 | Purchased
CHRISTIANA |  | HOSPITAL-CH | 0 | 15079186 | DE |  | 2018-06-11 20:00 |  | Infusion Pumps; General-Purpose (PCU) | 67613 | 8015 ALARIS PC | ALARIS MEDICAL SYSTEMS INC SUB CARDINAL HEALTH INC | 2416 | Purchased
CHRISTIANA |  | HOSPITAL-CH | 0 | 14223912 | DE |  | 2014-12-03 19:00 |  | Infusion Pumps; General-Purpose (PCU) | 56222 | 8015 ALARIS PC | ALARIS MEDICAL SYSTEMS INC SUB CARDINAL HEALTH INC | 2146 | Purchased
CHRISTIANA |  | HOSPITAL-CH | 0 | 14215019 | DE |  | 2014-12-03 19:00 |  | Infusion Pumps; General-Purpose (PCU) | 56224 | 8015 ALARIS PC | ALARIS MEDICAL SYSTEMS INC SUB CARDINAL HEALTH INC | 2146 | Purchased
CHRISTIANA |  | HOSPITAL-CH | 0 | 14224172 | DE |  | 2014-12-03 19:00 |  | Infusion Pumps; General-Purpose (PCU) | 55476 | 8015 ALARIS PC | ALARIS MEDICAL SYSTEMS INC SUB CARDINAL HEALTH INC | 2146 | Purchased
CHRISTIANA |  | HOSPITAL-WH | 0 | 14224174 | DE |  | 2014-12-03 19:00 |  | Infusion Pumps; General-Purpose (PCU) | 55478 | 8015 ALARIS PC | ALARIS MEDICAL SYSTEMS INC SUB CARDINAL HEALTH INC | 2146 | Purchased
CHRISTIANA |  | HOSPITAL-CH | 0 | 14211791 | DE |  | 2014-12-03 19:00 |  | Infusion Pumps; General-Purpose (PCU) | 55712 | 8015 ALARIS PC | ALARIS MEDICAL SYSTEMS INC SUB CARDINAL HEALTH INC | 2146 | Purchased
CHRISTIANA |  | HOSPITAL-CH | 0 | 14209283 | DE |  | 2014-12-03 19:00 |  | Infusion Pumps; General-Purpose (PCU) | 58090 | 8015 ALARIS PC | ALARIS MEDICAL SYSTEMS INC SUB CARDINAL HEALTH INC | 2146 | Purchased
CHRISTIANA |  | HOSPITAL-WH | 0 | 14226511 | DE |  | 2014-12-03 19:00 |  | Infusion Pumps; General-Purpose (PCU) | 58155 | 8015 ALARIS PC | ALARIS MEDICAL SYSTEMS INC SUB CARDINAL HEALTH INC | 2146 | Purchased
CHRISTIANA |  | HOSPITAL-CH | 0 | 14222626 | DE |  | 2014-12-03 19:00 |  | Infusion Pumps; General-Purpose (PCU) | 56025 | 8015 ALARIS PC | ALARIS MEDICAL SYSTEMS INC SUB CARDINAL HEALTH INC | 2146 | Purchased
CHRISTIANA |  | HOSPITAL-CH | 0 | 14222552 | DE |  | 2014-12-03 19:00 |  | Infusion Pumps; General-Purpose (PCU) | 56027 | 8015 ALARIS PC | ALARIS MEDICAL SYSTEMS INC SUB CARDINAL HEALTH INC | 2146 | Purchased
CHRISTIANA |  | HOSPITAL-CH | 0 | 141222845 | DE |  | 2014-12-03 19:00 |  | Infusion Pumps; General-Purpose (PCU) | 56577 | 8015 ALARIS PC | ALARIS MEDICAL SYSTEMS INC SUB CARDINAL HEALTH INC | 2146 | Purchased
CHRISTIANA |  | HOSPITAL-WH | 0 | 14222743 | DE |  | 2014-12-03 19:00 |  | Infusion Pumps; General-Purpose (PCU) | 56579 | 8015 ALARIS PC | ALARIS MEDICAL SYSTEMS INC SUB CARDINAL HEALTH INC | 2146 | Purchased
CHRISTIANA |  | HOSPITAL-CH | 0 | 15079382 | DE |  | 2018-06-11 20:00 |  | Infusion Pumps; General-Purpose (PCU) | 67584 | 8015 ALARIS PC | ALARIS MEDICAL SYSTEMS INC SUB CARDINAL HEALTH INC | 2416 | Purchased
CHRISTIANA |  | HOSPITAL-CH | 0 | 14166483 | DE |  | 2014-12-03 19:00 |  | Infusion Pumps; General-Purpose (PCU) | 56208 | 8015 ALARIS PC | ALARIS MEDICAL SYSTEMS INC SUB CARDINAL HEALTH INC | 2146 | Purchased
CHRISTIANA |  | HOSPITAL-CH | 0 | 14159174 | DE |  | 2014-12-03 19:00 |  | Infusion Pumps; General-Purpose (PCU) | 56653 | 8015 ALARIS PC | ALARIS MEDICAL SYSTEMS INC SUB CARDINAL HEALTH INC | 2146 | Purchased
CHRISTIANA |  | HOSPITAL-CH | 0 | 14226190 | DE |  | 2014-12-03 19:00 |  | Infusion Pumps; General-Purpose (PCU) | 59240 | 8015 ALARIS PC | ALARIS MEDICAL SYSTEMS INC SUB CARDINAL HEALTH INC | 2146 | Purchased
CHRISTIANA |  | HOSPITAL-CH | 0 | 14226179 | DE |  | 2014-12-03 19:00 |  | Infusion Pumps; General-Purpose (PCU) | 59246 | 8015 ALARIS PC | ALARIS MEDICAL SYSTEMS INC SUB CARDINAL HEALTH INC | 2146 | Purchased
CHRISTIANA |  | Union Professional Building Elkton | 0 | 14208520 | MD |  | 2014-12-03 19:00 |  | Infusion Pumps; General-Purpose (PCU) | 58092 | 8015 ALARIS PC | ALARIS MEDICAL SYSTEMS INC SUB CARDINAL HEALTH INC | 2146 | Purchased
CHRISTIANA |  | HOSPITAL-CH | 0 | 14208739 | DE |  | 2014-12-03 19:00 |  | Infusion Pumps; General-Purpose (PCU) | 58088 | 8015 ALARIS PC | ALARIS MEDICAL SYSTEMS INC SUB CARDINAL HEALTH INC | 2146 | Purchased
CHRISTIANA |  | HOSPITAL-WH | 0 | 14166313 | DE |  | 2014-12-03 19:00 |  | Infusion Pumps; General-Purpose (PCU) | 56524 | 8015 ALARIS PC | ALARIS MEDICAL SYSTEMS INC SUB CARDINAL HEALTH INC | 2146 | Purchased
CHRISTIANA |  | HOSPITAL-CH | 0 | 14158812 | DE |  | 2014-12-03 19:00 |  | Infusion Pumps; General-Purpose (PCU) | 56591 | 8015 ALARIS PC | ALARIS MEDICAL SYSTEMS INC SUB CARDINAL HEALTH INC | 2146 | Purchased
CHRISTIANA |  | HOSPITAL-CH | 0 | 14222660 | DE |  | 2014-12-03 19:00 |  | Infusion Pumps; General-Purpose (PCU) | 56593 | 8015 ALARIS PC | ALARIS MEDICAL SYSTEMS INC SUB CARDINAL HEALTH INC | 2146 | Purchased
CHRISTIANA |  | HOSPITAL-CH | 0 | 14202888 | DE |  | 2014-12-03 19:00 |  | Infusion Pumps; General-Purpose (PCU) | 59220 | 8015 ALARIS PC | ALARIS MEDICAL SYSTEMS INC SUB CARDINAL HEALTH INC | 2146 | Purchased
CHRISTIANA |  | CANCER CENTER | 0 | 14945670 | DE |  | 2017-08-01 20:00 |  | Infusion Pumps; General-Purpose (PCU) | 64966 | 8015 ALARIS PC | ALARIS MEDICAL SYSTEMS INC SUB CARDINAL HEALTH INC | 720.3 | Purchased
CHRISTIANA |  | HOSPITAL-CH | 0 | 14226652 | DE |  | 2014-12-03 19:00 |  | Infusion Pumps; General-Purpose (PCU) | 58140 | 8015 ALARIS PC | ALARIS MEDICAL SYSTEMS INC SUB CARDINAL HEALTH INC | 2146 | Purchased
CHRISTIANA |  | HOSPITAL-WH | 0 | 14200713 | DE |  | 2014-12-03 19:00 |  | Infusion Pumps; General-Purpose (PCU) | 58208 | 8015 ALARIS PC | ALARIS MEDICAL SYSTEMS INC SUB CARDINAL HEALTH INC | 2146 | Purchased
CHRISTIANA |  | HOSPITAL-CH | 0 | 14223670 | DE |  | 2014-12-03 19:00 |  | Infusion Pumps; General-Purpose (PCU) | 55509 | 8015 ALARIS PC | ALARIS MEDICAL SYSTEMS INC SUB CARDINAL HEALTH INC | 2146 | Purchased
CHRISTIANA |  | HOSPITAL-CH | 0 | 14223994 | DE |  | 2014-12-03 19:00 |  | Infusion Pumps; General-Purpose (PCU) | 55511 | 8015 ALARIS PC | ALARIS MEDICAL SYSTEMS INC SUB CARDINAL HEALTH INC | 2146 | Purchased
CHRISTIANA |  | HOSPITAL-CH | 0 | 14159103 | DE |  | 2014-12-03 19:00 |  | Infusion Pumps; General-Purpose (PCU) | 56536 | 8015 ALARIS PC | ALARIS MEDICAL SYSTEMS INC SUB CARDINAL HEALTH INC | 2146 | Purchased
CHRISTIANA |  | HOSPITAL-CH | 0 | 15079978 | DE |  | 2018-06-11 20:00 |  | Infusion Pumps; General-Purpose (PCU) | 67587 | 8015 ALARIS PC | ALARIS MEDICAL SYSTEMS INC SUB CARDINAL HEALTH INC | 2416 | Purchased
CHRISTIANA |  | HOSPITAL-CH | 0 | 14165211 | DE |  | 2014-12-03 19:00 |  | Infusion Pumps; General-Purpose (PCU) | 56670 | 8015 ALARIS PC | ALARIS MEDICAL SYSTEMS INC SUB CARDINAL HEALTH INC | 2146 | Purchased
CHRISTIANA |  | HOSPITAL-CH | 0 | 14158821 | DE |  | 2014-12-03 19:00 |  | Infusion Pumps; General-Purpose (PCU) | 55698 | 8015 ALARIS PC | ALARIS MEDICAL SYSTEMS INC SUB CARDINAL HEALTH INC | 2146 | Purchased
CHRISTIANA |  | HOSPITAL-CH | 0 | 14224701 | DE |  | 2014-12-03 19:00 |  | Infusion Pumps; General-Purpose (PCU) | 56007 | 8015 ALARIS PC | ALARIS MEDICAL SYSTEMS INC SUB CARDINAL HEALTH INC | 2146 | Purchased
CHRISTIANA |  | HOSPITAL-CH | 0 | 14225004 | DE |  | 2014-12-03 19:00 |  | Infusion Pumps; General-Purpose (PCU) | 56009 | 8015 ALARIS PC | ALARIS MEDICAL SYSTEMS INC SUB CARDINAL HEALTH INC | 2146 | Purchased
CHRISTIANA |  | HOSPITAL-CH | 0 | 14224968 | DE |  | 2014-12-03 19:00 |  | Infusion Pumps; General-Purpose (PCU) | 55315 | 8015 ALARIS PC | ALARIS MEDICAL SYSTEMS INC SUB CARDINAL HEALTH INC | 2146 | Purchased
CHRISTIANA |  | HOSPITAL-CH | 0 | 14225054 | DE |  | 2014-12-03 19:00 |  | Infusion Pumps; General-Purpose (PCU) | 55317 | 8015 ALARIS PC | ALARIS MEDICAL SYSTEMS INC SUB CARDINAL HEALTH INC | 2146 | Purchased
CHRISTIANA |  | HOSPITAL-CH | 0 | 15079958 | DE |  | 2018-06-11 20:00 |  | Infusion Pumps; General-Purpose (PCU) | 67580 | 8015 ALARIS PC | ALARIS MEDICAL SYSTEMS INC SUB CARDINAL HEALTH INC | 2416 | Purchased
CHRISTIANA |  | HOSPITAL-WH | 0 | 14224176 | DE |  | 2014-12-03 19:00 |  | Infusion Pumps; General-Purpose (PCU) | 59555 | 8015 ALARIS PC | ALARIS MEDICAL SYSTEMS INC SUB CARDINAL HEALTH INC | 2146 | Purchased
CHRISTIANA |  | HOSPITAL-CH | 0 | 14166602 | DE |  | 2014-12-03 19:00 |  | Infusion Pumps; General-Purpose (PCU) | 56174 | 8015 ALARIS PC | ALARIS MEDICAL SYSTEMS INC SUB CARDINAL HEALTH INC | 2146 | Purchased
CHRISTIANA |  | HOSPITAL-CH | 0 | 14159687 | DE |  | 2014-12-03 19:00 |  | Infusion Pumps; General-Purpose (PCU) | 56176 | 8015 ALARIS PC | ALARIS MEDICAL SYSTEMS INC SUB CARDINAL HEALTH INC | 2146 | Purchased
CHRISTIANA |  | HOSPITAL-CH | 0 | 14166540 | DE |  | 2014-12-03 19:00 |  | Infusion Pumps; General-Purpose (PCU) | 56239 | 8015 ALARIS PC | ALARIS MEDICAL SYSTEMS INC SUB CARDINAL HEALTH INC | 2146 | Purchased
CHRISTIANA |  | HOSPITAL-CH | 0 | 14166570 | DE |  | 2014-12-03 19:00 |  | Infusion Pumps; General-Purpose (PCU) | 56241 | 8015 ALARIS PC | ALARIS MEDICAL SYSTEMS INC SUB CARDINAL HEALTH INC | 2146 | Purchased
CHRISTIANA |  | HOSPITAL-CH | 0 | 1422674 | DE |  | 2014-12-03 19:00 |  | Infusion Pumps; General-Purpose (PCU) | 58056 | 8015 ALARIS PC | ALARIS MEDICAL SYSTEMS INC SUB CARDINAL HEALTH INC | 2146 | Purchased
CHRISTIANA |  | HOSPITAL-CH | 0 | 14222827 | DE |  | 2014-12-03 19:00 |  | Infusion Pumps; General-Purpose (PCU) | 56037 | 8015 ALARIS PC | ALARIS MEDICAL SYSTEMS INC SUB CARDINAL HEALTH INC | 2146 | Purchased
CHRISTIANA |  | HOSPITAL-CH | 0 | 14222851 | DE |  | 2014-12-03 19:00 |  | Infusion Pumps; General-Purpose (PCU) | 56039 | 8015 ALARIS PC | ALARIS MEDICAL SYSTEMS INC SUB CARDINAL HEALTH INC | 2146 | Purchased
CHRISTIANA |  | HOSPITAL-WH | 0 | 14200261 | DE |  | 2014-12-03 19:00 |  | Infusion Pumps; General-Purpose (PCU) | 59438 | 8015 ALARIS PC | ALARIS MEDICAL SYSTEMS INC SUB CARDINAL HEALTH INC | 2146 | Purchased
CHRISTIANA |  | HOSPITAL-CH | 0 | 14166036 | DE |  | 2014-12-03 19:00 |  | Infusion Pumps; General-Purpose (PCU) | 56190 | 8015 ALARIS PC | ALARIS MEDICAL SYSTEMS INC SUB CARDINAL HEALTH INC | 2146 | Purchased
CHRISTIANA |  | HOSPITAL-CH | 0 | 14166599 | DE |  | 2014-12-03 19:00 |  | Infusion Pumps; General-Purpose (PCU) | 56192 | 8015 ALARIS PC | ALARIS MEDICAL SYSTEMS INC SUB CARDINAL HEALTH INC | 2146 | Purchased
CHRISTIANA |  | HOSPITAL-WH | 0 | 14229278 | DE |  | 2014-12-03 19:00 |  | Infusion Pumps; General-Purpose (PCU) | 58954 | 8015 ALARIS PC | ALARIS MEDICAL SYSTEMS INC SUB CARDINAL HEALTH INC | 2146 | Purchased
CHRISTIANA |  | HOSPITAL-CH | 0 | 14158673 | DE |  | 2014-12-03 19:00 |  | Infusion Pumps; General-Purpose (PCU) | 56561 | 8015 ALARIS PC | ALARIS MEDICAL SYSTEMS INC SUB CARDINAL HEALTH INC | 2146 | Purchased
CHRISTIANA |  | HOSPITAL-CH | 0 | 14222824 | DE |  | 2014-12-03 19:00 |  | Infusion Pumps; General-Purpose (PCU) | 56045 | 8015 ALARIS PC | ALARIS MEDICAL SYSTEMS INC SUB CARDINAL HEALTH INC | 2146 | Purchased
CHRISTIANA |  | HOSPITAL-CH | 0 | 14223127 | DE |  | 2014-12-03 19:00 |  | Infusion Pumps; General-Purpose (PCU) | 56104 | 8015 ALARIS PC | ALARIS MEDICAL SYSTEMS INC SUB CARDINAL HEALTH INC | 2146 | Purchased
CHRISTIANA |  | HOSPITAL-CH | 0 | 14224822 | DE |  | 2014-12-03 19:00 |  | Infusion Pumps; General-Purpose (PCU) | 56106 | 8015 ALARIS PC | ALARIS MEDICAL SYSTEMS INC SUB CARDINAL HEALTH INC | 2146 | Purchased
CHRISTIANA |  | HOSPITAL-CH | 0 | 14225746 | DE |  | 2014-12-03 19:00 |  | Infusion Pumps; General-Purpose (PCU) | 59249 | 8015 ALARIS PC | ALARIS MEDICAL SYSTEMS INC SUB CARDINAL HEALTH INC | 2146 | Purchased
CHRISTIANA |  | HOSPITAL-CH | 0 | 14199982 | DE |  | 2014-12-03 19:00 |  | Infusion Pumps; General-Purpose (PCU) | 59299 | 8015 ALARIS PC | ALARIS MEDICAL SYSTEMS INC SUB CARDINAL HEALTH INC | 2146 | Purchased
CHRISTIANA |  | HOSPITAL-CH | 0 | 14166243 | DE |  | 2014-12-03 19:00 |  | Infusion Pumps; General-Purpose (PCU) | 56223 | 8015 ALARIS PC | ALARIS MEDICAL SYSTEMS INC SUB CARDINAL HEALTH INC | 2146 | Purchased
CHRISTIANA |  | HOSPITAL-CH | 0 | 15139504 | DE |  | 2018-06-11 20:00 |  | Infusion Pumps; General-Purpose (PCU) | 67543 | 8015 ALARIS PC | ALARIS MEDICAL SYSTEMS INC SUB CARDINAL HEALTH INC | 2416 | Purchased
CHRISTIANA |  | HOSPITAL-CH | 0 | 14223715 | DE |  | 2014-12-03 19:00 |  | Infusion Pumps; General-Purpose (PCU) | 55475 | 8015 ALARIS PC | ALARIS MEDICAL SYSTEMS INC SUB CARDINAL HEALTH INC | 2146 | Purchased
CHRISTIANA |  | HOSPITAL-CH | 0 | 14223894 | DE |  | 2014-12-03 19:00 |  | Infusion Pumps; General-Purpose (PCU) | 55477 | 8015 ALARIS PC | ALARIS MEDICAL SYSTEMS INC SUB CARDINAL HEALTH INC | 2146 | Purchased
CHRISTIANA |  | HOSPITAL-WH | 0 | 14158619 | DE |  | 2014-12-03 19:00 |  | Infusion Pumps; General-Purpose (PCU) | 55711 | 8015 ALARIS PC | ALARIS MEDICAL SYSTEMS INC SUB CARDINAL HEALTH INC | 2146 | Purchased
CHRISTIANA |  | HOSPITAL-CH | 0 | 14159309 | DE |  | 2014-12-03 19:00 |  | Infusion Pumps; General-Purpose (PCU) | 55713 | 8015 ALARIS PC | ALARIS MEDICAL SYSTEMS INC SUB CARDINAL HEALTH INC | 2146 | Purchased
CHRISTIANA |  | HOSPITAL-CH | 0 | 14209118 | DE |  | 2014-12-03 19:00 |  | Infusion Pumps; General-Purpose (PCU) | 58870 | 8015 ALARIS PC | ALARIS MEDICAL SYSTEMS INC SUB CARDINAL HEALTH INC | 2146 | Purchased
CHRISTIANA |  | HOSPITAL-CH | 0 | 14214353 | DE |  | 2014-12-03 19:00 |  | Infusion Pumps; General-Purpose (PCU) | 55151 | 8015 ALARIS PC | ALARIS MEDICAL SYSTEMS INC SUB CARDINAL HEALTH INC | 2146 | Purchased
CHRISTIANA |  | HOSPITAL-CH | 0 | 14223084 | DE |  | 2014-12-03 19:00 |  | Infusion Pumps; General-Purpose (PCU) | 56024 | 8015 ALARIS PC | ALARIS MEDICAL SYSTEMS INC SUB CARDINAL HEALTH INC | 2146 | Purchased
CHRISTIANA |  | HOSPITAL-CH | 0 | 14223092 | DE |  | 2014-12-03 19:00 |  | Infusion Pumps; General-Purpose (PCU) | 56026 | 8015 ALARIS PC | ALARIS MEDICAL SYSTEMS INC SUB CARDINAL HEALTH INC | 2146 | Purchased
CHRISTIANA |  | HOSPITAL-CH | 0 | 141222866 | DE |  | 2014-12-03 19:00 |  | Infusion Pumps; General-Purpose (PCU) | 56576 | 8015 ALARIS PC | ALARIS MEDICAL SYSTEMS INC SUB CARDINAL HEALTH INC | 2146 | Purchased
CHRISTIANA |  | HOSPITAL-CH | 0 | 14223175 | DE |  | 2014-12-03 19:00 |  | Infusion Pumps; General-Purpose (PCU) | 56578 | 8015 ALARIS PC | ALARIS MEDICAL SYSTEMS INC SUB CARDINAL HEALTH INC | 2146 | Purchased
CHRISTIANA |  | MIDDLETOWN ED | 0 | 14224785 | DE |  | 2014-12-03 19:00 |  | Infusion Pumps; General-Purpose (PCU) | 56005 | 8015 ALARIS PC | ALARIS MEDICAL SYSTEMS INC SUB CARDINAL HEALTH INC | 2146 | Purchased
CHRISTIANA |  | HOSPITAL-CH | 0 | 14166018 | DE |  | 2014-12-03 19:00 |  | Infusion Pumps; General-Purpose (PCU) | 56543 | 8015 ALARIS PC | ALARIS MEDICAL SYSTEMS INC SUB CARDINAL HEALTH INC | 2146 | Purchased
CHRISTIANA |  | HOSPITAL-CH | 0 | 14226345 | DE |  | 2014-12-03 19:00 |  | Infusion Pumps; General-Purpose (PCU) | 59245 | 8015 ALARIS PC | ALARIS MEDICAL SYSTEMS INC SUB CARDINAL HEALTH INC | 2146 | Purchased
CHRISTIANA |  | HOSPITAL-CH | 0 | 14208584 | DE |  | 2014-12-03 19:00 |  | Infusion Pumps; General-Purpose (PCU) | 58091 | 8015 ALARIS PC | ALARIS MEDICAL SYSTEMS INC SUB CARDINAL HEALTH INC | 2146 | Purchased
CHRISTIANA |  | HOSPITAL-CH | 0 | 14158459 | DE |  | 2014-12-03 19:00 |  | Infusion Pumps; General-Purpose (PCU) | 56523 | 8015 ALARIS PC | ALARIS MEDICAL SYSTEMS INC SUB CARDINAL HEALTH INC | 2146 | Purchased
CHRISTIANA |  | HOSPITAL-WH | 0 | 14201546 | DE |  | 2014-12-03 19:00 |  | Infusion Pumps; General-Purpose (PCU) | 58184 | 8015 ALARIS PC | ALARIS MEDICAL SYSTEMS INC SUB CARDINAL HEALTH INC | 2146 | Purchased
CHRISTIANA |  | HOSPITAL-CH | 0 | 14222546 | DE |  | 2014-12-03 19:00 |  | Infusion Pumps; General-Purpose (PCU) | 56592 | 8015 ALARIS PC | ALARIS MEDICAL SYSTEMS INC SUB CARDINAL HEALTH INC | 2146 | Purchased
CHRISTIANA |  | HOSPITAL-CH | 0 | 14223134 | DE |  | 2014-12-03 19:00 |  | Infusion Pumps; General-Purpose (PCU) | 56594 | 8015 ALARIS PC | ALARIS MEDICAL SYSTEMS INC SUB CARDINAL HEALTH INC | 2146 | Purchased
CHRISTIANA |  | HOSPITAL-CH | 0 | 14201026 | DE |  | 2014-07-13 20:00 |  | Infusion Pumps; General-Purpose (PCU) | 59287 | 8015 ALARIS PC | ALARIS MEDICAL SYSTEMS INC SUB CARDINAL HEALTH INC | 4000 | Purchased
CHRISTIANA |  | HOSPITAL-CH | 0 | 14208453 | DE |  | 2014-12-03 19:00 |  | Infusion Pumps; General-Purpose (PCU) | 58138 | 8015 ALARIS PC | ALARIS MEDICAL SYSTEMS INC SUB CARDINAL HEALTH INC | 2146 | Purchased
CHRISTIANA |  | HOSPITAL-CH | 0 | 15139923 | DE |  | 2018-06-11 20:00 |  | Infusion Pumps; General-Purpose (PCU) | 67551 | 8015 ALARIS PC | ALARIS MEDICAL SYSTEMS INC SUB CARDINAL HEALTH INC | 2416 | Purchased
CHRISTIANA |  | HOSPITAL-CH | 0 | 14166734 | DE |  | 2014-12-03 19:00 |  | Infusion Pumps; General-Purpose (PCU) | 59497 | 8015 ALARIS PC | ALARIS MEDICAL SYSTEMS INC SUB CARDINAL HEALTH INC | 2146 | Purchased
CHRISTIANA |  | HOSPITAL-WH | 0 | 14223996 | DE |  | 2014-12-03 19:00 |  | Infusion Pumps; General-Purpose (PCU) | 55508 | 8015 ALARIS PC | ALARIS MEDICAL SYSTEMS INC SUB CARDINAL HEALTH INC | 2146 | Purchased
CHRISTIANA |  | HOSPITAL-CH | 0 | 14223973 | DE |  | 2014-12-03 19:00 |  | Infusion Pumps; General-Purpose (PCU) | 55510 | 8015 ALARIS PC | ALARIS MEDICAL SYSTEMS INC SUB CARDINAL HEALTH INC | 2146 | Purchased
CHRISTIANA |  | HOSPITAL-WH | 0 | 14159686 | DE |  | 2014-12-03 19:00 |  | Infusion Pumps; General-Purpose (PCU) | 55697 | 8015 ALARIS PC | ALARIS MEDICAL SYSTEMS INC SUB CARDINAL HEALTH INC | 2146 | Purchased
CHRISTIANA |  | HOSPITAL-CH | 0 | 14224788 | DE |  | 2014-12-03 19:00 |  | Infusion Pumps; General-Purpose (PCU) | 56006 | 8015 ALARIS PC | ALARIS MEDICAL SYSTEMS INC SUB CARDINAL HEALTH INC | 2146 | Purchased
CHRISTIANA |  | HOSPITAL-CH | 0 | 14224783 | DE |  | 2014-12-03 19:00 |  | Infusion Pumps; General-Purpose (PCU) | 56008 | 8015 ALARIS PC | ALARIS MEDICAL SYSTEMS INC SUB CARDINAL HEALTH INC | 2146 | Purchased
CHRISTIANA |  | HOSPITAL-CH | 0 | 14225131 | DE |  | 2014-12-03 19:00 |  | Infusion Pumps; General-Purpose (PCU) | 55314 | 8015 ALARIS PC | ALARIS MEDICAL SYSTEMS INC SUB CARDINAL HEALTH INC | 2146 | Purchased
CHRISTIANA |  | HOSPITAL-CH | 0 | 14225166 | DE |  | 2014-12-03 19:00 |  | Infusion Pumps; General-Purpose (PCU) | 55316 | 8015 ALARIS PC | ALARIS MEDICAL SYSTEMS INC SUB CARDINAL HEALTH INC | 2146 | Purchased
CHRISTIANA |  | HOSPITAL-WH | 0 | 14209257 | DE |  | 2014-12-03 19:00 |  | Infusion Pumps; General-Purpose (PCU) | 58508 | 8015 ALARIS PC | ALARIS MEDICAL SYSTEMS INC SUB CARDINAL HEALTH INC | 2146 | Purchased
CHRISTIANA |  | CANCER CENTER | 0 | 14923971 | DE |  | 2017-08-01 20:00 |  | Infusion Pumps; General-Purpose (PCU) | 64968 | 8015 ALARIS PC | ALARIS MEDICAL SYSTEMS INC SUB CARDINAL HEALTH INC | 720.3 | Purchased
CHRISTIANA |  | HOSPITAL-CH | 0 | 14201362 | DE |  | 2014-12-03 19:00 |  | Infusion Pumps; General-Purpose (PCU) | 59303 | 8015 ALARIS PC | ALARIS MEDICAL SYSTEMS INC SUB CARDINAL HEALTH INC | 2146 | Purchased
CHRISTIANA |  | HOSPITAL-CH | 0 | 14166467 | DE |  | 2014-12-03 19:00 |  | Infusion Pumps; General-Purpose (PCU) | 56175 | 8015 ALARIS PC | ALARIS MEDICAL SYSTEMS INC SUB CARDINAL HEALTH INC | 2146 | Purchased
CHRISTIANA |  | HOSPITAL-CH | 0 | 14166795 | DE |  | 2014-12-03 19:00 |  | Infusion Pumps; General-Purpose (PCU) | 56238 | 8015 ALARIS PC | ALARIS MEDICAL SYSTEMS INC SUB CARDINAL HEALTH INC | 2146 | Purchased
CHRISTIANA |  | HOSPITAL-CH | 0 | 14160092 | DE |  | 2014-12-03 19:00 |  | Infusion Pumps; General-Purpose (PCU) | 56240 | 8015 ALARIS PC | ALARIS MEDICAL SYSTEMS INC SUB CARDINAL HEALTH INC | 2146 | Purchased
CHRISTIANA |  | HOSPITAL-WH | 0 | 14208455 | DE |  | 2014-12-03 19:00 |  | Infusion Pumps; General-Purpose (PCU) | 58185 | 8015 ALARIS PC | ALARIS MEDICAL SYSTEMS INC SUB CARDINAL HEALTH INC | 2146 | Purchased
CHRISTIANA |  | HOSPITAL-CH | 0 | 14213994 | DE |  | 2014-12-03 19:00 |  | Infusion Pumps; General-Purpose (PCU) | 55156 | 8015 ALARIS PC | ALARIS MEDICAL SYSTEMS INC SUB CARDINAL HEALTH INC | 2146 | Purchased
CHRISTIANA |  | HOSPITAL-CH | 0 | 14222787 | DE |  | 2014-12-03 19:00 |  | Infusion Pumps; General-Purpose (PCU) | 56038 | 8015 ALARIS PC | ALARIS MEDICAL SYSTEMS INC SUB CARDINAL HEALTH INC | 2146 | Purchased
CHRISTIANA |  | HOSPITAL-CH | 0 | 14159195 | DE |  | 2014-12-03 19:00 |  | Infusion Pumps; General-Purpose (PCU) | 56191 | 8015 ALARIS PC | ALARIS MEDICAL SYSTEMS INC SUB CARDINAL HEALTH INC | 2146 | Purchased
CHRISTIANA |  | HOSPITAL-CH | 0 | 14159971 | DE |  | 2014-12-03 19:00 |  | Infusion Pumps; General-Purpose (PCU) | 56193 | 8015 ALARIS PC | ALARIS MEDICAL SYSTEMS INC SUB CARDINAL HEALTH INC | 2146 | Purchased
CHRISTIANA |  | HOSPITAL-CH | 0 | 15139545 | DE |  | 2018-06-11 20:00 |  | Infusion Pumps; General-Purpose (PCU) | 67563 | 8015 ALARIS PC | ALARIS MEDICAL SYSTEMS INC SUB CARDINAL HEALTH INC | 2416 | Purchased
CHRISTIANA |  | HOSPITAL-WH | 0 | 14226344 | DE |  | 2014-12-03 19:00 |  | Infusion Pumps; General-Purpose (PCU) | 58952 | 8015 ALARIS PC | ALARIS MEDICAL SYSTEMS INC SUB CARDINAL HEALTH INC | 2146 | Purchased
CHRISTIANA |  | HOSPITAL-CH | 0 | 14226288 | DE |  | 2014-12-03 19:00 |  | Infusion Pumps; General-Purpose (PCU) | 59195 | 8015 ALARIS PC | ALARIS MEDICAL SYSTEMS INC SUB CARDINAL HEALTH INC | 2146 | Purchased
CHRISTIANA |  | HOSPITAL-WH | 0 | 14201060 | DE |  | 2014-12-03 19:00 |  | Infusion Pumps; General-Purpose (PCU) | 59435 | 8015 ALARIS PC | ALARIS MEDICAL SYSTEMS INC SUB CARDINAL HEALTH INC | 2146 | Purchased
CHRISTIANA |  | HOSPITAL-CH | 0 | 14159664 | DE |  | 2014-12-03 19:00 |  | Infusion Pumps; General-Purpose (PCU) | 56559 | 8015 ALARIS PC | ALARIS MEDICAL SYSTEMS INC SUB CARDINAL HEALTH INC | 2146 | Purchased
CHRISTIANA |  | HOSPITAL-CH | 0 | 14158827 | DE |  | 2014-12-03 19:00 |  | Infusion Pumps; General-Purpose (PCU) | 56562 | 8015 ALARIS PC | ALARIS MEDICAL SYSTEMS INC SUB CARDINAL HEALTH INC | 2146 | Purchased
CHRISTIANA |  | HOSPITAL-CH | 0 | 14223085 | DE |  | 2014-12-03 19:00 |  | Infusion Pumps; General-Purpose (PCU) | 56105 | 8015 ALARIS PC | ALARIS MEDICAL SYSTEMS INC SUB CARDINAL HEALTH INC | 2146 | Purchased
CHRISTIANA |  | HOSPITAL-WH | 0 | 14208264 | DE |  | 2014-12-03 19:00 |  | Infusion Pumps; General-Purpose (PCU) | 59296 | 8015 ALARIS PC | ALARIS MEDICAL SYSTEMS INC SUB CARDINAL HEALTH INC | 2146 | Purchased
CHRISTIANA |  | HOSPITAL-WH | 0 | 14208325 | DE |  | 2014-12-03 19:00 |  | Infusion Pumps; General-Purpose (PCU) | 59425 | 8015 ALARIS PC | ALARIS MEDICAL SYSTEMS INC SUB CARDINAL HEALTH INC | 2146 | Purchased
CHRISTIANA |  | HOSPITAL-CH | 0 | 15139825 | DE |  | 2018-06-11 20:00 |  | Infusion Pumps; General-Purpose (PCU) | 67568 | 8015 ALARIS PC | ALARIS MEDICAL SYSTEMS INC SUB CARDINAL HEALTH INC | 2416 | Purchased
CHRISTIANA |  | HOSPITAL-CH | 0 | 14225088 | DE |  | 2014-12-03 19:00 |  | Infusion Pumps; General-Purpose (PCU) | 59314 | 8015 ALARIS PC | ALARIS MEDICAL SYSTEMS INC SUB CARDINAL HEALTH INC | 2146 | Purchased
CHRISTIANA |  | HOSPITAL-WH | 0 | 14201447 | DE |  | 2014-12-03 19:00 |  | Infusion Pumps; General-Purpose (PCU) | 58188 | 8015 ALARIS PC | ALARIS MEDICAL SYSTEMS INC SUB CARDINAL HEALTH INC | 2146 | Purchased
CHRISTIANA |  | HOSPITAL-CH | 0 | 14223096 | DE |  | 2014-12-03 19:00 |  | Infusion Pumps; General-Purpose (PCU) | 56581 | 8015 ALARIS PC | ALARIS MEDICAL SYSTEMS INC SUB CARDINAL HEALTH INC | 2146 | Purchased
CHRISTIANA |  | HOSPITAL-CH | 0 | 14222487 | DE |  | 2014-12-03 19:00 |  | Infusion Pumps; General-Purpose (PCU) | 56583 | 8015 ALARIS PC | ALARIS MEDICAL SYSTEMS INC SUB CARDINAL HEALTH INC | 2146 | Purchased
CHRISTIANA |  | HOSPITAL-CH | 0 | 14209028 | DE |  | 2014-12-03 19:00 |  | Infusion Pumps; General-Purpose (PCU) | 58183 | 8015 ALARIS PC | ALARIS MEDICAL SYSTEMS INC SUB CARDINAL HEALTH INC | 2146 | Purchased
CHRISTIANA |  | HOSPITAL-WH | 0 | 14217854 | DE |  | 2014-12-03 19:00 |  | Infusion Pumps; General-Purpose (PCU) | 56502 | 8015 ALARIS PC | ALARIS MEDICAL SYSTEMS INC SUB CARDINAL HEALTH INC | 2146 | Purchased
CHRISTIANA |  | HOSPITAL-CH | 0 | 14225035 | DE |  | 2014-12-03 19:00 |  | Infusion Pumps; General-Purpose (PCU) | 55335 | 8015 ALARIS PC | ALARIS MEDICAL SYSTEMS INC SUB CARDINAL HEALTH INC | 2146 | Purchased
CHRISTIANA |  | HOSPITAL-CH | 0 | 14208787 | DE |  | 2014-12-03 19:00 |  | Infusion Pumps; General-Purpose (PCU) | 58077 | 8015 ALARIS PC | ALARIS MEDICAL SYSTEMS INC SUB CARDINAL HEALTH INC | 2146 | Purchased
CHRISTIANA |  | HOSPITAL-CH | 0 | 14226549 | DE |  | 2014-12-03 19:00 |  | Infusion Pumps; General-Purpose (PCU) | 58062 | 8015 ALARIS PC | ALARIS MEDICAL SYSTEMS INC SUB CARDINAL HEALTH INC | 2146 | Purchased
CHRISTIANA |  | HOSPITAL-CH | 0 | 14216810 | DE |  | 2014-12-03 19:00 |  | Infusion Pumps; General-Purpose (PCU) | 56595 | 8015 ALARIS PC | ALARIS MEDICAL SYSTEMS INC SUB CARDINAL HEALTH INC | 2146 | Purchased
CHRISTIANA |  | HOSPITAL-CH | 0 | 14223781 | DE |  | 2014-12-03 19:00 |  | Infusion Pumps; General-Purpose (PCU) | 56598 | 8015 ALARIS PC | ALARIS MEDICAL SYSTEMS INC SUB CARDINAL HEALTH INC | 2146 | Purchased
CHRISTIANA |  | HOSPITAL-CH | 0 | 14159199 | DE |  | 2014-12-03 19:00 |  | Infusion Pumps; General-Purpose (PCU) | 56658 | 8015 ALARIS PC | ALARIS MEDICAL SYSTEMS INC SUB CARDINAL HEALTH INC | 2146 | Purchased
CHRISTIANA |  | HOSPITAL-CH | 0 | 14158864 | DE |  | 2014-12-03 19:00 |  | Infusion Pumps; General-Purpose (PCU) | 56660 | 8015 ALARIS PC | ALARIS MEDICAL SYSTEMS INC SUB CARDINAL HEALTH INC | 2146 | Purchased
CHRISTIANA |  | HOSPITAL-CH | 0 | 14224033 | DE |  | 2014-12-03 19:00 |  | Infusion Pumps; General-Purpose (PCU) | 56079 | 8015 ALARIS PC | ALARIS MEDICAL SYSTEMS INC SUB CARDINAL HEALTH INC | 2146 | Purchased
CHRISTIANA |  | HOSPITAL-WH | 0 | 14208809 | DE |  | 2014-12-03 19:00 |  | Infusion Pumps; General-Purpose (PCU) | 59216 | 8015 ALARIS PC | ALARIS MEDICAL SYSTEMS INC SUB CARDINAL HEALTH INC | 2146 | Purchased
CHRISTIANA |  | HOSPITAL-CH | 0 | 14226122 | DE |  | 2014-12-03 19:00 |  | Infusion Pumps; General-Purpose (PCU) | 59210 | 8015 ALARIS PC | ALARIS MEDICAL SYSTEMS INC SUB CARDINAL HEALTH INC | 2146 | Purchased
CHRISTIANA |  | HOSPITAL-CH | 0 | 14222724 | DE |  | 2014-12-03 19:00 |  | Infusion Pumps; General-Purpose (PCU) | 56476 | 8015 ALARIS PC | ALARIS MEDICAL SYSTEMS INC SUB CARDINAL HEALTH INC | 2146 | Purchased
CHRISTIANA |  | HOSPITAL-WH | 0 | 14224116 | DE |  | 2014-12-03 19:00 |  | Infusion Pumps; General-Purpose (PCU) | 55513 | 8015 ALARIS PC | ALARIS MEDICAL SYSTEMS INC SUB CARDINAL HEALTH INC | 2146 | Purchased
CHRISTIANA |  | HOSPITAL-CH | 0 | 14223997 | DE |  | 2014-12-03 19:00 |  | Infusion Pumps; General-Purpose (PCU) | 55515 | 8015 ALARIS PC | ALARIS MEDICAL SYSTEMS INC SUB CARDINAL HEALTH INC | 2146 | Purchased
CHRISTIANA |  | Pike Creek | 0 | 14166464 | DE |  | 2014-12-03 19:00 |  | Infusion Pumps; General-Purpose (PCU) | 59495 | 8015 ALARIS PC | ALARIS MEDICAL SYSTEMS INC SUB CARDINAL HEALTH INC | 2146 | Purchased
CHRISTIANA |  | CANCER CENTER | 0 | 14201058 | DE |  | 2014-12-03 19:00 |  | Infusion Pumps; General-Purpose (PCU) | 59472 | 8015 ALARIS PC | ALARIS MEDICAL SYSTEMS INC SUB CARDINAL HEALTH INC | 2146 | Purchased
CHRISTIANA |  | HOSPITAL-CH | 0 | 14160094 | DE |  | 2014-12-03 19:00 |  | Infusion Pumps; General-Purpose (PCU) | 56213 | 8015 ALARIS PC | ALARIS MEDICAL SYSTEMS INC SUB CARDINAL HEALTH INC | 2146 | Purchased
CHRISTIANA |  | HOSPITAL-CH | 0 | 14217994 | DE |  | 2014-12-03 19:00 |  | Infusion Pumps; General-Purpose (PCU) | 55700 | 8015 ALARIS PC | ALARIS MEDICAL SYSTEMS INC SUB CARDINAL HEALTH INC | 2146 | Purchased
CHRISTIANA |  | HOSPITAL-WH | 0 | 14159677 | DE |  | 2014-12-03 19:00 |  | Infusion Pumps; General-Purpose (PCU) | 55702 | 8015 ALARIS PC | ALARIS MEDICAL SYSTEMS INC SUB CARDINAL HEALTH INC | 2146 | Purchased
CHRISTIANA |  | HOSPITAL-CH | 0 | 14222742 | DE |  | 2014-12-03 19:00 |  | Infusion Pumps; General-Purpose (PCU) | 56011 | 8015 ALARIS PC | ALARIS MEDICAL SYSTEMS INC SUB CARDINAL HEALTH INC | 2146 | Purchased
CHRISTIANA |  | HOSPITAL-CH | 0 | 14224630 | DE |  | 2014-12-03 19:00 |  | Infusion Pumps; General-Purpose (PCU) | 56013 | 8015 ALARIS PC | ALARIS MEDICAL SYSTEMS INC SUB CARDINAL HEALTH INC | 2146 | Purchased
CHRISTIANA |  | HOSPITAL-CH | 0 | 14200561 | DE |  | 2014-12-03 19:00 |  | Infusion Pumps; General-Purpose (PCU) | 58212 | 8015 ALARIS PC | ALARIS MEDICAL SYSTEMS INC SUB CARDINAL HEALTH INC | 2146 | Purchased
CHRISTIANA |  | HOSPITAL-CH | 0 | 14131467 | DE |  | 2014-07-13 20:00 |  | Infusion Pumps; General-Purpose (PCU) | 58029 | 8015 ALARIS PC | ALARIS MEDICAL SYSTEMS INC SUB CARDINAL HEALTH INC | 4000 | Purchased
CHRISTIANA |  | HOSPITAL-CH | 0 | 14225041 | DE |  | 2014-12-03 19:00 |  | Infusion Pumps; General-Purpose (PCU) | 55318 | 8015 ALARIS PC | ALARIS MEDICAL SYSTEMS INC SUB CARDINAL HEALTH INC | 2146 | Purchased
CHRISTIANA |  | HOSPITAL-CH | 0 | 14225129 | DE |  | 2014-12-03 19:00 |  | Infusion Pumps; General-Purpose (PCU) | 55320 | 8015 ALARIS PC | ALARIS MEDICAL SYSTEMS INC SUB CARDINAL HEALTH INC | 2146 | Purchased
CHRISTIANA |  | HOSPITAL-CH | 0 | 14200844 | DE |  | 2014-12-03 19:00 |  | Infusion Pumps; General-Purpose (PCU) | 58509 | 8015 ALARIS PC | ALARIS MEDICAL SYSTEMS INC SUB CARDINAL HEALTH INC | 2146 | Purchased
CHRISTIANA |  | HOSPITAL-WH | 0 | 14201176 | DE |  | 2014-12-03 19:00 |  | Infusion Pumps; General-Purpose (PCU) | 59291 | 8015 ALARIS PC | ALARIS MEDICAL SYSTEMS INC SUB CARDINAL HEALTH INC | 2146 | Purchased
CHRISTIANA |  | HOSPITAL-WH | 0 | 14208843 | DE |  | 2014-12-03 19:00 |  | Infusion Pumps; General-Purpose (PCU) | 59434 | 8015 ALARIS PC | ALARIS MEDICAL SYSTEMS INC SUB CARDINAL HEALTH INC | 2146 | Purchased
CHRISTIANA |  | HOSPITAL-CH | 0 | 14166445 | DE |  | 2014-12-03 19:00 |  | Infusion Pumps; General-Purpose (PCU) | 56182 | 8015 ALARIS PC | ALARIS MEDICAL SYSTEMS INC SUB CARDINAL HEALTH INC | 2146 | Purchased
CHRISTIANA |  | HOSPITAL-CH | 0 | 14224043 | DE |  | 2014-12-03 19:00 |  | Infusion Pumps; General-Purpose (PCU) | 56130 | 8015 ALARIS PC | ALARIS MEDICAL SYSTEMS INC SUB CARDINAL HEALTH INC | 2146 | Purchased
CHRISTIANA |  | HOSPITAL-CH | 0 | 14223989 | DE |  | 2014-12-03 19:00 |  | Infusion Pumps; General-Purpose (PCU) | 56132 | 8015 ALARIS PC | ALARIS MEDICAL SYSTEMS INC SUB CARDINAL HEALTH INC | 2146 | Purchased
CHRISTIANA |  | HOSPITAL-CH | 0 | 14217143 | DE |  | 2014-12-03 19:00 |  | Infusion Pumps; General-Purpose (PCU) | 56194 | 8015 ALARIS PC | ALARIS MEDICAL SYSTEMS INC SUB CARDINAL HEALTH INC | 2146 | Purchased
CHRISTIANA |  | HOSPITAL-CH | 0 | 14217186 | DE |  | 2014-12-03 19:00 |  | Infusion Pumps; General-Purpose (PCU) | 56197 | 8015 ALARIS PC | ALARIS MEDICAL SYSTEMS INC SUB CARDINAL HEALTH INC | 2146 | Purchased
CHRISTIANA |  | CANCER CENTER | 0 | 13169751 | DE |  | 2014-12-03 19:00 |  | Infusion Pumps; General-Purpose (PCU) | 63737 | 8015 ALARIS PC | ALARIS MEDICAL SYSTEMS INC SUB CARDINAL HEALTH INC | 895 | Purchased
CHRISTIANA |  | HOSPITAL-WH | 0 | 14226555 | DE |  | 2014-12-03 19:00 |  | Infusion Pumps; General-Purpose (PCU) | 58067 | 8015 ALARIS PC | ALARIS MEDICAL SYSTEMS INC SUB CARDINAL HEALTH INC | 2146 | Purchased
CHRISTIANA |  | HOSPITAL-WH | 0 | 14201548 | DE |  | 2014-12-03 19:00 |  | Infusion Pumps; General-Purpose (PCU) | 58125 | 8015 ALARIS PC | ALARIS MEDICAL SYSTEMS INC SUB CARDINAL HEALTH INC | 2146 | Purchased
CHRISTIANA |  | HOSPITAL-CH | 0 | 14208815 | DE |  | 2014-12-03 19:00 |  | Infusion Pumps; General-Purpose (PCU) | 58114 | 8015 ALARIS PC | ALARIS MEDICAL SYSTEMS INC SUB CARDINAL HEALTH INC | 2146 | Purchased
CHRISTIANA |  | HOSPITAL-CH | 0 | 14201034 | DE |  | 2014-12-03 19:00 |  | Infusion Pumps; General-Purpose (PCU) | 59441 | 8015 ALARIS PC | ALARIS MEDICAL SYSTEMS INC SUB CARDINAL HEALTH INC | 2146 | Purchased
CHRISTIANA |  | HOSPITAL-WH | 0 | 14201399 | DE |  | 2014-12-03 19:00 |  | Infusion Pumps; General-Purpose (PCU) | 59443 | 8015 ALARIS PC | ALARIS MEDICAL SYSTEMS INC SUB CARDINAL HEALTH INC | 2146 | Purchased
CHRISTIANA |  | HOSPITAL-CH | 0 | 14201061 | DE |  | 2014-12-03 19:00 |  | Infusion Pumps; General-Purpose (PCU) | 59445 | 8015 ALARIS PC | ALARIS MEDICAL SYSTEMS INC SUB CARDINAL HEALTH INC | 2146 | Purchased
CHRISTIANA |  | HOSPITAL-CH | 0 | 14222906 | DE |  | 2014-12-03 19:00 |  | Infusion Pumps; General-Purpose (PCU) | 56047 | 8015 ALARIS PC | ALARIS MEDICAL SYSTEMS INC SUB CARDINAL HEALTH INC | 2146 | Purchased
CHRISTIANA |  | HOSPITAL-CH | 0 | 14223126 | DE |  | 2014-12-03 19:00 |  | Infusion Pumps; General-Purpose (PCU) | 56108 | 8015 ALARIS PC | ALARIS MEDICAL SYSTEMS INC SUB CARDINAL HEALTH INC | 2146 | Purchased
CHRISTIANA |  | HOSPITAL-CH | 0 | 14223773 | DE |  | 2014-12-03 19:00 |  | Infusion Pumps; General-Purpose (PCU) | 56110 | 8015 ALARIS PC | ALARIS MEDICAL SYSTEMS INC SUB CARDINAL HEALTH INC | 2146 | Purchased
CHRISTIANA |  | HOSPITAL-CH | 0 | 14202855 | DE |  | 2014-12-03 19:00 |  | Infusion Pumps; General-Purpose (PCU) | 59168 | 8015 ALARIS PC | ALARIS MEDICAL SYSTEMS INC SUB CARDINAL HEALTH INC | 2146 | Purchased
CHRISTIANA |  | HOSPITAL-CH | 0 | 14202349 | DE |  | 2014-12-03 19:00 |  | Infusion Pumps; General-Purpose (PCU) | 59170 | 8015 ALARIS PC | ALARIS MEDICAL SYSTEMS INC SUB CARDINAL HEALTH INC | 2146 | Purchased
CHRISTIANA |  | HOSPITAL-CH | 0 | 15139865 | DE |  | 2018-06-11 20:00 |  | Infusion Pumps; General-Purpose (PCU) | 67536 | 8015 ALARIS PC | ALARIS MEDICAL SYSTEMS INC SUB CARDINAL HEALTH INC | 2416 | Purchased
CHRISTIANA |  | HOSPITAL-WH | 0 | 14201350 | DE |  | 2014-12-03 19:00 |  | Infusion Pumps; General-Purpose (PCU) | 58189 | 8015 ALARIS PC | ALARIS MEDICAL SYSTEMS INC SUB CARDINAL HEALTH INC | 2146 | Purchased
CHRISTIANA |  | HOSPITAL-CH | 0 | 14213941 | DE |  | 2014-12-03 19:00 |  | Infusion Pumps; General-Purpose (PCU) | 55152 | 8015 ALARIS PC | ALARIS MEDICAL SYSTEMS INC SUB CARDINAL HEALTH INC | 2146 | Purchased
CHRISTIANA |  | HOSPITAL-CH | 0 | 14222912 | DE |  | 2014-12-03 19:00 |  | Infusion Pumps; General-Purpose (PCU) | 56028 | 8015 ALARIS PC | ALARIS MEDICAL SYSTEMS INC SUB CARDINAL HEALTH INC | 2146 | Purchased
CHRISTIANA |  | HOSPITAL-CH | 0 | 14223088 | DE |  | 2014-12-03 19:00 |  | Infusion Pumps; General-Purpose (PCU) | 56580 | 8015 ALARIS PC | ALARIS MEDICAL SYSTEMS INC SUB CARDINAL HEALTH INC | 2146 | Purchased
CHRISTIANA |  | HOSPITAL-CH | 0 | 14223141 | DE |  | 2014-12-03 19:00 |  | Infusion Pumps; General-Purpose (PCU) | 56582 | 8015 ALARIS PC | ALARIS MEDICAL SYSTEMS INC SUB CARDINAL HEALTH INC | 2146 | Purchased
CHRISTIANA |  | HOSPITAL-CH | 0 | 14165890 | DE |  | 2014-12-03 19:00 |  | Infusion Pumps; General-Purpose (PCU) | 58113 | 8015 ALARIS PC | ALARIS MEDICAL SYSTEMS INC SUB CARDINAL HEALTH INC | 2146 | Purchased
CHRISTIANA |  | HOSPITAL-CH | 0 | 15139462 | DE |  | 2018-06-11 20:00 |  | Infusion Pumps; General-Purpose (PCU) | 67569 | 8015 ALARIS PC | ALARIS MEDICAL SYSTEMS INC SUB CARDINAL HEALTH INC | 2416 | Purchased
CHRISTIANA |  | HOSPITAL-CH | 0 | 14225132 | DE |  | 2014-12-03 19:00 |  | Infusion Pumps; General-Purpose (PCU) | 55336 | 8015 ALARIS PC | ALARIS MEDICAL SYSTEMS INC SUB CARDINAL HEALTH INC | 2146 | Purchased
CHRISTIANA |  | HOSPITAL-CH | 0 | 14229292 | DE |  | 2014-12-03 19:00 |  | Infusion Pumps; General-Purpose (PCU) | 58081 | 8015 ALARIS PC | ALARIS MEDICAL SYSTEMS INC SUB CARDINAL HEALTH INC | 2146 | Purchased
CHRISTIANA |  | HOSPITAL-CH | 0 | 14226293 | DE |  | 2014-12-03 19:00 |  | Infusion Pumps; General-Purpose (PCU) | 58063 | 8015 ALARIS PC | ALARIS MEDICAL SYSTEMS INC SUB CARDINAL HEALTH INC | 2146 | Purchased
CHRISTIANA |  | HOSPITAL-CH | 0 | 14159215 | DE |  | 2014-12-03 19:00 |  | Infusion Pumps; General-Purpose (PCU) | 56597 | 8015 ALARIS PC | ALARIS MEDICAL SYSTEMS INC SUB CARDINAL HEALTH INC | 2146 | Purchased
CHRISTIANA |  | HOSPITAL-CH | 0 | 14166282 | DE |  | 2014-12-03 19:00 |  | Infusion Pumps; General-Purpose (PCU) | 56599 | 8015 ALARIS PC | ALARIS MEDICAL SYSTEMS INC SUB CARDINAL HEALTH INC | 2146 | Purchased
CHRISTIANA |  | HOSPITAL-CH | 0 | 14158849 | DE |  | 2014-12-03 19:00 |  | Infusion Pumps; General-Purpose (PCU) | 56659 | 8015 ALARIS PC | ALARIS MEDICAL SYSTEMS INC SUB CARDINAL HEALTH INC | 2146 | Purchased
CHRISTIANA |  | HOSPITAL-CH | 0 | 14158859 | DE |  | 2014-12-03 19:00 |  | Infusion Pumps; General-Purpose (PCU) | 56661 | 8015 ALARIS PC | ALARIS MEDICAL SYSTEMS INC SUB CARDINAL HEALTH INC | 2146 | Purchased
CHRISTIANA |  | HOSPITAL-CH | 0 | 14223999 | DE |  | 2014-12-03 19:00 |  | Infusion Pumps; General-Purpose (PCU) | 56078 | 8015 ALARIS PC | ALARIS MEDICAL SYSTEMS INC SUB CARDINAL HEALTH INC | 2146 | Purchased
CHRISTIANA |  | HOSPITAL-CH | 0 | 14224793 | DE |  | 2014-12-03 19:00 |  | Infusion Pumps; General-Purpose (PCU) | 56080 | 8015 ALARIS PC | ALARIS MEDICAL SYSTEMS INC SUB CARDINAL HEALTH INC | 2146 | Purchased
CHRISTIANA |  | HOSPITAL-CH | 0 | 14202331 | DE |  | 2014-12-03 19:00 |  | Infusion Pumps; General-Purpose (PCU) | 59217 | 8015 ALARIS PC | ALARIS MEDICAL SYSTEMS INC SUB CARDINAL HEALTH INC | 2146 | Purchased
CHRISTIANA |  | HOSPITAL-CH | 0 | 14226299 | DE |  | 2014-12-03 19:00 |  | Infusion Pumps; General-Purpose (PCU) | 59211 | 8015 ALARIS PC | ALARIS MEDICAL SYSTEMS INC SUB CARDINAL HEALTH INC | 2146 | Purchased
CHRISTIANA |  | HOSPITAL-CH | 0 | 14226380 | DE |  | 2014-12-03 19:00 |  | Infusion Pumps; General-Purpose (PCU) | 59209 | 8015 ALARIS PC | ALARIS MEDICAL SYSTEMS INC SUB CARDINAL HEALTH INC | 2146 | Purchased
CHRISTIANA |  | HOSPITAL-CH | 0 | 15139502 | DE |  | 2018-06-11 20:00 |  | Infusion Pumps; General-Purpose (PCU) | 67528 | 8015 ALARIS PC | ALARIS MEDICAL SYSTEMS INC SUB CARDINAL HEALTH INC | 2416 | Purchased
CHRISTIANA |  | HOSPITAL-CH | 0 | 14222730 | DE |  | 2014-12-03 19:00 |  | Infusion Pumps; General-Purpose (PCU) | 56477 | 8015 ALARIS PC | ALARIS MEDICAL SYSTEMS INC SUB CARDINAL HEALTH INC | 2146 | Purchased
CHRISTIANA |  | HOSPITAL-CH | 0 | 14224096 | DE |  | 2014-12-03 19:00 |  | Infusion Pumps; General-Purpose (PCU) | 55512 | 8015 ALARIS PC | ALARIS MEDICAL SYSTEMS INC SUB CARDINAL HEALTH INC | 2146 | Purchased
CHRISTIANA |  | HOSPITAL-CH | 0 | 14224032 | DE |  | 2014-12-03 19:00 |  | Infusion Pumps; General-Purpose (PCU) | 55514 | 8015 ALARIS PC | ALARIS MEDICAL SYSTEMS INC SUB CARDINAL HEALTH INC | 2146 | Purchased
CHRISTIANA |  | HOSPITAL-CH | 0 | 14166781 | DE |  | 2014-12-03 19:00 |  | Infusion Pumps; General-Purpose (PCU) | 56212 | 8015 ALARIS PC | ALARIS MEDICAL SYSTEMS INC SUB CARDINAL HEALTH INC | 2146 | Purchased
CHRISTIANA |  | HOSPITAL-CH | 0 | 14211785 | DE |  | 2014-12-03 19:00 |  | Infusion Pumps; General-Purpose (PCU) | 55699 | 8015 ALARIS PC | ALARIS MEDICAL SYSTEMS INC SUB CARDINAL HEALTH INC | 2146 | Purchased
CHRISTIANA |  | HOSPITAL-CH | 0 | 14159332 | DE |  | 2014-12-03 19:00 |  | Infusion Pumps; General-Purpose (PCU) | 55701 | 8015 ALARIS PC | ALARIS MEDICAL SYSTEMS INC SUB CARDINAL HEALTH INC | 2146 | Purchased
CHRISTIANA |  | HOSPITAL-CH | 0 | 14224910 | DE |  | 2014-12-03 19:00 |  | Infusion Pumps; General-Purpose (PCU) | 56012 | 8015 ALARIS PC | ALARIS MEDICAL SYSTEMS INC SUB CARDINAL HEALTH INC | 2146 | Purchased
CHRISTIANA |  | HOSPITAL-CH | 0 | 14200841 | DE |  | 2014-12-03 19:00 |  | Infusion Pumps; General-Purpose (PCU) | 58213 | 8015 ALARIS PC | ALARIS MEDICAL SYSTEMS INC SUB CARDINAL HEALTH INC | 2146 | Purchased
CHRISTIANA |  | MIDDLETOWN ED | 0 | 14224618 | DE |  | 2014-12-03 19:00 |  | Infusion Pumps; General-Purpose (PCU) | 55319 | 8015 ALARIS PC | ALARIS MEDICAL SYSTEMS INC SUB CARDINAL HEALTH INC | 2146 | Purchased
CHRISTIANA |  | HOSPITAL-CH | 0 | 14200928 | DE |  | 2014-12-03 19:00 |  | Infusion Pumps; General-Purpose (PCU) | 58510 | 8015 ALARIS PC | ALARIS MEDICAL SYSTEMS INC SUB CARDINAL HEALTH INC | 2146 | Purchased
CHRISTIANA |  | HOSPITAL-WH | 0 | 14208221 | DE |  | 2014-12-03 19:00 |  | Infusion Pumps; General-Purpose (PCU) | 59301 | 8015 ALARIS PC | ALARIS MEDICAL SYSTEMS INC SUB CARDINAL HEALTH INC | 2146 | Purchased
CHRISTIANA |  | HOSPITAL-WH | 0 | 14209099 | DE |  | 2014-12-03 19:00 |  | Infusion Pumps; General-Purpose (PCU) | 59293 | 8015 ALARIS PC | ALARIS MEDICAL SYSTEMS INC SUB CARDINAL HEALTH INC | 2146 | Purchased
CHRISTIANA |  | HOSPITAL-CH | 0 | 14223995 | DE |  | 2014-12-03 19:00 |  | Infusion Pumps; General-Purpose (PCU) | 56131 | 8015 ALARIS PC | ALARIS MEDICAL SYSTEMS INC SUB CARDINAL HEALTH INC | 2146 | Purchased
CHRISTIANA |  | HOSPITAL-CH | 0 | 14223718 | DE |  | 2014-12-03 19:00 |  | Infusion Pumps; General-Purpose (PCU) | 56133 | 8015 ALARIS PC | ALARIS MEDICAL SYSTEMS INC SUB CARDINAL HEALTH INC | 2146 | Purchased
CHRISTIANA |  | HOSPITAL-CH | 0 | 14215180 | DE |  | 2014-12-03 19:00 |  | Infusion Pumps; General-Purpose (PCU) | 56196 | 8015 ALARIS PC | ALARIS MEDICAL SYSTEMS INC SUB CARDINAL HEALTH INC | 2146 | Purchased
CHRISTIANA |  | HOSPITAL-CH | 0 | 14217276 | DE |  | 2014-12-03 19:00 |  | Infusion Pumps; General-Purpose (PCU) | 56198 | 8015 ALARIS PC | ALARIS MEDICAL SYSTEMS INC SUB CARDINAL HEALTH INC | 2146 | Purchased
CHRISTIANA |  | HOSPITAL-CH | 0 | 14159757 | DE |  | 2014-12-03 19:00 |  | Infusion Pumps; General-Purpose (PCU) | 58272 | 8015 ALARIS PC | ALARIS MEDICAL SYSTEMS INC SUB CARDINAL HEALTH INC | 2146 | Purchased
CHRISTIANA |  | HOSPITAL-WH | 0 | 14226215 | DE |  | 2014-12-03 19:00 |  | Infusion Pumps; General-Purpose (PCU) | 58052 | 8015 ALARIS PC | ALARIS MEDICAL SYSTEMS INC SUB CARDINAL HEALTH INC | 2146 | Purchased
CHRISTIANA |  | HOSPITAL-WH | 0 | 14208405 | DE |  | 2014-12-03 19:00 |  | Infusion Pumps; General-Purpose (PCU) | 59294 | 8015 ALARIS PC | ALARIS MEDICAL SYSTEMS INC SUB CARDINAL HEALTH INC | 2146 | Purchased
CHRISTIANA |  | CANCER CENTER | 0 | 14920824 | DE |  | 2017-08-01 20:00 |  | Infusion Pumps; General-Purpose (PCU) | 64977 | 8015 ALARIS PC | ALARIS MEDICAL SYSTEMS INC SUB CARDINAL HEALTH INC | 720.3 | Purchased
CHRISTIANA |  | HOSPITAL-CH | 0 | 14201109 | DE |  | 2014-12-03 19:00 |  | Infusion Pumps; General-Purpose (PCU) | 59442 | 8015 ALARIS PC | ALARIS MEDICAL SYSTEMS INC SUB CARDINAL HEALTH INC | 2146 | Purchased
CHRISTIANA |  | HOSPITAL-CH | 0 | 14201011 | DE |  | 2014-12-03 19:00 |  | Infusion Pumps; General-Purpose (PCU) | 59444 | 8015 ALARIS PC | ALARIS MEDICAL SYSTEMS INC SUB CARDINAL HEALTH INC | 2146 | Purchased
CHRISTIANA |  | HOSPITAL-CH | 0 | 14201111 | DE |  | 2014-12-03 19:00 |  | Infusion Pumps; General-Purpose (PCU) | 59446 | 8015 ALARIS PC | ALARIS MEDICAL SYSTEMS INC SUB CARDINAL HEALTH INC | 2146 | Purchased
CHRISTIANA |  | HOSPITAL-CH | 0 | 14224626 | DE |  | 2014-12-03 19:00 |  | Infusion Pumps; General-Purpose (PCU) | 55532 | 8015 ALARIS PC | ALARIS MEDICAL SYSTEMS INC SUB CARDINAL HEALTH INC | 2146 | Purchased
CHRISTIANA |  | HOSPITAL-CH | 0 | 14222821 | DE |  | 2014-12-03 19:00 |  | Infusion Pumps; General-Purpose (PCU) | 56046 | 8015 ALARIS PC | ALARIS MEDICAL SYSTEMS INC SUB CARDINAL HEALTH INC | 2146 | Purchased
CHRISTIANA |  | HOSPITAL-CH | 0 | 14222779 | DE |  | 2014-12-03 19:00 |  | Infusion Pumps; General-Purpose (PCU) | 56048 | 8015 ALARIS PC | ALARIS MEDICAL SYSTEMS INC SUB CARDINAL HEALTH INC | 2146 | Purchased
CHRISTIANA |  | HOSPITAL-CH | 0 | 14222669 | DE |  | 2014-12-03 19:00 |  | Infusion Pumps; General-Purpose (PCU) | 56107 | 8015 ALARIS PC | ALARIS MEDICAL SYSTEMS INC SUB CARDINAL HEALTH INC | 2146 | Purchased
CHRISTIANA |  | HOSPITAL-CH | 0 | 14223173 | DE |  | 2014-12-03 19:00 |  | Infusion Pumps; General-Purpose (PCU) | 56109 | 8015 ALARIS PC | ALARIS MEDICAL SYSTEMS INC SUB CARDINAL HEALTH INC | 2146 | Purchased
CHRISTIANA |  | HOSPITAL-WH | 0 | 14222942 | DE |  | 2014-12-03 19:00 |  | Infusion Pumps; General-Purpose (PCU) | 56146 | 8015 ALARIS PC | ALARIS MEDICAL SYSTEMS INC SUB CARDINAL HEALTH INC | 2146 | Purchased
CHRISTIANA |  | HOSPITAL-CH | 0 | 14217172 | DE |  | 2014-12-03 19:00 |  | Infusion Pumps; General-Purpose (PCU) | 56195 | 8015 ALARIS PC | ALARIS MEDICAL SYSTEMS INC SUB CARDINAL HEALTH INC | 2146 | Purchased
CHRISTIANA |  | HOSPITAL-CH | 0 | 14208927 | DE |  | 2014-12-03 19:00 |  | Infusion Pumps; General-Purpose (PCU) | 58180 | 8015 ALARIS PC | ALARIS MEDICAL SYSTEMS INC SUB CARDINAL HEALTH INC | 2146 | Purchased
CHRISTIANA |  | HOSPITAL-CH | 0 | 14213648 | DE |  | 2014-12-03 19:00 |  | Infusion Pumps; General-Purpose (LVP) | 55153 | 8100 ALARIS PUMP | ALARIS MEDICAL SYSTEMS INC SUB CARDINAL HEALTH IN | 2146 | Purchased
CHRISTIANA |  | HOSPITAL-WH | 0 | 14165843 | DE |  | 2014-12-03 19:00 |  | Infusion Pumps; General-Purpose (PCU) | 56585 | 8015 ALARIS PC | ALARIS MEDICAL SYSTEMS INC SUB CARDINAL HEALTH INC | 2146 | Purchased
CHRISTIANA |  | HOSPITAL-CH | 0 | 14166896 | DE |  | 2014-12-03 19:00 |  | Infusion Pumps; General-Purpose (PCU) | 56587 | 8015 ALARIS PC | ALARIS MEDICAL SYSTEMS INC SUB CARDINAL HEALTH INC | 2146 | Purchased
CHRISTIANA |  | HOSPITAL-CH | 0 | 14165698 | DE |  | 2014-12-03 19:00 |  | Infusion Pumps; General-Purpose (PCU) | 58256 | 8015 ALARIS PC | ALARIS MEDICAL SYSTEMS INC SUB CARDINAL HEALTH INC | 2146 | Purchased
CHRISTIANA |  | HOSPITAL-CH | 0 | 14160063 | DE |  | 2014-12-03 19:00 |  | Infusion Pumps; General-Purpose (PCU) | 58126 | 8015 ALARIS PC | ALARIS MEDICAL SYSTEMS INC SUB CARDINAL HEALTH INC | 2146 | Purchased
CHRISTIANA |  | HOSPITAL-CH | 0 | 14225087 | DE |  | 2014-12-03 19:00 |  | Infusion Pumps; General-Purpose (PCU) | 55337 | 8015 ALARIS PC | ALARIS MEDICAL SYSTEMS INC SUB CARDINAL HEALTH INC | 2146 | Purchased
CHRISTIANA |  | HOSPITAL-CH | 0 | 14225187 | DE |  | 2014-12-03 19:00 |  | Infusion Pumps; General-Purpose (PCU) | 55339 | 8015 ALARIS PC | ALARIS MEDICAL SYSTEMS INC SUB CARDINAL HEALTH INC | 2146 | Purchased
CHRISTIANA |  | HOSPITAL-CH | 0 | 14225050 | DE |  | 2014-12-03 19:00 |  | Infusion Pumps; General-Purpose (PCU) | 55341 | 8015 ALARIS PC | ALARIS MEDICAL SYSTEMS INC SUB CARDINAL HEALTH INC | 2146 | Purchased
CHRISTIANA |  | HOSPITAL-CH | 0 | 14165736 | DE |  | 2014-12-03 19:00 |  | Infusion Pumps; General-Purpose (PCU) | 58116 | 8015 ALARIS PC | ALARIS MEDICAL SYSTEMS INC SUB CARDINAL HEALTH INC | 2146 | Purchased
CHRISTIANA |  | HOSPITAL-CH | 0 | 15079894 | DE |  | 2018-06-11 20:00 |  | Infusion Pumps; General-Purpose (PCU) | 67588 | 8015 ALARIS PC | ALARIS MEDICAL SYSTEMS INC SUB CARDINAL HEALTH INC | 2416 | Purchased
CHRISTIANA |  | HOSPITAL-CH | 0 | 14166110 | DE |  | 2014-12-03 19:00 |  | Infusion Pumps; General-Purpose (PCU) | 56600 | 8015 ALARIS PC | ALARIS MEDICAL SYSTEMS INC SUB CARDINAL HEALTH INC | 2146 | Purchased
CHRISTIANA |  | HOSPITAL-CH | 0 | 14166863 | DE |  | 2014-12-03 19:00 |  | Infusion Pumps; General-Purpose (PCU) | 56662 | 8015 ALARIS PC | ALARIS MEDICAL SYSTEMS INC SUB CARDINAL HEALTH INC | 2146 | Purchased
CHRISTIANA |  | HOSPITAL-CH | 0 | 14224777 | DE |  | 2014-12-03 19:00 |  | Infusion Pumps; General-Purpose (PCU) | 56081 | 8015 ALARIS PC | ALARIS MEDICAL SYSTEMS INC SUB CARDINAL HEALTH INC | 2146 | Purchased
CHRISTIANA |  | HOSPITAL-CH | 0 | 14224692 | DE |  | 2014-12-03 19:00 |  | Infusion Pumps; General-Purpose (PCU) | 56083 | 8015 ALARIS PC | ALARIS MEDICAL SYSTEMS INC SUB CARDINAL HEALTH INC | 2146 | Purchased
CHRISTIANA |  | HOSPITAL-CH | 0 | 14201975 | DE |  | 2014-12-03 19:00 |  | Infusion Pumps; General-Purpose (PCU) | 59207 | 8015 ALARIS PC | ALARIS MEDICAL SYSTEMS INC SUB CARDINAL HEALTH INC | 2146 | Purchased
CHRISTIANA |  | HOSPITAL-CH | 0 | 14226346 | DE |  | 2014-12-03 19:00 |  | Infusion Pumps; General-Purpose (PCU) | 59205 | 8015 ALARIS PC | ALARIS MEDICAL SYSTEMS INC SUB CARDINAL HEALTH INC | 2146 | Purchased
CHRISTIANA |  | HOSPITAL-CH | 0 | 14226121 | DE |  | 2014-12-03 19:00 |  | Infusion Pumps; General-Purpose (PCU) | 59203 | 8015 ALARIS PC | ALARIS MEDICAL SYSTEMS INC SUB CARDINAL HEALTH INC | 2146 | Purchased
CHRISTIANA |  | HOSPITAL-CH | 0 | 14218149 | DE |  | 2014-12-03 19:00 |  | Infusion Pumps; General-Purpose (PCU) | 56479 | 8015 ALARIS PC | ALARIS MEDICAL SYSTEMS INC SUB CARDINAL HEALTH INC | 2146 | Purchased
CHRISTIANA |  | HOSPITAL-CH | 0 | 14224268 | DE |  | 2014-12-03 19:00 |  | Infusion Pumps; General-Purpose (PCU) | 55518 | 8015 ALARIS PC | ALARIS MEDICAL SYSTEMS INC SUB CARDINAL HEALTH INC | 2146 | Purchased
CHRISTIANA |  | HOSPITAL-CH | 0 | 142211726 | DE |  | 2014-12-03 19:00 |  | Infusion Pumps; General-Purpose (PCU) | 55520 | 8015 ALARIS PC | ALARIS MEDICAL SYSTEMS INC SUB CARDINAL HEALTH INC | 2146 | Purchased
CHRISTIANA |  | HOSPITAL-CH | 0 | 14166368 | DE |  | 2014-12-03 19:00 |  | Infusion Pumps; General-Purpose (PCU) | 56215 | 8015 ALARIS PC | ALARIS MEDICAL SYSTEMS INC SUB CARDINAL HEALTH INC | 2146 | Purchased
CHRISTIANA |  | HOSPITAL-CH | 0 | 14158930 | DE |  | 2014-12-03 19:00 |  | Infusion Pumps; General-Purpose (PCU) | 56217 | 8015 ALARIS PC | ALARIS MEDICAL SYSTEMS INC SUB CARDINAL HEALTH INC | 2146 | Purchased
CHRISTIANA |  | HOSPITAL-CH | 0 | 14159196 | DE |  | 2014-12-03 19:00 |  | Infusion Pumps; General-Purpose (PCU) | 55704 | 8015 ALARIS PC | ALARIS MEDICAL SYSTEMS INC SUB CARDINAL HEALTH INC | 2146 | Purchased
CHRISTIANA |  | HOSPITAL-CH | 0 | 14159390 | DE |  | 2014-12-03 19:00 |  | Infusion Pumps; General-Purpose (PCU) | 55706 | 8015 ALARIS PC | ALARIS MEDICAL SYSTEMS INC SUB CARDINAL HEALTH INC | 2146 | Purchased
CHRISTIANA |  | HOSPITAL-WH | 0 | 14224948 | DE |  | 2014-12-03 19:00 |  | Infusion Pumps; General-Purpose (PCU) | 56017 | 8015 ALARIS PC | ALARIS MEDICAL SYSTEMS INC SUB CARDINAL HEALTH INC | 2146 | Purchased
CHRISTIANA |  | HOSPITAL-CH | 0 | 14166269 | DE |  | 2014-12-03 19:00 |  | Infusion Pumps; General-Purpose (PCU) | 56019 | 8015 ALARIS PC | ALARIS MEDICAL SYSTEMS INC SUB CARDINAL HEALTH INC | 2146 | Purchased
CHRISTIANA |  | HOSPITAL-CH | 0 | 14201862 | DE |  | 2014-12-03 19:00 |  | Infusion Pumps; General-Purpose (PCU) | 59173 | 8015 ALARIS PC | ALARIS MEDICAL SYSTEMS INC SUB CARDINAL HEALTH INC | 2146 | Purchased
CHRISTIANA |  | HOSPITAL-CH | 0 | 14201545 | DE |  | 2014-12-03 19:00 |  | Infusion Pumps; General-Purpose (PCU) | 58214 | 8015 ALARIS PC | ALARIS MEDICAL SYSTEMS INC SUB CARDINAL HEALTH INC | 2146 | Purchased
CHRISTIANA |  | HOSPITAL-CH | 0 | 14160067 | DE |  | 2014-12-03 19:00 |  | Infusion Pumps; General-Purpose (PCU) | 58217 | 8015 ALARIS PC | ALARIS MEDICAL SYSTEMS INC SUB CARDINAL HEALTH INC | 2146 | Purchased
CHRISTIANA |  | HOSPITAL-CH | 0 | 14166872 | DE |  | 2014-12-03 19:00 |  | Infusion Pumps; General-Purpose (PCU) | 56233 | 8015 ALARIS PC | ALARIS MEDICAL SYSTEMS INC SUB CARDINAL HEALTH INC | 2146 | Purchased
CHRISTIANA |  | HOSPITAL-CH | 0 | 14225124 | DE |  | 2014-12-03 19:00 |  | Infusion Pumps; General-Purpose (PCU) | 55322 | 8015 ALARIS PC | ALARIS MEDICAL SYSTEMS INC SUB CARDINAL HEALTH INC | 2146 | Purchased
CHRISTIANA |  | HOSPITAL-CH | 0 | 14224913 | DE |  | 2014-12-03 19:00 |  | Infusion Pumps; General-Purpose (PCU) | 55324 | 8015 ALARIS PC | ALARIS MEDICAL SYSTEMS INC SUB CARDINAL HEALTH INC | 2146 | Purchased
CHRISTIANA |  | HOSPITAL-WH | 0 | 14166168 | DE |  | 2014-12-03 19:00 |  | Infusion Pumps; General-Purpose (PCU) | 59491 | 8015 ALARIS PC | ALARIS MEDICAL SYSTEMS INC SUB CARDINAL HEALTH INC | 2146 | Purchased
CHRISTIANA |  | HOSPITAL-CH | 0 | 14166898 | DE |  | 2014-12-03 19:00 |  | Infusion Pumps; General-Purpose (PCU) | 56184 | 8015 ALARIS PC | ALARIS MEDICAL SYSTEMS INC SUB CARDINAL HEALTH INC | 2146 | Purchased
CHRISTIANA |  | HOSPITAL-CH | 0 | 14225726 | DE |  | 2014-12-03 19:00 |  | Infusion Pumps; General-Purpose (PCU) | 59233 | 8015 ALARIS PC | ALARIS MEDICAL SYSTEMS INC SUB CARDINAL HEALTH INC | 2146 | Purchased
CHRISTIANA |  | CANCER CENTER | 0 | 14947640 | DE |  | 2017-08-01 20:00 |  | Infusion Pumps; General-Purpose (PCU) | 64994 | 8015 ALARIS PC | ALARIS MEDICAL SYSTEMS INC SUB CARDINAL HEALTH INC | 720.3 | Purchased
CHRISTIANA |  | HOSPITAL-CH | 0 | 14224070 | DE |  | 2014-12-03 19:00 |  | Infusion Pumps; General-Purpose (PCU) | 56134 | 8015 ALARIS PC | ALARIS MEDICAL SYSTEMS INC SUB CARDINAL HEALTH INC | 2146 | Purchased
CHRISTIANA |  | HOSPITAL-CH | 0 | 14224969 | DE |  | 2014-12-03 19:00 |  | Infusion Pumps; General-Purpose (PCU) | 56136 | 8015 ALARIS PC | ALARIS MEDICAL SYSTEMS INC SUB CARDINAL HEALTH INC | 2146 | Purchased
CHRISTIANA |  | HOSPITAL-CH | 0 | 15139498 | DE |  | 2018-06-11 20:00 |  | Infusion Pumps; General-Purpose (PCU) | 67566 | 8015 ALARIS PC | ALARIS MEDICAL SYSTEMS INC SUB CARDINAL HEALTH INC | 2416 | Purchased
CHRISTIANA |  | HOSPITAL-CH | 0 | 15079272 | DE |  | 2018-06-11 20:00 |  | Infusion Pumps; General-Purpose (PCU) | 67585 | 8015 ALARIS PC | ALARIS MEDICAL SYSTEMS INC SUB CARDINAL HEALTH INC | 2416 | Purchased
CHRISTIANA |  | HOSPITAL-WH | 0 | 14166098 | DE |  | 2014-12-03 19:00 |  | Infusion Pumps; General-Purpose (PCU) | 59487 | 8015 ALARIS PC | ALARIS MEDICAL SYSTEMS INC SUB CARDINAL HEALTH INC | 2146 | Purchased
CHRISTIANA |  | HOSPITAL-WH | 0 | 14208408 | DE |  | 2014-12-03 19:00 |  | Infusion Pumps; General-Purpose (PCU) | 59426 | 8015 ALARIS PC | ALARIS MEDICAL SYSTEMS INC SUB CARDINAL HEALTH INC | 2146 | Purchased
CHRISTIANA |  | HOSPITAL-CH | 0 | 14201133 | DE |  | 2014-12-03 19:00 |  | Infusion Pumps; General-Purpose (PCU) | 59447 | 8015 ALARIS PC | ALARIS MEDICAL SYSTEMS INC SUB CARDINAL HEALTH INC | 2146 | Purchased
CHRISTIANA |  | HOSPITAL-CH | 0 | 14201129 | DE |  | 2014-12-03 19:00 |  | Infusion Pumps; General-Purpose (PCU) | 59449 | 8015 ALARIS PC | ALARIS MEDICAL SYSTEMS INC SUB CARDINAL HEALTH INC | 2146 | Purchased
CHRISTIANA |  | HOSPITAL-CH | 0 | 14201027 | DE |  | 2014-12-03 19:00 |  | Infusion Pumps; General-Purpose (PCU) | 59451 | 8015 ALARIS PC | ALARIS MEDICAL SYSTEMS INC SUB CARDINAL HEALTH INC | 2146 | Purchased
CHRISTIANA |  | HOSPITAL-CH | 0 | 14211189 | DE |  | 2014-12-03 19:00 |  | Infusion Pumps; General-Purpose (PCU) | 55533 | 8015 ALARIS PC | ALARIS MEDICAL SYSTEMS INC SUB CARDINAL HEALTH INC | 2146 | Purchased
CHRISTIANA |  | HOSPITAL-CH | 0 | 14223081 | DE |  | 2024-03-06 19:00 |  | Infusion Pumps; General-Purpose (PCU) | 56049 | 8015 ALARIS PC | ALARIS MEDICAL SYSTEMS INC SUB CARDINAL HEALTH INC | 2146 | Purchased
CHRISTIANA |  | HOSPITAL-CH | 0 | 14223082 | DE |  | 2014-12-03 19:00 |  | Infusion Pumps; General-Purpose (PCU) | 56051 | 8015 ALARIS PC | ALARIS MEDICAL SYSTEMS INC SUB CARDINAL HEALTH INC | 2146 | Purchased
CHRISTIANA |  | HOSPITAL-CH | 0 | 14218138 | DE |  | 2014-12-03 19:00 |  | Infusion Pumps; General-Purpose (PCU) | 56478 | 8015 ALARIS PC | ALARIS MEDICAL SYSTEMS INC SUB CARDINAL HEALTH INC | 2146 | Purchased
CHRISTIANA |  | HOSPITAL-WH | 0 | 14130512 | DE |  | 2014-07-13 20:00 |  | Infusion Pumps; General-Purpose (PCU) | 58033 | 8015 ALARIS PC | ALARIS MEDICAL SYSTEMS INC SUB CARDINAL HEALTH INC | 4000 | Purchased
CHRISTIANA |  | HOSPITAL-CH | 0 | 14165751 | DE |  | 2014-12-03 19:00 |  | Infusion Pumps; General-Purpose (PCU) | 58136 | 8015 ALARIS PC | ALARIS MEDICAL SYSTEMS INC SUB CARDINAL HEALTH INC | 2146 | Purchased
CHRISTIANA |  | HOSPITAL-CH | 0 | 14166784 | DE |  | 2014-12-03 19:00 |  | Infusion Pumps; General-Purpose (PCU) | 56584 | 8015 ALARIS PC | ALARIS MEDICAL SYSTEMS INC SUB CARDINAL HEALTH INC | 2146 | Purchased
CHRISTIANA |  | HOSPITAL-CH | 0 | 14166239 | DE |  | 2014-12-03 19:00 |  | Infusion Pumps; General-Purpose (PCU) | 56586 | 8015 ALARIS PC | ALARIS MEDICAL SYSTEMS INC SUB CARDINAL HEALTH INC | 2146 | Purchased
CHRISTIANA |  | HOSPITAL-WH | 0 | 14208922 | DE |  | 2014-12-03 19:00 |  | Infusion Pumps; General-Purpose (PCU) | 58060 | 8015 ALARIS PC | ALARIS MEDICAL SYSTEMS INC SUB CARDINAL HEALTH INC | 2146 | Purchased
CHRISTIANA |  | HOSPITAL-CH | 0 | 14165727 | DE |  | 2014-12-03 19:00 |  | Infusion Pumps; General-Purpose (PCU) | 58259 | 8015 ALARIS PC | ALARIS MEDICAL SYSTEMS INC SUB CARDINAL HEALTH INC | 2146 | Purchased
CHRISTIANA |  | HOSPITAL-CH | 0 | 14225031 | DE |  | 2014-12-03 19:00 |  | Infusion Pumps; General-Purpose (PCU) | 55338 | 8015 ALARIS PC | ALARIS MEDICAL SYSTEMS INC SUB CARDINAL HEALTH INC | 2146 | Purchased
CHRISTIANA |  | Stoney Batter Medical Pavilion | 0 | 14224949 | DE |  | 2014-12-03 19:00 |  | Infusion Pumps; General-Purpose (PCU) | 55340 | 8015 ALARIS PC | ALARIS MEDICAL SYSTEMS INC SUB CARDINAL HEALTH INC | 2146 | Purchased
CHRISTIANA |  | HOSPITAL-CH | 0 | 14226385 | DE |  | 2014-12-03 19:00 |  | Infusion Pumps; General-Purpose (PCU) | 58061 | 8015 ALARIS PC | ALARIS MEDICAL SYSTEMS INC SUB CARDINAL HEALTH INC | 2146 | Purchased
CHRISTIANA |  | HOSPITAL-CH | 0 | 14209024 | DE |  | 2014-12-03 19:00 |  | Infusion Pumps; General-Purpose (PCU) | 58146 | 8015 ALARIS PC | ALARIS MEDICAL SYSTEMS INC SUB CARDINAL HEALTH INC | 2146 | Purchased
CHRISTIANA |  | HOSPITAL-CH | 0 | 15139996 | DE |  | 2018-06-11 20:00 |  | Infusion Pumps; General-Purpose (PCU) | 67542 | 8015 ALARIS PC | ALARIS MEDICAL SYSTEMS INC SUB CARDINAL HEALTH INC | 2416 | Purchased
CHRISTIANA |  | HOSPITAL-CH | 0 | 14159197 | DE |  | 2014-12-03 19:00 |  | Infusion Pumps; General-Purpose (PCU) | 56663 | 8015 ALARIS PC | ALARIS MEDICAL SYSTEMS INC SUB CARDINAL HEALTH INC | 2146 | Purchased
CHRISTIANA |  | HOSPITAL-CH | 0 | 14224787 | DE |  | 2014-12-03 19:00 |  | Infusion Pumps; General-Purpose (PCU) | 56082 | 8015 ALARIS PC | ALARIS MEDICAL SYSTEMS INC SUB CARDINAL HEALTH INC | 2146 | Purchased
CHRISTIANA |  | HOSPITAL-CH | 0 | 14224791 | DE |  | 2014-12-03 19:00 |  | Infusion Pumps; General-Purpose (PCU) | 56084 | 8015 ALARIS PC | ALARIS MEDICAL SYSTEMS INC SUB CARDINAL HEALTH INC | 2146 | Purchased
CHRISTIANA |  | HOSPITAL-CH | 0 | 14226308 | DE |  | 2014-12-03 19:00 |  | Infusion Pumps; General-Purpose (PCU) | 59206 | 8015 ALARIS PC | ALARIS MEDICAL SYSTEMS INC SUB CARDINAL HEALTH INC | 2146 | Purchased
CHRISTIANA |  | HOSPITAL-CH | 0 | 14226354 | DE |  | 2014-12-03 19:00 |  | Infusion Pumps; General-Purpose (PCU) | 59204 | 8015 ALARIS PC | ALARIS MEDICAL SYSTEMS INC SUB CARDINAL HEALTH INC | 2146 | Purchased
CHRISTIANA |  | HOSPITAL-CH | 0 | 14217869 | DE |  | 2014-12-03 19:00 |  | Infusion Pumps; General-Purpose (PCU) | 56341 | 8015 ALARIS PC | ALARIS MEDICAL SYSTEMS INC SUB CARDINAL HEALTH INC | 2146 | Purchased
CHRISTIANA |  | HOSPITAL-WH | 0 | 14223997 | DE |  | 2014-12-03 19:00 |  | Infusion Pumps; General-Purpose (PCU) | 55516 | 8015 ALARIS PC | ALARIS MEDICAL SYSTEMS INC SUB CARDINAL HEALTH INC | 2146 | Purchased
CHRISTIANA |  | HOSPITAL-CH | 0 | 14223953 | DE |  | 2014-12-03 19:00 |  | Infusion Pumps; General-Purpose (PCU) | 55519 | 8015 ALARIS PC | ALARIS MEDICAL SYSTEMS INC SUB CARDINAL HEALTH INC | 2146 | Purchased
CHRISTIANA |  | HOSPITAL-CH | 0 | 14166459 | DE |  | 2014-12-03 19:00 |  | Infusion Pumps; General-Purpose (PCU) | 56214 | 8015 ALARIS PC | ALARIS MEDICAL SYSTEMS INC SUB CARDINAL HEALTH INC | 2146 | Purchased
CHRISTIANA |  | HOSPITAL-CH | 0 | 14217180 | DE |  | 2014-12-03 19:00 |  | Infusion Pumps; General-Purpose (PCU) | 56216 | 8015 ALARIS PC | ALARIS MEDICAL SYSTEMS INC SUB CARDINAL HEALTH INC | 2146 | Purchased
CHRISTIANA |  | HOSPITAL-CH | 0 | 14159105 | DE |  | 2014-12-03 19:00 |  | Infusion Pumps; General-Purpose (PCU) | 55703 | 8015 ALARIS PC | ALARIS MEDICAL SYSTEMS INC SUB CARDINAL HEALTH INC | 2146 | Purchased
CHRISTIANA |  | HOSPITAL-CH | 0 | 14158862 | DE |  | 2014-12-03 19:00 |  | Infusion Pumps; General-Purpose (PCU) | 55705 | 8015 ALARIS PC | ALARIS MEDICAL SYSTEMS INC SUB CARDINAL HEALTH INC | 2146 | Purchased
CHRISTIANA |  | HOSPITAL-CH | 0 | 14224841 | DE |  | 2014-12-03 19:00 |  | Infusion Pumps; General-Purpose (PCU) | 56014 | 8015 ALARIS PC | ALARIS MEDICAL SYSTEMS INC SUB CARDINAL HEALTH INC | 2146 | Purchased
CHRISTIANA |  | HOSPITAL-CH | 0 | 14224904 | DE |  | 2014-12-03 19:00 |  | Infusion Pumps; General-Purpose (PCU) | 56018 | 8015 ALARIS PC | ALARIS MEDICAL SYSTEMS INC SUB CARDINAL HEALTH INC | 2146 | Purchased
CHRISTIANA |  | HOSPITAL-WH | 0 | 14201206 | DE |  | 2014-12-03 19:00 |  | Infusion Pumps; General-Purpose (PCU) | 58149 | 8015 ALARIS PC | ALARIS MEDICAL SYSTEMS INC SUB CARDINAL HEALTH INC | 2146 | Purchased
CHRISTIANA |  | HOSPITAL-CH | 0 | 14201117 | DE |  | 2014-12-03 19:00 |  | Infusion Pumps; General-Purpose (PCU) | 58105 | 8015 ALARIS PC | ALARIS MEDICAL SYSTEMS INC SUB CARDINAL HEALTH INC | 2146 | Purchased
CHRISTIANA |  | HOSPITAL-CH | 0 | 14200673 | DE |  | 2014-12-03 19:00 |  | Infusion Pumps; General-Purpose (PCU) | 58216 | 8015 ALARIS PC | ALARIS MEDICAL SYSTEMS INC SUB CARDINAL HEALTH INC | 2146 | Purchased
CHRISTIANA |  | HOSPITAL-CH | 0 | 14201156 | DE |  | 2014-12-03 19:00 |  | Infusion Pumps; General-Purpose (PCU) | 58218 | 8015 ALARIS PC | ALARIS MEDICAL SYSTEMS INC SUB CARDINAL HEALTH INC | 2146 | Purchased
CHRISTIANA |  | HOSPITAL-CH | 0 | 14225219 | DE |  | 2014-12-03 19:00 |  | Infusion Pumps; General-Purpose (PCU) | 55321 | 8015 ALARIS PC | ALARIS MEDICAL SYSTEMS INC SUB CARDINAL HEALTH INC | 2146 | Purchased
CHRISTIANA |  | HOSPITAL-WH | 0 | 14225038 | DE |  | 2014-12-03 19:00 |  | Infusion Pumps; General-Purpose (PCU) | 55323 | 8015 ALARIS PC | ALARIS MEDICAL SYSTEMS INC SUB CARDINAL HEALTH INC | 2146 | Purchased
CHRISTIANA |  | HOSPITAL-CH | 0 | 15079740 | DE |  | 2018-06-11 20:00 |  | Infusion Pumps; General-Purpose (PCU) | 67608 | 8015 ALARIS PC | ALARIS MEDICAL SYSTEMS INC SUB CARDINAL HEALTH INC | 2416 | Purchased
CHRISTIANA |  | CANCER CENTER | 0 | 14948199 | DE |  | 2017-08-01 20:00 |  | Infusion Pumps; General-Purpose (PCU) | 64971 | 8015 ALARIS PC | ALARIS MEDICAL SYSTEMS INC SUB CARDINAL HEALTH INC | 720.3 | Purchased
CHRISTIANA |  | HOSPITAL-WH | 0 | 14223323 | DE |  | 2014-12-03 19:00 |  | Infusion Pumps; General-Purpose (PCU) | 59232 | 8015 ALARIS PC | ALARIS MEDICAL SYSTEMS INC SUB CARDINAL HEALTH INC | 2146 | Purchased
CHRISTIANA |  | HOSPITAL-CH | 0 | 14166590 | DE |  | 2014-12-03 19:00 |  | Infusion Pumps; General-Purpose (PCU) | 56183 | 8015 ALARIS PC | ALARIS MEDICAL SYSTEMS INC SUB CARDINAL HEALTH INC | 2146 | Purchased
CHRISTIANA |  | HOSPITAL-CH | 0 | 14165666 | DE |  | 2014-12-03 19:00 |  | Infusion Pumps; General-Purpose (PCU) | 56185 | 8015 ALARIS PC | ALARIS MEDICAL SYSTEMS INC SUB CARDINAL HEALTH INC | 2146 | Purchased
CHRISTIANA |  | HOSPITAL-CH | 0 | 12721531 | DE |  | 2017-08-01 20:00 |  | Infusion Pumps; General-Purpose (PCU) | 65528 | 8015 ALARIS PC | ALARIS MEDICAL SYSTEMS INC SUB CARDINAL HEALTH INC | 720.3 | Purchased
CHRISTIANA |  | HOSPITAL-CH | 0 | 14224784 | DE |  | 2014-12-03 19:00 |  | Infusion Pumps; General-Purpose (PCU) | 56135 | 8015 ALARIS PC | ALARIS MEDICAL SYSTEMS INC SUB CARDINAL HEALTH INC | 2146 | Purchased
CHRISTIANA |  | HOSPITAL-CH | 0 | 14224994 | DE |  | 2014-12-03 19:00 |  | Infusion Pumps; General-Purpose (PCU) | 56137 | 8015 ALARIS PC | ALARIS MEDICAL SYSTEMS INC SUB CARDINAL HEALTH INC | 2146 | Purchased
CHRISTIANA |  | HOSPITAL-CH | 0 | 15139904 | DE |  | 2018-06-11 20:00 |  | Infusion Pumps; General-Purpose (PCU) | 67530 | 8015 ALARIS PC | ALARIS MEDICAL SYSTEMS INC SUB CARDINAL HEALTH INC | 2416 | Purchased
CHRISTIANA |  | CANCER CENTER | 0 | 12721621 | DE |  | 2014-12-03 19:00 |  | Infusion Pumps; General-Purpose (PCU) | 63736 | 8015 ALARIS PC | ALARIS MEDICAL SYSTEMS INC SUB CARDINAL HEALTH INC | 895 | Purchased
CHRISTIANA |  | HOSPITAL-WH | 0 | 14166398 | DE |  | 2014-12-03 19:00 |  | Infusion Pumps; General-Purpose (PCU) | 59501 | 8015 ALARIS PC | ALARIS MEDICAL SYSTEMS INC SUB CARDINAL HEALTH INC | 2146 | Purchased
CHRISTIANA |  | HOSPITAL-WH | 0 | 14208688 | DE |  | 2014-12-03 19:00 |  | Infusion Pumps; General-Purpose (PCU) | 59424 | 8015 ALARIS PC | ALARIS MEDICAL SYSTEMS INC SUB CARDINAL HEALTH INC | 2146 | Purchased
CHRISTIANA |  | HOSPITAL-CH | 0 | 14201052 | DE |  | 2014-12-03 19:00 |  | Infusion Pumps; General-Purpose (PCU) | 59448 | 8015 ALARIS PC | ALARIS MEDICAL SYSTEMS INC SUB CARDINAL HEALTH INC | 2146 | Purchased
CHRISTIANA |  | HOSPITAL-CH | 0 | 14201076 | DE |  | 2014-12-03 19:00 |  | Infusion Pumps; General-Purpose (PCU) | 59450 | 8015 ALARIS PC | ALARIS MEDICAL SYSTEMS INC SUB CARDINAL HEALTH INC | 2146 | Purchased
CHRISTIANA |  | HOSPITAL-CH | 0 | 14211665 | DE |  | 2014-12-03 19:00 |  | Infusion Pumps; General-Purpose (PCU) | 55534 | 8015 ALARIS PC | ALARIS MEDICAL SYSTEMS INC SUB CARDINAL HEALTH INC | 2146 | Purchased
CHRISTIANA |  | HOSPITAL-CH | 0 | 15079863 | DE |  | 2018-06-11 20:00 |  | Infusion Pumps; General-Purpose (PCU) | 67609 | 8015 ALARIS PC | ALARIS MEDICAL SYSTEMS INC SUB CARDINAL HEALTH INC | 2416 | Purchased
CHRISTIANA |  | HOSPITAL-CH | 0 | 14222828 | DE |  | 2014-12-03 19:00 |  | Infusion Pumps; General-Purpose (PCU) | 56050 | 8015 ALARIS PC | ALARIS MEDICAL SYSTEMS INC SUB CARDINAL HEALTH INC | 2146 | Purchased
CHRISTIANA |  | Union Professional Building Elkton | 0 | 14222935 | MD |  | 2014-12-03 19:00 |  | Infusion Pumps; General-Purpose (PCU) | 56052 | 8015 ALARIS PC | ALARIS MEDICAL SYSTEMS INC SUB CARDINAL HEALTH INC | 2146 | Purchased
CHRISTIANA |  | HOSPITAL-CH | 0 | 14223183 | DE |  | 2014-12-03 19:00 |  | Infusion Pumps; General-Purpose (PCU) | 56111 | 8015 ALARIS PC | ALARIS MEDICAL SYSTEMS INC SUB CARDINAL HEALTH INC | 2146 | Purchased
CHRISTIANA |  | HOSPITAL-CH | 0 | 14217610 | DE |  | 2014-12-03 19:00 |  | Infusion Pumps; General-Purpose (PCU) | 56503 | 8015 ALARIS PC | ALARIS MEDICAL SYSTEMS INC SUB CARDINAL HEALTH INC | 2146 | Purchased
CHRISTIANA |  | HOSPITAL-CH | 0 | 14202243 | DE |  | 2014-12-03 19:00 |  | Infusion Pumps; General-Purpose (PCU) | 59155 | 8015 ALARIS PC | ALARIS MEDICAL SYSTEMS INC SUB CARDINAL HEALTH INC | 2146 | Purchased
CHRISTIANA |  | HOSPITAL-CH | 0 | 14224926 | DE |  | 2014-12-03 19:00 |  | Infusion Pumps; General-Purpose (PCU) | 59230 | 8015 ALARIS PC | ALARIS MEDICAL SYSTEMS INC SUB CARDINAL HEALTH INC | 2146 | Purchased
CHRISTIANA |  | HOSPITAL-CH | 0 | 14225731 | DE |  | 2014-12-03 19:00 |  | Infusion Pumps; General-Purpose (PCU) | 59237 | 8015 ALARIS PC | ALARIS MEDICAL SYSTEMS INC SUB CARDINAL HEALTH INC | 2146 | Purchased
CHRISTIANA |  | CANCER CENTER | 0 | 14947076 | DE |  | 2017-08-01 20:00 |  | Infusion Pumps; General-Purpose (PCU) | 64964 | 8015 ALARIS PC | ALARIS MEDICAL SYSTEMS INC SUB CARDINAL HEALTH INC | 720.3 | Purchased
CHRISTIANA |  | HOSPITAL-CH | 0 | 14159578 | DE |  | 2014-12-03 19:00 |  | Infusion Pumps; General-Purpose (PCU) | 56520 | 8015 ALARIS PC | ALARIS MEDICAL SYSTEMS INC SUB CARDINAL HEALTH INC | 2146 | Purchased
CHRISTIANA |  | HOSPITAL-CH | 0 | 14159338 | DE |  | 2014-12-03 19:00 |  | Infusion Pumps; General-Purpose (PCU) | 56522 | 8015 ALARIS PC | ALARIS MEDICAL SYSTEMS INC SUB CARDINAL HEALTH INC | 2146 | Purchased
CHRISTIANA |  | HOSPITAL-CH | 0 | 14212430 | DE |  | 2014-12-03 19:00 |  | Infusion Pumps; General-Purpose (LVP) | 55154 | 8100 ALARIS PUMP | ALARIS MEDICAL SYSTEMS INC SUB CARDINAL HEALTH IN | 2146 | Purchased
CHRISTIANA |  | HOSPITAL-CH | 0 | 14212659 | DE |  | 2014-12-03 19:00 |  | Infusion Pumps; General-Purpose (PCU) | 55155 | 8015 ALARIS PC | ALARIS MEDICAL SYSTEMS INC SUB CARDINAL HEALTH INC | 2146 | Purchased
CHRISTIANA |  | HOSPITAL-WH | 0 | 14166369 | DE |  | 2014-12-03 19:00 |  | Infusion Pumps; General-Purpose (PCU) | 56589 | 8015 ALARIS PC | ALARIS MEDICAL SYSTEMS INC SUB CARDINAL HEALTH INC | 2146 | Purchased
CHRISTIANA |  | CANCER CENTER | 0 | 14947748 | DE |  | 2017-08-01 20:00 |  | Infusion Pumps; General-Purpose (PCU) | 64975 | 8015 ALARIS PC | ALARIS MEDICAL SYSTEMS INC SUB CARDINAL HEALTH INC | 720.3 | Purchased
CHRISTIANA |  | HOSPITAL-WH | 0 | 14159078 | DE |  | 2014-12-03 19:00 |  | Infusion Pumps; General-Purpose (PCU) | 58244 | 8015 ALARIS PC | ALARIS MEDICAL SYSTEMS INC SUB CARDINAL HEALTH INC | 2146 | Purchased
CHRISTIANA |  | HOSPITAL-CH | 0 | 14209348 | DE |  | 2014-12-03 19:00 |  | Infusion Pumps; General-Purpose (PCU) | 58144 | 8015 ALARIS PC | ALARIS MEDICAL SYSTEMS INC SUB CARDINAL HEALTH INC | 2146 | Purchased
CHRISTIANA |  | CANCER CENTER | 0 | 14208987 | DE |  | 2014-12-03 19:00 |  | Infusion Pumps; General-Purpose (PCU) | 58142 | 8015 ALARIS PC | ALARIS MEDICAL SYSTEMS INC SUB CARDINAL HEALTH INC | 2146 | Purchased
CHRISTIANA |  | HOSPITAL-CH | 0 | 14224008 | DE |  | 2014-12-03 19:00 |  | Infusion Pumps; General-Purpose (PCU) | 55507 | 8015 ALARIS PC | ALARIS MEDICAL SYSTEMS INC SUB CARDINAL HEALTH INC | 2146 | Purchased
CHRISTIANA |  | HOSPITAL-CH | 0 | 14158697 | DE |  | 2014-12-03 19:00 |  | Infusion Pumps; General-Purpose (PCU) | 56668 | 8015 ALARIS PC | ALARIS MEDICAL SYSTEMS INC SUB CARDINAL HEALTH INC | 2146 | Purchased
CHRISTIANA |  | HOSPITAL-CH | 0 | 14224623 | DE |  | 2014-12-03 19:00 |  | Infusion Pumps; General-Purpose (PCU) | 56085 | 8015 ALARIS PC | ALARIS MEDICAL SYSTEMS INC SUB CARDINAL HEALTH INC | 2146 | Purchased
CHRISTIANA |  | HOSPITAL-CH | 0 | 14217669 | DE |  | 2014-12-03 19:00 |  | Infusion Pumps; General-Purpose (PCU) | 56340 | 8015 ALARIS PC | ALARIS MEDICAL SYSTEMS INC SUB CARDINAL HEALTH INC | 2146 | Purchased
CHRISTIANA |  | HOSPITAL-CH | 0 | 14211739 | DE |  | 2014-12-03 19:00 |  | Infusion Pumps; General-Purpose (PCU) | 55522 | 8015 ALARIS PC | ALARIS MEDICAL SYSTEMS INC SUB CARDINAL HEALTH INC | 2146 | Purchased
CHRISTIANA |  | HOSPITAL-CH | 0 | 14166206 | DE |  | 2014-12-03 19:00 |  | Infusion Pumps; General-Purpose (PCU) | 56544 | 8015 ALARIS PC | ALARIS MEDICAL SYSTEMS INC SUB CARDINAL HEALTH INC | 2146 | Purchased
CHRISTIANA |  | HOSPITAL-CH | 0 | 14224789 | DE |  | 2014-12-03 19:00 |  | Infusion Pumps; General-Purpose (PCU) | 56002 | 8015 ALARIS PC | ALARIS MEDICAL SYSTEMS INC SUB CARDINAL HEALTH INC | 2146 | Purchased
CHRISTIANA |  | HOSPITAL-CH | 0 | 14224627 | DE |  | 2014-12-03 19:00 |  | Infusion Pumps; General-Purpose (PCU) | 56004 | 8015 ALARIS PC | ALARIS MEDICAL SYSTEMS INC SUB CARDINAL HEALTH INC | 2146 | Purchased
CHRISTIANA |  | HOSPITAL-CH | 0 | 14223646 | DE |  | 2014-12-03 19:00 |  | Infusion Pumps; General-Purpose (PCU) | 56220 | 8015 ALARIS PC | ALARIS MEDICAL SYSTEMS INC SUB CARDINAL HEALTH INC | 2146 | Purchased
CHRISTIANA |  | HOSPITAL-CH | 0 | 14217619 | DE |  | 2014-12-03 19:00 |  | Infusion Pumps; General-Purpose (PCU) | 56413 | 8015 ALARIS PC | ALARIS MEDICAL SYSTEMS INC SUB CARDINAL HEALTH INC | 2146 | Purchased
CHRISTIANA |  | HOSPITAL-CH | 0 | 14217985 | DE |  | 2014-12-03 19:00 |  | Infusion Pumps; General-Purpose (PCU) | 56411 | 8015 ALARIS PC | ALARIS MEDICAL SYSTEMS INC SUB CARDINAL HEALTH INC | 2146 | Purchased
CHRISTIANA |  | HOSPITAL-CH | 0 | 14223918 | DE |  | 2014-12-03 19:00 |  | Infusion Pumps; General-Purpose (PCU) | 55472 | 8015 ALARIS PC | ALARIS MEDICAL SYSTEMS INC SUB CARDINAL HEALTH INC | 2146 | Purchased
CHRISTIANA |  | HOSPITAL-CH | 0 | 14223985 | DE |  | 2014-12-03 19:00 |  | Infusion Pumps; General-Purpose (PCU) | 55474 | 8015 ALARIS PC | ALARIS MEDICAL SYSTEMS INC SUB CARDINAL HEALTH INC | 2146 | Purchased
CHRISTIANA |  | HOSPITAL-CH | 0 | 14159490 | DE |  | 2014-12-03 19:00 |  | Infusion Pumps; General-Purpose (PCU) | 55708 | 8015 ALARIS PC | ALARIS MEDICAL SYSTEMS INC SUB CARDINAL HEALTH INC | 2146 | Purchased
CHRISTIANA |  | HOSPITAL-CH | 0 | 14158938 | DE |  | 2014-12-03 19:00 |  | Infusion Pumps; General-Purpose (PCU) | 55710 | 8015 ALARIS PC | ALARIS MEDICAL SYSTEMS INC SUB CARDINAL HEALTH INC | 2146 | Purchased
CHRISTIANA |  | HOSPITAL-CH | 0 | 14223889 | DE |  | 2014-12-03 19:00 |  | Infusion Pumps; General-Purpose (PCU) | 56021 | 8015 ALARIS PC | ALARIS MEDICAL SYSTEMS INC SUB CARDINAL HEALTH INC | 2146 | Purchased
CHRISTIANA |  | HOSPITAL-CH | 0 | 14222819 | DE |  | 2014-12-03 19:00 |  | Infusion Pumps; General-Purpose (PCU) | 56023 | 8015 ALARIS PC | ALARIS MEDICAL SYSTEMS INC SUB CARDINAL HEALTH INC | 2146 | Purchased
CHRISTIANA |  | CANCER CENTER | 0 | 14927217 | DE |  | 2017-08-01 20:00 |  | Infusion Pumps; General-Purpose (PCU) | 64989 | 8015 ALARIS PC | ALARIS MEDICAL SYSTEMS INC SUB CARDINAL HEALTH INC | 720.3 | Purchased
CHRISTIANA |  | CANCER CENTER | 0 | 14166320 | DE |  | 2014-12-03 19:00 |  | Infusion Pumps; General-Purpose (PCU) | 58219 | 8015 ALARIS PC | ALARIS MEDICAL SYSTEMS INC SUB CARDINAL HEALTH INC | 2146 | Purchased
CHRISTIANA |  | HOSPITAL-CH | 0 | 14166306 | DE |  | 2014-12-03 19:00 |  | Infusion Pumps; General-Purpose (PCU) | 56235 | 8015 ALARIS PC | ALARIS MEDICAL SYSTEMS INC SUB CARDINAL HEALTH INC | 2146 | Purchased
CHRISTIANA |  | HOSPITAL-CH | 0 | 14165788 | DE |  | 2014-12-03 19:00 |  | Infusion Pumps; General-Purpose (PCU) | 56237 | 8015 ALARIS PC | ALARIS MEDICAL SYSTEMS INC SUB CARDINAL HEALTH INC | 2146 | Purchased
CHRISTIANA |  | HOSPITAL-CH | 0 | 14224619 | DE |  | 2014-12-03 19:00 |  | Infusion Pumps; General-Purpose (PCU) | 55326 | 8015 ALARIS PC | ALARIS MEDICAL SYSTEMS INC SUB CARDINAL HEALTH INC | 2146 | Purchased
CHRISTIANA |  | HOSPITAL-CH | 0 | 14166236 | DE |  | 2014-12-03 19:00 |  | Infusion Pumps; General-Purpose (PCU) | 56186 | 8015 ALARIS PC | ALARIS MEDICAL SYSTEMS INC SUB CARDINAL HEALTH INC | 2146 | Purchased
CHRISTIANA |  | HOSPITAL-CH | 0 | 14166440 | DE |  | 2014-12-03 19:00 |  | Infusion Pumps; General-Purpose (PCU) | 56188 | 8015 ALARIS PC | ALARIS MEDICAL SYSTEMS INC SUB CARDINAL HEALTH INC | 2146 | Purchased
CHRISTIANA |  | HOSPITAL-WH | 0 | 14226366 | DE |  | 2014-12-03 19:00 |  | Infusion Pumps; General-Purpose (PCU) | 59223 | 8015 ALARIS PC | ALARIS MEDICAL SYSTEMS INC SUB CARDINAL HEALTH INC | 2146 | Purchased
CHRISTIANA |  | HOSPITAL-CH | 0 | 14202857 | DE |  | 2014-12-03 19:00 |  | Infusion Pumps; General-Purpose (PCU) | 59186 | 8015 ALARIS PC | ALARIS MEDICAL SYSTEMS INC SUB CARDINAL HEALTH INC | 2146 | Purchased
CHRISTIANA |  | HOSPITAL-CH | 0 | 14159360 | DE |  | 2014-12-03 19:00 |  | Infusion Pumps; General-Purpose (PCU) | 55740 | 8015 ALARIS PC | ALARIS MEDICAL SYSTEMS INC SUB CARDINAL HEALTH INC | 2146 | Purchased
CHRISTIANA |  | HOSPITAL-CH | 0 | 14158798 | DE |  | 2014-12-03 19:00 |  | Infusion Pumps; General-Purpose (PCU) | 56558 | 8015 ALARIS PC | ALARIS MEDICAL SYSTEMS INC SUB CARDINAL HEALTH INC | 2146 | Purchased
CHRISTIANA |  | Union Professional Building Elkton | 0 | 14226186 | MD |  | 2014-12-03 19:00 |  | Infusion Pumps; General-Purpose (PCU) | 59241 | 8015 ALARIS PC | ALARIS MEDICAL SYSTEMS INC SUB CARDINAL HEALTH INC | 2146 | Purchased
CHRISTIANA |  | HOSPITAL-CH | 0 | 14166873 | DE |  | 2014-12-03 19:00 |  | Infusion Pumps; General-Purpose (PCU) | 59505 | 8015 ALARIS PC | ALARIS MEDICAL SYSTEMS INC SUB CARDINAL HEALTH INC | 2146 | Purchased
CHRISTIANA |  | HOSPITAL-CH | 0 | 14224844 | DE |  | 2014-12-03 19:00 |  | Infusion Pumps; General-Purpose (PCU) | 55311 | 8015 ALARIS PC | ALARIS MEDICAL SYSTEMS INC SUB CARDINAL HEALTH INC | 2146 | Purchased
CHRISTIANA |  | HOSPITAL-CH | 0 | 14224846 | DE |  | 2014-12-03 19:00 |  | Infusion Pumps; General-Purpose (PCU) | 55313 | 8015 ALARIS PC | ALARIS MEDICAL SYSTEMS INC SUB CARDINAL HEALTH INC | 2146 | Purchased
CHRISTIANA |  | HOSPITAL-CH | 0 | 14201012 | DE |  | 2014-12-03 19:00 |  | Infusion Pumps; General-Purpose (PCU) | 59453 | 8015 ALARIS PC | ALARIS MEDICAL SYSTEMS INC SUB CARDINAL HEALTH INC | 2146 | Purchased
CHRISTIANA |  | HOSPITAL-CH | 0 | 14201160 | DE |  | 2014-12-03 19:00 |  | Infusion Pumps; General-Purpose (PCU) | 59455 | 8015 ALARIS PC | ALARIS MEDICAL SYSTEMS INC SUB CARDINAL HEALTH INC | 2146 | Purchased
CHRISTIANA |  | HOSPITAL-CH | 0 | 14211330 | DE |  | 2014-12-03 19:00 |  | Infusion Pumps; General-Purpose (PCU) | 55535 | 8015 ALARIS PC | ALARIS MEDICAL SYSTEMS INC SUB CARDINAL HEALTH INC | 2146 | Purchased
CHRISTIANA |  | HOSPITAL-CH | 0 | 14211663 | DE |  | 2014-12-03 19:00 |  | Infusion Pumps; General-Purpose (PCU) | 55537 | 8015 ALARIS PC | ALARIS MEDICAL SYSTEMS INC SUB CARDINAL HEALTH INC | 2146 | Purchased
CHRISTIANA |  | HOSPITAL-CH | 0 | 14224652 | DE |  | 2014-12-03 19:00 |  | Infusion Pumps; General-Purpose (PCU) | 56016 | 8015 ALARIS PC | ALARIS MEDICAL SYSTEMS INC SUB CARDINAL HEALTH INC | 2146 | Purchased
CHRISTIANA |  | MIDDLETOWN ED | 0 | 14218056 | DE |  | 2014-12-03 19:00 |  | Infusion Pumps; General-Purpose (PCU) | 56482 | 8015 ALARIS PC | ALARIS MEDICAL SYSTEMS INC SUB CARDINAL HEALTH INC | 2146 | Purchased
CHRISTIANA |  | HOSPITAL-CH | 0 | 14201761 | DE |  | 2014-12-03 19:00 |  | Infusion Pumps; General-Purpose (PCU) | 59158 | 8015 ALARIS PC | ALARIS MEDICAL SYSTEMS INC SUB CARDINAL HEALTH INC | 2146 | Purchased
CHRISTIANA |  | HOSPITAL-CH | 0 | 14224929 | DE |  | 2014-12-03 19:00 |  | Infusion Pumps; General-Purpose (PCU) | 59235 | 8015 ALARIS PC | ALARIS MEDICAL SYSTEMS INC SUB CARDINAL HEALTH INC | 2146 | Purchased
CHRISTIANA |  | HOSPITAL-CH | 0 | 14225256 | DE |  | 2014-12-03 19:00 |  | Infusion Pumps; General-Purpose (PCU) | 59238 | 8015 ALARIS PC | ALARIS MEDICAL SYSTEMS INC SUB CARDINAL HEALTH INC | 2146 | Purchased
CHRISTIANA |  | HOSPITAL-WH | 0 | 14201544 | DE |  | 2014-12-03 19:00 |  | Infusion Pumps; General-Purpose (PCU) | 58191 | 8015 ALARIS PC | ALARIS MEDICAL SYSTEMS INC SUB CARDINAL HEALTH INC | 2146 | Purchased
CHRISTIANA |  | HOSPITAL-CH | 0 | 14209075 | DE |  | 2014-12-03 19:00 |  | Infusion Pumps; General-Purpose (PCU) | 58122 | 8015 ALARIS PC | ALARIS MEDICAL SYSTEMS INC SUB CARDINAL HEALTH INC | 2146 | Purchased
CHRISTIANA |  | HOSPITAL-CH | 0 | 14159207 | DE |  | 2014-12-03 19:00 |  | Infusion Pumps; General-Purpose (PCU) | 56588 | 8015 ALARIS PC | ALARIS MEDICAL SYSTEMS INC SUB CARDINAL HEALTH INC | 2146 | Purchased
CHRISTIANA |  | HOSPITAL-CH | 0 | 14158982 | DE |  | 2014-12-03 19:00 |  | Infusion Pumps; General-Purpose (PCU) | 56590 | 8015 ALARIS PC | ALARIS MEDICAL SYSTEMS INC SUB CARDINAL HEALTH INC | 2146 | Purchased
CHRISTIANA |  | HOSPITAL-WH | 0 | 14165696 | DE |  | 2014-12-03 19:00 |  | Infusion Pumps; General-Purpose (PCU) | 58232 | 8015 ALARIS PC | ALARIS MEDICAL SYSTEMS INC SUB CARDINAL HEALTH INC | 2146 | Purchased
CHRISTIANA |  | HOSPITAL-CH | 0 | 14224838 | DE |  | 2014-12-03 19:00 |  | Infusion Pumps; General-Purpose (PCU) | 55342 | 8015 ALARIS PC | ALARIS MEDICAL SYSTEMS INC SUB CARDINAL HEALTH INC | 2146 | Purchased
CHRISTIANA |  | HOSPITAL-CH | 0 | 14201606 | DE |  | 2014-12-03 19:00 |  | Infusion Pumps; General-Purpose (PCU) | 58143 | 8015 ALARIS PC | ALARIS MEDICAL SYSTEMS INC SUB CARDINAL HEALTH INC | 2146 | Purchased
CHRISTIANA |  | HOSPITAL-CH | 0 | 14208610 | DE |  | 2014-12-03 19:00 |  | Infusion Pumps; General-Purpose (PCU) | 58141 | 8015 ALARIS PC | ALARIS MEDICAL SYSTEMS INC SUB CARDINAL HEALTH INC | 2146 | Purchased
CHRISTIANA |  | HOSPITAL-CH | 0 | 14224114 | DE |  | 2014-12-03 19:00 |  | Infusion Pumps; General-Purpose (PCU) | 55506 | 8015 ALARIS PC | ALARIS MEDICAL SYSTEMS INC SUB CARDINAL HEALTH INC | 2146 | Purchased
CHRISTIANA |  | HOSPITAL-CH | 0 | 14159209 | DE |  | 2014-12-03 19:00 |  | Infusion Pumps; General-Purpose (PCU) | 56667 | 8015 ALARIS PC | ALARIS MEDICAL SYSTEMS INC SUB CARDINAL HEALTH INC | 2146 | Purchased
CHRISTIANA |  | HOSPITAL-CH | 0 | 14159198 | DE |  | 2014-12-03 19:00 |  | Infusion Pumps; General-Purpose (PCU) | 56669 | 8015 ALARIS PC | ALARIS MEDICAL SYSTEMS INC SUB CARDINAL HEALTH INC | 2146 | Purchased
CHRISTIANA |  | HOSPITAL-CH | 0 | 14226365 | DE |  | 2014-12-03 19:00 |  | Infusion Pumps; General-Purpose (PCU) | 59202 | 8015 ALARIS PC | ALARIS MEDICAL SYSTEMS INC SUB CARDINAL HEALTH INC | 2146 | Purchased
CHRISTIANA |  | HOSPITAL-CH | 0 | 15079686 | DE |  | 2018-06-11 20:00 |  | Infusion Pumps; General-Purpose (PCU) | 67615 | 8015 ALARIS PC | ALARIS MEDICAL SYSTEMS INC SUB CARDINAL HEALTH INC | 2416 | Purchased
CHRISTIANA |  | HOSPITAL-CH | 0 | 14217693 | DE |  | 2014-12-03 19:00 |  | Infusion Pumps; General-Purpose (PCU) | 56339 | 8015 ALARIS PC | ALARIS MEDICAL SYSTEMS INC SUB CARDINAL HEALTH INC | 2146 | Purchased
CHRISTIANA |  | Union Professional Building Elkton | 0 | 15079857 | MD |  | 2018-06-11 20:00 |  | Infusion Pumps; General-Purpose (PCU) | 67592 | 8015 ALARIS PC | ALARIS MEDICAL SYSTEMS INC SUB CARDINAL HEALTH INC | 2416 | Purchased
CHRISTIANA |  | HOSPITAL-WH | 0 | 14211792 | DE |  | 2014-12-03 19:00 |  | Infusion Pumps; General-Purpose (PCU) | 55521 | 8015 ALARIS PC | ALARIS MEDICAL SYSTEMS INC SUB CARDINAL HEALTH INC | 2146 | Purchased
CHRISTIANA |  | HOSPITAL-CH | 0 | 14224655 | DE |  | 2014-12-03 19:00 |  | Infusion Pumps; General-Purpose (PCU) | 56001 | 8015 ALARIS PC | ALARIS MEDICAL SYSTEMS INC SUB CARDINAL HEALTH INC | 2146 | Purchased
CHRISTIANA |  | HOSPITAL-CH | 0 | 14224693 | DE |  | 2014-12-03 19:00 |  | Infusion Pumps; General-Purpose (PCU) | 56003 | 8015 ALARIS PC | ALARIS MEDICAL SYSTEMS INC SUB CARDINAL HEALTH INC | 2146 | Purchased
CHRISTIANA |  | HOSPITAL-CH | 0 | 14159620 | DE |  | 2014-12-03 19:00 |  | Infusion Pumps; General-Purpose (PCU) | 56218 | 8015 ALARIS PC | ALARIS MEDICAL SYSTEMS INC SUB CARDINAL HEALTH INC | 2146 | Purchased
CHRISTIANA |  | HOSPITAL-CH | 0 | 14165851 | DE |  | 2014-12-03 19:00 |  | Infusion Pumps; General-Purpose (PCU) | 56221 | 8015 ALARIS PC | ALARIS MEDICAL SYSTEMS INC SUB CARDINAL HEALTH INC | 2146 | Purchased
CHRISTIANA |  | HOSPITAL-CH | 0 | 14218043 | DE |  | 2014-12-03 19:00 |  | Infusion Pumps; General-Purpose (PCU) | 56412 | 8015 ALARIS PC | ALARIS MEDICAL SYSTEMS INC SUB CARDINAL HEALTH INC | 2146 | Purchased
CHRISTIANA |  | HOSPITAL-CH | 0 | 14223745 | DE |  | 2014-12-03 19:00 |  | Infusion Pumps; General-Purpose (PCU) | 55471 | 8015 ALARIS PC | ALARIS MEDICAL SYSTEMS INC SUB CARDINAL HEALTH INC | 2146 | Purchased
CHRISTIANA |  | HOSPITAL-CH | 0 | 14223927 | DE |  | 2014-12-03 19:00 |  | Infusion Pumps; General-Purpose (PCU) | 55473 | 8015 ALARIS PC | ALARIS MEDICAL SYSTEMS INC SUB CARDINAL HEALTH INC | 2146 | Purchased
CHRISTIANA |  | HOSPITAL-CH | 0 | 14158890 | DE |  | 2014-12-03 19:00 |  | Infusion Pumps; General-Purpose (PCU) | 55707 | 8015 ALARIS PC | ALARIS MEDICAL SYSTEMS INC SUB CARDINAL HEALTH INC | 2146 | Purchased
CHRISTIANA |  | HOSPITAL-CH | 0 | 14159214 | DE |  | 2014-12-03 19:00 |  | Infusion Pumps; General-Purpose (PCU) | 55709 | 8015 ALARIS PC | ALARIS MEDICAL SYSTEMS INC SUB CARDINAL HEALTH INC | 2146 | Purchased
CHRISTIANA |  | HOSPITAL-CH | 0 | 15079836 | DE |  | 2018-06-11 20:00 |  | Infusion Pumps; General-Purpose (PCU) | 67610 | 8015 ALARIS PC | ALARIS MEDICAL SYSTEMS INC SUB CARDINAL HEALTH INC | 2416 | Purchased
CHRISTIANA |  | HOSPITAL-CH | 0 | 14223775 | DE |  | 2014-12-03 19:00 |  | Infusion Pumps; General-Purpose (PCU) | 56020 | 8015 ALARIS PC | ALARIS MEDICAL SYSTEMS INC SUB CARDINAL HEALTH INC | 2146 | Purchased
CHRISTIANA |  | HOSPITAL-CH | 0 | 14222586 | DE |  | 2014-12-03 19:00 |  | Infusion Pumps; General-Purpose (PCU) | 56022 | 8015 ALARIS PC | ALARIS MEDICAL SYSTEMS INC SUB CARDINAL HEALTH INC | 2146 | Purchased
CHRISTIANA |  | HOSPITAL-CH | 0 | 14165853 | DE |  | 2014-12-03 19:00 |  | Infusion Pumps; General-Purpose (PCU) | 56173 | 8015 ALARIS PC | ALARIS MEDICAL SYSTEMS INC SUB CARDINAL HEALTH INC | 2146 | Purchased
CHRISTIANA |  | HOSPITAL-CH | 0 | 14166894 | DE |  | 2014-12-03 19:00 |  | Infusion Pumps; General-Purpose (PCU) | 58220 | 8015 ALARIS PC | ALARIS MEDICAL SYSTEMS INC SUB CARDINAL HEALTH INC | 2146 | Purchased
CHRISTIANA |  | HOSPITAL-CH | 0 | 15139978 | DE |  | 2018-06-11 20:00 |  | Infusion Pumps; General-Purpose (PCU) | 67572 | 8015 ALARIS PC | ALARIS MEDICAL SYSTEMS INC SUB CARDINAL HEALTH INC | 2416 | Purchased
CHRISTIANA |  | HOSPITAL-CH | 0 | 14131550 | DE |  | 2014-07-13 20:00 |  | Infusion Pumps; General-Purpose (PCU) | 58037 | 8015 ALARIS PC | ALARIS MEDICAL SYSTEMS INC SUB CARDINAL HEALTH INC | 4000 | Purchased
CHRISTIANA |  | CANCER CENTER | 0 | 14166596 | DE |  | 2014-12-03 19:00 |  | Infusion Pumps; General-Purpose (PCU) | 56234 | 8015 ALARIS PC | ALARIS MEDICAL SYSTEMS INC SUB CARDINAL HEALTH INC | 2146 | Purchased
CHRISTIANA |  | HOSPITAL-CH | 0 | 14166314 | DE |  | 2014-12-03 19:00 |  | Infusion Pumps; General-Purpose (PCU) | 56236 | 8015 ALARIS PC | ALARIS MEDICAL SYSTEMS INC SUB CARDINAL HEALTH INC | 2146 | Purchased
CHRISTIANA |  | HOSPITAL-CH | 0 | 14225089 | DE |  | 2014-12-03 19:00 |  | Infusion Pumps; General-Purpose (PCU) | 55325 | 8015 ALARIS PC | ALARIS MEDICAL SYSTEMS INC SUB CARDINAL HEALTH INC | 2146 | Purchased
CHRISTIANA |  | HOSPITAL-CH | 0 | 14166591 | DE |  | 2014-12-03 19:00 |  | Infusion Pumps; General-Purpose (PCU) | 56187 | 8015 ALARIS PC | ALARIS MEDICAL SYSTEMS INC SUB CARDINAL HEALTH INC | 2146 | Purchased
CHRISTIANA |  | HOSPITAL-CH | 0 | 14166733 | DE |  | 2014-12-03 19:00 |  | Infusion Pumps; General-Purpose (PCU) | 56189 | 8015 ALARIS PC | ALARIS MEDICAL SYSTEMS INC SUB CARDINAL HEALTH INC | 2146 | Purchased
CHRISTIANA |  | HOSPITAL-CH | 0 | 14225030 | DE |  | 2014-12-03 19:00 |  | Infusion Pumps; General-Purpose (PCU) | 58953 | 8015 ALARIS PC | ALARIS MEDICAL SYSTEMS INC SUB CARDINAL HEALTH INC | 2146 | Purchased
CHRISTIANA |  | HOSPITAL-WH | 0 | 14226213 | DE |  | 2014-12-03 19:00 |  | Infusion Pumps; General-Purpose (PCU) | 59224 | 8015 ALARIS PC | ALARIS MEDICAL SYSTEMS INC SUB CARDINAL HEALTH INC | 2146 | Purchased
CHRISTIANA |  | HOSPITAL-CH | 0 | 14158946 | DE |  | 2014-12-03 19:00 |  | Infusion Pumps; General-Purpose (PCU) | 55741 | 8015 ALARIS PC | ALARIS MEDICAL SYSTEMS INC SUB CARDINAL HEALTH INC | 2146 | Purchased
CHRISTIANA |  | HOSPITAL-WH | 0 | 14201400 | DE |  | 2014-12-03 19:00 |  | Infusion Pumps; General-Purpose (PCU) | 59310 | 8015 ALARIS PC | ALARIS MEDICAL SYSTEMS INC SUB CARDINAL HEALTH INC | 2146 | Purchased
CHRISTIANA |  | HOSPITAL-CH | 0 | 14224928 | DE |  | 2014-12-03 19:00 |  | Infusion Pumps; General-Purpose (PCU) | 55310 | 8015 ALARIS PC | ALARIS MEDICAL SYSTEMS INC SUB CARDINAL HEALTH INC | 2146 | Purchased
CHRISTIANA |  | HOSPITAL-CH | 0 | 14225220 | DE |  | 2014-12-03 19:00 |  | Infusion Pumps; General-Purpose (PCU) | 55312 | 8015 ALARIS PC | ALARIS MEDICAL SYSTEMS INC SUB CARDINAL HEALTH INC | 2146 | Purchased
CHRISTIANA |  | HOSPITAL-CH | 0 | 14200118 | DE |  | 2014-12-03 19:00 |  | Infusion Pumps; General-Purpose (PCU) | 59452 | 8015 ALARIS PC | ALARIS MEDICAL SYSTEMS INC SUB CARDINAL HEALTH INC | 2146 | Purchased
CHRISTIANA |  | HOSPITAL-CH | 0 | 14201078 | DE |  | 2014-12-03 19:00 |  | Infusion Pumps; General-Purpose (PCU) | 59454 | 8015 ALARIS PC | ALARIS MEDICAL SYSTEMS INC SUB CARDINAL HEALTH INC | 2146 | Purchased
CHRISTIANA |  | HOSPITAL-CH | 0 | 14200241 | DE |  | 2014-12-03 19:00 |  | Infusion Pumps; General-Purpose (PCU) | 59456 | 8015 ALARIS PC | ALARIS MEDICAL SYSTEMS INC SUB CARDINAL HEALTH INC | 2146 | Purchased
CHRISTIANA |  | HOSPITAL-CH | 0 | 14211626 | DE |  | 2014-12-03 19:00 |  | Infusion Pumps; General-Purpose (PCU) | 55536 | 8015 ALARIS PC | ALARIS MEDICAL SYSTEMS INC SUB CARDINAL HEALTH INC | 2146 | Purchased
CHRISTIANA |  | HOSPITAL-CH | 0 | 38211244 | DE |  |  |  | Defibrillator/Pacemakers; External | 46360 | LIFEPAK 15 | MEDTRONIC EMERGENCY RESPONSE SYSTEMS | 26061
CHRISTIANA |  | HOSPITAL-CH | 0 | 38272855 | DE |  |  |  | Defibrillator/Pacemakers; External | 46358 | LIFEPAK 15 | MEDTRONIC EMERGENCY RESPONSE SYSTEMS | 26061
CHRISTIANA |  | HOSPITAL-CH | 0 | 38221453 | DE |  |  |  | Defibrillator/Pacemakers; External | 46359 | LIFEPAK 15 | MEDTRONIC EMERGENCY RESPONSE SYSTEMS | 26061
CHRISTIANA |  | HOSPITAL-CH | 0 | 38255417 | DE |  |  |  | Defibrillator/Pacemakers; External | 46361 | LIFEPAK 15 | MEDTRONIC EMERGENCY RESPONSE SYSTEMS | 26061
CHRISTIANA |  | HOSPITAL-CH | 1785 | 632 | DE |  | 1993-10-13 20:00 |  | Lasers; Diode; Ophthalmic | 20783 | OcuLight SL | IRIS MEDICAL INSTRUMENTS INC | 25000 | Purchased
CHRISTIANA |  | HOSPITAL-CH | 1785 | 1890 | DE |  | 2009-03-01 19:00 |  | Lasers; Diode; Ophthalmic | 42555 | OcuLight SL | IRIS MEDICAL INSTRUMENTS INC | 24655 | Purchased
CHRISTIANA |  | Middletown Care Center(Sleepy Hollow) | 0 | 4754 | DE |  | 2001-07-16 20:00 |  | Tables; Examination/Treatment; Adjustable; Orthopedic; Traction | 31509 | TXE-1 | CHATTANOOGA GROUP DIV ENCORE MEDICAL CORP | 1700
CHRISTIANA |  | Foulkstone Plaza | 0 | 5K1745 | DE |  |  |  | Cryosurgical Units; General-Purpose | 32162 | MT 750 | CABOT MEDICAL CORP DIV CIRCON CORP | 0
CHRISTIANA |  | HOSPITAL-CH | 0 | 33324-01 | DE |  | 2019-03-29 08:12 |  | Cryosurgical Units; General-Purpose | 54119 | ICE BOX-V6 | ATRICURE INC | 50000 | Purchased
CHRISTIANA |  | HOSPITAL-CH | 0 | 0310-00117 | DE |  |  |  | Patient Transfer Aids | 34760 | HOVER MATT | HoverTech International A D T Davis Enterprise | 2500
CHRISTIANA |  | HOSPITAL-CH | 0 | 0310-00063 | DE |  |  |  | Patient Transfer Aids | 34764 | HOVER MATT | HoverTech International A D T Davis Enterprise | 2500
CHRISTIANA |  | HOSPITAL-WH | 0 | 0310 00062 | DE |  |  |  | Patient Transfer Aids | 47243 | HOVER MATT | HoverTech International A D T Davis Enterprise | 2500
CHRISTIANA |  | HOSPITAL-CH | 0 | 0452-00001 | DE |  |  |  | Patient Transfer Aids | 37008 | HOVER MATT | HoverTech International A D T Davis Enterprise | 2500
CHRISTIANA |  | HOSPITAL-WH | 0 | 0311 00024 | DE |  | 2019-08-07 10:54 |  | Patient Transfer Aids | 37162 | HOVER MATT | HoverTech International A D T Davis Enterprise | 2500 | Purchased
CHRISTIANA |  | HOSPITAL-WH | 0 | 0311 00059 | DE |  | 2005-04-27 20:00 |  | Patient Transfer Aids | 37167 | HOVER MATT | HoverTech International A D T Davis Enterprise | 2500 | Purchased
CHRISTIANA |  | HOSPITAL-WH | 0 | 0311 00046 | DE |  |  |  | Patient Transfer Aids | 37116 | HOVER MATT | HoverTech International A D T Davis Enterprise | 2500
CHRISTIANA |  | HOSPITAL-CH | 0 | 0310-00083 | DE |  |  |  | Patient Transfer Aids | 34759 | HOVER MATT | HoverTech International A D T Davis Enterprise | 2500
CHRISTIANA |  | HOSPITAL-CH | 0 | 0416-00027 | DE |  |  |  | Patient Transfer Aids | 37013 | HOVER MATT | HoverTech International A D T Davis Enterprise | 2500
CHRISTIANA |  | HOSPITAL-WH | 0 | 0310 00081 | DE |  |  |  | Patient Transfer Aids | 37115 | HOVER MATT | HoverTech International A D T Davis Enterprise | 2500
CHRISTIANA |  | HOSPITAL-CH | 0 | 3138951845P | DE |  |  |  | Ultrasound Therapy Systems; Physical Therapy | 16906 | HV-II | RICH-MAR CORP | 3150
CHRISTIANA |  | HOSPITAL-CH | 0 | HCHB00168 | DE |  | 1999-08-06 20:00 |  | Humidifiers; Artificial Airway; Heated | 28901 | 6600-0506-803 | GE MEDICAL SYSTEMS | 800 | Purchased
CHRISTIANA |  | HOSPITAL-CH | 0 | HCHBOO186 | DE |  | 1999-11-14 19:00 |  | Humidifiers; Artificial Airway; Heated | 28263 | 6600-0506-803 | GE MEDICAL SYSTEMS | 500 | Purchased
CHRISTIANA |  | HOSPITAL-CH | 0 | HCHA00322 | DE |  | 1999-08-06 20:00 |  | Humidifiers; Artificial Airway; Heated | 29079 | 6600-0506-803 | GE MEDICAL SYSTEMS | 800
CHRISTIANA |  | HOSPITAL-WH | 0 | 16AE2778 | DE |  |  |  | Freezers; Laboratory | 19640 | F | FRIGIDAIRE COMMERCIAL PRODUCTS CO | 4000
CHRISTIANA |  | HOSPITAL-CH | 0 | ? | DE |  |  |  | X-Ray Film Handling Equipment; Automatic; Daylight | BI-514 | 11X17 | DUPONT MEDICAL PRODUCTS DIAGNOSTIC IMAGING DIV | 15000
CHRISTIANA |  | HOSPITAL-WH | 0 | ? | DE |  |  |  | X-Ray Film Handling Equipment; Automatic; Daylight | BI-567 | 14X14 | DUPONT MEDICAL PRODUCTS DIAGNOSTIC IMAGING DIV | 15000
CHRISTIANA |  | HOSPITAL-CH | 0 | ? | DE |  |  |  | X-Ray Film Handling Equipment; Automatic; Daylight | BI-546 | 14X14 | DUPONT MEDICAL PRODUCTS DIAGNOSTIC IMAGING DIV | 15000
CHRISTIANA |  | HOSPITAL-CH | 0 | 9CAA0516 | DE |  |  |  | Autotransfusion Units | 29855 | CATS | FRESENIUS MEDICAL CARE NORTH AMERICA | 19500
CHRISTIANA |  | HOSPITAL-WH | 0 | 9CAA0539 | DE |  |  |  | Autotransfusion Units | 29856 | CATS | FRESENIUS MEDICAL CARE NORTH AMERICA | 19500
CHRISTIANA |  | HOSPITAL-CH | 0 | 8CAA0379 | DE |  |  |  | Autotransfusion Units | 31725 | CATS | FRESENIUS MEDICAL CARE NORTH AMERICA | 19500
CHRISTIANA |  | HOSPITAL-CH | 0 | 163316 | DE |  |  |  | Ventilators; Volume | 17880 | SV900C | SIEMENS HEALTH SYSTEMS | 20762
CHRISTIANA |  | HOSPITAL-CH | 0 | 171137 | DE |  |  |  | Ventilators; Volume | 19786 | SV900C | SIEMENS HEALTH SYSTEMS | 15670
CHRISTIANA |  | HOSPITAL-WH | 0 | HA 92671 | DE |  |  |  | Tables; Examination/Treatment; Adjustable; Physical Therapy | 27047 | HA90PT | HILL LABORATORIES CO | 3000
CHRISTIANA |  | HCCC | 0 | 950112 | DE |  |  |  | Tables; Examination/Treatment; Adjustable; Physical Therapy | 31987 | HA90PT | HILL LABORATORIES CO | 2000
CHRISTIANA |  | Foulkstone Plaza | 0 | HA071512 | DE |  |  |  | Tables; Examination/Treatment; Adjustable; Physical Therapy | 41332 | HA90PT | HILL LABORATORIES CO | 2000
CHRISTIANA |  | HCCC | 0 | HA990024 | DE |  |  |  | Tables; Examination/Treatment; Adjustable; Physical Therapy | 38157 | HA90PT | HILL LABORATORIES CO | 2000
CHRISTIANA |  | HCCC | 0 | HA001211 | DE |  |  |  | Tables; Examination/Treatment; Adjustable; Physical Therapy | 31450 | HA90PT | HILL LABORATORIES CO | 2000
CHRISTIANA |  | HOSPITAL-WH | 0 | 141402 | DE |  | 2019-03-29 08:13 |  | Tables; Examination/Treatment; Adjustable; Physical Therapy | 54752 | HA90PT | HILL LABORATORIES CO | 2000
CHRISTIANA |  | Springside Connor Building | 0 | 970468 | DE |  |  |  | Tables; Examination/Treatment; Adjustable; Physical Therapy | 31444 | HA90PT | HILL LABORATORIES CO | 2000
CHRISTIANA |  | Neuroscience Center | 0 | HA000091 | DE |  | 2003-10-14 20:00 |  | Tables; Examination/Treatment; Adjustable; Physical Therapy | 34874 | HA90PT | HILL LABORATORIES CO | 1700
CHRISTIANA |  | Riverside Medical Arts Complex | 0 | LBXP26476WX2 | DE |  | 2019-03-29 08:13 |  | Scanning Systems; Ultrasonic; Portable | 39967 | LOGIQ Book XP | GE MEDICAL SYSTEMS | 25000 | Purchased
CHRISTIANA |  | HOSPITAL-WH | 0 | 2438 | DE |  |  |  | Patient Transfer Aids | 23271 | FL.EE.STA | Faaborglifton / Hover Tech | 5978
CHRISTIANA |  | HOSPITAL-WH | 0 | 1843 | DE |  |  |  | Patient Transfer Aids | 23258 | FL.EE.STA | Faaborglifton / Hover Tech | 4999
CHRISTIANA |  | HOSPITAL-CH | 0 | 1845 | DE |  |  |  | Patient Transfer Aids | 23308 | FL.EE.STA | Faaborglifton / Hover Tech | 2000
CHRISTIANA |  | HOSPITAL-CH | 0 | 741195-27 | DE |  | 2008-01-20 19:00 |  | Patient Transfer Aids | 27345 | FL.EE.STA | Faaborglifton / Hover Tech | 2000 | Purchased
CHRISTIANA |  |  | 0 | NONE | DE |  |  |  | Patient Transfer Aids | 37213 | FL.EE.STA | Faaborglifton / Hover Tech | 2000
CHRISTIANA |  | Middletown Care Center(Sleepy Hollow) | 0 | 115410000000 | DE |  | 2016-05-25 20:00 |  | Electrocardiographs; Multichannel; Interpretive | 62219 | Resting Electrocardiograph ELI 280 | Mortara Instrument Inc | 7839
CHRISTIANA |  |  | 0 | 117141000000 |  |  |  |  | Electrocardiographs; Multichannel; Interpretive | 64667 | Resting Electrocardiograph ELI 280 | Mortara Instrument Inc | 15000
CHRISTIANA |  | Glasgow Medical Center | 0 | 115410000000 | DE |  | 2019-03-29 08:13 |  | Electrocardiographs; Multichannel; Interpretive | 62209 | Resting Electrocardiograph ELI 280 | Mortara Instrument Inc | 7839
CHRISTIANA |  | Star Campus | 0 | 115410000000 | DE |  | 2019-03-29 08:13 |  | Electrocardiographs; Multichannel; Interpretive | 55117 | Resting Electrocardiograph ELI 280 | Mortara Instrument Inc | 15000
CHRISTIANA |  | Middletown Care Center(Sleepy Hollow) | 0 | 115410000000 | DE |  | 2019-03-29 08:13 |  | Electrocardiographs; Multichannel; Interpretive | 62221 | Resting Electrocardiograph ELI 280 | Mortara Instrument Inc | 15000
CHRISTIANA |  | HCCC | 0 | 115410000000 | DE |  | 2018-01-03 19:00 |  | Electrocardiographs; Multichannel; Interpretive | 62214 | Resting Electrocardiograph ELI 280 | Mortara Instrument Inc | 7839
CHRISTIANA |  | HOSPITAL-CH | 0 | 24150504 | DE |  |  |  | Scanning Systems; Computed Tomography; Axial; Full-Body | 29602 | VOLUME ZOOM | SIEMENS HEALTH SYSTEMS | 1215408
CHRISTIANA |  | HOSPITAL-CH | 0 | 43102-12236 | DE |  | 2007-11-08 19:00 |  | Cameras; Video; Endoscope | 40345 | GlobalMed Light Source Endoscopy Video C XE30-eco-X-F | JEDMED INSTRUMENT CO | 15000 | Purchased
CHRISTIANA |  | HOSPITAL-CH | 0 | 2010053 | DE |  |  |  | Saws; Surgical; Bone; Electric | 32452 | 296-115 | Stryker Corp | 0
CHRISTIANA |  | HOSPITAL-CH | 0 | 96120023 | DE |  |  |  | Saws; Surgical; Bone; Electric | 25990 | 296-115 | Stryker Corp | 2720
CHRISTIANA |  | HOSPITAL-CH | 0 | 96120013 | DE |  |  |  | Saws; Surgical; Bone; Electric | 25989 | 296-115 | Stryker Corp | 2720
CHRISTIANA |  | HOSPITAL-CH | 0 | 97010083 | DE |  |  |  | Saws; Surgical; Bone; Electric | 26227 | 296-115 | Stryker Corp | 2720
CHRISTIANA |  | HOSPITAL-CH | 0 | HQS-56207 | DE |  | 2013-04-01 20:00 |  | TEST EQUIPMENT; TEST EQUIPMENT | 49442 | HQS HANDHELD CALIBRATOR | HEISE | 5000 | Purchased
CHRISTIANA |  | HOSPITAL-CH | 0 | CYU0151VJ | DE |  | 2012-08-17 20:00 |  | Testers; Electrical Safety | 49469 | DVC6 | GREENLEE TEXTRON | 5000 | Purchased
CHRISTIANA |  | HOSPITAL-CH | 0 | 90486 | DE |  |  |  | POWER SUPPLY; General-NONE N | 25732 | 90486 | Spacelabs Healthcare Inc An OSI Systems Co | 2000
CHRISTIANA |  | HOSPITAL-CH | 0 | 486-113773 | DE |  |  |  | POWER SUPPLY; General-NONE N | 26276 | 90486 | Spacelabs Healthcare Inc An OSI Systems Co | 2000
CHRISTIANA |  | HOSPITAL-CH | 0 | 486-113340 | DE |  |  |  | POWER SUPPLY; General-NONE N | 25741 | 90486 | Spacelabs Healthcare Inc An OSI Systems Co | 2000
CHRISTIANA |  | HOSPITAL-CH | 0 | 486-113361 | DE |  |  |  | POWER SUPPLY; General-NONE N | 26279 | 90486 | Spacelabs Healthcare Inc An OSI Systems Co | 796
CHRISTIANA |  | HOSPITAL-CH | 0 | 486-113500 | DE |  |  |  | POWER SUPPLY; General-NONE N | 26273 | 90486 | Spacelabs Healthcare Inc An OSI Systems Co | 2000
CHRISTIANA |  | HOSPITAL-CH | 0 | 486-113258 | DE |  |  |  | POWER SUPPLY; General-NONE N | 25738 | 90486 | Spacelabs Healthcare Inc An OSI Systems Co | 2000
CHRISTIANA |  | HOSPITAL-CH | 0 | 486-113082 | DE |  |  |  | POWER SUPPLY; General-NONE N | 25744 | 90486 | Spacelabs Healthcare Inc An OSI Systems Co | 2000
CHRISTIANA |  | HOSPITAL-CH | 0 | 486-114283 | DE |  |  |  | POWER SUPPLY; General-NONE N | 26267 | 90486 | Spacelabs Healthcare Inc An OSI Systems Co | 2000
CHRISTIANA |  | HOSPITAL-CH | 0 | 486-113617 | DE |  |  |  | POWER SUPPLY; General-NONE N | 25714 | 90486 | Spacelabs Healthcare Inc An OSI Systems Co | 2000
CHRISTIANA |  | HOSPITAL-CH | 0 | 486-114253 | DE |  |  |  | POWER SUPPLY; General-NONE N | 25711 | 90486 | Spacelabs Healthcare Inc An OSI Systems Co | 2000
CHRISTIANA |  | HOSPITAL-CH | 0 | 486-113932 | DE |  |  |  | POWER SUPPLY; General-NONE N | 25747 | 90486 | Spacelabs Healthcare Inc An OSI Systems Co | 2000
CHRISTIANA |  | HOSPITAL-CH | 0 | 486-113370 | DE |  |  |  | POWER SUPPLY; General-NONE N | 26254 | 90486 | Spacelabs Healthcare Inc An OSI Systems Co | 2000
CHRISTIANA |  | HOSPITAL-CH | 0 | 486-114292 | DE |  |  |  | POWER SUPPLY; General-NONE N | 25720 | 90486 | Spacelabs Healthcare Inc An OSI Systems Co | 2000
CHRISTIANA |  | HOSPITAL-CH | 0 | 486-113308 | DE |  |  |  | POWER SUPPLY; General-NONE N | 25717 | 90486 | Spacelabs Healthcare Inc An OSI Systems Co | 2000
CHRISTIANA |  | HOSPITAL-CH | 0 | 486-113579 | DE |  |  |  | POWER SUPPLY; General-NONE N | 26252 | 90486 | Spacelabs Healthcare Inc An OSI Systems Co | 2000
CHRISTIANA |  | HOSPITAL-CH | 0 | 486-113680 | DE |  |  |  | POWER SUPPLY; General-NONE N | 26259 | 90486 | Spacelabs Healthcare Inc An OSI Systems Co | 2000
CHRISTIANA |  | HOSPITAL-CH | 0 | 486-113637 | DE |  |  |  | POWER SUPPLY; General-NONE N | 25729 | 90486 | Spacelabs Healthcare Inc An OSI Systems Co | 2000
CHRISTIANA |  | HOSPITAL-CH | 0 | 486-114248 | DE |  |  |  | POWER SUPPLY; General-NONE N | 26261 | 90486 | Spacelabs Healthcare Inc An OSI Systems Co | 2000
CHRISTIANA |  | HOSPITAL-CH | 0 | 486-113648 | DE |  |  |  | POWER SUPPLY; General-NONE N | 25696 | 90486 | Spacelabs Healthcare Inc An OSI Systems Co | 796
CHRISTIANA |  | HOSPITAL-CH | 0 | 486-113442 | DE |  |  |  | POWER SUPPLY; General-NONE N | 25702 | 90486 | Spacelabs Healthcare Inc An OSI Systems Co | 2000
CHRISTIANA |  | HOSPITAL-CH | 0 | 486-113464 | DE |  |  |  | POWER SUPPLY; General-NONE N | 26270 | 90486 | Spacelabs Healthcare Inc An OSI Systems Co | 2000
CHRISTIANA |  | HOSPITAL-CH | 0 | 486-113449 | DE |  |  |  | POWER SUPPLY; General-NONE N | 25705 | 90486 | Spacelabs Healthcare Inc An OSI Systems Co | 2000
CHRISTIANA |  | HOSPITAL-CH | 0 | 486-112190 | DE |  |  |  | POWER SUPPLY; General-NONE N | 25700 | 90486 | Spacelabs Healthcare Inc An OSI Systems Co | 2000
CHRISTIANA |  | HOSPITAL-CH | 0 | 486-113675 | DE |  |  |  | POWER SUPPLY; General-NONE N | 26265 | 90486 | Spacelabs Healthcare Inc An OSI Systems Co | 2000
CHRISTIANA |  | HOSPITAL-CH | 0 | 486-113546 | DE |  |  |  | POWER SUPPLY; General-NONE N | 25723 | 90486 | Spacelabs Healthcare Inc An OSI Systems Co | 2000
CHRISTIANA |  | HOSPITAL-CH | 0 | 486-114271 | DE |  |  |  | POWER SUPPLY; General-NONE N | 25726 | 90486 | Spacelabs Healthcare Inc An OSI Systems Co | 2000
CHRISTIANA |  | HOSPITAL-CH | 0 | 486-113663 | DE |  |  |  | POWER SUPPLY; General-NONE N | 15708 | 90486 | Spacelabs Healthcare Inc An OSI Systems Co | 2000
CHRISTIANA |  | HOSPITAL-CH | 0 | 486-113915 | DE |  |  |  | POWER SUPPLY; General-NONE N | 25735 | 90486 | Spacelabs Healthcare Inc An OSI Systems Co | 2000
CHRISTIANA |  | HOSPITAL-CH | 0 | HQS-56207 | DE |  | 2019-03-29 08:13 |  | TEST EQUIPMENT; TEST EQUIPMENT | 64843 | PTE-2 | HEISE | 5000 | Purchased
CHRISTIANA |  | HOSPITAL-CH | 0 | 84846004 | DE |  | 2019-03-29 08:13 |  | Probe; Ultrasonic; Transesophageal Echocardiography | 84846004 | Z6Ms - (240)10436113 | Siemens Medical Solutions USA Inc | 10000 | Purchased
CHRISTIANA |  | HOSPITAL-CH | 0 | 84543007 | DE |  | 2019-03-29 08:13 |  | Probe; Ultrasonic; Transesophageal Echocardiography | 84543007 | Z6Ms - (240)10436113 | Siemens Medical Solutions USA Inc | 10000 | Purchased
CHRISTIANA |  | WH SURGI | 0 | 2003034 | DE |  |  |  | Monitors; Video | 29699 | PVM20M2MDU/ST | SONY MEDICAL SYSTEMS | 2640.3
CHRISTIANA |  | HOSPITAL-WH | 0 | 3818 | DE |  |  |  | Analyzers; Laboratory; Immunoassay; Photometric | 19648 | MINIREADER 2 | DYNATECH LABORATORIES INC | 8000
CHRISTIANA |  | HOSPITAL-CH | 0 | 245185 | DE |  |  |  | Microscopes; Light; Laboratory; Stereo | 29131 | LAB I | NIKON INSTRUMENTS INC | 500
CHRISTIANA |  | HOSPITAL-CH | 0 | 703016 | DE |  |  |  | Water Purification Systems; Reverse Osmosis | 26405 | PBCB3SSNPR | BETTER WATER INC | 8000
CHRISTIANA |  | HOSPITAL-CH | 0 | 970680 | DE |  |  |  | Water Purification Systems; Reverse Osmosis | 26406 | PBCB3SSNPR | BETTER WATER INC | 8000
CHRISTIANA |  | HOSPITAL-CH | 0 | NS | DE |  |  |  | Water Purification Systems; Reverse Osmosis | 26403 | PBCB3SSNPR | BETTER WATER INC | 8000
CHRISTIANA |  | 1 Reads Way | 0 | 25U9056 | DE |  | 2007-07-08 20:00 |  | Ultrasound Therapy Systems; Physical Therapy | 39867 | Sonicator 730 | METTLER ELECTRONICS CORP | 3500
CHRISTIANA |  | Smyrna Health & Wellness Center | 0 | 5306826 | DE |  | 2007-01-18 19:00 |  | Ultrasound Therapy Systems; Physical Therapy | 38618 | Sonicator 730 | METTLER ELECTRONICS CORP | 3500
CHRISTIANA |  | HOSPITAL-CH | 0 | BS027872 | DE |  | 2007-11-01 20:00 |  | Detectors; Blood Flow; Ultrasonic | 40490 | Blood Flow Doppler Ultrasound Stethoscop BF4B | MEDASONICS INC | 7500 | Purchased
CHRISTIANA |  | HOSPITAL-CH | 0 | 560 | DE |  | 2019-03-29 08:13 |  | Incubators; Infant; Transport | 42452 | AirBorne Transport Incubator Voyager | International Biomedical Inc | 25000 | Purchased
CHRISTIANA |  | WH SURGI | 0 | H3065C15D0 | DE |  | 2016-08-09 20:00 |  | Morcellators; Endoscopic; Gynecology | 60486 | MyoSure Hysteroscopic Tissue Removal Sys 10-500 | Hologic Inc | 25000
CHRISTIANA |  | WH SURGI | 0 | H3603K15D0 | DE |  |  |  | Morcellators; Endoscopic; Gynecology | 60266 | MyoSure Hysteroscopic Tissue Removal Sys 10-500 | Hologic Inc | 25000
CHRISTIANA |  | CH-SURGI | 0 | H0210F11D0 | DE |  |  |  | Morcellators; Endoscopic; Gynecology | 62690 | MyoSure Hysteroscopic Tissue Removal Sys 10-500 | Hologic Inc | 25000
CHRISTIANA |  | CH-SURGI | 0 | H4820H16D0 | DE |  |  |  | Morcellators; Endoscopic; Gynecology | 62380 | MyoSure Hysteroscopic Tissue Removal Sys 10-500 | Hologic Inc | 25000
CHRISTIANA |  | CH-SURGI | 0 | H4824H16D0 | DE |  |  |  | Morcellators; Endoscopic; Gynecology | 62691 | MyoSure Hysteroscopic Tissue Removal Sys 10-500 | Hologic Inc | 25000
CHRISTIANA |  | CH-SURGI | 0 | 180 | DE |  |  |  | Morcellators; Endoscopic; Gynecology | 47480 | MyoSure Hysteroscopic Tissue Removal Sys 10-500 | Interlace Medical | 0
CHRISTIANA |  | CH-SURGI | 0 | H2269A14DO | DE |  |  |  | Morcellators; Endoscopic; Gynecology | 57874 | MyoSure Hysteroscopic Tissue Removal Sys 10-500 | Interlace Medical | 0
CHRISTIANA |  | WH SURGI | 0 | A05491 | DE |  | 2009-06-21 20:00 |  | Electrosurgical Units; Bipolar | 39782 | Arthrocare Sistema Atlas | ARTHROCARE CORP | 9.99 | Purchased
CHRISTIANA |  | HOSPITAL-CH | 0 | A07534 | DE |  | 2005-06-15 20:00 |  | Electrosurgical Units; Bipolar | 37459 | Arthrocare Sistema Atlas | ARTHROCARE CORP | 9.99
CHRISTIANA |  | HOSPITAL-CH | 0 | A07533 | DE |  | 2005-06-15 20:00 |  | Electrosurgical Units; Bipolar | 34691 | Arthrocare Sistema Atlas | ARTHROCARE CORP | 9.99
CHRISTIANA |  | HOSPITAL-WH | 0 | A03448 | DE |  |  |  | Electrosurgical Units; Bipolar | 34739 | Arthrocare Sistema Atlas | ARTHROCARE CORP | 629
CHRISTIANA |  | WH SURGI | 0 | A02822 | DE |  | 2005-06-27 20:00 |  | Electrosurgical Units; Bipolar | 37199 | Arthrocare Sistema Atlas | ARTHROCARE CORP | 9.99 | Purchased
CHRISTIANA |  | WH SURGI | 0 | A05361 | DE |  |  |  | Electrosurgical Units; Bipolar | 37200 | Arthrocare Sistema Atlas | ARTHROCARE CORP | 9.99
CHRISTIANA |  | HOSPITAL-CH | 0 | A08594 | DE |  |  |  | Electrosurgical Units; Bipolar | 37929 | Arthrocare Sistema Atlas | ARTHROCARE CORP | 9.99
CHRISTIANA |  | HOSPITAL-WH | 0 | A01240 | DE |  |  |  | Electrosurgical Units; Bipolar | 45193 | Arthrocare Sistema Atlas | ARTHROCARE CORP | 9.99
CHRISTIANA |  | HOSPITAL-WH | 0 | NONE | DE |  |  |  | Lights; Examination | 34743 | 48700 | CARDINAL | 800
CHRISTIANA |  | HCCC | 0 | NONE | DE |  |  |  | Lights; Examination | 32273 | 46 | MDT CORP | 250
CHRISTIANA |  | HCCC | 0 | NONE | DE |  |  |  | Lights; Examination | 32274 | 46 | MDT CORP | 250
CHRISTIANA |  | HCCC | 0 | NA | DE |  |  |  | Lights; Examination | 32253 | 46 | MDT CORP | 250
CHRISTIANA |  | HCCC | 0 | NONE | DE |  |  |  | Lights; Examination | 32275 | 46 | MDT CORP | 250
CHRISTIANA |  | HCCC | 0 | NONE | DE |  |  |  | Lights; Examination | 32280 | 46 | MDT CORP | 250
CHRISTIANA |  | HCCC | 0 | NONE | DE |  |  |  | Lights; Examination | 32553 | 46 | MDT CORP | 250
CHRISTIANA |  | HCCC | 0 | NONE | DE |  |  |  | Lights; Examination | 32247 | 46 | MDT CORP | 250
CHRISTIANA |  | HCCC | 0 | NA | DE |  |  |  | Lights; Examination | 32268 | 46 | MDT CORP | 250
CHRISTIANA |  | HCCC | 0 | NONE | DE |  |  |  | Lights; Examination | 32251 | 46 | MDT CORP | 250
CHRISTIANA |  | HCCC | 0 | NA | DE |  |  |  | Lights; Examination | 32240 | 46 | MDT CORP | 250
CHRISTIANA |  | HCCC | 0 | NONE | DE |  |  |  | Lights; Examination | 32246 | 46 | MDT CORP | 250
CHRISTIANA |  | HCCC | 0 | NONE | DE |  |  |  | Lights; Examination | 32266 | 46 | MDT CORP | 250
CHRISTIANA |  | HCCC | 0 | NONE | DE |  |  |  | Lights; Examination | 32267 | 46 | MDT CORP | 250
CHRISTIANA |  | Claymont | 0 | NONE | DE |  |  |  | Lights; Examination | 32272 | 46 | MDT CORP | 250
CHRISTIANA |  | HCCC | 0 | NONE | DE |  |  |  | Lights; Examination | 32250 | 46 | MDT CORP | 250
CHRISTIANA |  | HCCC | 0 | NONE | DE |  |  |  | Lights; Examination | 32278 | 46 | MDT CORP | 250
CHRISTIANA |  | Claymont | 0 | NONE | DE |  |  |  | Lights; Examination | 32262 | 46 | MDT CORP | 250
CHRISTIANA |  | HCCC | 0 | NONE | DE |  |  |  | Lights; Examination | 32264 | 46 | MDT CORP | 250
CHRISTIANA |  | HCCC | 0 | NONE | DE |  |  |  | Lights; Examination | 32244 | 46 | MDT CORP | 250
CHRISTIANA |  | Claymont | 0 | NONE | DE |  |  |  | Lights; Examination | 32260 | 46 | MDT CORP | 250
CHRISTIANA |  | HCCC | 0 | NONE | DE |  |  |  | Lights; Examination | 32263 | 46 | MDT CORP | 250
CHRISTIANA |  |  | 0 | NONE |  |  |  |  | Lights; Examination | 32279 | 46 | MDT CORP | 250
CHRISTIANA |  | HCCC | 0 | NONE | DE |  |  |  | Lights; Examination | 32248 | 46 | MDT CORP | 250
CHRISTIANA |  | HCCC | 0 | NONE | DE |  |  |  | Lights; Examination | 32270 | 46 | MDT CORP | 250
CHRISTIANA |  | HCCC | 0 | NONE | DE |  |  |  | Lights; Examination | 31804 | 46 | MDT CORP | 250
CHRISTIANA |  | HCCC | 0 | NONE | DE |  |  |  | Lights; Examination | 32255 | 46 | MDT CORP | 250
CHRISTIANA |  | HCCC | 0 | NONE | DE |  |  |  | Lights; Examination | 32243 | 46 | MDT CORP | 250
CHRISTIANA |  | HCCC | 0 | NONE | DE |  |  |  | Lights; Examination | 32269 | 46 | MDT CORP | 250
CHRISTIANA |  | HOSPITAL-CH | 0 | NONE | DE |  |  |  | Lights; Examination | 47328 | 6600-0877-701 | GE MEDICAL SYSTEMS | 0
CHRISTIANA |  | HOSPITAL-WH | 0 | JA007018 | DE |  |  |  | Sphygmomanometers; Electronic; Automatic | 36657 | 53NTO | CARDINAL | 1300
CHRISTIANA |  | HOSPITAL-WH | 0 | JA054717 | DE |  |  |  | Sphygmomanometers; Electronic; Automatic | 40409 | 53NTO | CARDINAL | 1300
CHRISTIANA |  | HOSPITAL-WH | 0 | T-2223 | DE |  |  |  |  | 10761 | 765A | GOMCO SURGICAL MFG CO | 800
CHRISTIANA |  | HOSPITAL-WH | 0 | E-36189 | DE |  |  |  |  | 24897 | 765A | GOMCO SURGICAL MFG CO | 800
CHRISTIANA |  | HOSPITAL-WH | 0 | E-90828 | DE |  |  |  |  | 24900 | 765A | GOMCO SURGICAL MFG CO | 800
CHRISTIANA |  |  | 0 | E-86301 | DE |  |  |  |  | 24901 | 765A | GOMCO SURGICAL MFG CO | 800
CHRISTIANA |  | HOSPITAL-WH | 0 | 66638 | DE |  |  |  |  | 13634 | 765A | GOMCO SURGICAL MFG CO | 800
CHRISTIANA |  | HOSPITAL-CH | 0 | 100943 | DE |  | 2017-10-08 20:00 |  | Phototherapy Units; Visible Light; Hyperbilirubinemia | 65662 | NEOBLUE COMPACT 019011 | Natus Medical Inc | 3450 | Purchased
CHRISTIANA |  | HOSPITAL-CH | 0 | 100946 | DE |  | 2017-10-08 20:00 |  | Phototherapy Units; Visible Light; Hyperbilirubinemia | 65663 | NEOBLUE COMPACT 019011 | Natus Medical Inc | 3450 | Purchased
CHRISTIANA |  | HOSPITAL-CH | 0 | 100944 | DE |  | 2017-10-08 20:00 |  | Phototherapy Units; Visible Light; Hyperbilirubinemia | 65659 | NEOBLUE COMPACT 019011 | Natus Medical Inc | 3450 | Purchased
CHRISTIANA |  | HOSPITAL-CH | 0 | 100945 | DE |  | 2017-10-08 20:00 |  | Phototherapy Units; Visible Light; Hyperbilirubinemia | 65661 | NEOBLUE COMPACT 019011 | Natus Medical Inc | 3450 | Purchased
CHRISTIANA |  | HOSPITAL-CH | 0 | 10947 | DE |  | 2017-10-08 20:00 |  | Phototherapy Units; Visible Light; Hyperbilirubinemia | 65660 | NEOBLUE COMPACT 019011 | Natus Medical Inc | 3450 | Purchased
CHRISTIANA |  | HOSPITAL-WH | 0 | 197504 | DE |  |  |  | Microscopes; Light; Laboratory | 13608 | ONE-TEN | AMERICAN OPTICAL CORP | 2000
CHRISTIANA |  | HOSPITAL-CH | 0 | NS | DE |  | 1988-08-28 20:00 |  | Microscopes; Light; Laboratory | 12961 | ONE-TEN | AMERICAN OPTICAL CORP | 1820
CHRISTIANA |  | HOSPITAL-CH | 0 | NONE | DE |  |  |  | Microscopes; Light; Laboratory | 12965 | ONE-TEN | AMERICAN OPTICAL CORP | 1729
CHRISTIANA |  | HOSPITAL-CH | 0 | NONE | DE |  |  |  | Microscopes; Light; Laboratory | 19113 | ONE-TEN | AMERICAN OPTICAL CORP | 1239
CHRISTIANA |  | HOSPITAL-WH | 0 | 197519 | DE |  | 1988-08-27 20:00 |  | Microscopes; Light; Laboratory | 13876 | ONE-TEN | AMERICAN OPTICAL CORP | 2500
CHRISTIANA |  | Foulkstone Plaza | 0 | 179586 | DE |  |  |  | Microscopes; Light; Laboratory | 14203 | ONE-TEN | AMERICAN OPTICAL CORP | 500
CHRISTIANA |  | HOSPITAL-WH | 0 | 179431 | DE |  |  |  | Microscopes; Light; Laboratory | 29104 | ONE-TEN | AMERICAN OPTICAL CORP | 500
CHRISTIANA |  | HOSPITAL-CH | 0 | 221735 | DE |  | 1988-08-27 20:00 |  | Microscopes; Light; Laboratory | 12962 | ONE-TEN | AMERICAN OPTICAL CORP | 2000
CHRISTIANA |  | HOSPITAL-WH | 0 | 232000060 | DE |  | 2011-02-10 19:00 |  | Analyzers; Physiologic; Pulmonary Function Mechanics; Adult | 47137 | Elite Platinum | Medical Graphics Corp | 75000
CHRISTIANA |  | HOSPITAL-CH | 0 | 5838 | DE |  | 2003-04-07 20:00 |  | Patient Transfer Aids | 34547 | PL-135 | Faaborglifton / Hover Tech | 5950 | Purchased
CHRISTIANA |  | HOSPITAL-CH | 0 | 5836 | DE |  |  |  | Patient Transfer Aids | 34321 | PL-135 | Faaborglifton / Hover Tech | 5950
CHRISTIANA |  | HOSPITAL-CH | 0 | 200-0082801 | DE |  |  |  | Oximeters; Pulse | 11313 | N-200 | NELLCOR PURITAN BENNETT INC | 2500
CHRISTIANA |  | HOSPITAL-WH | 0 | 200-05400081 | DE |  |  |  | Oximeters; Pulse | 17991 | N-200 | NELLCOR PURITAN BENNETT INC | 2600
CHRISTIANA |  | HOSPITAL-CH | 0 | 2000431802 | DE |  |  |  | Oximeters; Pulse | 14848 | N-200 | NELLCOR PURITAN BENNETT INC | 1252
CHRISTIANA |  | HOSPITAL-WH | 0 | 20631669 | DE |  |  |  | Oximeters; Pulse | 21789 | N-200 | NELLCOR PURITAN BENNETT INC | 2500
CHRISTIANA |  | HOSPITAL-CH | 0 | 20080209 | DE |  |  |  | Oximeters; Pulse | 19357 | N-200 | NELLCOR PURITAN BENNETT INC | 1960
CHRISTIANA |  | HOSPITAL-CH | 0 | 1978051 | DE |  |  |  | Oximeters; Pulse | 17609 | N-200 | NELLCOR PURITAN BENNETT INC | 1252
CHRISTIANA |  | CH-SURGI | 0 | 200-17478121 | DE |  |  |  | Oximeters; Pulse | 16429 | N-200 | NELLCOR PURITAN BENNETT INC | 3265
CHRISTIANA |  | HOSPITAL-CH | 0 | 20658809 | DE |  |  |  | Oximeters; Pulse | 21653 | N-200 | NELLCOR PURITAN BENNETT INC | 2500
CHRISTIANA |  | HOSPITAL-WH | 0 | 200-06801111 | DE |  |  |  | Oximeters; Pulse | 19068 | N-200 | NELLCOR PURITAN BENNETT INC | 7926
CHRISTIANA |  | HOSPITAL-WH | 0 | 20656706 | DE |  | 1994-06-28 20:00 |  | Oximeters; Pulse | 21655 | N-200 | NELLCOR PURITAN BENNETT INC | 2500 | Purchased
CHRISTIANA |  | CH-SURGI | 0 | 200-06411111 | DE |  |  |  | Oximeters; Pulse | 19059 | N-200 | NELLCOR PURITAN BENNETT INC | 2500
CHRISTIANA |  | HOSPITAL-CH | 0 | 200-0336711 | DE |  |  |  | Oximeters; Pulse | 18034 | N-200 | NELLCOR PURITAN BENNETT INC | 6511
CHRISTIANA |  | HOSPITAL-CH | 0 | 200-04698121 | DE |  | 2008-01-20 19:00 |  | Oximeters; Pulse | 18035 | N-200 | NELLCOR PURITAN BENNETT INC | 5275 | Purchased
CHRISTIANA |  | HOSPITAL-CH | 0 | 20091709 | DE |  |  |  | Oximeters; Pulse | 20007 | N-200 | NELLCOR PURITAN BENNETT INC | 2500
CHRISTIANA |  | HOSPITAL-WH | 0 | 20020303 | DE |  |  |  | Oximeters; Pulse | 19656 | N-200 | NELLCOR PURITAN BENNETT INC | 5275
CHRISTIANA |  | HOSPITAL-CH | 0 | 200-14868121 | DE |  |  |  | Oximeters; Pulse | 12312 | N-200 | NELLCOR PURITAN BENNETT INC | 3464
CHRISTIANA |  | HOSPITAL-CH | 0 | 200-17047 | DE |  |  |  | Oximeters; Pulse | 19245 | N-200 | NELLCOR PURITAN BENNETT INC | 1251
CHRISTIANA |  | HOSPITAL-WH | 0 | 20020339 | DE |  |  |  | Oximeters; Pulse | 19655 | N-200 | NELLCOR PURITAN BENNETT INC | 2500
CHRISTIANA |  | Riverside Medical Arts Complex | 0 | 200-088391C1 | DE |  |  |  | Oximeters; Pulse | 24959 | N-200 | NELLCOR PURITAN BENNETT INC | 2000
CHRISTIANA |  | HOSPITAL-CH | 0 | 200-01109071 | DE |  |  |  | Oximeters; Pulse | 16807 | N-200 | NELLCOR PURITAN BENNETT INC | 1252
CHRISTIANA |  | HOSPITAL-WH | 0 | 20658798 | DE |  |  |  | Oximeters; Pulse | 21657 | N-200 | NELLCOR PURITAN BENNETT INC | 7419
CHRISTIANA |  | MAP II | 0 | 20656691 | DE |  |  |  | Oximeters; Pulse | 21659 | N-200 | NELLCOR PURITAN BENNETT INC | 1867
CHRISTIANA |  | HOSPITAL-CH | 0 | 20656689 | DE |  |  |  | Oximeters; Pulse | 21658 | N-200 | NELLCOR PURITAN BENNETT INC | 3785
CHRISTIANA |  | HOSPITAL-CH | 0 | 200-03650081 | DE |  |  |  | Oximeters; Pulse | 17920 | N-200 | NELLCOR PURITAN BENNETT INC | 1252
CHRISTIANA |  | CH-SURGI | 0 | 200-0085708 | DE |  |  |  | Oximeters; Pulse | 24910 | N-200 | NELLCOR PURITAN BENNETT INC | 1700
CHRISTIANA |  | HOSPITAL-WH | 0 | 20079255 | DE |  |  |  | Oximeters; Pulse | 19876 | N-200 | NELLCOR PURITAN BENNETT INC | 2311
CHRISTIANA |  | HOSPITAL-CH | 0 | 200-05771071 | DE |  |  |  | Oximeters; Pulse | 18871 | N-200 | NELLCOR PURITAN BENNETT INC | 2107
CHRISTIANA |  | HOSPITAL-WH | 0 | 20212388 | DE |  |  |  | Oximeters; Pulse | 20192 | N-200 | NELLCOR PURITAN BENNETT INC | 2500
CHRISTIANA |  | PMRI | 0 | 200-17416 | DE |  |  |  | Oximeters; Pulse | 19017 | N-200 | NELLCOR PURITAN BENNETT INC | 3265
CHRISTIANA |  | HOSPITAL-CH | 0 | 20212393 | DE |  |  |  | Oximeters; Pulse | 20193 | N-200 | NELLCOR PURITAN BENNETT INC | 2500
CHRISTIANA |  | HOSPITAL-CH | 0 | 20017395 | DE |  |  |  | Oximeters; Pulse | 19020 | N-200 | NELLCOR PURITAN BENNETT INC | 5275
CHRISTIANA |  | HCCC | 0 | NONE | DE |  |  |  | Scales; Infant | 28838 | NOT KNOWN | DELTEC | 400
CHRISTIANA |  | HOSPITAL-WH | 0 | 0696G148122 | DE |  |  |  | Oxygen Concentrators | 24993 | COMPANION590 | PURITAN BENNETT CORP DIV TYCO HEALTHCARE GROUP LP | 1300
CHRISTIANA |  | HOSPITAL-CH | 0 | 127957 | DE |  | 2007-03-08 19:00 |  | Tissue Processors | 37150 | MLS/MICROMED | MILES SCIENTIFIC DIV MILES LABORATORIES INC | 2000
CHRISTIANA |  | HOSPITAL-WH | 0 | 319072607 | DE |  |  |  | Ultrasound Therapy Systems; Physical Therapy | 42177 | 25 MULTI-HZ | Celleration Inc | 0
CHRISTIANA |  | PMRI | 0 | Unknown | DE |  |  |  | Exercisers; Aerobic; Treadmill | 41395 | Quinton Treadmill TM55 | QUINTON INSTRUMENTS INC | 5999.99
CHRISTIANA |  | PMRI | 0 | unknown | DE |  |  |  | Exercisers; Aerobic; Treadmill | 41394 | Quinton Treadmill TM55 | QUINTON INSTRUMENTS INC | 5999.99
CHRISTIANA |  | CH-SURGI | 0 | 3805G55132 | DE |  |  |  | Physiologic Monitor Modules; Noninvasive Blood Pressure | 28554 | M1008B | PHILIPS MEDICAL SYSTEMS CARDIAC & MONITORING SYSTEMS DIV | 2500
CHRISTIANA |  | HOSPITAL-CH | 0 | 3514A29808 | DE |  | 1995-02-01 19:00 |  | Physiologic Monitor Modules; Noninvasive Blood Pressure | 22784 | M1008B | PHILIPS MEDICAL SYSTEMS CARDIAC & MONITORING SYSTEMS DIV | 2500 | Purchased
CHRISTIANA |  | HOSPITAL-CH | 0 | 3911G83788 | DE |  | 1999-12-10 19:00 |  | Physiologic Monitor Modules; Noninvasive Blood Pressure | 30134 | M1008B | PHILIPS MEDICAL SYSTEMS CARDIAC & MONITORING SYSTEMS DIV | 2500
CHRISTIANA |  | HOSPITAL-CH | 0 | DE911D4927 | DE |  | 2002-01-09 19:00 |  | Physiologic Monitor Modules; Noninvasive Blood Pressure | 32318 | M1008B | PHILIPS MEDICAL SYSTEMS CARDIAC & MONITORING SYSTEMS DIV | 2500
CHRISTIANA |  | HOSPITAL-CH | 0 | DE911D5029 | DE |  | 2002-01-09 19:00 |  | Physiologic Monitor Modules; Noninvasive Blood Pressure | 32436 | M1008B | PHILIPS MEDICAL SYSTEMS CARDIAC & MONITORING SYSTEMS DIV | 2500 | Purchased
CHRISTIANA |  | HOSPITAL-CH | 0 | 3514A29812 | DE |  | 1995-02-01 19:00 |  | Physiologic Monitor Modules; Noninvasive Blood Pressure | 21725 | M1008B | PHILIPS MEDICAL SYSTEMS CARDIAC & MONITORING SYSTEMS DIV | 2500 | Purchased
CHRISTIANA |  | HOSPITAL-CH | 0 | 3731A65969 | DE |  |  |  | Physiologic Monitor Modules; Noninvasive Blood Pressure | 27013 | M1008B | PHILIPS MEDICAL SYSTEMS CARDIAC & MONITORING SYSTEMS DIV | 2500
CHRISTIANA |  | HOSPITAL-CH | 0 | 3805G19242 | DE |  | 2000-07-23 20:00 |  | Physiologic Monitor Modules; Noninvasive Blood Pressure | 25131 | M1008B | PHILIPS MEDICAL SYSTEMS CARDIAC & MONITORING SYSTEMS DIV | 2500
CHRISTIANA |  | HOSPITAL-CH | 0 | 3805G19288 | DE |  | 1996-07-23 20:00 |  | Physiologic Monitor Modules; Noninvasive Blood Pressure | 25129 | M1008B | PHILIPS MEDICAL SYSTEMS CARDIAC & MONITORING SYSTEMS DIV | 2500 | Purchased
CHRISTIANA |  | HOSPITAL-CH | 0 | 3749G52411 | DE |  |  |  | Physiologic Monitor Modules; Noninvasive Blood Pressure | 22905 | M1008B | PHILIPS MEDICAL SYSTEMS CARDIAC & MONITORING SYSTEMS DIV | 2500
CHRISTIANA |  | HOSPITAL-WH | 0 | DE911F3734 | DE |  | 1996-02-24 19:00 |  | Physiologic Monitor Modules; Noninvasive Blood Pressure | 23880 | M1008B | PHILIPS MEDICAL SYSTEMS CARDIAC & MONITORING SYSTEMS DIV | 2500
CHRISTIANA |  | HOSPITAL-CH | 0 | DE911D4834 | DE |  | 2002-01-09 19:00 |  | Physiologic Monitor Modules; Noninvasive Blood Pressure | 32381 | M1008B | PHILIPS MEDICAL SYSTEMS CARDIAC & MONITORING SYSTEMS DIV | 2500 | Purchased
CHRISTIANA |  | HOSPITAL-CH | 0 | DE911D5040 | DE |  | 2002-01-09 19:00 |  | Physiologic Monitor Modules; Noninvasive Blood Pressure | 32444 | M1008B | PHILIPS MEDICAL SYSTEMS CARDIAC & MONITORING SYSTEMS DIV | 2500
CHRISTIANA |  | HOSPITAL-CH | 0 | 3731A65878 | DE |  | 2008-01-20 19:00 |  | Physiologic Monitor Modules; Noninvasive Blood Pressure | 27015 | M1008B | PHILIPS MEDICAL SYSTEMS CARDIAC & MONITORING SYSTEMS DIV | 2500
CHRISTIANA |  | HOSPITAL-CH | 0 | DE911H7552 | DE |  | 2001-12-30 19:00 |  | Physiologic Monitor Modules; Noninvasive Blood Pressure | 34935 | M1008B | PHILIPS MEDICAL SYSTEMS CARDIAC & MONITORING SYSTEMS DIV | 2500
CHRISTIANA |  | HOSPITAL-CH | 0 | DE911F3521 | DE |  | 2002-11-24 19:00 |  | Physiologic Monitor Modules; Noninvasive Blood Pressure | 34382 | M1008B | PHILIPS MEDICAL SYSTEMS CARDIAC & MONITORING SYSTEMS DIV | 2500 | Purchased
CHRISTIANA |  | HOSPITAL-CH | 0 | 3731A64565 | DE |  | 2008-01-20 19:00 |  | Physiologic Monitor Modules; Noninvasive Blood Pressure | 26987 | M1008B | PHILIPS MEDICAL SYSTEMS CARDIAC & MONITORING SYSTEMS DIV | 2500
CHRISTIANA |  | HOSPITAL-CH | 0 | 3516A30918 | DE |  |  |  | Physiologic Monitor Modules; Noninvasive Blood Pressure | 22880 | M1008B | PHILIPS MEDICAL SYSTEMS CARDIAC & MONITORING SYSTEMS DIV | 2500
CHRISTIANA |  | CH-SURGI | 0 | 3251A06629 | DE |  |  |  | Physiologic Monitor Modules; Noninvasive Blood Pressure | 20299 | M1008B | PHILIPS MEDICAL SYSTEMS CARDIAC & MONITORING SYSTEMS DIV | 2500
CHRISTIANA |  | HOSPITAL-CH | 0 | DE911D5036 | DE |  | 2002-01-09 19:00 |  | Physiologic Monitor Modules; Noninvasive Blood Pressure | 32421 | M1008B | PHILIPS MEDICAL SYSTEMS CARDIAC & MONITORING SYSTEMS DIV | 2500 | Purchased
CHRISTIANA |  | HOSPITAL-CH | 0 | 3523A48053 | DE |  |  |  | Physiologic Monitor Modules; Noninvasive Blood Pressure | 24753 | M1008B | PHILIPS MEDICAL SYSTEMS CARDIAC & MONITORING SYSTEMS DIV | 2500
CHRISTIANA |  | HOSPITAL-CH | 0 | 3805G61681 | DE |  | 1996-07-29 20:00 |  | Physiologic Monitor Modules; Noninvasive Blood Pressure | 24759 | M1008B | PHILIPS MEDICAL SYSTEMS CARDIAC & MONITORING SYSTEMS DIV | 2500
CHRISTIANA |  | HOSPITAL-CH | 0 | 3727A55933 | DE |  | 1996-07-28 20:00 |  | Physiologic Monitor Modules; Noninvasive Blood Pressure | 25053 | M1008B | PHILIPS MEDICAL SYSTEMS CARDIAC & MONITORING SYSTEMS DIV | 2500
CHRISTIANA |  | HOSPITAL-CH | 0 | 3516A30902 | DE |  |  |  | Physiologic Monitor Modules; Noninvasive Blood Pressure | 22903 | M1008B | PHILIPS MEDICAL SYSTEMS CARDIAC & MONITORING SYSTEMS DIV | 2500
CHRISTIANA |  | HOSPITAL-CH | 0 | DE911D5037 | DE |  | 2002-01-09 19:00 |  | Physiologic Monitor Modules; Noninvasive Blood Pressure | 32428 | M1008B | PHILIPS MEDICAL SYSTEMS CARDIAC & MONITORING SYSTEMS DIV | 2500
CHRISTIANA |  | HOSPITAL-CH | 0 | DE911D5045 | DE |  | 2002-01-09 19:00 |  | Physiologic Monitor Modules; Noninvasive Blood Pressure | 32413 | M1008B | PHILIPS MEDICAL SYSTEMS CARDIAC & MONITORING SYSTEMS DIV | 2500 | Purchased
CHRISTIANA |  | HOSPITAL-CH | 0 | 3805A69876 | DE |  | 1996-07-29 20:00 |  | Physiologic Monitor Modules; Noninvasive Blood Pressure | 24765 | M1008B | PHILIPS MEDICAL SYSTEMS CARDIAC & MONITORING SYSTEMS DIV | 2500
CHRISTIANA |  | HOSPITAL-CH | 0 | 3516A30945 | DE |  | 1995-02-01 19:00 |  | Physiologic Monitor Modules; Noninvasive Blood Pressure | 22878 | M1008B | PHILIPS MEDICAL SYSTEMS CARDIAC & MONITORING SYSTEMS DIV | 2500
CHRISTIANA |  | HOSPITAL-CH | 0 | 3703A56331 | DE |  | 1997-02-03 19:00 |  | Physiologic Monitor Modules; Noninvasive Blood Pressure | 26077 | M1008B | PHILIPS MEDICAL SYSTEMS CARDIAC & MONITORING SYSTEMS DIV | 2500
CHRISTIANA |  | HOSPITAL-CH | 0 | 3703A56275 | DE |  |  |  | Physiologic Monitor Modules; Noninvasive Blood Pressure | 26069 | M1008B | PHILIPS MEDICAL SYSTEMS CARDIAC & MONITORING SYSTEMS DIV | 2500
CHRISTIANA |  | HOSPITAL-CH | 0 | DE91117467 | DE |  |  |  | Physiologic Monitor Modules; Noninvasive Blood Pressure | 36788 | M1008B | PHILIPS MEDICAL SYSTEMS CARDIAC & MONITORING SYSTEMS DIV | 2500
CHRISTIANA |  | HOSPITAL-CH | 0 | 3731A60436 | DE |  |  |  | Physiologic Monitor Modules; Noninvasive Blood Pressure | 26618 | M1008B | PHILIPS MEDICAL SYSTEMS CARDIAC & MONITORING SYSTEMS DIV | 2500
CHRISTIANA |  | HOSPITAL-CH | 0 | 3413A21602 | DE |  | 2008-01-20 19:00 |  | Physiologic Monitor Modules; Noninvasive Blood Pressure | 28579 | M1008B | PHILIPS MEDICAL SYSTEMS CARDIAC & MONITORING SYSTEMS DIV | 2500 | Purchased
CHRISTIANA |  | HOSPITAL-CH | 0 | DE91117381 | DE |  |  |  | Physiologic Monitor Modules; Noninvasive Blood Pressure | 36785 | M1008B | PHILIPS MEDICAL SYSTEMS CARDIAC & MONITORING SYSTEMS DIV | 2500
CHRISTIANA |  | HOSPITAL-CH | 0 | DE91117383 | DE |  | 2004-11-28 19:00 |  | Physiologic Monitor Modules; Noninvasive Blood Pressure | 36791 | M1008B | PHILIPS MEDICAL SYSTEMS CARDIAC & MONITORING SYSTEMS DIV | 2500
CHRISTIANA |  | HOSPITAL-CH | 0 | 3514A29811 | DE |  | 1995-02-01 19:00 |  | Physiologic Monitor Modules; Noninvasive Blood Pressure | 22757 | M1008B | PHILIPS MEDICAL SYSTEMS CARDIAC & MONITORING SYSTEMS DIV | 2500 | Purchased
CHRISTIANA |  | HOSPITAL-CH | 0 | 3514A29813 | DE |  | 1995-02-01 19:00 |  | Physiologic Monitor Modules; Noninvasive Blood Pressure | 22758 | M1008B | PHILIPS MEDICAL SYSTEMS CARDIAC & MONITORING SYSTEMS DIV | 2500 | Purchased
CHRISTIANA |  | HOSPITAL-CH | 0 | 3731A65876 | DE |  |  |  | Physiologic Monitor Modules; Noninvasive Blood Pressure | 27012 | M1008B | PHILIPS MEDICAL SYSTEMS CARDIAC & MONITORING SYSTEMS DIV | 2500
CHRISTIANA |  | HOSPITAL-CH | 0 | DE911D4923 | DE |  | 2002-01-09 19:00 |  | Physiologic Monitor Modules; Noninvasive Blood Pressure | 32325 | M1008B | PHILIPS MEDICAL SYSTEMS CARDIAC & MONITORING SYSTEMS DIV | 2500 | Purchased
CHRISTIANA |  | CH-SURGI | 0 | 3805G50717 | DE |  |  |  | Physiologic Monitor Modules; Noninvasive Blood Pressure | 28542 | M1008B | PHILIPS MEDICAL SYSTEMS CARDIAC & MONITORING SYSTEMS DIV | 2500
CHRISTIANA |  | HOSPITAL-CH | 0 | 3731A63622 | DE |  | 2008-01-20 19:00 |  | Physiologic Monitor Modules; Noninvasive Blood Pressure | 26599 | M1008B | PHILIPS MEDICAL SYSTEMS CARDIAC & MONITORING SYSTEMS DIV | 2500
CHRISTIANA |  | HOSPITAL-CH | 0 | DE911E9075 | DE |  |  |  | Physiologic Monitor Modules; Noninvasive Blood Pressure | 29489 | M1008B | PHILIPS MEDICAL SYSTEMS CARDIAC & MONITORING SYSTEMS DIV | 2500
CHRISTIANA |  | HOSPITAL-CH | 0 | 3805A70306 | DE |  |  |  | Physiologic Monitor Modules; Noninvasive Blood Pressure | 27578 | M1008B | PHILIPS MEDICAL SYSTEMS CARDIAC & MONITORING SYSTEMS DIV | 2500
CHRISTIANA |  | HOSPITAL-CH | 0 | 3805G22024 | DE |  | 1996-07-29 20:00 |  | Physiologic Monitor Modules; Noninvasive Blood Pressure | 24650 | M1008B | PHILIPS MEDICAL SYSTEMS CARDIAC & MONITORING SYSTEMS DIV | 2500
CHRISTIANA |  | HOSPITAL-CH | 0 | 3703A57672 | DE |  | 1997-03-30 19:00 |  | Physiologic Monitor Modules; Noninvasive Blood Pressure | 25456 | M1008B | PHILIPS MEDICAL SYSTEMS CARDIAC & MONITORING SYSTEMS DIV | 2500
CHRISTIANA |  | HOSPITAL-CH | 0 | 3805A80990 | DE |  |  |  | Physiologic Monitor Modules; Noninvasive Blood Pressure | 28172 | M1008B | PHILIPS MEDICAL SYSTEMS CARDIAC & MONITORING SYSTEMS DIV | 2500
CHRISTIANA |  | HOSPITAL-CH | 0 | NONE | DE |  | 2000-10-08 20:00 |  | Physiologic Monitor Modules; Noninvasive Blood Pressure | 30617 | M1008B | PHILIPS MEDICAL SYSTEMS CARDIAC & MONITORING SYSTEMS DIV | 2500 | Purchased
CHRISTIANA |  | HOSPITAL-CH | 0 | 3703A57656 | DE |  |  |  | Physiologic Monitor Modules; Noninvasive Blood Pressure | 25341 | M1008B | PHILIPS MEDICAL SYSTEMS CARDIAC & MONITORING SYSTEMS DIV | 2500
CHRISTIANA |  | HOSPITAL-CH | 0 | 3731A65879 | DE |  | 2008-01-20 19:00 |  | Physiologic Monitor Modules; Noninvasive Blood Pressure | 27014 | M1008B | PHILIPS MEDICAL SYSTEMS CARDIAC & MONITORING SYSTEMS DIV | 2500
CHRISTIANA |  | HOSPITAL-CH | 0 | 3321A10288 | DE |  |  |  | Physiologic Monitor Modules; Noninvasive Blood Pressure | 39851 | M1008B | PHILIPS MEDICAL SYSTEMS CARDIAC & MONITORING SYSTEMS DIV | 2500
CHRISTIANA |  | HOSPITAL-CH | 0 | 3911G89785 | DE |  |  |  | Physiologic Monitor Modules; Noninvasive Blood Pressure | 30102 | M1008B | PHILIPS MEDICAL SYSTEMS CARDIAC & MONITORING SYSTEMS DIV | 2500
CHRISTIANA |  | HOSPITAL-CH | 0 | DE911F3523 | DE |  | 2002-11-24 19:00 |  | Physiologic Monitor Modules; Noninvasive Blood Pressure | 34381 | M1008B | PHILIPS MEDICAL SYSTEMS CARDIAC & MONITORING SYSTEMS DIV | 2500 | Purchased
CHRISTIANA |  | HOSPITAL-CH | 0 | DE911A2117 | DE |  | 2000-11-14 19:00 |  | Physiologic Monitor Modules; Noninvasive Blood Pressure | 29977 | M1008B | PHILIPS MEDICAL SYSTEMS CARDIAC & MONITORING SYSTEMS DIV | 2500 | Purchased
CHRISTIANA |  | CH-SURGI | 0 | 3805G55047 | DE |  |  |  | Physiologic Monitor Modules; Noninvasive Blood Pressure | 28530 | M1008B | PHILIPS MEDICAL SYSTEMS CARDIAC & MONITORING SYSTEMS DIV | 2500
CHRISTIANA |  | HOSPITAL-WH | 0 | DE911E5210 | DE |  | 2002-08-13 20:00 |  | Physiologic Monitor Modules; Noninvasive Blood Pressure | 31912 | M1008B | PHILIPS MEDICAL SYSTEMS CARDIAC & MONITORING SYSTEMS DIV | 2500 | Purchased
CHRISTIANA |  | HOSPITAL-CH | 0 | 3805G41784 | DE |  | 1995-02-01 19:00 |  | Physiologic Monitor Modules; Noninvasive Blood Pressure | 22908 | M1008B | PHILIPS MEDICAL SYSTEMS CARDIAC & MONITORING SYSTEMS DIV | 2500
CHRISTIANA |  | HOSPITAL-CH | 0 | 3805G19160 | DE |  | 1995-10-16 20:00 |  | Physiologic Monitor Modules; Noninvasive Blood Pressure | 23608 | M1008B | PHILIPS MEDICAL SYSTEMS CARDIAC & MONITORING SYSTEMS DIV | 2500
CHRISTIANA |  | HOSPITAL-CH | 0 | DE911F3725 | DE |  | 1995-10-16 20:00 |  | Physiologic Monitor Modules; Noninvasive Blood Pressure | 23610 | M1008B | PHILIPS MEDICAL SYSTEMS CARDIAC & MONITORING SYSTEMS DIV | 2500
CHRISTIANA |  | HOSPITAL-CH | 0 | 3321A10296 | DE |  |  |  | Physiologic Monitor Modules; Noninvasive Blood Pressure | 39850 | M1008B | PHILIPS MEDICAL SYSTEMS CARDIAC & MONITORING SYSTEMS DIV | 2500
CHRISTIANA |  | HOSPITAL-CH | 0 | 3911G88626 | DE |  | 2000-05-27 20:00 |  | Physiologic Monitor Modules; Noninvasive Blood Pressure | 30096 | M1008B | PHILIPS MEDICAL SYSTEMS CARDIAC & MONITORING SYSTEMS DIV | 2500
CHRISTIANA |  | HOSPITAL-CH | 0 | DE911F3516 | DE |  |  |  | Physiologic Monitor Modules; Noninvasive Blood Pressure | 34386 | M1008B | PHILIPS MEDICAL SYSTEMS CARDIAC & MONITORING SYSTEMS DIV | 2500
CHRISTIANA |  | HOSPITAL-CH | 0 | 3805G22270 | DE |  | 2003-03-22 19:00 |  | Physiologic Monitor Modules; Noninvasive Blood Pressure | 34595 | M1008B | PHILIPS MEDICAL SYSTEMS CARDIAC & MONITORING SYSTEMS DIV | 2500 | Purchased
CHRISTIANA |  | HOSPITAL-WH | 0 | 3805G50670 | DE |  | 2001-02-26 19:00 |  | Physiologic Monitor Modules; Noninvasive Blood Pressure | 31180 | M1008B | PHILIPS MEDICAL SYSTEMS CARDIAC & MONITORING SYSTEMS DIV | 2500 | Purchased
CHRISTIANA |  | HOSPITAL-CH | 0 | 3321A10279 | DE |  |  |  | Physiologic Monitor Modules; Noninvasive Blood Pressure | 39849 | M1008B | PHILIPS MEDICAL SYSTEMS CARDIAC & MONITORING SYSTEMS DIV | 2500
CHRISTIANA |  | HOSPITAL-CH | 0 | 3523A39678 | DE |  |  |  | Physiologic Monitor Modules; Noninvasive Blood Pressure | 39847 | M1008B | PHILIPS MEDICAL SYSTEMS CARDIAC & MONITORING SYSTEMS DIV | 2500
CHRISTIANA |  | HOSPITAL-WH | 0 | 3523A48319 | DE |  | 2005-11-14 19:00 |  | Physiologic Monitor Modules; Noninvasive Blood Pressure | 37907 | M1008B | PHILIPS MEDICAL SYSTEMS CARDIAC & MONITORING SYSTEMS DIV | 2500
CHRISTIANA |  | CH-SURGI | 0 | 3805G55028 | DE |  |  |  | Physiologic Monitor Modules; Noninvasive Blood Pressure | 28534 | M1008B | PHILIPS MEDICAL SYSTEMS CARDIAC & MONITORING SYSTEMS DIV | 2500
CHRISTIANA |  | HOSPITAL-CH | 0 | 3523A50638 | DE |  | 2008-01-20 19:00 |  | Physiologic Monitor Modules; Noninvasive Blood Pressure | 27575 | M1008B | PHILIPS MEDICAL SYSTEMS CARDIAC & MONITORING SYSTEMS DIV | 2500
CHRISTIANA |  | HOSPITAL-CH | 0 | DE911F9047 | DE |  | 2003-03-22 19:00 |  | Physiologic Monitor Modules; Noninvasive Blood Pressure | 34592 | M1008B | PHILIPS MEDICAL SYSTEMS CARDIAC & MONITORING SYSTEMS DIV | 2500
CHRISTIANA |  | HOSPITAL-CH | 0 | 3731A65872 | DE |  |  |  | Physiologic Monitor Modules; Noninvasive Blood Pressure | 27021 | M1008B | PHILIPS MEDICAL SYSTEMS CARDIAC & MONITORING SYSTEMS DIV | 2500
CHRISTIANA |  | HOSPITAL-CH | 0 | 3321A10284 | DE |  |  |  | Physiologic Monitor Modules; Noninvasive Blood Pressure | 39848 | M1008B | PHILIPS MEDICAL SYSTEMS CARDIAC & MONITORING SYSTEMS DIV | 2500
CHRISTIANA |  | HOSPITAL-WH | 0 | 3321A10286 | DE |  | 2005-11-14 19:00 |  | Physiologic Monitor Modules; Noninvasive Blood Pressure | 37908 | M1008B | PHILIPS MEDICAL SYSTEMS CARDIAC & MONITORING SYSTEMS DIV | 2500
CHRISTIANA |  | HOSPITAL-CH | 0 | 3731A62560 | DE |  |  |  | Physiologic Monitor Modules; Noninvasive Blood Pressure | 26639 | M1008B | PHILIPS MEDICAL SYSTEMS CARDIAC & MONITORING SYSTEMS DIV | 2500
CHRISTIANA |  | HOSPITAL-CH | 0 | DE911F9051 | DE |  | 2003-03-22 19:00 |  | Physiologic Monitor Modules; Noninvasive Blood Pressure | 34600 | M1008B | PHILIPS MEDICAL SYSTEMS CARDIAC & MONITORING SYSTEMS DIV | 2500
CHRISTIANA |  | HOSPITAL-CH | 0 | 3731A65882 | DE |  | 2008-01-20 19:00 |  | Physiologic Monitor Modules; Noninvasive Blood Pressure | 27022 | M1008B | PHILIPS MEDICAL SYSTEMS CARDIAC & MONITORING SYSTEMS DIV | 2500
CHRISTIANA |  | HOSPITAL-CH | 0 | 3731A52754 | DE |  |  |  | Physiologic Monitor Modules; Noninvasive Blood Pressure | 27011 | M1008B | PHILIPS MEDICAL SYSTEMS CARDIAC & MONITORING SYSTEMS DIV | 2500
CHRISTIANA |  | HOSPITAL-CH | 0 | 3703A57692 | DE |  | 1997-03-30 19:00 |  | Physiologic Monitor Modules; Noninvasive Blood Pressure | 25441 | M1008B | PHILIPS MEDICAL SYSTEMS CARDIAC & MONITORING SYSTEMS DIV | 2500 | Purchased
CHRISTIANA |  | HOSPITAL-CH | 0 | 3805G26021 | DE |  | 1997-03-30 19:00 |  | Physiologic Monitor Modules; Noninvasive Blood Pressure | 25347 | M1008B | PHILIPS MEDICAL SYSTEMS CARDIAC & MONITORING SYSTEMS DIV | 2500
CHRISTIANA |  | HOSPITAL-CH | 0 | 3731A64791 | DE |  |  |  | Physiologic Monitor Modules; Noninvasive Blood Pressure | 39846 | M1008B | PHILIPS MEDICAL SYSTEMS CARDIAC & MONITORING SYSTEMS DIV | 2500
CHRISTIANA |  | HOSPITAL-CH | 0 | 3731A65971 | DE |  | 2008-01-20 19:00 |  | Physiologic Monitor Modules; Noninvasive Blood Pressure | 27026 | M1008B | PHILIPS MEDICAL SYSTEMS CARDIAC & MONITORING SYSTEMS DIV | 2500
CHRISTIANA |  | HOSPITAL-CH | 0 | 3731A3717 | DE |  | 2008-01-20 19:00 |  | Physiologic Monitor Modules; Noninvasive Blood Pressure | 27577 | M1008B | PHILIPS MEDICAL SYSTEMS CARDIAC & MONITORING SYSTEMS DIV | 2500
CHRISTIANA |  | HOSPITAL-CH | 0 | 3703A57734 | DE |  |  |  | Physiologic Monitor Modules; Noninvasive Blood Pressure | 25435 | M1008B | PHILIPS MEDICAL SYSTEMS CARDIAC & MONITORING SYSTEMS DIV | 2500
CHRISTIANA |  | HOSPITAL-CH | 0 | 3703A57634 | DE |  | 1997-03-30 19:00 |  | Physiologic Monitor Modules; Noninvasive Blood Pressure | 25447 | M1008B | PHILIPS MEDICAL SYSTEMS CARDIAC & MONITORING SYSTEMS DIV | 2500
CHRISTIANA |  | HOSPITAL-CH | 0 | 3227A17412 | DE |  |  |  | Physiologic Monitor Modules; Noninvasive Blood Pressure | 23604 | M1008B | PHILIPS MEDICAL SYSTEMS CARDIAC & MONITORING SYSTEMS DIV | 2500
CHRISTIANA |  | HOSPITAL-CH | 0 | 3911G83786 | DE |  |  |  | Physiologic Monitor Modules; Noninvasive Blood Pressure | 30139 | M1008B | PHILIPS MEDICAL SYSTEMS CARDIAC & MONITORING SYSTEMS DIV | 2500
CHRISTIANA |  | HOSPITAL-CH | 0 | 3703A57637 | DE |  | 1997-03-30 19:00 |  | Physiologic Monitor Modules; Noninvasive Blood Pressure | 25451 | M1008B | PHILIPS MEDICAL SYSTEMS CARDIAC & MONITORING SYSTEMS DIV | 2500
CHRISTIANA |  | HOSPITAL-CH | 0 | DE91117378 | DE |  | 2004-11-28 19:00 |  | Physiologic Monitor Modules; Noninvasive Blood Pressure | 36812 | M1008B | PHILIPS MEDICAL SYSTEMS CARDIAC & MONITORING SYSTEMS DIV | 2500
CHRISTIANA |  | HOSPITAL-WH | 0 | 3805A80874 | DE |  | 1998-07-29 20:00 |  | Physiologic Monitor Modules; Noninvasive Blood Pressure | 28164 | M1008B | PHILIPS MEDICAL SYSTEMS CARDIAC & MONITORING SYSTEMS DIV | 2500
CHRISTIANA |  | HOSPITAL-CH | 0 | 3321A10014 | DE |  | 2007-04-11 20:00 |  | Physiologic Monitor Modules; Noninvasive Blood Pressure | 39853 | M1008B | PHILIPS MEDICAL SYSTEMS CARDIAC & MONITORING SYSTEMS DIV | 2500
CHRISTIANA |  | HOSPITAL-CH | 0 | 3703A57635 | DE |  | 1997-03-30 19:00 |  | Physiologic Monitor Modules; Noninvasive Blood Pressure | 25397 | M1008B | PHILIPS MEDICAL SYSTEMS CARDIAC & MONITORING SYSTEMS DIV | 2500
CHRISTIANA |  | HOSPITAL-CH | 0 | DE91117384 | DE |  |  |  | Physiologic Monitor Modules; Noninvasive Blood Pressure | 36815 | M1008B | PHILIPS MEDICAL SYSTEMS CARDIAC & MONITORING SYSTEMS DIV | 2500
CHRISTIANA |  | HOSPITAL-CH | 0 | DE91117434 | DE |  | 2004-11-28 19:00 |  | Physiologic Monitor Modules; Noninvasive Blood Pressure | 36818 | M1008B | PHILIPS MEDICAL SYSTEMS CARDIAC & MONITORING SYSTEMS DIV | 2500
CHRISTIANA |  | CH-SURGI | 0 | 3251A06631 | DE |  | 1993-03-09 19:00 |  | Physiologic Monitor Modules; Noninvasive Blood Pressure | 20365 | M1008B | PHILIPS MEDICAL SYSTEMS CARDIAC & MONITORING SYSTEMS DIV | 2500
CHRISTIANA |  | HOSPITAL-CH | 0 | 3805A76213 | DE |  | 2008-01-20 19:00 |  | Physiologic Monitor Modules; Noninvasive Blood Pressure | 27858 | M1008B | PHILIPS MEDICAL SYSTEMS CARDIAC & MONITORING SYSTEMS DIV | 2500 | Purchased
CHRISTIANA |  | HOSPITAL-CH | 0 | 3321A10292 | DE |  |  |  | Physiologic Monitor Modules; Noninvasive Blood Pressure | 39852 | M1008B | PHILIPS MEDICAL SYSTEMS CARDIAC & MONITORING SYSTEMS DIV | 2500
CHRISTIANA |  | HOSPITAL-CH | 0 | 3523A41744 | DE |  | 1995-10-16 20:00 |  | Physiologic Monitor Modules; Noninvasive Blood Pressure | 23749 | M1008B | PHILIPS MEDICAL SYSTEMS CARDIAC & MONITORING SYSTEMS DIV | 2500
CHRISTIANA |  | HOSPITAL-CH | 0 | 3731A65880 | DE |  | 2008-01-20 19:00 |  | Physiologic Monitor Modules; Noninvasive Blood Pressure | 27017 | M1008B | PHILIPS MEDICAL SYSTEMS CARDIAC & MONITORING SYSTEMS DIV | 2500
CHRISTIANA |  | HOSPITAL-CH | 0 | 3731A59781 | DE |  | 2008-01-20 19:00 |  | Physiologic Monitor Modules; Noninvasive Blood Pressure | 26543 | M1008B | PHILIPS MEDICAL SYSTEMS CARDIAC & MONITORING SYSTEMS DIV | 2500
CHRISTIANA |  | HOSPITAL-CH | 0 | 3703A57626 | DE |  | 1997-03-30 19:00 |  | Physiologic Monitor Modules; Noninvasive Blood Pressure | 25335 | M1008B | PHILIPS MEDICAL SYSTEMS CARDIAC & MONITORING SYSTEMS DIV | 2500 | Purchased
CHRISTIANA |  | HOSPITAL-CH | 0 | 3523A48662 | DE |  | 1996-07-23 20:00 |  | Physiologic Monitor Modules; Noninvasive Blood Pressure | 25139 | M1008B | PHILIPS MEDICAL SYSTEMS CARDIAC & MONITORING SYSTEMS DIV | 2500
CHRISTIANA |  | HOSPITAL-CH | 0 | 3523A48725 | DE |  | 1996-07-23 20:00 |  | Physiologic Monitor Modules; Noninvasive Blood Pressure | 25137 | M1008B | PHILIPS MEDICAL SYSTEMS CARDIAC & MONITORING SYSTEMS DIV | 2500
CHRISTIANA |  | CH-SURGI | 0 | 3805G55041 | DE |  |  |  | Physiologic Monitor Modules; Noninvasive Blood Pressure | 28558 | M1008B | PHILIPS MEDICAL SYSTEMS CARDIAC & MONITORING SYSTEMS DIV | 2500
CHRISTIANA |  | HOSPITAL-CH | 0 | 3805A61112 | DE |  |  |  | Physiologic Monitor Modules; Noninvasive Blood Pressure | 27573 | M1008B | PHILIPS MEDICAL SYSTEMS CARDIAC & MONITORING SYSTEMS DIV | 2500
CHRISTIANA |  | HOSPITAL-CH | 0 | 3805A69154 | DE |  |  |  | Physiologic Monitor Modules; Noninvasive Blood Pressure | 27101 | M1008B | PHILIPS MEDICAL SYSTEMS CARDIAC & MONITORING SYSTEMS DIV | 2500
CHRISTIANA |  | WH SURGI | 0 | 3523A48714 | DE |  | 1996-07-23 20:00 |  | Physiologic Monitor Modules; Noninvasive Blood Pressure | 25133 | M1008B | PHILIPS MEDICAL SYSTEMS CARDIAC & MONITORING SYSTEMS DIV | 2500 | Purchased
CHRISTIANA |  | HOSPITAL-CH | 0 | DE91117462 | DE |  | 2004-11-28 19:00 |  | Physiologic Monitor Modules; Noninvasive Blood Pressure | 36803 | M1008B | PHILIPS MEDICAL SYSTEMS CARDIAC & MONITORING SYSTEMS DIV | 2500
CHRISTIANA |  | HOSPITAL-CH | 0 | 3731A63619 | DE |  | 2008-01-20 19:00 |  | Physiologic Monitor Modules; Noninvasive Blood Pressure | 26593 | M1008B | PHILIPS MEDICAL SYSTEMS CARDIAC & MONITORING SYSTEMS DIV | 2500
CHRISTIANA |  | CH-SURGI | 0 | DE911E7326 | DE |  | 2002-07-13 20:00 |  | Physiologic Monitor Modules; Noninvasive Blood Pressure | 33604 | M1008B | PHILIPS MEDICAL SYSTEMS CARDIAC & MONITORING SYSTEMS DIV | 2500
CHRISTIANA |  | CH-SURGI | 0 | 3805G49830 | DE |  |  |  | Physiologic Monitor Modules; Noninvasive Blood Pressure | 28550 | M1008B | PHILIPS MEDICAL SYSTEMS CARDIAC & MONITORING SYSTEMS DIV | 2500
CHRISTIANA |  | WH SURGI | 0 | 3911G80315 | DE |  | 1999-11-09 19:00 |  | Physiologic Monitor Modules; Noninvasive Blood Pressure | 29260 | M1008B | PHILIPS MEDICAL SYSTEMS CARDIAC & MONITORING SYSTEMS DIV | 2500 | Purchased
CHRISTIANA |  | HOSPITAL-CH | 0 | 3523A40186 | DE |  |  |  | Physiologic Monitor Modules; Noninvasive Blood Pressure | 23601 | M1008B | PHILIPS MEDICAL SYSTEMS CARDIAC & MONITORING SYSTEMS DIV | 2500
CHRISTIANA |  | HOSPITAL-CH | 0 | 3523A48718 | DE |  |  |  | Physiologic Monitor Modules; Noninvasive Blood Pressure | 25136 | M1008B | PHILIPS MEDICAL SYSTEMS CARDIAC & MONITORING SYSTEMS DIV | 2500
CHRISTIANA |  | HOSPITAL-CH | 0 | 3731A65970 | DE |  | 2008-01-20 19:00 |  | Physiologic Monitor Modules; Noninvasive Blood Pressure | 27025 | M1008B | PHILIPS MEDICAL SYSTEMS CARDIAC & MONITORING SYSTEMS DIV | 2500
CHRISTIANA |  | HOSPITAL-CH | 0 | 3805A81085 | DE |  |  |  | Physiologic Monitor Modules; Noninvasive Blood Pressure | 28156 | M1008B | PHILIPS MEDICAL SYSTEMS CARDIAC & MONITORING SYSTEMS DIV | 2500
CHRISTIANA |  | HOSPITAL-CH | 0 | 3516A30897 | DE |  |  |  | Physiologic Monitor Modules; Noninvasive Blood Pressure | 22867 | M1008B | PHILIPS MEDICAL SYSTEMS CARDIAC & MONITORING SYSTEMS DIV | 2500
CHRISTIANA |  | HOSPITAL-CH | 0 | 3805A69985 | DE |  | 2008-01-20 19:00 |  | Physiologic Monitor Modules; Noninvasive Blood Pressure | 27579 | M1008B | PHILIPS MEDICAL SYSTEMS CARDIAC & MONITORING SYSTEMS DIV | 2500
CHRISTIANA |  | CH-SURGI | 0 | 3805G55202 | DE |  |  |  | Physiologic Monitor Modules; Noninvasive Blood Pressure | 28562 | M1008B | PHILIPS MEDICAL SYSTEMS CARDIAC & MONITORING SYSTEMS DIV | 2500
CHRISTIANA |  | HOSPITAL-CH | 0 | 3516A30916 | DE |  | 1995-02-01 19:00 |  | Physiologic Monitor Modules; Noninvasive Blood Pressure | 22868 | M1008B | PHILIPS MEDICAL SYSTEMS CARDIAC & MONITORING SYSTEMS DIV | 2500
CHRISTIANA |  | HOSPITAL-CH | 0 | 3516A30891 | DE |  | 1995-02-01 19:00 |  | Physiologic Monitor Modules; Noninvasive Blood Pressure | 22866 | M1008B | PHILIPS MEDICAL SYSTEMS CARDIAC & MONITORING SYSTEMS DIV | 2500
CHRISTIANA |  | HOSPITAL-CH | 0 | DE91151260 | DE |  |  |  | Physiologic Monitor Modules; Noninvasive Blood Pressure | 37615 | M1008B | PHILIPS MEDICAL SYSTEMS CARDIAC & MONITORING SYSTEMS DIV | 2500
CHRISTIANA |  | HOSPITAL-CH | 0 | 3731A54183 | DE |  | 2008-01-20 19:00 |  | Physiologic Monitor Modules; Noninvasive Blood Pressure | 26541 | M1008B | PHILIPS MEDICAL SYSTEMS CARDIAC & MONITORING SYSTEMS DIV | 2500
CHRISTIANA |  | HOSPITAL-WH | 0 | 3523A47348 | DE |  | 1996-07-29 20:00 |  | Physiologic Monitor Modules; Noninvasive Blood Pressure | 24668 | M1008B | PHILIPS MEDICAL SYSTEMS CARDIAC & MONITORING SYSTEMS DIV | 2500 | Purchased
CHRISTIANA |  | HOSPITAL-CH | 0 | DE911J1536 | DE |  | 2005-08-02 20:00 |  | Physiologic Monitor Modules; Noninvasive Blood Pressure | 37614 | M1008B | PHILIPS MEDICAL SYSTEMS CARDIAC & MONITORING SYSTEMS DIV | 2500
CHRISTIANA |  | HOSPITAL-CH | 0 | DE911J1234 | DE |  | 2005-08-02 20:00 |  | Physiologic Monitor Modules; Noninvasive Blood Pressure | 37616 | M1008B | PHILIPS MEDICAL SYSTEMS CARDIAC & MONITORING SYSTEMS DIV | 2500
CHRISTIANA |  | HOSPITAL-CH | 0 | 3805G28405 | DE |  |  |  | Physiologic Monitor Modules; Noninvasive Blood Pressure | 26968 | M1008B | PHILIPS MEDICAL SYSTEMS CARDIAC & MONITORING SYSTEMS DIV | 2500
CHRISTIANA |  | HOSPITAL-CH | 0 | DE911D5046 | DE |  | 2002-01-09 19:00 |  | Physiologic Monitor Modules; Noninvasive Blood Pressure | 32397 | M1008B | PHILIPS MEDICAL SYSTEMS CARDIAC & MONITORING SYSTEMS DIV | 2500 | Purchased
CHRISTIANA |  | HOSPITAL-CH | 0 | DE911D5035 | DE |  | 2002-01-09 19:00 |  | Physiologic Monitor Modules; Noninvasive Blood Pressure | 32404 | M1008B | PHILIPS MEDICAL SYSTEMS CARDIAC & MONITORING SYSTEMS DIV | 2500 | Purchased
CHRISTIANA |  | HOSPITAL-CH | 0 | DE911J1255 | DE |  |  |  | Physiologic Monitor Modules; Noninvasive Blood Pressure | 37617 | M1008B | PHILIPS MEDICAL SYSTEMS CARDIAC & MONITORING SYSTEMS DIV | 2500
CHRISTIANA |  | HOSPITAL-CH | 0 | DE911H2852 | DE |  | 1996-07-28 20:00 |  | Physiologic Monitor Modules; Noninvasive Blood Pressure | 25038 | M1008B | PHILIPS MEDICAL SYSTEMS CARDIAC & MONITORING SYSTEMS DIV | 2500
CHRISTIANA |  | HOSPITAL-CH | 0 | 3805A73380 | DE |  |  |  | Physiologic Monitor Modules; Noninvasive Blood Pressure | 27634 | M1008B | PHILIPS MEDICAL SYSTEMS CARDIAC & MONITORING SYSTEMS DIV | 2500
CHRISTIANA |  | HOSPITAL-CH | 0 | 3731A65870 | DE |  | 2008-01-20 19:00 |  | Physiologic Monitor Modules; Noninvasive Blood Pressure | 27020 | M1008B | PHILIPS MEDICAL SYSTEMS CARDIAC & MONITORING SYSTEMS DIV | 2500
CHRISTIANA |  | HOSPITAL-CH | 0 | DE911A2428 | DE |  | 2000-11-14 19:00 |  | Physiologic Monitor Modules; Noninvasive Blood Pressure | 29962 | M1008B | PHILIPS MEDICAL SYSTEMS CARDIAC & MONITORING SYSTEMS DIV | 2500 | Purchased
CHRISTIANA |  | HOSPITAL-CH | 0 | D391105077 | DE |  |  |  | Physiologic Monitor Modules; Noninvasive Blood Pressure | 32356 | M1008B | PHILIPS MEDICAL SYSTEMS CARDIAC & MONITORING SYSTEMS DIV | 2500
CHRISTIANA |  | HOSPITAL-WH | 0 | 3523A47458 | DE |  | 1996-07-29 20:00 |  | Physiologic Monitor Modules; Noninvasive Blood Pressure | 24678 | M1008B | PHILIPS MEDICAL SYSTEMS CARDIAC & MONITORING SYSTEMS DIV | 2500 | Purchased
CHRISTIANA |  | HOSPITAL-CH | 0 | DE911J1537 | DE |  | 2005-08-02 20:00 |  | Physiologic Monitor Modules; Noninvasive Blood Pressure | 37618 | M1008B | PHILIPS MEDICAL SYSTEMS CARDIAC & MONITORING SYSTEMS DIV | 2500
CHRISTIANA |  | HOSPITAL-CH | 0 | 3805G20687 | DE |  | 2007-07-18 20:00 |  | Physiologic Monitor Modules; Noninvasive Blood Pressure | 40040 | M1008B | PHILIPS MEDICAL SYSTEMS CARDIAC & MONITORING SYSTEMS DIV | 2500
CHRISTIANA |  | HOSPITAL-CH | 0 | 3523A41834 | DE |  |  |  | Physiologic Monitor Modules; Noninvasive Blood Pressure | 23753 | M1008B | PHILIPS MEDICAL SYSTEMS CARDIAC & MONITORING SYSTEMS DIV | 2500
CHRISTIANA |  | HOSPITAL-CH | 0 | DE911A4416 | DE |  |  |  | Physiologic Monitor Modules; Noninvasive Blood Pressure | 36292 | M1008B | PHILIPS MEDICAL SYSTEMS CARDIAC & MONITORING SYSTEMS DIV | 2500
CHRISTIANA |  | HOSPITAL-CH | 0 | DE911D5039 | DE |  | 2002-01-09 19:00 |  | Physiologic Monitor Modules; Noninvasive Blood Pressure | 32461 | M1008B | PHILIPS MEDICAL SYSTEMS CARDIAC & MONITORING SYSTEMS DIV | 2500 | Purchased
CHRISTIANA |  | CH-SURGI | 0 | 3805G50020 | DE |  | 2008-01-20 19:00 |  | Physiologic Monitor Modules; Noninvasive Blood Pressure | 28546 | M1008B | PHILIPS MEDICAL SYSTEMS CARDIAC & MONITORING SYSTEMS DIV | 2500 | Purchased
CHRISTIANA |  | HOSPITAL-CH | 0 | 3731A63628 | DE |  |  |  | Physiologic Monitor Modules; Noninvasive Blood Pressure | 26605 | M1008B | PHILIPS MEDICAL SYSTEMS CARDIAC & MONITORING SYSTEMS DIV | 2500
CHRISTIANA |  | HOSPITAL-CH | 0 | DE91105038 | DE |  | 2002-01-09 19:00 |  | Physiologic Monitor Modules; Noninvasive Blood Pressure | 32465 | M1008B | PHILIPS MEDICAL SYSTEMS CARDIAC & MONITORING SYSTEMS DIV | 2500 | Purchased
CHRISTIANA |  | HOSPITAL-CH | 0 | DE911D5048 | DE |  | 2002-01-09 19:00 |  | Physiologic Monitor Modules; Noninvasive Blood Pressure | 32390 | M1008B | PHILIPS MEDICAL SYSTEMS CARDIAC & MONITORING SYSTEMS DIV | 2500 | Purchased
CHRISTIANA |  | HOSPITAL-CH | 0 | 1842 | DE |  |  |  | Aspirators; Endoscopic Irrigation | 21237 | 18-51000 | MEDTRONIC XOMED SURGICAL PRODUCTS INC DIV MEDTRONIC INC | 2500
CHRISTIANA |  | HOSPITAL-WH | 0 | 1639 | DE |  |  |  | Aspirators; Endoscopic Irrigation | 21141 | 18-51000 | MEDTRONIC XOMED SURGICAL PRODUCTS INC DIV MEDTRONIC INC | 2500
CHRISTIANA |  | HOSPITAL-CH | 0 | ARWN-0384 | DE |  | 2006-03-04 19:00 |  | Anesthesia Units | 38188 | Apollo | NORTH AMERICAN DRAEGER | 59999.99 | Purchased
CHRISTIANA |  | HOSPITAL-CH | 0 | ARXA-0221 | DE |  | 2006-03-04 19:00 |  | Anesthesia Units | 38192 | Apollo | NORTH AMERICAN DRAEGER | 59999.99 | Purchased
CHRISTIANA |  | HOSPITAL-CH | 0 | ARXA-0222 | DE |  | 2006-03-04 19:00 |  | Anesthesia Units | 38191 | Apollo | NORTH AMERICAN DRAEGER | 59999.99 | Purchased
CHRISTIANA |  | HOSPITAL-CH | 0 | ARXA-0219 | DE |  | 2006-03-04 19:00 |  | Anesthesia Units | 38195 | Apollo | NORTH AMERICAN DRAEGER | 59999.99 | Purchased
CHRISTIANA |  | HOSPITAL-WH | 0 | ASBL-0183 | DE |  | 2010-11-29 19:00 |  | Anesthesia Units | 47315 | Apollo | NORTH AMERICAN DRAEGER | 58927.5 | Purchased
CHRISTIANA |  | HOSPITAL-CH | 0 | 347093 | DE |  |  |  | Scales; Patient; Floor | 32632 | Health O Meter Mechanical Scale 502KLS | HEALTH O METER INC DIV SUNBEAM CORP | 1500
CHRISTIANA |  | Trailer Life Net | 0 | 30019-8119 | DE |  |  |  | Infusion Pumps; Multitherapy; Ambulatory | 57263 | Sapphire Multi-Therapy Infusion Pump 16311 | Eitan Medical North America; Inc. | 3200
CHRISTIANA |  | Trailer Life Net | 0 | 30019-7840 | DE |  | 2014-12-28 19:00 |  | Infusion Pumps; Multitherapy; Ambulatory | 57272 | Sapphire Multi-Therapy Infusion Pump 16311 | Eitan Medical North America; Inc. | 3200
CHRISTIANA |  | Trailer Life Net | 0 | 30015-7677 | DE |  |  |  | Infusion Pumps; Multitherapy; Ambulatory | 57275 | Sapphire Multi-Therapy Infusion Pump 16311 | Eitan Medical North America; Inc. | 3200
CHRISTIANA |  | Trailer Life Net | 0 | 30019-7607 | DE |  | 2014-12-28 19:00 |  | Infusion Pumps; Multitherapy; Ambulatory | 57257 | Sapphire Multi-Therapy Infusion Pump 16311 | HOSPIRA HEALTHCARE CORP | 3200 | Purchased
CHRISTIANA |  | HOSPITAL-CH | 0 | NONE | DE |  | 2000-11-15 19:00 |  | Centrifuges; Tabletop; Low-Speed | 30687 | Capsule PicoFuge Micro Centrifuge HF120 | STRATAGENE | 999.99
CHRISTIANA |  | Alexis I DuPont High School | 0 | NONE | DE |  | 2008-01-20 19:00 |  | Scales; Patient; Floor | 26101 | Detecto Eye-Level Physician Scale 349 | CARDINAL HEALTH INC | 1500 | Purchased
CHRISTIANA |  | Wilmington Senior Center | 0 | E25407-0113 | DE |  |  |  | Scales; Patient; Floor | 40520 | Detecto Eye-Level Physician Scale 349 | CARDINAL HEALTH INC | 1500
CHRISTIANA |  | HOSPITAL-CH | 0 | 9703-1030 | DE |  |  |  | Scales; Patient; Floor | 26053 | Detecto Eye-Level Physician Scale 349 | CARDINAL HEALTH INC | 700
CHRISTIANA |  | West Grove Medical Office Building | 0 | E06509-0169 | DE |  | 2018-07-10 20:00 |  | Scales; Patient; Floor | 65425 | Detecto Eye-Level Physician Scale 349 | CARDINAL HEALTH INC | 1500 | Purchased
CHRISTIANA |  | HOSPITAL-CH | 0 | 9703-1031 | DE |  |  |  | Scales; Patient; Floor | 26052 | Detecto Eye-Level Physician Scale 349 | CARDINAL HEALTH INC | 700
CHRISTIANA |  | HOSPITAL-CH | 0 | 40510634 | DE |  | 2019-03-29 08:35 |  | Probes; Ultrasonic | 40510634 | SWIFTLINK | SIEMENS HEALTH SYSTEMS | 10000 | Purchased
CHRISTIANA |  |  | 0 | 21123-504 |  |  |  |  | Scanning Systems; Computed Tomography; Axial; Full-Body | 29946 | SOMATOM PL 4 | SIEMENS HEALTH SYSTEMS | 717750
CHRISTIANA |  | HOSPITAL-CH | 0 | 20722504 | DE |  |  |  | Scanning Systems; Computed Tomography; Axial; Full-Body | 27337 | SOMATOM PL 4 | SIEMENS HEALTH SYSTEMS | 1500000
CHRISTIANA |  | HOSPITAL-CH | 0 | 20048 | DE |  |  |  | Scanning Systems; Computed Tomography; Axial; Full-Body | 23022 | SOMATOM PL 4 | SIEMENS HEALTH SYSTEMS | 1000000
CHRISTIANA |  | HOSPITAL-CH | 0 | 1933989 | DE |  |  |  | Information Systems; Picture Archiving and Communication; Radiology | 31603 | KINETDX3000 | SIEMENS HEALTH SYSTEMS | 49999.99
CHRISTIANA |  | HOSPITAL-CH | 0 | 1975127 | DE |  |  |  | Information Systems; Picture Archiving and Communication; Radiology | 31604 | KINETDX3000 | SIEMENS HEALTH SYSTEMS | 49999.99
CHRISTIANA |  | HOSPITAL-WH | 0 | 51919 | DE |  |  |  | Infusion Pumps; Analgesic; Patient-Controlled | 19995 | LifeCare PCA Plus and Plus II Series Inf 4100 | HOSPIRA HEALTHCARE CORP | 3200
CHRISTIANA |  | HOSPITAL-CH | 95856.38 | 4220730 | DE |  | 2011-11-29 19:00 |  | Automation Systems; Laboratory | 48640 | Tube Sorter TS-500 | SYSMEX CORP OF AMERICA | 107520
CHRISTIANA |  | HOSPITAL-CH | 0 | 1201006125 | DE |  | 2012-02-28 19:00 |  | Analyzers; Laboratory; Immunoassay; Photometric; Microplate Reading | 48946 | Infinite 200 PRO F200 | TECAN US INC | 9746.1
CHRISTIANA |  | WH SURGI | 0 | 17135 | DE |  | 1999-10-08 20:00 |  | Regulators; Suction | 30155 | Continuous Vacuum Regulator PM3300 | PRECISION MEDICAL INC | 368 | Purchased
CHRISTIANA |  | WH SURGI | 0 | 17140 | DE |  | 1999-10-08 20:00 |  | Regulators; Suction | 28819 | Continuous Vacuum Regulator PM3300 | PRECISION MEDICAL INC | 368 | Purchased
CHRISTIANA |  | WH SURGI | 0 | 18507 | DE |  | 2000-05-24 20:00 |  | Regulators; Suction | 29813 | Continuous Vacuum Regulator PM3300 | PRECISION MEDICAL INC | 700 | Purchased
CHRISTIANA |  | WH SURGI | 0 | 18501 | DE |  | 2000-05-24 20:00 |  | Regulators; Suction | 29809 | Continuous Vacuum Regulator PM3300 | PRECISION MEDICAL INC | 700 | Purchased
CHRISTIANA |  | WH SURGI | 0 | 17132 | DE |  | 1999-10-08 20:00 |  | Regulators; Suction | 29220 | Continuous Vacuum Regulator PM3300 | PRECISION MEDICAL INC | 368 | Purchased
CHRISTIANA |  | WH SURGI | 0 | 17130 | DE |  | 1999-10-08 20:00 |  | Regulators; Suction | 29219 | Continuous Vacuum Regulator PM3300 | PRECISION MEDICAL INC | 368
CHRISTIANA |  | WH SURGI | 0 | 17142 | DE |  | 1999-10-08 20:00 |  | Regulators; Suction | 29216 | Continuous Vacuum Regulator PM3300 | PRECISION MEDICAL INC | 700 | Purchased
CHRISTIANA |  | WH SURGI | 0 | 18502 | DE |  | 2000-05-24 20:00 |  | Regulators; Suction | 29812 | Continuous Vacuum Regulator PM3300 | PRECISION MEDICAL INC | 700 | Purchased
CHRISTIANA |  | WH SURGI | 0 | 17141 | DE |  | 1999-10-08 20:00 |  | Regulators; Suction | 29217 | Continuous Vacuum Regulator PM3300 | PRECISION MEDICAL INC | 368 | Purchased
CHRISTIANA |  | WH SURGI | 0 | 17136 | DE |  | 1999-10-08 20:00 |  | Regulators; Suction | 29280 | Continuous Vacuum Regulator PM3300 | PRECISION MEDICAL INC | 368 | Purchased
CHRISTIANA |  | WH SURGI | 0 | 17139 | DE |  | 1999-10-08 20:00 |  | Regulators; Suction | 29279 | Continuous Vacuum Regulator PM3300 | PRECISION MEDICAL INC | 368 | Purchased
CHRISTIANA |  | WH SURGI | 0 | 17131 | DE |  | 1999-10-08 20:00 |  | Regulators; Suction | 29218 | Continuous Vacuum Regulator PM3300 | PRECISION MEDICAL INC | 368
CHRISTIANA |  | WH SURGI | 0 | 19795 | DE |  | 2000-05-24 20:00 |  | Regulators; Suction | 29808 | Continuous Vacuum Regulator PM3300 | PRECISION MEDICAL INC | 700 | Purchased
CHRISTIANA |  | WH SURGI | 0 | 17137 | DE |  | 1999-10-08 20:00 |  | Regulators; Suction | 29652 | Continuous Vacuum Regulator PM3300 | PRECISION MEDICAL INC | 368 | Purchased
CHRISTIANA |  | WH SURGI | 0 | 18503 | DE |  | 2000-05-24 20:00 |  | Regulators; Suction | 29817 | Continuous Vacuum Regulator PM3300 | PRECISION MEDICAL INC | 700 | Purchased
CHRISTIANA |  | WH SURGI | 0 | 18509 | DE |  | 2000-05-24 20:00 |  | Regulators; Suction | 29816 | Continuous Vacuum Regulator PM3300 | PRECISION MEDICAL INC | 700 | Purchased
CHRISTIANA |  | HOSPITAL-CH | 0 | J19MS | DE |  |  |  | TEST EQUIPMENT; TEST EQUIPMENT | 49487 | RT-200 | TIMETER INSTRUMENT CORP ALLIED HEALTH CARE PRODUCTS CO | 0
CHRISTIANA |  | HOSPITAL-CH | 55000 | 289 | DE |  | 2009-04-21 20:00 |  | Scanning Systems; Gamma Camera; Mobile | 42592 | Single-Head Imager 2020tc | Digirad Corp | 400000 | Purchased
CHRISTIANA |  | HOSPITAL-CH | 0 | 170 | DE |  |  |  | Scanning Systems; Gamma Camera; Mobile | 32044 | Single-Head Imager 2020tc | Digirad Corp | 74999.99
CHRISTIANA |  | HCCC | 0 | 5155 | DE |  |  |  | Lights; Examination | 38447 | 31501 | BURTON CO | 1500
CHRISTIANA |  | HCCC | 0 | NONE | DE |  | 2016-03-08 19:00 |  | Lights; Examination | 62061 | 31501 | BURTON CO | 1500
CHRISTIANA |  | HCCC | 0 | UV994063 | DE |  |  |  | Lights; Examination | 32198 | 31501 | BURTON CO | 200
CHRISTIANA |  | HOSPITAL-WH | 0 | 53218 | DE |  | 2013-12-25 19:00 |  | Warming Units; Blood/Intravenous Solution | 45977 | Ranger Blood/Fluid Warming System 245 | ARIZANT INC | 4800
CHRISTIANA |  | HOSPITAL-CH | 0 | 72151 | DE |  | 2018-01-10 19:00 |  | Warming Units; Blood/Intravenous Solution | 66356 | Ranger Blood/Fluid Warming System 245 | ARIZANT INC | 4800 | Purchased
CHRISTIANA |  | HOSPITAL-WH | 0 | 37292 | DE |  |  |  | Warming Units; Blood/Intravenous Solution | 42257 | Ranger Blood/Fluid Warming System 245 | ARIZANT INC | 4800
CHRISTIANA |  | HOSPITAL-CH | 0 | 34439 | DE |  | 2002-05-29 20:00 |  | Warming Units; Blood/Intravenous Solution | 33303 | Ranger Blood/Fluid Warming System 245 | ARIZANT INC | 4800
CHRISTIANA |  | HOSPITAL-CH | 0 | 49200 | DE |  |  |  | Warming Units; Blood/Intravenous Solution | 28885 | Ranger Blood/Fluid Warming System 245 | ARIZANT INC | 700
CHRISTIANA |  | HOSPITAL-CH | 0 | 15176 | DE |  |  |  | Warming Units; Blood/Intravenous Solution | 42678 | Ranger Blood/Fluid Warming System 245 | ARIZANT INC | 800
CHRISTIANA |  | HOSPITAL-WH | 0 | 37293 | DE |  | 2009-10-27 20:00 |  | Warming Units; Blood/Intravenous Solution | 42258 | Ranger Blood/Fluid Warming System 245 | ARIZANT INC | 4800
CHRISTIANA |  | HOSPITAL-CH | 0 | 38543 | DE |  | 1999-07-29 20:00 |  | Warming Units; Blood/Intravenous Solution | 28873 | Ranger Blood/Fluid Warming System 245 | ARIZANT INC | 4800 | Purchased
CHRISTIANA |  | HOSPITAL-CH | 0 | 2983 | DE |  | 1999-07-29 20:00 |  | Warming Units; Blood/Intravenous Solution | 28888 | Ranger Blood/Fluid Warming System 245 | ARIZANT INC | 4800
CHRISTIANA |  | HOSPITAL-CH | 0 | 74792 | DE |  | 2018-07-22 20:00 |  | Warming Units; Blood/Intravenous Solution | 68058 | Ranger Blood/Fluid Warming System 245 | ARIZANT INC | 4800 | Purchased
CHRISTIANA |  | HOSPITAL-CH | 0 | F03793 | DE |  |  |  | Warming Units; Blood/Intravenous Solution | 28814 | Ranger Blood/Fluid Warming System 245 | ARIZANT INC | 800
CHRISTIANA |  | HOSPITAL-CH | 0 | 14224 | DE |  | 2003-09-09 20:00 |  | Warming Units; Blood/Intravenous Solution | 34668 | Ranger Blood/Fluid Warming System 245 | ARIZANT INC | 4800 | Purchased
CHRISTIANA |  | HOSPITAL-CH | 0 | 7387 | DE |  | 1999-07-29 20:00 |  | Warming Units; Blood/Intravenous Solution | 28880 | Ranger Blood/Fluid Warming System 245 | ARIZANT INC | 4800 | Purchased
CHRISTIANA |  | HOSPITAL-CH | 0 | 4545 | DE |  | 1999-09-07 20:00 |  | Warming Units; Blood/Intravenous Solution | 28813 | Ranger Blood/Fluid Warming System 245 | ARIZANT INC | 800
CHRISTIANA |  | HOSPITAL-CH | 0 | 49201 | DE |  |  |  | Warming Units; Blood/Intravenous Solution | 36933 | Ranger Blood/Fluid Warming System 245 | ARIZANT INC | 9.99
CHRISTIANA |  | HOSPITAL-CH | 0 | 54461 | DE |  | 2014-03-30 20:00 |  | Warming Units; Blood/Intravenous Solution | 53932 | Ranger Blood/Fluid Warming System 245 | ARIZANT INC | 7500
CHRISTIANA |  | HOSPITAL-CH | 0 | 54418 | DE |  | 2003-11-11 19:00 |  | Warming Units; Blood/Intravenous Solution | 35233 | Ranger Blood/Fluid Warming System 245 | ARIZANT INC | 4800 | Purchased
CHRISTIANA |  | HOSPITAL-CH | 0 | 53272 | DE |  | 1999-07-29 20:00 |  | Warming Units; Blood/Intravenous Solution | 28884 | Ranger Blood/Fluid Warming System 245 | ARIZANT INC | 4800
CHRISTIANA |  | HOSPITAL-CH | 0 | 19954 | DE |  |  |  | Warming Units; Blood/Intravenous Solution | 36882 | Ranger Blood/Fluid Warming System 245 | ARIZANT INC | 9.99
CHRISTIANA |  | HOSPITAL-CH | 0 | 14137 | DE |  |  |  | Warming Units; Blood/Intravenous Solution | 42677 | Ranger Blood/Fluid Warming System 245 | ARIZANT INC | 800
CHRISTIANA |  | HOSPITAL-CH | 0 | 3068 | DE |  |  |  | Warming Units; Blood/Intravenous Solution | 28872 | Ranger Blood/Fluid Warming System 245 | ARIZANT INC | 700
CHRISTIANA |  | HOSPITAL-CH | 0 | 39975 | DE |  | 1999-07-29 20:00 |  | Warming Units; Blood/Intravenous Solution | 28887 | Ranger Blood/Fluid Warming System 245 | ARIZANT INC | 4800 | Rental
CHRISTIANA |  | WH SURGI | 0 | 20223 | DE |  | 1999-07-29 20:00 |  | Warming Units; Blood/Intravenous Solution | 28890 | Ranger Blood/Fluid Warming System 245 | ARIZANT INC | 4800
CHRISTIANA |  | HOSPITAL-WH | 0 | B00096 | DE |  | 2000-02-28 19:00 |  | Warming Units; Blood/Intravenous Solution | 29460 | Ranger Blood/Fluid Warming System 245 | ARIZANT INC | 9.99
CHRISTIANA |  | HOSPITAL-CH | 0 | 7986 | DE |  |  |  | Warming Units; Blood/Intravenous Solution | 28812 | Ranger Blood/Fluid Warming System 245 | ARIZANT INC | 800
CHRISTIANA |  | HOSPITAL-CH | 0 | 49042 | DE |  |  |  | Warming Units; Blood/Intravenous Solution | 53182 | Ranger Blood/Fluid Warming System 245 | ARIZANT INC | 800
CHRISTIANA |  | HOSPITAL-CH | 0 | 74418 | DE |  | 2019-03-29 08:35 |  | Warming Units; Blood/Intravenous Solution | 67641 | Ranger Blood/Fluid Warming System 245 | ARIZANT INC | 4800 | Purchased
CHRISTIANA |  | HOSPITAL-CH | 0 | 13046 | DE |  | 1999-07-29 20:00 |  | Warming Units; Blood/Intravenous Solution | 28879 | Ranger Blood/Fluid Warming System 245 | ARIZANT INC | 4800 | Purchased
CHRISTIANA |  | HOSPITAL-WH | 0 | 2931 | DE |  | 1999-07-29 20:00 |  | Warming Units; Blood/Intravenous Solution | 28898 | Ranger Blood/Fluid Warming System 245 | ARIZANT INC | 4800
CHRISTIANA |  | CANCER CENTER | 0 | 61890 | DE |  | 2015-12-21 19:00 |  | Warming Units; Blood/Intravenous Solution | 61801 | Ranger Blood/Fluid Warming System 245 | ARIZANT INC | 4800 | Purchased
CHRISTIANA |  | WH SURGI | 0 | 13514 | DE |  | 2007-05-20 20:00 |  | Warming Units; Blood/Intravenous Solution | 34852 | Ranger Blood/Fluid Warming System 245 | ARIZANT INC | 4800
CHRISTIANA |  | HOSPITAL-CH | 0 | 16178 | DE |  |  |  | Warming Units; Blood/Intravenous Solution | 35232 | Ranger Blood/Fluid Warming System 245 | ARIZANT INC | 9.99
CHRISTIANA |  | HOSPITAL-CH | 0 | NONE | DE |  |  |  | Warming Units; Blood/Intravenous Solution | 42223 | Ranger Blood/Fluid Warming System 245 | ARIZANT INC | 4800
CHRISTIANA |  | HOSPITAL-CH | 0 | 74422 | DE |  | 2019-03-29 08:35 |  | Warming Units; Blood/Intravenous Solution | 67642 | Ranger Blood/Fluid Warming System 245 | ARIZANT INC | 4800 | Purchased
CHRISTIANA |  | HOSPITAL-CH | 0 | 10234 | DE |  |  |  | Warming Units; Blood/Intravenous Solution | 28871 | Ranger Blood/Fluid Warming System 245 | ARIZANT INC | 700
CHRISTIANA |  | HOSPITAL-CH | 0 | 54501 | DE |  |  |  | Warming Units; Blood/Intravenous Solution | 54055 | Ranger Blood/Fluid Warming System 245 | ARIZANT INC | 700
CHRISTIANA |  | HOSPITAL-CH | 0 | 3794 | DE |  |  |  | Warming Units; Blood/Intravenous Solution | 29235 | Ranger Blood/Fluid Warming System 245 | ARIZANT INC | 1500
CHRISTIANA |  | HOSPITAL-CH | 0 | 43983 | DE |  | 2014-06-30 20:00 |  | Warming Units; Blood/Intravenous Solution | 54235 | Ranger Blood/Fluid Warming System 245 | ARIZANT INC | 700
CHRISTIANA |  | HOSPITAL-CH | 0 | 31488 | DE |  | 2003-09-09 20:00 |  | Warming Units; Blood/Intravenous Solution | 34670 | Ranger Blood/Fluid Warming System 245 | ARIZANT INC | 9.99
CHRISTIANA |  | HOSPITAL-CH | 0 | 29633 | DE |  | 2016-03-09 19:00 |  | Warming Units; Blood/Intravenous Solution | 61919 | Ranger Blood/Fluid Warming System 245 | ARIZANT INC | 800
CHRISTIANA |  | HOSPITAL-CH | 0 | 6722 | DE |  |  |  | Warming Units; Blood/Intravenous Solution | 42703 | Ranger Blood/Fluid Warming System 245 | ARIZANT INC | 4800
CHRISTIANA |  | HOSPITAL-CH | 0 | 53235 | DE |  | 2001-03-11 19:00 |  | Warming Units; Blood/Intravenous Solution | 31515 | Ranger Blood/Fluid Warming System 245 | ARIZANT INC | 4800
CHRISTIANA |  | HOSPITAL-CH | 0 | 40803 | DE |  |  |  | Warming Units; Blood/Intravenous Solution | 34669 | Ranger Blood/Fluid Warming System 245 | ARIZANT INC | 9.99
CHRISTIANA |  | HOSPITAL-CH | 0 | 34434 | DE |  |  |  | Warming Units; Blood/Intravenous Solution | 31513 | Ranger Blood/Fluid Warming System 245 | ARIZANT INC | 9.99
CHRISTIANA |  | HOSPITAL-CH | 0 | 27646 | DE |  | 2001-03-11 19:00 |  | Warming Units; Blood/Intravenous Solution | 31514 | Ranger Blood/Fluid Warming System 245 | ARIZANT INC | 9.99
CHRISTIANA |  | HOSPITAL-CH | 0 | 60731 | DE |  | 2015-09-30 20:00 |  | Warming Units; Blood/Intravenous Solution | 61062 | Ranger Blood/Fluid Warming System 245 | ARIZANT INC | 4800 | Purchased
CHRISTIANA |  | HOSPITAL-CH | 0 | 64536 | DE |  | 2016-07-04 20:00 |  | Warming Units; Blood/Intravenous Solution | 62307 | Ranger Blood/Fluid Warming System 245 | ARIZANT INC | 4800 | Purchased
CHRISTIANA |  | HOSPITAL-CH | 0 | 25535 | DE |  | 2014-02-17 19:00 |  | Warming Units; Blood/Intravenous Solution | 53400 | Ranger Blood/Fluid Warming System 245 | ARIZANT INC | 4800 | Purchased
CHRISTIANA |  | HOSPITAL-CH | 0 | 27284 | DE |  | 2019-11-07 12:40 |  | Warming Units; Blood/Intravenous Solution | 39690 | Ranger Blood/Fluid Warming System 245 | ARIZANT INC | 4800
CHRISTIANA |  | HOSPITAL-CH | 0 | 8486 | DE |  |  |  | Warming Units; Blood/Intravenous Solution | 28874 | Ranger Blood/Fluid Warming System 245 | ARIZANT INC | 700
CHRISTIANA |  | HOSPITAL-CH | 0 | 29500 | DE |  |  |  | Warming Units; Blood/Intravenous Solution | 28886 | Ranger Blood/Fluid Warming System 245 | ARIZANT INC | 700
CHRISTIANA |  | HOSPITAL-CH | 0 | 49423 | DE |  | 1999-08-22 20:00 |  | Warming Units; Blood/Intravenous Solution | 28952 | Ranger Blood/Fluid Warming System 245 | ARIZANT INC | 500
CHRISTIANA |  | HOSPITAL-CH | 0 | FCB07020082SA | DE |  |  |  | Oximeters; Pulse | 37881 | 6051-0000-160 | GE MEDICAL SYSTEMS | 9.99
CHRISTIANA |  | HOSPITAL-CH | 0 | FCB08250412SA | DE |  |  |  | Oximeters; Pulse | 37879 | 6051-0000-160 | GE MEDICAL SYSTEMS | 9.99
CHRISTIANA |  | HOSPITAL-WH | 0 | FEB063003475A | DE |  |  |  | Oximeters; Pulse | 38541 | 6051-0000-160 | GE MEDICAL SYSTEMS | 500
CHRISTIANA |  | HOSPITAL-CH | 0 | AKF02475 | DE |  |  |  | Compressed Gas Proportioners; Oxygen-Air | 46616 | 10065 | International Biomedical Inc | 0
CHRISTIANA |  | HOSPITAL-CH | 0 | AJF10504 | DE |  |  |  | Compressed Gas Proportioners; Oxygen-Air | 42598 | 10065 | International Biomedical Inc | 750
CHRISTIANA |  | HOSPITAL-CH | 0 | ABF01717 | DE |  |  |  | Compressed Gas Proportioners; Oxygen-Air | 32037 | 10065 | International Biomedical Inc | 0
CHRISTIANA |  | HOSPITAL-CH | 0 | 2005843 | DE |  |  |  | Monitors; Video | 28801 | PVM-20 | SONY MEDICAL SYSTEMS | 1500
CHRISTIANA |  | HOSPITAL-WH | 0 | A212804 | DE |  |  |  | Monitors; Video | 34275 | OEV143 | OLYMPUS AMERICA INC | 1452
CHRISTIANA |  | HOSPITAL-CH | 0 | OEV143 | DE |  | 2001-11-14 19:00 |  | Monitors; Video | 32193 | OEV143 | OLYMPUS AMERICA INC | 1500 | Purchased
CHRISTIANA |  | EDUCATION | 0 | GN4067470 | DE |  | 2007-05-02 20:00 |  | Ultrasound Surgical Units | 39529 | 300 | ETHICON ENDO-SURGERY INC A JOHNSON & JOHNSON CO | 2000 | Purchased
CHRISTIANA |  | HOSPITAL-WH | 0 | GN4021622 | DE |  |  |  | Ultrasound Surgical Units | 31895 | 300 | ETHICON ENDO-SURGERY INC A JOHNSON & JOHNSON CO | 2000
CHRISTIANA |  | HOSPITAL-CH | 0 | GN4021618 | DE |  |  |  | Ultrasound Surgical Units | 31896 | 300 | ETHICON ENDO-SURGERY INC A JOHNSON & JOHNSON CO | 2000
CHRISTIANA |  | HOSPITAL-WH | 0 | GN4023599 | DE |  |  |  | Ultrasound Surgical Units | 31894 | 300 | ETHICON ENDO-SURGERY INC A JOHNSON & JOHNSON CO | 2000
CHRISTIANA |  | HOSPITAL-CH | 0 | 1481 | DE |  |  |  | Warming Units; Gel | 46706 | Gel Warmer GF108 | GRAHAM-FIELD HEALTH PRODUCTS INC | 250
CHRISTIANA |  | Quillen Building | 0 | 2406 | DE |  |  |  | Warming Units; Gel | 45412 | Gel Warmer GF108 | IDEAL MEDICAL PRODUCTS INC | 250
CHRISTIANA |  | HOSPITAL-CH | 0 | 15157235 | DE |  | 2018-10-16 20:00 |  | Radiofrequency Therapy Systems; Tissue Ablation; Cardiac | 68371 | AMPERE | ST JUDE MEDICAL INC | 15000 | Purchased
CHRISTIANA |  | MAP II | 0 | NONE | DE |  | 2017-08-03 20:00 |  | Lights; Examination | 65134 | GS EXAM LIGHT IV | CARDINAL | 959.75 | Purchased
CHRISTIANA |  | HOSPITAL-CH | 0 | NONE | DE |  | 2017-03-26 20:00 |  | Lights; Examination | 65098 | GS EXAM LIGHT IV | CARDINAL | 1500 | Purchased
CHRISTIANA |  | HCCC | 0 | NONE | DE |  | 2018-01-03 19:00 |  | Lights; Examination | 65436 | GS EXAM LIGHT IV | CARDINAL | 959.75
CHRISTIANA |  | MAP II | 0 | NONE | DE |  | 2014-11-06 19:00 |  | Lights; Examination | 54829 | GS EXAM LIGHT IV | CARDINAL | 959.75 | Purchased
CHRISTIANA |  | HOSPITAL-WH | 0 | 7317 | DE |  |  |  | Lights; Examination | 27745 | 11201 | BURTON CO | 800
CHRISTIANA |  | CH-SURGI | 0 | D07C014 | DE |  | 2009-08-31 20:00 |  | Insufflators; Hysteroscopic | 46245 | DOLPHIN II | ACMI | 1800
CHRISTIANA |  | CH-SURGI | 0 | D02K0235 | DE |  | 2002-06-05 20:00 |  | Insufflators; Hysteroscopic | 33502 | DOLPHIN II | ACMI | 8000
CHRISTIANA |  | CH-SURGI | 0 | D02B006 | DE |  | 2002-04-02 19:00 |  | Insufflators; Hysteroscopic | 32094 | DOLPHIN II | ACMI | 8000 | Purchased
CHRISTIANA |  | CH-SURGI | 0 | DOL2-390 | DE |  | 2002-04-02 19:00 |  | Insufflators; Hysteroscopic | 46129 | DOLPHIN II | ACMI | 8000
CHRISTIANA |  | HOSPITAL-CH | 0 | D02G012 | DE |  |  |  | Insufflators; Hysteroscopic | 32336 | DOLPHIN II | ACMI | 8000
CHRISTIANA |  | CH-SURGI | 0 | D02C012 | DE |  |  |  | Insufflators; Hysteroscopic | 32091 | DOLPHIN II | ACMI | 8000
CHRISTIANA |  | CH-SURGI | 0 | D02B011 | DE |  |  |  | Insufflators; Hysteroscopic | 32090 | DOLPHIN II | ACMI | 8000
CHRISTIANA |  | HOSPITAL-WH | 0 | D06K002 | DE |  |  |  | Insufflators; Hysteroscopic | 25817 | DOLPHIN II | ACMI | 8000
CHRISTIANA |  | CANCER CENTER | 0 | C19060042 | DE |  |  |  | Warming Units; Blood/Intravenous Solution | 38221 | 1550CW | MALLINCKRODT MEDICAL INC DIV MALLINCKRODT GROUP INC | 0
CHRISTIANA |  | HOSPITAL-CH | 0 | WARMFLA | DE |  |  |  | Warming Units; Blood/Intravenous Solution | 37633 | 1550CW | MALLINCKRODT MEDICAL INC DIV MALLINCKRODT GROUP INC | 0
CHRISTIANA |  | HOSPITAL-CH | 0 | 8-908002 | DE |  |  |  | Warming Units; Microscope Slide | 40567 | 840 | MEDIM AMERICA LTD | 1500
CHRISTIANA |  | HOSPITAL-CH | 0 | 69-980-2011 | DE |  |  |  | Sphygmomanometers; Electronic; Automatic | 48190 | CVMS-CVP | ATCOR MEDICAL PTY LTD | 19500
CHRISTIANA |  | HCCC | 0 | B506067 | DE |  |  |  | Analyzers; Physiologic; Pulmonary Function Mechanics; Adult | 32024 | PB110 | PURITAN BENNETT CORP DIV TYCO HEALTHCARE GROUP LP | 4999.99
CHRISTIANA |  | HOSPITAL-CH | 0 | 20001134 | DE |  |  |  | Detectors; Beta/Gamma Radiation | 29958 | GPS | RMD Instruments Corp | 13282.5
CHRISTIANA |  | HOSPITAL-CH | 0 | 3551A00983 | DE |  | 1995-10-16 20:00 |  | Physiologic Monitor Modules; ELECTROENCEPHALOGRAPHY | 23663 | M1235A | PHILIPS MEDICAL SYSTEMS CARDIAC & MONITORING SYSTEMS DIV | 5000
CHRISTIANA |  | HOSPITAL-CH | 0 | 3551A00826 | DE |  | 1996-07-29 20:00 |  | Physiologic Monitor Modules; ELECTROENCEPHALOGRAPHY | 24776 | M1235A | PHILIPS MEDICAL SYSTEMS CARDIAC & MONITORING SYSTEMS DIV | 5000
CHRISTIANA |  | HOSPITAL-CH | 0 | 3805A02693 | DE |  | 1998-08-08 20:00 |  | Physiologic Monitor Modules; ELECTROENCEPHALOGRAPHY | 27792 | M1235A | PHILIPS MEDICAL SYSTEMS CARDIAC & MONITORING SYSTEMS DIV | 1638 | Purchased
CHRISTIANA |  | HOSPITAL-CH | 0 | 3730A02282 | DE |  | 1997-10-05 20:00 |  | Physiologic Monitor Modules; ELECTROENCEPHALOGRAPHY | 26893 | M1235A | PHILIPS MEDICAL SYSTEMS CARDIAC & MONITORING SYSTEMS DIV | 5000
CHRISTIANA |  | HOSPITAL-CH | 0 | 3551A01191 | DE |  | 1995-10-16 20:00 |  | Physiologic Monitor Modules; ELECTROENCEPHALOGRAPHY | 23735 | M1235A | PHILIPS MEDICAL SYSTEMS CARDIAC & MONITORING SYSTEMS DIV | 1599 | Purchased
CHRISTIANA |  | HOSPITAL-CH | 0 | 3551A01517 | DE |  | 1996-07-23 20:00 |  | Physiologic Monitor Modules; ELECTROENCEPHALOGRAPHY | 25156 | M1235A | PHILIPS MEDICAL SYSTEMS CARDIAC & MONITORING SYSTEMS DIV | 1638
CHRISTIANA |  | HOSPITAL-CH | 0 | 3523A00913 | DE |  | 1996-07-28 20:00 |  | Physiologic Monitor Modules; ELECTROENCEPHALOGRAPHY | 25050 | M1235A | PHILIPS MEDICAL SYSTEMS CARDIAC & MONITORING SYSTEMS DIV | 5000 | Purchased
CHRISTIANA |  | WH SURGI | 0 | 79104 | DE |  |  |  | Ultrasound Surgical Units | 29939 | G110 | ETHICON ENDO-SURGERY INC A JOHNSON & JOHNSON CO | 9999
CHRISTIANA |  | CH-SURGI | 0 | 68548 | DE |  |  |  | Ultrasound Surgical Units | 27944 | G110 | ETHICON ENDO-SURGERY INC A JOHNSON & JOHNSON CO | 5000
CHRISTIANA |  | HOSPITAL-CH | 0 | 81200154 | DE |  |  |  | Centrifuges; Tabletop; High-Speed; Microsample | 16889 | 59-A CENTRIFUGE | FISHER SCIENTIFIC | 900
CHRISTIANA |  | HOSPITAL-CH | 0 | 812-BC-280 | DE |  |  |  | Forceps; Electrosurgical | 16741 | BC-60B | ACMI | 1000
CHRISTIANA |  | CANCER CENTER | 0 | JA055680 | DE |  | 2008-01-06 19:00 |  | Sphygmomanometers; Electronic; Automatic | 40721 | Vital Signs Monitor 300 Series 53000 | CARDINAL | 1300 | Purchased
CHRISTIANA |  | HOSPITAL-CH | 0 | JA060681 | DE |  | 2008-06-10 20:00 |  | Sphygmomanometers; Electronic; Automatic | 41630 | Vital Signs Monitor 300 Series 53000 | CARDINAL | 1300 | Purchased
CHRISTIANA |  | CANCER CENTER | 0 | JA006883 | DE |  | 2004-11-29 19:00 |  | Sphygmomanometers; Electronic; Automatic | 36719 | Vital Signs Monitor 300 Series 53000 | CARDINAL | 1300 | Purchased
CHRISTIANA |  | HOSPITAL-CH | 0 | JA027007 | DE |  | 2005-12-11 19:00 |  | Sphygmomanometers; Electronic; Automatic | 38029 | Vital Signs Monitor 300 Series 53000 | CARDINAL | 1300 | Purchased
CHRISTIANA |  | HOSPITAL-CH | 0 | JA069240 | DE |  | 2004-11-29 19:00 |  | Sphygmomanometers; Electronic; Automatic | 42324 | Vital Signs Monitor 300 Series 53000 | CARDINAL | 1300 | Purchased
CHRISTIANA |  | Linden Hill Primary Care | 0 | JA109549 | DE |  | 2012-02-26 19:00 |  | Sphygmomanometers; Electronic; Automatic | 48975 | Vital Signs Monitor 300 Series 53000 | CARDINAL | 1300 | Purchased
CHRISTIANA |  | HOSPITAL-CH | 0 | JA027188 | DE |  | 2005-12-11 19:00 |  | Sphygmomanometers; Electronic; Automatic | 38032 | Vital Signs Monitor 300 Series 53000 | CARDINAL | 1300 | Purchased
CHRISTIANA |  | HOSPITAL-CH | 0 | JA048712 | DE |  | 2007-10-21 20:00 |  | Sphygmomanometers; Electronic; Automatic | 40492 | Vital Signs Monitor 300 Series 53000 | CARDINAL | 1300 | Purchased
CHRISTIANA |  | HOSPITAL-CH | 0 | JA069072 | DE |  | 2008-11-02 19:00 |  | Sphygmomanometers; Electronic; Automatic | 41402 | Vital Signs Monitor 300 Series 53000 | CARDINAL | 1300 | Purchased
CHRISTIANA |  | HOSPITAL-CH | 0 | JA006903 | DE |  | 2004-11-29 19:00 |  | Sphygmomanometers; Electronic; Automatic | 36744 | Vital Signs Monitor 300 Series 53000 | CARDINAL | 1300 | Purchased
CHRISTIANA |  | HOSPITAL-CH | 0 | JA060675 | DE |  | 2008-06-10 20:00 |  | Sphygmomanometers; Electronic; Automatic | 41639 | Vital Signs Monitor 300 Series 53000 | CARDINAL | 1300 | Purchased
CHRISTIANA |  | HOSPITAL-CH | 0 | JA072744 | DE |  | 2009-02-04 19:00 |  | Sphygmomanometers; Electronic; Automatic | 42511 | Vital Signs Monitor 300 Series 53000 | CARDINAL | 1300 | Purchased
CHRISTIANA |  | HOSPITAL-CH | 0 | JA060669 | DE |  | 2008-06-10 20:00 |  | Sphygmomanometers; Electronic; Automatic | 41636 | Vital Signs Monitor 300 Series 53000 | CARDINAL | 1300 | Purchased
CHRISTIANA |  | HOSPITAL-CH | 0 | JA055673 | DE |  | 2008-01-06 19:00 |  | Sphygmomanometers; Electronic; Automatic | 40730 | Vital Signs Monitor 300 Series 53000 | CARDINAL | 1300 | Purchased
CHRISTIANA |  | HOSPITAL-CH | 0 | JA007020 | DE |  | 2004-10-23 20:00 |  | Sphygmomanometers; Electronic; Automatic | 36658 | Vital Signs Monitor 300 Series 53000 | CARDINAL | 1300 | Purchased
CHRISTIANA |  | HOSPITAL-CH | 0 | JA060666 | DE |  | 2008-06-10 20:00 |  | Sphygmomanometers; Electronic; Automatic | 41612 | Vital Signs Monitor 300 Series 53000 | CARDINAL | 1300 | Purchased
CHRISTIANA |  | HOSPITAL-CH | 0 | JA006907 | DE |  | 2004-11-29 19:00 |  | Sphygmomanometers; Electronic; Automatic | 36745 | Vital Signs Monitor 300 Series 53000 | CARDINAL | 1300 | Purchased
CHRISTIANA |  | HOSPITAL-CH | 0 | JA006896 | DE |  | 2004-11-29 19:00 |  | Sphygmomanometers; Electronic; Automatic | 36743 | Vital Signs Monitor 300 Series 53000 | CARDINAL | 1300 | Purchased
CHRISTIANA |  | HOSPITAL-WH | 0 | JA043335 | DE |  | 2007-03-04 19:00 |  | Sphygmomanometers; Electronic; Automatic | 39022 | Vital Signs Monitor 300 Series 53000 | CARDINAL | 1300 | Purchased
CHRISTIANA |  | HOSPITAL-CH | 0 | JA072725 | DE |  | 2010-02-11 19:00 |  | Sphygmomanometers; Electronic; Automatic | 42509 | Vital Signs Monitor 300 Series 53000 | CARDINAL | 1300 | Purchased
CHRISTIANA |  | HOSPITAL-CH | 0 | JA111293 | DE |  | 2012-06-10 20:00 |  | Sphygmomanometers; Electronic; Automatic | 49194 | Vital Signs Monitor 300 Series 53000 | CARDINAL | 1300 | Purchased
CHRISTIANA |  | HOSPITAL-WH | 0 | JA007019 | DE |  | 2004-10-23 20:00 |  | Sphygmomanometers; Electronic; Automatic | 36660 | Vital Signs Monitor 300 Series 53000 | CARDINAL | 1300 | Purchased
CHRISTIANA |  |  | 0 | JA006886 | DE |  | 2004-11-29 19:00 |  | Sphygmomanometers; Electronic; Automatic | 36741 | Vital Signs Monitor 300 Series 53000 | CARDINAL | 1300 | Purchased
CHRISTIANA |  | HOSPITAL-CH | 0 | JA060684 | DE |  | 2008-06-10 20:00 |  | Sphygmomanometers; Electronic; Automatic | 41615 | Vital Signs Monitor 300 Series 53000 | CARDINAL | 1300 | Purchased
CHRISTIANA |  | HOSPITAL-WH | 0 | JA007021 | DE |  | 2004-10-23 20:00 |  | Sphygmomanometers; Electronic; Automatic | 36659 | Vital Signs Monitor 300 Series 53000 | CARDINAL | 1300 | Purchased
CHRISTIANA |  | HOSPITAL-CH | 0 | JA069919 | DE |  | 2004-11-29 19:00 |  | Sphygmomanometers; Electronic; Automatic | 42320 | Vital Signs Monitor 300 Series 53000 | CARDINAL | 1300
CHRISTIANA |  | HOSPITAL-WH | 0 | JA097229 | DE |  | 2010-10-07 20:00 |  | Sphygmomanometers; Electronic; Automatic | 46490 | Vital Signs Monitor 300 Series 53000 | CARDINAL | 1300 | Purchased
CHRISTIANA |  | HOSPITAL-CH | 0 | JA044430 | DE |  | 2007-03-27 20:00 |  | Sphygmomanometers; Electronic; Automatic | 39765 | Vital Signs Monitor 300 Series 53000 | CARDINAL | 1300 | Purchased
CHRISTIANA |  | HOSPITAL-CH | 0 | JA110994 | DE |  | 2012-06-10 20:00 |  | Sphygmomanometers; Electronic; Automatic | 49195 | Vital Signs Monitor 300 Series 53000 | CARDINAL | 1300 | Purchased
CHRISTIANA |  | HOSPITAL-CH | 0 | JA043680 | DE |  | 2007-02-27 19:00 |  | Sphygmomanometers; Electronic; Automatic | 39648 | Vital Signs Monitor 300 Series 53000 | CARDINAL | 1300 | Purchased
CHRISTIANA |  | HOSPITAL-CH | 0 | JA106120 | DE |  | 2011-09-27 20:00 |  | Sphygmomanometers; Electronic; Automatic | 48196 | Vital Signs Monitor 300 Series 53000 | CARDINAL | 1300 | Purchased
CHRISTIANA |  | HOSPITAL-CH | 0 | JA060678 | DE |  | 2008-06-10 20:00 |  | Sphygmomanometers; Electronic; Automatic | 41633 | Vital Signs Monitor 300 Series 53000 | CARDINAL | 1300 | Purchased
CHRISTIANA |  | HOSPITAL-CH | 0 | JA069999 | DE |  | 2004-11-29 19:00 |  | Sphygmomanometers; Electronic; Automatic | 42323 | Vital Signs Monitor 300 Series 53000 | CARDINAL | 1300 | Purchased
CHRISTIANA |  | CH-SURGI | 0 | JA124329 | DE |  | 2014-10-05 20:00 |  | Sphygmomanometers; Electronic; Automatic | 54764 | Vital Signs Monitor 300 Series 53000 | CARDINAL | 1300 | Purchased
CHRISTIANA |  | CH-SURGI | 0 | JA124321 | DE |  | 2014-10-05 20:00 |  | Sphygmomanometers; Electronic; Automatic | 54766 | Vital Signs Monitor 300 Series 53000 | CARDINAL | 1300 | Purchased
CHRISTIANA |  | HOSPITAL-CH | 0 | JA106123 | DE |  | 2011-09-27 20:00 |  | Sphygmomanometers; Electronic; Automatic | 48199 | Vital Signs Monitor 300 Series 53000 | CARDINAL | 1300 | Purchased
CHRISTIANA |  | HOSPITAL-WH | 0 | JA033603 | DE |  | 2006-05-22 20:00 |  | Sphygmomanometers; Electronic; Automatic | 38437 | Vital Signs Monitor 300 Series 53000 | CARDINAL | 1300 | Purchased
CHRISTIANA |  | HOSPITAL-CH | 0 | JA060667 | DE |  | 2008-06-10 20:00 |  | Sphygmomanometers; Electronic; Automatic | 41638 | Vital Signs Monitor 300 Series 53000 | CARDINAL | 1300 | Purchased
CHRISTIANA |  | HOSPITAL-WH | 0 | JA116335 | DE |  | 2006-05-22 20:00 |  | Sphygmomanometers; Electronic; Automatic | 49807 | Vital Signs Monitor 300 Series 53000 | CARDINAL | 1300 | Purchased
CHRISTIANA |  | Avenue North | 0 | JA055681 | DE |  | 2008-01-06 19:00 |  | Sphygmomanometers; Electronic; Automatic | 40716 | Vital Signs Monitor 300 Series 53000 | CARDINAL | 1300 | Purchased
CHRISTIANA |  | HOSPITAL-WH | 0 | JA102289 | DE |  | 2011-03-01 19:00 |  | Sphygmomanometers; Electronic; Automatic | 46516 | Vital Signs Monitor 300 Series 53000 | CARDINAL | 1300 | Purchased
CHRISTIANA |  | HOSPITAL-WH | 0 | JA033601 | DE |  | 2006-05-22 20:00 |  | Sphygmomanometers; Electronic; Automatic | 38436 | Vital Signs Monitor 300 Series 53000 | CARDINAL | 1300 | Purchased
CHRISTIANA |  | HOSPITAL-CH | 0 | JA060677 | DE |  | 2008-06-10 20:00 |  | Sphygmomanometers; Electronic; Automatic | 41625 | Vital Signs Monitor 300 Series 53000 | CARDINAL | 1300 | Purchased
CHRISTIANA |  | HOSPITAL-CH | 0 | JA124328 | DE |  | 2014-10-05 20:00 |  | Sphygmomanometers; Electronic; Automatic | 54768 | Vital Signs Monitor 300 Series 53000 | CARDINAL | 1300 | Purchased
CHRISTIANA |  | Avenue North | 0 | ja114916 | DE |  | 2005-04-24 20:00 |  | Sphygmomanometers; Electronic; Automatic | 50445 | Vital Signs Monitor 300 Series 53000 | CARDINAL | 1300 | Purchased
CHRISTIANA |  | HOSPITAL-CH | 0 | JA043948 | DE |  | 2007-02-27 19:00 |  | Sphygmomanometers; Electronic; Automatic | 39651 | Vital Signs Monitor 300 Series 53000 | CARDINAL | 1300 | Purchased
CHRISTIANA |  | HOSPITAL-CH | 0 | JA043800 | DE |  | 2007-02-27 19:00 |  | Sphygmomanometers; Electronic; Automatic | 39649 | Vital Signs Monitor 300 Series 53000 | CARDINAL | 1300 | Purchased
CHRISTIANA |  | HOSPITAL-CH | 0 | JA060671 | DE |  | 2008-06-10 20:00 |  | Sphygmomanometers; Electronic; Automatic | 41626 | Vital Signs Monitor 300 Series 53000 | CARDINAL | 1300 | Purchased
CHRISTIANA |  | HOSPITAL-CH | 0 | JA02319 | DE |  | 2005-10-18 20:00 |  | Sphygmomanometers; Electronic; Automatic | 37274 | Vital Signs Monitor 300 Series 53000 | CARDINAL | 1300 | Purchased
CHRISTIANA |  | HOSPITAL-WH | 0 | JA097228 | DE |  | 2010-10-07 20:00 |  | Sphygmomanometers; Electronic; Automatic | 46488 | Vital Signs Monitor 300 Series 53000 | CARDINAL | 1300 | Purchased
CHRISTIANA |  | HOSPITAL-CH | 0 | JA071751 | DE |  | 2004-04-21 20:00 |  | Sphygmomanometers; Electronic; Automatic | 42485 | Vital Signs Monitor 300 Series 53000 | CARDINAL | 1300 | Purchased
CHRISTIANA |  | HOSPITAL-CH | 0 | JA107693 | DE |  | 2011-12-18 19:00 |  | Sphygmomanometers; Electronic; Automatic | 48422 | Vital Signs Monitor 300 Series 53000 | CARDINAL | 1300 | Purchased
CHRISTIANA |  | HOSPITAL-CH | 0 | JA109932 | DE |  | 2012-05-02 20:00 |  | Sphygmomanometers; Electronic; Automatic | 48378 | Vital Signs Monitor 300 Series 53000 | CARDINAL | 1300 | Purchased
CHRISTIANA |  | HOSPITAL-CH | 0 | JA055682 | DE |  | 2008-01-06 19:00 |  | Sphygmomanometers; Electronic; Automatic | 40723 | Vital Signs Monitor 300 Series 53000 | CARDINAL | 1300 | Purchased
CHRISTIANA |  | HOSPITAL-CH | 0 | JA006894 | DE |  | 2004-11-29 19:00 |  | Sphygmomanometers; Electronic; Automatic | 36737 | Vital Signs Monitor 300 Series 53000 | CARDINAL | 1300 | Purchased
CHRISTIANA |  | HOSPITAL-WH | 0 | JA029537 | DE |  | 2006-01-23 19:00 |  | Sphygmomanometers; Electronic; Automatic | 38142 | Vital Signs Monitor 300 Series 53000 | CARDINAL | 1300 | Purchased
CHRISTIANA |  | Rockford Center | 0 | JA044429 | DE |  | 2007-03-27 20:00 |  | Sphygmomanometers; Electronic; Automatic | 39764 | Vital Signs Monitor 300 Series 53000 | CARDINAL | 1300 | Purchased
CHRISTIANA |  | HOSPITAL-CH | 0 | JA006904 | DE |  | 2004-11-29 19:00 |  | Sphygmomanometers; Electronic; Automatic | 36738 | Vital Signs Monitor 300 Series 53000 | CARDINAL | 1300 | Purchased
CHRISTIANA |  | HOSPITAL-CH | 0 | JA006895 | DE |  | 2004-11-29 19:00 |  | Sphygmomanometers; Electronic; Automatic | 36736 | Vital Signs Monitor 300 Series 53000 | CARDINAL | 1300 | Purchased
CHRISTIANA |  | Avenue North | 0 | JA030746 | DE |  | 2006-02-28 19:00 |  | Sphygmomanometers; Electronic; Automatic | 38254 | Vital Signs Monitor 300 Series 53000 | CARDINAL | 1300 | Purchased
CHRISTIANA |  | HOSPITAL-CH | 0 | JA006893 | DE |  | 2004-11-29 19:00 |  | Sphygmomanometers; Electronic; Automatic | 36748 | Vital Signs Monitor 300 Series 53000 | CARDINAL | 1300 | Purchased
CHRISTIANA |  | HOSPITAL-WH | 0 | JA033124 | DE |  | 2006-05-22 20:00 |  | Sphygmomanometers; Electronic; Automatic | 38434 | Vital Signs Monitor 300 Series 53000 | CARDINAL | 1300
CHRISTIANA |  | HOSPITAL-WH | 0 | JA051517 | DE |  | 2007-09-23 20:00 |  | Sphygmomanometers; Electronic; Automatic | 39698 | Vital Signs Monitor 300 Series 53000 | CARDINAL | 1300
CHRISTIANA |  | HOSPITAL-CH | 0 | JA060672 | DE |  | 2008-06-10 20:00 |  | Sphygmomanometers; Electronic; Automatic | 41620 | Vital Signs Monitor 300 Series 53000 | CARDINAL | 1300 | Purchased
CHRISTIANA |  | HOSPITAL-CH | 0 | JA060659 | DE |  | 2008-06-10 20:00 |  | Sphygmomanometers; Electronic; Automatic | 41632 | Vital Signs Monitor 300 Series 53000 | CARDINAL | 1300 | Purchased
CHRISTIANA |  | HOSPITAL-CH | 0 | JA100767 | DE |  | 2010-12-21 19:00 |  | Sphygmomanometers; Electronic; Automatic | 47383 | Vital Signs Monitor 300 Series 53000 | CARDINAL | 1300 | Purchased
CHRISTIANA |  | HOSPITAL-CH | 0 | JA006888 | DE |  | 2004-11-29 19:00 |  | Sphygmomanometers; Electronic; Automatic | 36733 | Vital Signs Monitor 300 Series 53000 | CARDINAL | 1300 | Purchased
CHRISTIANA |  | CANCER CENTER | 0 | JA069916 | DE |  | 2008-11-27 19:00 |  | Sphygmomanometers; Electronic; Automatic | 42220 | Vital Signs Monitor 300 Series 53000 | CARDINAL | 1300 | Purchased
CHRISTIANA |  | HOSPITAL-CH | 0 | JA106121 | DE |  | 2011-09-27 20:00 |  | Sphygmomanometers; Electronic; Automatic | 48197 | Vital Signs Monitor 300 Series 53000 | CARDINAL | 1300 | Purchased
CHRISTIANA |  | HOSPITAL-CH | 0 | JA006889 | DE |  | 2004-11-29 19:00 |  | Sphygmomanometers; Electronic; Automatic | 36747 | Vital Signs Monitor 300 Series 53000 | CARDINAL | 1300 | Purchased
CHRISTIANA |  | HOSPITAL-WH | 0 | JA116336 | DE |  | 2006-05-22 20:00 |  | Sphygmomanometers; Electronic; Automatic | 49808 | Vital Signs Monitor 300 Series 53000 | CARDINAL | 1300 | Purchased
CHRISTIANA |  | HOSPITAL-CH | 0 | JA043735 | DE |  | 2007-02-27 19:00 |  | Sphygmomanometers; Electronic; Automatic | 39644 | Vital Signs Monitor 300 Series 53000 | CARDINAL | 1300 | Purchased
CHRISTIANA |  | HOSPITAL-CH | 0 | JA006902 | DE |  | 2004-11-29 19:00 |  | Sphygmomanometers; Electronic; Automatic | 36734 | Vital Signs Monitor 300 Series 53000 | CARDINAL | 1300 | Purchased
CHRISTIANA |  | Singerly | 0 | JA014140 | MD |  | 2005-04-24 20:00 |  | Sphygmomanometers; Electronic; Automatic | 36617 | Vital Signs Monitor 300 Series 53000 | CARDINAL | 1300 | Purchased
CHRISTIANA |  | HOSPITAL-CH | 0 | JA060683 | DE |  | 2008-06-10 20:00 |  | Sphygmomanometers; Electronic; Automatic | 41637 | Vital Signs Monitor 300 Series 53000 | CARDINAL | 1300 | Purchased
CHRISTIANA |  | HOSPITAL-CH | 0 | JA055765 | DE |  | 2008-01-06 19:00 |  | Sphygmomanometers; Electronic; Automatic | 40728 | Vital Signs Monitor 300 Series 53000 | CARDINAL | 1300 | Purchased
CHRISTIANA |  | HOSPITAL-CH | 0 | JA090644 | DE |  | 2010-04-22 20:00 |  | Sphygmomanometers; Electronic; Automatic | 46794 | Vital Signs Monitor 300 Series 53000 | CARDINAL | 1300 | Purchased
CHRISTIANA |  | HOSPITAL-CH | 0 | JA068587 | DE |  | 2008-11-10 19:00 |  | Sphygmomanometers; Electronic; Automatic | 42119 | Vital Signs Monitor 300 Series 53000 | CARDINAL | 1300 | Purchased
CHRISTIANA |  | HOSPITAL-WH | 0 | JA033126 | DE |  | 2006-05-22 20:00 |  | Sphygmomanometers; Electronic; Automatic | 38435 | Vital Signs Monitor 300 Series 53000 | CARDINAL | 1300 | Purchased
CHRISTIANA |  | HOSPITAL-CH | 0 | JA060682 | DE |  | 2008-06-10 20:00 |  | Sphygmomanometers; Electronic; Automatic | 41631 | Vital Signs Monitor 300 Series 53000 | CARDINAL | 1300 | Purchased
CHRISTIANA |  | Avenue North | 0 | JA124333 | DE |  | 2014-10-05 20:00 |  | Sphygmomanometers; Electronic; Automatic | 54761 | Vital Signs Monitor 300 Series 53000 | CARDINAL | 1300 | Purchased
CHRISTIANA |  | CANCER CENTER | 0 | JA116851 | DE |  | 2013-03-17 20:00 |  | Sphygmomanometers; Electronic; Automatic | 51606 | Vital Signs Monitor 300 Series 53000 | CARDINAL | 1300 | Purchased
CHRISTIANA |  | HOSPITAL-CH | 0 | JA088715 | DE |  | 2011-07-04 20:00 |  | Sphygmomanometers; Electronic; Automatic | 47892 | Vital Signs Monitor 300 Series 53000 | CARDINAL | 1300 | Purchased
CHRISTIANA |  | HOSPITAL-CH | 0 | JA060661 | DE |  | 2008-06-10 20:00 |  | Sphygmomanometers; Electronic; Automatic | 41616 | Vital Signs Monitor 300 Series 53000 | CARDINAL | 1300 | Purchased
CHRISTIANA |  | HOSPITAL-CH | 0 | JA027168 | DE |  | 2005-12-25 19:00 |  | Sphygmomanometers; Electronic; Automatic | 38041 | Vital Signs Monitor 300 Series 53000 | CARDINAL | 1300 | Purchased
CHRISTIANA |  | HOSPITAL-CH | 0 | JA038950 | DE |  | 2006-10-07 20:00 |  | Sphygmomanometers; Electronic; Automatic | 39080 | Vital Signs Monitor 300 Series 53000 | CARDINAL | 1300 | Purchased
CHRISTIANA |  | CH-SURGI | 0 | JA124322 | DE |  | 2014-10-05 20:00 |  | Sphygmomanometers; Electronic; Automatic | 54760 | Vital Signs Monitor 300 Series 53000 | CARDINAL | 1300 | Purchased
CHRISTIANA |  | HOSPITAL-CH | 0 | JA027484 | DE |  |  |  | Sphygmomanometers; Electronic; Automatic | 38044 | Vital Signs Monitor 300 Series 53000 | CARDINAL | 1300
CHRISTIANA |  | HOSPITAL-CH | 0 | JA055791 | DE |  | 2008-01-06 19:00 |  | Sphygmomanometers; Electronic; Automatic | 40727 | Vital Signs Monitor 300 Series 53000 | CARDINAL | 1300 | Purchased
CHRISTIANA |  | HOSPITAL-CH | 0 | JA006884 | DE |  | 2004-11-29 19:00 |  | Sphygmomanometers; Electronic; Automatic | 36732 | Vital Signs Monitor 300 Series 53000 | CARDINAL | 1300 | Purchased
CHRISTIANA |  | HOSPITAL-CH | 0 | JA006905 | DE |  | 2004-11-29 19:00 |  | Sphygmomanometers; Electronic; Automatic | 36730 | Vital Signs Monitor 300 Series 53000 | CARDINAL | 1300 | Purchased
CHRISTIANA |  | Singerly | 0 | JA055679 | MD |  | 2008-01-06 19:00 |  | Sphygmomanometers; Electronic; Automatic | 40725 | Vital Signs Monitor 300 Series 53000 | CARDINAL | 1300 | Purchased
CHRISTIANA |  | HOSPITAL-CH | 0 | JA060660 | DE |  | 2008-06-10 20:00 |  | Sphygmomanometers; Electronic; Automatic | 41619 | Vital Signs Monitor 300 Series 53000 | CARDINAL | 1300 | Purchased
CHRISTIANA |  | CH-SURGI | 0 | JA124326 | DE |  | 2014-10-05 20:00 |  | Sphygmomanometers; Electronic; Automatic | 54763 | Vital Signs Monitor 300 Series 53000 | CARDINAL | 1300 | Purchased
CHRISTIANA |  | HOSPITAL-CH | 0 | JA027499 | DE |  | 2005-12-25 19:00 |  | Sphygmomanometers; Electronic; Automatic | 62469 | Vital Signs Monitor 300 Series 53000 | CARDINAL | 1300 | Purchased
CHRISTIANA |  | HOSPITAL-CH | 0 | JA006887 | DE |  | 2004-11-29 19:00 |  | Sphygmomanometers; Electronic; Automatic | 36731 | Vital Signs Monitor 300 Series 53000 | CARDINAL | 1300 | Purchased
CHRISTIANA |  | HOSPITAL-CH | 0 | JA100654 | DE |  | 2010-12-21 19:00 |  | Sphygmomanometers; Electronic; Automatic | 47244 | Vital Signs Monitor 300 Series 53000 | CARDINAL | 1300 | Purchased
CHRISTIANA |  | HOSPITAL-CH | 0 | JA106122 | DE |  | 2011-09-27 20:00 |  | Sphygmomanometers; Electronic; Automatic | 48198 | Vital Signs Monitor 300 Series 53000 | CARDINAL | 1300 | Purchased
CHRISTIANA |  | HOSPITAL-CH | 0 | JA055683 | DE |  | 2008-01-06 19:00 |  | Sphygmomanometers; Electronic; Automatic | 40731 | Vital Signs Monitor 300 Series 53000 | CARDINAL | 1300 | Purchased
CHRISTIANA |  | HOSPITAL-CH | 0 | JA060688 | DE |  | 2008-06-10 20:00 |  | Sphygmomanometers; Electronic; Automatic | 41611 | Vital Signs Monitor 300 Series 53000 | CARDINAL | 1300 | Purchased
CHRISTIANA |  | HOSPITAL-WH | 0 | JA034146 | DE |  | 2006-08-08 20:00 |  | Sphygmomanometers; Electronic; Automatic | 38542 | Vital Signs Monitor 300 Series 53000 | CARDINAL | 1300 | Purchased
CHRISTIANA |  | HOSPITAL-CH | 0 | JA002197 | DE |  | 2004-04-21 20:00 |  | Sphygmomanometers; Electronic; Automatic | 35547 | Vital Signs Monitor 300 Series 53000 | CARDINAL | 1300 | Purchased
CHRISTIANA |  | HOSPITAL-CH | 0 | JA124323 | DE |  | 2014-10-05 20:00 |  | Sphygmomanometers; Electronic; Automatic | 57250 | Vital Signs Monitor 300 Series 53000 | CARDINAL | 1300 | Purchased
CHRISTIANA |  | CANCER CENTER | 0 | JA027496 | DE |  | 2005-12-11 19:00 |  | Sphygmomanometers; Electronic; Automatic | 38035 | Vital Signs Monitor 300 Series 53000 | CARDINAL | 1300 | Purchased
CHRISTIANA |  | HOSPITAL-CH | 0 | JA006882 | DE |  | 2004-11-29 19:00 |  | Sphygmomanometers; Electronic; Automatic | 36727 | Vital Signs Monitor 300 Series 53000 | CARDINAL | 1300 | Purchased
CHRISTIANA |  | HOSPITAL-CH | 0 | JA202288 | DE |  | 2011-03-01 19:00 |  | Sphygmomanometers; Electronic; Automatic | 46515 | Vital Signs Monitor 300 Series 53000 | CARDINAL | 1300 | Purchased
CHRISTIANA |  | HOSPITAL-WH | 0 | JA051519 | DE |  | 2007-09-23 20:00 |  | Sphygmomanometers; Electronic; Automatic | 39699 | Vital Signs Monitor 300 Series 53000 | CARDINAL | 1300 | Purchased
CHRISTIANA |  | HOSPITAL-CH | 0 | JA060687 | DE |  | 2008-06-10 20:00 |  | Sphygmomanometers; Electronic; Automatic | 41623 | Vital Signs Monitor 300 Series 53000 | CARDINAL | 1300 | Purchased
CHRISTIANA |  | HOSPITAL-CH | 0 | JA002201 | DE |  | 2004-04-21 20:00 |  | Sphygmomanometers; Electronic; Automatic | 35546 | Vital Signs Monitor 300 Series 53000 | CARDINAL | 1300 | Purchased
CHRISTIANA |  | HOSPITAL-CC | 0 | JA124336 | MD |  | 2014-10-05 20:00 |  | Sphygmomanometers; Electronic; Automatic | 57249 | Vital Signs Monitor 300 Series 53000 | CARDINAL | 1300 | Purchased
CHRISTIANA |  | HOSPITAL-CH | 0 | JA006892 | DE |  | 2004-11-29 19:00 |  | Sphygmomanometers; Electronic; Automatic | 36725 | Vital Signs Monitor 300 Series 53000 | CARDINAL | 1300
CHRISTIANA |  | CANCER CENTER | 0 | JA027502 | DE |  | 2005-12-11 19:00 |  | Sphygmomanometers; Electronic; Automatic | 38038 | Vital Signs Monitor 300 Series 53000 | CARDINAL | 1300 | Purchased
CHRISTIANA |  | HOSPITAL-CH | 0 | JA006880 | DE |  | 2004-11-29 19:00 |  | Sphygmomanometers; Electronic; Automatic | 36726 | Vital Signs Monitor 300 Series 53000 | CARDINAL | 1300 | Purchased
CHRISTIANA |  | HOSPITAL-WH | 0 | JA39433 | DE |  | 2006-08-08 20:00 |  | Sphygmomanometers; Electronic; Automatic | 39284 | Vital Signs Monitor 300 Series 53000 | CARDINAL | 1300
CHRISTIANA |  | HOSPITAL-WH | 0 | JA066382 | DE |  | 2008-08-20 20:00 |  | Sphygmomanometers; Electronic; Automatic | 41391 | Vital Signs Monitor 300 Series 53000 | CARDINAL | 1300 | Purchased
CHRISTIANA |  | HOSPITAL-CH | 0 | JA098537 | DE |  | 2011-01-30 19:00 |  | Sphygmomanometers; Electronic; Automatic | 46839 | Vital Signs Monitor 300 Series 53000 | CARDINAL | 1300 | Purchased
CHRISTIANA |  | HOSPITAL-CH | 0 | JA027485 | DE |  | 2005-12-11 19:00 |  | Sphygmomanometers; Electronic; Automatic | 38037 | Vital Signs Monitor 300 Series 53000 | CARDINAL | 1300 | Purchased
CHRISTIANA |  | HOSPITAL-CH | 0 | JA027492 | DE |  | 2005-12-11 19:00 |  | Sphygmomanometers; Electronic; Automatic | 38034 | Vital Signs Monitor 300 Series 53000 | CARDINAL | 1300 | Purchased
CHRISTIANA |  | HOSPITAL-WH | 0 | JA039434 | DE |  | 2006-08-08 20:00 |  | Sphygmomanometers; Electronic; Automatic | 39283 | Vital Signs Monitor 300 Series 53000 | CARDINAL | 1300
CHRISTIANA |  | HOSPITAL-CH | 0 | JA116850 | DE |  | 2013-03-17 20:00 |  | Sphygmomanometers; Electronic; Automatic | 51607 | Vital Signs Monitor 300 Series 53000 | CARDINAL | 1300 | Purchased
CHRISTIANA |  | HOSPITAL-WH | 0 | M2079060 | DE |  |  |  | Sphygmomanometers; Electronic; Automatic | 29541 | PRO 100 | GE MEDICAL SYSTEMS | 2656
CHRISTIANA |  | HOSPITAL-CH | 0 | M2799021 | DE |  |  |  | Sphygmomanometers; Electronic; Automatic | 30585 | PRO 100 | GE MEDICAL SYSTEMS | 2481.5
CHRISTIANA |  | HOSPITAL-CH | 0 | 010M1989029 | DE |  | 2001-10-02 20:00 |  | Sphygmomanometers; Electronic; Automatic | 32034 | PRO 100 | GE MEDICAL SYSTEMS | 2656 | Purchased
CHRISTIANA |  | HOSPITAL-WH | 0 | 010M0229052 | DE |  |  |  | Sphygmomanometers; Electronic; Automatic | 29959 | PRO 100 | GE MEDICAL SYSTEMS | 2481.5
CHRISTIANA |  | CANCER CENTER | 0 | 010M0789106 | DE |  |  |  | Sphygmomanometers; Electronic; Automatic | 31748 | PRO 100 | GE MEDICAL SYSTEMS | 2481.5
CHRISTIANA |  | HOSPITAL-WH | 0 | 000M2659007 | DE |  |  |  | Sphygmomanometers; Electronic; Automatic | 29542 | PRO 100 | GE MEDICAL SYSTEMS | 2656
CHRISTIANA |  | HOSPITAL-CH | 0 | M2799034 | DE |  |  |  | Sphygmomanometers; Electronic; Automatic | 30584 | PRO 100 | GE MEDICAL SYSTEMS | 2481.5
CHRISTIANA |  | HOSPITAL-CH | 0 | M2799033 | DE |  |  |  | Sphygmomanometers; Electronic; Automatic | 30583 | PRO 100 | GE MEDICAL SYSTEMS | 2481.5
CHRISTIANA |  | HOSPITAL-WH | 0 | DP100 | DE |  | 2001-01-10 19:00 |  | Sphygmomanometers; Electronic; Automatic | 30035 | PRO 100 | GE MEDICAL SYSTEMS | 2481.5
CHRISTIANA |  | CANCER CENTER | 0 | 300573 | DE |  | 2018-01-01 19:00 |  | Stereotactic Systems; Image-Guided; Biopsy | 66339 | ATEC SAPPHIRE | Hologic Inc | 20000
CHRISTIANA |  | HOSPITAL-WH | 0 | BE96191 | DE |  |  |  | Refractors; Ophthalmic; Manual | 27040 | 11625 | REICHERT OPHTHALMIC INSTRUMENTS DIV REICHERT INC | 10000
CHRISTIANA |  | HOSPITAL-CH | 0 | 179048 S11 | DE |  |  |  | Anesthesia Unit Vaporizers | 26351 | 9311186E359E | SIEMENS HEALTH SYSTEMS | 15000
CHRISTIANA |  | WH SURGI | 0 | 345FW268 | DE |  |  |  | X-Ray Film Handling Equipment; Automatic; Daylight | 29701 | C 345 | DUPONT MEDICAL PRODUCTS DIAGNOSTIC IMAGING DIV | 3400
CHRISTIANA |  | WH SURGI | 0 | C345IW366 | DE |  |  |  | X-Ray Film Handling Equipment; Automatic; Daylight | 29702 | C 345 | DUPONT MEDICAL PRODUCTS DIAGNOSTIC IMAGING DIV | 3400
CHRISTIANA |  | HOSPITAL-CH | 0 | 8941449 | DE |  |  |  | Ventilators; Volume | 25184 | 7200SP | PURITAN BENNETT CORP DIV TYCO HEALTHCARE GROUP LP | 20000
CHRISTIANA |  | HOSPITAL-CH | 0 | 8942788 | DE |  |  |  | Ventilators; Volume | 25239 | 7200SP | PURITAN BENNETT CORP DIV TYCO HEALTHCARE GROUP LP | 20000
CHRISTIANA |  | HOSPITAL-CH | 0 | 8942771 | DE |  |  |  | Ventilators; Volume | 25183 | 7200SP | PURITAN BENNETT CORP DIV TYCO HEALTHCARE GROUP LP | 20000
CHRISTIANA |  | HOSPITAL-WH | 0 | 8941447 | DE |  |  |  | Ventilators; Volume | 25238 | 7200SP | PURITAN BENNETT CORP DIV TYCO HEALTHCARE GROUP LP | 20000
CHRISTIANA |  | HOSPITAL-CH | 0 | 8941442 | DE |  |  |  | Ventilators; Volume | 25186 | 7200SP | PURITAN BENNETT CORP DIV TYCO HEALTHCARE GROUP LP | 20000
CHRISTIANA |  | HOSPITAL-CH | 0 | 8941456 | DE |  |  |  | Ventilators; Volume | 25185 | 7200SP | PURITAN BENNETT CORP DIV TYCO HEALTHCARE GROUP LP | 20000
CHRISTIANA |  | HOSPITAL-CH | 0 | UFA08Z2001 | DE |  |  |  | Radiographic/Fluoroscopic Systems; General-Purpose | 42508 | INFX 8000C | Toshiba America Medical Systems Inc | 987116
CHRISTIANA |  | HOSPITAL-CH | 0 | 7713187 | DE |  | 2007-11-11 19:00 |  | Electrosurgical Units | 46633 | UES40 | OLYMPUS AMERICA INC | 25000 | Purchased
CHRISTIANA |  | HOSPITAL-CH | 0 | NONE | DE |  |  |  |  | 31605 | AEGISQV100 | SIEMENS HEALTH SYSTEMS | 59999.99
CHRISTIANA |  | HOSPITAL-CH | 0 | 35768 | DE |  |  |  | Network Servers | 31602 | DS3000 | SIEMENS HEALTH SYSTEMS | 19999.99
CHRISTIANA |  | HOSPITAL-CH | 0 | STC2-125-R11#22 | DE |  |  |  | Analyzers; Laboratory; Microbiology; Susceptibility; Automated | 39800 | RO9N22 | SIEMENS HEALTH SYSTEMS | 69112.5
CHRISTIANA |  | HOSPITAL-CH | 0 | 70BR 2737 | DE |  | 1988-08-27 20:00 |  | Power Supplies; Regulated; Electrophoresis | 12948 | Power Supply 250/2.5 | BIO-RAD DIAGNOSTICA | 1500 | Purchased
CHRISTIANA |  | HOSPITAL-CH | 0 | 935 | DE |  | 1988-08-27 20:00 |  | Power Supplies; Regulated; Electrophoresis | 12854 | Titan Power Supply 1500 | TITAN MEDICAL | 1370 | Purchased
CHRISTIANA |  | Pike Creek | 0 | U3987 | DE |  |  |  | Exercisers; Muscle Strength; Lever/Pulley-Cable; Upper Limb/Trunk | 48102 | Gravitron 2000 | STAIRMASTER SPORTS/MEDICAL PRODUCTS LP | 7500
CHRISTIANA |  | HOSPITAL-CH | 0 | 8810059 | DE |  | 2008-01-20 19:00 |  | Power Systems; Uninterruptible | 18306 | SPS 1200-A | SOLA | 3000 | Purchased
CHRISTIANA |  | PMRI | 0 | T0505381013 | DE |  |  |  | Exercise Stairs; Motorized | 37744 | 1250E | DIAMONDBACK FITNESS | 0
CHRISTIANA |  | HOSPITAL-CH | 0 | 96271677 | DE |  | 2017-07-16 20:00 |  | TEST EQUIPMENT; TEST EQUIPMENT | 87912 | 62 MINI | FLUKE BIOMEDICAL CORP | 281.59
CHRISTIANA |  | HOSPITAL-CH | 0 | 2UA5282M3W | DE |  | 2016-05-17 20:00 |  | Data Management Systems; Patient | 62194 | M3290B DATA MANAGEMENT SYSTEM; PATIENT | PHILIPS MEDICAL SYSTEMS CARDIAC & MONITORING SYSTEMS DIV | 25000 | Purchased
CHRISTIANA |  | HOSPITAL-CH | 0 | 2UA5282M13 | DE |  | 2016-05-17 20:00 |  | Data Management Systems; Patient | 62195 | M3290B DATA MANAGEMENT SYSTEM; PATIENT | PHILIPS MEDICAL SYSTEMS CARDIAC & MONITORING SYSTEMS DIV | 6530
CHRISTIANA |  | HOSPITAL-CH | 0 | 2UA5282LZ9 | DE |  | 2016-05-17 20:00 |  | Data Management Systems; Patient | 62191 | M3290B DATA MANAGEMENT SYSTEM; PATIENT | PHILIPS MEDICAL SYSTEMS CARDIAC & MONITORING SYSTEMS DIV | 6530
CHRISTIANA |  | HOSPITAL-CH | 0 | 2UA5282M0N | DE |  | 2016-05-17 20:00 |  | Data Management Systems; Patient | 62192 | M3290B DATA MANAGEMENT SYSTEM; PATIENT | PHILIPS MEDICAL SYSTEMS CARDIAC & MONITORING SYSTEMS DIV | 6530
CHRISTIANA |  | HOSPITAL-CH | 0 | 2UA5282M08 | DE |  | 2016-05-17 20:00 |  | Data Management Systems; Patient | 62190 | M3290B DATA MANAGEMENT SYSTEM; PATIENT | PHILIPS MEDICAL SYSTEMS CARDIAC & MONITORING SYSTEMS DIV | 6530
CHRISTIANA |  | HOSPITAL-CH | 0 | 2UA5282M1F | DE |  | 2016-05-17 20:00 |  | Data Management Systems; Patient | 62193 | M3290B DATA MANAGEMENT SYSTEM; PATIENT | PHILIPS MEDICAL SYSTEMS CARDIAC & MONITORING SYSTEMS DIV | 6530 | Purchased
CHRISTIANA |  | WH SURGI | 0 | GH129920 | DE |  | 1999-11-09 19:00 |  | Tourniquets; Pneumatic; Automated | 29723 | Tourniquet System A.T.S. 2000 | Zimmer Biomet | 6720 | Purchased
CHRISTIANA |  | HOSPITAL-CH | 0 | FG099820 | DE |  | 2008-01-20 19:00 |  | Tourniquets; Pneumatic; Automated | 27755 | Tourniquet System A.T.S. 2000 | Zimmer Biomet | 6000
CHRISTIANA |  | HOSPITAL-WH | 0 | BM89720 | DE |  | 2008-01-20 19:00 |  | Tourniquets; Pneumatic; Automated | 25896 | Tourniquet System A.T.S. 2000 | ZIMMER DENTAL | 4200 | Purchased
CHRISTIANA |  | WH SURGI | 0 | FL040220 | DE |  | 2002-03-03 19:00 |  | Tourniquets; Pneumatic; Automated | 31882 | Tourniquet System A.T.S. 2000 | Zimmer Biomet | 7440 | Purchased
CHRISTIANA |  | WH SURGI | 0 | EH060020 | DE |  | 2000-08-06 20:00 |  | Tourniquets; Pneumatic; Automated | 29512 | Tourniquet System A.T.S. 2000 | Zimmer Biomet | 7440 | Purchased
CHRISTIANA |  | WH SURGI | 0 | HEO99920 | DE |  | 1999-12-24 19:00 |  | Tourniquets; Pneumatic; Automated | 29682 | Tourniquet System A.T.S. 2000 | Zimmer Biomet | 7760 | Purchased
CHRISTIANA |  | HOSPITAL-WH | 0 | CTO20020 | DE |  | 2000-03-12 19:00 |  | Tourniquets; Pneumatic; Automated | 29574 | Tourniquet System A.T.S. 2000 | ZIMMER DENTAL | 23280 | Purchased
CHRISTIANA |  | HOSPITAL-CH | 0 | DQ090220 | DE |  |  |  | Tourniquets; Pneumatic; Automated | 34374 | Tourniquet System A.T.S. 2000 | Zimmer Biomet | 9018
CHRISTIANA |  | HOSPITAL-CH | 0 | FK090220 | DE |  | 2002-10-08 20:00 |  | Tourniquets; Pneumatic; Automated | 34368 | Tourniquet System A.T.S. 2000 | Zimmer Biomet | 9018
CHRISTIANA |  | WH SURGI | 0 | AC030020 | DE |  | 2000-05-16 20:00 |  | Tourniquets; Pneumatic; Automated | 29911 | Tourniquet System A.T.S. 2000 | Zimmer Biomet | 2000 | Purchased
CHRISTIANA |  | HOSPITAL-WH | 0 | DV020020 | DE |  | 2000-03-12 19:00 |  | Tourniquets; Pneumatic; Automated | 29576 | Tourniquet System A.T.S. 2000 | ZIMMER DENTAL | 23280 | Purchased
CHRISTIANA |  | Hockessin Primary Care | 0 | 59800004472 | DE |  |  |  | Anesthesia Kits; Paracervical | 31470 | 2200 | MEDICAL SPECIFICS INC | 0
CHRISTIANA |  | Pike Creek | 0 | 231 | DE |  |  |  | Aspirators; Emergency | 47593 | 2200 | CIDA | 0
CHRISTIANA |  | HOSPITAL-WH | 0 | 108567 | DE |  |  |  | Aspirators; Emergency | 21222 | 2357 | LAERDAL MEDICAL CORP | 1000
CHRISTIANA |  | HCCC | 125 | 706080 | DE |  | 2001-11-12 19:00 |  | Ophthalmometers | 32002 | K-2 | BAUSCH & LOMB | 5000 | Purchased
CHRISTIANA |  | HOSPITAL-CH | 0 | C13010315 | DE |  | 1988-08-27 20:00 |  | Monitors; Video | 12018 | AM-1301C | MITSUBISHI ELECTRONICS AMERICA INC | 2000 | Purchased
CHRISTIANA |  | CANCER CENTER | 0 | P14H22779 | DE |  |  |  | Monitors; Video | 34447 | ECM-1402H | AZTECH GROUP | 0
CHRISTIANA |  | HOSPITAL-WH | 0 | 2074616 | DE |  |  |  | Oximeters; Pulse | 22259 | N-20P | NELLCOR PURITAN BENNETT INC | 1130
CHRISTIANA |  | HOSPITAL-CH | 0 | TP104101 | DE |  | 2001-02-20 19:00 |  | Tissue Processors | 31551 | Tissue Processor TP1050 | LEICA MICROSYSTEMS INC | 39900
CHRISTIANA |  | WH SURGI | 0 | 445069 | DE |  |  |  | Microscopes; Light; Operating; Ophthalmology | 29554 | Ophthalmic Microscope M690 | LEICA MICROSYSTEMS INC | 49999.99
CHRISTIANA |  | HOSPITAL-WH | 0 | 30394004 | DE |  | 1994-05-02 20:00 |  | Microscopes; Light; Operating; Ophthalmology | 21067 | Ophthalmic Microscope M690 | LEICA MICROSYSTEMS INC | 56306
CHRISTIANA |  | HOSPITAL-CH | 0 | 57117 | DE |  | 2014-01-19 19:00 |  | Scales; Patient; Floor | 45573 | Health O Meter Physician Beam Scale 400KL | HEALTH O METER INC DIV SUNBEAM CORP | 1500 | Purchased
CHRISTIANA |  | West Grove Medical Office Building | 0 | 401100046 | DE |  |  |  | Scales; Patient; Floor | 49025 | Health O Meter Physician Beam Scale 400KL | HEALTH O METER INC DIV SUNBEAM CORP | 1500
CHRISTIANA |  | HOSPITAL-WH | 0 | B2BW7P | DE |  |  |  | Probes; Ultrasonic | B2BW7P | X5-1 | Philips | 10000
CHRISTIANA |  | HOSPITAL-WH | 0 | 99Q0035337 | DE |  |  |  | Sphygmomanometers; Electronic; Automatic | 29906 | COMPACT BP | GE MEDICAL SYSTEMS | 2190
CHRISTIANA |  | HOSPITAL-WH | 0 | 99Q0035450 | DE |  |  |  | Sphygmomanometers; Electronic; Automatic | 29899 | COMPACT BP | GE MEDICAL SYSTEMS | 2190
CHRISTIANA |  | HOSPITAL-WH | 0 | 99Q35354 | DE |  |  |  | Sphygmomanometers; Electronic; Automatic | 29905 | COMPACT BP | GE MEDICAL SYSTEMS | 2190
CHRISTIANA |  | Riverside Medical Arts Complex | 0 | 99Q0026150/6 | DE |  |  |  | Sphygmomanometers; Electronic; Automatic | 29577 | COMPACT BP | GE MEDICAL SYSTEMS | 2190
CHRISTIANA |  | HOSPITAL-CH | 0 | DE320D4858 | DE |  |  |  | Physiologic Monitor Modules; ELECTROENCEPHALOGRAPHY | 36758 | M1041A | PHILIPS MEDICAL SYSTEMS CARDIAC & MONITORING SYSTEMS DIV | 2000
CHRISTIANA |  | HOSPITAL-CH | 0 | DE320D4887 | DE |  |  |  | Physiologic Monitor Modules; ELECTROENCEPHALOGRAPHY | 36759 | M1041A | PHILIPS MEDICAL SYSTEMS CARDIAC & MONITORING SYSTEMS DIV | 2000
CHRISTIANA |  | HOSPITAL-CH | 0 | DE320D5032 | DE |  |  |  | Physiologic Monitor Modules; ELECTROENCEPHALOGRAPHY | 36760 | M1041A | PHILIPS MEDICAL SYSTEMS CARDIAC & MONITORING SYSTEMS DIV | 2000
CHRISTIANA |  | HOSPITAL-CH | 0 | DE320D5039 | DE |  |  |  | Physiologic Monitor Modules; ELECTROENCEPHALOGRAPHY | 36762 | M1041A | PHILIPS MEDICAL SYSTEMS CARDIAC & MONITORING SYSTEMS DIV | 2000
CHRISTIANA |  | HOSPITAL-CH | 0 | DE320D5096 | DE |  |  |  | Physiologic Monitor Modules; ELECTROENCEPHALOGRAPHY | 36761 | M1041A | PHILIPS MEDICAL SYSTEMS CARDIAC & MONITORING SYSTEMS DIV | 2000
CHRISTIANA |  | HOSPITAL-CH | 0 | DE320D5020 | DE |  |  |  | Physiologic Monitor Modules; ELECTROENCEPHALOGRAPHY | 36764 | M1041A | PHILIPS MEDICAL SYSTEMS CARDIAC & MONITORING SYSTEMS DIV | 2000
CHRISTIANA |  | HOSPITAL-CH | 0 | DE320D5024 | DE |  |  |  | Physiologic Monitor Modules; ELECTROENCEPHALOGRAPHY | 36767 | M1041A | PHILIPS MEDICAL SYSTEMS CARDIAC & MONITORING SYSTEMS DIV | 2000
CHRISTIANA |  | HOSPITAL-CH | 0 | DE320D4884 | DE |  |  |  | Physiologic Monitor Modules; ELECTROENCEPHALOGRAPHY | 36768 | M1041A | PHILIPS MEDICAL SYSTEMS CARDIAC & MONITORING SYSTEMS DIV | 2000
CHRISTIANA |  | HOSPITAL-CH | 0 | DE320D5061 | DE |  |  |  | Physiologic Monitor Modules; ELECTROENCEPHALOGRAPHY | 36765 | M1041A | PHILIPS MEDICAL SYSTEMS CARDIAC & MONITORING SYSTEMS DIV | 2000
CHRISTIANA |  | HOSPITAL-CH | 0 | DE320D4886 | DE |  |  |  | Physiologic Monitor Modules; ELECTROENCEPHALOGRAPHY | 36766 | M1041A | PHILIPS MEDICAL SYSTEMS CARDIAC & MONITORING SYSTEMS DIV | 2000
CHRISTIANA |  | HOSPITAL-WH | 0 | 3441A10798 | DE |  | 2005-11-16 19:00 |  | Physiologic Monitor Modules; ELECTROENCEPHALOGRAPHY | 37899 | M1041A | PHILIPS MEDICAL SYSTEMS CARDIAC & MONITORING SYSTEMS DIV | 2000
CHRISTIANA |  | HOSPITAL-WH | 0 | 3441A10808 | DE |  | 2005-11-16 19:00 |  | Physiologic Monitor Modules; ELECTROENCEPHALOGRAPHY | 37902 | M1041A | PHILIPS MEDICAL SYSTEMS CARDIAC & MONITORING SYSTEMS DIV | 2000
CHRISTIANA |  | HOSPITAL-WH | 0 | 3441A10870 | DE |  | 2005-11-16 19:00 |  | Physiologic Monitor Modules; ELECTROENCEPHALOGRAPHY | 37901 | M1041A | PHILIPS MEDICAL SYSTEMS CARDIAC & MONITORING SYSTEMS DIV | 2000
CHRISTIANA |  | HOSPITAL-CH | 0 | DE84602160 | DE |  | 2011-06-02 20:00 |  | Physiologic Monitor Modules; ELECTROENCEPHALOGRAPHY | 47828 | EC10 | PHILIPS MEDICAL SYSTEMS CARDIAC & MONITORING SYSTEMS DIV | 750
CHRISTIANA |  | HOSPITAL-CH | 0 | DE57029933 | DE |  |  |  | Physiologic Monitor Modules; ELECTROENCEPHALOGRAPHY | 64034 | EC10 | PHILIPS MEDICAL SYSTEMS CARDIAC & MONITORING SYSTEMS DIV | 750
CHRISTIANA |  | HOSPITAL-CH | 0 | DE57029934 | DE |  |  |  | Physiologic Monitor Modules; ELECTROENCEPHALOGRAPHY | 64035 | EC10 | PHILIPS MEDICAL SYSTEMS CARDIAC & MONITORING SYSTEMS DIV | 1532
CHRISTIANA |  | HOSPITAL-WH | 0 | 8937 | DE |  |  |  | Aspirators; Thoracic | 24334 | 55-JS | Emerson; J H Co | 1600
CHRISTIANA |  | HOSPITAL-CH | 0 | 1002 | DE |  |  |  | Aspirators; Thoracic | 28807 | 55-JS | Emerson; J H Co | 1250
CHRISTIANA |  | HOSPITAL-CH | 0 | 1003 | DE |  |  |  | Aspirators; Thoracic | 28806 | 55-JS | Emerson; J H Co | 1250
CHRISTIANA |  | HOSPITAL-CH | 0 | DE610D5480 | DE |  | 2006-01-02 19:00 |  | Physiologic Monitor Module Housings | 38695 | M3001A | PHILIPS MEDICAL SYSTEMS CARDIAC & MONITORING SYSTEMS DIV | 7000
CHRISTIANA |  | HOSPITAL-CH | 0 | DE632H5820 | DE |  | 2006-01-02 19:00 |  | Physiologic Monitor Module Housings | 38744 | M3001A | PHILIPS MEDICAL SYSTEMS CARDIAC & MONITORING SYSTEMS DIV | 7000
CHRISTIANA |  | HOSPITAL-WH | 0 | DE9070C7C5 | DE |  | 2013-06-13 20:00 |  | Physiologic Monitor Module Housings | 52358 | M3001A | PHILIPS MEDICAL SYSTEMS CARDIAC & MONITORING SYSTEMS DIV | 6530 | Purchased
CHRISTIANA |  | HOSPITAL-CH | 0 | DE9070AC2H | DE |  | 2011-11-17 19:00 |  | Physiologic Monitor Module Housings | 48482 | M3001A | PHILIPS MEDICAL SYSTEMS CARDIAC & MONITORING SYSTEMS DIV | 7000
CHRISTIANA |  | HOSPITAL-CH | 0 | DE9070BW31 | DE |  | 2013-02-24 19:00 |  | Physiologic Monitor Module Housings | 51229 | M3001A | PHILIPS MEDICAL SYSTEMS CARDIAC & MONITORING SYSTEMS DIV | 7000
CHRISTIANA |  | HOSPITAL-CH | 0 | DE51281939 | DE |  |  |  | Physiologic Monitor Module Housings | 38233 | M3001A | PHILIPS MEDICAL SYSTEMS CARDIAC & MONITORING SYSTEMS DIV | 7000
CHRISTIANA |  | HOSPITAL-CH | 0 | DE9070BYH3 | DE |  | 2013-03-18 20:00 |  | Physiologic Monitor Module Housings | 51364 | M3001A | PHILIPS MEDICAL SYSTEMS CARDIAC & MONITORING SYSTEMS DIV | 6530 | Purchased
CHRISTIANA |  | HOSPITAL-CH | 0 | DE512A8197 | DE |  |  |  | Physiologic Monitor Module Housings | 37988 | M3001A | PHILIPS MEDICAL SYSTEMS CARDIAC & MONITORING SYSTEMS DIV | 7000
CHRISTIANA |  | HOSPITAL-CH | 0 | DE9070AC2J | DE |  | 2011-10-24 20:00 |  | Physiologic Monitor Module Housings | 48296 | M3001A | PHILIPS MEDICAL SYSTEMS CARDIAC & MONITORING SYSTEMS DIV | 6530
CHRISTIANA |  | HOSPITAL-CH | 0 | DE9070AC30 | DE |  | 2011-10-24 20:00 |  | Physiologic Monitor Module Housings | 48295 | M3001A | PHILIPS MEDICAL SYSTEMS CARDIAC & MONITORING SYSTEMS DIV | 6530
CHRISTIANA |  | HOSPITAL-CH | 0 | DE610D5521 | DE |  | 2006-01-02 19:00 |  | Physiologic Monitor Module Housings | 38696 | M3001A | PHILIPS MEDICAL SYSTEMS CARDIAC & MONITORING SYSTEMS DIV | 7000
CHRISTIANA |  | HOSPITAL-WH | 0 | DE9070CTH0 | DE |  | 2006-01-04 19:00 |  | Physiologic Monitor Module Housings | 45793 | M3001A | PHILIPS MEDICAL SYSTEMS CARDIAC & MONITORING SYSTEMS DIV | 6530 | Purchased
CHRISTIANA |  | HOSPITAL-CH | 0 | DE512C7354 | DE |  |  |  | Physiologic Monitor Module Housings | 62835 | M3001A | PHILIPS MEDICAL SYSTEMS CARDIAC & MONITORING SYSTEMS DIV | 750
CHRISTIANA |  | HOSPITAL-CH | 0 | DE512A4299 | DE |  | 2006-01-02 19:00 |  | Physiologic Monitor Module Housings | 38718 | M3001A | PHILIPS MEDICAL SYSTEMS CARDIAC & MONITORING SYSTEMS DIV | 6530 | Purchased
CHRISTIANA |  | HOSPITAL-CH | 0 | DE9070ACJ3 | DE |  | 2011-11-14 19:00 |  | Physiologic Monitor Module Housings | 48684 | M3001A | PHILIPS MEDICAL SYSTEMS CARDIAC & MONITORING SYSTEMS DIV | 6530
CHRISTIANA |  | HOSPITAL-CH | 0 | DE9070ACKK | DE |  | 2011-11-14 19:00 |  | Physiologic Monitor Module Housings | 48685 | M3001A | PHILIPS MEDICAL SYSTEMS CARDIAC & MONITORING SYSTEMS DIV | 6530
CHRISTIANA |  | HOSPITAL-WH | 0 | DE9070ABBH | DE |  | 2011-10-26 20:00 |  | Physiologic Monitor Module Housings | 48338 | M3001A | PHILIPS MEDICAL SYSTEMS CARDIAC & MONITORING SYSTEMS DIV | 6530 | Purchased
CHRISTIANA |  | HOSPITAL-CH | 0 | DE9070C1Z2 | DE |  | 2013-05-20 20:00 |  | Physiologic Monitor Module Housings | 46294 | M3001A | PHILIPS MEDICAL SYSTEMS CARDIAC & MONITORING SYSTEMS DIV | 6530 | Purchased
CHRISTIANA |  | HOSPITAL-CH | 0 | DE22737997 | DE |  | 2006-01-03 19:00 |  | Physiologic Monitor Module Housings | 38741 | M3001A | PHILIPS MEDICAL SYSTEMS CARDIAC & MONITORING SYSTEMS DIV | 6530
CHRISTIANA |  | HOSPITAL-CH | 0 | DE9070C008 | DE |  | 2013-03-27 20:00 |  | Physiologic Monitor Module Housings | 51811 | M3001A | PHILIPS MEDICAL SYSTEMS CARDIAC & MONITORING SYSTEMS DIV | 7000
CHRISTIANA |  | HOSPITAL-CH | 0 | DE9070C000 | DE |  | 2013-03-27 20:00 |  | Physiologic Monitor Module Housings | 51813 | M3001A | PHILIPS MEDICAL SYSTEMS CARDIAC & MONITORING SYSTEMS DIV | 7000
CHRISTIANA |  | HOSPITAL-WH | 0 | DE9070CTHR | DE |  | 2006-01-04 19:00 |  | Physiologic Monitor Module Housings | 45808 | M3001A | PHILIPS MEDICAL SYSTEMS CARDIAC & MONITORING SYSTEMS DIV | 6530 | Purchased
CHRISTIANA |  | HOSPITAL-CH | 0 | DE51295724 | DE |  |  |  | Physiologic Monitor Module Housings | 38716 | M3001A | PHILIPS MEDICAL SYSTEMS CARDIAC & MONITORING SYSTEMS DIV | 7000
CHRISTIANA |  | HOSPITAL-CH | 0 | DE51294487 | DE |  |  |  | Physiologic Monitor Module Housings | 38710 | M3001A | PHILIPS MEDICAL SYSTEMS CARDIAC & MONITORING SYSTEMS DIV | 7000
CHRISTIANA |  | HOSPITAL-CH | 0 | DE9070BYAU | DE |  | 2013-03-18 20:00 |  | Physiologic Monitor Module Housings | 51352 | M3001A | PHILIPS MEDICAL SYSTEMS CARDIAC & MONITORING SYSTEMS DIV | 6530 | Purchased
CHRISTIANA |  | HOSPITAL-CH | 0 | DE9070AC32 | DE |  | 2011-10-24 20:00 |  | Physiologic Monitor Module Housings | 48294 | M3001A | PHILIPS MEDICAL SYSTEMS CARDIAC & MONITORING SYSTEMS DIV | 6530
CHRISTIANA |  | HOSPITAL-CH | 0 | DE9070AC35 | DE |  | 2011-10-24 20:00 |  | Physiologic Monitor Module Housings | 48293 | M3001A | PHILIPS MEDICAL SYSTEMS CARDIAC & MONITORING SYSTEMS DIV | 6530
CHRISTIANA |  | HOSPITAL-CH | 0 | DE9070BGY0 | DE |  | 2006-01-02 19:00 |  | Physiologic Monitor Module Housings | 38743 | M3001A | PHILIPS MEDICAL SYSTEMS CARDIAC & MONITORING SYSTEMS DIV | 6530 | Purchased
CHRISTIANA |  | HOSPITAL-CH | 0 | DE22752194 | DE |  | 2006-01-02 19:00 |  | Physiologic Monitor Module Housings | 38739 | M3001A | PHILIPS MEDICAL SYSTEMS CARDIAC & MONITORING SYSTEMS DIV | 6530 | Purchased
CHRISTIANA |  | HOSPITAL-CH | 0 | DE9070C00J | DE |  | 2013-03-27 20:00 |  | Physiologic Monitor Module Housings | 51812 | M3001A | PHILIPS MEDICAL SYSTEMS CARDIAC & MONITORING SYSTEMS DIV | 7000
CHRISTIANA |  | HOSPITAL-CH | 0 | DE512A2177 | DE |  |  |  | Physiologic Monitor Module Housings | 37990 | M3001A | PHILIPS MEDICAL SYSTEMS CARDIAC & MONITORING SYSTEMS DIV | 7000
CHRISTIANA |  | HOSPITAL-CH | 0 | DE9070ACGZ | DE |  | 2011-11-14 19:00 |  | Physiologic Monitor Module Housings | 48515 | M3001A | PHILIPS MEDICAL SYSTEMS CARDIAC & MONITORING SYSTEMS DIV | 6530 | Purchased
CHRISTIANA |  | HOSPITAL-CH | 0 | DE9070ACEZ | DE |  | 2011-11-14 19:00 |  | Physiologic Monitor Module Housings | 48516 | M3001A | PHILIPS MEDICAL SYSTEMS CARDIAC & MONITORING SYSTEMS DIV | 6530
CHRISTIANA |  | HOSPITAL-CH | 0 | DE512A4296 | DE |  | 2006-01-02 19:00 |  | Physiologic Monitor Module Housings | 38714 | M3001A | PHILIPS MEDICAL SYSTEMS CARDIAC & MONITORING SYSTEMS DIV | 6530 | Purchased
CHRISTIANA |  | HOSPITAL-CH | 0 | DE9070ACF5 | DE |  | 2011-11-14 19:00 |  | Physiologic Monitor Module Housings | 48686 | M3001A | PHILIPS MEDICAL SYSTEMS CARDIAC & MONITORING SYSTEMS DIV | 6530
CHRISTIANA |  | HOSPITAL-CH | 0 | DE9070ACDD | DE |  | 2011-11-14 19:00 |  | Physiologic Monitor Module Housings | 48687 | M3001A | PHILIPS MEDICAL SYSTEMS CARDIAC & MONITORING SYSTEMS DIV | 6530
CHRISTIANA |  | HOSPITAL-CH | 0 | DE9070ACGC | DE |  | 2011-11-14 19:00 |  | Physiologic Monitor Module Housings | 48565 | M3001A | PHILIPS MEDICAL SYSTEMS CARDIAC & MONITORING SYSTEMS DIV | 6530
CHRISTIANA |  | HOSPITAL-CH | 0 | DE907T4513 | DE |  | 2009-10-18 20:00 |  | Physiologic Monitor Module Housings | 46387 | M3001A | PHILIPS MEDICAL SYSTEMS CARDIAC & MONITORING SYSTEMS DIV | 6530 | Purchased
CHRISTIANA |  | HOSPITAL-WH | 0 | DE9070AC1U | DE |  | 2011-10-26 20:00 |  | Physiologic Monitor Module Housings | 48332 | M3001A | PHILIPS MEDICAL SYSTEMS CARDIAC & MONITORING SYSTEMS DIV | 6530 | Purchased
CHRISTIANA |  | HOSPITAL-CH | 0 | DE51286451 | DE |  | 2006-01-02 19:00 |  | Physiologic Monitor Module Housings | 38737 | M3001A | PHILIPS MEDICAL SYSTEMS CARDIAC & MONITORING SYSTEMS DIV | 7000
CHRISTIANA |  | HOSPITAL-CH | 0 | DE9070C0000K | DE |  | 2013-03-27 20:00 |  | Physiologic Monitor Module Housings | 51815 | M3001A | PHILIPS MEDICAL SYSTEMS CARDIAC & MONITORING SYSTEMS DIV | 7000
CHRISTIANA |  | HOSPITAL-CH | 0 | de9070bw3k | DE |  | 2013-02-24 19:00 |  | Physiologic Monitor Module Housings | 51243 | M3001A | PHILIPS MEDICAL SYSTEMS CARDIAC & MONITORING SYSTEMS DIV | 7000
CHRISTIANA |  | HOSPITAL-CH | 0 | DE51296422 | DE |  |  |  | Physiologic Monitor Module Housings | 47724 | M3001A | PHILIPS MEDICAL SYSTEMS CARDIAC & MONITORING SYSTEMS DIV | 7000
CHRISTIANA |  | HOSPITAL-CH | 0 | DE9070BYGH | DE |  | 2013-03-18 20:00 |  | Physiologic Monitor Module Housings | 51360 | M3001A | PHILIPS MEDICAL SYSTEMS CARDIAC & MONITORING SYSTEMS DIV | 6530 | Purchased
CHRISTIANA |  | HOSPITAL-CH | 0 | DE51273319 | DE |  | 2006-01-04 19:00 |  | Physiologic Monitor Module Housings | 37993 | M3001A | PHILIPS MEDICAL SYSTEMS CARDIAC & MONITORING SYSTEMS DIV | 7000
CHRISTIANA |  | HOSPITAL-CH | 0 | DE9070BW3E | DE |  | 2013-02-24 19:00 |  | Physiologic Monitor Module Housings | 51221 | M3001A | PHILIPS MEDICAL SYSTEMS CARDIAC & MONITORING SYSTEMS DIV | 7000
CHRISTIANA |  | HOSPITAL-WH | 0 | DE9070CTGV | DE |  | 2006-01-04 19:00 |  | Physiologic Monitor Module Housings | 45785 | M3001A | PHILIPS MEDICAL SYSTEMS CARDIAC & MONITORING SYSTEMS DIV | 6530 | Purchased
CHRISTIANA |  | HOSPITAL-CH | 0 | DE512A4316 | DE |  |  |  | Physiologic Monitor Module Housings | 38735 | M3001A | PHILIPS MEDICAL SYSTEMS CARDIAC & MONITORING SYSTEMS DIV | 7000
CHRISTIANA |  | HOSPITAL-CH | 0 | DE9070C01R | DE |  | 2013-03-27 20:00 |  | Physiologic Monitor Module Housings | 51814 | M3001A | PHILIPS MEDICAL SYSTEMS CARDIAC & MONITORING SYSTEMS DIV | 7000
CHRISTIANA |  | HOSPITAL-CH | 0 | DE9070CVUR | DE |  | 2013-10-14 20:00 |  | Physiologic Monitor Module Housings | 53040 | M3001A | PHILIPS MEDICAL SYSTEMS CARDIAC & MONITORING SYSTEMS DIV | 6530 | Purchased
CHRISTIANA |  | HOSPITAL-CH | 0 | DE9070BH6J | DE |  | 2013-11-23 19:00 |  | Physiologic Monitor Module Housings | 50465 | M3001A | PHILIPS MEDICAL SYSTEMS CARDIAC & MONITORING SYSTEMS DIV | 6530 | Purchased
CHRISTIANA |  | HOSPITAL-CH | 0 | DE9070ACKL | DE |  | 2011-11-14 19:00 |  | Physiologic Monitor Module Housings | 48518 | M3001A | PHILIPS MEDICAL SYSTEMS CARDIAC & MONITORING SYSTEMS DIV | 6530 | Purchased
CHRISTIANA |  | HOSPITAL-CH | 0 | DE9070ACGY | DE |  | 2011-11-14 19:00 |  | Physiologic Monitor Module Housings | 48490 | M3001A | PHILIPS MEDICAL SYSTEMS CARDIAC & MONITORING SYSTEMS DIV | 6530
CHRISTIANA |  | HOSPITAL-CH | 0 | DE512A4417 | DE |  | 2006-01-02 19:00 |  | Physiologic Monitor Module Housings | 38708 | M3001A | PHILIPS MEDICAL SYSTEMS CARDIAC & MONITORING SYSTEMS DIV | 6530 | Purchased
CHRISTIANA |  | HOSPITAL-CH | 0 | DE9070ACF3 | DE |  | 2011-11-14 19:00 |  | Physiologic Monitor Module Housings | 48563 | M3001A | PHILIPS MEDICAL SYSTEMS CARDIAC & MONITORING SYSTEMS DIV | 6530
CHRISTIANA |  | HOSPITAL-CH | 0 | DE9070ACF4 | DE |  | 2011-11-14 19:00 |  | Physiologic Monitor Module Housings | 48507 | M3001A | PHILIPS MEDICAL SYSTEMS CARDIAC & MONITORING SYSTEMS DIV | 6530 | Purchased
CHRISTIANA |  | HOSPITAL-CH | 0 | DE71708737 | DE |  | 2017-03-29 20:00 |  | Physiologic Monitor Module Housings | 64424 | M3001A | PHILIPS MEDICAL SYSTEMS CARDIAC & MONITORING SYSTEMS DIV | 695
CHRISTIANA |  | HOSPITAL-CH | 0 | DE907W9903 | DE |  |  |  | Physiologic Monitor Module Housings | 47177 | M3001A | PHILIPS MEDICAL SYSTEMS CARDIAC & MONITORING SYSTEMS DIV | 7000
CHRISTIANA |  | HOSPITAL-CH | 0 | DE717L9487 | DE |  | 2013-12-03 19:00 |  | Physiologic Monitor Module Housings | 52935 | M3001A | PHILIPS MEDICAL SYSTEMS CARDIAC & MONITORING SYSTEMS DIV | 7000
CHRISTIANA |  | HOSPITAL-CH | 0 | DE9070C012 | DE |  | 2013-03-27 20:00 |  | Physiologic Monitor Module Housings | 51817 | M3001A | PHILIPS MEDICAL SYSTEMS CARDIAC & MONITORING SYSTEMS DIV | 6530 | Purchased
CHRISTIANA |  | HOSPITAL-CH | 0 | DE9070ACD8 | DE |  | 2011-11-17 19:00 |  | Physiologic Monitor Module Housings | 48681 | M3001A | PHILIPS MEDICAL SYSTEMS CARDIAC & MONITORING SYSTEMS DIV | 6530
CHRISTIANA |  | HOSPITAL-CH | 0 | DE4200DP8T | DE |  | 2014-09-30 20:00 |  | Physiologic Monitor Module Housings | 54723 | M3001A | PHILIPS MEDICAL SYSTEMS CARDIAC & MONITORING SYSTEMS DIV | 7000
CHRISTIANA |  | HOSPITAL-CH | 0 | 2UA30409XM | DE |  | 2013-03-19 20:00 |  | Data Management Systems; Patient | 51368 | RP5800-866023 PIICIX PC | PHILIPS MEDICAL SYSTEMS CARDIAC & MONITORING SYSTEMS DIV | 6530
CHRISTIANA |  | HOSPITAL-WH | 0 | DE9070C53G | DE |  | 2013-06-13 20:00 |  | Physiologic Monitor Module Housings | 52328 | M3001A | PHILIPS MEDICAL SYSTEMS CARDIAC & MONITORING SYSTEMS DIV | 6530 | Purchased
CHRISTIANA |  | HOSPITAL-CH | 0 | DE51291190 | DE |  | 2006-01-04 19:00 |  | Physiologic Monitor Module Housings | 37983 | M3001A | PHILIPS MEDICAL SYSTEMS CARDIAC & MONITORING SYSTEMS DIV | 6530
CHRISTIANA |  | HOSPITAL-CH | 0 | DE9070ACF7 | DE |  | 2011-11-15 19:00 |  | Physiologic Monitor Module Housings | 48604 | M3001A | PHILIPS MEDICAL SYSTEMS CARDIAC & MONITORING SYSTEMS DIV | 6530 | Purchased
CHRISTIANA |  | HOSPITAL-CH | 0 | DE9070ACFD | DE |  | 2011-11-15 19:00 |  | Physiologic Monitor Module Housings | 48603 | M3001A | PHILIPS MEDICAL SYSTEMS CARDIAC & MONITORING SYSTEMS DIV | 6530
CHRISTIANA |  | HOSPITAL-CH | 0 | DE9070ACKF | DE |  | 2011-11-13 19:00 |  | Physiologic Monitor Module Housings | 48487 | M3001A | PHILIPS MEDICAL SYSTEMS CARDIAC & MONITORING SYSTEMS DIV | 6530 | Purchased
CHRISTIANA |  | HOSPITAL-CH | 0 | DE9070ACJC | DE |  | 2011-11-13 19:00 |  | Physiologic Monitor Module Housings | 48488 | M3001A | PHILIPS MEDICAL SYSTEMS CARDIAC & MONITORING SYSTEMS DIV | 6530 | Purchased
CHRISTIANA |  | HOSPITAL-CH | 0 | DE9070ACJA | DE |  | 2011-11-14 19:00 |  | Physiologic Monitor Module Housings | 48489 | M3001A | PHILIPS MEDICAL SYSTEMS CARDIAC & MONITORING SYSTEMS DIV | 7000
CHRISTIANA |  | HOSPITAL-CH | 0 | DE9070BVHP | DE |  | 2013-02-24 19:00 |  | Physiologic Monitor Module Housings | 51237 | M3001A | PHILIPS MEDICAL SYSTEMS CARDIAC & MONITORING SYSTEMS DIV | 7000
CHRISTIANA |  | HOSPITAL-CH | 0 | DE717R4119 | DE |  | 2009-04-06 20:00 |  | Physiologic Monitor Module Housings | 42587 | M3001A | PHILIPS MEDICAL SYSTEMS CARDIAC & MONITORING SYSTEMS DIV | 6530 | Purchased
CHRISTIANA |  | HOSPITAL-CH | 0 | DE9070ACDA | DE |  | 2011-11-16 19:00 |  | MONITORING SYSTEMS; Physiologic; Acute Care | 48599 | MX800 | PHILIPS MEDICAL SYSTEMS CARDIAC & MONITORING SYSTEMS DIV | 6530
CHRISTIANA |  | HOSPITAL-CH | 0 | DE9070ACF8 | DE |  | 2011-11-16 19:00 |  | MONITORING SYSTEMS; Physiologic; Acute Care | 48598 | MX800 | PHILIPS MEDICAL SYSTEMS CARDIAC & MONITORING SYSTEMS DIV | 6530
CHRISTIANA |  | HOSPITAL-CH | 0 | DE9070ACF1 | DE |  | 2011-11-16 19:00 |  | MONITORING SYSTEMS; Physiologic; Acute Care | 48597 | MX800 | PHILIPS MEDICAL SYSTEMS CARDIAC & MONITORING SYSTEMS DIV | 6530
CHRISTIANA |  | HOSPITAL-CH | 0 | DE9070CVKC | DE |  | 2013-10-14 20:00 |  | Physiologic Monitor Module Housings | 53033 | M3001A | PHILIPS MEDICAL SYSTEMS CARDIAC & MONITORING SYSTEMS DIV | 6530 | Purchased
CHRISTIANA |  | HOSPITAL-CH | 0 | DE9070BYGN | DE |  | 2013-03-18 20:00 |  | Physiologic Monitor Module Housings | 51363 | M3001A | PHILIPS MEDICAL SYSTEMS CARDIAC & MONITORING SYSTEMS DIV | 6530 | Purchased
CHRISTIANA |  | HOSPITAL-CH | 0 | DE9070APKO | DE |  | 2012-03-07 19:00 |  | Physiologic Monitor Module Housings | 49106 | M3001A | PHILIPS MEDICAL SYSTEMS CARDIAC & MONITORING SYSTEMS DIV | 7000
CHRISTIANA |  | HOSPITAL-CH | 0 | DE9070AR2L | DE |  | 2012-03-07 19:00 |  | Physiologic Monitor Module Housings | 49104 | M3001A | PHILIPS MEDICAL SYSTEMS CARDIAC & MONITORING SYSTEMS DIV | 7000
CHRISTIANA |  | HOSPITAL-CH | 0 | DE9070AR20 | DE |  | 2012-03-07 19:00 |  | Physiologic Monitor Module Housings | 49102 | M3001A | PHILIPS MEDICAL SYSTEMS CARDIAC & MONITORING SYSTEMS DIV | 7000
CHRISTIANA |  | HOSPITAL-CH | 0 | DE4680E0BB | DE |  | 2016-03-31 20:00 |  | Physiologic Monitor Module Housings | 62513 | M3001A | PHILIPS MEDICAL SYSTEMS CARDIAC & MONITORING SYSTEMS DIV | 6424
CHRISTIANA |  | HOSPITAL-CH | 0 | DE4680E261 | DE |  | 2016-03-31 20:00 |  | Physiologic Monitor Module Housings | 62517 | M3001A | PHILIPS MEDICAL SYSTEMS CARDIAC & MONITORING SYSTEMS DIV | 6424
CHRISTIANA |  | HOSPITAL-CH | 0 | DE9070ACDC | DE |  | 2011-11-21 19:00 |  | Physiologic Monitor Module Housings | 48503 | M3001A | PHILIPS MEDICAL SYSTEMS CARDIAC & MONITORING SYSTEMS DIV | 6530
CHRISTIANA |  | HOSPITAL-CH | 0 | DE9070ACGW | DE |  | 2011-11-21 19:00 |  | Physiologic Monitor Module Housings | 48502 | M3001A | PHILIPS MEDICAL SYSTEMS CARDIAC & MONITORING SYSTEMS DIV | 6530
CHRISTIANA |  | HOSPITAL-CH | 0 | DE610D7667 | DE |  | 2006-01-02 19:00 |  | Physiologic Monitor Module Housings | 38669 | M3001A | PHILIPS MEDICAL SYSTEMS CARDIAC & MONITORING SYSTEMS DIV | 7000
CHRISTIANA |  | HOSPITAL-CH | 0 | DE9070AC2B | DE |  | 2011-11-20 19:00 |  | Physiologic Monitor Module Housings | 48481 | M3001A | PHILIPS MEDICAL SYSTEMS CARDIAC & MONITORING SYSTEMS DIV | 6530
CHRISTIANA |  | HOSPITAL-CH | 0 | DE22742557 | DE |  | 2016-07-28 20:00 |  | Physiologic Monitor Module Housings | 62365 | M3001A | PHILIPS MEDICAL SYSTEMS CARDIAC & MONITORING SYSTEMS DIV | 6530 | Purchased
CHRISTIANA |  | HOSPITAL-WH | 0 | DE9070CTGZ | DE |  | 2006-01-04 19:00 |  | Physiologic Monitor Module Housings | 45792 | M3001A | PHILIPS MEDICAL SYSTEMS CARDIAC & MONITORING SYSTEMS DIV | 6530 | Purchased
CHRISTIANA |  | HOSPITAL-CH | 0 | DE4680E22A | DE |  | 2016-03-31 20:00 |  | Physiologic Monitor Module Housings | 62511 | M3001A | PHILIPS MEDICAL SYSTEMS CARDIAC & MONITORING SYSTEMS DIV | 6424
CHRISTIANA |  | HOSPITAL-CH | 0 | DE4680E227 | DE |  | 2016-03-31 20:00 |  | Physiologic Monitor Module Housings | 62515 | M3001A | PHILIPS MEDICAL SYSTEMS CARDIAC & MONITORING SYSTEMS DIV | 6424
CHRISTIANA |  | HOSPITAL-CH | 0 | DE717R1926 | DE |  |  |  | Physiologic Monitor Module Housings | 42551 | M3001A | PHILIPS MEDICAL SYSTEMS CARDIAC & MONITORING SYSTEMS DIV | 7000
CHRISTIANA |  | HOSPITAL-CH | 0 | DE9070AR01 | DE |  | 2012-03-14 20:00 |  | Physiologic Monitor Module Housings | 49116 | M3001A | PHILIPS MEDICAL SYSTEMS CARDIAC & MONITORING SYSTEMS DIV | 7000
CHRISTIANA |  | HOSPITAL-WH | 0 | de9070cgez | DE |  | 2006-01-04 19:00 |  | Physiologic Monitor Module Housings | 52175 | M3001A | PHILIPS MEDICAL SYSTEMS CARDIAC & MONITORING SYSTEMS DIV | 6530 | Purchased
CHRISTIANA |  | HOSPITAL-CH | 0 | DE632E8375 | DE |  | 2006-08-17 20:00 |  | Physiologic Monitor Module Housings | 39268 | M3001A | PHILIPS MEDICAL SYSTEMS CARDIAC & MONITORING SYSTEMS DIV | 6530 | Purchased
CHRISTIANA |  | HOSPITAL-CH | 0 | DE632E8237 | DE |  | 2006-08-17 20:00 |  | Physiologic Monitor Module Housings | 39255 | M3001A | PHILIPS MEDICAL SYSTEMS CARDIAC & MONITORING SYSTEMS DIV | 7000
CHRISTIANA |  | HOSPITAL-CH | 0 | DE610D7657 | DE |  | 2006-01-02 19:00 |  | Physiologic Monitor Module Housings | 38671 | M3001A | PHILIPS MEDICAL SYSTEMS CARDIAC & MONITORING SYSTEMS DIV | 7000
CHRISTIANA |  | HOSPITAL-CH | 0 | DE610D7650 | DE |  | 2006-01-02 19:00 |  | Physiologic Monitor Module Housings | 38673 | M3001A | PHILIPS MEDICAL SYSTEMS CARDIAC & MONITORING SYSTEMS DIV | 7000
CHRISTIANA |  | HOSPITAL-CH | 0 | DE9070ACGB | DE |  | 2011-11-20 19:00 |  | Physiologic Monitor Module Housings | 48578 | M3001A | PHILIPS MEDICAL SYSTEMS CARDIAC & MONITORING SYSTEMS DIV | 6530
CHRISTIANA |  | WH SURGI | 0 | DE907Y7601 | DE |  | 2011-03-02 19:00 |  | Physiologic Monitor Module Housings | 47487 | M3001A | PHILIPS MEDICAL SYSTEMS CARDIAC & MONITORING SYSTEMS DIV | 6530 | Purchased
CHRISTIANA |  | HOSPITAL-CH | 0 | DE9070BYEV | DE |  | 2013-03-18 20:00 |  | Physiologic Monitor Module Housings | 51351 | M3001A | PHILIPS MEDICAL SYSTEMS CARDIAC & MONITORING SYSTEMS DIV | 6530 | Purchased
CHRISTIANA |  | HOSPITAL-CH | 0 | DE9070ACKG | DE |  | 2011-11-21 19:00 |  | Physiologic Monitor Module Housings | 48500 | M3001A | PHILIPS MEDICAL SYSTEMS CARDIAC & MONITORING SYSTEMS DIV | 6530
CHRISTIANA |  | HOSPITAL-CH | 0 | DE9070ACKH | DE |  | 2011-11-20 19:00 |  | Physiologic Monitor Module Housings | 48580 | M3001A | PHILIPS MEDICAL SYSTEMS CARDIAC & MONITORING SYSTEMS DIV | 6530
CHRISTIANA |  | HOSPITAL-CH | 0 | DE9070ACKJ | DE |  | 2011-11-20 19:00 |  | Physiologic Monitor Module Housings | 48579 | M3001A | PHILIPS MEDICAL SYSTEMS CARDIAC & MONITORING SYSTEMS DIV | 6530
CHRISTIANA |  | HOSPITAL-CH | 0 | DE9070BW2G | DE |  | 2013-02-24 19:00 |  | Physiologic Monitor Module Housings | 51227 | M3001A | PHILIPS MEDICAL SYSTEMS CARDIAC & MONITORING SYSTEMS DIV | 6530 | Purchased
CHRISTIANA |  | HOSPITAL-CH | 0 | DE632E8373 | DE |  | 2006-08-17 20:00 |  | Physiologic Monitor Module Housings | 39272 | M3001A | PHILIPS MEDICAL SYSTEMS CARDIAC & MONITORING SYSTEMS DIV | 6530 | Purchased
CHRISTIANA |  | HOSPITAL-CH | 0 | DE907V8310 | DE |  | 2006-08-17 20:00 |  | Physiologic Monitor Module Housings | 39257 | M3001A | PHILIPS MEDICAL SYSTEMS CARDIAC & MONITORING SYSTEMS DIV | 6530 | Purchased
CHRISTIANA |  | HOSPITAL-CH | 0 | DE9070BH30 | DE |  | 2013-11-23 19:00 |  | Physiologic Monitor Module Housings | 50462 | M3001A | PHILIPS MEDICAL SYSTEMS CARDIAC & MONITORING SYSTEMS DIV | 6530 | Purchased
CHRISTIANA |  | HOSPITAL-CH | 0 | DE610D5475 | DE |  | 2006-01-02 19:00 |  | Physiologic Monitor Module Housings | 38672 | M3001A | PHILIPS MEDICAL SYSTEMS CARDIAC & MONITORING SYSTEMS DIV | 7000
CHRISTIANA |  | HOSPITAL-CH | 0 | DE1708746 | DE |  | 2017-03-29 20:00 |  | Physiologic Monitor Module Housings | 64422 | M3001A | PHILIPS MEDICAL SYSTEMS CARDIAC & MONITORING SYSTEMS DIV | 6530 | Purchased
CHRISTIANA |  | HOSPITAL-CH | 0 | DE22727987 | DE |  | 2011-05-12 20:00 |  | Physiologic Monitor Module Housings | 47723 | M3001A | PHILIPS MEDICAL SYSTEMS CARDIAC & MONITORING SYSTEMS DIV | 7000
CHRISTIANA |  | HOSPITAL-CH | 0 | DE907Y9170 | DE |  | 2006-01-02 19:00 |  | Physiologic Monitor Module Housings | 38662 | M3001A | PHILIPS MEDICAL SYSTEMS CARDIAC & MONITORING SYSTEMS DIV | 7000
CHRISTIANA |  | HOSPITAL-WH | 0 | DE3450D84D | DE |  | 2014-04-10 20:00 |  | Physiologic Monitor Module Housings | 53628 | M3001A | PHILIPS MEDICAL SYSTEMS CARDIAC & MONITORING SYSTEMS DIV | 6530 | Purchased
CHRISTIANA |  | HOSPITAL-CH | 0 | DE9070AR2H | DE |  | 2012-03-14 20:00 |  | Physiologic Monitor Module Housings | 49114 | M3001A | PHILIPS MEDICAL SYSTEMS CARDIAC & MONITORING SYSTEMS DIV | 6530 | Purchased
CHRISTIANA |  | HOSPITAL-CH | 0 | DE9070AR2F | DE |  | 2012-03-14 20:00 |  | Physiologic Monitor Module Housings | 49112 | M3001A | PHILIPS MEDICAL SYSTEMS CARDIAC & MONITORING SYSTEMS DIV | 7000
CHRISTIANA |  | HOSPITAL-CH | 0 | DE9070APZV | DE |  | 2012-03-14 20:00 |  | Physiologic Monitor Module Housings | 49149 | M3001A | PHILIPS MEDICAL SYSTEMS CARDIAC & MONITORING SYSTEMS DIV | 7000
CHRISTIANA |  | HOSPITAL-CH | 0 | DE9070BYE6 | DE |  | 2013-03-18 20:00 |  | Physiologic Monitor Module Housings | 51355 | M3001A | PHILIPS MEDICAL SYSTEMS CARDIAC & MONITORING SYSTEMS DIV | 6530 | Purchased
CHRISTIANA |  | HOSPITAL-CH | 0 | DE4680E221 | DE |  | 2016-03-31 20:00 |  | Physiologic Monitor Module Housings | 62499 | M3001A | PHILIPS MEDICAL SYSTEMS CARDIAC & MONITORING SYSTEMS DIV | 6424
CHRISTIANA |  | HOSPITAL-CH | 0 | DE632E8177 | DE |  | 2006-08-17 20:00 |  | Physiologic Monitor Module Housings | 39276 | M3001A | PHILIPS MEDICAL SYSTEMS CARDIAC & MONITORING SYSTEMS DIV | 6530 | Purchased
CHRISTIANA |  | HOSPITAL-CH | 0 | DE632E8160 | DE |  | 2006-08-17 20:00 |  | Physiologic Monitor Module Housings | 39259 | M3001A | PHILIPS MEDICAL SYSTEMS CARDIAC & MONITORING SYSTEMS DIV | 6530 | Purchased
CHRISTIANA |  | HOSPITAL-CH | 0 | DE512B2433 | DE |  | 2006-01-04 19:00 |  | Physiologic Monitor Module Housings | 37992 | M3001A | PHILIPS MEDICAL SYSTEMS CARDIAC & MONITORING SYSTEMS DIV | 6530 | Purchased
CHRISTIANA |  | HOSPITAL-WH | 0 | DE3450D87G | DE |  | 2015-04-28 20:00 |  | Physiologic Monitor Module Housings | 55860 | M3001A | PHILIPS MEDICAL SYSTEMS CARDIAC & MONITORING SYSTEMS DIV | 6530 | Purchased
CHRISTIANA |  | HOSPITAL-CH | 0 | DE610D7670 | DE |  | 2006-01-02 19:00 |  | Physiologic Monitor Module Housings | 38675 | M3001A | PHILIPS MEDICAL SYSTEMS CARDIAC & MONITORING SYSTEMS DIV | 7000
CHRISTIANA |  | HOSPITAL-CH | 0 | DE610D7754 | DE |  | 2006-01-02 19:00 |  | Physiologic Monitor Module Housings | 38677 | M3001A | PHILIPS MEDICAL SYSTEMS CARDIAC & MONITORING SYSTEMS DIV | 7000
CHRISTIANA |  | HOSPITAL-CH | 0 | DE9070ACJ5 | DE |  | 2011-11-20 19:00 |  | Physiologic Monitor Module Housings | 48576 | M3001A | PHILIPS MEDICAL SYSTEMS CARDIAC & MONITORING SYSTEMS DIV | 6530
CHRISTIANA |  | HOSPITAL-CH | 0 | DE9070ACD9 | DE |  | 2011-11-20 19:00 |  | Physiologic Monitor Module Housings | 48575 | M3001A | PHILIPS MEDICAL SYSTEMS CARDIAC & MONITORING SYSTEMS DIV | 6530 | Purchased
CHRISTIANA |  | HOSPITAL-CH | 0 | DE9070ACH2 | DE |  | 2011-11-20 19:00 |  | Physiologic Monitor Module Housings | 48573 | M3001A | PHILIPS MEDICAL SYSTEMS CARDIAC & MONITORING SYSTEMS DIV | 6530
CHRISTIANA |  | HOSPITAL-CH | 0 | DE512A2235 | DE |  | 2006-01-04 19:00 |  | Physiologic Monitor Module Housings | 37982 | M3001A | PHILIPS MEDICAL SYSTEMS CARDIAC & MONITORING SYSTEMS DIV | 6530 | Purchased
CHRISTIANA |  | HOSPITAL-CH | 0 | DE610D7675 | DE |  | 2006-01-02 19:00 |  | Physiologic Monitor Module Housings | 38663 | M3001A | PHILIPS MEDICAL SYSTEMS CARDIAC & MONITORING SYSTEMS DIV | 7000
CHRISTIANA |  | HOSPITAL-WH | 0 | DE3450D8L4 | DE |  | 2014-04-10 20:00 |  | Physiologic Monitor Module Housings | 53626 | M3001A | PHILIPS MEDICAL SYSTEMS CARDIAC & MONITORING SYSTEMS DIV | 6530 | Purchased
CHRISTIANA |  | HOSPITAL-CH | 0 | DE9070BW3C | DE |  | 2013-02-24 19:00 |  | Physiologic Monitor Module Housings | 51241 | M3001A | PHILIPS MEDICAL SYSTEMS CARDIAC & MONITORING SYSTEMS DIV | 7000
CHRISTIANA |  | HOSPITAL-CH | 0 | DE71704584 | DE |  | 2009-12-17 19:00 |  | Physiologic Monitor Module Housings | 41802 | M3001A | PHILIPS MEDICAL SYSTEMS CARDIAC & MONITORING SYSTEMS DIV | 6530 | Purchased
CHRISTIANA |  | HOSPITAL-CH | 0 | DE9070ACEY | DE |  | 2011-11-16 19:00 |  | Physiologic Monitor Module Housings | 48652 | M3001A | PHILIPS MEDICAL SYSTEMS CARDIAC & MONITORING SYSTEMS DIV | 6530
CHRISTIANA |  | HOSPITAL-CH | 0 | DE9070AC2E | DE |  | 2011-11-16 19:00 |  | Physiologic Monitor Module Housings | 48653 | M3001A | PHILIPS MEDICAL SYSTEMS CARDIAC & MONITORING SYSTEMS DIV | 7000
CHRISTIANA |  | HOSPITAL-CH | 0 | DE9090ACCW | DE |  | 2011-11-16 19:00 |  | Physiologic Monitor Module Housings | 48666 | M3001A | PHILIPS MEDICAL SYSTEMS CARDIAC & MONITORING SYSTEMS DIV | 6530
CHRISTIANA |  | HOSPITAL-CH | 0 | DE4680E264 | DE |  | 2016-03-31 20:00 |  | Physiologic Monitor Module Housings | 62497 | M3001A | PHILIPS MEDICAL SYSTEMS CARDIAC & MONITORING SYSTEMS DIV | 6424
CHRISTIANA |  | HOSPITAL-CH | 0 | DE4680E25U | DE |  | 2016-03-31 20:00 |  | Physiologic Monitor Module Housings | 62501 | M3001A | PHILIPS MEDICAL SYSTEMS CARDIAC & MONITORING SYSTEMS DIV | 6424
CHRISTIANA |  | HOSPITAL-CH | 0 | DE907S1156 | DE |  | 2009-06-28 20:00 |  | Physiologic Monitor Module Housings | 42898 | M3001A | PHILIPS MEDICAL SYSTEMS CARDIAC & MONITORING SYSTEMS DIV | 7000
CHRISTIANA |  | HOSPITAL-CH | 0 | DE632E8379 | DE |  | 2006-08-17 20:00 |  | Physiologic Monitor Module Housings | 39274 | M3001A | PHILIPS MEDICAL SYSTEMS CARDIAC & MONITORING SYSTEMS DIV | 6530 | Purchased
CHRISTIANA |  | HOSPITAL-CH | 0 | DE632E8220 | DE |  | 2006-08-17 20:00 |  | Physiologic Monitor Module Housings | 39278 | M3001A | PHILIPS MEDICAL SYSTEMS CARDIAC & MONITORING SYSTEMS DIV | 6530 | Purchased
CHRISTIANA |  | HOSPITAL-CH | 0 | DE632E8182 | DE |  | 2006-08-17 20:00 |  | Physiologic Monitor Module Housings | 39262 | M3001A | PHILIPS MEDICAL SYSTEMS CARDIAC & MONITORING SYSTEMS DIV | 6530 | Purchased
CHRISTIANA |  | HOSPITAL-WH | 0 | DE3450D937 | DE |  | 2015-04-28 20:00 |  | Physiologic Monitor Module Housings | 55859 | M3001A | PHILIPS MEDICAL SYSTEMS CARDIAC & MONITORING SYSTEMS DIV | 6530 | Purchased
CHRISTIANA |  | HOSPITAL-WH | 0 | DE3450D8MB | DE |  | 2015-04-28 20:00 |  | Physiologic Monitor Module Housings | 55863 | M3001A | PHILIPS MEDICAL SYSTEMS CARDIAC & MONITORING SYSTEMS DIV | 6530 | Purchased
CHRISTIANA |  | HOSPITAL-CH | 0 | DE610D5498 | DE |  | 2006-01-02 19:00 |  | Physiologic Monitor Module Housings | 38676 | M3001A | PHILIPS MEDICAL SYSTEMS CARDIAC & MONITORING SYSTEMS DIV | 7000
CHRISTIANA |  | HOSPITAL-CH | 0 | DE512A5495 | DE |  |  |  | Physiologic Monitor Module Housings | 54860 | M3001A | PHILIPS MEDICAL SYSTEMS CARDIAC & MONITORING SYSTEMS DIV | 7000
CHRISTIANA |  | HOSPITAL-CH | 0 | DE512B7267 | DE |  | 2008-02-10 19:00 |  | Physiologic Monitor Module Housings | 41208 | M3001A | PHILIPS MEDICAL SYSTEMS CARDIAC & MONITORING SYSTEMS DIV | 7000
CHRISTIANA |  | HOSPITAL-CH | 0 | DE9070C07L | DE |  | 2006-01-02 19:00 |  | Physiologic Monitor Module Housings | 49277 | M3001A | PHILIPS MEDICAL SYSTEMS CARDIAC & MONITORING SYSTEMS DIV | 7000
CHRISTIANA |  | HOSPITAL-CH | 0 | DE610D7737 | DE |  | 2006-01-02 19:00 |  | Physiologic Monitor Module Housings | 38666 | M3001A | PHILIPS MEDICAL SYSTEMS CARDIAC & MONITORING SYSTEMS DIV | 7000
CHRISTIANA |  | HOSPITAL-WH | 0 | DE3450D92D | DE |  | 2014-04-10 20:00 |  | Physiologic Monitor Module Housings | 53624 | M3001A | PHILIPS MEDICAL SYSTEMS CARDIAC & MONITORING SYSTEMS DIV | 6530 | Purchased
CHRISTIANA |  | HOSPITAL-CH | 0 | DE9070AR2C | DE |  | 2012-03-14 20:00 |  | Physiologic Monitor Module Housings | 49147 | M3001A | PHILIPS MEDICAL SYSTEMS CARDIAC & MONITORING SYSTEMS DIV | 7000
CHRISTIANA |  | HOSPITAL-CH | 0 | DE9070AR1Z | DE |  | 2012-03-14 20:00 |  | Physiologic Monitor Module Housings | 49145 | M3001A | PHILIPS MEDICAL SYSTEMS CARDIAC & MONITORING SYSTEMS DIV | 7000
CHRISTIANA |  | HOSPITAL-WH | 0 | DE9070CTGY | DE |  | 2006-01-04 19:00 |  | Physiologic Monitor Module Housings | 45788 | M3001A | PHILIPS MEDICAL SYSTEMS CARDIAC & MONITORING SYSTEMS DIV | 7000 | Purchased
CHRISTIANA |  | HOSPITAL-CH | 0 | DE4680E229 | DE |  | 2014-05-18 20:00 |  | Physiologic Monitor Module Housings | 57785 | M3001A | PHILIPS MEDICAL SYSTEMS CARDIAC & MONITORING SYSTEMS DIV | 6424
CHRISTIANA |  | HOSPITAL-CH | 0 | DE4680E086 | DE |  | 2016-03-31 20:00 |  | Physiologic Monitor Module Housings | 62505 | M3001A | PHILIPS MEDICAL SYSTEMS CARDIAC & MONITORING SYSTEMS DIV | 6424
CHRISTIANA |  | HOSPITAL-CH | 0 | DE4680E265 | DE |  | 2016-03-31 20:00 |  | Physiologic Monitor Module Housings | 62509 | M3001A | PHILIPS MEDICAL SYSTEMS CARDIAC & MONITORING SYSTEMS DIV | 6424
CHRISTIANA |  | HOSPITAL-CH | 0 | DE9070BW3F | DE |  | 2013-02-24 19:00 |  | Physiologic Monitor Module Housings | 51235 | M3001A | PHILIPS MEDICAL SYSTEMS CARDIAC & MONITORING SYSTEMS DIV | 7000
CHRISTIANA |  | HOSPITAL-CH | 0 | DE9070ACET | DE |  | 2011-11-20 19:00 |  | Physiologic Monitor Module Housings | 48570 | M3001A | PHILIPS MEDICAL SYSTEMS CARDIAC & MONITORING SYSTEMS DIV | 6530 | Purchased
CHRISTIANA |  | HOSPITAL-CH | 0 | DE9070ACH1 | DE |  | 2011-11-20 19:00 |  | Physiologic Monitor Module Housings | 48568 | M3001A | PHILIPS MEDICAL SYSTEMS CARDIAC & MONITORING SYSTEMS DIV | 6530
CHRISTIANA |  | HOSPITAL-CH | 0 | DE9070ACF2 | DE |  | 2011-11-21 19:00 |  | Physiologic Monitor Module Housings | 48567 | M3001A | PHILIPS MEDICAL SYSTEMS CARDIAC & MONITORING SYSTEMS DIV | 6530
CHRISTIANA |  | HOSPITAL-CH | 0 | DE9070ACEW | DE |  | 2011-11-21 19:00 |  | Physiologic Monitor Module Housings | 48504 | M3001A | PHILIPS MEDICAL SYSTEMS CARDIAC & MONITORING SYSTEMS DIV | 6530
CHRISTIANA |  | HOSPITAL-CH | 0 | DE9070AR26 | DE |  | 2012-03-07 19:00 |  | Physiologic Monitor Module Housings | 49100 | M3001A | PHILIPS MEDICAL SYSTEMS CARDIAC & MONITORING SYSTEMS DIV | 7000
CHRISTIANA |  | HOSPITAL-CH | 0 | 2UA3061FSX | DE |  | 2013-03-19 20:00 |  | Data Management Systems; Patient | 51367 | RP5800-866023 PIICIX PC | PHILIPS MEDICAL SYSTEMS CARDIAC & MONITORING SYSTEMS DIV | 6530
CHRISTIANA |  | HOSPITAL-CH | 0 | DE907T4506 | DE |  | 2009-10-18 20:00 |  | Physiologic Monitor Module Housings | 46384 | M3001A | PHILIPS MEDICAL SYSTEMS CARDIAC & MONITORING SYSTEMS DIV | 6530 | Purchased
CHRISTIANA |  | HOSPITAL-CH | 0 | DE610D7751 | DE |  | 2006-01-02 19:00 |  | Physiologic Monitor Module Housings | 38665 | M3001A | PHILIPS MEDICAL SYSTEMS CARDIAC & MONITORING SYSTEMS DIV | 7000
CHRISTIANA |  | HOSPITAL-CH | 0 | DE610D7653 | DE |  | 2006-01-02 19:00 |  | Physiologic Monitor Module Housings | 38667 | M3001A | PHILIPS MEDICAL SYSTEMS CARDIAC & MONITORING SYSTEMS DIV | 7000
CHRISTIANA |  | HOSPITAL-CH | 0 | DE9070A6M5 | DE |  | 2017-03-29 20:00 |  | Physiologic Monitor Module Housings | 64423 | M3001A | PHILIPS MEDICAL SYSTEMS CARDIAC & MONITORING SYSTEMS DIV | 6530 | Purchased
CHRISTIANA |  | HOSPITAL-CH | 0 | DE4680E224 | DE |  | 2014-05-18 20:00 |  | Physiologic Monitor Module Housings | 57783 | M3001A | PHILIPS MEDICAL SYSTEMS CARDIAC & MONITORING SYSTEMS DIV | 6530 | Purchased
CHRISTIANA |  | HOSPITAL-CH | 0 | DE4680E256 | DE |  | 2016-03-31 20:00 |  | Physiologic Monitor Module Housings | 62503 | M3001A | PHILIPS MEDICAL SYSTEMS CARDIAC & MONITORING SYSTEMS DIV | 6424
CHRISTIANA |  | HOSPITAL-CH | 0 | DE4680E22E | DE |  | 2016-03-31 20:00 |  | Physiologic Monitor Module Housings | 62507 | M3001A | PHILIPS MEDICAL SYSTEMS CARDIAC & MONITORING SYSTEMS DIV | 6424
CHRISTIANA |  | HOSPITAL-CH | 0 | DE610D7661 | DE |  | 2006-01-02 19:00 |  | Physiologic Monitor Module Housings | 38682 | M3001A | PHILIPS MEDICAL SYSTEMS CARDIAC & MONITORING SYSTEMS DIV | 7000
CHRISTIANA |  | HOSPITAL-CH | 0 | DE610D7654 | DE |  | 2006-01-02 19:00 |  | Physiologic Monitor Module Housings | 38684 | M3001A | PHILIPS MEDICAL SYSTEMS CARDIAC & MONITORING SYSTEMS DIV | 7000
CHRISTIANA |  | HOSPITAL-CH | 0 | DE9070ACGV | DE |  | 2011-11-15 19:00 |  | Physiologic Monitor Module Housings | 48496 | M3001A | PHILIPS MEDICAL SYSTEMS CARDIAC & MONITORING SYSTEMS DIV | 6530
CHRISTIANA |  | HOSPITAL-CH | 0 | DE9070ACKE | DE |  | 2011-11-15 19:00 |  | Physiologic Monitor Module Housings | 48501 | M3001A | PHILIPS MEDICAL SYSTEMS CARDIAC & MONITORING SYSTEMS DIV | 6530
CHRISTIANA |  | HOSPITAL-CH | 0 | DE632E8229 | DE |  | 2006-08-17 20:00 |  | Physiologic Monitor Module Housings | 39050 | M3001A | PHILIPS MEDICAL SYSTEMS CARDIAC & MONITORING SYSTEMS DIV | 6530 | Purchased
CHRISTIANA |  | HOSPITAL-CH | 0 | DE9070BYGV | DE |  | 2013-03-18 20:00 |  | Physiologic Monitor Module Housings | 51362 | M3001A | PHILIPS MEDICAL SYSTEMS CARDIAC & MONITORING SYSTEMS DIV | 6530 | Purchased
CHRISTIANA |  | HOSPITAL-CH | 0 | DE632E7932 | DE |  | 2006-08-17 20:00 |  | Physiologic Monitor Module Housings | 39353 | M3001A | PHILIPS MEDICAL SYSTEMS CARDIAC & MONITORING SYSTEMS DIV | 6530 | Purchased
CHRISTIANA |  | HOSPITAL-CH | 0 | DE9070BH5T | DE |  | 2013-11-23 19:00 |  | Physiologic Monitor Module Housings | 50461 | M3001A | PHILIPS MEDICAL SYSTEMS CARDIAC & MONITORING SYSTEMS DIV | 6530 | Purchased
CHRISTIANA |  | HOSPITAL-CH | 0 | DE907S1305 | DE |  |  |  | Physiologic Monitor Module Housings | 42881 | M3001A | PHILIPS MEDICAL SYSTEMS CARDIAC & MONITORING SYSTEMS DIV | 7000
CHRISTIANA |  | HOSPITAL-CH | 0 | DEDE51279238 | DE |  | 2006-01-04 19:00 |  | Physiologic Monitor Module Housings | 37987 | M3001A | PHILIPS MEDICAL SYSTEMS CARDIAC & MONITORING SYSTEMS DIV | 7000
CHRISTIANA |  | HOSPITAL-CH | 0 | DE610D7666 | DE |  | 2006-01-02 19:00 |  | Physiologic Monitor Module Housings | 38681 | M3001A | PHILIPS MEDICAL SYSTEMS CARDIAC & MONITORING SYSTEMS DIV | 7000
CHRISTIANA |  | HOSPITAL-CH | 0 | DE610D5526 | DE |  | 2006-01-02 19:00 |  | Physiologic Monitor Module Housings | 38683 | M3001A | PHILIPS MEDICAL SYSTEMS CARDIAC & MONITORING SYSTEMS DIV | 7000
CHRISTIANA |  | HOSPITAL-WH | 0 | DE9070CTAM | DE |  | 2006-01-04 19:00 |  | Physiologic Monitor Module Housings | 45779 | M3001A | PHILIPS MEDICAL SYSTEMS CARDIAC & MONITORING SYSTEMS DIV | 6530 | Purchased
CHRISTIANA |  | HOSPITAL-CH | 0 | DE632E8228 | DE |  | 2006-08-17 20:00 |  | Physiologic Monitor Module Housings | 39048 | M3001A | PHILIPS MEDICAL SYSTEMS CARDIAC & MONITORING SYSTEMS DIV | 6530 | Purchased
CHRISTIANA |  | HOSPITAL-WH | 0 | DE9070CR8W | DE |  | 2006-01-04 19:00 |  | Physiologic Monitor Module Housings | 45791 | M3001A | PHILIPS MEDICAL SYSTEMS CARDIAC & MONITORING SYSTEMS DIV | 6530 | Purchased
CHRISTIANA |  | HOSPITAL-CH | 0 | DE9070BW3B | DE |  |  |  | Physiologic Monitor Module Housings | 51233 | M3001A | PHILIPS MEDICAL SYSTEMS CARDIAC & MONITORING SYSTEMS DIV | 7000
CHRISTIANA |  | HOSPITAL-CH | 0 | DE9070AC2G | DE |  | 2011-11-17 19:00 |  | Physiologic Monitor Module Housings | 48655 | M3001A | PHILIPS MEDICAL SYSTEMS CARDIAC & MONITORING SYSTEMS DIV | 6530 | Purchased
CHRISTIANA |  | HOSPITAL-CH | 0 | DE9070ACCZ | DE |  | 2011-11-17 19:00 |  | Physiologic Monitor Module Housings | 48656 | M3001A | PHILIPS MEDICAL SYSTEMS CARDIAC & MONITORING SYSTEMS DIV | 6530
CHRISTIANA |  | HOSPITAL-CH | 0 | DE9070CVV3 | DE |  | 2013-10-14 20:00 |  | Physiologic Monitor Module Housings | 53041 | M3001A | PHILIPS MEDICAL SYSTEMS CARDIAC & MONITORING SYSTEMS DIV | 7000
CHRISTIANA |  | HOSPITAL-CH | 0 | DE9070BW2K | DE |  | 2013-02-24 19:00 |  | Physiologic Monitor Module Housings | 51245 | M3001A | PHILIPS MEDICAL SYSTEMS CARDIAC & MONITORING SYSTEMS DIV | 7000
CHRISTIANA |  | HOSPITAL-CH | 0 | DE9070BW2Z | DE |  | 2013-02-24 19:00 |  | Physiologic Monitor Module Housings | 51225 | M3001A | PHILIPS MEDICAL SYSTEMS CARDIAC & MONITORING SYSTEMS DIV | 6530 | Purchased
CHRISTIANA |  | HOSPITAL-CH | 0 | DE9070ACG8 | DE |  | 2011-11-15 19:00 |  | Physiologic Monitor Module Housings | 48495 | M3001A | PHILIPS MEDICAL SYSTEMS CARDIAC & MONITORING SYSTEMS DIV | 6530
CHRISTIANA |  | HOSPITAL-CH | 0 | DE9070ACJ6 | DE |  | 2011-11-15 19:00 |  | Physiologic Monitor Module Housings | 48569 | M3001A | PHILIPS MEDICAL SYSTEMS CARDIAC & MONITORING SYSTEMS DIV | 6530
CHRISTIANA |  | HOSPITAL-CH | 0 | DE9070ACG4 | DE |  | 2011-11-15 19:00 |  | Physiologic Monitor Module Housings | 48572 | M3001A | PHILIPS MEDICAL SYSTEMS CARDIAC & MONITORING SYSTEMS DIV | 6530
CHRISTIANA |  | HOSPITAL-CH | 0 | DE9070AC2Z | DE |  | 2011-10-24 20:00 |  | Physiologic Monitor Module Housings | 48292 | M3001A | PHILIPS MEDICAL SYSTEMS CARDIAC & MONITORING SYSTEMS DIV | 6530 | Purchased
CHRISTIANA |  | HOSPITAL-CH | 0 | DE9070BH5G | DE |  | 2013-11-23 19:00 |  | Physiologic Monitor Module Housings | 50463 | M3001A | PHILIPS MEDICAL SYSTEMS CARDIAC & MONITORING SYSTEMS DIV | 6530 | Purchased
CHRISTIANA |  | HOSPITAL-CH | 0 | DE512A2212 | DE |  | 2006-01-04 19:00 |  | Physiologic Monitor Module Housings | 37994 | M3001A | PHILIPS MEDICAL SYSTEMS CARDIAC & MONITORING SYSTEMS DIV | 6530 | Purchased
CHRISTIANA |  | HOSPITAL-WH | 0 | DE3450D93N | DE |  | 2014-04-10 20:00 |  | Physiologic Monitor Module Housings | 53640 | M3001A | PHILIPS MEDICAL SYSTEMS CARDIAC & MONITORING SYSTEMS DIV | 6530 | Purchased
CHRISTIANA |  | HOSPITAL-CH | 0 | DE610D7743 | DE |  | 2006-01-02 19:00 |  | Physiologic Monitor Module Housings | 38685 | M3001A | PHILIPS MEDICAL SYSTEMS CARDIAC & MONITORING SYSTEMS DIV | 7000
CHRISTIANA |  | HOSPITAL-CH | 0 | DE512B566 | DE |  |  |  | Physiologic Monitor Module Housings | 38235 | M3001A | PHILIPS MEDICAL SYSTEMS CARDIAC & MONITORING SYSTEMS DIV | 7000
CHRISTIANA |  | HOSPITAL-CH | 0 | DE22728011 | DE |  | 2018-03-21 20:00 |  | Physiologic Monitor Module Housings | 57079 | M3001A | PHILIPS MEDICAL SYSTEMS CARDIAC & MONITORING SYSTEMS DIV | 6530
CHRISTIANA |  | HOSPITAL-WH | 0 | DE9070C5NH | DE |  | 2013-06-13 20:00 |  | Physiologic Monitor Module Housings | 52325 | M3001A | PHILIPS MEDICAL SYSTEMS CARDIAC & MONITORING SYSTEMS DIV | 6530 | Purchased
CHRISTIANA |  | HOSPITAL-CH | 0 | DE9070AC2P | DE |  | 2011-11-17 19:00 |  | Physiologic Monitor Module Housings | 48657 | M3001A | PHILIPS MEDICAL SYSTEMS CARDIAC & MONITORING SYSTEMS DIV | 6530
CHRISTIANA |  | HOSPITAL-CH | 0 | DE9070ACD1 | DE |  | 2011-11-17 19:00 |  | Physiologic Monitor Module Housings | 48673 | M3001A | PHILIPS MEDICAL SYSTEMS CARDIAC & MONITORING SYSTEMS DIV | 6530
CHRISTIANA |  | HOSPITAL-CH | 0 | DE9070ACDB | DE |  | 2011-11-17 19:00 |  | Physiologic Monitor Module Housings | 48678 | M3001A | PHILIPS MEDICAL SYSTEMS CARDIAC & MONITORING SYSTEMS DIV | 6530
CHRISTIANA |  | HOSPITAL-WH | 0 | DE3450D86W | DE |  | 2013-06-13 20:00 |  | Physiologic Monitor Module Housings | 80874 | M3001A | PHILIPS MEDICAL SYSTEMS CARDIAC & MONITORING SYSTEMS DIV | 6530 | Purchased
CHRISTIANA |  | HOSPITAL-WH | 0 | DE3450D922 | DE |  | 2013-06-13 20:00 |  | Physiologic Monitor Module Housings | 80885 | M3001A | PHILIPS MEDICAL SYSTEMS CARDIAC & MONITORING SYSTEMS DIV | 6530 | Purchased
CHRISTIANA |  | HOSPITAL-CH | 0 | DE9070BYDG | DE |  | 2013-03-18 20:00 |  | Physiologic Monitor Module Housings | 51354 | M3001A | PHILIPS MEDICAL SYSTEMS CARDIAC & MONITORING SYSTEMS DIV | 6530 | Purchased
CHRISTIANA |  | HOSPITAL-CH | 0 | DE512B2555 | DE |  |  |  | Physiologic Monitor Module Housings | 38243 | M3001A | PHILIPS MEDICAL SYSTEMS CARDIAC & MONITORING SYSTEMS DIV | 7000
CHRISTIANA |  | HOSPITAL-CH | 0 | DE9070AC2F | DE |  | 2011-10-24 20:00 |  | Physiologic Monitor Module Housings | 48290 | M3001A | PHILIPS MEDICAL SYSTEMS CARDIAC & MONITORING SYSTEMS DIV | 6530
CHRISTIANA |  | HOSPITAL-CH | 0 | DE9070AC31 | DE |  | 2011-10-24 20:00 |  | Physiologic Monitor Module Housings | 48289 | M3001A | PHILIPS MEDICAL SYSTEMS CARDIAC & MONITORING SYSTEMS DIV | 6530
CHRISTIANA |  | HOSPITAL-CH | 0 | de9070cvuk | DE |  | 2013-10-14 20:00 |  | Physiologic Monitor Module Housings | 53038 | M3001A | PHILIPS MEDICAL SYSTEMS CARDIAC & MONITORING SYSTEMS DIV | 6530 | Purchased
CHRISTIANA |  | HOSPITAL-CH | 0 | DE512A6271 | DE |  | 2006-01-04 19:00 |  | Physiologic Monitor Module Housings | 37981 | M3001A | PHILIPS MEDICAL SYSTEMS CARDIAC & MONITORING SYSTEMS DIV | 6530 | Purchased
CHRISTIANA |  | HOSPITAL-CH | 0 | DE610D7746 | DE |  | 2006-01-02 19:00 |  | Physiologic Monitor Module Housings | 38661 | M3001A | PHILIPS MEDICAL SYSTEMS CARDIAC & MONITORING SYSTEMS DIV | 7000
CHRISTIANA |  | HOSPITAL-WH | 0 | DE3450D7W7 | DE |  | 2013-06-13 20:00 |  | Physiologic Monitor Module Housings | 80861 | M3001A | PHILIPS MEDICAL SYSTEMS CARDIAC & MONITORING SYSTEMS DIV | 6530 | Purchased
CHRISTIANA |  | HOSPITAL-WH | 0 | DE3450D938 | DE |  | 2013-06-13 20:00 |  | Physiologic Monitor Module Housings | 80882 | M3001A | PHILIPS MEDICAL SYSTEMS CARDIAC & MONITORING SYSTEMS DIV | 6530 | Purchased
CHRISTIANA |  | HOSPITAL-CH | 0 | DE907T4521 | DE |  | 2009-10-18 20:00 |  | Physiologic Monitor Module Housings | 46389 | M3001A | PHILIPS MEDICAL SYSTEMS CARDIAC & MONITORING SYSTEMS DIV | 6530 | Purchased
CHRISTIANA |  | HOSPITAL-CH | 0 | DE9070CUTK | DE |  | 2013-10-14 20:00 |  | Physiologic Monitor Module Housings | 53076 | M3001A | PHILIPS MEDICAL SYSTEMS CARDIAC & MONITORING SYSTEMS DIV | 6530 | Purchased
CHRISTIANA |  | HOSPITAL-CH | 0 | DE9070ACGA | DE |  | 2011-11-13 19:00 |  | Physiologic Monitor Module Housings | 48486 | M3001A | PHILIPS MEDICAL SYSTEMS CARDIAC & MONITORING SYSTEMS DIV | 6530
CHRISTIANA |  | HOSPITAL-CH | 0 | DE6520H811 | DE |  | 2018-02-08 19:00 |  | Physiologic Monitor Module Housings | 66520 | M3001A | PHILIPS MEDICAL SYSTEMS CARDIAC & MONITORING SYSTEMS DIV | 6530
CHRISTIANA |  | HOSPITAL-CH | 0 | DE9070ADC3 | DE |  | 2011-11-17 19:00 |  | Physiologic Monitor Module Housings | 48679 | M3001A | PHILIPS MEDICAL SYSTEMS CARDIAC & MONITORING SYSTEMS DIV | 6530
CHRISTIANA |  | HOSPITAL-CH | 0 | DE9070ACD5 | DE |  | 2011-11-17 19:00 |  | Physiologic Monitor Module Housings | 48680 | M3001A | PHILIPS MEDICAL SYSTEMS CARDIAC & MONITORING SYSTEMS DIV | 6530
CHRISTIANA |  | HOSPITAL-CH | 0 | DE610D7672 | DE |  | 2006-01-02 19:00 |  | Physiologic Monitor Module Housings | 38678 | M3001A | PHILIPS MEDICAL SYSTEMS CARDIAC & MONITORING SYSTEMS DIV | 7000
CHRISTIANA |  | HOSPITAL-CH | 0 | DE610D7760 | DE |  | 2006-01-02 19:00 |  | Physiologic Monitor Module Housings | 38680 | M3001A | PHILIPS MEDICAL SYSTEMS CARDIAC & MONITORING SYSTEMS DIV | 6530 | Purchased
CHRISTIANA |  | HOSPITAL-CH | 0 | DE9070ACKD | DE |  | 2011-11-15 19:00 |  | Physiologic Monitor Module Housings | 48493 | M3001A | PHILIPS MEDICAL SYSTEMS CARDIAC & MONITORING SYSTEMS DIV | 6530
CHRISTIANA |  | HOSPITAL-CH | 0 | DE9070ACH3 | DE |  | 2011-11-15 19:00 |  | Physiologic Monitor Module Housings | 48494 | M3001A | PHILIPS MEDICAL SYSTEMS CARDIAC & MONITORING SYSTEMS DIV | 6530
CHRISTIANA |  | HOSPITAL-CH | 0 | DE512B2550 | DE |  |  |  | Physiologic Monitor Module Housings | 38237 | M3001A | PHILIPS MEDICAL SYSTEMS CARDIAC & MONITORING SYSTEMS DIV | 7000
CHRISTIANA |  | HOSPITAL-CH | 0 | DE512A2085 | DE |  | 2006-01-04 19:00 |  | Physiologic Monitor Module Housings | 37985 | M3001A | PHILIPS MEDICAL SYSTEMS CARDIAC & MONITORING SYSTEMS DIV | 6530 | Purchased
CHRISTIANA |  | HOSPITAL-CH | 0 | DE51287091 | DE |  | 2006-01-04 19:00 |  | Physiologic Monitor Module Housings | 37986 | M3001A | PHILIPS MEDICAL SYSTEMS CARDIAC & MONITORING SYSTEMS DIV | 6530 | Purchased
CHRISTIANA |  | HOSPITAL-CH | 0 | DE51287816 | DE |  | 2006-01-04 19:00 |  | Physiologic Monitor Module Housings | 37996 | M3001A | PHILIPS MEDICAL SYSTEMS CARDIAC & MONITORING SYSTEMS DIV | 6530 | Purchased
CHRISTIANA |  | HOSPITAL-CH | 0 | DE4680E253 | DE |  | 2016-03-31 20:00 |  | Physiologic Monitor Module Housings | 62494 | M3001A | PHILIPS MEDICAL SYSTEMS CARDIAC & MONITORING SYSTEMS DIV | 6424
CHRISTIANA |  | HOSPITAL-WH | 0 | DE9070CTHP | DE |  | 2006-01-04 19:00 |  | Physiologic Monitor Module Housings | 45867 | M3001A | PHILIPS MEDICAL SYSTEMS CARDIAC & MONITORING SYSTEMS DIV | 6530 | Purchased
CHRISTIANA |  | HOSPITAL-CH | 0 | DE9070BH5F | DE |  | 2013-11-23 19:00 |  | Physiologic Monitor Module Housings | 50467 | M3001A | PHILIPS MEDICAL SYSTEMS CARDIAC & MONITORING SYSTEMS DIV | 6530 | Purchased
CHRISTIANA |  | HOSPITAL-CH | 0 | DE610D7733 | DE |  | 2006-01-02 19:00 |  | Physiologic Monitor Module Housings | 38679 | M3001A | PHILIPS MEDICAL SYSTEMS CARDIAC & MONITORING SYSTEMS DIV | 7000
CHRISTIANA |  | HOSPITAL-CH | 0 | DE71702802 | DE |  | 2006-08-17 20:00 |  | Physiologic Monitor Module Housings | 39046 | M3001A | PHILIPS MEDICAL SYSTEMS CARDIAC & MONITORING SYSTEMS DIV | 6530 | Purchased
CHRISTIANA |  | CH-SURGI | 0 | DE5123B2546 | DE |  | 2005-12-26 19:00 |  | Physiologic Monitor Module Housings | 38244 | M3001A | PHILIPS MEDICAL SYSTEMS CARDIAC & MONITORING SYSTEMS DIV | 6530 | Purchased
CHRISTIANA |  | HOSPITAL-CH | 0 | DE610D7662 | DE |  | 2006-01-02 19:00 |  | Physiologic Monitor Module Housings | 38694 | M3001A | PHILIPS MEDICAL SYSTEMS CARDIAC & MONITORING SYSTEMS DIV | 7000
CHRISTIANA |  | HOSPITAL-CH | 0 | DE632E8234 | DE |  | 2006-08-17 20:00 |  | Physiologic Monitor Module Housings | 39249 | M3001A | PHILIPS MEDICAL SYSTEMS CARDIAC & MONITORING SYSTEMS DIV | 7000
CHRISTIANA |  | HOSPITAL-CH | 0 | DE9070ACFO | DE |  | 2011-11-14 19:00 |  | Physiologic Monitor Module Housings | 48511 | M3001A | PHILIPS MEDICAL SYSTEMS CARDIAC & MONITORING SYSTEMS DIV | 6530
CHRISTIANA |  | HOSPITAL-CH | 0 | DE9070ACF6 | DE |  | 2011-11-14 19:00 |  | Physiologic Monitor Module Housings | 48512 | M3001A | PHILIPS MEDICAL SYSTEMS CARDIAC & MONITORING SYSTEMS DIV | 6530
CHRISTIANA |  | HOSPITAL-CH | 0 | DE9070ACEA | DE |  | 2011-11-14 19:00 |  | Physiologic Monitor Module Housings | 48513 | M3001A | PHILIPS MEDICAL SYSTEMS CARDIAC & MONITORING SYSTEMS DIV | 6530
CHRISTIANA |  | HOSPITAL-CH | 0 | DE9070ACG9 | DE |  | 2011-11-14 19:00 |  | Physiologic Monitor Module Housings | 48514 | M3001A | PHILIPS MEDICAL SYSTEMS CARDIAC & MONITORING SYSTEMS DIV | 6530
CHRISTIANA |  | HOSPITAL-CH | 0 | DE9070C02H | DE |  | 2013-03-27 20:00 |  | Physiologic Monitor Module Housings | 51821 | M3001A | PHILIPS MEDICAL SYSTEMS CARDIAC & MONITORING SYSTEMS DIV | 7000
CHRISTIANA |  | HOSPITAL-CH | 0 | DE9070C010 | DE |  | 2013-03-27 20:00 |  | Physiologic Monitor Module Housings | 51823 | M3001A | PHILIPS MEDICAL SYSTEMS CARDIAC & MONITORING SYSTEMS DIV | 7000
CHRISTIANA |  | HOSPITAL-CH | 0 | DE632E8366 | DE |  | 2006-08-17 20:00 |  | Physiologic Monitor Module Housings | 39263 | M3001A | PHILIPS MEDICAL SYSTEMS CARDIAC & MONITORING SYSTEMS DIV | 6530 | Purchased
CHRISTIANA |  | HOSPITAL-CH | 0 | DE907S1168 | DE |  | 2009-06-28 20:00 |  | Physiologic Monitor Module Housings | 42884 | M3001A | PHILIPS MEDICAL SYSTEMS CARDIAC & MONITORING SYSTEMS DIV | 6530 | Purchased
CHRISTIANA |  | HOSPITAL-CH | 0 | DE9070BW35 | DE |  | 2013-02-24 19:00 |  | Physiologic Monitor Module Housings | 51231 | M3001A | PHILIPS MEDICAL SYSTEMS CARDIAC & MONITORING SYSTEMS DIV | 7000
CHRISTIANA |  | HOSPITAL-CH | 0 | DE9070AC2M | DE |  | 2011-11-16 19:00 |  | Physiologic Monitor Module Housings | 48473 | M3001A | PHILIPS MEDICAL SYSTEMS CARDIAC & MONITORING SYSTEMS DIV | 6530
CHRISTIANA |  | HOSPITAL-CH | 0 | DE9070ACDO | DE |  | 2011-11-16 19:00 |  | Physiologic Monitor Module Housings | 48471 | M3001A | PHILIPS MEDICAL SYSTEMS CARDIAC & MONITORING SYSTEMS DIV | 6530
CHRISTIANA |  | HOSPITAL-CH | 0 | DE717Q1739 | DE |  | 2006-08-17 20:00 |  | Physiologic Monitor Module Housings | 39251 | M3001A | PHILIPS MEDICAL SYSTEMS CARDIAC & MONITORING SYSTEMS DIV | 6530 | Purchased
CHRISTIANA |  | HOSPITAL-CH | 0 | DE512A4303 | DE |  | 2006-01-02 19:00 |  | Physiologic Monitor Module Housings | 38722 | M3001A | PHILIPS MEDICAL SYSTEMS CARDIAC & MONITORING SYSTEMS DIV | 7000 | Purchased
CHRISTIANA |  | HOSPITAL-CH | 0 | DE512A4051 | DE |  | 2006-01-02 19:00 |  | Physiologic Monitor Module Housings | 38720 | M3001A | PHILIPS MEDICAL SYSTEMS CARDIAC & MONITORING SYSTEMS DIV | 7000
CHRISTIANA |  | HOSPITAL-CH | 0 | DE9070C025 | DE |  | 2013-03-27 20:00 |  | Physiologic Monitor Module Housings | 51822 | M3001A | PHILIPS MEDICAL SYSTEMS CARDIAC & MONITORING SYSTEMS DIV | 7000
CHRISTIANA |  | HOSPITAL-CH | 0 | DE9070C00V | DE |  | 2013-03-27 20:00 |  | Physiologic Monitor Module Housings | 51824 | M3001A | PHILIPS MEDICAL SYSTEMS CARDIAC & MONITORING SYSTEMS DIV | 7000
CHRISTIANA |  | HOSPITAL-CH | 0 | DE632E8367 | DE |  | 2006-08-17 20:00 |  | Physiologic Monitor Module Housings | 39266 | M3001A | PHILIPS MEDICAL SYSTEMS CARDIAC & MONITORING SYSTEMS DIV | 6530 | Purchased
CHRISTIANA |  | HOSPITAL-CH | 0 | DE9070AR00 | DE |  | 2012-03-14 20:00 |  | Physiologic Monitor Module Housings | 49120 | M3001A | PHILIPS MEDICAL SYSTEMS CARDIAC & MONITORING SYSTEMS DIV | 6530 | Purchased
CHRISTIANA |  | HOSPITAL-CH | 0 | DE9070AR07 | DE |  | 2012-03-14 20:00 |  | Physiologic Monitor Module Housings | 49118 | M3001A | PHILIPS MEDICAL SYSTEMS CARDIAC & MONITORING SYSTEMS DIV | 7000
CHRISTIANA |  | HOSPITAL-CH | 0 | DE610D7658 | DE |  | 2006-01-02 19:00 |  | Physiologic Monitor Module Housings | 38686 | M3001A | PHILIPS MEDICAL SYSTEMS CARDIAC & MONITORING SYSTEMS DIV | 7000
CHRISTIANA |  | HOSPITAL-CH | 0 | DE9070ACHO | DE |  | 2011-11-21 19:00 |  | Physiologic Monitor Module Housings | 48498 | M3001A | PHILIPS MEDICAL SYSTEMS CARDIAC & MONITORING SYSTEMS DIV | 6530
CHRISTIANA |  | HOSPITAL-CH | 0 | DE9070C024 | DE |  | 2013-03-27 20:00 |  | Physiologic Monitor Module Housings | 51825 | M3001A | PHILIPS MEDICAL SYSTEMS CARDIAC & MONITORING SYSTEMS DIV | 7000
CHRISTIANA |  | HOSPITAL-CH | 0 | DE9070C006 | DE |  | 2013-03-27 20:00 |  | Physiologic Monitor Module Housings | 51827 | M3001A | PHILIPS MEDICAL SYSTEMS CARDIAC & MONITORING SYSTEMS DIV | 6530
CHRISTIANA |  | HOSPITAL-CH | 0 | DE9070C00E | DE |  | 2013-03-27 20:00 |  | Physiologic Monitor Module Housings | 51829 | M3001A | PHILIPS MEDICAL SYSTEMS CARDIAC & MONITORING SYSTEMS DIV | 7000
CHRISTIANA |  | HOSPITAL-WH | 0 | DE9070CTGW | DE |  | 2006-01-04 19:00 |  | Physiologic Monitor Module Housings | 45782 | M3001A | PHILIPS MEDICAL SYSTEMS CARDIAC & MONITORING SYSTEMS DIV | 6530 | Purchased
CHRISTIANA |  | HOSPITAL-CH | 0 | de51297405 | DE |  | 2013-10-02 20:00 |  | Physiologic Monitor Module Housings | 51188 | M3001A | PHILIPS MEDICAL SYSTEMS CARDIAC & MONITORING SYSTEMS DIV | 6530 | Purchased
CHRISTIANA |  | HOSPITAL-CH | 0 | DE9070ACD7 | DE |  | 2011-11-17 19:00 |  | Physiologic Monitor Module Housings | 48654 | M3001A | PHILIPS MEDICAL SYSTEMS CARDIAC & MONITORING SYSTEMS DIV | 6530
CHRISTIANA |  | HOSPITAL-CH | 0 | DE907T4494 | DE |  | 2009-10-18 20:00 |  | Physiologic Monitor Module Housings | 46388 | M3001A | PHILIPS MEDICAL SYSTEMS CARDIAC & MONITORING SYSTEMS DIV | 6530 | Purchased
CHRISTIANA |  | HOSPITAL-CH | 0 | DE9070CVAD | DE |  | 2013-10-14 20:00 |  | Physiologic Monitor Module Housings | 53075 | M3001A | PHILIPS MEDICAL SYSTEMS CARDIAC & MONITORING SYSTEMS DIV | 6530 | Purchased
CHRISTIANA |  | HOSPITAL-CH | 0 | DE9070BW3N | DE |  | 2013-02-24 19:00 |  | Physiologic Monitor Module Housings | 51223 | M3001A | PHILIPS MEDICAL SYSTEMS CARDIAC & MONITORING SYSTEMS DIV | 7000
CHRISTIANA |  | HOSPITAL-CH | 0 | DE610D4814 | DE |  | 2006-01-02 19:00 |  | Physiologic Monitor Module Housings | 38687 | M3001A | PHILIPS MEDICAL SYSTEMS CARDIAC & MONITORING SYSTEMS DIV | 7000
CHRISTIANA |  | HOSPITAL-CH | 0 | 46087 | DE |  | 2010-04-07 20:00 |  | Physiologic Monitor Module Housings | 46087 | M3001A | PHILIPS MEDICAL SYSTEMS CARDIAC & MONITORING SYSTEMS DIV | 6530 | Purchased
CHRISTIANA |  | HOSPITAL-CH | 0 | DE9070C003 | DE |  | 2013-03-27 20:00 |  | Physiologic Monitor Module Housings | 51828 | M3001A | PHILIPS MEDICAL SYSTEMS CARDIAC & MONITORING SYSTEMS DIV | 7000
CHRISTIANA |  | HOSPITAL-CH | 0 | DE9070BH6G | DE |  | 2013-11-23 19:00 |  | Physiologic Monitor Module Housings | 50464 | M3001A | PHILIPS MEDICAL SYSTEMS CARDIAC & MONITORING SYSTEMS DIV | 6530 | Purchased
CHRISTIANA |  | HOSPITAL-WH | 0 | DE9070C5NK | DE |  | 2013-06-13 20:00 |  | Physiologic Monitor Module Housings | 52351 | M3001A | PHILIPS MEDICAL SYSTEMS CARDIAC & MONITORING SYSTEMS DIV | 6530 | Purchased
CHRISTIANA |  | HOSPITAL-CH | 0 | DE9070BYD5 | DE |  | 2013-03-18 20:00 |  | Physiologic Monitor Module Housings | 51350 | M3001A | PHILIPS MEDICAL SYSTEMS CARDIAC & MONITORING SYSTEMS DIV | 6530 | Purchased
CHRISTIANA |  | HOSPITAL-CH | 0 | DE22754769 | DE |  | 2010-04-01 20:00 |  | Physiologic Monitor Module Housings | 46569 | M3001A | PHILIPS MEDICAL SYSTEMS CARDIAC & MONITORING SYSTEMS DIV | 6530 | Purchased
CHRISTIANA |  | HOSPITAL-CH | 0 | DE512A2176 | DE |  | 2006-01-04 19:00 |  | Physiologic Monitor Module Housings | 37980 | M3001A | PHILIPS MEDICAL SYSTEMS CARDIAC & MONITORING SYSTEMS DIV | 6530 | Purchased
CHRISTIANA |  | HOSPITAL-CH | 0 | 51353 | DE |  | 2013-03-18 20:00 |  | Physiologic Monitor Module Housings | 51353 | M3001A | PHILIPS MEDICAL SYSTEMS CARDIAC & MONITORING SYSTEMS DIV | 6530 | Purchased
CHRISTIANA |  | HOSPITAL-CH | 0 | DE610D5501 | DE |  | 2006-01-02 19:00 |  | Physiologic Monitor Module Housings | 38688 | M3001A | PHILIPS MEDICAL SYSTEMS CARDIAC & MONITORING SYSTEMS DIV | 7000
CHRISTIANA |  | HOSPITAL-CH | 0 | DE610D7651 | DE |  | 2006-01-02 19:00 |  | Physiologic Monitor Module Housings | 38690 | M3001A | PHILIPS MEDICAL SYSTEMS CARDIAC & MONITORING SYSTEMS DIV | 6530 | Purchased
CHRISTIANA |  | HOSPITAL-CH | 0 | DE9070ACJB | DE |  | 2011-11-15 19:00 |  | Physiologic Monitor Module Housings | 48574 | M3001A | PHILIPS MEDICAL SYSTEMS CARDIAC & MONITORING SYSTEMS DIV | 6530
CHRISTIANA |  | HOSPITAL-CH | 0 | DE9070ACJ7 | DE |  | 2011-11-15 19:00 |  | Physiologic Monitor Module Housings | 48577 | M3001A | PHILIPS MEDICAL SYSTEMS CARDIAC & MONITORING SYSTEMS DIV | 6530
CHRISTIANA |  | HOSPITAL-CH | 0 | DE9070ACF9 | DE |  | 2011-11-15 19:00 |  | Physiologic Monitor Module Housings | 48605 | M3001A | PHILIPS MEDICAL SYSTEMS CARDIAC & MONITORING SYSTEMS DIV | 6530
CHRISTIANA |  | HOSPITAL-CH | 0 | DE9070ACDF | DE |  | 2011-11-21 19:00 |  | Physiologic Monitor Module Housings | 48497 | M3001A | PHILIPS MEDICAL SYSTEMS CARDIAC & MONITORING SYSTEMS DIV | 6530
CHRISTIANA |  | HOSPITAL-CH | 0 | DE51286361 | DE |  | 2006-01-02 19:00 |  | Physiologic Monitor Module Housings | 38733 | M3001A | PHILIPS MEDICAL SYSTEMS CARDIAC & MONITORING SYSTEMS DIV | 6530 | Purchased
CHRISTIANA |  | HOSPITAL-CH | 0 | DE9070C009 | DE |  | 2013-03-27 20:00 |  | Physiologic Monitor Module Housings | 51831 | M3001A | PHILIPS MEDICAL SYSTEMS CARDIAC & MONITORING SYSTEMS DIV | 7000
CHRISTIANA |  | HOSPITAL-CH | 0 | DE9070C00R | DE |  | 2013-03-27 20:00 |  | Physiologic Monitor Module Housings | 51833 | M3001A | PHILIPS MEDICAL SYSTEMS CARDIAC & MONITORING SYSTEMS DIV | 7000
CHRISTIANA |  | HOSPITAL-CH | 0 | DE907T4515 | DE |  | 2009-10-18 20:00 |  | Physiologic Monitor Module Housings | 46391 | M3001A | PHILIPS MEDICAL SYSTEMS CARDIAC & MONITORING SYSTEMS DIV | 6530 | Purchased
CHRISTIANA |  | HOSPITAL-WH | 0 | DE3450D941 | DE |  | 2015-04-28 20:00 |  | Physiologic Monitor Module Housings | 55856 | M3001A | PHILIPS MEDICAL SYSTEMS CARDIAC & MONITORING SYSTEMS DIV | 6530 | Purchased
CHRISTIANA |  | HOSPITAL-CH | 0 | DE610D4825 | DE |  | 2006-01-02 19:00 |  | Physiologic Monitor Module Housings | 38689 | M3001A | PHILIPS MEDICAL SYSTEMS CARDIAC & MONITORING SYSTEMS DIV | 7000
CHRISTIANA |  | HOSPITAL-CH | 0 | DE512A4317 | DE |  |  |  | Physiologic Monitor Module Housings | 38730 | M3001A | PHILIPS MEDICAL SYSTEMS CARDIAC & MONITORING SYSTEMS DIV | 7000
CHRISTIANA |  | HOSPITAL-CH | 0 | DE9070C01M | DE |  | 2013-03-27 20:00 |  | Physiologic Monitor Module Housings | 51830 | M3001A | PHILIPS MEDICAL SYSTEMS CARDIAC & MONITORING SYSTEMS DIV | 7000
CHRISTIANA |  | HOSPITAL-CH | 0 | DE9070C00T | DE |  |  |  | Physiologic Monitor Module Housings | 51832 | M3001A | PHILIPS MEDICAL SYSTEMS CARDIAC & MONITORING SYSTEMS DIV | 7000
CHRISTIANA |  | HOSPITAL-WH | 0 | DE9070C5LR | DE |  | 2013-06-13 20:00 |  | Physiologic Monitor Module Housings | 52337 | M3001A | PHILIPS MEDICAL SYSTEMS CARDIAC & MONITORING SYSTEMS DIV | 6530 | Purchased
CHRISTIANA |  | HOSPITAL-CH | 0 | DE632E8215 | DE |  | 2006-08-17 20:00 |  | Physiologic Monitor Module Housings | 39245 | M3001A | PHILIPS MEDICAL SYSTEMS CARDIAC & MONITORING SYSTEMS DIV | 6530 | Purchased
CHRISTIANA |  | HOSPITAL-CH | 0 | DE9070ACGT | DE |  | 2011-11-14 19:00 |  | Physiologic Monitor Module Housings | 48509 | M3001A | PHILIPS MEDICAL SYSTEMS CARDIAC & MONITORING SYSTEMS DIV | 6530
CHRISTIANA |  | HOSPITAL-CH | 0 | DE9070ACFC | DE |  | 2011-11-14 19:00 |  | Physiologic Monitor Module Housings | 48510 | M3001A | PHILIPS MEDICAL SYSTEMS CARDIAC & MONITORING SYSTEMS DIV | 6530
CHRISTIANA |  | HOSPITAL-CH | 0 | DE9070BH5L | DE |  | 2013-11-23 19:00 |  | Physiologic Monitor Module Housings | 50469 | M3001A | PHILIPS MEDICAL SYSTEMS CARDIAC & MONITORING SYSTEMS DIV | 6530 | Purchased
CHRISTIANA |  | HOSPITAL-CH | 0 | DE907Y6722 | DE |  | 2011-03-24 20:00 |  | Physiologic Monitor Module Housings | 47457 | M3001A | PHILIPS MEDICAL SYSTEMS CARDIAC & MONITORING SYSTEMS DIV | 7000
CHRISTIANA |  | HOSPITAL-CH | 0 | DE9070BYGZ | DE |  | 2013-03-18 20:00 |  | Physiologic Monitor Module Housings | 51361 | M3001A | PHILIPS MEDICAL SYSTEMS CARDIAC & MONITORING SYSTEMS DIV | 6530 | Purchased
CHRISTIANA |  | HOSPITAL-CH | 0 | DE610D5510 | DE |  | 2006-01-02 19:00 |  | Physiologic Monitor Module Housings | 38692 | M3001A | PHILIPS MEDICAL SYSTEMS CARDIAC & MONITORING SYSTEMS DIV | 7000
CHRISTIANA |  | HOSPITAL-CH | 0 | DE512A4054 | DE |  |  |  | Physiologic Monitor Module Housings | 38726 | M3001A | PHILIPS MEDICAL SYSTEMS CARDIAC & MONITORING SYSTEMS DIV | 7000
CHRISTIANA |  | HOSPITAL-CH | 0 | DE9070C01Y | DE |  | 2013-03-27 20:00 |  | Physiologic Monitor Module Housings | 51819 | M3001A | PHILIPS MEDICAL SYSTEMS CARDIAC & MONITORING SYSTEMS DIV | 7000
CHRISTIANA |  | HOSPITAL-CH | 0 | DE9070ACCY | DE |  | 2011-11-16 19:00 |  | Physiologic Monitor Module Housings | 48669 | M3001A | PHILIPS MEDICAL SYSTEMS CARDIAC & MONITORING SYSTEMS DIV | 6530
CHRISTIANA |  | HOSPITAL-CH | 0 | DE9070AC2D | DE |  | 2011-11-16 19:00 |  | Physiologic Monitor Module Housings | 48658 | M3001A | PHILIPS MEDICAL SYSTEMS CARDIAC & MONITORING SYSTEMS DIV | 6530
CHRISTIANA |  | HOSPITAL-CH | 0 | DE610D7647 | DE |  | 2006-01-02 19:00 |  | Physiologic Monitor Module Housings | 38691 | M3001A | PHILIPS MEDICAL SYSTEMS CARDIAC & MONITORING SYSTEMS DIV | 7000
CHRISTIANA |  | HOSPITAL-CH | 0 | DE610D7646 | DE |  | 2006-01-02 19:00 |  | Physiologic Monitor Module Housings | 38693 | M3001A | PHILIPS MEDICAL SYSTEMS CARDIAC & MONITORING SYSTEMS DIV | 7000
CHRISTIANA |  | HOSPITAL-CH | 0 | DE9070BZZZ | DE |  | 2013-03-27 20:00 |  | Physiologic Monitor Module Housings | 51818 | M3001A | PHILIPS MEDICAL SYSTEMS CARDIAC & MONITORING SYSTEMS DIV | 6530 | Purchased
CHRISTIANA |  | HOSPITAL-CH | 0 | DE9070C01N | DE |  | 2013-03-27 20:00 |  | Physiologic Monitor Module Housings | 51820 | M3001A | PHILIPS MEDICAL SYSTEMS CARDIAC & MONITORING SYSTEMS DIV | 7000
CHRISTIANA |  | HOSPITAL-WH | 0 | DE9070C5MY | DE |  | 2013-06-13 20:00 |  | Physiologic Monitor Module Housings | 52339 | M3001A | PHILIPS MEDICAL SYSTEMS CARDIAC & MONITORING SYSTEMS DIV | 6530 | Purchased
CHRISTIANA |  | HOSPITAL-WH | 0 | DE9070C58R | DE |  | 2013-06-13 20:00 |  | Physiologic Monitor Module Housings | 52341 | M3001A | PHILIPS MEDICAL SYSTEMS CARDIAC & MONITORING SYSTEMS DIV | 6530 | Purchased
CHRISTIANA |  | HOSPITAL-CH | 0 | 1614 | DE |  |  |  | Modules; Laboratory Automation System; Immunochemistry | 24320 | CODINGMODULE | BIO-RAD DIAGNOSTICA | 1000
CHRISTIANA |  | 1 Reads Way | 0 | NONE | DE |  | 2013-09-17 20:00 |  | Monitors; Bedside; Electrocardiography | 45694 | GENESIS | HONEYWELL | 5000
CHRISTIANA |  | 1 Reads Way | 0 | 912156168 | DE |  | 2014-09-11 20:00 |  | Monitors; Bedside; Electrocardiography | 45630 | GENESIS | HONEYWELL | 5000
CHRISTIANA |  | 1 Reads Way | 0 | 905220473 | DE |  |  |  | Monitors; Bedside; Electrocardiography | 49605 | GENESIS | HONEYWELL | 5000
CHRISTIANA |  | 1 Reads Way | 0 | 905220505 | DE |  |  |  | Monitors; Bedside; Electrocardiography | 49601 | GENESIS | HONEYWELL | 5000
CHRISTIANA |  | 1 Reads Way | 0 | 905220489 | DE |  |  |  | Monitors; Bedside; Electrocardiography | 49600 | GENESIS | HONEYWELL | 5000
CHRISTIANA |  | 1 Reads Way | 0 | 907380264 | DE |  |  |  | Monitors; Bedside; Electrocardiography | 49842 | GENESIS | HONEYWELL | 5000
CHRISTIANA |  | 1 Reads Way | 0 | 912156195 | DE |  | 2013-02-27 19:00 |  | Monitors; Bedside; Electrocardiography | 52936 | GENESIS | HONEYWELL | 5000
CHRISTIANA |  | 1 Reads Way | 0 | 905330826 | DE |  |  |  | Monitors; Bedside; Electrocardiography | 49610 | GENESIS | HONEYWELL | 5000
CHRISTIANA |  | 1 Reads Way | 0 | 910376308 | DE |  |  |  | Monitors; Bedside; Electrocardiography | 49933 | GENESIS | HONEYWELL | 5000
CHRISTIANA |  | 1 Reads Way | 0 | 905220467 | DE |  |  |  | Monitors; Bedside; Electrocardiography | 49611 | GENESIS | HONEYWELL | 5000
CHRISTIANA |  | 1 Reads Way | 0 | 905220488 | DE |  |  |  | Monitors; Bedside; Electrocardiography | 49607 | GENESIS | HONEYWELL | 5000
CHRISTIANA |  | 1 Reads Way | 0 | 907010049 | DE |  |  |  | Monitors; Bedside; Electrocardiography | 49606 | GENESIS | HONEYWELL | 5000
CHRISTIANA |  | 1 Reads Way | 0 | 910376461 | DE |  |  |  | Monitors; Bedside; Electrocardiography | 49828 | GENESIS | HONEYWELL | 5000
CHRISTIANA |  | 1 Reads Way | 0 | 912156234 | DE |  | 2014-01-16 19:00 |  | Monitors; Bedside; Electrocardiography | 53315 | GENESIS | HONEYWELL | 5000
CHRISTIANA |  | 1 Reads Way | 0 | 905280433 | DE |  |  |  | Monitors; Bedside; Electrocardiography | 50014 | GENESIS | HONEYWELL | 5000
CHRISTIANA |  | 1 Reads Way | 0 | 905220327 | DE |  |  |  | Monitors; Bedside; Electrocardiography | 49603 | GENESIS | HONEYWELL | 5000
CHRISTIANA |  | 1 Reads Way | 0 | 905220479 | DE |  |  |  | Monitors; Bedside; Electrocardiography | 49604 | GENESIS | HONEYWELL | 5000
CHRISTIANA |  | 1 Reads Way | 0 | 905220495 | DE |  |  |  | Monitors; Bedside; Electrocardiography | 49602 | GENESIS | HONEYWELL | 5000
CHRISTIANA |  | 1 Reads Way | 0 | 905220482 | DE |  |  |  | Monitors; Bedside; Electrocardiography | 49609 | GENESIS | HONEYWELL | 5000
CHRISTIANA |  | 1 Reads Way | 0 | 912156224 | DE |  |  |  | Monitors; Bedside; Electrocardiography | 45964 | GENESIS | HONEYWELL | 5000
CHRISTIANA |  | 1 Reads Way | 0 | 912156226 | DE |  | 2012-11-16 19:00 |  | Monitors; Bedside; Electrocardiography | 54022 | GENESIS | HONEYWELL | 5000
CHRISTIANA |  | HOSPITAL-CH | 0 | 9199 | DE |  |  |  | Monitors; Bedside; Electrocardiography | 15363 | LP6/MON | PHYSIO-CONTROL CORP | 7004
CHRISTIANA |  | HOSPITAL-WH | 0 | EE26E24664 | DE |  |  |  | Forceps; Electrosurgical | 13591 | 733 | BIRTCHER MEDICAL SYSTEMS INC | 1000
CHRISTIANA |  | CANCER CENTER | 0 | NONE | DE |  | 2018-01-31 19:00 |  | Forceps; Electrosurgical | 66387 | 733 | BIRTCHER MEDICAL SYSTEMS INC | 25000
CHRISTIANA |  | HOSPITAL-CH | 0 | 13071 | DE |  |  |  | Phototherapy Units; Visible Light; Hyperbilirubinemia | 37664 | neoBLUE LED Phototherapy System | Natus Medical Inc | 3195
CHRISTIANA |  | HOSPITAL-CH | 0 | 13084 | DE |  |  |  | Phototherapy Units; Visible Light; Hyperbilirubinemia | 37719 | neoBLUE LED Phototherapy System | Natus Medical Inc | 4000
CHRISTIANA |  | HOSPITAL-CH | 0 | 13080 | DE |  |  |  | Phototherapy Units; Visible Light; Hyperbilirubinemia | 37718 | neoBLUE LED Phototherapy System | Natus Medical Inc | 4000
CHRISTIANA |  | HOSPITAL-CH | 0 | 13073 | DE |  |  |  | Phototherapy Units; Visible Light; Hyperbilirubinemia | 37666 | neoBLUE LED Phototherapy System | Natus Medical Inc | 3195
CHRISTIANA |  | HOSPITAL-CH | 0 | 13095 | DE |  |  |  | Phototherapy Units; Visible Light; Hyperbilirubinemia | 37721 | neoBLUE LED Phototherapy System | Natus Medical Inc | 4000
CHRISTIANA |  | HOSPITAL-CH | 0 | 13075 | DE |  |  |  | Phototherapy Units; Visible Light; Hyperbilirubinemia | 37665 | neoBLUE LED Phototherapy System | Natus Medical Inc | 3195
CHRISTIANA |  | HOSPITAL-CH | 0 | 13077 | DE |  |  |  | Phototherapy Units; Visible Light; Hyperbilirubinemia | 37667 | neoBLUE LED Phototherapy System | Natus Medical Inc | 3195
CHRISTIANA |  | HOSPITAL-CH | 0 | 13082 | DE |  |  |  | Phototherapy Units; Visible Light; Hyperbilirubinemia | 37720 | neoBLUE LED Phototherapy System | Natus Medical Inc | 4000
CHRISTIANA |  | HOSPITAL-CH | 0 | 13090 | DE |  |  |  | Phototherapy Units; Visible Light; Hyperbilirubinemia | 37722 | neoBLUE LED Phototherapy System | Natus Medical Inc | 4000
CHRISTIANA |  | HOSPITAL-CH | 0 | 13079 | DE |  |  |  | Phototherapy Units; Visible Light; Hyperbilirubinemia | 37668 | neoBLUE LED Phototherapy System | Natus Medical Inc | 3195
CHRISTIANA |  | HOSPITAL-CH | 0 | 13070 | DE |  |  |  | Phototherapy Units; Visible Light; Hyperbilirubinemia | 37712 | neoBLUE LED Phototherapy System | Natus Medical Inc | 4000
CHRISTIANA |  | HOSPITAL-CH | 0 | 13083 | DE |  |  |  | Phototherapy Units; Visible Light; Hyperbilirubinemia | 37669 | neoBLUE LED Phototherapy System | Natus Medical Inc | 3195
CHRISTIANA |  | HOSPITAL-CH | 0 | 13074 | DE |  |  |  | Phototherapy Units; Visible Light; Hyperbilirubinemia | 37713 | neoBLUE LED Phototherapy System | Natus Medical Inc | 4000
CHRISTIANA |  | HOSPITAL-CH | 0 | 13081 | DE |  |  |  | Phototherapy Units; Visible Light; Hyperbilirubinemia | 37717 | neoBLUE LED Phototherapy System | Natus Medical Inc | 4000
CHRISTIANA |  | HOSPITAL-CH | 0 | 13101 | DE |  |  |  | Phototherapy Units; Visible Light; Hyperbilirubinemia | 37731 | neoBLUE LED Phototherapy System | Natus Medical Inc | 4000
CHRISTIANA |  | HOSPITAL-CH | 0 | 13072 | DE |  |  |  | Phototherapy Units; Visible Light; Hyperbilirubinemia | 37716 | neoBLUE LED Phototherapy System | Natus Medical Inc | 4000
CHRISTIANA |  | HOSPITAL-CH | 0 | 4588 | DE |  | 2016-07-05 20:00 |  | Phototherapy Units; Visible Light; Hyperbilirubinemia | 62281 | neoBLUE LED Phototherapy System | Natus Medical Inc | 3075.5
CHRISTIANA |  | HOSPITAL-CH | 0 | 13091 | DE |  |  |  | Phototherapy Units; Visible Light; Hyperbilirubinemia | 37730 | neoBLUE LED Phototherapy System | Natus Medical Inc | 4000
CHRISTIANA |  | HOSPITAL-CH | 0 | 13096 | DE |  |  |  | Phototherapy Units; Visible Light; Hyperbilirubinemia | 37732 | neoBLUE LED Phototherapy System | Natus Medical Inc | 4000
CHRISTIANA |  | HOSPITAL-CH | 0 | 13087 | DE |  |  |  | Phototherapy Units; Visible Light; Hyperbilirubinemia | 37733 | neoBLUE LED Phototherapy System | Natus Medical Inc | 4000
CHRISTIANA |  | HOSPITAL-CH | 0 | 13097 | DE |  |  |  | Phototherapy Units; Visible Light; Hyperbilirubinemia | 37735 | neoBLUE LED Phototherapy System | Natus Medical Inc | 4000
CHRISTIANA |  | HOSPITAL-CH | 0 | 13088 | DE |  |  |  | Phototherapy Units; Visible Light; Hyperbilirubinemia | 37734 | neoBLUE LED Phototherapy System | Natus Medical Inc | 4000
CHRISTIANA |  | HOSPITAL-CH | 0 | 4578 | DE |  | 2016-07-05 20:00 |  | Phototherapy Units; Visible Light; Hyperbilirubinemia | 62286 | neoBLUE LED Phototherapy System | Natus Medical Inc | 3075.5
CHRISTIANA |  | HOSPITAL-CH | 0 | 13086 | DE |  |  |  | Phototherapy Units; Visible Light; Hyperbilirubinemia | 37723 | neoBLUE LED Phototherapy System | Natus Medical Inc | 4000
CHRISTIANA |  | HOSPITAL-CH | 0 | 13098 | DE |  |  |  | Phototherapy Units; Visible Light; Hyperbilirubinemia | 37725 | neoBLUE LED Phototherapy System | Natus Medical Inc | 4000
CHRISTIANA |  | HOSPITAL-CH | 0 | 13093 | DE |  |  |  | Phototherapy Units; Visible Light; Hyperbilirubinemia | 37724 | neoBLUE LED Phototherapy System | Natus Medical Inc | 4000
CHRISTIANA |  | HOSPITAL-CH | 0 | 13092 | DE |  |  |  | Phototherapy Units; Visible Light; Hyperbilirubinemia | 37736 | neoBLUE LED Phototherapy System | Natus Medical Inc | 4000
CHRISTIANA |  | HOSPITAL-CH | 0 | 13078 | DE |  |  |  | Phototherapy Units; Visible Light; Hyperbilirubinemia | 37715 | neoBLUE LED Phototherapy System | Natus Medical Inc | 4000
CHRISTIANA |  | HOSPITAL-CH | 0 | 13085 | DE |  |  |  | Phototherapy Units; Visible Light; Hyperbilirubinemia | 37727 | neoBLUE LED Phototherapy System | Natus Medical Inc | 4000
CHRISTIANA |  | HOSPITAL-CH | 0 | 13100 | DE |  |  |  | Phototherapy Units; Visible Light; Hyperbilirubinemia | 37729 | neoBLUE LED Phototherapy System | Natus Medical Inc | 4000
CHRISTIANA |  | HOSPITAL-CH | 0 | 13076 | DE |  |  |  | Phototherapy Units; Visible Light; Hyperbilirubinemia | 37714 | neoBLUE LED Phototherapy System | Natus Medical Inc | 4000
CHRISTIANA |  | HOSPITAL-CH | 0 | 13089 | DE |  |  |  | Phototherapy Units; Visible Light; Hyperbilirubinemia | 37726 | neoBLUE LED Phototherapy System | Natus Medical Inc | 4000
CHRISTIANA |  | HOSPITAL-CH | 0 | 13099 | DE |  |  |  | Phototherapy Units; Visible Light; Hyperbilirubinemia | 37728 | neoBLUE LED Phototherapy System | Natus Medical Inc | 4000
CHRISTIANA |  | CANCER CENTER | 0 | 37500304 | DE |  | 2002-10-01 20:00 |  | Centrifuges; Tabletop; Low-Speed; Nonrefrigerated | 33645 | IEC Centra Centrifuge CL3 | INTERNATIONAL EQUIPMENT CO | 5000 | Purchased
CHRISTIANA |  | HOSPITAL-CH | 0 | 37550148 | DE |  |  |  | Centrifuges; Tabletop; Low-Speed; Nonrefrigerated | 26008 | IEC Centra Centrifuge CL3 | INTERNATIONAL EQUIPMENT CO | 1000
CHRISTIANA |  | HOSPITAL-CH | 0 | 3633700001 | DE |  |  |  | Dryers; Labware | 37807 | 375 | STERIS Corp | 9999.99
CHRISTIANA |  | HOSPITAL-CH | 0 | 8-622 | DE |  |  |  | Ultrasound Therapy Systems; Physical Therapy | 18131 | SONOPULS 434 | ENRAF-NONIUS SA | 2037
CHRISTIANA |  | HOSPITAL-CH | 0 | ?? | DE |  |  |  | Balances; Electronic | 40437 | APX-203 | DENVER INSTRUMENT CO | 0
CHRISTIANA |  | HOSPITAL-CH | 0 | 23080004 | DE |  |  |  | Balances; Electronic | 34969 | APX-203 | DENVER INSTRUMENT CO | 0
CHRISTIANA |  | HOSPITAL-CH | 0 | 070-150 | DE |  |  |  | X-Ray Film Handling Equipment; Automatic; Daylight | 12689 | CDAFD-1414 | DUPONT MEDICAL PRODUCTS DIAGNOSTIC IMAGING DIV | 3286
CHRISTIANA |  | HOSPITAL-WH | 0 | 2607A01519 | DE |  |  |  | Monitors; Bedside; Respiration; Exhaled Carbon Dioxide | 12571 | 47210A | PHILIPS MEDICAL SYSTEMS CARDIAC & MONITORING SYSTEMS DIV | 7000
CHRISTIANA |  | HOSPITAL-WH | 0 | 2607A01581 | DE |  |  |  | Monitors; Bedside; Respiration; Exhaled Carbon Dioxide | 15337 | 47210A | PHILIPS MEDICAL SYSTEMS CARDIAC & MONITORING SYSTEMS DIV | 7000
CHRISTIANA |  | HOSPITAL-CH | 0 | 51-02137 | DE |  | 2008-10-21 20:00 |  | Airway Clearance Units; High-Frequency Chest Wall Oscillation; Vest | 41692 | The Vest Airway Clearance System 205 | Hill-Rom Co Inc | 4000
CHRISTIANA |  | HOSPITAL-CH | 0 | NONE | DE |  | 2008-01-20 19:00 |  | Exercisers; Aerobic; Rowing | 26345 | PM2 | CONMED CORP | 725
CHRISTIANA |  | HOSPITAL-CH | 47865 | J34001370 | DE |  | 2007-11-06 19:00 |  | Analyzers; Laboratory; Clinical Chemistry; Automated; Discrete | 40225 | VITROS 5.1/FS | ORTHO DIAGNOSTIC SYSTEMS INC A JOHNSON & JOHNSON CO | 75000 | Purchased
CHRISTIANA |  | MIDDLETOWN ED | 0 | 34001612 | DE |  | 2013-03-18 20:00 |  | Analyzers; Laboratory; Clinical Chemistry; Automated; Discrete | 51467 | VITROS 5.1/FS | ORTHO DIAGNOSTIC SYSTEMS INC A JOHNSON & JOHNSON CO | 65000 | Purchased
CHRISTIANA |  | HOSPITAL-WH | 0 | 34000655 | DE |  | 2012-10-22 20:00 |  | Analyzers; Laboratory; Clinical Chemistry; Automated; Discrete | 49740 | VITROS 5.1/FS | ORTHO DIAGNOSTIC SYSTEMS INC A JOHNSON & JOHNSON CO | 75000 | Purchased
CHRISTIANA |  | HOSPITAL-CH | 47865 | J34000645 | DE |  | 2006-02-11 19:00 |  | Analyzers; Laboratory; Clinical Chemistry; Automated; Discrete | 39393 | VITROS 5.1/FS | ORTHO DIAGNOSTIC SYSTEMS INC A JOHNSON & JOHNSON CO | 98000 | Purchased
CHRISTIANA |  | HOSPITAL-CH | 47865 | J34000646 | DE |  | 2006-02-11 19:00 |  | Analyzers; Laboratory; Clinical Chemistry; Automated; Discrete | 39394 | VITROS 5.1/FS | ORTHO DIAGNOSTIC SYSTEMS INC A JOHNSON & JOHNSON CO | 75000 | Purchased
CHRISTIANA |  | HOSPITAL-WH | 0 | 34001809 | DE |  | 2012-10-22 20:00 |  | Analyzers; Laboratory; Clinical Chemistry; Automated; Discrete | 49741 | VITROS 5.1/FS | ORTHO DIAGNOSTIC SYSTEMS INC A JOHNSON & JOHNSON CO | 75000 | Purchased
CHRISTIANA |  | HOSPITAL-CH | 0 | 55209 | DE |  |  |  | Scanning Systems; Computed Tomography; Axial; Full-Body | 40249 | SENSATION 64 | SIEMENS HEALTH SYSTEMS | 1522410
CHRISTIANA |  | HOSPITAL-CH | 0 | 58408 | DE |  |  |  | Scanning Systems; Computed Tomography; Axial; Full-Body | 39385 | SENSATION 64 | SIEMENS HEALTH SYSTEMS | 533910
CHRISTIANA |  | HOSPITAL-CH | 0 | 11420052 | DE |  | 2019-03-29 08:39 |  | Probes; Ultrasonic | 11420052 | 3V2C | SIEMENS HEALTH SYSTEMS | 10000 | Purchased
CHRISTIANA |  | HOSPITAL-WH | 0 | CA00210 | DE |  |  |  | Stimulators; Electrical; Peripheral Nerve; Block Monitoring | 18917 | Digistim III 10021 | NEURO TECHNOLOGY INC | 275
CHRISTIANA |  | HOSPITAL-CH | 0 | CA30111 | DE |  |  |  | Stimulators; Electrical; Peripheral Nerve; Block Monitoring | 34538 | Digistim III 10021 | NEURO TECHNOLOGY INC | 850
CHRISTIANA |  | HOSPITAL-CH | 0 | CA090304 | DE |  |  |  | Stimulators; Electrical; Peripheral Nerve; Block Monitoring | 17476 | Digistim III 10021 | NEURO TECHNOLOGY INC | 850
CHRISTIANA |  | HOSPITAL-CH | 0 | CA070240 | DE |  |  |  | Stimulators; Electrical; Peripheral Nerve; Block Monitoring | 40255 | Digistim III 10021 | NEURO TECHNOLOGY INC | 850
CHRISTIANA |  | HOSPITAL-WH | 0 | CA070123 | DE |  |  |  | Stimulators; Electrical; Peripheral Nerve; Block Monitoring | 39741 | Digistim III 10021 | NEURO TECHNOLOGY INC | 850
CHRISTIANA |  | HOSPITAL-CH | 0 | CA070163 | DE |  |  |  | Stimulators; Electrical; Peripheral Nerve; Block Monitoring | 17477 | Digistim III 10021 | NEURO TECHNOLOGY INC | 850
CHRISTIANA |  | HOSPITAL-WH | 0 | 189 | DE |  |  |  | Stimulators; Electrical; Peripheral Nerve; Block Monitoring | 15372 | Digistim III 10021 | NEURO TECHNOLOGY INC | 850
CHRISTIANA |  | HOSPITAL-CH | 0 | CA040321 | DE |  |  |  | Stimulators; Electrical; Peripheral Nerve; Block Monitoring | 12502 | Digistim III 10021 | NEURO TECHNOLOGY INC | 850
CHRISTIANA |  | HOSPITAL-CH | 0 | CA00056 | DE |  |  |  | Stimulators; Electrical; Peripheral Nerve; Block Monitoring | 20396 | Digistim III 10021 | NEURO TECHNOLOGY INC | 850
CHRISTIANA |  | HOSPITAL-CH | 0 | HA100021 | DE |  |  |  | Stimulators; Electrical; Peripheral Nerve; Block Monitoring | 34751 | Digistim III 10021 | NEURO TECHNOLOGY INC | 850
CHRISTIANA |  | HOSPITAL-CH | 0 | HA100139 | DE |  |  |  | Stimulators; Electrical; Peripheral Nerve; Block Monitoring | 42766 | Digistim III 10021 | NEURO TECHNOLOGY INC | 850
CHRISTIANA |  | HOSPITAL-CH | 0 | CA70378 | DE |  | 1999-12-07 19:00 |  | Stimulators; Electrical; Peripheral Nerve; Block Monitoring | 29299 | Digistim III 10021 | NEURO TECHNOLOGY INC | 850
CHRISTIANA |  | HOSPITAL-WH | 0 | CA4061177 | DE |  |  |  | Stimulators; Electrical; Peripheral Nerve; Block Monitoring | 21267 | Digistim III 10021 | NEURO TECHNOLOGY INC | 850
CHRISTIANA |  | HOSPITAL-CH | 0 | HA100041 | DE |  |  |  | Stimulators; Electrical; Peripheral Nerve; Block Monitoring | 19128 | Digistim III 10021 | NEURO TECHNOLOGY INC | 850
CHRISTIANA |  | HOSPITAL-CH | 0 | HA070144 | DE |  |  |  | Stimulators; Electrical; Peripheral Nerve; Block Monitoring | 28745 | Digistim III 10021 | NEURO TECHNOLOGY INC | 850
CHRISTIANA |  | HOSPITAL-CH | 0 | CA100196 | DE |  |  |  | Stimulators; Electrical; Peripheral Nerve; Block Monitoring | 46573 | Digistim III 10021 | NEURO TECHNOLOGY INC | 850
CHRISTIANA |  | CH-SURGI | 0 | CA4081219 | DE |  |  |  | Stimulators; Electrical; Peripheral Nerve; Block Monitoring | 32331 | Digistim III 10021 | NEURO TECHNOLOGY INC | 850
CHRISTIANA |  | HOSPITAL-CH | 0 | CA10016 | DE |  |  |  | Stimulators; Electrical; Peripheral Nerve; Block Monitoring | 22610 | Digistim III 10021 | NEURO TECHNOLOGY INC | 850
CHRISTIANA |  | HOSPITAL-CH | 0 | HA100022 | DE |  |  |  | Stimulators; Electrical; Peripheral Nerve; Block Monitoring | 42757 | Digistim III 10021 | NEURO TECHNOLOGY INC | 850
CHRISTIANA |  | HOSPITAL-CH | 0 | NONE | DE |  |  |  | Stimulators; Electrical; Peripheral Nerve; Block Monitoring | 39773 | Digistim III 10021 | NEURO TECHNOLOGY INC | 850
CHRISTIANA |  | HOSPITAL-CH | 0 | NONE | DE |  |  |  | Stimulators; Electrical; Peripheral Nerve; Block Monitoring | 46734 | Digistim III 10021 | NEURO TECHNOLOGY INC | 850
CHRISTIANA |  | CH-SURGI | 0 | CA3013001 | DE |  | 1993-02-27 19:00 |  | Stimulators; Electrical; Peripheral Nerve; Block Monitoring | 20338 | Digistim III 10021 | NEURO TECHNOLOGY INC | 850
CHRISTIANA |  | HOSPITAL-WH | 0 | CA20347 | DE |  |  |  | Stimulators; Electrical; Peripheral Nerve; Block Monitoring | 17026 | Digistim III 10021 | NEURO TECHNOLOGY INC | 850
CHRISTIANA |  | HOSPITAL-CH | 0 | CA80513 | DE |  |  |  | Stimulators; Electrical; Peripheral Nerve; Block Monitoring | 12550 | Digistim III 10021 | NEURO TECHNOLOGY INC | 850
CHRISTIANA |  | WH SURGI | 0 | CA00250 | DE |  |  |  | Stimulators; Electrical; Peripheral Nerve; Block Monitoring | 17926 | Digistim III 10021 | NEURO TECHNOLOGY INC | 850
CHRISTIANA |  | HOSPITAL-CH | 0 | CA4061176 | DE |  |  |  | Stimulators; Electrical; Peripheral Nerve; Block Monitoring | 27440 | Digistim III 10021 | NEURO TECHNOLOGY INC | 850
CHRISTIANA |  | HOSPITAL-WH | 0 | CA20345 | DE |  |  |  | Stimulators; Electrical; Peripheral Nerve; Block Monitoring | 18919 | Digistim III 10021 | NEURO TECHNOLOGY INC | 850
CHRISTIANA |  | HOSPITAL-CH | 0 | HA090131 | DE |  |  |  | Stimulators; Electrical; Peripheral Nerve; Block Monitoring | 46253 | Digistim III 10021 | NEURO TECHNOLOGY INC | 850
CHRISTIANA |  | HOSPITAL-WH | 0 | CA4061187 | DE |  |  |  | Stimulators; Electrical; Peripheral Nerve; Block Monitoring | 21272 | Digistim III 10021 | NEURO TECHNOLOGY INC | 850
CHRISTIANA |  | HOSPITAL-CH | 0 | 202790 | DE |  |  |  | Luminometers | 36279 | Gen Probe Leader Luminometer 50 | MGM INSTRUMENTS INC | 9999.99
CHRISTIANA |  | HOSPITAL-CH | 0 | 1737002 | DE |  | 2018-04-30 20:00 |  | Defibrillator/Monitors | 66706 | Code Management Module 3314164-001 | PHYSIO-CONTROL CORP | 1625 | Purchased
CHRISTIANA |  | HOSPITAL-CH | 0 | 1731043 | DE |  | 2018-04-30 20:00 |  | Defibrillator/Monitors | 66654 | Code Management Module 3314164-001 | PHYSIO-CONTROL CORP | 1625 | Purchased
CHRISTIANA |  | HOSPITAL-WH | 0 | 1735064 | DE |  | 2018-04-30 20:00 |  | Defibrillator/Monitors | 66626 | Code Management Module 3314164-001 | PHYSIO-CONTROL CORP | 1625 | Purchased
CHRISTIANA |  | HOSPITAL-CH | 0 | 1731024 | DE |  | 2018-04-30 20:00 |  | Defibrillator/Monitors | 66668 | Code Management Module 3314164-001 | PHYSIO-CONTROL CORP | 1625 | Purchased
CHRISTIANA |  | HOSPITAL-CH | 0 | 1735044 | DE |  | 2018-04-30 20:00 |  | Defibrillator/Monitors | 66673 | Code Management Module 3314164-001 | PHYSIO-CONTROL CORP | 1625 | Purchased
CHRISTIANA |  | HOSPITAL-CH | 0 | 1731033 | DE |  | 2018-04-30 20:00 |  | Defibrillator/Monitors | 66653 | Code Management Module 3314164-001 | PHYSIO-CONTROL CORP | 1625 | Purchased
CHRISTIANA |  | HOSPITAL-CH | 0 | 1731002 | DE |  | 2018-04-30 20:00 |  | Defibrillator/Monitors | 66582 | Code Management Module 3314164-001 | PHYSIO-CONTROL CORP | 1625 | Purchased
CHRISTIANA |  | HOSPITAL-CH | 0 | 1733021 | DE |  | 2018-04-30 20:00 |  | Defibrillator/Monitors | 66721 | Code Management Module 3314164-001 | PHYSIO-CONTROL CORP | 1625 | Purchased
CHRISTIANA |  | HOSPITAL-CH | 0 | 1737026 | DE |  | 2018-04-30 20:00 |  | Defibrillator/Monitors | 66671 | Code Management Module 3314164-001 | PHYSIO-CONTROL CORP | 1625 | Purchased
CHRISTIANA |  | HOSPITAL-CH | 0 | 1849069 | DE |  | 2018-04-30 20:00 |  | Defibrillator/Monitors | 68810 | Code Management Module 3314164-001 | PHYSIO-CONTROL CORP | 1625 | Purchased
CHRISTIANA |  | HOSPITAL-CH | 0 | 3523A31926 | DE |  |  |  | Physiologic Monitor Modules; Noninvasive Blood Pressure | 25027 | M1006B | PHILIPS MEDICAL SYSTEMS CARDIAC & MONITORING SYSTEMS DIV | 2500
CHRISTIANA |  | HOSPITAL-CH | 0 | 3523A32023 | DE |  | 1996-07-28 20:00 |  | Physiologic Monitor Modules; Noninvasive Blood Pressure | 25028 | M1006B | PHILIPS MEDICAL SYSTEMS CARDIAC & MONITORING SYSTEMS DIV | 2500 | Purchased
CHRISTIANA |  | HOSPITAL-CH | 0 | 3731A47433 | DE |  |  |  | Physiologic Monitor Modules; Noninvasive Blood Pressure | 25526 | M1006B | PHILIPS MEDICAL SYSTEMS CARDIAC & MONITORING SYSTEMS DIV | 2500
CHRISTIANA |  | HOSPITAL-CH | 0 | DE805G1440 | DE |  | 1996-02-25 19:00 |  | Physiologic Monitor Modules; Noninvasive Blood Pressure | 23796 | M1006B | PHILIPS MEDICAL SYSTEMS CARDIAC & MONITORING SYSTEMS DIV | 2500 | Purchased
CHRISTIANA |  | HOSPITAL-CH | 0 | DE01788054 | DE |  |  |  | Physiologic Monitor Modules; Noninvasive Blood Pressure | 32463 | M1006B | PHILIPS MEDICAL SYSTEMS CARDIAC & MONITORING SYSTEMS DIV | 2500
CHRISTIANA |  | HOSPITAL-CH | 0 | DE80503984 | DE |  | 2010-08-05 20:00 |  | Physiologic Monitor Modules; Noninvasive Blood Pressure | 47102 | M1006B | PHILIPS MEDICAL SYSTEMS CARDIAC & MONITORING SYSTEMS DIV | 2500
CHRISTIANA |  | HOSPITAL-CH | 0 | 3523A22032 | DE |  |  |  | Physiologic Monitor Modules; Noninvasive Blood Pressure | 23675 | M1006B | PHILIPS MEDICAL SYSTEMS CARDIAC & MONITORING SYSTEMS DIV | 2500
CHRISTIANA |  | HOSPITAL-CH | 0 | DE408U9454 | DE |  | 2015-06-02 20:00 |  | Physiologic Monitor Modules; Noninvasive Blood Pressure | 58011 | M1006B | PHILIPS MEDICAL SYSTEMS CARDIAC & MONITORING SYSTEMS DIV | 1327 | Purchased
CHRISTIANA |  | HOSPITAL-CH | 0 | 3731A47367 | DE |  |  |  | Physiologic Monitor Modules; Noninvasive Blood Pressure | 26839 | M1006B | PHILIPS MEDICAL SYSTEMS CARDIAC & MONITORING SYSTEMS DIV | 2500
CHRISTIANA |  | HOSPITAL-CH | 0 | DE907A3519 | DE |  | 2010-08-05 20:00 |  | Physiologic Monitor Modules; Noninvasive Blood Pressure | 47099 | M1006B | PHILIPS MEDICAL SYSTEMS CARDIAC & MONITORING SYSTEMS DIV | 2500 | Purchased
CHRISTIANA |  | HOSPITAL-CH | 0 | 3731A47359 | DE |  |  |  | Physiologic Monitor Modules; Noninvasive Blood Pressure | 25525 | M1006B | PHILIPS MEDICAL SYSTEMS CARDIAC & MONITORING SYSTEMS DIV | 2500
CHRISTIANA |  | HOSPITAL-CH | 0 | 3523A22224 | DE |  |  |  | Physiologic Monitor Modules; Noninvasive Blood Pressure | 23665 | M1006B | PHILIPS MEDICAL SYSTEMS CARDIAC & MONITORING SYSTEMS DIV | 2500
CHRISTIANA |  | HOSPITAL-CH | 0 | 3731A46557 | DE |  |  |  | Physiologic Monitor Modules; Noninvasive Blood Pressure | 26488 | M1006B | PHILIPS MEDICAL SYSTEMS CARDIAC & MONITORING SYSTEMS DIV | 2500
CHRISTIANA |  | HOSPITAL-CH | 0 | 3436A11212 | DE |  |  |  | Physiologic Monitor Modules; Noninvasive Blood Pressure | 22953 | M1006B | PHILIPS MEDICAL SYSTEMS CARDIAC & MONITORING SYSTEMS DIV | 2500
CHRISTIANA |  | HOSPITAL-CH | 0 | 3436A02518 | DE |  |  |  | Physiologic Monitor Modules; Noninvasive Blood Pressure | 23664 | M1006B | PHILIPS MEDICAL SYSTEMS CARDIAC & MONITORING SYSTEMS DIV | 2500
CHRISTIANA |  | HOSPITAL-CH | 0 | DE037A7744 | DE |  |  |  | Physiologic Monitor Modules; Noninvasive Blood Pressure | 49998 | M1006B | PHILIPS MEDICAL SYSTEMS CARDIAC & MONITORING SYSTEMS DIV | 2500
CHRISTIANA |  | HOSPITAL-CH | 0 | 3523A15552 | DE |  | 1995-07-17 20:00 |  | Physiologic Monitor Modules; Noninvasive Blood Pressure | 23388 | M1006B | PHILIPS MEDICAL SYSTEMS CARDIAC & MONITORING SYSTEMS DIV | 2500 | Purchased
CHRISTIANA |  | HOSPITAL-CH | 0 | 3523A15555 | DE |  | 1995-07-17 20:00 |  | Physiologic Monitor Modules; Noninvasive Blood Pressure | 23390 | M1006B | PHILIPS MEDICAL SYSTEMS CARDIAC & MONITORING SYSTEMS DIV | 2500 | Purchased
CHRISTIANA |  | HOSPITAL-CH | 0 | 3523A22103 | DE |  | 1996-10-16 20:00 |  | Physiologic Monitor Modules; Noninvasive Blood Pressure | 23585 | M1006B | PHILIPS MEDICAL SYSTEMS CARDIAC & MONITORING SYSTEMS DIV | 2500
CHRISTIANA |  | HOSPITAL-CH | 0 | 3523A22008 | DE |  | 1995-10-16 20:00 |  | Physiologic Monitor Modules; Noninvasive Blood Pressure | 23669 | M1006B | PHILIPS MEDICAL SYSTEMS CARDIAC & MONITORING SYSTEMS DIV | 2500
CHRISTIANA |  | HOSPITAL-CH | 0 | 3731A46609 | DE |  | 2008-01-20 19:00 |  | Physiologic Monitor Modules; Noninvasive Blood Pressure | 26489 | M1006B | PHILIPS MEDICAL SYSTEMS CARDIAC & MONITORING SYSTEMS DIV | 2500
CHRISTIANA |  | HOSPITAL-CH | 0 | 3436A12339 | DE |  |  |  | Physiologic Monitor Modules; Noninvasive Blood Pressure | M1006B | M1006B | PHILIPS MEDICAL SYSTEMS CARDIAC & MONITORING SYSTEMS DIV | 2500
CHRISTIANA |  | HOSPITAL-CH | 0 | 3523A22272 | DE |  |  |  | Physiologic Monitor Modules; Noninvasive Blood Pressure | 23588 | M1006B | PHILIPS MEDICAL SYSTEMS CARDIAC & MONITORING SYSTEMS DIV | 2500
CHRISTIANA |  | HOSPITAL-CH | 0 | 3731A47845 | DE |  |  |  | Physiologic Monitor Modules; Noninvasive Blood Pressure | 26926 | M1006B | PHILIPS MEDICAL SYSTEMS CARDIAC & MONITORING SYSTEMS DIV | 2500
CHRISTIANA |  | HOSPITAL-CH | 0 | 3523A21992 | DE |  |  |  | Physiologic Monitor Modules; Noninvasive Blood Pressure | 23611 | M1006B | PHILIPS MEDICAL SYSTEMS CARDIAC & MONITORING SYSTEMS DIV | 2500
CHRISTIANA |  | HOSPITAL-CH | 0 | 3731A46729 | DE |  | 2008-01-20 19:00 |  | Physiologic Monitor Modules; Noninvasive Blood Pressure | 26606 | M1006B | PHILIPS MEDICAL SYSTEMS CARDIAC & MONITORING SYSTEMS DIV | 2500
CHRISTIANA |  | WH SURGI | 0 | 3805G88977 | DE |  | 2002-11-24 19:00 |  | Physiologic Monitor Modules; Noninvasive Blood Pressure | 34270 | M1006B | PHILIPS MEDICAL SYSTEMS CARDIAC & MONITORING SYSTEMS DIV | 2500 | Purchased
CHRISTIANA |  | HOSPITAL-CH | 0 | 3523A22223 | DE |  | 2008-01-20 19:00 |  | Physiologic Monitor Modules; Noninvasive Blood Pressure | 23614 | M1006B | PHILIPS MEDICAL SYSTEMS CARDIAC & MONITORING SYSTEMS DIV | 2500
CHRISTIANA |  | HOSPITAL-CH | 0 | 3805G33343 | DE |  |  |  | Physiologic Monitor Modules; Noninvasive Blood Pressure | 26849 | M1006B | PHILIPS MEDICAL SYSTEMS CARDIAC & MONITORING SYSTEMS DIV | 2500
CHRISTIANA |  | HOSPITAL-CH | 0 | 3731A44901 | DE |  |  |  | Physiologic Monitor Modules; Noninvasive Blood Pressure | 26550 | M1006B | PHILIPS MEDICAL SYSTEMS CARDIAC & MONITORING SYSTEMS DIV | 2500
CHRISTIANA |  | HOSPITAL-CH | 0 | DE037A7823 | DE |  |  |  | Physiologic Monitor Modules; Noninvasive Blood Pressure | 49999 | M1006B | PHILIPS MEDICAL SYSTEMS CARDIAC & MONITORING SYSTEMS DIV | 2500
CHRISTIANA |  | HOSPITAL-CH | 0 | 3604G12126 | DE |  | 1996-07-23 20:00 |  | Physiologic Monitor Modules; Noninvasive Blood Pressure | 25112 | M1006B | PHILIPS MEDICAL SYSTEMS CARDIAC & MONITORING SYSTEMS DIV | 2500 | Purchased
CHRISTIANA |  | HOSPITAL-CH | 0 | 3805G86976 | DE |  | 2000-08-06 20:00 |  | Physiologic Monitor Modules; Noninvasive Blood Pressure | 30451 | M1006B | PHILIPS MEDICAL SYSTEMS CARDIAC & MONITORING SYSTEMS DIV | 2500
CHRISTIANA |  | HOSPITAL-CH | 0 | 3805G83846 | DE |  |  |  | Physiologic Monitor Modules; Noninvasive Blood Pressure | 32432 | M1006B | PHILIPS MEDICAL SYSTEMS CARDIAC & MONITORING SYSTEMS DIV | 2500
CHRISTIANA |  | HOSPITAL-CH | 0 | 3731A48700 | DE |  |  |  | Physiologic Monitor Modules; Noninvasive Blood Pressure | 27097 | M1006B | PHILIPS MEDICAL SYSTEMS CARDIAC & MONITORING SYSTEMS DIV | 2500
CHRISTIANA |  | HOSPITAL-CH | 0 | 3523A22096 | DE |  |  |  | Physiologic Monitor Modules; Noninvasive Blood Pressure | 23618 | M1006B | PHILIPS MEDICAL SYSTEMS CARDIAC & MONITORING SYSTEMS DIV | 2500
CHRISTIANA |  | HOSPITAL-CH | 0 | 3805A53399 | DE |  |  |  | Physiologic Monitor Modules; Noninvasive Blood Pressure | 27598 | M1006B | PHILIPS MEDICAL SYSTEMS CARDIAC & MONITORING SYSTEMS DIV | 2500
CHRISTIANA |  | HOSPITAL-CH | 0 | DE037A7861 | DE |  |  |  | Physiologic Monitor Modules; Noninvasive Blood Pressure | 50000 | M1006B | PHILIPS MEDICAL SYSTEMS CARDIAC & MONITORING SYSTEMS DIV | 2500
CHRISTIANA |  | HOSPITAL-CH | 0 | DE037A7738 | DE |  |  |  | Physiologic Monitor Modules; Noninvasive Blood Pressure | 50001 | M1006B | PHILIPS MEDICAL SYSTEMS CARDIAC & MONITORING SYSTEMS DIV | 2500
CHRISTIANA |  | HOSPITAL-CH | 0 | 3523A21999 | DE |  |  |  | Physiologic Monitor Modules; Noninvasive Blood Pressure | 23622 | M1006B | PHILIPS MEDICAL SYSTEMS CARDIAC & MONITORING SYSTEMS DIV | 2500
CHRISTIANA |  | HOSPITAL-CH | 0 | 3731A46558 | DE |  | 2008-01-20 19:00 |  | Physiologic Monitor Modules; Noninvasive Blood Pressure | 26845 | M1006B | PHILIPS MEDICAL SYSTEMS CARDIAC & MONITORING SYSTEMS DIV | 2500
CHRISTIANA |  | HOSPITAL-CH | 0 | DE805K1934 | DE |  | 2006-01-02 19:00 |  | Physiologic Monitor Modules; Noninvasive Blood Pressure | 38701 | M1006B | PHILIPS MEDICAL SYSTEMS CARDIAC & MONITORING SYSTEMS DIV | 2500
CHRISTIANA |  | HOSPITAL-WH | 0 | 3523A26760 | DE |  |  |  | Physiologic Monitor Modules; Noninvasive Blood Pressure | 23865 | M1006B | PHILIPS MEDICAL SYSTEMS CARDIAC & MONITORING SYSTEMS DIV | 2500
CHRISTIANA |  | HOSPITAL-CH | 0 | DE805K8703 | DE |  |  |  | Physiologic Monitor Modules; Noninvasive Blood Pressure | 26602 | M1006B | PHILIPS MEDICAL SYSTEMS CARDIAC & MONITORING SYSTEMS DIV | 2500
CHRISTIANA |  | HOSPITAL-CH | 0 | DE805C1759 | DE |  | 2002-01-01 19:00 |  | Physiologic Monitor Modules; Noninvasive Blood Pressure | 32439 | M1006B | PHILIPS MEDICAL SYSTEMS CARDIAC & MONITORING SYSTEMS DIV | 2500 | Purchased
CHRISTIANA |  | HOSPITAL-CH | 0 | 3731A45101 | DE |  |  |  | Physiologic Monitor Modules; Noninvasive Blood Pressure | 26547 | M1006B | PHILIPS MEDICAL SYSTEMS CARDIAC & MONITORING SYSTEMS DIV | 2500
CHRISTIANA |  | WH SURGI | 0 | 3436A02737 | DE |  | 1996-07-23 20:00 |  | Physiologic Monitor Modules; Noninvasive Blood Pressure | 25105 | M1006B | PHILIPS MEDICAL SYSTEMS CARDIAC & MONITORING SYSTEMS DIV | 2500 | Purchased
CHRISTIANA |  | HOSPITAL-CH | 0 | 3523A21991 | DE |  | 1995-10-16 20:00 |  | Physiologic Monitor Modules; Noninvasive Blood Pressure | 23616 | M1006B | PHILIPS MEDICAL SYSTEMS CARDIAC & MONITORING SYSTEMS DIV | 2500
CHRISTIANA |  | HOSPITAL-CH | 0 | de805a5605 | DE |  |  |  | Physiologic Monitor Modules; Noninvasive Blood Pressure | 100027 | M1006B | PHILIPS MEDICAL SYSTEMS CARDIAC & MONITORING SYSTEMS DIV | 2500
CHRISTIANA |  | HOSPITAL-CH | 0 | 3731A45334 | DE |  |  |  | Physiologic Monitor Modules; Noninvasive Blood Pressure | 26548 | M1006B | PHILIPS MEDICAL SYSTEMS CARDIAC & MONITORING SYSTEMS DIV | 2500
CHRISTIANA |  | HOSPITAL-CH | 0 | 3805A55771 | DE |  |  |  | Physiologic Monitor Modules; Noninvasive Blood Pressure | 27632 | M1006B | PHILIPS MEDICAL SYSTEMS CARDIAC & MONITORING SYSTEMS DIV | 2500
CHRISTIANA |  | HOSPITAL-CH | 0 | 3731A48702 | DE |  |  |  | Physiologic Monitor Modules; Noninvasive Blood Pressure | 27098 | M1006B | PHILIPS MEDICAL SYSTEMS CARDIAC & MONITORING SYSTEMS DIV | 2500
CHRISTIANA |  | HOSPITAL-CH | 0 | 3436A11213 | DE |  | 1995-02-01 19:00 |  | Physiologic Monitor Modules; Noninvasive Blood Pressure | 22954 | M1006B | PHILIPS MEDICAL SYSTEMS CARDIAC & MONITORING SYSTEMS DIV | 2500 | Purchased
CHRISTIANA |  | HOSPITAL-CH | 0 | 3436A02525 | DE |  | 2004-10-03 20:00 |  | Physiologic Monitor Modules; Noninvasive Blood Pressure | 36589 | M1006B | PHILIPS MEDICAL SYSTEMS CARDIAC & MONITORING SYSTEMS DIV | 2500 | Purchased
CHRISTIANA |  | HOSPITAL-CH | 0 | 3523A23610 | DE |  |  |  | Physiologic Monitor Modules; Noninvasive Blood Pressure | 23543 | M1006B | PHILIPS MEDICAL SYSTEMS CARDIAC & MONITORING SYSTEMS DIV | 2500
CHRISTIANA |  | HOSPITAL-CH | 0 | NONE | DE |  | 2008-11-21 19:00 |  | Physiologic Monitor Modules; Noninvasive Blood Pressure | 42190 | M1006B | PHILIPS MEDICAL SYSTEMS CARDIAC & MONITORING SYSTEMS DIV | 2500
CHRISTIANA |  | HOSPITAL-CH | 0 | 3523A21931 | DE |  | 1995-10-16 20:00 |  | Physiologic Monitor Modules; Noninvasive Blood Pressure | 23592 | M1006B | PHILIPS MEDICAL SYSTEMS CARDIAC & MONITORING SYSTEMS DIV | 2500 | Purchased
CHRISTIANA |  | HOSPITAL-CH | 0 | 3731A47431 | DE |  |  |  | Physiologic Monitor Modules; Noninvasive Blood Pressure | 26851 | M1006B | PHILIPS MEDICAL SYSTEMS CARDIAC & MONITORING SYSTEMS DIV | 2500
CHRISTIANA |  | HOSPITAL-CH | 0 | 3731A47205 | DE |  | 2008-01-20 19:00 |  | Physiologic Monitor Modules; Noninvasive Blood Pressure | 26928 | M1006B | PHILIPS MEDICAL SYSTEMS CARDIAC & MONITORING SYSTEMS DIV | 2500 | Purchased
CHRISTIANA |  | HOSPITAL-CH | 0 | 3805G86325 | DE |  | 2000-11-14 19:00 |  | Physiologic Monitor Modules; Noninvasive Blood Pressure | 29965 | M1006B | PHILIPS MEDICAL SYSTEMS CARDIAC & MONITORING SYSTEMS DIV | 2500 | Purchased
CHRISTIANA |  | HOSPITAL-CH | 0 | 3731A51280 | DE |  | 2008-01-20 19:00 |  | Physiologic Monitor Modules; Noninvasive Blood Pressure | 27267 | M1006B | PHILIPS MEDICAL SYSTEMS CARDIAC & MONITORING SYSTEMS DIV | 2500 | Purchased
CHRISTIANA |  | HOSPITAL-CH | 0 | 3523A15561 | DE |  | 1995-07-17 20:00 |  | Physiologic Monitor Modules; Noninvasive Blood Pressure | 23425 | M1006B | PHILIPS MEDICAL SYSTEMS CARDIAC & MONITORING SYSTEMS DIV | 2500 | Purchased
CHRISTIANA |  | HOSPITAL-CH | 0 | DE805C1752 | DE |  | 2002-01-02 19:00 |  | Physiologic Monitor Modules; Noninvasive Blood Pressure | 32415 | M1006B | PHILIPS MEDICAL SYSTEMS CARDIAC & MONITORING SYSTEMS DIV | 2500 | Purchased
CHRISTIANA |  | HOSPITAL-CH | 0 | 3523A31932 | DE |  |  |  | Physiologic Monitor Modules; Noninvasive Blood Pressure | 25023 | M1006B | PHILIPS MEDICAL SYSTEMS CARDIAC & MONITORING SYSTEMS DIV | 2500
CHRISTIANA |  | HOSPITAL-CH | 0 | 3523A32026 | DE |  | 1996-07-28 20:00 |  | Physiologic Monitor Modules; Noninvasive Blood Pressure | 25025 | M1006B | PHILIPS MEDICAL SYSTEMS CARDIAC & MONITORING SYSTEMS DIV | 2500 | Purchased
CHRISTIANA |  | HOSPITAL-CH | 0 | M02711 | DE |  | 2009-08-25 20:00 |  | Scanning Systems; Ultrasonic; General-Purpose | 46259 | ProSound Alpha 10 | Aloka Co Ltd (USA) | 237033
CHRISTIANA |  | HOSPITAL-WH | 4377.5 | 16559 | DE |  | 2006-02-13 19:00 |  | Cameras; Gamma | 37691 | INFINIA II | GE MEDICAL SYSTEMS | 299978.62 | Purchased
CHRISTIANA |  | HOSPITAL-CH | 0 | 3300 | DE |  |  |  | Scales; Patient; Bedside; Sling | 48057 | GH3+350+120+1000 | Guldmann Inc | 0
CHRISTIANA |  | HOSPITAL-CH | 0 | 2193 | DE |  |  |  | Scales; Patient; Bedside; Sling | 48585 | GH3+350+120+1000 | Guldmann Inc | 0
CHRISTIANA |  | HOSPITAL-CH | 0 | 2193 | DE |  |  |  | Scales; Patient; Bedside; Sling | 48584 | GH3+350+120+1000 | Guldmann Inc | 0
CHRISTIANA |  | HOSPITAL-WH | 0 | J7438 | DE |  |  |  | Analyzers; Laboratory; Clinical Chemistry; Automated; Discrete | 33335 | VITROS 950 CHEMISTRY SYSTEM | ORTHO DIAGNOSTIC SYSTEMS INC A JOHNSON & JOHNSON CO | 9.99
CHRISTIANA |  | HOSPITAL-CH | 0 | 1044590000000 | DE |  | 2013-03-02 19:00 |  | Electrocardiographs; Multichannel; Interpretive | 51278 | Resting Electrocardiograph ELI 250 | Mortara Instrument Inc | 15000
CHRISTIANA |  | HOSPITAL-CH | 0 | ROOM 1041 | DE |  |  |  | Electrocardiographs; Multichannel; Interpretive | 49181 | Resting Electrocardiograph ELI 250 | Mortara Instrument Inc | 0
CHRISTIANA |  | HOSPITAL-CH | 0 | Q02835 | DE |  | 2012-03-20 20:00 |  | Oximeters/Co-Oximeters; Pulse | 49166 | Rainbow SET Pulse Oximeter Radical-7 | MASIMO CORP | 1750 | Purchased
CHRISTIANA |  | HOSPITAL-CH | 0 | 1000033436 | DE |  | 2014-05-19 20:00 |  | Oximeters/Co-Oximeters; Pulse | 54124 | Rainbow SET Pulse Oximeter Radical-7 | MASIMO CORP | 2085 | Purchased
CHRISTIANA |  | HOSPITAL-CH | 0 | Q02895 | DE |  | 2012-03-20 20:00 |  | Oximeters/Co-Oximeters; Pulse | 49165 | Rainbow SET Pulse Oximeter Radical-7 | MASIMO CORP | 1750 | Purchased
CHRISTIANA |  | HOSPITAL-CH | 0 | 1000068837 | DE |  | 2016-01-27 19:00 |  | Oximeters/Co-Oximeters; Pulse | 61941 | Rainbow SET Pulse Oximeter Radical-7 | MASIMO CORP | 8340 | Purchased
CHRISTIANA |  | HOSPITAL-CH | 0 | Q02916 | DE |  | 2012-03-20 20:00 |  | Oximeters/Co-Oximeters; Pulse | 49168 | Rainbow SET Pulse Oximeter Radical-7 | MASIMO CORP | 1750
CHRISTIANA |  | HOSPITAL-CH | 0 | 2348 | DE |  | 1988-08-27 20:00 |  | Spectrophotometers; Ultraviolet/Visible | 12982 | Ultrospec II UV/Vis Spectrophotometer 4050 | LKB INSTRUMENTS INC | 5825 | Purchased
CHRISTIANA |  | HOSPITAL-CH | 0 | I 1967 | DE |  | 2003-04-13 20:00 |  | Smoke Evacuation Systems; Surgical | 33125 | Crystal Vision smoke evacuation system 360 | IC MEDICAL INC | 3000
CHRISTIANA |  | HOSPITAL-CH | 0 | I 1396 | DE |  | 2008-01-20 19:00 |  | Smoke Evacuation Systems; Surgical | 26462 | Crystal Vision smoke evacuation system 360 | IC MEDICAL INC | 3000
CHRISTIANA |  | HOSPITAL-WH | 0 | I4263 | DE |  | 2012-07-10 20:00 |  | Smoke Evacuation Systems; Surgical | 49533 | Crystal Vision smoke evacuation system 360 | IC MEDICAL INC | 2990
CHRISTIANA |  | HOSPITAL-CH | 0 | I 1395 | DE |  | 2008-01-20 19:00 |  | Smoke Evacuation Systems; Surgical | 26460 | Crystal Vision smoke evacuation system 360 | IC MEDICAL INC | 3000
CHRISTIANA |  | HOSPITAL-WH | 0 | I4261 | DE |  | 2012-07-10 20:00 |  | Smoke Evacuation Systems; Surgical | 49522 | Crystal Vision smoke evacuation system 360 | IC MEDICAL INC | 2990
CHRISTIANA |  | HOSPITAL-WH | 0 | I4269 | DE |  | 2012-07-10 20:00 |  | Smoke Evacuation Systems; Surgical | 49523 | Crystal Vision smoke evacuation system 360 | IC MEDICAL INC | 2990
CHRISTIANA |  | HOSPITAL-WH | 0 | I4260 | DE |  | 2012-07-10 20:00 |  | Smoke Evacuation Systems; Surgical | 49532 | Crystal Vision smoke evacuation system 360 | IC MEDICAL INC | 2990
CHRISTIANA |  | HOSPITAL-WH | 0 | I4277 | DE |  | 2012-07-10 20:00 |  | Smoke Evacuation Systems; Surgical | 49525 | Crystal Vision smoke evacuation system 360 | IC MEDICAL INC | 2990
CHRISTIANA |  | HOSPITAL-WH | 0 | I4274 | DE |  | 2012-07-10 20:00 |  | Smoke Evacuation Systems; Surgical | 49526 | Crystal Vision smoke evacuation system 360 | IC MEDICAL INC | 2990
CHRISTIANA |  | HOSPITAL-WH | 0 | I4271 | DE |  | 2012-07-10 20:00 |  | Smoke Evacuation Systems; Surgical | 49527 | Crystal Vision smoke evacuation system 360 | IC MEDICAL INC | 2990
CHRISTIANA |  | HOSPITAL-WH | 0 | I4273 | DE |  | 2012-07-10 20:00 |  | Smoke Evacuation Systems; Surgical | 49518 | Crystal Vision smoke evacuation system 360 | IC MEDICAL INC | 2990
CHRISTIANA |  | HOSPITAL-WH | 0 | I4270 | DE |  | 2012-07-10 20:00 |  | Smoke Evacuation Systems; Surgical | 49519 | Crystal Vision smoke evacuation system 360 | IC MEDICAL INC | 2990
CHRISTIANA |  | HOSPITAL-CH | 0 | I4272 | DE |  | 2012-07-10 20:00 |  | Smoke Evacuation Systems; Surgical | 49529 | Crystal Vision smoke evacuation system 360 | IC MEDICAL INC | 2990
CHRISTIANA |  | HOSPITAL-CH | 0 | I 1394 | DE |  | 2008-01-20 19:00 |  | Smoke Evacuation Systems; Surgical | 26459 | Crystal Vision smoke evacuation system 360 | IC MEDICAL INC | 3000
CHRISTIANA |  | HOSPITAL-WH | 0 | I4276 | DE |  | 2012-07-10 20:00 |  | Smoke Evacuation Systems; Surgical | 49516 | Crystal Vision smoke evacuation system 360 | IC MEDICAL INC | 2990
CHRISTIANA |  | HOSPITAL-WH | 0 | I4264 | DE |  | 2012-07-10 20:00 |  | Smoke Evacuation Systems; Surgical | 49517 | Crystal Vision smoke evacuation system 360 | IC MEDICAL INC | 2990
CHRISTIANA |  | HOSPITAL-WH | 0 | I4268 | DE |  | 2012-07-10 20:00 |  | Smoke Evacuation Systems; Surgical | 49521 | Crystal Vision smoke evacuation system 360 | IC MEDICAL INC | 2990
CHRISTIANA |  | HOSPITAL-WH | 0 | I4262 | DE |  | 2012-07-10 20:00 |  | Smoke Evacuation Systems; Surgical | 49530 | Crystal Vision smoke evacuation system 360 | IC MEDICAL INC | 2990
CHRISTIANA |  | HOSPITAL-WH | 0 | I4265 | DE |  | 2012-07-10 20:00 |  | Smoke Evacuation Systems; Surgical | 49531 | Crystal Vision smoke evacuation system 360 | IC MEDICAL INC | 2990
CHRISTIANA |  | Springside Connor Building | 0 | ULHV-9901013 | DE |  |  |  | Ultrasound Therapy Systems; Physical Therapy | 28831 | EX-UL3HV | EXCEL TECH LTD | 3000
CHRISTIANA |  | HOSPITAL-WH | 0 | ULHV9609008 | DE |  | 2008-01-20 19:00 |  | Ultrasound Therapy Systems; Physical Therapy | 27034 | EX-UL3HV | EXCEL TECH LTD | 3600 | Purchased
CHRISTIANA |  | HOSPITAL-CH | 0 | 13249C4116B | DE |  | 2019-03-29 08:40 |  | Probes; Ultrasonic | 13249C4116B | C4-1 | ZONARE Medical Systems Inc | 10000
CHRISTIANA |  | HOSPITAL-CH | 0 | 13491C4X117B | DE |  | 2017-05-23 20:00 |  | Probes; Ultrasonic | 13491C4X117B | C4-1 | ZONARE Medical Systems Inc | 10000 | Purchased
CHRISTIANA |  | MIDDLETOWN ED | 0 | 13221C4X116A | DE |  | 2019-03-29 08:40 |  | Probes; Ultrasonic | 13221C4X116A | C4-1 | ZONARE Medical Systems Inc | 10000
CHRISTIANA |  | HOSPITAL-WH | 0 | 13208C4X116A | DE |  | 2019-03-29 08:40 |  | Probes; Ultrasonic | 13208C4X116A | C4-1 | ZONARE Medical Systems Inc | 10000 | Purchased
CHRISTIANA |  | HOSPITAL-WH | 0 | 13212C4X116A | DE |  |  |  | Probes; Ultrasonic | 13212C4X116A | C4-1 | ZONARE Medical Systems Inc | 10000
CHRISTIANA |  | PMRI | 0 | 520807 | DE |  |  |  | Centrifuges | 42977 | 642E | Fisher Healthcare Div Thermo Fisher Scientific Inc | 1500
CHRISTIANA |  | HOSPITAL-WH | 0 | SFB98H01 | DE |  | 1998-09-21 20:00 |  | Centrifuges; Tabletop; Low-Speed; Nonrefrigerated | 27249 | Spinchron 15 Series 15 | BECKMAN INSTRUMENTS INC | 4075 | Purchased
CHRISTIANA |  | HOSPITAL-CH | 0 | SXA95K07 | DE |  |  |  | Centrifuges; Tabletop; Low-Speed; Nonrefrigerated | 24267 | Spinchron 15 Series 15 | BECKMAN INSTRUMENTS INC | 4999.99
CHRISTIANA |  | HOSPITAL-CH | 0 | SXA93E02 | DE |  |  |  | Centrifuges; Tabletop; Low-Speed; Nonrefrigerated | 20888 | Spinchron 15 Series 15 | BECKMAN INSTRUMENTS INC | 4999.99
CHRISTIANA |  | HOSPITAL-CH | 0 | 1171 | DE |  |  |  | POWER SUPPLY; General-NONE N | 26467 | 902231 | MAQUET Medical Systems USA | 59999.99
CHRISTIANA |  | HOSPITAL-CH | 12000 | 1533 | DE |  | 2001-07-31 20:00 |  | POWER BASE; General-NONE N | 31968 | 902231 | MAQUET Medical Systems USA | 104909.46
CHRISTIANA |  | HOSPITAL-CH | 0 | 1171 | DE |  | 2004-05-27 20:00 |  | POWER SUPPLY; General-NONE N | 35249 | 902231 | MAQUET Medical Systems USA | 59999.99
CHRISTIANA |  | HOSPITAL-CH | 0 | 1144 | DE |  |  |  | POWER SUPPLY; General-NONE N | 25983 | 902231 | MAQUET Medical Systems USA | 59999.99
CHRISTIANA |  | HOSPITAL-CH | 0 | 1145 | DE |  |  |  | POWER SUPPLY; General-NONE N | 25982 | 902231 | MAQUET Medical Systems USA | 59999.99
CHRISTIANA |  | HOSPITAL-CH | 15179.83 | 711930 | DE |  | 2007-11-06 19:00 |  | Slide Stainers; Cytology/Histology | 40227 | Benchmark XT | Ventana Medical Systems Inc A Roche Group Co | 15000
CHRISTIANA |  | HOSPITAL-CH | 15179.83 | 711933 | DE |  | 2007-11-06 19:00 |  | Slide Stainers; Cytology/Histology | 40226 | Benchmark XT | Ventana Medical Systems Inc A Roche Group Co | 15000
CHRISTIANA |  | PMRI | 0 | M7EM28089 | DE |  |  |  | Ergometers; Bicycle | 37488 | EVOLUTION COMP | SCHWINN CYCLING AND FITNESS INC | 0
CHRISTIANA |  | PMRI | 0 | M80M39063 | DE |  |  |  | Ergometers; Bicycle | 37490 | EVOLUTION COMP | SCHWINN CYCLING AND FITNESS INC | 0
CHRISTIANA |  | HCCC | 0 | M7JM13459 | DE |  |  |  | Ergometers; Bicycle | 30109 | EVOLUTION COMP | SCHWINN CYCLING AND FITNESS INC | 0
CHRISTIANA |  | HCCC | 0 | M7AM08300 | DE |  |  |  | Ergometers; Bicycle | 30108 | EVOLUTION COMP | SCHWINN CYCLING AND FITNESS INC | 0
CHRISTIANA |  | PMRI | 0 | M7EM27681 | DE |  |  |  | Ergometers; Bicycle | 37489 | EVOLUTION COMP | SCHWINN CYCLING AND FITNESS INC | 0
CHRISTIANA |  | HOSPITAL-CH | 0 | 168219YM4 | DE |  |  |  | Scanning Systems; Ultrasonic; General-Purpose | 24286 | RT3200 | GE MEDICAL SYSTEMS | 120000
CHRISTIANA |  | HOSPITAL-CH | 0 | 255 | DE |  |  |  | Spectrophotometers | 14156 | EL 308 | BIO-TEK INSTRUMENTS INC | 6500
CHRISTIANA |  | HOSPITAL-CH | 0 | 001930TN | DE |  |  |  | Spectrophotometers | 23261 | 390 | BIOMOLECULAR INC | 1291.15
CHRISTIANA |  | HOSPITAL-CH | 0 | 8424299 | DE |  |  |  | Refrigerators; Laboratory | 28394 | H-C 20 | Howard Medical | 800
CHRISTIANA |  | HOSPITAL-WH | 0 | 940201621 | DE |  | 2002-08-05 20:00 |  | Refrigerators; Laboratory | 32547 | ARO21MG15R | Absocold Corp | 7500
CHRISTIANA |  | HOSPITAL-CH | 0 | 14450 | DE |  |  |  | Compressors; Medical-Air | 18268 | BA400A | Bunn / Now Graham-Field | 300
CHRISTIANA |  | HOSPITAL-CH | 0 | 12591 | DE |  |  |  | Compressors; Medical-Air | 18267 | BA400A | Bunn / Now Graham-Field | 300
CHRISTIANA |  | HOSPITAL-WH | 0 | 8296288 | DE |  | 1992-04-27 20:00 |  | Analyzers; Point-of-Care; Whole Blood; Glucose | 19501 | II-M | BOEHRINGER MANNHEIM GMBH | 400 | Purchased
CHRISTIANA |  | CONCORD M.O.B. | 0 | 9600082 | PA |  |  |  | Printers | 23790 | 76100 | CARDINAL | 2000
CHRISTIANA |  | HCCC | 0 | A2749 | DE |  | 2001-10-16 20:00 |  | Analyzers; Physiologic; Middle Ear | 32015 | 1727 | GRASON-STADLER VIASYS HEALTHCARE NEUROCARE GROUP | 2499.99
CHRISTIANA |  | Foulkstone Plaza | 0 | A834 | DE |  | 2008-01-20 19:00 |  | Analyzers; Physiologic; Middle Ear | 12317 | 1727 | GRASON-STADLER VIASYS HEALTHCARE NEUROCARE GROUP | 2410 | Purchased
CHRISTIANA |  | HCCC | 0 | NONE | DE |  | 2013-07-25 20:00 |  | Exercisers; Aerobic; Stationary Bicycle | 45348 | SCHWINN AIRDYNE | SCHWINN CYCLING AND FITNESS INC | 7500
CHRISTIANA |  | HCCC | 0 | NONE | DE |  | 2013-07-25 20:00 |  | Exercisers; Aerobic; Stationary Bicycle | 45350 | SCHWINN AIRDYNE | SCHWINN CYCLING AND FITNESS INC | 7500 | Purchased
CHRISTIANA |  | HOSPITAL-CH | 0 | BC1-07030109 | DE |  | 2014-09-17 20:00 |  | Dosimeters; Radiation | 54675 | Barracuda System | RTI Electronics Inc | 9500 | Purchased
CHRISTIANA |  | HOSPITAL-CH | 0 | 1376 | DE |  | 2002-02-18 19:00 |  | Airway Clearance Units; Insufflation/Exsufflation | 32167 | CA-3000 | Emerson; J H Co | 5000
CHRISTIANA |  | HOSPITAL-CH | 0 | NONE | DE |  | 2013-08-10 20:00 |  | Exercisers; Leg/Ankle | 45399 | EXERCISERS; LEG LIFT | ICARIAN | 7500 | Purchased
CHRISTIANA |  | HCCC | 0 | 106355 | DE |  | 2015-05-26 20:00 |  | Sterilization Process Indicators; Biological | 57481 | Attest Auto-reader for Steam 490 | 3M Occupational Health & Environmental Safety Div | 800
CHRISTIANA |  | HOSPITAL-CH | 0 | 02267 & 01464 | DE |  |  |  | Freezers; Laboratory | 27460 | K10-16 | PLANER PRODUCTS LTD | 14000
CHRISTIANA |  | HOSPITAL-CH | 0 | RKB080271971D | DE |  | 2014-02-24 19:00 |  | Laboratory Shakers | 45136 | 1510R-MTH | Branson Ultrasonics Corp (US) Sub Emerson Electric Co | 350 | Purchased
CHRISTIANA |  | HOSPITAL-CH | 0 | 1167-13 | DE |  |  |  | Analyzers; Laboratory; Immunoassay; Chemiluminescent | 46586 | Elecsys Immunoassay System 2010 | Roche Diagnostics Corp | 75000
CHRISTIANA |  | HOSPITAL-WH | 0 | C-49 | DE |  |  |  | Xenon Systems | 16714 | 130-502 | BIODEX MEDICAL SYSTEMS INC | 3320
CHRISTIANA |  | HOSPITAL-CH | 0 | 0116BAL04205177 | DE |  |  |  | Monitors; Bedside; Fetal | 20212 | 116 | GE MEDICAL SYSTEMS | 11755
CHRISTIANA |  | HOSPITAL-CH | 0 | 116BAL11002579 | DE |  |  |  | Monitors; Bedside; Fetal | 18541 | 116 | GE MEDICAL SYSTEMS | 5757
CHRISTIANA |  | HOSPITAL-CH | 0 | 0116BAL04001429 | DE |  |  |  | Monitors; Bedside; Fetal | 18087 | 116 | GE MEDICAL SYSTEMS | 11154
CHRISTIANA |  | HOSPITAL-CH | 0 | 0116BAL04001465 | DE |  |  |  | Monitors; Bedside; Fetal | 18086 | 116 | GE MEDICAL SYSTEMS | 18339
CHRISTIANA |  | HOSPITAL-CH | 0 | 129224 | DE |  |  |  | Apnea Monitors; Neonatal | 31618 | 511 | CAS Medical Systems Inc | 3200
CHRISTIANA |  | HOSPITAL-CH | 0 | 129225 | DE |  |  |  | Apnea Monitors; Neonatal | 31620 | 511 | CAS Medical Systems Inc | 3200
CHRISTIANA |  | HOSPITAL-CH | 0 | 51129223 | DE |  |  |  | Apnea Monitors; Neonatal | 31619 | 511 | CAS Medical Systems Inc | 3200
CHRISTIANA |  | HOSPITAL-CH | 0 | 719151 | DE |  |  |  | Apnea Monitors; Neonatal | 40489 | 511 | CAS Medical Systems Inc | 3200
CHRISTIANA |  | HOSPITAL-CH | 0 | 209115 | DE |  |  |  | Apnea Monitors; Neonatal | 32883 | 511 | CAS Medical Systems Inc | 3200
CHRISTIANA |  | HOSPITAL-CH | 0 | 2173 | DE |  |  |  | X-Ray Film Processors; Automatic; Cine | 15591 | M20CB | ALLEN PRODUCTS CO | 15000
CHRISTIANA |  | HOSPITAL-CH | 0 | A13702 | DE |  |  |  | Monitors; Laboratory; Water Purity | 47939 | Orion 3 Star | THERMO SCIENTIFIC CLINICAL CHEMISTRY DIV THERMO FISHER SCIENTIFIC INC | 15000
CHRISTIANA |  | HOSPITAL-CH | 0 | 219C1A-2291 | DE |  |  |  | Radiographic Units; Head | 12671 | CV | Franklin | 30000
CHRISTIANA |  | CH-SURGI | 0 | HD632533-P | DE |  | 2010-07-12 20:00 |  | Image Processors; Video; Endoscopy | 47025 | Image1 HD Camera System 22201020 | STORZ ENDOSCOPY-AMERICA INC | 3104
CHRISTIANA |  | HOSPITAL-CH | 0 | VU735534-P | DE |  | 2015-10-15 20:00 |  | Image Processors; Video; Endoscopy | 61039 | Image1 HD Camera System 22201020 | STORZ ENDOSCOPY-AMERICA INC | 3500 | Purchased
CHRISTIANA |  | HOSPITAL-CH | 0 | AA658757-9 | DE |  | 2012-11-28 19:00 |  | Image Processors; Video; Endoscopy | 50089 | Image1 HD Camera System 22201020 | STORZ ENDOSCOPY-AMERICA INC | 3500 | Purchased
CHRISTIANA |  | HOSPITAL-CH | 0 | AA659227-P | DE |  | 2013-09-23 20:00 |  | Image Processors; Video; Endoscopy | 52746 | Image1 HD Camera System 22201020 | STORZ ENDOSCOPY-AMERICA INC | 3500 | Purchased
CHRISTIANA |  | HOSPITAL-CH | 0 | YX699812-P | DE |  | 2013-06-27 20:00 |  | Image Processors; Video; Endoscopy | 51959 | Image1 HD Camera System 22201020 | STORZ ENDOSCOPY-AMERICA INC | 3500 | Purchased
CHRISTIANA |  | HOSPITAL-WH | 0 | VZ675530-P | DE |  | 1999-11-10 19:00 |  | Image Processors; Video; Endoscopy | 46483 | Image1 HD Camera System 22201020 | STORZ ENDOSCOPY-AMERICA INC | 15000 | Purchased
CHRISTIANA |  | HOSPITAL-CH | 0 | GC641542-P | DE |  | 2012-10-23 20:00 |  | Image Processors; Video; Endoscopy | 50082 | Image1 HD Camera System 22201020 | STORZ ENDOSCOPY-AMERICA INC | 3500 | Purchased
CHRISTIANA |  | HOSPITAL-CH | 0 | OY682341-P | DE |  | 2012-10-24 20:00 |  | Image Processors; Video; Endoscopy | 50081 | Image1 HD Camera System 22201020 | STORZ ENDOSCOPY-AMERICA INC | 3500 | Purchased
CHRISTIANA |  | HOSPITAL-CH | 0 | AA658749-P | DE |  | 2013-07-23 20:00 |  | Image Processors; Video; Endoscopy | 52715 | Image1 HD Camera System 22201020 | STORZ ENDOSCOPY-AMERICA INC | 3500 | Purchased
CHRISTIANA |  | HOSPITAL-WH | 0 | VZ675598-P | DE |  | 1999-11-10 19:00 |  | Image Processors; Video; Endoscopy | 46484 | Image1 HD Camera System 22201020 | STORZ ENDOSCOPY-AMERICA INC | 3500 | Purchased
CHRISTIANA |  | HOSPITAL-CH | 0 | HD632527-P | DE |  |  |  | Image Processors; Video; Endoscopy | 47024 | Image1 HD Camera System 22201020 | STORZ ENDOSCOPY-AMERICA INC | 3104
CHRISTIANA |  | HOSPITAL-WH | 0 | AA658808-P | DE |  | 1999-11-10 19:00 |  | Image Processors; Video; Endoscopy | 42286 | Image1 HD Camera System 22201020 | STORZ ENDOSCOPY-AMERICA INC | 3500 | Purchased
CHRISTIANA |  | HOSPITAL-WH | 0 | AA658751-P | DE |  | 1999-11-10 19:00 |  | Image Processors; Video; Endoscopy | 42285 | Image1 HD Camera System 22201020 | STORZ ENDOSCOPY-AMERICA INC | 11750 | Purchased
CHRISTIANA |  | HOSPITAL-CH | 0 | AA658754-P | DE |  | 2012-04-02 20:00 |  | Image Processors; Video; Endoscopy | 48914 | Image1 HD Camera System 22201020 | STORZ ENDOSCOPY-AMERICA INC | 3500 | Purchased
CHRISTIANA |  | HOSPITAL-CH | 0 | 2006A02161 | DE |  |  |  | Oximeters; Tissue Saturation | 40238 | InSpectra StO2 Tissue Oxygenation Monito 650 | HUTCHINSON TECHNOLOGY INC | 14850
CHRISTIANA |  | HOSPITAL-CH | 0 | 2008A02579 | DE |  |  |  | Oximeters; Tissue Saturation | 40237 | InSpectra StO2 Tissue Oxygenation Monito 650 | HUTCHINSON TECHNOLOGY INC | 14850
CHRISTIANA |  | HOSPITAL-CH | 0 | 2010A03230 | DE |  | 2011-04-06 20:00 |  | Oximeters; Tissue Saturation | 47699 | InSpectra StO2 Tissue Oxygenation Monito 650 | HUTCHINSON TECHNOLOGY INC | 15615
CHRISTIANA |  | HOSPITAL-CH | 0 | 2006a02113 | DE |  |  |  | Oximeters; Tissue Saturation | 45622 | InSpectra StO2 Tissue Oxygenation Monito 650 | HUTCHINSON TECHNOLOGY INC | 14850
CHRISTIANA |  | HOSPITAL-CH | 0 | 2009A02737 | DE |  | 2009-11-02 19:00 |  | Oximeters; Tissue Saturation | 46536 | InSpectra StO2 Tissue Oxygenation Monito 650 | HUTCHINSON TECHNOLOGY INC | 14850 | Purchased
CHRISTIANA |  | HOSPITAL-CH | 0 | 2009A02734 | DE |  |  |  | Oximeters; Tissue Saturation | 46130 | InSpectra StO2 Tissue Oxygenation Monito 650 | HUTCHINSON TECHNOLOGY INC | 15615
CHRISTIANA |  | HOSPITAL-CH | 0 | 2008A02705 | DE |  |  |  | Oximeters; Tissue Saturation | 45024 | InSpectra StO2 Tissue Oxygenation Monito 650 | HUTCHINSON TECHNOLOGY INC | 14850
CHRISTIANA |  | HOSPITAL-CH | 0 | 2008-A-02561 | DE |  |  |  | Oximeters; Tissue Saturation | 41642 | InSpectra StO2 Tissue Oxygenation Monito 650 | HUTCHINSON TECHNOLOGY INC | 15615
CHRISTIANA |  | HOSPITAL-CH | 0 | OH5-20868 | DE |  | 2008-10-07 20:00 |  | Microscopes; Light; Operating | 42137 | Surgical Microscope M720 OH5 | LEICA MICROSYSTEMS INC | 192571 | Purchased
CHRISTIANA |  | HOSPITAL-CH | 0 | 151336 | DE |  |  |  | Viewers; Agglutination | 38327 | Clay Adams Agglutination Viewer 420630 | CLAY ADAMS DIV BECTON DICKINSON AND CO | 1300
CHRISTIANA |  | HOSPITAL-CH | 0 | 151387 | DE |  |  |  | Viewers; Agglutination | 38328 | Clay Adams Agglutination Viewer 420630 | CLAY ADAMS DIV BECTON DICKINSON AND CO | 1300
CHRISTIANA |  | HOSPITAL-CH | 0 | 152132 | DE |  | 2007-08-14 20:00 |  | Viewers; Agglutination | 40212 | Clay Adams Agglutination Viewer 420630 | CLAY ADAMS DIV BECTON DICKINSON AND CO | 1300 | Purchased
CHRISTIANA |  | HOSPITAL-CH | 0 | 152212 | DE |  |  |  | Viewers; Agglutination | 40211 | Clay Adams Agglutination Viewer 420630 | CLAY ADAMS DIV BECTON DICKINSON AND CO | 1300
CHRISTIANA |  | HOSPITAL-CH | 0 | 12081475 | DE |  | 2019-03-29 08:41 |  | TEST EQUIPMENT; TEST EQUIPMENT | 64819 | 72-10204 | TENMA | 5000 | Purchased
CHRISTIANA |  | HOSPITAL-WH | 0 | MA4283010 | DE |  |  |  | Centrifuges; Tabletop; Low-Speed; Nonrefrigerated; Cytologic | 20811 | Shandon Cytospin 3 | SHANDON INC | 0
CHRISTIANA |  | HOSPITAL-WH | 0 | MA224510R | DE |  | 1992-08-03 20:00 |  | Centrifuges; Tabletop; Low-Speed; Nonrefrigerated; Cytologic | 19764 | Shandon Cytospin 3 | SHANDON INC | 0
CHRISTIANA |  | HOSPITAL-CH | 0 | MA4642 06U | DE |  |  |  | Centrifuges; Tabletop; Low-Speed; Nonrefrigerated; Cytologic | 22196 | Shandon Cytospin 3 | SHANDON INC | 0
CHRISTIANA |  | New Castle Center | 0 | 337267 | DE |  |  |  | Exercisers; Aerobic; Treadmill | 31568 | LifeCycle Upright Exercise Bike 9100HR | Life Fitness | 1999.99
CHRISTIANA |  | HCCC | 0 | 368656 | DE |  |  |  | Exercisers; Aerobic; Treadmill | 31589 | LifeCycle Upright Exercise Bike 9100HR | Life Fitness | 1999.99
CHRISTIANA |  | Middletown Care Center(Sleepy Hollow) | 0 | 349534 | DE |  |  |  | Exercisers; Aerobic; Treadmill | 31567 | LifeCycle Upright Exercise Bike 9100HR | Life Fitness | 1999.99
CHRISTIANA |  | HOSPITAL-CH | 0 | 45007 | DE |  |  |  | TEST EQUIPMENT; TEST EQUIPMENT | 26211 | 35035 | KEITHLEY INSTRUMENTS INC RADIATION MEASUREMENTS DIV | 0
CHRISTIANA |  | HOSPITAL-CH | 0 | 0178 1110 | DE |  |  |  | Chiller | 50519 | SMS-500G-70A-NP | FILTRINE | 0
CHRISTIANA |  | HOSPITAL-CH | 0 | 207241 | DE |  | 2019-03-29 08:41 |  | Temperature Monitors | 49441 | HH81A DIGITAL THERMOMETER | OMEGA | 5000 | Purchased
CHRISTIANA |  | HOSPITAL-WH | 0 | 78 | DE |  | 2003-10-14 20:00 |  | Patient Transfer Aids | 34862 | V2 1003-250-1 | Faaborglifton / Hover Tech | 6175
CHRISTIANA |  | HOSPITAL-WH | 0 | TIC21434EX | DE |  |  |  | Electrosurgical Units | 47703 | FORCE TRIAD | VALLEYLAB DIV TYCO HEALTHCARE GROUP LP | 20000
CHRISTIANA |  | HOSPITAL-WH | 0 | TIC21430EX | DE |  |  |  | Electrosurgical Units | 47714 | FORCE TRIAD | VALLEYLAB DIV TYCO HEALTHCARE GROUP LP | 20000
CHRISTIANA |  | HOSPITAL-CH | 0 | T7A1744E | DE |  |  |  | Electrosurgical Units | 39570 | FORCE TRIAD | VALLEYLAB DIV TYCO HEALTHCARE GROUP LP | 20000
CHRISTIANA |  | HOSPITAL-CH | 0 | T7A1742E | DE |  |  |  | Electrosurgical Units | 39569 | FORCE TRIAD | VALLEYLAB DIV TYCO HEALTHCARE GROUP LP | 20000
CHRISTIANA |  | WH SURGI | 0 | T1C21443EX | DE |  |  |  | Electrosurgical Units | 47710 | FORCE TRIAD | VALLEYLAB DIV TYCO HEALTHCARE GROUP LP | 20000
CHRISTIANA |  | HOSPITAL-WH | 0 | TIC21442EX | DE |  |  |  | Electrosurgical Units | 47707 | FORCE TRIAD | VALLEYLAB DIV TYCO HEALTHCARE GROUP LP | 20000
CHRISTIANA |  | HOSPITAL-WH | 0 | TIC21461EX | DE |  |  |  | Electrosurgical Units | 47716 | FORCE TRIAD | VALLEYLAB DIV TYCO HEALTHCARE GROUP LP | 20000
CHRISTIANA |  | HOSPITAL-WH | 0 | TIC21408EX | DE |  |  |  | Electrosurgical Units | 47702 | FORCE TRIAD | VALLEYLAB DIV TYCO HEALTHCARE GROUP LP | 20000
CHRISTIANA |  | HOSPITAL-WH | 0 | T4B39924EX | DE |  |  |  | Electrosurgical Units | 53615 | FORCE TRIAD | VALLEYLAB DIV TYCO HEALTHCARE GROUP LP | 20000
CHRISTIANA |  | HOSPITAL-WH | 0 | T4B39941EX | DE |  |  |  | Electrosurgical Units | 53614 | FORCE TRIAD | VALLEYLAB DIV TYCO HEALTHCARE GROUP LP | 20000
CHRISTIANA |  | HOSPITAL-WH | 0 | T4B39923EX | DE |  |  |  | Electrosurgical Units | 53616 | FORCE TRIAD | VALLEYLAB DIV TYCO HEALTHCARE GROUP LP | 20000
CHRISTIANA |  | HOSPITAL-CH | 0 | T7J4200E | DE |  |  |  | Electrosurgical Units | 40493 | FORCE TRIAD | VALLEYLAB DIV TYCO HEALTHCARE GROUP LP | 40975
CHRISTIANA |  | HOSPITAL-WH | 0 | TIC21459EX | DE |  |  |  | Electrosurgical Units | 47717 | FORCE TRIAD | VALLEYLAB DIV TYCO HEALTHCARE GROUP LP | 20000
CHRISTIANA |  | HOSPITAL-CH | 0 | T7J4220E | DE |  |  |  | Electrosurgical Units | 40494 | FORCE TRIAD | VALLEYLAB DIV TYCO HEALTHCARE GROUP LP | 40975
CHRISTIANA |  | HOSPITAL-WH | 0 | TIC21441EX | DE |  |  |  | Electrosurgical Units | 47715 | FORCE TRIAD | VALLEYLAB DIV TYCO HEALTHCARE GROUP LP | 20000
CHRISTIANA |  | HOSPITAL-WH | 0 | TIC21427EX | DE |  |  |  | Electrosurgical Units | 47706 | FORCE TRIAD | VALLEYLAB DIV TYCO HEALTHCARE GROUP LP | 20000
CHRISTIANA |  | HOSPITAL-WH | 0 | TIB20818E | DE |  |  |  | Electrosurgical Units | 47708 | FORCE TRIAD | VALLEYLAB DIV TYCO HEALTHCARE GROUP LP | 25000
CHRISTIANA |  | HOSPITAL-CH | 0 | T8J9112E | DE |  |  |  | Electrosurgical Units | 42413 | FORCE TRIAD | VALLEYLAB DIV TYCO HEALTHCARE GROUP LP | 20750
CHRISTIANA |  | HOSPITAL-WH | 0 | TIC21440EX | DE |  |  |  | Electrosurgical Units | 47701 | FORCE TRIAD | VALLEYLAB DIV TYCO HEALTHCARE GROUP LP | 20000
CHRISTIANA |  | HOSPITAL-CH | 0 | T8J9099E | DE |  |  |  | Electrosurgical Units | 42412 | FORCE TRIAD | VALLEYLAB DIV TYCO HEALTHCARE GROUP LP | 20750
CHRISTIANA |  | HOSPITAL-CH | 0 | TIC21447EX | DE |  |  |  | Electrosurgical Units | 47712 | FORCE TRIAD | VALLEYLAB DIV TYCO HEALTHCARE GROUP LP | 20000
CHRISTIANA |  | HOSPITAL-CH | 0 | T4C40427EX | DE |  |  |  | Electrosurgical Units | 45134 | FORCE TRIAD | VALLEYLAB DIV TYCO HEALTHCARE GROUP LP | 20000
CHRISTIANA |  | HOSPITAL-CH | 0 | T4C40429EX | DE |  |  |  | Electrosurgical Units | 45135 | FORCE TRIAD | VALLEYLAB DIV TYCO HEALTHCARE GROUP LP | 20000
CHRISTIANA |  | HOSPITAL-CH | 0 | T8J9090E | DE |  | 2008-12-29 19:00 |  | Electrosurgical Units | 42411 | FORCE TRIAD | VALLEYLAB DIV TYCO HEALTHCARE GROUP LP | 20750
CHRISTIANA |  | HOSPITAL-WH | 0 | TIC21435EX | DE |  |  |  | Electrosurgical Units | 47705 | FORCE TRIAD | VALLEYLAB DIV TYCO HEALTHCARE GROUP LP | 20000
CHRISTIANA |  | HOSPITAL-CH | 0 | T8J9094E | DE |  |  |  | Electrosurgical Units | 42410 | FORCE TRIAD | VALLEYLAB DIV TYCO HEALTHCARE GROUP LP | 20750
CHRISTIANA |  | CH-SURGI | 0 | T1C21391EX | DE |  |  |  | Electrosurgical Units | 47709 | FORCE TRIAD | VALLEYLAB DIV TYCO HEALTHCARE GROUP LP | 20000
CHRISTIANA |  | HOSPITAL-WH | 0 | TOG17453E | DE |  |  |  | Electrosurgical Units | 46854 | FORCE TRIAD | VALLEYLAB DIV TYCO HEALTHCARE GROUP LP | 25000
CHRISTIANA |  | HOSPITAL-CH | 0 | T7B1879E | DE |  |  |  | Electrosurgical Units | 39568 | FORCE TRIAD | VALLEYLAB DIV TYCO HEALTHCARE GROUP LP | 20000
CHRISTIANA |  | HOSPITAL-CH | 0 | TIC21463EX | DE |  |  |  | Electrosurgical Units | 47713 | FORCE TRIAD | VALLEYLAB DIV TYCO HEALTHCARE GROUP LP | 20000
CHRISTIANA |  | HOSPITAL-WH | 0 | TIC21432EX | DE |  |  |  | Electrosurgical Units | 47704 | FORCE TRIAD | VALLEYLAB DIV TYCO HEALTHCARE GROUP LP | 20000
CHRISTIANA |  | HOSPITAL-WH | 0 | RM 9 OR LIGHT | DE |  |  |  | Lights; Surgical; Ceiling-Mounted | RM 9 OR LIGHT | Aurora LED Surgical Light LED55 | Skytron Div The KMW Group | 25000
CHRISTIANA |  | HOSPITAL-CH | 0 | check addtional info | DE |  | 2009-04-27 20:00 |  | Lights; Surgical; Ceiling-Mounted | C1 ORLIGHT | Aurora LED Surgical Light LED55 | Skytron Div The KMW Group | 59792 | Purchased
CHRISTIANA |  | HOSPITAL-WH | 0 | RM 10 OR LIGHT | DE |  |  |  | Lights; Surgical; Ceiling-Mounted | RM 10 OR LIGHT | Aurora LED Surgical Light LED55 | Skytron Div The KMW Group | 25000
CHRISTIANA |  | WH SURGI | 0 | NONE | DE |  |  |  | Lights; Surgical; Ceiling-Mounted | WSC5 | Aurora LED Surgical Light LED55 | Skytron Div The KMW Group | 25000
CHRISTIANA |  | Claymont | 0 | 9802-303 | DE |  |  |  | Scales; Patient; Floor | 27607 | CN20 | DETECTO SCALE CO DIV CARDINAL SCALE MFG CO | 500
CHRISTIANA |  | HOSPITAL-CH | 0 | EC1522-A | DE |  |  |  | Light Sources; Fiberoptic | 40516 | 20043120 | STORZ ENDOSCOPY-AMERICA INC | 0
CHRISTIANA |  | HOSPITAL-CH | 0 | 45526 | DE |  |  |  | Light Sources; Fiberoptic | 30395 | 270 | COGENT LIGHT TECHNOLOGIES INC | 2295
CHRISTIANA |  | HOSPITAL-CH | 0 | 45527 | DE |  |  |  | Light Sources; Fiberoptic | 30397 | 270 | COGENT LIGHT TECHNOLOGIES INC | 2295
CHRISTIANA |  | CH-SURGI | 0 | 45532 | DE |  |  |  | Light Sources; Fiberoptic | 30389 | 270 | COGENT LIGHT TECHNOLOGIES INC | 2295
CHRISTIANA |  | HOSPITAL-CH | 0 | 45529 | DE |  |  |  | Light Sources; Fiberoptic | 30391 | 270 | COGENT LIGHT TECHNOLOGIES INC | 2295
CHRISTIANA |  | HOSPITAL-CH | 0 | 13700335 | DE |  |  |  | Electrosurgical Units | 47945 | 2888 | ARTHROCARE CORP | 0
CHRISTIANA |  | CH-SURGI | 0 | 2798 | DE |  |  |  | Electrosurgical Units | 28031 | 2888 | ARTHROCARE CORP | 6000
CHRISTIANA |  | WH SURGI | 0 | 12254 | DE |  |  |  | Electrosurgical Units | 32142 | 2888 | ARTHROCARE CORP | 9.99
CHRISTIANA |  | HOSPITAL-WH | 0 | 2460J137803 | DE |  |  |  | Ergometers; Cyclic Arm Exerciser | 28144 | Upper Body Ergometer UBE-2460 | CYBEX INTERNATIONAL INC | 3000
CHRISTIANA |  | HCCC | 0 | 2473 | DE |  |  |  | Defibrillators; External; Manual | 62059 | Burdick Medic Defibrillator 6 | BURDICK INC A QUINTON CO | 0
CHRISTIANA |  | HOSPITAL-CH | 0 | 685286 | DE |  |  |  | Microscopes; Light; Laboratory | 12911 | AO Series Binocular Microscope 10 | AMERICAN OPTICAL CORP | 2000
CHRISTIANA |  | HOSPITAL-CH | 0 | 953479 | DE |  | 1999-10-12 20:00 |  | Microscopes; Light; Laboratory | 29133 | AO Series Binocular Microscope 10 | AMERICAN OPTICAL CORP | 1383
CHRISTIANA |  | HOSPITAL-WH | 0 | 127064 | DE |  |  |  | Microscopes; Light; Laboratory | 13413 | AO Series Binocular Microscope 10 | AMERICAN OPTICAL CORP | 1410
CHRISTIANA |  | Claymont | 0 | NONE | DE |  | 2008-01-20 19:00 |  | Microscopes; Light; Laboratory | 26526 | AO Series Binocular Microscope 10 | AMERICAN OPTICAL CORP | 2000
CHRISTIANA |  | HOSPITAL-CH | 0 | 13563 | DE |  |  |  | Microscopes; Light; Laboratory | 14201 | AO Series Binocular Microscope 10 | AMERICAN OPTICAL CORP | 2276
CHRISTIANA |  | HOSPITAL-CH | 0 | 587665 | DE |  |  |  | Microscopes; Light; Laboratory | 29129 | AO Series Binocular Microscope 10 | AMERICAN OPTICAL CORP | 500
CHRISTIANA |  | HOSPITAL-WH | 0 | 946619 | DE |  |  |  | Microscopes; Light; Laboratory | 31414 | AO Series Binocular Microscope 10 | AMERICAN OPTICAL CORP | 1894
CHRISTIANA |  | HOSPITAL-WH | 0 | 958332 | DE |  |  |  | Microscopes; Light; Laboratory | 13871 | AO Series Binocular Microscope 10 | AMERICAN OPTICAL CORP | 1398
CHRISTIANA |  | HCCC | 0 | 569581 | DE |  |  |  | Microscopes; Light; Laboratory | 32016 | AO Series Binocular Microscope 10 | AMERICAN OPTICAL CORP | 1894
CHRISTIANA |  | HOSPITAL-CH | 0 | 637865 | DE |  |  |  | Microscopes; Light; Laboratory | 14006 | AO Series Binocular Microscope 10 | AMERICAN OPTICAL CORP | 1295
CHRISTIANA |  | HOSPITAL-CH | 0 | 822178 | DE |  |  |  | Microscopes; Light; Laboratory | 29134 | AO Series Binocular Microscope 10 | AMERICAN OPTICAL CORP | 500
CHRISTIANA |  | HCCC | 0 | 854385 | DE |  |  |  | Microscopes; Light; Laboratory | 32017 | AO Series Binocular Microscope 10 | AMERICAN OPTICAL CORP | 1894
CHRISTIANA |  | HOSPITAL-WH | 0 | 2969980000000000 | DE |  | 2015-06-02 20:00 |  | Automation Systems; Medication Dispensing; Clinical Pharmacy | ID55874 | MAIN CABINET MKIV | MCKESSON CORP | 75000 | Purchased
CHRISTIANA |  | HOSPITAL-WH | 0 | 2969980000000000 | DE |  | 2015-09-28 20:00 |  | Automation Systems; Medication Dispensing; Clinical Pharmacy | ID60180 | MAIN CABINET MKIV | MCKESSON CORP | 75000 | Purchased
CHRISTIANA |  | HOSPITAL-WH | 0 | 2969980000000000 | DE |  | 2019-03-29 08:41 |  | Automation Systems; Medication Dispensing; Clinical Pharmacy | 55874 | MAIN CABINET MKIV | MCKESSON CORP | 75000 | Purchased
CHRISTIANA |  | HOSPITAL-WH | 0 | 10895008 | DE |  |  |  | Electrosurgical Units; Monopolar; Argon-Enhanced Coagulation | 20701 | Birtcher Electrosurgical Unit 6400 | BIRTCHER MEDICAL SYSTEMS INC | 14629
CHRISTIANA |  | HOSPITAL-CH | 0 | 10223004 | DE |  | 1992-11-29 19:00 |  | Electrosurgical Units; Monopolar; Argon-Enhanced Coagulation | 20174 | Birtcher Electrosurgical Unit 6400 | BIRTCHER MEDICAL SYSTEMS INC | 13012
CHRISTIANA |  | HOSPITAL-CH | 0 | ? | DE |  |  |  | Scales; Patient; Floor | 22025 | 400DGB | HEALTH O METER INC DIV SUNBEAM CORP | 1000
CHRISTIANA |  | HOSPITAL-CH | 0 | B02038 | DE |  |  |  | Compression Units | 14065 | 65-00 | JOBST INSTITUTE INC A BEIERSDORF CO | 1800
CHRISTIANA |  | HOSPITAL-CH | 0 | 00N0004740 | DE |  |  |  | Printers | 16959 | EX800 | Epson | 2000
CHRISTIANA |  | HOSPITAL-CH | 0 | 47007 | DE |  |  |  | Analyzers; Physiologic; Middle Ear | 23469 | ZODIAC 901 | MADSEN ELECTRONICS INC (CANADA) | 5000
CHRISTIANA |  | HCCC | 0 | 100044000000 | DE |  | 2019-01-08 19:00 |  | Monitors; Physiologic; Vital Signs | 68581 | Connex Vital Signs Monitor (VSM) 6000 Se 6500 | CARDINAL | 2500
CHRISTIANA |  | HOSPITAL-CH | 0 | 5119 | DE |  |  |  | Circulatory Assist Units; Cardiac; Ventricular | 36313 | AB5000 Circulatory Support System | ABIOMED INC | 75000
CHRISTIANA |  | HOSPITAL-CH | 0 | 5116 | DE |  |  |  | Circulatory Assist Units; Cardiac; Ventricular | 36312 | AB5000 Circulatory Support System | ABIOMED INC | 75000
CHRISTIANA |  | HOSPITAL-CH | 0 | 6561 | DE |  |  |  | Warming Units; Blood/Intravenous Solution | 29795 | Irrigation Fluid Warming System ORS-2075D | EchoLab | 0
CHRISTIANA |  | HOSPITAL-CH | 0 | 5622 | DE |  |  |  | Warming Units; Blood/Intravenous Solution | 29797 | Irrigation Fluid Warming System ORS-2075D | EchoLab | 24950
CHRISTIANA |  | HOSPITAL-CH | 0 | 42684 | DE |  |  |  | Warming Units; Blood/Intravenous Solution | 29794 | Irrigation Fluid Warming System ORS-2075D | EchoLab | 24950
CHRISTIANA |  | HOSPITAL-CH | 0 | 5727 | DE |  |  |  | Warming Units; Blood/Intravenous Solution | 29796 | Irrigation Fluid Warming System ORS-2075D | EchoLab | 24950
CHRISTIANA |  | HOSPITAL-CH | 0 | 3782 | DE |  |  |  | Warming Units; Blood/Intravenous Solution | 42202 | Irrigation Fluid Warming System ORS-2075D | EchoLab | 24950
CHRISTIANA |  | HOSPITAL-CH | 0 | 8470 | DE |  |  |  | Warming Units; Blood/Intravenous Solution | 29789 | Irrigation Fluid Warming System ORS-2075D | EchoLab | 24950
CHRISTIANA |  | HOSPITAL-CH | 0 | 6245 | DE |  |  |  | Warming Units; Blood/Intravenous Solution | 29787 | Irrigation Fluid Warming System ORS-2075D | EchoLab | 24950
CHRISTIANA |  | HOSPITAL-CH | 0 | 5728 | DE |  |  |  | Warming Units; Blood/Intravenous Solution | 29788 | Irrigation Fluid Warming System ORS-2075D | EchoLab | 24950
CHRISTIANA |  | HOSPITAL-CH | 0 | 5882 | DE |  |  |  | Warming Units; Blood/Intravenous Solution | 29786 | Irrigation Fluid Warming System ORS-2075D | EchoLab | 24950
CHRISTIANA |  | HOSPITAL-CH | 0 | 6686 | DE |  |  |  | Warming Units; Blood/Intravenous Solution | 29791 | Irrigation Fluid Warming System ORS-2075D | EchoLab | 0
CHRISTIANA |  | HOSPITAL-CH | 0 | 6457 | DE |  |  |  | Warming Units; Blood/Intravenous Solution | 29793 | Irrigation Fluid Warming System ORS-2075D | EchoLab | 0
CHRISTIANA |  | HOSPITAL-CH | 0 | 7062 | DE |  |  |  | Warming Units; Blood/Intravenous Solution | 29790 | Irrigation Fluid Warming System ORS-2075D | EchoLab | 24950
CHRISTIANA |  | HOSPITAL-CH | 0 | 5164 | DE |  |  |  | Warming Units; Blood/Intravenous Solution | 29792 | Irrigation Fluid Warming System ORS-2075D | EchoLab | 24950
CHRISTIANA |  | HOSPITAL-CH | 0 | 40530 | DE |  |  |  | Warming Units; Blood/Intravenous Solution | 40015 | Irrigation Fluid Warming System ORS-2075D | EchoLab | 24950
CHRISTIANA |  | HOSPITAL-CH | 0 | 42540 | DE |  |  |  | Warming Units; Blood/Intravenous Solution | 40016 | Irrigation Fluid Warming System ORS-2075D | EchoLab | 24950
CHRISTIANA |  | HOSPITAL-CH | 0 | 7061 | DE |  |  |  | Warming Units; Blood/Intravenous Solution | 30040 | Irrigation Fluid Warming System ORS-2075D | EchoLab | 0
CHRISTIANA |  | HOSPITAL-CH | 0 | 44899 | DE |  |  |  | Warming Units; Blood/Intravenous Solution | 39919 | Irrigation Fluid Warming System ORS-2075D | EchoLab | 24950
CHRISTIANA |  | HOSPITAL-CH | 0 | 40819 | DE |  |  |  | Warming Units; Blood/Intravenous Solution | 38499 | Irrigation Fluid Warming System ORS-2075D | EchoLab | 24950
CHRISTIANA |  | HOSPITAL-CH | 0 | 5456 | DE |  |  |  | Warming Units; Blood/Intravenous Solution | 29798 | Irrigation Fluid Warming System ORS-2075D | EchoLab | 0
CHRISTIANA |  | HOSPITAL-CH | 0 | 5718 | DE |  |  |  | Warming Units; Blood/Intravenous Solution | 29799 | Irrigation Fluid Warming System ORS-2075D | EchoLab | 0
CHRISTIANA |  | HOSPITAL-CH | 0 | 7396 | DE |  |  |  | Warming Units; Blood/Intravenous Solution | 31591 | Irrigation Fluid Warming System ORS-2075D | EchoLab | 0
CHRISTIANA |  | WH SURGI | 0 | 41115 | DE |  |  |  | Warming Units; Blood/Intravenous Solution | 38080 | Irrigation Fluid Warming System ORS-2075D | EchoLab | 0
CHRISTIANA |  | HOSPITAL-CH | 0 | 42530 | DE |  |  |  | Warming Units; Blood/Intravenous Solution | 40014 | Irrigation Fluid Warming System ORS-2075D | EchoLab | 24950
CHRISTIANA |  | HOSPITAL-CH | 0 | 6248-R | DE |  |  |  | Warming Units; Blood/Intravenous Solution | 40013 | Irrigation Fluid Warming System ORS-2075D | EchoLab | 24950
CHRISTIANA |  | HOSPITAL-CH | 0 | 126103I | DE |  |  |  | Ventilators; Intensive Care; Neonatal/Pediatric | 34924 | Crossvent 2i | Bio-Med Devices Inc | 7500
CHRISTIANA |  | HOSPITAL-WH | 0 | 50772-545 | DE |  |  |  | Baths; Water; Plasma-Thawing | 17750 | 2032 | FORMA SCIENTIFIC INC | 1520
CHRISTIANA |  | HOSPITAL-CH | 0 | 50772-544 | DE |  |  |  | Baths; Water; Plasma-Thawing | 17749 | 2032 | FORMA SCIENTIFIC INC | 1520
CHRISTIANA |  | HOSPITAL-CH | 0 | 13004258 | DE |  |  |  | Monitors; Bedside; Fetal | 31535 | 120 | GE MEDICAL SYSTEMS | 13016
CHRISTIANA |  | HOSPITAL-CH | 0 | 13004267 | DE |  |  |  | Monitors; Bedside; Fetal | 31534 | 120 | GE MEDICAL SYSTEMS | 13016
CHRISTIANA |  | HOSPITAL-CH | 0 | 13004263 | DE |  |  |  | Monitors; Bedside; Fetal | 31539 | 120 | GE MEDICAL SYSTEMS | 13016
CHRISTIANA |  | HOSPITAL-CH | 0 | 13004284 | DE |  |  |  | Monitors; Bedside; Fetal | 31537 | 120 | GE MEDICAL SYSTEMS | 13016
CHRISTIANA |  | HOSPITAL-CH | 0 | 13004273 | DE |  |  |  | Monitors; Bedside; Fetal | 31536 | 120 | GE MEDICAL SYSTEMS | 13016
CHRISTIANA |  | HOSPITAL-CH | 0 | 13004250 | DE |  |  |  | Monitors; Bedside; Fetal | 31538 | 120 | GE MEDICAL SYSTEMS | 13016
CHRISTIANA |  | HOSPITAL-CH | 0 | CC0719 | DE |  |  |  | Workstations | 27916 | CARDIOLABWS | PRUCKA ENGINEERING INC | 8000
CHRISTIANA |  | CH-SURGI | 0 | 7092 | DE |  | 1991-10-23 20:00 |  | Lasers; Carbon Dioxide; Surgical/Dermatologic | 19289 | ILLUMINA 740 | HERAEUS LASERSONICS INC | 5150 | Purchased
CHRISTIANA |  | HOSPITAL-CH | 175 | 10320 | DE |  | 2010-01-18 19:00 |  | Phototherapy Units; Visible Light; Hyperbilirubinemia | 46627 | BILI TX; PHOTOTHERAPY UNITS; VISIBLE LIGHT | Philips Respironics Inc | 9500 | Purchased
CHRISTIANA |  | HOSPITAL-CH | 175 | 10317 | DE |  | 2010-01-18 19:00 |  | Phototherapy Units; Visible Light; Hyperbilirubinemia | 46626 | BILI TX; PHOTOTHERAPY UNITS; VISIBLE LIGHT | Philips Respironics Inc | 9500 | Purchased
CHRISTIANA |  | HOSPITAL-CH | 175 | 10315 | DE |  | 2010-01-18 19:00 |  | Phototherapy Units; Visible Light; Hyperbilirubinemia | 46629 | BILI TX; PHOTOTHERAPY UNITS; VISIBLE LIGHT | Philips Respironics Inc | 9500 | Purchased
CHRISTIANA |  | HOSPITAL-CH | 0 | 14244 | DE |  | 2011-09-27 20:00 |  | Phototherapy Units; Visible Light; Hyperbilirubinemia | 48180 | BILI TX; PHOTOTHERAPY UNITS; VISIBLE LIGHT | Philips Respironics Inc | 9500
CHRISTIANA |  | HOSPITAL-WH | 0 | 0602581101X | DE |  | 2006-10-10 20:00 |  | Phacoemulsification Units; Cataract Extraction | 38852 | INFINITI Vision System | ALCON SURGICAL INC | 75000 | Purchased
CHRISTIANA |  | HOSPITAL-WH | 0 | 0602576901X | DE |  | 2006-10-10 20:00 |  | Phacoemulsification Units; Cataract Extraction | 38854 | INFINITI Vision System | ALCON SURGICAL INC | 75000 | Purchased
CHRISTIANA |  | HOSPITAL-WH | 0 | 0602577201X | DE |  | 2006-10-10 20:00 |  | Phacoemulsification Units; Cataract Extraction | 38853 | INFINITI Vision System | ALCON SURGICAL INC | 75000 | Purchased
CHRISTIANA |  | HOSPITAL-CH | 0 | 71 | DE |  | 2003-04-23 20:00 |  | Patient Transfer Aids | 34535 | VL-250-1 | Faaborglifton / Hover Tech | 5650
CHRISTIANA |  | HOSPITAL-CH | 0 | 73 | DE |  |  |  | Patient Transfer Aids | 34536 | VL-250-1 | Faaborglifton / Hover Tech | 5650
CHRISTIANA |  | Springside Connor Building | 0 | 7 | DE |  |  |  | Patient Transfer Aids | 32212 | VL-250-1 | Faaborglifton / Hover Tech | 5650
CHRISTIANA |  | Riverside Medical Arts Complex | 0 | 14 | DE |  | 2003-07-06 20:00 |  | Patient Transfer Aids | 34342 | VL-250-1 | Faaborglifton / Hover Tech | 5650
CHRISTIANA |  | HOSPITAL-CH | 0 | 6345 | DE |  |  |  | Surgical Slush Units | 25490 | ORS Hush Slush System ORS-1075HS | EchoLab | 3500
CHRISTIANA |  | HOSPITAL-CH | 0 | 8850 | DE |  | 2014-09-30 20:00 |  | Surgical Slush Units | 54700 | ORS Hush Slush System ORS-1075HS | EchoLab | 61950
CHRISTIANA |  | HOSPITAL-CH | 0 | E03707-0170 | DE |  | 2007-02-21 19:00 |  | Scales; Patient; Floor | 39601 | 338 | DETECTO SCALE CO DIV CARDINAL SCALE MFG CO | 1500
CHRISTIANA |  | HOSPITAL-CH | 0 | E09811-0231 | DE |  | 2011-10-06 20:00 |  | Scales; Patient; Floor | 48230 | 338 | DETECTO SCALE CO DIV CARDINAL SCALE MFG CO | 1500 | Purchased
CHRISTIANA |  | HOSPITAL-CH | 0 | E30507-0233 | DE |  | 2007-12-06 19:00 |  | Scales; Patient; Floor | 40596 | 338 | DETECTO SCALE CO DIV CARDINAL SCALE MFG CO | 1500
CHRISTIANA |  | HOSPITAL-CH | 0 | NONE | DE |  | 2012-01-22 19:00 |  | Scales; Patient; Floor | 48286 | 338 | DETECTO SCALE CO DIV CARDINAL SCALE MFG CO | 1500 | Purchased
CHRISTIANA |  | HOSPITAL-WH | 0 | E33107-0059 | DE |  |  |  | Scales; Patient; Floor | 40622 | 338 | DETECTO SCALE CO DIV CARDINAL SCALE MFG CO | 1500
CHRISTIANA |  | HOSPITAL-CH | 0 | E02612-0253 | DE |  |  |  | Scales; Patient; Floor | 48276 | 338 | DETECTO SCALE CO DIV CARDINAL SCALE MFG CO | 2126.41
CHRISTIANA |  | HOSPITAL-CH | 0 | E02612-0256 | DE |  |  |  | Scales; Patient; Floor | 48275 | 338 | DETECTO SCALE CO DIV CARDINAL SCALE MFG CO | 2126.41
CHRISTIANA |  | CANCER CENTER | 0 | E00408-0525 | DE |  | 2008-03-31 20:00 |  | Scales; Patient; Floor | 40023 | 338 | DETECTO SCALE CO DIV CARDINAL SCALE MFG CO | 1500 | Purchased
CHRISTIANA |  | HOSPITAL-CH | 0 | 0412-943 | DE |  | 2013-05-07 20:00 |  | Scales; Patient; Floor | 51888 | 338 | DETECTO SCALE CO DIV CARDINAL SCALE MFG CO | 1500
CHRISTIANA |  | HOSPITAL-WH | 0 | E17511-0183 | DE |  | 2012-03-20 20:00 |  | Scales; Patient; Floor | 48583 | 338 | DETECTO SCALE CO DIV CARDINAL SCALE MFG CO | 1500 | Purchased
CHRISTIANA |  | HOSPITAL-CH | 0 | NONE | DE |  | 1999-10-04 20:00 |  | Scales; Patient; Floor | 28854 | 338 | DETECTO SCALE CO DIV CARDINAL SCALE MFG CO | 1500 | Purchased
CHRISTIANA |  | HOSPITAL-CH | 0 | E02612-0254 | DE |  |  |  | Scales; Patient; Floor | 47417 | 338 | DETECTO SCALE CO DIV CARDINAL SCALE MFG CO | 2126.41
CHRISTIANA |  | HOSPITAL-CH | 0 | 0503-154 | DE |  |  |  | Scales; Patient; Floor | 37178 | 338 | DETECTO SCALE CO DIV CARDINAL SCALE MFG CO | 1500
CHRISTIANA | 2005-08-19 | Springside Connor Building | 0 | 1376 | DE |  | 2009-07-16 20:00 | 2023-07-31 | Radiographic Systems; Digital | 46027 | Axiom Aristos MX | SIEMENS HEALTH SYSTEMS | 75000 | Purchased
CHRISTIANA | 2003-05-29 | CANCER CENTER | 0 | 1087 | DE |  | 2002-01-30 19:00 | 2023-07-31 | Radiographic Systems; Digital | 33307 | Axiom Aristos MX | SIEMENS HEALTH SYSTEMS | 518915 | Purchased
CHRISTIANA |  | HOSPITAL-WH | 0 | US81306889 | DE |  | 2013-12-22 19:00 |  | Defibrillator/Pacemakers; External | 45975 | 861290 XL+ | PHILIPS MEDICAL SYSTEMS CARDIAC & MONITORING SYSTEMS DIV | 25000
CHRISTIANA |  | MIDDLETOWN ED | 0 | US21304216 | DE |  | 2013-03-21 20:00 |  | Defibrillator/Pacemakers; External | 51390 | 861290 XL+ | PHILIPS MEDICAL SYSTEMS CARDIAC & MONITORING SYSTEMS DIV | 8999
CHRISTIANA |  | MIDDLETOWN ED | 0 | US21304214 | DE |  | 2013-03-21 20:00 |  | Defibrillator/Pacemakers; External | 51381 | 861290 XL+ | PHILIPS MEDICAL SYSTEMS CARDIAC & MONITORING SYSTEMS DIV | 25000
CHRISTIANA |  | MIDDLETOWN ED | 0 | US21304219 | DE |  | 2013-03-21 20:00 |  | Defibrillator/Pacemakers; External | 51383 | 861290 XL+ | PHILIPS MEDICAL SYSTEMS CARDIAC & MONITORING SYSTEMS DIV | 25000
CHRISTIANA |  | MIDDLETOWN ED | 0 | US21304217 | DE |  | 2013-03-21 20:00 |  | Defibrillator/Pacemakers; External | 51384 | 861290 XL+ | PHILIPS MEDICAL SYSTEMS CARDIAC & MONITORING SYSTEMS DIV | 25000
CHRISTIANA |  | MIDDLETOWN ED | 0 | US21304218 | DE |  | 2013-03-21 20:00 |  | Defibrillator/Pacemakers; External | 51388 | 861290 XL+ | PHILIPS MEDICAL SYSTEMS CARDIAC & MONITORING SYSTEMS DIV | 25000
CHRISTIANA |  | MIDDLETOWN ED | 0 | US21304215 | DE |  | 2013-03-21 20:00 |  | Defibrillator/Pacemakers; External | 51386 | 861290 XL+ | PHILIPS MEDICAL SYSTEMS CARDIAC & MONITORING SYSTEMS DIV | 25000
CHRISTIANA |  | MIDDLETOWN ED | 0 | US21304221 | DE |  | 2013-03-21 20:00 |  | Defibrillator/Pacemakers; External | 51389 | 861290 XL+ | PHILIPS MEDICAL SYSTEMS CARDIAC & MONITORING SYSTEMS DIV | 25000
CHRISTIANA |  | MIDDLETOWN ED | 0 | US21304220 | DE |  | 2013-03-24 20:00 |  | Defibrillator/Pacemakers; External | 51641 | 861290 XL+ | PHILIPS MEDICAL SYSTEMS CARDIAC & MONITORING SYSTEMS DIV | 8999.99
CHRISTIANA |  | CH-SURGI | 0 | CM3356D17 | DE |  | 2017-05-24 20:00 |  | Arthroscopic Shaver Systems | 60752 | AR-9800 | ARTHREX INC | 7000 | Purchased
CHRISTIANA |  | Limestone Mill Creek Medical Center | 0 | A3000-006603 | DE |  | 2008-07-10 20:00 |  | Electrocardiographs; Multichannel | 41713 | Burdick Atria 3000 | BURDICK INC A QUINTON CO | 15000
CHRISTIANA |  | Middletown Care Center(Sleepy Hollow) | 0 | A3000-007244 | DE |  |  |  | Electrocardiographs; Multichannel | 38228 | Burdick Atria 3000 | BURDICK INC A QUINTON CO | 0
CHRISTIANA |  | HOSPITAL-CH | 0 | b22m9l | DE |  |  |  | Probes; Ultrasonic | b22m9l | L15-7io | Philips Healthcare North America | 10000
CHRISTIANA |  | HOSPITAL-CH | 0 | 02Y0DQ | DE |  | 2019-03-29 08:42 |  | Probes; Ultrasonic | 02Y0DQ | L15-7io | Philips Healthcare North America | 10000 | Purchased
CHRISTIANA |  | HOSPITAL-CH | 0 | B04PM8 | DE |  |  |  | Probes; Ultrasonic | B04PM8 | L15-7io | Philips Healthcare North America | 10000
CHRISTIANA |  | HOSPITAL-CH | 0 | B22MDW | DE |  | 2019-03-29 08:42 |  | Probes; Ultrasonic | B22MDW | L15-7io | Philips Healthcare North America | 10000 | Purchased
CHRISTIANA |  | HOSPITAL-CH | 0 | B28BB9 | DE |  | 2018-06-11 20:00 |  | Probes; Ultrasonic | B28BB9 | L15-7io | Philips Healthcare North America | 10000 | Purchased
CHRISTIANA |  | HOSPITAL-CH | 0 | B03QLP | DE |  | 2019-03-29 08:42 |  | Probes; Ultrasonic | B03QLP | L15-7io | Philips Healthcare North America | 10000 | Purchased
CHRISTIANA | 2025-08-05 | HOSPITAL-CH | 0 | B1716V | DE |  | 2019-03-29 08:42 |  | Probes; Ultrasonic | B1716V | L15-7io | Philips Healthcare North America | 10000 | Purchased
CHRISTIANA |  | HOSPITAL-CH | 0 | 035M3K | DE |  |  |  | Probes; Ultrasonic | 035M3K | L15-7io | Philips Healthcare North America | 10000
CHRISTIANA |  | HOSPITAL-CH | 0 | B14QPX | DE |  | 2019-03-29 08:42 |  | Probes; Ultrasonic | B14QPX | L15-7io | Philips Healthcare North America | 10000 | Purchased
CHRISTIANA |  | HOSPITAL-CH | 0 | XXVA08185163 | DE |  |  |  | Printers | 86124 | QL220PLUS PRINTER | ZEBRA | 853.58
CHRISTIANA |  | HOSPITAL-CH | 0 | XXVA08205031 | DE |  |  |  | Printers | 86136 | QL220PLUS PRINTER | ZEBRA | 853.58
CHRISTIANA |  | HOSPITAL-CH | 0 | XXVA08215039 | DE |  |  |  | Printers | 86145 | QL220PLUS PRINTER | ZEBRA | 853.58
CHRISTIANA |  | HOSPITAL-CH | 0 | XXVA8205034 | DE |  |  |  | Printers | 86130 | QL220PLUS PRINTER | ZEBRA | 853.58
CHRISTIANA |  | HOSPITAL-CH | 0 | XXVA08215014 | DE |  |  |  | Printers | 86120 | QL220PLUS PRINTER | ZEBRA | 853.58
CHRISTIANA |  | HOSPITAL-CH | 0 | XXVA09410253 | DE |  |  |  | Printers | 86121 | QL220PLUS PRINTER | ZEBRA | 853.58
CHRISTIANA |  | HOSPITAL-CH | 0 | XXVA08185165 | DE |  |  |  | Printers | 86146 | QL220PLUS PRINTER | ZEBRA | 853.58
CHRISTIANA |  | HOSPITAL-CH | 0 | XXVA08215030 | DE |  |  |  | Printers | 86131 | QL220PLUS PRINTER | ZEBRA | 853.58
CHRISTIANA |  | HOSPITAL-CH | 0 | XXVA08215164 | DE |  |  |  | Printers | 86132 | QL220PLUS PRINTER | ZEBRA | 853.58
CHRISTIANA |  | HOSPITAL-CH | 0 | XXVA08215021 | DE |  |  |  | Printers | 86135 | QL220PLUS PRINTER | ZEBRA | 853.58
CHRISTIANA |  | HOSPITAL-CH | 0 | XXVA08185155 | DE |  |  |  | Printers | 86133 | QL220PLUS PRINTER | ZEBRA | 853.58
CHRISTIANA |  | HOSPITAL-CH | 0 | XXVA08215037 | DE |  |  |  | Printers | 86122 | QL220PLUS PRINTER | ZEBRA | 853.58
CHRISTIANA |  | HOSPITAL-CH | 0 | XXVA08215042 | DE |  |  |  | Printers | 86147 | QL220PLUS PRINTER | ZEBRA | 853.58
CHRISTIANA |  | HOSPITAL-CH | 0 | XXVA08215018 | DE |  |  |  | Printers | 86134 | QL220PLUS PRINTER | ZEBRA | 853.58
CHRISTIANA |  | WH SURGI | 0 | 1236 | DE |  | 2008-01-20 19:00 |  | Insufflators; Laparoscopic | 18952 | Electronic Insufflator 26012 | STORZ ENDOSCOPY-AMERICA INC | 2500 | Purchased
CHRISTIANA |  | HOSPITAL-CH | 0 | 1237 | DE |  |  |  | Insufflators; Laparoscopic | 18953 | Electronic Insufflator 26012 | STORZ ENDOSCOPY-AMERICA INC | 2585
CHRISTIANA |  | HOSPITAL-WH | 0 | 1906 | DE |  |  |  | Insufflators; Laparoscopic | 20466 | Electronic Insufflator 26012 | STORZ ENDOSCOPY-AMERICA INC | 2425
CHRISTIANA |  | CH-SURGI | 0 | 2506 | DE |  | 1992-05-31 20:00 |  | Insufflators; Laparoscopic | 19488 | Electronic Insufflator 26012 | STORZ ENDOSCOPY-AMERICA INC | 4700
CHRISTIANA |  | HOSPITAL-WH | 0 | 32529 | DE |  | 2013-04-01 20:00 |  | TEST EQUIPMENT; TEST EQUIPMENT | 49511 | 18021 RIKEN METER | RIKEN KEIKI CO LTD | 5000
CHRISTIANA |  | HOSPITAL-CH | 0 | 541230 | DE |  | 2019-03-29 08:42 |  | TEST EQUIPMENT; TEST EQUIPMENT | 49440 | atd-5490 | No Manufacturer Specified | 5000 | Purchased
CHRISTIANA |  | HOSPITAL-CH | 0 | NONE | DE |  |  |  | TEST EQUIPMENT; TEST EQUIPMENT | 49381 | MONITOR WIZARD VIDEO PATTERN GENERATOR | INDEPENDENCE ELECTRONICS | 5000
CHRISTIANA |  | HOSPITAL-CH | 0 | 1089MK | DE |  |  |  | TEST EQUIPMENT; TEST EQUIPMENT | 26163 | 8739 ELECTRICAL TESTER | UFI | 0
CHRISTIANA |  | HOSPITAL-WH | 0 | 45452 | DE |  | 2009-10-26 20:00 |  | Warming Units; Patient; Forced-Air | 46427 | Arizant Bair Hugger 750 | ARIZANT INC | 1500 | Purchased
CHRISTIANA |  | CH-SURGI | 0 | 2398 | DE |  | 2004-01-05 19:00 |  | Warming Units; Patient; Forced-Air | 35313 | Arizant Bair Hugger 750 | ARIZANT INC | 1500 | Purchased
CHRISTIANA |  | HOSPITAL-CH | 0 | 21778 | DE |  | 2009-05-22 20:00 |  | Warming Units; Patient; Forced-Air | 42739 | Arizant Bair Hugger 750 | ARIZANT INC | 1500
CHRISTIANA |  | HOSPITAL-CH | 0 | 40940 | DE |  |  |  | Warming Units; Patient; Forced-Air | 42714 | Arizant Bair Hugger 750 | ARIZANT INC | 1500
CHRISTIANA |  | HOSPITAL-WH | 0 | 10185 | DE |  | 2007-03-05 19:00 |  | Warming Units; Patient; Forced-Air | 39641 | Arizant Bair Hugger 750 | ARIZANT INC | 1500 | Purchased
CHRISTIANA |  | HOSPITAL-CH | 0 | 16272 | DE |  | 2005-03-14 19:00 |  | Warming Units; Patient; Forced-Air | 37039 | Arizant Bair Hugger 750 | ARIZANT INC | 1500
CHRISTIANA |  | HOSPITAL-CH | 0 | 42580 | DE |  | 2010-09-19 20:00 |  | Warming Units; Patient; Forced-Air | 42702 | Arizant Bair Hugger 750 | ARIZANT INC | 1500 | Purchased
CHRISTIANA |  | HOSPITAL-CH | 0 | 29736 | DE |  | 2007-03-05 19:00 |  | Warming Units; Patient; Forced-Air | 39621 | Arizant Bair Hugger 750 | ARIZANT INC | 1500 | Purchased
CHRISTIANA |  | HOSPITAL-CH | 0 | 2404 | DE |  | 2004-01-05 19:00 |  | Warming Units; Patient; Forced-Air | 35307 | Arizant Bair Hugger 750 | ARIZANT INC | 1500 | Purchased
CHRISTIANA |  | HOSPITAL-WH | 0 | 31894 | DE |  | 2008-05-26 20:00 |  | Warming Units; Patient; Forced-Air | 41387 | Arizant Bair Hugger 750 | ARIZANT INC | 1500 | Purchased
CHRISTIANA |  | HOSPITAL-WH | 0 | 58238 | DE |  | 2009-10-26 20:00 |  | Warming Units; Patient; Forced-Air | 45993 | Arizant Bair Hugger 750 | ARIZANT INC | 1500 | Purchased
CHRISTIANA |  | HOSPITAL-WH | 0 | 21090 | DE |  | 2007-03-05 19:00 |  | Warming Units; Patient; Forced-Air | 39636 | Arizant Bair Hugger 750 | ARIZANT INC | 1500 | Purchased
CHRISTIANA |  | HOSPITAL-WH | 0 | 45450 | DE |  | 2009-10-26 20:00 |  | Warming Units; Patient; Forced-Air | 46425 | Arizant Bair Hugger 750 | ARIZANT INC | 1500 | Purchased
CHRISTIANA |  | HOSPITAL-WH | 0 | 52383 | DE |  | 2014-06-09 20:00 |  | Warming Units; Patient; Forced-Air | 39640 | Arizant Bair Hugger 750 | ARIZANT INC | 1500
CHRISTIANA |  | HOSPITAL-WH | 0 | 45451 | DE |  |  |  | Warming Units; Patient; Forced-Air | 46426 | Arizant Bair Hugger 750 | ARIZANT INC | 1500
CHRISTIANA |  | HOSPITAL-WH | 0 | 51475 | DE |  | 2007-03-05 19:00 |  | Warming Units; Patient; Forced-Air | 39643 | Arizant Bair Hugger 750 | ARIZANT INC | 1500 | Purchased
CHRISTIANA |  | HOSPITAL-CH | 0 | 51141 | DE |  | 2011-01-03 19:00 |  | Warming Units; Patient; Forced-Air | 47371 | Arizant Bair Hugger 750 | ARIZANT INC | 1500 | Purchased
CHRISTIANA |  | HOSPITAL-CH | 0 | 51132 | DE |  | 2011-01-03 19:00 |  | Warming Units; Patient; Forced-Air | 47372 | Arizant Bair Hugger 750 | ARIZANT INC | 1500 | Purchased
CHRISTIANA |  | HOSPITAL-CH | 0 | 20831 | DE |  | 2007-03-05 19:00 |  | Warming Units; Patient; Forced-Air | 39620 | Arizant Bair Hugger 750 | ARIZANT INC | 1500 | Purchased
CHRISTIANA |  | HOSPITAL-CH | 0 | 2402 | DE |  | 2004-01-05 19:00 |  | Warming Units; Patient; Forced-Air | 35310 | Arizant Bair Hugger 750 | ARIZANT INC | 1500 | Purchased
CHRISTIANA |  | HOSPITAL-CH | 0 | 2403 | DE |  | 2004-01-05 19:00 |  | Warming Units; Patient; Forced-Air | 35308 | Arizant Bair Hugger 750 | ARIZANT INC | 1500 | Purchased
CHRISTIANA |  | HOSPITAL-CH | 0 | 51135 | DE |  | 2011-01-03 19:00 |  | Warming Units; Patient; Forced-Air | 47373 | Arizant Bair Hugger 750 | ARIZANT INC | 1500 | Purchased
CHRISTIANA |  | HOSPITAL-CH | 0 | 51139 | DE |  | 2011-01-03 19:00 |  | Warming Units; Patient; Forced-Air | 47374 | Arizant Bair Hugger 750 | ARIZANT INC | 1500 | Purchased
CHRISTIANA |  | HOSPITAL-CH | 0 | 51133 | DE |  | 2011-01-03 19:00 |  | Warming Units; Patient; Forced-Air | 47376 | Arizant Bair Hugger 750 | ARIZANT INC | 1500 | Purchased
CHRISTIANA |  | HOSPITAL-CH | 0 | 51134 | DE |  | 2019-03-29 08:42 |  | Warming Units; Patient; Forced-Air | 47377 | Arizant Bair Hugger 750 | ARIZANT INC | 1500 | Purchased
CHRISTIANA |  | HOSPITAL-WH | 0 | 58710 | DE |  | 2014-04-02 20:00 |  | Warming Units; Patient; Forced-Air | 53618 | Arizant Bair Hugger 750 | ARIZANT INC | 1500 | Purchased
CHRISTIANA |  | HOSPITAL-WH | 0 | 58714 | DE |  | 2014-04-02 20:00 |  | Warming Units; Patient; Forced-Air | 53620 | Arizant Bair Hugger 750 | ARIZANT INC | 1500 | Purchased
CHRISTIANA |  | HOSPITAL-CH | 0 | 47337 | DE |  | 2009-05-20 20:00 |  | Warming Units; Patient; Forced-Air | 61050 | Arizant Bair Hugger 750 | ARIZANT INC | 1500
CHRISTIANA |  | HOSPITAL-WH | 0 | 58708 | DE |  | 2014-04-02 20:00 |  | Warming Units; Patient; Forced-Air | 53617 | Arizant Bair Hugger 750 | ARIZANT INC | 1500 | Purchased
CHRISTIANA |  | HOSPITAL-WH | 0 | 58712 | DE |  | 2014-04-02 20:00 |  | Warming Units; Patient; Forced-Air | 53619 | Arizant Bair Hugger 750 | ARIZANT INC | 1500 | Purchased
CHRISTIANA |  | HOSPITAL-CH | 0 | 16124 | DE |  | 2021-01-18 06:40 |  | Warming Units; Patient; Forced-Air | 37038 | Arizant Bair Hugger 750 | ARIZANT INC | 1500
CHRISTIANA |  | HOSPITAL-CH | 0 | 2329 | DE |  | 2004-01-05 19:00 |  | Warming Units; Patient; Forced-Air | 35311 | Arizant Bair Hugger 750 | ARIZANT INC | 1500 | Purchased
CHRISTIANA |  | HOSPITAL-CH | 0 | 56902 | DE |  | 2005-03-14 19:00 |  | Warming Units; Patient; Forced-Air | 37041 | Arizant Bair Hugger 750 | ARIZANT INC | 1500 | Purchased
CHRISTIANA |  | HOSPITAL-CH | 0 | 16161 | DE |  | 2007-03-05 19:00 |  | Warming Units; Patient; Forced-Air | 39619 | Arizant Bair Hugger 750 | ARIZANT INC | 1500 | Purchased
CHRISTIANA |  | HOSPITAL-CH | 0 | 20832 | DE |  | 2007-03-05 19:00 |  | Warming Units; Patient; Forced-Air | 39618 | Arizant Bair Hugger 750 | ARIZANT INC | 1500 | Purchased
CHRISTIANA |  | HOSPITAL-WH | 0 | 58209 | DE |  | 2013-12-18 19:00 |  | Warming Units; Patient; Forced-Air | 45969 | Arizant Bair Hugger 750 | ARIZANT INC | 1500 | Purchased
CHRISTIANA |  | HOSPITAL-CH | 0 | 28301 | DE |  | 2004-01-05 19:00 |  | Warming Units; Patient; Forced-Air | 35309 | Arizant Bair Hugger 750 | ARIZANT INC | 1500 | Purchased
CHRISTIANA |  | HOSPITAL-CH | 0 | 36245 | DE |  | 2009-05-22 20:00 |  | Warming Units; Patient; Forced-Air | 42741 | Arizant Bair Hugger 750 | ARIZANT INC | 1500
CHRISTIANA |  | HOSPITAL-CH | 0 | 59473 | DE |  | 2014-06-24 20:00 |  | Warming Units; Patient; Forced-Air | 54193 | Arizant Bair Hugger 750 | ARIZANT INC | 1500
CHRISTIANA |  | HOSPITAL-WH | 0 | 20541 | DE |  | 2007-03-05 19:00 |  | Warming Units; Patient; Forced-Air | 39634 | Arizant Bair Hugger 750 | ARIZANT INC | 1500 | Purchased
CHRISTIANA |  | HOSPITAL-WH | 0 | 58211 | DE |  | 2013-12-18 19:00 |  | Warming Units; Patient; Forced-Air | 45970 | Arizant Bair Hugger 750 | ARIZANT INC | 1500
CHRISTIANA |  | HOSPITAL-WH | 0 | 58213 | DE |  | 2013-12-18 19:00 |  | Warming Units; Patient; Forced-Air | 45971 | Arizant Bair Hugger 750 | ARIZANT INC | 1500 | Purchased
CHRISTIANA |  | HOSPITAL-WH | 0 | 16916 | DE |  | 2006-09-06 20:00 |  | Warming Units; Patient; Forced-Air | 38842 | Arizant Bair Hugger 750 | ARIZANT INC | 1500 | Purchased
CHRISTIANA |  | HOSPITAL-WH | 0 | 58215 | DE |  | 2013-12-18 19:00 |  | Warming Units; Patient; Forced-Air | 45972 | Arizant Bair Hugger 750 | ARIZANT INC | 1500 | Purchased
CHRISTIANA |  | HOSPITAL-WH | 0 | 16892 | DE |  | 2019-03-29 08:42 |  | Warming Units; Patient; Forced-Air | 38841 | Arizant Bair Hugger 750 | ARIZANT INC | 1500 | Purchased
CHRISTIANA |  | HOSPITAL-WH | 0 | 20546 | DE |  | 2007-03-05 19:00 |  | Warming Units; Patient; Forced-Air | 39638 | Arizant Bair Hugger 750 | ARIZANT INC | 1500 | Purchased
CHRISTIANA |  | HOSPITAL-CH | 0 | 36269 | DE |  | 2012-02-20 19:00 |  | Warming Units; Patient; Forced-Air | 48131 | Arizant Bair Hugger 750 | ARIZANT INC | 1500 | Purchased
CHRISTIANA |  | HOSPITAL-CH | 0 | 40939 | DE |  | 2009-05-20 20:00 |  | Warming Units; Patient; Forced-Air | 42716 | Arizant Bair Hugger 750 | ARIZANT INC | 1500
CHRISTIANA |  | HOSPITAL-WH | 0 | 16915 | DE |  | 2006-09-06 20:00 |  | Warming Units; Patient; Forced-Air | 38843 | Arizant Bair Hugger 750 | ARIZANT INC | 1500 | Purchased
CHRISTIANA |  | HOSPITAL-CH | 0 | 56961 | DE |  |  |  | Warming Units; Patient; Forced-Air | 35312 | Arizant Bair Hugger 750 | ARIZANT INC | 1500
CHRISTIANA |  | HOSPITAL-CH | 0 | 3613 | DE |  | 2005-03-14 19:00 |  | Warming Units; Patient; Forced-Air | 37040 | Arizant Bair Hugger 750 | ARIZANT INC | 1500 | Purchased
CHRISTIANA |  | HOSPITAL-CH | 0 | 51140 | DE |  | 2011-01-03 19:00 |  | Warming Units; Patient; Forced-Air | 47378 | Arizant Bair Hugger 750 | ARIZANT INC | 1500 | Purchased
CHRISTIANA |  | HOSPITAL-CH | 0 | 48318 | DE |  | 2010-04-25 20:00 |  | Warming Units; Patient; Forced-Air | 46552 | Arizant Bair Hugger 750 | ARIZANT INC | 1500
CHRISTIANA |  | HOSPITAL-CH | 0 | 143872 | DE |  | 2018-12-18 19:00 |  | Warming Units; Patient; Forced-Air | 68573 | Arizant Bair Hugger 750 | ARIZANT INC | 1500 | Purchased
CHRISTIANA |  | HOSPITAL-CH | 0 | 35275 | DE |  | 2009-05-22 20:00 |  | Warming Units; Patient; Forced-Air | 42740 | Arizant Bair Hugger 750 | ARIZANT INC | 1500
CHRISTIANA |  | HOSPITAL-WH | 0 | 20830 | DE |  | 2007-03-05 19:00 |  | Warming Units; Patient; Forced-Air | 39622 | Arizant Bair Hugger 750 | ARIZANT INC | 1500 | Purchased
CHRISTIANA |  | HOSPITAL-CH | 0 | 32808 | DE |  | 2009-05-22 20:00 |  | Warming Units; Patient; Forced-Air | 42742 | Arizant Bair Hugger 750 | ARIZANT INC | 1500
CHRISTIANA |  | HOSPITAL-WH | 0 | 23292 | DE |  | 2007-03-05 19:00 |  | Warming Units; Patient; Forced-Air | 39637 | Arizant Bair Hugger 750 | ARIZANT INC | 1500 | Purchased
CHRISTIANA |  | HOSPITAL-CH | 0 | 51136 | DE |  | 2011-01-03 19:00 |  | Warming Units; Patient; Forced-Air | 47375 | Arizant Bair Hugger 750 | ARIZANT INC | 1500 | Purchased
CHRISTIANA |  | HOSPITAL-WH | 0 | 12942 | DE |  | 2007-03-05 19:00 |  | Warming Units; Patient; Forced-Air | 39635 | Arizant Bair Hugger 750 | ARIZANT INC | 1500 | Purchased
CHRISTIANA |  | HOSPITAL-CH | 0 | 2401 | DE |  | 2004-01-05 19:00 |  | Warming Units; Patient; Forced-Air | 35306 | Arizant Bair Hugger 750 | ARIZANT INC | 1500 | Purchased
CHRISTIANA |  | HOSPITAL-CH | 0 | 40938 | DE |  | 2009-05-20 20:00 |  | Warming Units; Patient; Forced-Air | 42717 | Arizant Bair Hugger 750 | ARIZANT INC | 1500 | Purchased
CHRISTIANA |  | HOSPITAL-WH | 0 | 48899 | DE |  | 2006-09-06 20:00 |  | Warming Units; Patient; Forced-Air | 38845 | Arizant Bair Hugger 750 | ARIZANT INC | 1500 | Purchased
CHRISTIANA |  | HOSPITAL-WH | 0 | 31895 | DE |  | 2008-05-26 20:00 |  | Warming Units; Patient; Forced-Air | 41388 | Arizant Bair Hugger 750 | ARIZANT INC | 1500 | Purchased
CHRISTIANA |  | HOSPITAL-CH | 0 | 51485 | DE |  | 2011-01-30 19:00 |  | Warming Units; Patient; Forced-Air | 47385 | Arizant Bair Hugger 750 | ARIZANT INC | 1500
CHRISTIANA |  | HOSPITAL-CH | 0 | 38517 | DE |  | 2012-02-20 19:00 |  | Warming Units; Patient; Forced-Air | 48130 | Arizant Bair Hugger 750 | ARIZANT INC | 1500
CHRISTIANA |  | HOSPITAL-CH | 0 | 51138 | DE |  | 2011-01-03 19:00 |  | Warming Units; Patient; Forced-Air | 47394 | Arizant Bair Hugger 750 | ARIZANT INC | 1500
CHRISTIANA |  | HOSPITAL-WH | 0 | 43914 | DE |  | 2006-09-06 20:00 |  | Warming Units; Patient; Forced-Air | 38844 | Arizant Bair Hugger 750 | ARIZANT INC | 1500 | Purchased
CHRISTIANA |  | HOSPITAL-CH | 0 | 51137 | DE |  | 2019-03-29 08:42 |  | Warming Units; Patient; Forced-Air | 47379 | Arizant Bair Hugger 750 | ARIZANT INC | 1500
CHRISTIANA |  | Smyrna Health & Wellness Center | 0 | 1207-0024-025 | DE |  |  |  | Microscopes; Light; Laboratory; Fluorescence | 39979 | MICROMASTER | FISHER SCIENTIFIC | 499.99
CHRISTIANA |  | HOSPITAL-WH | 0 | FW01-02C-2462 | DE |  | 2005-07-12 20:00 |  | Microscopes; Light; Laboratory; Fluorescence | 37204 | MICROMASTER | FISHER SCIENTIFIC | 3500
CHRISTIANA |  | Mount Pleasant High School | 0 | 20700240161 | DE |  |  |  | Microscopes; Light; Laboratory; Fluorescence | Micro9 | MICROMASTER | FISHER SCIENTIFIC | 499.99
CHRISTIANA |  | Delcastle High School | 0 | 30700240051 | DE |  |  |  | Microscopes; Light; Laboratory; Fluorescence | Micro10 | MICROMASTER | FISHER SCIENTIFIC | 499.99
CHRISTIANA |  | HOSPITAL-WH | 0 | FW97-071176 | DE |  |  |  | Microscopes; Light; Laboratory; Fluorescence | 31675 | MICROMASTER | FISHER SCIENTIFIC | 499.99
CHRISTIANA |  | Mckean High School | 0 | 102 | DE |  |  |  | Microscopes; Light; Laboratory; Fluorescence | Micro11 | MICROMASTER | FISHER SCIENTIFIC | 499.99
CHRISTIANA |  | HOSPITAL-WH | 0 | 10705-0024-007 | DE |  |  |  | Microscopes; Light; Laboratory; Fluorescence | 37265 | MICROMASTER | FISHER SCIENTIFIC | 9.99
CHRISTIANA |  | HOSPITAL-WH | 0 | NONE | DE |  |  |  | Microscopes; Light; Laboratory; Fluorescence | 31836 | MICROMASTER | FISHER SCIENTIFIC | 499.99
CHRISTIANA |  | HOSPITAL-CH | 0 | 12-561B | DE |  | 2001-03-22 19:00 |  | Microscopes; Light; Laboratory; Fluorescence | 29926 | MICROMASTER | FISHER SCIENTIFIC | 3500
CHRISTIANA |  | HOSPITAL-CH | 0 | 10507-0024-001 | DE |  | 2007-11-08 19:00 |  | Microscopes; Light; Laboratory; Fluorescence | 40555 | MICROMASTER | FISHER SCIENTIFIC | 3500 | Purchased
CHRISTIANA |  | HOSPITAL-WH | 0 | FW97-07-1154 | DE |  |  |  | Microscopes; Light; Laboratory; Fluorescence | 31664 | MICROMASTER | FISHER SCIENTIFIC | 499.99
CHRISTIANA |  | CANCER CENTER | 0 | 2205678-000 | DE |  | 2018-06-03 20:00 |  | Warming Units; Blanket | 67360 | Blanket Warming Cabinet EC350 | Enthermics Medical Systems | 2969.55 | Purchased
CHRISTIANA |  | HOSPITAL-WH | 200 | MD6000-H0744 | DE |  | 2017-10-19 20:00 |  | Scanning Systems; Ultrasonic; Portable | 65675 | Portascan 3D MD-6000 | LABORIE MEDICAL TECHNOLOGIES CORP. | 7500
CHRISTIANA |  | HOSPITAL-CH | 300 | MD6000-H1164 | DE |  | 2018-08-01 20:00 |  | Scanning Systems; Ultrasonic; Portable | 67921 | Portascan 3D MD-6000 | LABORIE MEDICAL TECHNOLOGIES CORP. | 7375 | Purchased
CHRISTIANA |  | HOSPITAL-CH | 200 | MD6000-H0748 | DE |  | 2017-10-19 20:00 |  | Scanning Systems; Ultrasonic; Portable | 65676 | Portascan 3D MD-6000 | LABORIE MEDICAL TECHNOLOGIES CORP. | 7375 | Purchased
CHRISTIANA |  | HOSPITAL-CH | 0 | MD6000-I0219 | DE |  | 2018-04-16 20:00 |  | Scanning Systems; Ultrasonic; Portable | 67466 | Portascan 3D MD-6000 | LABORIE MEDICAL TECHNOLOGIES CORP. | 7500 | Purchased
CHRISTIANA |  | HOSPITAL-CH | 200 | MD6000-H0714 | DE |  | 2017-10-19 20:00 |  | Scanning Systems; Ultrasonic; Portable | 65681 | Portascan 3D MD-6000 | LABORIE MEDICAL TECHNOLOGIES CORP. | 7573 | Purchased
CHRISTIANA |  | HOSPITAL-CH | 200 | MD6000-H0740 | DE |  | 2017-10-19 20:00 |  | Scanning Systems; Ultrasonic; Portable | 65680 | Portascan 3D MD-6000 | LABORIE MEDICAL TECHNOLOGIES CORP. | 7500
CHRISTIANA |  | HOSPITAL-CH | 0 | MD6000-H0715 | DE |  | 2017-10-19 20:00 |  | Scanning Systems; Ultrasonic; Portable | 65674 | Portascan 3D MD-6000 | LABORIE MEDICAL TECHNOLOGIES CORP. | 7500
CHRISTIANA |  | HOSPITAL-CH | 0 | MD6000-F0428 | DE |  | 2018-04-16 20:00 |  | Scanning Systems; Ultrasonic; Portable | 67298 | Portascan 3D MD-6000 | LABORIE MEDICAL TECHNOLOGIES CORP. | 7500
CHRISTIANA |  | HOSPITAL-CH | 200 | MD6000.H0739 | DE |  | 2018-04-11 20:00 |  | Scanning Systems; Ultrasonic; Portable | 65593 | Portascan 3D MD-6000 | LABORIE MEDICAL TECHNOLOGIES CORP. | 7500
CHRISTIANA |  | HOSPITAL-CH | 0 | MD6000-F1109 | DE |  | 2018-04-16 20:00 |  | Scanning Systems; Ultrasonic; Portable | 67297 | Portascan 3D MD-6000 | LABORIE MEDICAL TECHNOLOGIES CORP. | 7500
CHRISTIANA |  | HOSPITAL-CH | 200 | MD6000-H0715 | DE |  | 2018-01-25 19:00 |  | Scanning Systems; Ultrasonic; Abdominal | 66361 | Portascan 3D MD-6000 | LABORIE MEDICAL TECHNOLOGIES CORP. | 7500 | Purchased
CHRISTIANA |  | HOSPITAL-CH | 300 | MD6000-10559 | DE |  | 2018-08-01 20:00 |  | Scanning Systems; Ultrasonic; Abdominal | 67923 | Portascan 3D MD-6000 | LABORIE MEDICAL TECHNOLOGIES CORP. | 7375 | Purchased
CHRISTIANA |  | HOSPITAL-CH | 200 | MD6000-H0683 | DE |  | 2017-10-19 20:00 |  | Scanning Systems; Ultrasonic; Portable | 65677 | Portascan 3D MD-6000 | LABORIE MEDICAL TECHNOLOGIES CORP. | 7500 | Purchased
CHRISTIANA |  | HOSPITAL-CH | 200 | MD6000.H0686 | DE |  | 2017-10-11 20:00 |  | Scanning Systems; Ultrasonic; Portable | 60837 | Portascan 3D MD-6000 | LABORIE MEDICAL TECHNOLOGIES CORP. | 7500 | Purchased
CHRISTIANA |  | HOSPITAL-CH | 0 | KL 1157 | DE |  |  |  | Insufflators; Endoscopic | 52854 | Electronic Insufflator 264305-20 | STORZ ENDOSCOPY-AMERICA INC | 13065
CHRISTIANA |  | HOSPITAL-CH | 0 | GB0644498 | DE |  | 2008-09-12 20:00 |  | Insufflators; Endoscopic | 40687 | Electronic Insufflator 264305-20 | STORZ ENDOSCOPY-AMERICA INC | 13065 | Purchased
CHRISTIANA |  | HOSPITAL-CH | 0 | ME0619443 | DE |  | 2006-01-25 19:00 |  | Insufflators; Endoscopic | 38304 | Electronic Insufflator 264305-20 | STORZ ENDOSCOPY-AMERICA INC | 13065 | Purchased
CHRISTIANA |  | HOSPITAL-CH | 0 | HF0610214 | DE |  | 2006-01-25 19:00 |  | Insufflators; Endoscopic | 38494 | Electronic Insufflator 264305-20 | STORZ ENDOSCOPY-AMERICA INC | 13065 | Purchased
CHRISTIANA |  | HOSPITAL-CH | 0 | ZX0685500 | DE |  | 2013-05-13 20:00 |  | Insufflators; Endoscopic | 51958 | Electronic Insufflator 264305-20 | STORZ ENDOSCOPY-AMERICA INC | 13065 | Purchased
CHRISTIANA |  | HOSPITAL-CH | 0 | CD0620829 | DE |  | 2013-07-23 20:00 |  | Insufflators; Endoscopic | 52712 | Electronic Insufflator 264305-20 | STORZ ENDOSCOPY-AMERICA INC | 25000 | Purchased
CHRISTIANA |  | HOSPITAL-CH | 0 | FD0622533 | DE |  | 2006-09-10 20:00 |  | Insufflators; Endoscopic | 38877 | Electronic Insufflator 264305-20 | STORZ ENDOSCOPY-AMERICA INC | 13720
CHRISTIANA |  | HOSPITAL-CH | 0 | EB0642926 | DE |  | 2008-09-12 20:00 |  | Insufflators; Endoscopic | 40685 | Electronic Insufflator 264305-20 | STORZ ENDOSCOPY-AMERICA INC | 13065 | Purchased
CHRISTIANA |  | HOSPITAL-CH | 0 | ME0619439 | DE |  | 2005-01-25 19:00 |  | Insufflators; Endoscopic | 38298 | Electronic Insufflator 264305-20 | STORZ ENDOSCOPY-AMERICA INC | 13065 | Purchased
CHRISTIANA |  | HOSPITAL-CH | 0 | ME0619270 | DE |  |  |  | Insufflators; Endoscopic | 38301 | Electronic Insufflator 264305-20 | STORZ ENDOSCOPY-AMERICA INC | 13065
CHRISTIANA |  | HOSPITAL-WH | 0 | LF0612086 | DE |  | 2006-01-25 19:00 |  | Insufflators; Endoscopic | 38469 | Electronic Insufflator 264305-20 | STORZ ENDOSCOPY-AMERICA INC | 13065 | Purchased
CHRISTIANA |  | HOSPITAL-WH | 0 | ED0621856 | DE |  |  |  | Insufflators; Endoscopic | 39006 | Electronic Insufflator 264305-20 | STORZ ENDOSCOPY-AMERICA INC | 8918
CHRISTIANA |  | HOSPITAL-WH | 0 | FD0621852 | DE |  | 2006-10-10 20:00 |  | Insufflators; Endoscopic | 38989 | Electronic Insufflator 264305-20 | STORZ ENDOSCOPY-AMERICA INC | 8918 | Purchased
CHRISTIANA |  | HOSPITAL-CH | 0 | FF09355 | DE |  | 2006-01-25 19:00 |  | Insufflators; Endoscopic | 38489 | Electronic Insufflator 264305-20 | STORZ ENDOSCOPY-AMERICA INC | 13065 | Purchased
CHRISTIANA |  | HOSPITAL-CH | 0 | UX 14534-B | DE |  |  |  | Insufflators; Endoscopic | 50008 | Electronic Insufflator 264305-20 | STORZ ENDOSCOPY-AMERICA INC | 13065
CHRISTIANA |  | HOSPITAL-CH | 0 | DD0621470 | DE |  | 2006-09-10 20:00 |  | Insufflators; Endoscopic | 38874 | Electronic Insufflator 264305-20 | STORZ ENDOSCOPY-AMERICA INC | 13720
CHRISTIANA |  | HOSPITAL-CH | 0 | ED0622311 | DE |  | 2006-09-10 20:00 |  | Insufflators; Endoscopic | 38876 | Electronic Insufflator 264305-20 | STORZ ENDOSCOPY-AMERICA INC | 13720
CHRISTIANA |  | HOSPITAL-CH | 0 | FD0622534 | DE |  |  |  | Insufflators; Endoscopic | 38875 | Electronic Insufflator 264305-20 | STORZ ENDOSCOPY-AMERICA INC | 13720
CHRISTIANA |  | HOSPITAL-CH | 0 | 2005 | DE |  | 1998-07-10 20:00 |  | Surgical Slush Units | 21150 | ORS-1175 | EchoLab | 3500
CHRISTIANA |  | HOSPITAL-CH | 0 | 2010 | DE |  |  |  | Surgical Slush Units | 21149 | ORS-1175 | EchoLab | 3500
CHRISTIANA |  | HOSPITAL-CH | 0 | 459980 | DE |  | 2009-10-17 20:00 |  | Dryers; Labware | 41678 | Steri-vac Drying Cabinet 45AA | 3M Occupational Health & Environmental Safety Div | 1500 | Purchased
CHRISTIANA |  | Foulkstone Plaza | 0 | TSS102464 | DE |  | 2006-11-26 19:00 |  | Exercisers; Aerobic; Treadmill | 38619 | T95 | Life Fitness | 1999.99
CHRISTIANA |  | HOSPITAL-WH | 0 | NONE | DE |  |  |  | Light Sources; Fiberoptic | 36632 | LX-150 | CARDINAL | 999.99
CHRISTIANA |  | HOSPITAL-CH | 0 | L9D152976-20AC | DE |  |  |  | Electrosurgical Units | 20467 | SSE2L | VALLEYLAB DIV TYCO HEALTHCARE GROUP LP | 6473
CHRISTIANA |  | HOSPITAL-WH | 0 | 5L9998L-20AC | DE |  |  |  | Electrosurgical Units | 13403 | SSE2L | VALLEYLAB DIV TYCO HEALTHCARE GROUP LP | 6323
CHRISTIANA |  | HOSPITAL-CH | 0 | 1681568 | DE |  |  |  | Thermometers; Electronic | 27336 | 600 | CARDINAL | 500
CHRISTIANA |  | HOSPITAL-CH | 0 | 1581462 | DE |  |  |  | Thermometers; Electronic | 27331 | 600 | CARDINAL | 500
CHRISTIANA |  | PMRI | 0 | 107248 | DE |  |  |  | Thermometers; Electronic | 27157 | 600 | CARDINAL | 500
CHRISTIANA |  | HOSPITAL-CH | 0 | 1581464 | DE |  |  |  | Thermometers; Electronic | 27332 | 600 | CARDINAL | 500
CHRISTIANA |  | HOSPITAL-WH | 0 | 6936 | DE |  |  |  | Thermometers; Electronic | 19513 | 600 | CARDINAL | 500
CHRISTIANA |  | MAP II Condo | 0 | 3D6104009 | DE |  | 2001-01-31 19:00 |  | Compressors; Medical-Air | 45379 | PulmoMate 4650D | DeVilbiss Healthcare Inc | 40 | Purchased
CHRISTIANA |  | MAP II Condo | 0 | 3D6105132 | DE |  | 2001-01-31 19:00 |  | Compressors; Medical-Air | 45378 | PulmoMate 4650D | DeVilbiss Healthcare Inc | 97.35 | Purchased
CHRISTIANA |  | HOSPITAL-CH | 0 | 0907-291-00-1-0209 | DE |  | 2015-09-13 20:00 |  | Facility Booms; Ceiling-Mounted | B4 BOOM 4 | Ergon 3 boom 100 Series | Skytron Div The KMW Group | 75000
CHRISTIANA |  | HOSPITAL-WH | 0 | 40955 | DE |  |  |  | Stimulators; Electrical; Brain; Convulsive Therapy | 37101 | SYSTC IV | SOMATICS LLC | 13995
CHRISTIANA |  | HOSPITAL-CH | 0 | 1S04399 | DE |  |  |  | Apheresis Units | 30798 | 2G | GAMBRO RENAL PRODUCTS | 47200
CHRISTIANA |  | HOSPITAL-CH | 0 | 1S04398 | DE |  | 2001-01-15 19:00 |  | Apheresis Units | 30799 | 2G | GAMBRO RENAL PRODUCTS | 47200
CHRISTIANA |  | HOSPITAL-CH | 0 | 1S04735 | DE |  |  |  | Apheresis Units | 31792 | 2G | GAMBRO RENAL PRODUCTS | 47000
CHRISTIANA | 2014-08-05 | HOSPITAL-CH | 0 | 345146 | DE |  | 2013-05-13 20:00 | 2023-07-31 | Scanning Systems; Ultrasonic; General-Purpose | 46926 | X300 | Acuson | 45000 | Purchased
CHRISTIANA |  | HOSPITAL-CH | 0 | NONE | DE |  | 2004-05-17 20:00 |  | Scales; Patient; Floor | 36028 | 764-1800 | DETECTO SCALE CO DIV CARDINAL SCALE MFG CO | 1500 | Purchased
CHRISTIANA |  | HOSPITAL-CH | 0 | BE14282 | DE |  |  |  | Incubators; Infant | 18331 | C100-2 | HILL-ROM AIR-SHIELDS A HILL-ROM CO | 7293
CHRISTIANA |  | HOSPITAL-CH | 0 | BE14290 | DE |  |  |  | Incubators; Infant | 18336 | C100-2 | HILL-ROM AIR-SHIELDS A HILL-ROM CO | 8095
CHRISTIANA |  | HOSPITAL-CH | 0 | BE14281 | DE |  |  |  | Incubators; Infant | 19201 | C100-2 | HILL-ROM AIR-SHIELDS A HILL-ROM CO | 6490
CHRISTIANA |  | HOSPITAL-CH | 0 | USCH045456 | DE |  | 1998-10-13 20:00 |  | Printers | 28035 | LASER JET 6P | PHILIPS MEDICAL SYSTEMS CARDIAC & MONITORING SYSTEMS DIV | 1260 | Purchased
CHRISTIANA |  | HOSPITAL-CH | 0 | H0885128 | DE |  |  |  | Anesthesia Kits; Paracervical | 14901 | NSI-34 | SKLAR INSTRUMENT CO DIV MEDCO GROUP INC | 1200
CHRISTIANA |  | HOSPITAL-CH | 0 | 1257 | DE |  |  |  | Separators; Plasma | 30818 | P 100 | INTERPORE CROSS INTERNATIONAL | 2995
CHRISTIANA |  | HOSPITAL-CH | 0 | 200722495 | DE |  |  |  | Sphygmomanometers; Electronic; Automatic | 40735 | 4200B-E1 | CARDINAL | 1300
CHRISTIANA |  | Riverside Medical Arts Complex | 0 | 200605659 | DE |  |  |  | Sphygmomanometers; Electronic; Automatic | 38090 | 4200B-E1 | CARDINAL | 1300
CHRISTIANA |  |  | 0 | 2007165009 | DE |  |  |  | Sphygmomanometers; Electronic; Automatic | 39495 | 4200B-E1 | CARDINAL | 1300
CHRISTIANA |  | Riverside Medical Arts Complex | 0 | 200605635 | DE |  |  |  | Sphygmomanometers; Electronic; Automatic | 38091 | 4200B-E1 | CARDINAL | 1300
CHRISTIANA |  | HOSPITAL-CH | 0 | 201118617 | DE |  |  |  | Sphygmomanometers; Electronic; Automatic | 45454 | 4200B-E1 | CARDINAL | 1300
CHRISTIANA |  | CH-SURGI | 0 | L5B8751V | DE |  |  |  | Electrosurgical Units; Monopolar/Bipolar | 37081 | LIGASURE | VALLEYLAB DIV TYCO HEALTHCARE GROUP LP | 15600
CHRISTIANA |  | CH-SURGI | 0 | L3L6167V | DE |  |  |  | Electrosurgical Units; Monopolar/Bipolar | 34984 | LIGASURE | VALLEYLAB DIV TYCO HEALTHCARE GROUP LP | 18720
CHRISTIANA |  | HOSPITAL-CH | 0 | L4G7350V | DE |  |  |  | Electrosurgical Units; Monopolar/Bipolar | 34681 | LIGASURE | VALLEYLAB DIV TYCO HEALTHCARE GROUP LP | 18720
CHRISTIANA |  | HOSPITAL-WH | 0 | L4H7458V | DE |  |  |  | Electrosurgical Units; Monopolar/Bipolar | 36434 | LIGASURE | VALLEYLAB DIV TYCO HEALTHCARE GROUP LP | 18720
CHRISTIANA |  | HOSPITAL-CH | 0 | 101N0014 | DE |  | 2001-03-22 19:00 |  | Centrifuges | 29924 | 8K | FISHER SCIENTIFIC | 5000
CHRISTIANA |  | HOSPITAL-WH | 0 | 303N0022 | DE |  |  |  | Centrifuges | 34586 | 8K | FISHER SCIENTIFIC | 0
CHRISTIANA |  | HOSPITAL-CH | 0 | PPM-21984 | DE |  |  |  | Circulatory Assist Units; Cardiac; Ventricular | 57553PAT | PM | THORATEC | 50000
CHRISTIANA |  | HOSPITAL-CH | 0 | PPM-22661 | DE |  | 2016-03-27 20:00 |  | Circulatory Assist Units; Cardiac; Ventricular | 62019PAT | PM | THORATEC | 50000
CHRISTIANA |  | HOSPITAL-CH | 0 | PPM-08912 | DE |  |  |  | Circulatory Assist Units; Cardiac; Ventricular | 45098PAT | PM | THORATEC | 50000
CHRISTIANA |  | HOSPITAL-CH | 0 | PPM-12348 | DE |  |  |  | Circulatory Assist Units; Cardiac; Ventricular | 57223PAT | PM | THORATEC | 50000
CHRISTIANA |  | HOSPITAL-CH | 0 | PPM-15218 | DE |  |  |  | Circulatory Assist Units; Cardiac; Ventricular | 45112PAT | PM | THORATEC | 50000
CHRISTIANA |  | HOSPITAL-CH | 0 | PPM-14233 | DE |  |  |  | Circulatory Assist Units; Cardiac; Ventricular | 49703PAT | PM | THORATEC | 50000
CHRISTIANA |  | HOSPITAL-CH | 0 | PPM-07124 | DE |  | 2015-12-09 19:00 |  | Circulatory Assist Units; Cardiac; Ventricular | 55743 | PM | THORATEC | 50000 | Purchased
CHRISTIANA |  | HOSPITAL-CH | 0 | PPM-23013 | DE |  | 2016-06-01 20:00 |  | Circulatory Assist Units; Cardiac; Ventricular | 62232PAT | PM | THORATEC | 50000 | Purchased
CHRISTIANA |  | HOSPITAL-CH | 0 | MPU-26436 | DE |  | 2019-03-29 08:42 |  | Circulatory Assist Units; Cardiac; Ventricular | 65714PAT | PM | THORATEC | 50000 | Purchased
CHRISTIANA |  | HOSPITAL-CH | 0 | PPM-09249 | DE |  | 2013-05-04 20:00 |  | Circulatory Assist Units; Cardiac; Ventricular | 49050PAT | PM | THORATEC | 50000 | Purchased
CHRISTIANA |  | HOSPITAL-CH | 0 | PPM-12017 | DE |  |  |  | Circulatory Assist Units; Cardiac; Ventricular | 45104PAT | PM | THORATEC | 50000
CHRISTIANA |  | HOSPITAL-CH | 0 | PPM-12281 | DE |  | 2014-03-31 20:00 |  | Circulatory Assist Units; Cardiac; Ventricular | 49947PAT | PM | THORATEC | 50000
CHRISTIANA |  | HOSPITAL-CH | 0 | PPM-22529 | DE |  |  |  | Circulatory Assist Units; Cardiac; Ventricular | 61951PAT | PM | THORATEC | 50000
CHRISTIANA |  | HOSPITAL-CH | 0 | PPM-1000 | DE |  |  |  | Circulatory Assist Units; Cardiac; Ventricular | 49322PAT | PM | THORATEC | 50000
CHRISTIANA |  | HOSPITAL-CH | 0 | PPM-18080 | DE |  |  |  | Circulatory Assist Units; Cardiac; Ventricular | 45275PAT | PM | THORATEC | 50000
CHRISTIANA |  | HOSPITAL-CH | 0 | PPM-20114 | DE |  | 2015-02-27 19:00 |  | Circulatory Assist Units; Cardiac; Ventricular | 57115PAT | PM | THORATEC | 50000 | Purchased
CHRISTIANA |  | HOSPITAL-CH | 0 | PPM-18499 | DE |  |  |  | Circulatory Assist Units; Cardiac; Ventricular | 54167PAT | PM | THORATEC | 50000
CHRISTIANA |  | HOSPITAL-CH | 0 | PPM-11843 | DE |  | 2019-12-31 05:47 |  | Circulatory Assist Units; Cardiac; Ventricular | 45102 | PM | THORATEC | 50000 | Purchased
CHRISTIANA |  | HOSPITAL-CH | 0 | PPM-09249 | DE |  | 2013-07-23 20:00 |  | Circulatory Assist Units; Cardiac; Ventricular | 45100 | PM | THORATEC | 50000
CHRISTIANA |  | HOSPITAL-CH | 0 | PPM-22640 | DE |  | 2016-03-17 20:00 |  | Circulatory Assist Units; Cardiac; Ventricular | 61861PAT | PM | THORATEC | 50000 | Purchased
CHRISTIANA |  | HOSPITAL-CH | 0 | PPM-23814 | DE |  | 2017-04-23 20:00 |  | Circulatory Assist Units; Cardiac; Ventricular | 64531 | PM | THORATEC | 50000 | Purchased
CHRISTIANA |  | HOSPITAL-CH | 0 | PPM-08361 | DE |  | 2012-10-11 20:00 |  | Circulatory Assist Units; Cardiac; Ventricular | 47683 | PM | THORATEC | 50000
CHRISTIANA |  | HOSPITAL-CH | 0 | KV000165 | DE |  |  |  | Electroencephalographs | 31242 | ALW32 | NICOLET INSTRUMENT CORP | 34999.99
CHRISTIANA |  | HOSPITAL-CH | 0 | KV000162 | DE |  |  |  | Electroencephalographs | 31248 | ALW32 | NICOLET INSTRUMENT CORP | 34999.99
CHRISTIANA |  | HOSPITAL-WH | 0 | NA030342 | DE |  |  |  | Electroencephalographs | 36439 | ALW32 | NICOLET INSTRUMENT CORP | 34999.99
CHRISTIANA |  | HOSPITAL-CH | 0 | NA020109 | DE |  |  |  | Electroencephalographs | 33636 | ALW32 | NICOLET INSTRUMENT CORP | 34994
CHRISTIANA |  | HOSPITAL-WH | 0 | AJ01001 | DE |  | 2009-04-30 20:00 |  | Analyzers; Laboratory; Hematology; Cell Counting; Automated | 42311 | Coulter Hematology Analyzer LH 750 | Beckman Coulter Inc | 75000 | Purchased
CHRISTIANA |  | HOSPITAL-WH | 0 | AE23015 | DE |  | 2009-04-30 20:00 |  | Analyzers; Laboratory; Hematology; Cell Counting; Automated | 42312 | Coulter Hematology Analyzer LH 750 | Beckman Coulter Inc | 9999 | Purchased
CHRISTIANA |  | HOSPITAL-WH | 0 | FAF0055 | DE |  | 2019-03-29 08:43 |  | Cameras; Video; Endoscope | 60603 | Synergy HD3 Console AR-3200-0001T | ARTHREX INC | 19032.65 | Purchased
CHRISTIANA |  | HOSPITAL-WH | 0 | HD001892 | DE |  | 2011-11-09 19:00 |  | TELEMETRY UNITS | WF037 | 406 | CARDINAL | 3200
CHRISTIANA |  | HOSPITAL-WH | 0 | HD002040 | DE |  | 2011-11-09 19:00 |  | TELEMETRY UNITS | WF038 | 406 | CARDINAL | 3200
CHRISTIANA |  | HOSPITAL-WH | 0 | HD002023 | DE |  | 2011-11-09 19:00 |  | TELEMETRY UNITS | WF039 | 406 | CARDINAL | 3200
CHRISTIANA |  | HOSPITAL-CH | 0 | HD002042 | DE |  | 2011-12-27 19:00 |  | TELEMETRY UNITS | CF063 | 406 | CARDINAL | 3200
CHRISTIANA |  | HOSPITAL-CH | 0 | HD002390 | DE |  | 2012-03-14 20:00 |  | TELEMETRY UNITS | CF107 | 406 | CARDINAL | 3200
CHRISTIANA |  | HOSPITAL-CH | 0 | HD004346 | DE |  | 2012-03-14 20:00 |  | TELEMETRY UNITS | CF108 | 406 | CARDINAL | 3200
CHRISTIANA |  | HOSPITAL-CH | 0 | HD002185 | DE |  | 2012-03-14 20:00 |  | TELEMETRY UNITS | CF109 | 406 | CARDINAL | 3200
CHRISTIANA |  | HOSPITAL-CH | 0 | HD004638 | DE |  | 2012-04-08 20:00 |  | TELEMETRY UNITS | CF222 | 406 | CARDINAL | 3200
CHRISTIANA |  | HOSPITAL-CH | 0 | HD003993 | DE |  | 2012-04-08 20:00 |  | TELEMETRY UNITS | CF223 | 406 | CARDINAL | 3200
CHRISTIANA |  | HOSPITAL-CH | 0 | HD004439 | DE |  | 2012-04-08 20:00 |  | TELEMETRY UNITS | CF224 | 406 | CARDINAL | 3200
CHRISTIANA |  | HOSPITAL-WH | 0 | HD002260 | DE |  | 2011-11-09 19:00 |  | TELEMETRY UNITS | WF005 | 406 | CARDINAL | 3200
CHRISTIANA |  | HOSPITAL-WH | 0 | No Serial Number | DE |  | 2011-11-09 19:00 |  | TELEMETRY UNITS | WF068 | 406 | CARDINAL | 3200
CHRISTIANA |  | HOSPITAL-WH | 0 | No Serial Number | DE |  | 2011-11-09 19:00 |  | TELEMETRY UNITS | WF067 | 406 | CARDINAL | 3200
CHRISTIANA |  | HOSPITAL-CH | 0 | HD002292 | DE |  | 2012-03-14 20:00 |  | TELEMETRY UNITS | CF132 | 406 | CARDINAL | 3200
CHRISTIANA |  | HOSPITAL-CH | 0 | HD001977 | DE |  | 2012-03-14 20:00 |  | TELEMETRY UNITS | CF133 | 406 | CARDINAL | 3200
CHRISTIANA |  | HOSPITAL-CH | 0 | HD002256 | DE |  | 2011-12-08 19:00 |  | TELEMETRY UNITS | CFS20 | 406 | CARDINAL | 3200
CHRISTIANA |  | HOSPITAL-CH | 0 | HD002187 | DE |  | 2011-12-08 19:00 |  | TELEMETRY UNITS | CFS21 | 406 | CARDINAL | 3200
CHRISTIANA |  | HOSPITAL-CH | 0 | HD005661 | DE |  | 2011-12-08 19:00 |  | TELEMETRY UNITS | CFS22 | 406 | CARDINAL | 3200
CHRISTIANA |  | HOSPITAL-CH | 0 | HD001723 | DE |  | 2011-12-08 19:00 |  | TELEMETRY UNITS | CFS12 | 406 | CARDINAL | 3200
CHRISTIANA |  | HOSPITAL-CH | 0 | HD002219 | DE |  | 2011-12-08 19:00 |  | TELEMETRY UNITS | CFS13 | 406 | CARDINAL | 3200
CHRISTIANA |  | HOSPITAL-CH | 0 | HD002220 | DE |  | 2012-04-08 20:00 |  | TELEMETRY UNITS | CF251 | 406 | CARDINAL | 3200
CHRISTIANA |  | HOSPITAL-CH | 0 | HD001897 | DE |  | 2012-04-08 20:00 |  | TELEMETRY UNITS | CF252 | 406 | CARDINAL | 3200
CHRISTIANA |  | HOSPITAL-CH | 0 | HD004674 | DE |  | 2012-04-08 20:00 |  | TELEMETRY UNITS | CF253 | 406 | CARDINAL | 3200
CHRISTIANA |  | HOSPITAL-WH | 0 | HD005496 | DE |  | 2011-11-09 19:00 |  | TELEMETRY UNITS | WF040 | 406 | CARDINAL | 3200
CHRISTIANA |  | HOSPITAL-WH | 0 | HD004406 | DE |  | 2011-11-09 19:00 |  | TELEMETRY UNITS | WF041 | 406 | CARDINAL | 3200
CHRISTIANA |  | HOSPITAL-CH | 0 | HD002018 | DE |  | 2012-04-08 20:00 |  | TELEMETRY UNITS | CF227 | 406 | CARDINAL | 3200
CHRISTIANA |  | HOSPITAL-CH | 0 | HD004715 | DE |  | 2012-03-14 20:00 |  | TELEMETRY UNITS | CF110 | 406 | CARDINAL | 3200
CHRISTIANA |  | HOSPITAL-CH | 0 | HD004362 | DE |  | 2012-03-14 20:00 |  | TELEMETRY UNITS | CF111 | 406 | CARDINAL | 3200
CHRISTIANA |  | HOSPITAL-CH | 0 | HD002077 | DE |  | 2012-04-08 20:00 |  | TELEMETRY UNITS | CF241 | 406 | CARDINAL | 2500
CHRISTIANA |  | HOSPITAL-CH | 0 | HD002299 | DE |  | 2011-12-08 19:00 |  | TELEMETRY UNITS | CF008 | 406 | CARDINAL | 2500
CHRISTIANA |  | HOSPITAL-CH | 0 | HD001817 | DE |  | 2012-04-08 20:00 |  | TELEMETRY UNITS | CF225 | 406 | CARDINAL | 3200
CHRISTIANA |  | HOSPITAL-CH | 0 | HD003527 | DE |  | 2012-04-08 20:00 |  | TELEMETRY UNITS | CF226 | 406 | CARDINAL | 3200
CHRISTIANA |  | HOSPITAL-WH | 0 | HD001893 | DE |  | 2011-11-09 19:00 |  | TELEMETRY UNITS | WF006 | 406 | CARDINAL | 3200
CHRISTIANA |  | HOSPITAL-WH | 0 | HD001969 | DE |  | 2011-11-09 19:00 |  | TELEMETRY UNITS | WF007 | 406 | CARDINAL | 3200
CHRISTIANA |  | HOSPITAL-WH | 0 | HD005660 | DE |  | 2011-11-09 19:00 |  | TELEMETRY UNITS | WF069 | 406 | CARDINAL | 3200
CHRISTIANA |  | HOSPITAL-CH | 0 | HD001974 | DE |  | 2012-03-14 20:00 |  | TELEMETRY UNITS | CF134 | 406 | CARDINAL | 3200
CHRISTIANA |  | HOSPITAL-CH | 0 | HD001981 | DE |  | 2012-03-14 20:00 |  | TELEMETRY UNITS | CF135 | 406 | CARDINAL | 3200
CHRISTIANA |  | HOSPITAL-CH | 0 | HD004329 | DE |  | 2011-12-08 19:00 |  | TELEMETRY UNITS | CFS23 | 406 | CARDINAL | 3200
CHRISTIANA |  | HOSPITAL-WH | 0 | HD001945 | DE |  | 2011-11-09 19:00 |  | TELEMETRY UNITS | WF054 | 406 | CARDINAL | 3200
CHRISTIANA |  | HOSPITAL-CH | 0 | HD002246 | DE |  | 2011-12-08 19:00 |  | TELEMETRY UNITS | CFS14 | 406 | CARDINAL | 3200
CHRISTIANA |  | HOSPITAL-CH | 0 | HD002007 | DE |  | 2011-12-08 19:00 |  | TELEMETRY UNITS | CFS15 | 406 | CARDINAL | 3200
CHRISTIANA |  | HOSPITAL-CH | 0 | HD001903 | DE |  | 2011-12-08 19:00 |  | TELEMETRY UNITS | CFS16 | 406 | CARDINAL | 3200
CHRISTIANA |  | HOSPITAL-CH | 0 | HD004663 | DE |  | 2012-04-08 20:00 |  | TELEMETRY UNITS | CF254 | 406 | CARDINAL | 3200
CHRISTIANA |  | HOSPITAL-CH | 0 | HD002229 | DE |  | 2011-12-27 19:00 |  | TELEMETRY UNITS | CF058 | 406 | CARDINAL | 3200
CHRISTIANA |  | HOSPITAL-CH | 0 | HD001958 | DE |  | 2011-12-27 19:00 |  | TELEMETRY UNITS | CF059 | 406 | CARDINAL | 3200
CHRISTIANA |  | HOSPITAL-CH | 0 | HD002329 | DE |  | 2012-03-14 20:00 |  | TELEMETRY UNITS | CF185 | 406 | CARDINAL | 3200
CHRISTIANA |  | HOSPITAL-CH | 0 | HD004363 | DE |  | 2012-03-14 20:00 |  | TELEMETRY UNITS | CF186 | 406 | CARDINAL | 3200
CHRISTIANA |  | HOSPITAL-CH | 0 | HD002178 | DE |  | 2012-03-14 20:00 |  | TELEMETRY UNITS | CF187 | 406 | CARDINAL | 3200
CHRISTIANA |  | HOSPITAL-CH | 0 | HD002389 | DE |  | 2012-04-08 20:00 |  | TELEMETRY UNITS | CF228 | 406 | CARDINAL | 3200
CHRISTIANA |  | HOSPITAL-CH | 0 | HD002224 | DE |  | 2012-04-08 20:00 |  | TELEMETRY UNITS | CF230 | 406 | CARDINAL | 3200
CHRISTIANA |  | HOSPITAL-CH | 0 | HD003865 | DE |  | 2011-12-08 19:00 |  | TELEMETRY UNITS | CFS34 | 406 | CARDINAL | 3200
CHRISTIANA |  | HOSPITAL-CH | 0 | HD003858 | DE |  | 2011-12-08 19:00 |  | TELEMETRY UNITS | CFS35 | 406 | CARDINAL | 3200
CHRISTIANA |  | HOSPITAL-CH | 0 | HD001966 | DE |  | 2011-12-08 19:00 |  | TELEMETRY UNITS | CFS36 | 406 | CARDINAL | 3200
CHRISTIANA |  | HOSPITAL-WH | 0 | HD001652 | DE |  | 2011-11-09 19:00 |  | TELEMETRY UNITS | WF008 | 406 | CARDINAL | 3200
CHRISTIANA |  | HOSPITAL-WH | 0 | HD002019 | DE |  | 2011-11-09 19:00 |  | TELEMETRY UNITS | WF009 | 406 | CARDINAL | 3200
CHRISTIANA |  | HOSPITAL-CH | 0 | HD002166 | DE |  | 2011-12-27 19:00 |  | TELEMETRY UNITS | CF083 | 406 | CARDINAL | 3200
CHRISTIANA |  | HOSPITAL-CH | 0 | HD003979 | DE |  | 2011-12-27 19:00 |  | TELEMETRY UNITS | CF084 | 406 | CARDINAL | 3200
CHRISTIANA |  | HOSPITAL-WH | 0 | NONE | DE |  | 2011-11-09 19:00 |  | TELEMETRY UNITS | WF082 | 406 | CARDINAL | 3200
CHRISTIANA |  | HOSPITAL-WH | 0 | NONE | DE |  | 2011-11-09 19:00 |  | TELEMETRY UNITS | WF083 | 406 | CARDINAL | 3200
CHRISTIANA |  | HOSPITAL-CH | 0 | HD002223 | DE |  | 2011-12-27 19:00 |  | TELEMETRY UNITS | CF070 | 406 | CARDINAL | 3200
CHRISTIANA |  | HOSPITAL-CH | 0 | HD003751 | DE |  | 2011-12-27 19:00 |  | TELEMETRY UNITS | CF071 | 406 | CARDINAL | 3200
CHRISTIANA |  | HOSPITAL-CH | 0 | HD002165 | DE |  | 2011-12-27 19:00 |  | TELEMETRY UNITS | CF072 | 406 | CARDINAL | 3200
CHRISTIANA |  | HOSPITAL-WH | 0 | HD001947 | DE |  | 2011-11-09 19:00 |  | TELEMETRY UNITS | WF055 | 406 | CARDINAL | 3200
CHRISTIANA |  | HOSPITAL-CH | 0 | HD001661 | DE |  | 2011-12-08 19:00 |  | TELEMETRY UNITS | CFS17 | 406 | CARDINAL | 3200
CHRISTIANA |  | HOSPITAL-WH | 0 | HD004503 | DE |  | 2011-11-09 19:00 |  | TELEMETRY UNITS | WF035 | 406 | CARDINAL | 3200
CHRISTIANA |  | HOSPITAL-WH | 0 | HD002291 | DE |  | 2011-11-09 19:00 |  | TELEMETRY UNITS | WF036 | 406 | CARDINAL | 3200
CHRISTIANA |  | HOSPITAL-CH | 0 | HD002163 | DE |  | 2011-12-27 19:00 |  | TELEMETRY UNITS | CF060 | 406 | CARDINAL | 3200
CHRISTIANA |  | HOSPITAL-CH | 0 | HD002115 | DE |  | 2011-12-27 19:00 |  | TELEMETRY UNITS | CF061 | 406 | CARDINAL | 3200
CHRISTIANA |  | HOSPITAL-CH | 0 | HD002121 | DE |  | 2011-12-27 19:00 |  | TELEMETRY UNITS | CF062 | 406 | CARDINAL | 3200
CHRISTIANA |  | HOSPITAL-CH | 0 | HD005678 | DE |  | 2012-03-14 20:00 |  | TELEMETRY UNITS | CF188 | 406 | CARDINAL | 3200
CHRISTIANA |  | HOSPITAL-CH | 0 | HD001906 | DE |  | 2012-03-14 20:00 |  | TELEMETRY UNITS | CF190 | 406 | CARDINAL | 3200
CHRISTIANA |  | HOSPITAL-CH | 0 | HD002174 | DE |  | 2012-03-14 20:00 |  | TELEMETRY UNITS | CF106 | 406 | CARDINAL | 3200
CHRISTIANA |  | HOSPITAL-CH | 0 | HD002128 | DE |  | 2012-04-08 20:00 |  | TELEMETRY UNITS | CF221 | 406 | CARDINAL | 3200
CHRISTIANA |  | HOSPITAL-CH | 0 | HD004373 | DE |  | 2011-12-08 19:00 |  | TELEMETRY UNITS | CFS37 | 406 | CARDINAL | 3200
CHRISTIANA |  | HOSPITAL-CH | 0 | HD002269 | DE |  | 2011-12-08 19:00 |  | TELEMETRY UNITS | CFS38 | 406 | CARDINAL | 3200
CHRISTIANA |  | HOSPITAL-WH | 0 | HD003811 | DE |  | 2011-11-09 19:00 |  | TELEMETRY UNITS | WF010 | 406 | CARDINAL | 3200
CHRISTIANA |  | HOSPITAL-CH | 0 | HD003810 | DE |  | 2011-12-27 19:00 |  | TELEMETRY UNITS | CF085 | 406 | CARDINAL | 3200
CHRISTIANA |  | HOSPITAL-CH | 0 | HD004425 | DE |  | 2011-12-27 19:00 |  | TELEMETRY UNITS | CF086 | 406 | CARDINAL | 3200
CHRISTIANA |  | HOSPITAL-CH | 0 | HD002073 | DE |  | 2011-12-27 19:00 |  | TELEMETRY UNITS | CF087 | 406 | CARDINAL | 3200
CHRISTIANA |  | HOSPITAL-CH | 0 | HD002141 | DE |  | 2011-12-27 19:00 |  | TELEMETRY UNITS | CF088 | 406 | CARDINAL | 3200
CHRISTIANA |  | HOSPITAL-WH | 0 | HD001349 | DE |  | 2011-11-09 19:00 |  | TELEMETRY UNITS | WF084 | 406 | CARDINAL | 3200
CHRISTIANA |  | HOSPITAL-WH | 0 | NONE | DE |  | 2011-11-09 19:00 |  | TELEMETRY UNITS | WF085 | 406 | CARDINAL | 3200
CHRISTIANA |  | HOSPITAL-CH | 0 | HD001794 | DE |  | 2012-03-14 20:00 |  | TELEMETRY UNITS | CF131 | 406 | CARDINAL | 3200
CHRISTIANA |  | HOSPITAL-CH | 0 | HD002237 | DE |  | 2011-12-08 19:00 |  | TELEMETRY UNITS | CFS18 | 406 | CARDINAL | 3200
CHRISTIANA |  | HOSPITAL-CH | 0 | hd001662 | DE |  | 2011-12-08 19:00 |  | TELEMETRY UNITS | CFS19 | 406 | CARDINAL | 3200
CHRISTIANA |  | HOSPITAL-CH | 0 | HD004411 | DE |  | 2011-12-27 19:00 |  | TELEMETRY UNITS | CF073 | 406 | CARDINAL | 3200
CHRISTIANA |  | HOSPITAL-CH | 0 | HD002262 | DE |  | 2011-12-27 19:00 |  | TELEMETRY UNITS | CF074 | 406 | CARDINAL | 3200
CHRISTIANA |  | HOSPITAL-CH | 0 | HD002245 | DE |  | 2011-12-27 19:00 |  | TELEMETRY UNITS | CF075 | 406 | CARDINAL | 3200
CHRISTIANA |  | HOSPITAL-WH | 0 | HD001942 | DE |  | 2011-11-09 19:00 |  | TELEMETRY UNITS | WF056 | 406 | CARDINAL | 3200
CHRISTIANA |  | HOSPITAL-WH | 0 | HD004373 | DE |  | 2011-11-09 19:00 |  | TELEMETRY UNITS | WF057 | 406 | CARDINAL | 3200
CHRISTIANA |  | HOSPITAL-WH | 0 | HD002253 | DE |  | 2011-11-09 19:00 |  | TELEMETRY UNITS | WF058 | 406 | CARDINAL | 3200
CHRISTIANA |  | HOSPITAL-CH | 0 | HD001932 | DE |  | 2012-04-08 20:00 |  | TELEMETRY UNITS | CF209 | 406 | CARDINAL | 3200
CHRISTIANA |  | HOSPITAL-CH | 0 | HD01665 | DE |  | 2012-04-08 20:00 |  | TELEMETRY UNITS | CF210 | 406 | CARDINAL | 3200
CHRISTIANA |  | HOSPITAL-CH | 0 | HD001896 | DE |  | 2012-04-08 20:00 |  | TELEMETRY UNITS | CF211 | 406 | CARDINAL | 3200
CHRISTIANA |  | HOSPITAL-WH | 0 | HD004397 | DE |  | 2011-11-09 19:00 |  | TELEMETRY UNITS | WF050 | 406 | CARDINAL | 3200
CHRISTIANA |  | HOSPITAL-WH | 0 | NONE | DE |  | 2011-11-09 19:00 |  | TELEMETRY UNITS | WF051 | 406 | CARDINAL | 3200
CHRISTIANA |  | HOSPITAL-CH | 0 | HD002199 | DE |  | 2011-12-08 19:00 |  | TELEMETRY UNITS | CFS02 | 406 | CARDINAL | 3200
CHRISTIANA |  | HOSPITAL-CH | 0 | HD001980 | DE |  | 2012-03-14 20:00 |  | TELEMETRY UNITS | CF120 | 406 | CARDINAL | 3200
CHRISTIANA |  | HOSPITAL-CH | 0 | HD004446 | DE |  | 2012-03-14 20:00 |  | TELEMETRY UNITS | CF121 | 406 | CARDINAL | 3200
CHRISTIANA |  | HOSPITAL-CH | 0 | HD002012 | DE |  | 2012-03-14 20:00 |  | TELEMETRY UNITS | CF122 | 406 | CARDINAL | 3200
CHRISTIANA |  | HOSPITAL-CH | 0 | HD002200 | DE |  | 2012-04-30 20:00 |  | TELEMETRY UNITS | cf261 | 406 | CARDINAL | 3200
CHRISTIANA |  | HOSPITAL-CH | 0 | HD004641 | DE |  | 2011-12-08 19:00 |  | TELEMETRY UNITS | CFS01 | 406 | CARDINAL | 3200
CHRISTIANA |  | HOSPITAL-CH | 0 | HD002389 | DE |  | 2012-03-14 20:00 |  | TELEMETRY UNITS | CF178 | 406 | CARDINAL | 3200
CHRISTIANA |  | HOSPITAL-CH | 0 | HD002102 | DE |  | 2012-03-14 20:00 |  | TELEMETRY UNITS | CF179 | 406 | CARDINAL | 3200
CHRISTIANA |  | HOSPITAL-CH | 0 | HD004016 | DE |  | 2012-03-14 20:00 |  | TELEMETRY UNITS | CF180 | 406 | CARDINAL | 3200
CHRISTIANA |  | HOSPITAL-CH | 0 | HD002232 | DE |  | 2011-12-08 19:00 |  | TELEMETRY UNITS | CFS31 | 406 | CARDINAL | 3200
CHRISTIANA |  | HOSPITAL-WH | 0 | HD002078 | DE |  | 2011-11-09 19:00 |  | TELEMETRY UNITS | WF059 | 406 | CARDINAL | 3200
CHRISTIANA |  | HOSPITAL-WH | 0 | HD003855 | DE |  | 2011-11-09 19:00 |  | TELEMETRY UNITS | WF060 | 406 | CARDINAL | 3200
CHRISTIANA |  | HOSPITAL-WH | 0 | HD004400 | DE |  | 2011-11-09 19:00 |  | TELEMETRY UNITS | WF061 | 406 | CARDINAL | 3200
CHRISTIANA |  | HOSPITAL-CH | 0 | HD002186 | DE |  | 2012-03-14 20:00 |  | TELEMETRY UNITS | CF124 | 406 | CARDINAL | 3200
CHRISTIANA |  | HOSPITAL-CH | 0 | HD001723 | DE |  | 2012-03-14 20:00 |  | TELEMETRY UNITS | CF125 | 406 | CARDINAL | 3200
CHRISTIANA |  | HOSPITAL-CH | 0 | HD002259 | DE |  | 2012-04-08 20:00 |  | TELEMETRY UNITS | CF201 | 406 | CARDINAL | 3200
CHRISTIANA |  | HOSPITAL-CH | 0 | HD001661 | DE |  | 2012-04-08 20:00 |  | TELEMETRY UNITS | CF213 | 406 | CARDINAL | 3200
CHRISTIANA |  | HOSPITAL-CH | 0 | HD005666 | DE |  | 2012-04-08 20:00 |  | TELEMETRY UNITS | CF214 | 406 | CARDINAL | 3200
CHRISTIANA |  | HOSPITAL-WH | 0 | HD001967 | DE |  | 2011-11-09 19:00 |  | TELEMETRY UNITS | WF052 | 406 | CARDINAL | 3200
CHRISTIANA |  | HOSPITAL-WH | 0 | HD004713 | DE |  | 2011-11-09 19:00 |  | TELEMETRY UNITS | WF053 | 406 | CARDINAL | 3200
CHRISTIANA |  | HOSPITAL-CH | 0 | HD000001 | DE |  | 2011-07-26 20:00 |  | TELEMETRY UNITS | Flex001 | 406 | CARDINAL | 3200
CHRISTIANA |  | HOSPITAL-CH | 0 | HD003864 | DE |  | 2011-12-08 19:00 |  | TELEMETRY UNITS | CFS03 | 406 | CARDINAL | 3200
CHRISTIANA |  | HOSPITAL-CH | 0 | HD003717 | DE |  | 2011-12-08 19:00 |  | TELEMETRY UNITS | CFS04 | 406 | CARDINAL | 3200
CHRISTIANA |  | HOSPITAL-CH | 0 | HD001899 | DE |  | 2011-12-08 19:00 |  | TELEMETRY UNITS | CFS05 | 406 | CARDINAL | 3200
CHRISTIANA |  | HOSPITAL-CH | 0 | HD002168 | DE |  | 2012-03-14 20:00 |  | TELEMETRY UNITS | CF123 | 406 | CARDINAL | 3200
CHRISTIANA |  | HOSPITAL-CH | 0 | HD004352 | DE |  | 2012-03-14 20:00 |  | TELEMETRY UNITS | CF181 | 406 | CARDINAL | 3200
CHRISTIANA |  | HOSPITAL-CH | 0 | HD002025 | DE |  | 2012-03-14 20:00 |  | TELEMETRY UNITS | CF182 | 406 | CARDINAL | 3200
CHRISTIANA |  | HOSPITAL-CH | 0 | HD002227 | DE |  | 2012-03-14 20:00 |  | TELEMETRY UNITS | CF183 | 406 | CARDINAL | 3200
CHRISTIANA |  | HOSPITAL-CH | 0 | HD004368 | DE |  | 2012-03-14 20:00 |  | TELEMETRY UNITS | CF184 | 406 | CARDINAL | 3200
CHRISTIANA |  | HOSPITAL-CH | 0 | HD001950 | DE |  | 2012-03-14 20:00 |  | TELEMETRY UNITS | CF29 | 406 | CARDINAL | 3200
CHRISTIANA |  | HOSPITAL-CH | 0 | HD002187 | DE |  | 2011-12-08 19:00 |  | TELEMETRY UNITS | CFS32 | 406 | CARDINAL | 3200
CHRISTIANA |  | HOSPITAL-CH | 0 | HD004517 | DE |  | 2011-12-08 19:00 |  | TELEMETRY UNITS | CFS33 | 406 | CARDINAL | 3200
CHRISTIANA |  | HOSPITAL-WH | 0 | NONE | DE |  | 2011-11-09 19:00 |  | TELEMETRY UNITS | WF062 | 406 | CARDINAL | 3200
CHRISTIANA |  | HOSPITAL-CH | 0 | HD001902 | DE |  | 2011-12-08 19:00 |  | TELEMETRY UNITS | CF026 | 406 | CARDINAL | 3200
CHRISTIANA |  | HOSPITAL-CH | 0 | HD004374 | DE |  | 2011-12-08 19:00 |  | TELEMETRY UNITS | CF027 | 406 | CARDINAL | 3200
CHRISTIANA |  | HOSPITAL-CH | 0 | HD001936 | DE |  | 2011-12-08 19:00 |  | TELEMETRY UNITS | CF028 | 406 | CARDINAL | 3200
CHRISTIANA |  | HOSPITAL-CH | 0 | HD002179 | DE |  | 2012-03-14 20:00 |  | TELEMETRY UNITS | CF126 | 406 | CARDINAL | 3200
CHRISTIANA |  | HOSPITAL-CH | 0 | HD002297 | DE |  | 2012-03-14 20:00 |  | TELEMETRY UNITS | CF127 | 406 | CARDINAL | 3200
CHRISTIANA |  | HOSPITAL-CH | 0 | HD004340 | DE |  | 2012-03-14 20:00 |  | TELEMETRY UNITS | CF128 | 406 | CARDINAL | 3200
CHRISTIANA |  | HOSPITAL-CH | 0 | HD004273 | DE |  | 2012-04-08 20:00 |  | TELEMETRY UNITS | CF203 | 406 | CARDINAL | 3200
CHRISTIANA |  | HOSPITAL-CH | 0 | HD002278 | DE |  | 2012-04-08 20:00 |  | TELEMETRY UNITS | CF204 | 406 | CARDINAL | 3200
CHRISTIANA |  | HOSPITAL-CH | 0 | HD003856 | DE |  | 2012-04-08 20:00 |  | TELEMETRY UNITS | CF205 | 406 | CARDINAL | 3200
CHRISTIANA |  | HOSPITAL-CH | 0 | HD002084 | DE |  | 2011-12-08 19:00 |  | TELEMETRY UNITS | CFS06 | 406 | CARDINAL | 3200
CHRISTIANA |  | HOSPITAL-CH | 0 | HD005669 | DE |  | 2012-03-14 20:00 |  | TELEMETRY UNITS | CF172 | 406 | CARDINAL | 3200
CHRISTIANA |  | HOSPITAL-CH | 0 | HD004351 | DE |  | 2012-03-14 20:00 |  | TELEMETRY UNITS | CF173 | 406 | CARDINAL | 3200
CHRISTIANA |  | HOSPITAL-CH | 0 | HD002062 | DE |  | 2012-03-14 20:00 |  | TELEMETRY UNITS | CF174 | 406 | CARDINAL | 3200
CHRISTIANA |  | HOSPITAL-CH | 0 | HD004409 | DE |  | 2011-12-27 19:00 |  | TELEMETRY UNITS | CF095 | 406 | CARDINAL | 3200
CHRISTIANA |  | HOSPITAL-CH | 0 | HD002254 | DE |  | 2011-12-27 19:00 |  | TELEMETRY UNITS | CF096 | 406 | CARDINAL | 3200
CHRISTIANA |  | HOSPITAL-CH | 0 | HD001407 | DE |  | 2012-03-14 20:00 |  | TELEMETRY UNITS | CF160 | 406 | CARDINAL | 3200
CHRISTIANA |  | HOSPITAL-CH | 0 | HD004769 | DE |  | 2012-03-14 20:00 |  | TELEMETRY UNITS | CF161 | 406 | CARDINAL | 3200
CHRISTIANA |  | HOSPITAL-CH | 0 | HD002242 | DE |  | 2012-03-14 20:00 |  | TELEMETRY UNITS | CF162 | 406 | CARDINAL | 3200
CHRISTIANA |  | HOSPITAL-CH | 0 | HD002008 | DE |  | 2011-12-08 19:00 |  | TELEMETRY UNITS | CF029 | 406 | CARDINAL | 3200
CHRISTIANA |  | HOSPITAL-CH | 0 | HD005915 | DE |  | 2011-12-08 19:00 |  | TELEMETRY UNITS | CF030 | 406 | CARDINAL | 3200
CHRISTIANA |  | HOSPITAL-CH | 0 | HD003697 | DE |  | 2011-12-08 19:00 |  | TELEMETRY UNITS | CF031 | 406 | CARDINAL | 3200
CHRISTIANA |  | HOSPITAL-CH | 0 | HD002085 | DE |  | 2012-03-14 20:00 |  | TELEMETRY UNITS | CF153 | 406 | CARDINAL | 3200
CHRISTIANA |  | HOSPITAL-CH | 0 | HD002240 | DE |  | 2012-03-14 20:00 |  | TELEMETRY UNITS | CF129 | 406 | CARDINAL | 3200
CHRISTIANA |  | HOSPITAL-CH | 0 | HD002211 | DE |  | 2012-03-14 20:00 |  | TELEMETRY UNITS | CF130 | 406 | CARDINAL | 3200
CHRISTIANA |  | HOSPITAL-CH | 0 | HD002173 | DE |  | 2012-04-08 20:00 |  | TELEMETRY UNITS | CF206 | 406 | CARDINAL | 3200
CHRISTIANA |  | HOSPITAL-CH | 0 | HD002280 | DE |  | 2012-04-08 20:00 |  | TELEMETRY UNITS | CF207 | 406 | CARDINAL | 3200
CHRISTIANA |  | HOSPITAL-CH | 0 | HD001983 | DE |  | 2012-04-08 20:00 |  | TELEMETRY UNITS | CF208 | 406 | CARDINAL | 3200
CHRISTIANA |  | HOSPITAL-WH | 0 | HD002148 | DE |  | 2011-11-09 19:00 |  | TELEMETRY UNITS | WF048 | 406 | CARDINAL | 3200
CHRISTIANA |  | HOSPITAL-WH | 0 | NONE | DE |  | 2011-11-09 19:00 |  | TELEMETRY UNITS | WF049 | 406 | CARDINAL | 3200
CHRISTIANA |  | HOSPITAL-CH | 0 | HD004335 | DE |  | 2012-04-08 20:00 |  | TELEMETRY UNITS | CF231 | 406 | CARDINAL | 3200
CHRISTIANA |  | HOSPITAL-CH | 0 | HD003984 | DE |  | 2012-04-08 20:00 |  | TELEMETRY UNITS | CF232 | 406 | CARDINAL | 3200
CHRISTIANA |  | HOSPITAL-CH | 0 | HD002019 | DE |  | 2012-03-14 20:00 |  | TELEMETRY UNITS | CF176 | 406 | CARDINAL | 3200
CHRISTIANA |  | HOSPITAL-CH | 0 | HD003158 | DE |  | 2012-03-14 20:00 |  | TELEMETRY UNITS | CF177 | 406 | CARDINAL | 3200
CHRISTIANA |  | HOSPITAL-CH | 0 | HD002307 | DE |  | 2012-03-14 20:00 |  | TELEMETRY UNITS | CF118 | 406 | CARDINAL | 3200
CHRISTIANA |  | HOSPITAL-CH | 0 | HD001987 | DE |  | 2012-03-14 20:00 |  | TELEMETRY UNITS | CF119 | 406 | CARDINAL | 3200
CHRISTIANA |  | HOSPITAL-CH | 0 | HD003911 | DE |  | 2011-12-08 19:00 |  | TELEMETRY UNITS | CFS29 | 406 | CARDINAL | 3200
CHRISTIANA |  | HOSPITAL-CH | 0 | NONE | DE |  | 2011-12-08 19:00 |  | TELEMETRY UNITS | CFS30 | 406 | CARDINAL | 3200
CHRISTIANA |  | HOSPITAL-CH | 0 | HD004560 | DE |  | 2012-03-14 20:00 |  | TELEMETRY UNITS | CF105 | 406 | CARDINAL | 3200
CHRISTIANA |  | HOSPITAL-CH | 0 | HD003530 | DE |  | 2012-03-14 20:00 |  | TELEMETRY UNITS | CF163 | 406 | CARDINAL | 3200
CHRISTIANA |  | HOSPITAL-CH | 0 | HD002203 | DE |  | 2012-03-14 20:00 |  | TELEMETRY UNITS | CF164 | 406 | CARDINAL | 3200
CHRISTIANA |  | HOSPITAL-CH | 0 | HD004420 | DE |  | 2012-03-14 20:00 |  | TELEMETRY UNITS | CF165 | 406 | CARDINAL | 3200
CHRISTIANA |  | HOSPITAL-WH | 0 | HD002292 | DE |  | 2011-11-09 19:00 |  | TELEMETRY UNITS | WF075 | 406 | CARDINAL | 3200
CHRISTIANA |  | HOSPITAL-WH | 0 | HD001903 | DE |  | 2011-11-09 19:00 |  | TELEMETRY UNITS | WF076 | 406 | CARDINAL | 3200
CHRISTIANA |  | HOSPITAL-WH | 0 | HD002136 | DE |  | 2011-11-09 19:00 |  | TELEMETRY UNITS | WF077 | 406 | CARDINAL | 3200
CHRISTIANA |  | HOSPITAL-CH | 0 | HD001934 | DE |  | 2011-12-08 19:00 |  | TELEMETRY UNITS | CFS10 | 406 | CARDINAL | 3200
CHRISTIANA |  | HOSPITAL-CH | 0 | HD005119 | DE |  | 2011-12-08 19:00 |  | TELEMETRY UNITS | CFS11 | 406 | CARDINAL | 3200
CHRISTIANA |  | HOSPITAL-WH | 0 | HD003515 | DE |  | 2011-11-09 19:00 |  | TELEMETRY UNITS | WF026 | 406 | CARDINAL | 3200
CHRISTIANA |  | HOSPITAL-WH | 0 | HD004370 | DE |  | 2011-11-09 19:00 |  | TELEMETRY UNITS | WF027 | 406 | CARDINAL | 3200
CHRISTIANA |  | HOSPITAL-CH | 0 | HD001665 | DE |  | 2012-03-14 20:00 |  | TELEMETRY UNITS | CF142 | 406 | CARDINAL | 3200
CHRISTIANA |  | HOSPITAL-CH | 0 | HD002237 | DE |  | 2012-03-14 20:00 |  | TELEMETRY UNITS | CF143 | 406 | CARDINAL | 3200
CHRISTIANA |  | HOSPITAL-CH | 0 | HD001672 | DE |  | 2012-03-14 20:00 |  | TELEMETRY UNITS | CF144 | 406 | CARDINAL | 3200
CHRISTIANA |  | HOSPITAL-CH | 0 | NONE | DE |  | 2011-07-28 20:00 |  | TELEMETRY UNITS | flex006 | 406 | CARDINAL | 3200
CHRISTIANA |  | HOSPITAL-CH | 0 | NONE | DE |  | 2011-07-28 20:00 |  | TELEMETRY UNITS | flex007 | 406 | CARDINAL | 3200
CHRISTIANA |  | HOSPITAL-CH | 0 | HD003982 | DE |  | 2011-12-27 19:00 |  | TELEMETRY UNITS | CF089 | 406 | CARDINAL | 3200
CHRISTIANA |  | HOSPITAL-CH | 0 | HD001928 | DE |  | 2011-12-27 19:00 |  | TELEMETRY UNITS | CF090 | 406 | CARDINAL | 3200
CHRISTIANA |  | HOSPITAL-CH | 0 | HD002112 | DE |  | 2011-12-27 19:00 |  | TELEMETRY UNITS | CF091 | 406 | CARDINAL | 3200
CHRISTIANA |  | HOSPITAL-CH | 0 | HD003527 | DE |  | 2011-12-08 19:00 |  | TELEMETRY UNITS | CFS39 | 406 | CARDINAL | 3200
CHRISTIANA |  | HOSPITAL-CH | 0 | HD002210 | DE |  | 2011-12-08 19:00 |  | TELEMETRY UNITS | CFS40 | 406 | CARDINAL | 3200
CHRISTIANA |  | HOSPITAL-CH | 0 | HD001298 | DE |  | 2011-12-08 19:00 |  | TELEMETRY UNITS | CF010 | 406 | CARDINAL | 3200
CHRISTIANA |  | HOSPITAL-WH | 0 | HD001721 | DE |  | 2011-11-09 19:00 |  | TELEMETRY UNITS | WF013 | 406 | CARDINAL | 3200
CHRISTIANA |  | HOSPITAL-WH | 0 | HD004355 | DE |  | 2011-11-09 19:00 |  | TELEMETRY UNITS | WF014 | 406 | CARDINAL | 3200
CHRISTIANA |  | HOSPITAL-WH | 0 | HD001818 | DE |  | 2011-11-09 19:00 |  | TELEMETRY UNITS | WF015 | 406 | CARDINAL | 3200
CHRISTIANA |  | HOSPITAL-CH | 0 | HD004253 | DE |  | 2011-12-08 19:00 |  | TELEMETRY UNITS | CF020 | 406 | CARDINAL | 3200
CHRISTIANA |  | HOSPITAL-CH | 0 | HD001812 | DE |  | 2011-12-08 19:00 |  | TELEMETRY UNITS | CF021 | 406 | CARDINAL | 3200
CHRISTIANA |  | HOSPITAL-CH | 0 | HD003847 | DE |  | 2011-12-08 19:00 |  | TELEMETRY UNITS | CF022 | 406 | CARDINAL | 3200
CHRISTIANA |  | HOSPITAL-WH | 0 | HD001802 | DE |  | 2011-11-09 19:00 |  | TELEMETRY UNITS | WF004 | 406 | CARDINAL | 3200
CHRISTIANA |  | HOSPITAL-CH | 0 | HD004355 | DE |  | 2012-04-08 20:00 |  | TELEMETRY UNITS | CF199 | 406 | CARDINAL | 2500
CHRISTIANA |  | HOSPITAL-CH | 0 | HD003979 | DE |  | 2012-03-20 20:00 |  | TELEMETRY UNITS | CF212 | 406 | CARDINAL | 3200
CHRISTIANA |  | HOSPITAL-CH | 0 | HD002203 | DE |  | 2011-12-08 19:00 |  | TELEMETRY UNITS | CF043 | 406 | CARDINAL | 3200
CHRISTIANA |  | HOSPITAL-CH | 0 | HD004367 | DE |  | 2011-12-08 19:00 |  | TELEMETRY UNITS | CF044 | 406 | CARDINAL | 3200
CHRISTIANA |  | HOSPITAL-CH | 0 | HD001634 | DE |  | 2011-12-27 19:00 |  | TELEMETRY UNITS | CF064 | 406 | CARDINAL | 3200
CHRISTIANA |  | HOSPITAL-CH | 0 | HD002111 | DE |  | 2011-12-27 19:00 |  | TELEMETRY UNITS | CF065 | 406 | CARDINAL | 3200
CHRISTIANA |  | HOSPITAL-WH | 0 | HD002172 | DE |  | 2011-11-09 19:00 |  | TELEMETRY UNITS | WF078 | 406 | CARDINAL | 3200
CHRISTIANA |  | HOSPITAL-WH | 0 | No Serial Number | DE |  | 2011-11-09 19:00 |  | TELEMETRY UNITS | WF079 | 406 | CARDINAL | 3200
CHRISTIANA |  | HOSPITAL-WH | 0 | HD002193 | DE |  | 2011-11-09 19:00 |  | TELEMETRY UNITS | WF080 | 406 | CARDINAL | 3200
CHRISTIANA |  | HOSPITAL-WH | 0 | HD004640 | DE |  | 2011-11-09 19:00 |  | TELEMETRY UNITS | WF028 | 406 | CARDINAL | 3200
CHRISTIANA |  | HOSPITAL-WH | 0 | HD002078 | DE |  | 2011-11-09 19:00 |  | TELEMETRY UNITS | WF029 | 406 | CARDINAL | 3200
CHRISTIANA |  | HOSPITAL-WH | 0 | HD001978 | DE |  | 2011-11-09 19:00 |  | TELEMETRY UNITS | WF030 | 406 | CARDINAL | 3200
CHRISTIANA |  | HOSPITAL-CH | 0 | HD002201 | DE |  | 2012-03-14 20:00 |  | TELEMETRY UNITS | CF112 | 406 | CARDINAL | 3200
CHRISTIANA |  | HOSPITAL-CH | 0 | HD001955 | DE |  | 2012-03-14 20:00 |  | TELEMETRY UNITS | CF113 | 406 | CARDINAL | 3200
CHRISTIANA |  | HOSPITAL-CH | 0 | HD002130 | DE |  | 2011-12-27 19:00 |  | TELEMETRY UNITS | CF092 | 406 | CARDINAL | 3200
CHRISTIANA |  | HOSPITAL-CH | 0 | HD002240 | DE |  | 2011-12-27 19:00 |  | TELEMETRY UNITS | CF093 | 406 | CARDINAL | 3200
CHRISTIANA |  | HOSPITAL-CH | 0 | HD002075 | DE |  | 2011-12-27 19:00 |  | TELEMETRY UNITS | CF094 | 406 | CARDINAL | 3200
CHRISTIANA |  | HOSPITAL-CH | 0 | HD003157 | DE |  | 2011-12-08 19:00 |  | TELEMETRY UNITS | CF011 | 406 | CARDINAL | 3200
CHRISTIANA |  | HOSPITAL-CH | 0 | HD004445 | DE |  | 2011-12-08 19:00 |  | TELEMETRY UNITS | CF012 | 406 | CARDINAL | 3200
CHRISTIANA |  | HOSPITAL-CH | 0 | HD004428 | DE |  | 2011-12-08 19:00 |  | TELEMETRY UNITS | CF013 | 406 | CARDINAL | 3200
CHRISTIANA |  | HOSPITAL-WH | 0 | HD001998 | DE |  | 2011-11-09 19:00 |  | TELEMETRY UNITS | WF016 | 406 | CARDINAL | 3200
CHRISTIANA |  | HOSPITAL-CH | 0 | HD004170 | DE |  | 2011-12-08 19:00 |  | TELEMETRY UNITS | CF023 | 406 | CARDINAL | 3200
CHRISTIANA |  | HOSPITAL-CH | 0 | HD002155 | DE |  | 2011-12-08 19:00 |  | TELEMETRY UNITS | CF024 | 406 | CARDINAL | 3200
CHRISTIANA |  | HOSPITAL-CH | 0 | HD001932 | DE |  | 2011-12-08 19:00 |  | TELEMETRY UNITS | CF025 | 406 | CARDINAL | 3200
CHRISTIANA |  | HOSPITAL-CH | 0 | HD002103 | DE |  | 2012-03-14 20:00 |  | TELEMETRY UNITS | CF136 | 406 | CARDINAL | 3200
CHRISTIANA |  | HOSPITAL-CH | 0 | HD004670 | DE |  | 2011-12-08 19:00 |  | TELEMETRY UNITS | CFS24 | 406 | CARDINAL | 3200
CHRISTIANA |  | HOSPITAL-CH | 0 | HD001729 | DE |  | 2012-04-08 20:00 |  | TELEMETRY UNITS | CF215 | 406 | CARDINAL | 3200
CHRISTIANA |  | HOSPITAL-CH | 0 | HD002236 | DE |  | 2012-04-08 20:00 |  | TELEMETRY UNITS | CF239 | 406 | CARDINAL | 3200
CHRISTIANA |  | HOSPITAL-WH | 0 | HD003843 | DE |  | 2011-11-09 19:00 |  | TELEMETRY UNITS | WF042 | 406 | CARDINAL | 3200
CHRISTIANA |  | HOSPITAL-CH | 0 | HD002208 | DE |  | 2011-12-27 19:00 |  | TELEMETRY UNITS | CF066 | 406 | CARDINAL | 3200
CHRISTIANA |  | HOSPITAL-CH | 0 | HD001936 | DE |  | 2011-12-27 19:00 |  | TELEMETRY UNITS | CF067 | 406 | CARDINAL | 3200
CHRISTIANA |  | HOSPITAL-CH | 0 | HD002158 | DE |  | 2011-12-27 19:00 |  | TELEMETRY UNITS | CF068 | 406 | CARDINAL | 3200
CHRISTIANA |  | HOSPITAL-CH | 0 | HD002222 | DE |  | 2011-12-27 19:00 |  | TELEMETRY UNITS | CF069 | 406 | CARDINAL | 3200
CHRISTIANA |  | HOSPITAL-WH | 0 | NONE | DE |  | 2011-11-09 19:00 |  | TELEMETRY UNITS | WF081 | 406 | CARDINAL | 3200
CHRISTIANA |  | HOSPITAL-WH | 0 | HD003160 | DE |  | 2011-11-09 19:00 |  | TELEMETRY UNITS | WF031 | 406 | CARDINAL | 3200
CHRISTIANA |  | HOSPITAL-WH | 0 | HD003528 | DE |  | 2011-11-09 19:00 |  | TELEMETRY UNITS | WF032 | 406 | CARDINAL | 3200
CHRISTIANA |  | HOSPITAL-WH | 0 | HD004436 | DE |  | 2011-11-09 19:00 |  | TELEMETRY UNITS | WF033 | 406 | CARDINAL | 3200
CHRISTIANA |  | HOSPITAL-CH | 0 | HD003117 | DE |  | 2011-12-27 19:00 |  | TELEMETRY UNITS | CF057 | 406 | CARDINAL | 3200
CHRISTIANA |  | HOSPITAL-CH | 0 | HD002052 | DE |  | 2012-03-14 20:00 |  | TELEMETRY UNITS | CF114 | 406 | CARDINAL | 3200
CHRISTIANA |  | HOSPITAL-CH | 0 | HD001894 | DE |  | 2012-03-14 20:00 |  | TELEMETRY UNITS | CF115 | 406 | CARDINAL | 3200
CHRISTIANA |  | HOSPITAL-CH | 0 | HD001810 | DE |  | 2012-03-14 20:00 |  | TELEMETRY UNITS | CF116 | 406 | CARDINAL | 3200
CHRISTIANA |  | HOSPITAL-CH | 0 | HD004381 | DE |  | 2011-12-08 19:00 |  | TELEMETRY UNITS | CFS07 | 406 | CARDINAL | 3200
CHRISTIANA |  | HOSPITAL-CH | 0 | HD004269 | DE |  | 2012-04-08 20:00 |  | TELEMETRY UNITS | CF194 | 406 | CARDINAL | 2500
CHRISTIANA |  | HOSPITAL-WH | 0 | HD002106 | DE |  | 2011-11-09 19:00 |  | TELEMETRY UNITS | WF063 | 406 | CARDINAL | 3200
CHRISTIANA |  | HOSPITAL-WH | 0 | NONE | DE |  | 2011-11-09 19:00 |  | TELEMETRY UNITS | WF064 | 406 | CARDINAL | 3200
CHRISTIANA |  | HOSPITAL-WH | 0 | NONE | DE |  | 2011-11-09 19:00 |  | TELEMETRY UNITS | WF065 | 406 | CARDINAL | 3200
CHRISTIANA |  | HOSPITAL-WH | 0 | HD004416 | DE |  | 2011-11-09 19:00 |  | TELEMETRY UNITS | WF066 | 406 | CARDINAL | 3200
CHRISTIANA |  | HOSPITAL-CH | 0 | HD004338 | DE |  | 2012-04-08 20:00 |  | TELEMETRY UNITS | CF244 | 406 | CARDINAL | 2500
CHRISTIANA |  | HOSPITAL-WH | 0 | HD004332 | DE |  | 2011-11-09 19:00 |  | TELEMETRY UNITS | WF070 | 406 | CARDINAL | 3200
CHRISTIANA |  | HOSPITAL-WH | 0 | HD003987 | DE |  | 2011-11-09 19:00 |  | TELEMETRY UNITS | WF071 | 406 | CARDINAL | 3200
CHRISTIANA |  | HOSPITAL-CH | 0 | HD002115 | DE |  | 2012-03-14 20:00 |  | TELEMETRY UNITS | CF137 | 406 | CARDINAL | 3200
CHRISTIANA |  | HOSPITAL-CH | 0 | HD001720 | DE |  | 2012-03-14 20:00 |  | TELEMETRY UNITS | CF138 | 406 | CARDINAL | 3200
CHRISTIANA |  | HOSPITAL-CH | 0 | HD001932 | DE |  | 2011-12-08 19:00 |  | TELEMETRY UNITS | CFS25 | 406 | CARDINAL | 3200
CHRISTIANA |  | HOSPITAL-CH | 0 | HD001968 | DE |  | 2011-12-08 19:00 |  | TELEMETRY UNITS | CFS26 | 406 | CARDINAL | 3200
CHRISTIANA |  | HOSPITAL-CH | 0 | HD0001663 | DE |  | 2011-12-08 19:00 |  | TELEMETRY UNITS | CFS27 | 406 | CARDINAL | 3200
CHRISTIANA |  | HOSPITAL-CH | 0 | HD00362 | DE |  | 2012-04-08 20:00 |  | TELEMETRY UNITS | CF216 | 406 | CARDINAL | 3200
CHRISTIANA |  | HOSPITAL-CH | 0 | HD001950 | DE |  | 2012-04-08 20:00 |  | TELEMETRY UNITS | CF217 | 406 | CARDINAL | 3200
CHRISTIANA |  | HOSPITAL-CH | 0 | HD004422 | DE |  | 2012-04-08 20:00 |  | TELEMETRY UNITS | CF218 | 406 | CARDINAL | 3200
CHRISTIANA |  | HOSPITAL-CH | 0 | hd004677 | DE |  | 2012-04-08 20:00 |  | TELEMETRY UNITS | CF240 | 406 | CARDINAL | 3200
CHRISTIANA |  | HOSPITAL-CH | 0 | HD005183 | DE |  | 2011-12-08 19:00 |  | TELEMETRY UNITS | CF039 | 406 | CARDINAL | 3200
CHRISTIANA |  | HOSPITAL-CH | 0 | HD001995 | DE |  | 2012-04-08 20:00 |  | TELEMETRY UNITS | CF255 | 406 | CARDINAL | 3200
CHRISTIANA |  | HOSPITAL-CH | 0 | HD001949 | DE |  | 2012-04-08 20:00 |  | TELEMETRY UNITS | CF256 | 406 | CARDINAL | 3200
CHRISTIANA |  | HOSPITAL-CH | 0 | HD002261 | DE |  | 2012-04-08 20:00 |  | TELEMETRY UNITS | CF257 | 406 | CARDINAL | 3200
CHRISTIANA |  | HOSPITAL-WH | 0 | HD004443 | DE |  | 2011-11-09 19:00 |  | TELEMETRY UNITS | WF043 | 406 | CARDINAL | 3200
CHRISTIANA |  | HOSPITAL-WH | 0 | HD001957 | DE |  | 2011-11-09 19:00 |  | TELEMETRY UNITS | WF044 | 406 | CARDINAL | 3200
CHRISTIANA |  | HOSPITAL-WH | 0 | HD004426 | DE |  | 2011-11-09 19:00 |  | TELEMETRY UNITS | WF045 | 406 | CARDINAL | 3200
CHRISTIANA |  | HOSPITAL-WH | 0 | HD001400 | DE |  | 2011-11-09 19:00 |  | TELEMETRY UNITS | WF046 | 406 | CARDINAL | 3200
CHRISTIANA |  | HOSPITAL-WH | 0 | HD001973 | DE |  | 2011-11-09 19:00 |  | TELEMETRY UNITS | WF034 | 406 | CARDINAL | 3200
CHRISTIANA |  | HOSPITAL-CH | 0 | HD003988 | DE |  | 2012-03-14 20:00 |  | TELEMETRY UNITS | CF141 | 406 | CARDINAL | 3200
CHRISTIANA |  | HOSPITAL-CH | 0 | HD002149 | DE |  | 2012-03-14 20:00 |  | TELEMETRY UNITS | CF117 | 406 | CARDINAL | 3200
CHRISTIANA |  | HOSPITAL-CH | 0 | HD002113 | DE |  | 2011-12-08 19:00 |  | TELEMETRY UNITS | CFS08 | 406 | CARDINAL | 3200
CHRISTIANA |  | HOSPITAL-CH | 0 | HD002210 | DE |  | 2011-12-08 19:00 |  | TELEMETRY UNITS | CFS09 | 406 | CARDINAL | 3200
CHRISTIANA |  | HOSPITAL-WH | 0 | HD002384 | DE |  | 2011-11-09 19:00 |  | TELEMETRY UNITS | WF023 | 406 | CARDINAL | 3200
CHRISTIANA |  | HOSPITAL-WH | 0 | HD004359 | DE |  | 2011-11-09 19:00 |  | TELEMETRY UNITS | WF024 | 406 | CARDINAL | 3200
CHRISTIANA |  | HOSPITAL-WH | 0 | HD004429 | DE |  | 2011-11-09 19:00 |  | TELEMETRY UNITS | WF025 | 406 | CARDINAL | 3200
CHRISTIANA |  | HOSPITAL-CH | 0 | HD002276 | DE |  | 2011-12-08 19:00 |  | TELEMETRY UNITS | CF009 | 406 | CARDINAL | 3200
CHRISTIANA |  | HOSPITAL-WH | 0 | HD004372 | DE |  | 2011-11-09 19:00 |  | TELEMETRY UNITS | WF011 | 406 | CARDINAL | 3200
CHRISTIANA |  | HOSPITAL-WH | 0 | HD004433 | DE |  | 2011-11-09 19:00 |  | TELEMETRY UNITS | WF012 | 406 | CARDINAL | 3200
CHRISTIANA |  | HOSPITAL-WH | 0 | HD001726 | DE |  | 2011-11-09 19:00 |  | TELEMETRY UNITS | WF072 | 406 | CARDINAL | 3200
CHRISTIANA |  | HOSPITAL-WH | 0 | HD004360 | DE |  | 2011-11-09 19:00 |  | TELEMETRY UNITS | WF073 | 406 | CARDINAL | 3200
CHRISTIANA |  | HOSPITAL-WH | 0 | No Serial Number | DE |  | 2011-11-09 19:00 |  | TELEMETRY UNITS | WF074 | 406 | CARDINAL | 3200
CHRISTIANA |  | HOSPITAL-CH | 0 | No Serial Number | DE |  | 2011-07-28 20:00 |  | TELEMETRY UNITS | flex005 | 406 | CARDINAL | 3200
CHRISTIANA |  | HOSPITAL-CH | 0 | HD002283 | DE |  | 2012-03-14 20:00 |  | TELEMETRY UNITS | CF139 | 406 | CARDINAL | 3200
CHRISTIANA |  | HOSPITAL-CH | 0 | HD002201 | DE |  | 2012-03-14 20:00 |  | TELEMETRY UNITS | CF140 | 406 | CARDINAL | 3200
CHRISTIANA |  | HOSPITAL-CH | 0 | HD003866 | DE |  | 2011-12-08 19:00 |  | TELEMETRY UNITS | CFS28 | 406 | CARDINAL | 3200
CHRISTIANA |  | HOSPITAL-CH | 0 | HD003378 | DE |  | 2012-04-08 20:00 |  | TELEMETRY UNITS | CF219 | 406 | CARDINAL | 3200
CHRISTIANA |  | HOSPITAL-CH | 0 | HD002204 | DE |  | 2012-04-08 20:00 |  | TELEMETRY UNITS | CF220 | 406 | CARDINAL | 3200
CHRISTIANA |  | HOSPITAL-WH | 0 | HD002107 | DE |  | 2011-11-09 19:00 |  | TELEMETRY UNITS | WF001 | 406 | CARDINAL | 3200
CHRISTIANA |  | HOSPITAL-WH | 0 | HD002214 | DE |  | 2011-11-09 19:00 |  | TELEMETRY UNITS | WF002 | 406 | CARDINAL | 3200
CHRISTIANA |  | HOSPITAL-WH | 0 | HD004441 | DE |  | 2011-11-09 19:00 |  | TELEMETRY UNITS | WF003 | 406 | CARDINAL | 3200
CHRISTIANA |  | HOSPITAL-CH | 0 | HD001974 | DE |  | 2012-03-20 20:00 |  | TELEMETRY UNITS | CF103 | 406 | CARDINAL | 2500
CHRISTIANA |  | HOSPITAL-CH | 0 | HD002167 | DE |  | 2011-12-08 19:00 |  | TELEMETRY UNITS | CF040 | 406 | CARDINAL | 3200
CHRISTIANA |  | HOSPITAL-CH | 0 | HD001818 | DE |  | 2011-12-08 19:00 |  | TELEMETRY UNITS | CF041 | 406 | CARDINAL | 3200
CHRISTIANA |  | HOSPITAL-CH | 0 | HD003525 | DE |  | 2011-12-08 19:00 |  | TELEMETRY UNITS | CF042 | 406 | CARDINAL | 3200
CHRISTIANA |  | HOSPITAL-WH | 0 | NONE | DE |  | 2011-11-09 19:00 |  | TELEMETRY UNITS | WF047 | 406 | CARDINAL | 3200
CHRISTIANA |  | HOSPITAL-CH | 0 | HD002392 | DE |  | 2012-04-08 20:00 |  | TELEMETRY UNITS | CF195 | 406 | CARDINAL | 2500
CHRISTIANA |  | HOSPITAL-CH | 0 | HD002290 | DE |  | 2012-04-08 20:00 |  | TELEMETRY UNITS | CF234 | 406 | CARDINAL | 3200
CHRISTIANA |  | HOSPITAL-CH | 0 | HD002086 | DE |  | 2012-04-08 20:00 |  | TELEMETRY UNITS | CF235 | 406 | CARDINAL | 3200
CHRISTIANA |  | HOSPITAL-CH | 0 | HD002055 | DE |  | 2012-04-08 20:00 |  | TELEMETRY UNITS | CF236 | 406 | CARDINAL | 3200
CHRISTIANA |  | HOSPITAL-CH | 0 | HD003719 | DE |  | 2011-12-27 19:00 |  | TELEMETRY UNITS | CF076 | 406 | CARDINAL | 3200
CHRISTIANA |  | HOSPITAL-CH | 0 | HD002049 | DE |  | 2011-12-27 19:00 |  | TELEMETRY UNITS | CF077 | 406 | CARDINAL | 3200
CHRISTIANA |  | HOSPITAL-CH | 0 | HD002179 | DE |  | 2011-12-27 19:00 |  | TELEMETRY UNITS | CF078 | 406 | CARDINAL | 3200
CHRISTIANA |  | HOSPITAL-CH | 0 | HD003862 | DE |  | 2012-03-14 20:00 |  | TELEMETRY UNITS | CF166 | 406 | CARDINAL | 3200
CHRISTIANA |  | HOSPITAL-CH | 0 | HD004644 | DE |  | 2012-03-14 20:00 |  | TELEMETRY UNITS | CF167 | 406 | CARDINAL | 3200
CHRISTIANA |  | HOSPITAL-CH | 0 | HD004339 | DE |  | 2012-03-14 20:00 |  | TELEMETRY UNITS | CF168 | 406 | CARDINAL | 3200
CHRISTIANA |  | HOSPITAL-CH | 0 | HD004405 | DE |  | 2012-03-14 20:00 |  | TELEMETRY UNITS | CF191 | 406 | CARDINAL | 3200
CHRISTIANA |  | HOSPITAL-CH | 0 | HD002150 | DE |  | 2012-03-14 20:00 |  | TELEMETRY UNITS | CF192 | 406 | CARDINAL | 3200
CHRISTIANA |  | HOSPITAL-CH | 0 | HD002046 | DE |  | 2011-12-08 19:00 |  | TELEMETRY UNITS | CF032 | 406 | CARDINAL | 3200
CHRISTIANA |  | HOSPITAL-CH | 0 | HD004059 | DE |  | 2011-12-08 19:00 |  | TELEMETRY UNITS | CF033 | 406 | CARDINAL | 3200
CHRISTIANA |  | HOSPITAL-CH | 0 | HD002282 | DE |  | 2012-03-14 20:00 |  | TELEMETRY UNITS | CF154 | 406 | CARDINAL | 3200
CHRISTIANA |  | HOSPITAL-CH | 0 | HD004436 | DE |  | 2012-03-14 20:00 |  | TELEMETRY UNITS | CF155 | 406 | CARDINAL | 3200
CHRISTIANA |  | HOSPITAL-CH | 0 | HD001287 | DE |  | 2012-03-14 20:00 |  | TELEMETRY UNITS | CF156 | 406 | CARDINAL | 3200
CHRISTIANA |  | HOSPITAL-CH | 0 | HD003382 | DE |  | 2011-12-08 19:00 |  | TELEMETRY UNITS | CF045 | 406 | CARDINAL | 3200
CHRISTIANA |  | HOSPITAL-CH | 0 | HD003979 | DE |  | 2011-12-08 19:00 |  | TELEMETRY UNITS | CF046 | 406 | CARDINAL | 3200
CHRISTIANA |  | HOSPITAL-CH | 0 | HD004654 | DE |  | 2011-12-08 19:00 |  | TELEMETRY UNITS | CF047 | 406 | CARDINAL | 3200
CHRISTIANA |  | HOSPITAL-CH | 0 | HD004640 | DE |  | 2012-04-08 20:00 |  | TELEMETRY UNITS | CF237 | 406 | CARDINAL | 3200
CHRISTIANA |  | HOSPITAL-CH | 0 | HD001507 | DE |  | 2012-04-08 20:00 |  | TELEMETRY UNITS | CF238 | 406 | CARDINAL | 3200
CHRISTIANA |  | HOSPITAL-CH | 0 | HD001930 | DE |  | 2011-12-27 19:00 |  | TELEMETRY UNITS | CF079 | 406 | CARDINAL | 3200
CHRISTIANA |  | HOSPITAL-CH | 0 | HD002154 | DE |  | 2011-12-27 19:00 |  | TELEMETRY UNITS | CF080 | 406 | CARDINAL | 3200
CHRISTIANA |  | HOSPITAL-CH | 0 | HD002288 | DE |  | 2011-12-27 19:00 |  | TELEMETRY UNITS | CF081 | 406 | CARDINAL | 3200
CHRISTIANA |  | HOSPITAL-CH | 0 | HD003382 | DE |  | 2011-12-08 19:00 |  | TELEMETRY UNITS | CF014 | 406 | CARDINAL | 3200
CHRISTIANA |  | HOSPITAL-CH | 0 | HD003844 | DE |  | 2012-03-14 20:00 |  | TELEMETRY UNITS | CF169 | 406 | CARDINAL | 3200
CHRISTIANA |  | HOSPITAL-CH | 0 | HD004636 | DE |  | 2012-03-14 20:00 |  | TELEMETRY UNITS | CF170 | 406 | CARDINAL | 3200
CHRISTIANA |  | HOSPITAL-CH | 0 | HD002083 | DE |  | 2012-03-14 20:00 |  | TELEMETRY UNITS | CF171 | 406 | CARDINAL | 3200
CHRISTIANA |  | HOSPITAL-WH | 0 | HD002290 | DE |  | 2011-11-09 19:00 |  | TELEMETRY UNITS | WF017 | 406 | CARDINAL | 3200
CHRISTIANA |  | HOSPITAL-WH | 0 | HD003384 | DE |  | 2011-11-09 19:00 |  | TELEMETRY UNITS | WF018 | 406 | CARDINAL | 3200
CHRISTIANA |  | HOSPITAL-WH | 0 | HD001504 | DE |  | 2011-11-09 19:00 |  | TELEMETRY UNITS | WF019 | 406 | CARDINAL | 3200
CHRISTIANA |  | HOSPITAL-CH | 0 | HD002142 | DE |  | 2011-12-08 19:00 |  | TELEMETRY UNITS | CF034 | 406 | CARDINAL | 3200
CHRISTIANA |  | HOSPITAL-CH | 0 | HD004493 | DE |  | 2011-12-08 19:00 |  | TELEMETRY UNITS | CF035 | 406 | CARDINAL | 3200
CHRISTIANA |  | HOSPITAL-CH | 0 | HD004354 | DE |  | 2011-12-08 19:00 |  | TELEMETRY UNITS | CF036 | 406 | CARDINAL | 3200
CHRISTIANA |  | HOSPITAL-CH | 0 | HD002194 | DE |  | 2012-03-14 20:00 |  | TELEMETRY UNITS | CF157 | 406 | CARDINAL | 3200
CHRISTIANA |  | HOSPITAL-CH | 0 | HD004432 | DE |  | 2012-03-14 20:00 |  | TELEMETRY UNITS | CF158 | 406 | CARDINAL | 3200
CHRISTIANA |  | HOSPITAL-CH | 0 | HD003868 | DE |  | 2012-03-14 20:00 |  | TELEMETRY UNITS | CF159 | 406 | CARDINAL | 3200
CHRISTIANA |  | HOSPITAL-CH | 0 | HD003887 | DE |  | 2012-03-20 20:00 |  | TELEMETRY UNITS | CF149 | 406 | CARDINAL | 2500
CHRISTIANA |  | HOSPITAL-CH | 0 | HD001409 | DE |  | 2011-12-08 19:00 |  | TELEMETRY UNITS | CF048 | 406 | CARDINAL | 3200
CHRISTIANA |  | HOSPITAL-CH | 0 | HD001794 | DE |  | 2011-12-27 19:00 |  | TELEMETRY UNITS | CF082 | 406 | CARDINAL | 3200
CHRISTIANA |  | HOSPITAL-CH | 0 | HD004424 | DE |  | 2011-12-08 19:00 |  | TELEMETRY UNITS | CF015 | 406 | CARDINAL | 3200
CHRISTIANA |  | HOSPITAL-CH | 0 | HD001967 | DE |  | 2011-12-08 19:00 |  | TELEMETRY UNITS | CF016 | 406 | CARDINAL | 3200
CHRISTIANA |  | HOSPITAL-CH | 0 | HD002207 | DE |  | 2011-12-08 19:00 |  | TELEMETRY UNITS | CF017 | 406 | CARDINAL | 3200
CHRISTIANA |  | HOSPITAL-CH | 0 | HD003696 | DE |  | 2013-07-24 20:00 |  | TELEMETRY UNITS | CF263 | 406 | CARDINAL | 3200
CHRISTIANA |  | HOSPITAL-WH | 0 | HD002043 | DE |  | 2011-11-09 19:00 |  | TELEMETRY UNITS | WF020 | 406 | CARDINAL | 3200
CHRISTIANA |  | HOSPITAL-WH | 0 | HD002109 | DE |  | 2011-11-09 19:00 |  | TELEMETRY UNITS | WF021 | 406 | CARDINAL | 3200
CHRISTIANA |  | HOSPITAL-WH | 0 | HD002072 | DE |  | 2011-11-09 19:00 |  | TELEMETRY UNITS | WF022 | 406 | CARDINAL | 3200
CHRISTIANA |  | HOSPITAL-CH | 0 | HD004493 | DE |  | 2011-12-08 19:00 |  | TELEMETRY UNITS | CF037 | 406 | CARDINAL | 3200
CHRISTIANA |  | HOSPITAL-CH | 0 | HD001399 | DE |  | 2011-12-08 19:00 |  | TELEMETRY UNITS | CF038 | 406 | CARDINAL | 3200
CHRISTIANA |  | HOSPITAL-CH | 0 | NONE | DE |  | 2011-07-28 20:00 |  | TELEMETRY UNITS | flex002 | 406 | CARDINAL | 3200
CHRISTIANA |  | HOSPITAL-CH | 0 | NONE | DE |  | 2011-07-28 20:00 |  | TELEMETRY UNITS | flex003 | 406 | CARDINAL | 3200
CHRISTIANA |  | HOSPITAL-CH | 0 | HD001412 | DE |  | 2012-05-10 20:00 |  | TELEMETRY UNITS | cf262 | 406 | CARDINAL | 3200
CHRISTIANA |  | HOSPITAL-CH | 0 | HD002218 | DE |  | 2012-04-08 20:00 |  | TELEMETRY UNITS | CF258 | 406 | CARDINAL | 3200
CHRISTIANA |  | HOSPITAL-CH | 0 | HD005664 | DE |  | 2012-04-08 20:00 |  | TELEMETRY UNITS | CF259 | 406 | CARDINAL | 3200
CHRISTIANA |  | HOSPITAL-CH | 0 | HD004338 | DE |  | 2012-04-08 20:00 |  | TELEMETRY UNITS | CF260 | 406 | CARDINAL | 3200
CHRISTIANA |  | HOSPITAL-CH | 0 | HD002146 | DE |  | 2011-12-08 19:00 |  | TELEMETRY UNITS | CF018 | 406 | CARDINAL | 3200
CHRISTIANA |  | HOSPITAL-CH | 0 | HD005854 | DE |  | 2011-12-08 19:00 |  | TELEMETRY UNITS | CF019 | 406 | CARDINAL | 3200
CHRISTIANA |  | HOSPITAL-CH | 0 | No Serial Number | DE |  | 2011-07-28 20:00 |  | TELEMETRY UNITS | flex004 | 406 | CARDINAL | 3200
CHRISTIANA |  | HOSPITAL-CH | 0 | 14000153 | DE |  |  |  | Monitors; Bedside; Fetal | 32205 | 170 SERIES | GE MEDICAL SYSTEMS | 2999.99
CHRISTIANA |  | HOSPITAL-CH | 0 | 14000081 | DE |  |  |  | Monitors; Bedside; Fetal | 31489 | 170 SERIES | GE MEDICAL SYSTEMS | 2855.54
CHRISTIANA |  | HOSPITAL-CH | 0 | NA020108 | DE |  |  |  | Workstations | 33635 | ALW NT DISKTOP | NICOLET INSTRUMENT CORP | 34994
CHRISTIANA |  | HOSPITAL-CH | 0 | 871036 | DE |  |  |  | Thyroid Uptake Systems | 18421 | 110540 | BIODEX MEDICAL SYSTEMS INC | 9600
CHRISTIANA |  | HOSPITAL-CH | 0 | 12160105 | DE |  | 2017-01-29 19:00 |  | Warming/Cooling Units; Patient; Heart-Lung Bypass | 64284 | Modular Cooler-Heater (MCH) Series MCH-100(i) | CardioQuip LLP | 46870
CHRISTIANA |  | CH-SURGI | 0 | 3603106006 | DE |  | 2006-02-19 19:00 |  | Washer/Decontamination Units | 37930 | Reliance Synergy Washer/Disinfector | STERIS Corp | 53443 | Purchased
CHRISTIANA |  | HOSPITAL-WH | 0 | UMX9806010 | DE |  |  |  | Ultrasound Therapy Systems; Physical Therapy | 27203 | ULTRA-SX | EXCEL TECH LTD | 1690
CHRISTIANA |  | HOSPITAL-CH | 0 | UMX9901018 | DE |  |  |  | Ultrasound Therapy Systems; Physical Therapy | 28687 | ULTRA-SX | EXCEL TECH LTD | 2499.99
CHRISTIANA |  | HOSPITAL-CH | 0 | 09L1021 | DE |  | 2011-03-09 19:00 |  | Ophthalmic Tonometers | 46731 | TONO-PEN XL | MEDTRONIC XOMED SURGICAL PRODUCTS INC DIV MEDTRONIC INC | 2995
CHRISTIANA |  | HOSPITAL-CH | 0 | 3908430013 | DE |  | 2006-08-30 20:00 |  | Ophthalmic Tonometers | 101014 | TONO-PEN XL | MEDTRONIC XOMED SURGICAL PRODUCTS INC DIV MEDTRONIC INC | 2799 | Purchased
CHRISTIANA |  | HOSPITAL-WH | 0 | 11156-0806 | DE |  |  |  | Ophthalmic Tonometers | 42617 | TONO-PEN XL | MEDTRONIC XOMED SURGICAL PRODUCTS INC DIV MEDTRONIC INC | 2500
CHRISTIANA |  | HCCC | 0 | 5970 | DE |  |  |  | Ergometers; Cyclic Arm Exerciser | 38169 | Upper Body Ergometer UBE | CYBEX INTERNATIONAL INC | 7500
CHRISTIANA |  | HOSPITAL-WH | 0 | 11369386 | DE |  | 2013-12-04 19:00 |  | Electrosurgical Units; Monopolar; Argon-Enhanced Coagulation | 50392 | Electrosurgical Generator VIO 300 D | ERBE USA INC | 25000 | Purchased
CHRISTIANA |  | HOSPITAL-CH | 0 | ARXE-0034 | DE |  | 2006-05-20 20:00 |  | Ventilators; Intensive Care | 38390 | Evita 4 | NORTH AMERICAN DRAEGER | 24824
CHRISTIANA |  | HOSPITAL-CH | 0 | ARXE-0036 | DE |  | 2006-05-20 20:00 |  | Ventilators; Intensive Care | 38392 | Evita 4 | NORTH AMERICAN DRAEGER | 24824
CHRISTIANA |  | HOSPITAL-CH | 0 | ARSL-0211 | DE |  |  |  | Ventilators; Intensive Care | 33362 | Evita 4 | NORTH AMERICAN DRAEGER | 34000
CHRISTIANA |  | HOSPITAL-CH | 0 | ARXE-0035 | DE |  |  |  | Ventilators; Intensive Care | 38391 | Evita 4 | NORTH AMERICAN DRAEGER | 24824
CHRISTIANA |  | HOSPITAL-CH | 0 | ARUD-0060 | DE |  |  |  | Ventilators; Intensive Care | 35240 | Evita 4 | NORTH AMERICAN DRAEGER | 36620
CHRISTIANA |  | HOSPITAL-CH | 0 | ARUD-0061 | DE |  | 2020-04-07 10:42 |  | Ventilators; Intensive Care | 35241 | Evita 4 | NORTH AMERICAN DRAEGER | 36620 | Purchased
CHRISTIANA |  | HOSPITAL-CH | 0 | ARWD-0185 | DE |  |  |  | Ventilators; Intensive Care | 37450 | Evita 4 | NORTH AMERICAN DRAEGER | 30600
CHRISTIANA |  | HOSPITAL-CH | 0 | ARXE-0037 | DE |  |  |  | Ventilators; Intensive Care | 38393 | Evita 4 | NORTH AMERICAN DRAEGER | 24824
CHRISTIANA |  | HOSPITAL-CH | 0 | ARXE-0033 | DE |  | 2006-05-20 20:00 |  | Ventilators; Intensive Care | 38389 | Evita 4 | NORTH AMERICAN DRAEGER | 24824
CHRISTIANA |  | HOSPITAL-CH | 0 | ARTK-0513 | DE |  |  |  | Ventilators; Intensive Care | 35237 | Evita 4 | NORTH AMERICAN DRAEGER | 32721.28
CHRISTIANA |  | HOSPITAL-CH | 0 | ARTK-0544 | DE |  |  |  | Ventilators; Intensive Care | 35239 | Evita 4 | NORTH AMERICAN DRAEGER | 32721.28
CHRISTIANA |  | HOSPITAL-CH | 0 | ARSM-0269 | DE |  |  |  | Ventilators; Intensive Care | 33369 | Evita 4 | NORTH AMERICAN DRAEGER | 34000
CHRISTIANA |  | HOSPITAL-CH | 0 | ARTK-0516 | DE |  | 2020-04-07 11:08 |  | Ventilators; Intensive Care | 35238 | Evita 4 | NORTH AMERICAN DRAEGER | 32721.28 | Purchased
CHRISTIANA |  | HOSPITAL-CH | 0 | ARSN-0147 | DE |  |  |  | Ventilators; Intensive Care | 34438 | Evita 4 | NORTH AMERICAN DRAEGER | 29514.61
CHRISTIANA |  | HOSPITAL-CH | 0 | ARSN-0152 | DE |  |  |  | Ventilators; Intensive Care | 34440 | Evita 4 | NORTH AMERICAN DRAEGER | 29514.61
CHRISTIANA |  | HOSPITAL-CH | 0 | ARSN-0148 | DE |  |  |  | Ventilators; Intensive Care | 34439 | Evita 4 | NORTH AMERICAN DRAEGER | 29514.61
CHRISTIANA |  | HOSPITAL-CH | 0 | ARSL-0209 | DE |  |  |  | Ventilators; Intensive Care | 33361 | Evita 4 | NORTH AMERICAN DRAEGER | 34000
CHRISTIANA |  | HOSPITAL-CH | 0 | DRRE-0035 | DE |  |  |  | Ventilators; Intensive Care | 31708 | Evita 4 | NORTH AMERICAN DRAEGER | 35101
CHRISTIANA |  | HOSPITAL-CH | 0 | DRRE-0037 | DE |  |  |  | Ventilators; Intensive Care | 31710 | Evita 4 | NORTH AMERICAN DRAEGER | 35101
CHRISTIANA |  | HOSPITAL-CH | 0 | ARSM-0257 | DE |  |  |  | Ventilators; Intensive Care | 33368 | Evita 4 | NORTH AMERICAN DRAEGER | 34000
CHRISTIANA |  | HOSPITAL-CH | 0 | ASAE-0072 | DE |  | 2009-06-02 20:00 |  | Ventilators; Intensive Care | 42861 | Evita 4 | NORTH AMERICAN DRAEGER | 22248
CHRISTIANA |  | HOSPITAL-CH | 0 | ASAE-0074 | DE |  |  |  | Ventilators; Intensive Care | 42863 | Evita 4 | NORTH AMERICAN DRAEGER | 22248
CHRISTIANA |  | HOSPITAL-CH | 0 | DRRE-0036 | DE |  |  |  | Ventilators; Intensive Care | 31709 | Evita 4 | NORTH AMERICAN DRAEGER | 35101
CHRISTIANA |  | HOSPITAL-CH | 0 | DRRE-0038 | DE |  |  |  | Ventilators; Intensive Care | 31711 | Evita 4 | NORTH AMERICAN DRAEGER | 35101
CHRISTIANA |  | HOSPITAL-CH | 0 | ASAE-0071 | DE |  | 2009-06-02 20:00 |  | Ventilators; Intensive Care | 42860 | Evita 4 | NORTH AMERICAN DRAEGER | 22248
CHRISTIANA |  | HOSPITAL-CH | 0 | ASAE-0073 | DE |  | 2009-06-02 20:00 |  | Ventilators; Intensive Care | 42862 | Evita 4 | NORTH AMERICAN DRAEGER | 22248
CHRISTIANA |  | HOSPITAL-CH | 0 | ARSN-0145 | DE |  | 2020-04-07 11:29 |  | Ventilators; Intensive Care | 34437 | Evita 4 | NORTH AMERICAN DRAEGER | 29514.61 | Purchased
CHRISTIANA |  | HOSPITAL-CH | 0 | DRRE-0040 | DE |  |  |  | Ventilators; Intensive Care | 31713 | Evita 4 | NORTH AMERICAN DRAEGER | 35101
CHRISTIANA |  | HOSPITAL-CH | 0 | DRRE-0045 | DE |  | 2020-04-07 11:17 |  | Ventilators; Intensive Care | 31715 | Evita 4 | NORTH AMERICAN DRAEGER | 35101 | Purchased
CHRISTIANA |  | HOSPITAL-CH | 0 | DRSC-0018 | DE |  | 2020-04-07 11:09 |  | Ventilators; Intensive Care | 33297 | Evita 4 | NORTH AMERICAN DRAEGER | 35000 | Purchased
CHRISTIANA |  | HOSPITAL-CH | 0 | DRSC-0020 | DE |  |  |  | Ventilators; Intensive Care | 33299 | Evita 4 | NORTH AMERICAN DRAEGER | 35000
CHRISTIANA |  | HOSPITAL-CH | 0 | ARSN-0144 | DE |  |  |  | Ventilators; Intensive Care | 34436 | Evita 4 | NORTH AMERICAN DRAEGER | 29514.61
CHRISTIANA |  | HOSPITAL-CH | 0 | DRRE-0039 | DE |  | 2001-07-02 20:00 |  | Ventilators; Intensive Care | 31712 | Evita 4 | NORTH AMERICAN DRAEGER | 35101 | Purchased
CHRISTIANA |  | HOSPITAL-CH | 0 | DRRE-0044 | DE |  |  |  | Ventilators; Intensive Care | 31714 | Evita 4 | NORTH AMERICAN DRAEGER | 35101
CHRISTIANA |  | HOSPITAL-CH | 0 | DRSC-0017 | DE |  | 2020-04-07 11:20 |  | Ventilators; Intensive Care | 33296 | Evita 4 | NORTH AMERICAN DRAEGER | 35000 | Purchased
CHRISTIANA |  | HOSPITAL-CH | 0 | DRSC-0019 | DE |  |  |  | Ventilators; Intensive Care | 33298 | Evita 4 | NORTH AMERICAN DRAEGER | 35000
CHRISTIANA |  | HOSPITAL-CH | 0 | DRRE-0047 | DE |  |  |  | Ventilators; Intensive Care | 31717 | Evita 4 | NORTH AMERICAN DRAEGER | 35101
CHRISTIANA |  | HOSPITAL-CH | 0 | DRRE-0049 | DE |  |  |  | Ventilators; Intensive Care | 31719 | Evita 4 | NORTH AMERICAN DRAEGER | 35101
CHRISTIANA |  | HOSPITAL-WH | 0 | ARXK-0282 | DE |  |  |  | Ventilators; Intensive Care | 39325 | Evita 4 | NORTH AMERICAN DRAEGER | 20761.57
CHRISTIANA |  | HOSPITAL-CH | 0 | DRSC-0022 | DE |  |  |  | Ventilators; Intensive Care | 33301 | Evita 4 | NORTH AMERICAN DRAEGER | 35000
CHRISTIANA |  | HOSPITAL-CH | 0 | DRRE-0046 | DE |  | 2020-04-07 11:28 |  | Physiologic Monitor Module Housings | 31716 | M3002A Intellivue X2 | PHILIPS MEDICAL SYSTEMS CARDIAC & MONITORING SYSTEMS DIV | 35101 | Purchased
CHRISTIANA |  | EDUCATION | 0 | DRRE-0048 | DE |  |  |  | Ventilators; Intensive Care | 31718 | Evita 4 | NORTH AMERICAN DRAEGER | 35101
CHRISTIANA |  | HOSPITAL-CH | 0 | DRRE-0050 | DE |  |  |  | Ventilators; Intensive Care | 31720 | Evita 4 | NORTH AMERICAN DRAEGER | 35101
CHRISTIANA |  | HOSPITAL-CH | 0 | ARXK-0283 | DE |  | 2006-08-19 20:00 |  | Ventilators; Intensive Care | 39326 | Evita 4 | NORTH AMERICAN DRAEGER | 20761.57
CHRISTIANA |  | HOSPITAL-CH | 0 | DRSC-0021 | DE |  |  |  | Ventilators; Intensive Care | 33300 | Evita 4 | NORTH AMERICAN DRAEGER | 35000
CHRISTIANA |  | HOSPITAL-CH | 0 | DRRE-0029 | DE |  | 2020-04-07 11:24 |  | Ventilators; Intensive Care | 31702 | Evita 4 | NORTH AMERICAN DRAEGER | 35101 | Purchased
CHRISTIANA |  | HOSPITAL-CH | 0 | DRRE-0031 | DE |  |  |  | Ventilators; Intensive Care | 31704 | Evita 4 | NORTH AMERICAN DRAEGER | 35101
CHRISTIANA |  | HOSPITAL-CH | 0 | DRRE-0033 | DE |  |  |  | Ventilators; Intensive Care | 31706 | Evita 4 | NORTH AMERICAN DRAEGER | 35101
CHRISTIANA |  | HOSPITAL-CH | 0 | ARZN-0183 | DE |  | 2009-01-03 19:00 |  | Ventilators; Intensive Care | 42331 | Evita 4 | NORTH AMERICAN DRAEGER | 22317
CHRISTIANA |  | HOSPITAL-CH | 0 | ARSL-0260 | DE |  |  |  | Ventilators; Intensive Care | 33364 | Evita 4 | NORTH AMERICAN DRAEGER | 34000
CHRISTIANA |  | HOSPITAL-CH | 0 | DRRE-0051 | DE |  |  |  | Ventilators; Intensive Care | 31721 | Evita 4 | NORTH AMERICAN DRAEGER | 35101
CHRISTIANA |  | HOSPITAL-CH | 0 | DRRE-0053 | DE |  |  |  | Ventilators; Intensive Care | 31723 | Evita 4 | NORTH AMERICAN DRAEGER | 35101
CHRISTIANA |  | HOSPITAL-CH | 0 | ARXK-0392 | DE |  | 2006-08-19 20:00 |  | Ventilators; Intensive Care | 39327 | Evita 4 | NORTH AMERICAN DRAEGER | 20761.57
CHRISTIANA |  | HOSPITAL-CH | 0 | ARXK-0394 | DE |  | 2006-08-19 20:00 |  | Ventilators; Intensive Care | 39329 | Evita 4 | NORTH AMERICAN DRAEGER | 20761.57
CHRISTIANA |  | HOSPITAL-CH | 0 | DRRE-0030 | DE |  |  |  | Ventilators; Intensive Care | 31703 | Evita 4 | NORTH AMERICAN DRAEGER | 35101
CHRISTIANA |  | HOSPITAL-CH | 0 | DRRE-0032 | DE |  | 2001-07-02 20:00 |  | Ventilators; Intensive Care | 31705 | Evita 4 | NORTH AMERICAN DRAEGER | 35101
CHRISTIANA |  | HOSPITAL-CH | 0 | DRRE-0034 | DE |  |  |  | Ventilators; Intensive Care | 31707 | Evita 4 | NORTH AMERICAN DRAEGER | 35101
CHRISTIANA |  | HOSPITAL-CH | 0 | ARZN-0182 | DE |  | 2009-01-03 19:00 |  | Ventilators; Intensive Care | 42330 | Evita 4 | NORTH AMERICAN DRAEGER | 22317
CHRISTIANA |  | HOSPITAL-CH | 0 | DRRE-0052 | DE |  |  |  | Ventilators; Intensive Care | 31722 | Evita 4 | NORTH AMERICAN DRAEGER | 35101
CHRISTIANA |  | HOSPITAL-CH | 0 | DRRF-0001 | DE |  |  |  | Ventilators; Intensive Care | 31724 | Evita 4 | NORTH AMERICAN DRAEGER | 35101
CHRISTIANA |  | HOSPITAL-CH | 0 | ARXK-0393 | DE |  | 2006-08-19 20:00 |  | Ventilators; Intensive Care | 39328 | Evita 4 | NORTH AMERICAN DRAEGER | 20761.57
CHRISTIANA |  | HOSPITAL-CH | 0 | ARSM-0253 | DE |  |  |  | Ventilators; Intensive Care | 33365 | Evita 4 | NORTH AMERICAN DRAEGER | 34000
CHRISTIANA |  | HOSPITAL-CH | 0 | ARSM-0255 | DE |  |  |  | Ventilators; Intensive Care | 33367 | Evita 4 | NORTH AMERICAN DRAEGER | 34000
CHRISTIANA |  | HOSPITAL-CH | 0 | ARSL-0252 | DE |  |  |  | Ventilators; Intensive Care | 33363 | Evita 4 | NORTH AMERICAN DRAEGER | 34000
CHRISTIANA |  | HOSPITAL-CH | 0 | ARXK-0278 | DE |  | 2006-08-19 20:00 |  | Ventilators; Intensive Care | 39321 | Evita 4 | NORTH AMERICAN DRAEGER | 20761.57
CHRISTIANA |  | HOSPITAL-CH | 0 | ARXK-0280 | DE |  | 2006-08-19 20:00 |  | Ventilators; Intensive Care | 39323 | Evita 4 | NORTH AMERICAN DRAEGER | 20761.57
CHRISTIANA |  | HOSPITAL-CH | 0 | ARXK-0279 | DE |  | 2006-08-19 20:00 |  | Ventilators; Intensive Care | 39322 | Evita 4 | NORTH AMERICAN DRAEGER | 20761.57
CHRISTIANA |  | HOSPITAL-CH | 0 | ARWD-0186 | DE |  |  |  | Ventilators; Intensive Care | 37451 | Evita 4 | NORTH AMERICAN DRAEGER | 30600
CHRISTIANA |  | HOSPITAL-CH | 0 | ARUD-0062 | DE |  |  |  | Ventilators; Intensive Care | 35242 | Evita 4 | NORTH AMERICAN DRAEGER | 36620
CHRISTIANA |  | HOSPITAL-CH | 0 | ARXK-0281 | DE |  | 2006-08-19 20:00 |  | Ventilators; Intensive Care | 39324 | Evita 4 | NORTH AMERICAN DRAEGER | 20761.57
CHRISTIANA |  | HOSPITAL-CH | 0 | ARWD-0187 | DE |  | 2005-05-15 20:00 |  | Ventilators; Intensive Care | 37452 | Evita 4 | NORTH AMERICAN DRAEGER | 30600
CHRISTIANA |  | HOSPITAL-CH | 0 | ARWD-0188 | DE |  | 2005-05-15 20:00 |  | Ventilators; Intensive Care | 37453 | Evita 4 | NORTH AMERICAN DRAEGER | 34362.1
CHRISTIANA |  | HOSPITAL-CH | 0 | ARSM-0254 | DE |  |  |  | Ventilators; Intensive Care | 33366 | Evita 4 | NORTH AMERICAN DRAEGER | 34000
CHRISTIANA |  | HOSPITAL-CH | 0 | 60152 | DE |  | 2007-02-04 19:00 |  | Scanning Systems; Computed Tomography; Axial; Full-Body | 39573 | 7740769 | SIEMENS HEALTH SYSTEMS | 1522410
CHRISTIANA |  | CANCER CENTER | 0 | 49472 | DE |  | 2007-02-04 19:00 |  | Scanning Systems; Computed Tomography; Axial; Full-Body | 41226 | 7740769 | SIEMENS HEALTH SYSTEMS | 1015511
CHRISTIANA | 2010-09-10 | HOSPITAL-CH | 0 | 49595 | DE |  | 2010-09-05 20:00 | 2023-07-31 | Scanning Systems; Computed Tomography; Axial; Full-Body | 46251 | 7740769 | SIEMENS HEALTH SYSTEMS | 223657.6 | Purchased
CHRISTIANA |  | HOSPITAL-CH | 0 | 20150200365AF | DE |  | 2015-07-21 20:00 |  | Sphygmomanometers; Electronic; Automatic | 57798 | HEM-907XL Digital Automatic Blood Pressure Monitor HEM-907XL | OMRON Corp | 750
CHRISTIANA |  | HOSPITAL-CH | 0 | 20150200367AF | DE |  | 2015-07-21 20:00 |  | Sphygmomanometers; Electronic; Automatic | 57799 | HEM-907XL Digital Automatic Blood Pressure Monitor HEM-907XL | OMRON Corp | 750
CHRISTIANA |  | HOSPITAL-WH | 0 | 235426 | DE |  | 1994-05-20 20:00 |  | Microscopes; Light; Operating | 21140 | OPMI-III | Carl Zeiss Meditec Inc | 40000 | Purchased
CHRISTIANA |  | HOSPITAL-CH | 0 | X120-272787-XO | DE |  | 2017-07-10 20:00 |  | Freezers; Laboratory | 64794 | ULT2586-5-A37 | REVCO SCIENTIFIC INC | 15000 | Purchased
CHRISTIANA |  | HOSPITAL-WH | 19350 | SPEC-CAM-06565-S2000 | DE |  | 2013-02-07 19:00 |  | Scanning Systems; Laser; Optical Coherence Tomography; Ophthalmic; Spectral | 60643 | Spectralis OCT Plus | Heidelberg Engineering Inc | 62645 | Purchased
CHRISTIANA |  | HOSPITAL-CH | 0 | 032204-006 | DE |  |  |  | Radiofrequency Therapy Systems; Tissue Ablation; Cardiac | 35248 | Ablation and Sensing Unit (ASU) ASU2-115 | ATRICURE INC | 50000
CHRISTIANA |  | HOSPITAL-WH | 0 | 11A062504 | DE |  |  |  | Arthroscopic Shaver Systems | 46508 | Crossfire Integrated Arthroscopy System 475-000-000 | Stryker Corp | 0
CHRISTIANA |  | WH SURGI | 0 | 10L065244 | DE |  |  |  | Arthroscopic Shaver Systems | 46866 | Crossfire Integrated Arthroscopy System 475-000-000 | Stryker Corp | 0
CHRISTIANA |  | HOSPITAL-WH | 0 | 11A062434 | DE |  |  |  | Arthroscopic Shaver Systems | 46509 | Crossfire Integrated Arthroscopy System 475-000-000 | Stryker Corp | 0
CHRISTIANA |  | WH SURGI | 0 | 10L065147 | DE |  |  |  | Arthroscopic Shaver Systems | 46865 | Crossfire Integrated Arthroscopy System 475-000-000 | Stryker Corp | 0
CHRISTIANA |  | HOSPITAL-WH | 0 | 11A055464 | DE |  |  |  | Arthroscopic Shaver Systems | 46507 | Crossfire Integrated Arthroscopy System 475-000-000 | Stryker Corp | 0
CHRISTIANA |  | WH SURGI | 0 | 10L065184 | DE |  |  |  | Arthroscopic Shaver Systems | 46867 | Crossfire Integrated Arthroscopy System 475-000-000 | Stryker Corp | 0
CHRISTIANA |  | HOSPITAL-CH | 0 | 4150630001 | DE |  |  |  | TEST EQUIPMENT; TEST EQUIPMENT | 49489 | PTS 2000 | PURITAN BENNETT CORP DIV TYCO HEALTHCARE GROUP LP | 0
CHRISTIANA |  | HOSPITAL-CH | 0 | 45623 | DE |  |  |  | TEST EQUIPMENT; TEST EQUIPMENT | 26210 | 35080A | KEITHLEY INSTRUMENTS INC RADIATION MEASUREMENTS DIV | 0
CHRISTIANA |  | HOSPITAL-CH | 0 | 62334 | DE |  |  |  | TEST EQUIPMENT; TEST EQUIPMENT | 54677 | 35080A | KEITHLEY INSTRUMENTS INC RADIATION MEASUREMENTS DIV | 0
CHRISTIANA |  | HOSPITAL-CH | 0 | 07GQ1 | DE |  |  |  | TEST EQUIPMENT; TEST EQUIPMENT | 49887 | MASIMO TESTER | MASIMO CORP | 5000
CHRISTIANA |  | Neuroscience Center | 0 | OL060701 | DE |  |  |  | Electromyographs | 46555 | Nicolet VikingQuest Portable | CareFusion Respiratory | 15000
CHRISTIANA |  | Neuroscience Center | 0 | ta140467m | DE |  |  |  | Electromyographs | 54463 | Nicolet VikingQuest Portable | CareFusion Respiratory | 15000
CHRISTIANA |  | HOSPITAL-CH | 0 | TA150616M | DE |  | 2015-09-28 20:00 |  | Electromyographs | 52207 | Nicolet VikingQuest | Natus Medical Inc | 15000 | Purchased
CHRISTIANA |  | HOSPITAL-WH | 0 | 9702 | DE |  | 2019-03-29 08:44 |  | Stimulators; Electrical; Neuromuscular | 87483 | STIMUPLEX | B BRAUN MEDICAL EQUIPMENT INC DIV B BRAUN OF AMER | 4500 | Purchased
CHRISTIANA |  | HOSPITAL-CH | 0 | 7973 | DE |  | 2005-11-15 19:00 |  | Stimulators; Electrical; Neuromuscular | 54171 | STIMUPLEX | B BRAUN MEDICAL EQUIPMENT INC DIV B BRAUN OF AMER | 4500 | Purchased
CHRISTIANA |  | HOSPITAL-CH | 0 | 937 | DE |  | 2001-01-29 19:00 |  | Stimulators; Electrical; Neuromuscular | 29951 | STIMUPLEX | B BRAUN MEDICAL EQUIPMENT INC DIV B BRAUN OF AMERICA CO | 4500
CHRISTIANA |  | HOSPITAL-CH | 0 | 10025 | DE |  | 1999-05-09 20:00 |  | Anesthesia Units | 28712 | Narkomed Mobile Anesthesia System | NORTH AMERICAN DRAEGER | 25000
CHRISTIANA |  | HOSPITAL-CH | 0 | HAGU01128 | DE |  |  |  | Incubators; Infant; Mobile | 20388 | 6600-0084800 | GE MEDICAL SYSTEMS | 1000
CHRISTIANA |  | CH-SURGI | 0 | 1090993 | DE |  |  |  | Electrosurgical Units | 20915 | 52-5795 | ELMED INC | 2761
CHRISTIANA |  | CH-SURGI | 0 | 960693 | DE |  |  |  | Electrosurgical Units | 20719 | 52-5795 | ELMED INC | 3000
CHRISTIANA |  | HOSPITAL-CH | 0 | 7749648 | DE |  | 2019-03-29 08:44 |  | Light Sources; Fiberoptic | 13401 | CLK-3 | OLYMPUS AMERICA INC | 2000
CHRISTIANA |  | HOSPITAL-CH | 0 | 7851597 | DE |  |  |  | Light Sources; Fiberoptic | 16754 | CLK-3 | OLYMPUS AMERICA INC | 2000
CHRISTIANA |  | HOSPITAL-CH | 0 | 7647052 | DE |  |  |  | Light Sources; Fiberoptic | 12178 | CLK-3 | OLYMPUS AMERICA INC | 2000
CHRISTIANA |  | HOSPITAL-CH | 0 | 7748855 | DE |  |  |  | Light Sources; Fiberoptic | 26006 | CLK-3 | OLYMPUS AMERICA INC | 4000
CHRISTIANA |  | HOSPITAL-WH | 0 | 7851602 | DE |  |  |  | Light Sources; Fiberoptic | 16490 | CLK-3 | OLYMPUS AMERICA INC | 4001
CHRISTIANA |  | CANCER CENTER | 0 | 1908369-00 | DE |  | 2011-12-01 19:00 |  | Warming Units; Blanket | 65254 | Blanket Warming Cabinet DC150 | Enthermics Medical Systems | 2442 | Purchased
CHRISTIANA |  | HOSPITAL-CH | 0 | ME06568 | DE |  |  |  | Monitors; Physiologic; Electrocardiography/Vital Signs | 21312 | Propaq Encore Vital Signs Monitor 106EL | CARDINAL | 8586
CHRISTIANA |  | HOSPITAL-CH | 0 | ME01348 | DE |  | 1992-12-21 19:00 |  | Monitors; Physiologic; Electrocardiography/Vital Signs | 20215 | Propaq Encore Vital Signs Monitor 106EL | CARDINAL | 8797
CHRISTIANA |  | HOSPITAL-WH | 0 | TD05935 | DE |  |  |  | Monitors; Physiologic; Electrocardiography/Vital Signs | 20797 | Propaq Encore Vital Signs Monitor 106EL | CARDINAL | 8800
CHRISTIANA |  | HOSPITAL-CH | 0 | MC0966 SPO 02925 | DE |  |  |  | Monitors; Physiologic; Electrocardiography/Vital Signs | 20169 | Propaq Encore Vital Signs Monitor 106EL | CARDINAL | 10000
CHRISTIANA |  | HOSPITAL-CH | 0 | AEO2547 | DE |  |  |  | Monitors; Physiologic; Electrocardiography/Vital Signs | 28907 | Propaq Encore Vital Signs Monitor 106EL | CARDINAL | 8999.99
CHRISTIANA |  | HOSPITAL-CH | 0 | AE03524 | DE |  |  |  | Monitors; Physiologic; Electrocardiography/Vital Signs | 22938 | Propaq Encore Vital Signs Monitor 106EL | CARDINAL | 6612
CHRISTIANA |  | HOSPITAL-CH | 0 | AE01220 | DE |  |  |  | Monitors; Physiologic; Electrocardiography/Vital Signs | 32033 | Propaq Encore Vital Signs Monitor 106EL | CARDINAL | 8999.99
CHRISTIANA |  | HOSPITAL-WH | 0 | TD05973 | DE |  |  |  | Monitors; Physiologic; Electrocardiography/Vital Signs | 20678 | Propaq Encore Vital Signs Monitor 106EL | CARDINAL | 8797
CHRISTIANA |  | HOSPITAL-WH | 0 | 1092000000000 | DE |  | 2014-06-20 20:00 |  | Electrocardiographs; Multichannel; Interpretive | 53751 | Electrocardiograph CP 50 Basic | CARDINAL | 1669.43
CHRISTIANA |  | HOSPITAL-CH | 0 | 17422 | DE |  |  |  | Testers; Infusion Pump | 26146 | Infusion Pump Analyzer IDA-2 Plus | BIO-TEK INSTRUMENTS INC | 0
CHRISTIANA |  | HOSPITAL-CH | 0 | 16362 | DE |  |  |  | Testers; Infusion Pump | 26039 | Infusion Pump Analyzer IDA-2 Plus | BIO-TEK INSTRUMENTS INC | 0
CHRISTIANA |  | HOSPITAL-WH | 0 | 08070919A | DE |  | 2008-10-10 20:00 |  | Osmometers; Freezing Point | 40652 | Micro-Osmometer 3320 | ADVANCED INSTRUMENTS INC | 75000
CHRISTIANA |  | Middletown Care Center(Sleepy Hollow) | 0 | 119971558 | DE |  | 2001-07-02 20:00 |  | Ultrasound Therapy Systems; Physical Therapy | 31454 | Theratouch 7.7 | RICH-MAR CORP | 2499.99 | Purchased
CHRISTIANA |  |  | 0 | 421043711 |  |  |  |  | Ultrasound Therapy Systems; Physical Therapy | 36396 | Theratouch 7.7 | RICH-MAR CORP | 4319
CHRISTIANA |  | HCCC | 0 | 223981961 | DE |  |  |  | Ultrasound Therapy Systems; Physical Therapy | 31585 | Theratouch 7.7 | RICH-MAR CORP | 2499.99
CHRISTIANA |  | MIDDLETOWN ED | 0 | 215013015 | DE |  | 2003-08-11 20:00 |  | Ultrasound Therapy Systems; Physical Therapy | 34890 | Theratouch 7.7 | RICH-MAR CORP | 4500
CHRISTIANA |  | HOSPITAL-WH | 0 | 205961264 | DE |  |  |  | Ultrasound Therapy Systems; Physical Therapy | 24312 | Theratouch 7.7 | RICH-MAR CORP | 2499
CHRISTIANA |  | Middletown Care Center(Sleepy Hollow) | 0 | 10501033 | DE |  |  |  | Ultrasound Therapy Systems; Physical Therapy | 48184 | Theratouch 7.7 | RICH-MAR CORP | 2499
CHRISTIANA |  | New Castle Center | 0 | 223981967 | DE |  |  |  | Ultrasound Therapy Systems; Physical Therapy | 31757 | Theratouch 7.7 | RICH-MAR CORP | 2499
CHRISTIANA |  | HOSPITAL-WH | 0 | NONE | DE |  |  |  | Scanning Systems; Ultrasonic; General-Purpose | 13782 | U? | PICKER INTERNATIONAL LTD | 36977
CHRISTIANA |  | HOSPITAL-CH | 0 | 1881044 | DE |  |  |  | Scanning Systems; Ultrasonic; General-Purpose | 41222 | 2101 FALCON | B-K MEDICAL SYSTEMS INC | 56890
CHRISTIANA |  | CANCER CENTER | 0 | 2000-1825535 | DE |  |  |  | Scanning Systems; Ultrasonic; General-Purpose | 30500 | 2101 FALCON | B-K MEDICAL SYSTEMS INC | 56890
CHRISTIANA |  | Riverside Medical Arts Complex | 0 | M01094 | DE |  |  |  | Scanning Systems; Ultrasonic; General-Purpose | 39892 | UM9 | PHILIPS MEDICAL SYSTEMS NORTH AMERICA | 79999.99
CHRISTIANA |  | EDUCATION | 400 | 912041 | DE |  |  |  | Colposcopes | 26711 | OSC-2 | OLYMPUS AMERICA INC | 8000
CHRISTIANA |  | HOSPITAL-CH | 0 | D31478 | DE |  |  |  | Hyperthermia Units; Circulating-Air | 22280 | 500/OR | ARIZANT INC | 4000
CHRISTIANA |  | HOSPITAL-CH | 0 | 13115 | DE |  | 2012-07-18 20:00 |  | Printers | 49316 | UP-D895 | SONY MEDICAL SYSTEMS | 1500
CHRISTIANA |  | HOSPITAL-CH | 0 | 62179 | DE |  | 2007-04-16 20:00 |  | Phototherapy Units; Visible Light; Hyperbilirubinemia | 39924 | neoBLUE mini LED Phototherapy System | Natus Medical Inc | 9500 | Purchased
CHRISTIANA |  | HOSPITAL-CH | 0 | 62180 | DE |  | 2007-04-16 20:00 |  | Phototherapy Units; Visible Light; Hyperbilirubinemia | 39925 | neoBLUE mini LED Phototherapy System | Natus Medical Inc | 9500 | Purchased
CHRISTIANA |  | HOSPITAL-CH | 0 | 62181 | DE |  | 2007-04-16 20:00 |  | Phototherapy Units; Visible Light; Hyperbilirubinemia | 39926 | neoBLUE mini LED Phototherapy System | Natus Medical Inc | 9500 | Purchased
CHRISTIANA |  | HOSPITAL-CH | 0 | 62086 | DE |  | 2007-06-09 20:00 |  | Phototherapy Units; Visible Light; Hyperbilirubinemia | 40349 | neoBLUE mini LED Phototherapy System | Natus Medical Inc | 2995 | Purchased
CHRISTIANA |  | HOSPITAL-CH | 0 | 60664 | DE |  | 2005-09-05 20:00 |  | Phototherapy Units; Visible Light; Hyperbilirubinemia | 37663 | neoBLUE mini LED Phototherapy System | Natus Medical Inc | 9500 | Purchased
CHRISTIANA |  | HOSPITAL-CH | 0 | 60663 | DE |  | 2005-09-05 20:00 |  | Phototherapy Units; Visible Light; Hyperbilirubinemia | 37752 | neoBLUE mini LED Phototherapy System | Natus Medical Inc | 9500 | Purchased
CHRISTIANA |  | HCCC | 0 | 4118084 | DE |  | 2007-10-10 20:00 |  | Refractors; Ophthalmic; Automated | 108845 | Auto Kerato-Refractometer KR-8800 | TOPCON INSTRUMENT CORP OF AMERICA | 12535 | Purchased
CHRISTIANA |  | HOSPITAL-WH | 0 | NONE | DE |  |  |  | Dental Delivery Units | 13557 | PORTA-DEC | A-DEC INC | 750
CHRISTIANA |  | HOSPITAL-WH | 0 | NONE | DE |  |  |  | Dental Delivery Units | 19369 | PORTA-DEC | A-DEC INC | 4546
CHRISTIANA |  | HOSPITAL-CH | 0 | NONE | DE |  |  |  | Dental Delivery Units | 14566 | PORTA-DEC | A-DEC INC | 750
CHRISTIANA |  | HOSPITAL-CH | 0 | 3728A01184 | DE |  |  |  | Scanning Systems; Ultrasonic; Cardiac | 27849 | M2406A | PHILIPS MEDICAL SYSTEMS NORTH AMERICA | 200000
CHRISTIANA |  | HOSPITAL-CH | 0 | 300077858 | DE |  |  |  | Microscopes; Light; Laboratory; Inverted Stage | 61995 | Eclipse Inverted Routine Microscope TS100 | NIKON INSTRUMENTS INC | 3500
CHRISTIANA |  | HOSPITAL-CH | 0 | NS | DE |  |  |  | Ventilators; Pressure-Cycled | 14014 | TV-2P | BENNETT MFG CO INC | 9000
CHRISTIANA |  | HOSPITAL-CH | 0 | NONE | DE |  |  |  | Ventilators; Pressure-Cycled | 18507 | TV-2P | BENNETT MFG CO INC | 9000
CHRISTIANA |  | WH SURGI | 0 | DE74403623 | DE |  | 1999-11-09 19:00 |  | Physiologic Monitor Modules; Electrocardiography | 29273 | M1001B | PHILIPS MEDICAL SYSTEMS CARDIAC & MONITORING SYSTEMS DIV | 2500 | Purchased
CHRISTIANA |  | WH SURGI | 0 | DE01705327 | DE |  |  |  | Physiologic Monitor Modules; Electrocardiography | 34268 | M1001B | PHILIPS MEDICAL SYSTEMS CARDIAC & MONITORING SYSTEMS DIV | 2500
CHRISTIANA |  | CH-SURGI | 0 | DE01705833 | DE |  |  |  | Physiologic Monitor Modules; Electrocardiography | 33603 | M1001B | PHILIPS MEDICAL SYSTEMS CARDIAC & MONITORING SYSTEMS DIV | 963.2
CHRISTIANA |  | WH SURGI | 0 | DE 74403819 | DE |  | 1999-11-09 19:00 |  | Physiologic Monitor Modules; Electrocardiography | 29747 | M1001B | PHILIPS MEDICAL SYSTEMS CARDIAC & MONITORING SYSTEMS DIV | 2500 | Purchased
CHRISTIANA |  | WH SURGI | 0 | DE74403619 | DE |  | 1999-11-03 19:00 |  | Physiologic Monitor Modules; Electrocardiography | 29080 | M1001B | PHILIPS MEDICAL SYSTEMS CARDIAC & MONITORING SYSTEMS DIV | 2500 | Purchased
CHRISTIANA |  | WH SURGI | 0 | DE74403641 | DE |  | 1999-11-03 19:00 |  | Physiologic Monitor Modules; Electrocardiography | 29655 | M1001B | PHILIPS MEDICAL SYSTEMS CARDIAC & MONITORING SYSTEMS DIV | 2500 | Purchased
CHRISTIANA |  | WH SURGI | 0 | UNKNOWN | DE |  | 1999-11-03 19:00 |  | Physiologic Monitor Modules; Electrocardiography | 29665 | M1001B | PHILIPS MEDICAL SYSTEMS CARDIAC & MONITORING SYSTEMS DIV | 2500 | Purchased
CHRISTIANA |  | HOSPITAL-WH | 0 | 2e+17 | DE |  | 2017-05-04 20:00 |  | Irrigation/Distention Systems; Arthroscopic | 53730 | Niagara Thermal Retention Syst | ACMI | 15000
CHRISTIANA |  | HOSPITAL-WH | 0 | NONE | DE |  | 2017-05-04 20:00 |  | Irrigation/Distention Systems; Arthroscopic | 53731 | Niagara Thermal Retention Syst | ACMI | 15000
CHRISTIANA |  | HOSPITAL-CH | 0 | 2TRS-368 | DE |  |  |  | Irrigation/Distention Systems; Arthroscopic | 49207 | Niagara Thermal Retention Syst | ACMI | 0
CHRISTIANA |  | West Grove Medical Office Building | 0 | JFK570J | DE |  |  |  | Workstations | 41783 | Entegra | GE MEDICAL SYSTEMS | 0
CHRISTIANA |  | HOSPITAL-WH | 0 | 33424 | DE |  |  |  | Injectors; Contrast Media | 42291 | SOLARIS | MEDRAD Inc Unit of Bayer Medical Care | 40000
CHRISTIANA |  |  | 0 | 2852 |  |  |  |  | Injectors; Contrast Media | 46003 | SOLARIS | MEDRAD Inc Unit of Bayer Medical Care | 25000
CHRISTIANA |  | Middletown Care Center(Sleepy Hollow) | 0 | 56320013 | DE |  |  |  | Laser Imagers | 46021 | DryPix Dry Imager 4000 | FUJI PHOTO FILM CO LTD | 0
CHRISTIANA |  | MAP II | 0 | 66322548 | DE |  |  |  | Laser Imagers | 53353 | DryPix Dry Imager 4000 | FUJI PHOTO FILM CO LTD | 0
CHRISTIANA |  | HOSPITAL-CH | 0 | 66930546 | DE |  |  |  | Laser Imagers | 46013 | DryPix Dry Imager 4000 | FUJI PHOTO FILM CO LTD | 0
CHRISTIANA |  | HOSPITAL-CH | 0 | 5426ED2 | DE |  |  |  | Radiographic Units; Mobile | 20735 | Mobile X-ray System AMX-4 | GE MEDICAL SYSTEMS | 74700
CHRISTIANA |  | HOSPITAL-CH | 0 | 15756 | DE |  | 2008-01-20 19:00 |  | Radiographic Units; Mobile | 27905 | Mobile X-ray System AMX-4 | GE MEDICAL SYSTEMS | 37350
CHRISTIANA |  | HOSPITAL-WH | 0 | 1014060WK6 | DE |  | 2007-11-18 19:00 |  | Radiographic Units; Mobile | 40386 | Mobile X-ray System AMX-4 | GE MEDICAL SYSTEMS | 350000
CHRISTIANA |  | HOSPITAL-CH | 0 | 2605ED4 | DE |  |  |  | Radiographic Units; Mobile | 20736 | Mobile X-ray System AMX-4 | GE MEDICAL SYSTEMS | 45545
CHRISTIANA |  | CH-SURGI | 0 | 11056 | DE |  | 1997-04-14 20:00 |  | Radiographic Units; Mobile | 25373 | Mobile X-ray System AMX-4 | GE MEDICAL SYSTEMS | 40000 | Purchased
CHRISTIANA |  | HOSPITAL-CH | 0 | 457285WK5 | DE |  | 1995-02-19 19:00 |  | Radiographic Units; Mobile | 22276 | Mobile X-ray System AMX-4 | GE MEDICAL SYSTEMS | 37350
CHRISTIANA |  | WH SURGI | 0 | 951330WK0 | DE |  |  |  | Radiographic Units; Mobile | 29742 | Mobile X-ray System AMX-4 | GE MEDICAL SYSTEMS | 40000
CHRISTIANA |  | HOSPITAL-CH | 0 | 262018WK5 | DE |  |  |  | Radiographic Units; Mobile | 18736 | Mobile X-ray System AMX-4 | GE MEDICAL SYSTEMS | 18130
CHRISTIANA |  | HOSPITAL-CH | 0 | 428B4-4 | DE |  | 2000-08-01 20:00 |  | Radiographic Units; Mobile | 30565 | Mobile X-ray System AMX-4 | GE MEDICAL SYSTEMS | 38863.8 | Purchased
CHRISTIANA |  | HOSPITAL-CH | 0 | 428B4-2 | DE |  | 2000-08-01 20:00 |  | Radiographic Units; Mobile | 30566 | Mobile X-ray System AMX-4 | GE MEDICAL SYSTEMS | 38863.8
CHRISTIANA |  | HOSPITAL-CH | 0 | 457281WK4 | DE |  |  |  | Radiographic Units; Mobile | 22277 | Mobile X-ray System AMX-4 | GE MEDICAL SYSTEMS | 37350
CHRISTIANA |  | HOSPITAL-CH | 0 | 283775WK0 | DE |  |  |  | Radiographic Units; Mobile | 19860 | Mobile X-ray System AMX-4 | GE MEDICAL SYSTEMS | 39500
CHRISTIANA |  | HOSPITAL-WH | 0 | 300975WKO | DE |  | 1993-10-25 20:00 |  | Radiographic Units; Mobile | 20866 | Mobile X-ray System AMX-4 | GE MEDICAL SYSTEMS | 40000
CHRISTIANA |  | HOSPITAL-WH | 0 | 23774WK3 | DE |  |  |  | Radiographic Units; Mobile | 19801 | Mobile X-ray System AMX-4 | GE MEDICAL SYSTEMS | 36050
CHRISTIANA |  | Stoney Batter Medical Pavilion | 0 | 110833 | DE |  | 2006-05-30 20:00 |  | Exercisers; Aerobic; Stationary Bicycle; Recumbent | 38385 | LifeCycle Recumbent Exercise Bike 95Ri | Life Fitness | 7500 | Purchased
CHRISTIANA |  | Stoney Batter Medical Pavilion | 0 | 106884 | DE |  | 2006-05-30 20:00 |  | Exercisers; Aerobic; Stationary Bicycle; Recumbent | 38383 | LifeCycle Recumbent Exercise Bike 95Ri | Life Fitness | 7500 | Purchased
CHRISTIANA |  | Springside Connor Building | 0 | LRI107248 | DE |  | 2004-10-19 20:00 |  | Exercisers; Aerobic; Stationary Bicycle; Recumbent | 36543 | LifeCycle Recumbent Exercise Bike 95Ri | Life Fitness | 7500 | Purchased
CHRISTIANA |  | HOSPITAL-CH | 0 | 52577 | DE |  | 2010-06-29 20:00 |  | Warming Unit; Solution | 39921 | ORS-2075R | EchoLab | 7500
CHRISTIANA |  | HOSPITAL-CH | 0 | 3547 | DE |  |  |  | Warming Unit; Solution | 36995 | ORS-2075R | EchoLab | 24950
CHRISTIANA |  | HOSPITAL-CH | 0 | 4460 | DE |  |  |  | Warming Unit; Solution | 39920 | ORS-2075R | EchoLab | 24950
CHRISTIANA |  | HOSPITAL-CH | 0 | 3500 | DE |  |  |  | Warming Unit; Solution | 36998 | ORS-2075R | EchoLab | 24950
CHRISTIANA |  | HOSPITAL-CH | 0 | 3523 | DE |  |  |  | Warming Unit; Solution | 36337 | ORS-2075R | EchoLab | 24950
CHRISTIANA |  | HOSPITAL-CH | 0 | 3615-40079E | DE |  | 2009-04-18 20:00 |  | Warming Unit; Solution | 42596 | ORS-2075R | ECOLAB | 24950 | Purchased
CHRISTIANA |  | HOSPITAL-WH | 0 | NONE | DE |  | 1995-01-02 19:00 |  | Scales; Patient; Floor | 22154 | PRO SERIES | HEALTH O METER INC DIV SUNBEAM CORP | 1000
CHRISTIANA |  | HOSPITAL-CH | 0 | NONE | DE |  |  |  | Scales; Patient; Floor | 34809 | PRO SERIES | HEALTH O METER INC DIV SUNBEAM CORP | 1500
CHRISTIANA |  | New Castle Center | 0 | 31045 | DE |  |  |  | Scales; Patient; Floor | 31045 | PRO SERIES | HEALTH O METER INC DIV SUNBEAM CORP | 1500
CHRISTIANA |  | Springside Connor Building | 0 | 30141 | DE |  | 2001-02-11 19:00 |  | Scales; Patient; Floor | 31041 | PRO SERIES | HEALTH O METER INC DIV SUNBEAM CORP | 1500 | Purchased
CHRISTIANA |  | HOSPITAL-CH | 0 | NONE | DE |  |  |  | Scales; Patient; Floor | 23287 | PRO SERIES | HEALTH O METER INC DIV SUNBEAM CORP | 231.75
CHRISTIANA |  | HOSPITAL-WH | 0 | NONE | DE |  |  |  | Scales; Patient; Floor | 30437 | PRO SERIES | HEALTH O METER INC DIV SUNBEAM CORP | 1500
CHRISTIANA |  | HOSPITAL-WH | 0 | 490889 | DE |  | 2002-08-08 20:00 |  | Analyzers; Laboratory; Hematology; Coagulation; Automated | 33322 | Coag-A-Mate MTX II | bioMerieux Inc | 75000 | Purchased
CHRISTIANA |  | HOSPITAL-WH | 0 | 210976 | DE |  |  |  | Analyzers; Laboratory; Hematology; Coagulation; Automated | 33321 | Coag-A-Mate MTX II | bioMerieux Inc | 9.99
CHRISTIANA |  | HOSPITAL-CH | 0 | 2766 | DE |  |  |  | Cryosurgical Units | 26533 | Lloyd Neurostat Cryosurgical Unit SL2000 | WESTCO MEDICAL CORP | 4000
CHRISTIANA |  | HOSPITAL-CH | 0 | 14069058 | DE |  | 2014-07-20 20:00 |  | Analyzers; Laboratory; Microbiology; Susceptibility; Automated | 54302 | Nanosphere VERIGENE Processor SP 10-0000-07 | LUMINEX (fORMERLY NANOSPHERE) | 75000 | Purchased
CHRISTIANA |  | CH-SURGI | 0 | B5ID10137 | DE |  | 2015-06-07 20:00 |  | Monitors; Video; High-Definition; Medical Image; Endoscopic | 57533 | 26" LED Monitor EJ-MLA26UK1 | STORZ ENDOSCOPY-AMERICA INC | 1500 | Purchased
CHRISTIANA |  | CH-SURGI | 0 | B5ID10139 | DE |  | 2015-06-07 20:00 |  | Monitors; Video; High-Definition; Medical Image; Endoscopic | 57535 | 26" LED Monitor EJ-MLA26UK1 | STORZ ENDOSCOPY-AMERICA INC | 1500 | Purchased
CHRISTIANA |  | CH-SURGI | 0 | B5ID10150 | DE |  | 2015-06-07 20:00 |  | Monitors; Video; High-Definition; Medical Image; Endoscopic | 57532 | 26" LED Monitor EJ-MLA26UK1 | STORZ ENDOSCOPY-AMERICA INC | 1500 | Purchased
CHRISTIANA |  | CH-SURGI | 0 | B5ID10153 | DE |  | 2015-06-07 20:00 |  | Monitors; Video; High-Definition; Medical Image; Endoscopic | 57534 | 26" LED Monitor EJ-MLA26UK1 | STORZ ENDOSCOPY-AMERICA INC | 1500 | Purchased
CHRISTIANA |  | CH-SURGI | 0 | B5ID10136 | DE |  | 2015-06-07 20:00 |  | Monitors; Video; High-Definition; Medical Image; Endoscopic | 57536 | 26" LED Monitor EJ-MLA26UK1 | STORZ ENDOSCOPY-AMERICA INC | 1500 | Purchased
CHRISTIANA |  | CH-SURGI | 0 | B5ID10168 | DE |  | 2015-06-07 20:00 |  | Monitors; Video; High-Definition; Medical Image; Endoscopic | 57527 | 26" LED Monitor EJ-MLA26UK1 | STORZ ENDOSCOPY-AMERICA INC | 1500 | Purchased
CHRISTIANA |  | CH-SURGI | 0 | B5ID10140 | DE |  | 2015-06-07 20:00 |  | Monitors; Video; High-Definition; Medical Image; Endoscopic | 57529 | 26" LED Monitor EJ-MLA26UK1 | STORZ ENDOSCOPY-AMERICA INC | 1500 | Purchased
CHRISTIANA |  | CH-SURGI | 0 | B5ID10138 | DE |  | 2015-06-07 20:00 |  | Monitors; Video; High-Definition; Medical Image; Endoscopic | 57531 | 26" LED Monitor EJ-MLA26UK1 | STORZ ENDOSCOPY-AMERICA INC | 1500 | Purchased
CHRISTIANA |  | CH-SURGI | 0 | B5ID10141 | DE |  | 2015-06-07 20:00 |  | Monitors; Video; High-Definition; Medical Image; Endoscopic | 57528 | 26" LED Monitor EJ-MLA26UK1 | STORZ ENDOSCOPY-AMERICA INC | 1500 | Purchased
CHRISTIANA |  | CH-SURGI | 0 | B5ID10152 | DE |  | 2015-06-07 20:00 |  | Monitors; Video; High-Definition; Medical Image; Endoscopic | 57530 | 26" LED Monitor EJ-MLA26UK1 | STORZ ENDOSCOPY-AMERICA INC | 1500 | Purchased
CHRISTIANA |  | CH-SURGI | 0 | A5ID10331 | DE |  | 2015-07-01 20:00 |  | Monitors; Video; High-Definition; Medical Image; Endoscopic | 55887 | 26" LED Monitor EJ-MLA26UK1 | KARL STORZ ENDOSCOPY AMERICA; INC. | 5360 | Purchased
CHRISTIANA |  | HOSPITAL-CH | 0 | 832359 | DE |  |  |  | TEST EQUIPMENT; TEST EQUIPMENT | 49417 | 61-164 CURCUIT ANALYZER | IDEAL MEDICAL PRODUCTS INC | 5000
CHRISTIANA |  | HOSPITAL-CH | 0 | NONE | DE |  |  |  | TEST EQUIPMENT; TEST EQUIPMENT | 49402 | 82288 | CRAFTSMAN | 5000
CHRISTIANA |  | HOSPITAL-CH | 0 | 111506664 | DE |  |  |  | TEST EQUIPMENT; TEST EQUIPMENT | 49443 | PILOT PLUS VACUUM GAUGE | INFICON | 5000
CHRISTIANA |  | HOSPITAL-CH | 0 | 11480639 | DE |  | 2019-03-29 08:44 |  | TEST EQUIPMENT; TEST EQUIPMENT | 49444 | PILOT PLUS VACUUM GAUGE | INFICON | 5000 | Purchased
CHRISTIANA |  | HOSPITAL-CH | 0 | 25899 | DE |  |  |  | TEST EQUIPMENT; TEST EQUIPMENT | 49225 | 35065 | KEITHLEY INSTRUMENTS INC RADIATION MEASUREMENTS DIV | 0
CHRISTIANA |  | HOSPITAL-WH | 0 | 67 | DE |  | 2008-01-20 19:00 |  | POWER SUPPLY; General-NONE N | 16574 | SITE | KEELER LTD | 1500 | Purchased
CHRISTIANA |  | HOSPITAL-CH | 0 | 11-0033 | DE |  |  |  | TEST EQUIPMENT; TEST EQUIPMENT | 49447 | 35-50384-2-001 | ADVANCED STERILIZATION PRODUCTS A JOHNSON & JOHNSON CO | 5000
CHRISTIANA |  | HOSPITAL-CH | 0 | 10-0234 | DE |  |  |  | TEST EQUIPMENT; TEST EQUIPMENT | 49448 | 35-50384-2-001 | ADVANCED STERILIZATION PRODUCTS A JOHNSON & JOHNSON CO | 5000
CHRISTIANA |  | HOSPITAL-CH | 225 | 519078 | DE |  | 2000-01-04 19:00 |  | Slit Lamp/Camera Adapters | 29386 | IT-I | TOPCON INSTRUMENT CORP OF AMERICA | 6890
CHRISTIANA |  | HOSPITAL-CH | 0 | 5952 | DE |  | 1996-04-23 20:00 |  | Infusion Pumps; Multitherapy; Syringe | 24428 | ESP | EXCELSIOR MEDICAL CORP | 800
CHRISTIANA |  | HOSPITAL-CH | 0 | 5494 | DE |  | 1996-04-23 20:00 |  | Infusion Pumps; Multitherapy; Syringe | 24550 | ESP | EXCELSIOR MEDICAL CORP | 800
CHRISTIANA |  |  | 0 | 13214 | DE |  | 2001-09-22 20:00 |  | Infusion Pumps; Multitherapy; Syringe | 31857 | ESP | EXCELSIOR MEDICAL CORP | 599.99 | Purchased
CHRISTIANA |  |  | 0 | 13216 | DE |  | 2001-09-22 20:00 |  | Infusion Pumps; Multitherapy; Syringe | 31859 | ESP | EXCELSIOR MEDICAL CORP | 599.99 | Purchased
CHRISTIANA |  | HOSPITAL-CH | 0 | 5853 | DE |  | 1996-04-23 20:00 |  | Infusion Pumps; Multitherapy; Syringe | 24637 | ESP | EXCELSIOR MEDICAL CORP | 800
CHRISTIANA |  | HOSPITAL-CH | 0 | 11293 | DE |  | 2000-02-26 19:00 |  | Infusion Pumps; Multitherapy; Syringe | 29891 | ESP | EXCELSIOR MEDICAL CORP | 595
CHRISTIANA |  | HOSPITAL-CH | 0 | 10270 | DE |  | 2000-02-26 19:00 |  | Infusion Pumps; Multitherapy; Syringe | 29893 | ESP | EXCELSIOR MEDICAL CORP | 595
CHRISTIANA |  | HOSPITAL-CH | 0 | 5118 | DE |  | 1996-04-23 20:00 |  | Infusion Pumps; Multitherapy; Syringe | 24153 | ESP | EXCELSIOR MEDICAL CORP | 800
CHRISTIANA |  | HOSPITAL-CH | 0 | 6075 | DE |  | 1996-04-23 20:00 |  | Infusion Pumps; Multitherapy; Syringe | 24499 | ESP | EXCELSIOR MEDICAL CORP | 800
CHRISTIANA |  | HOSPITAL-CH | 0 | 6070 | DE |  | 1996-04-23 20:00 |  | Infusion Pumps; Multitherapy; Syringe | 25769 | ESP | EXCELSIOR MEDICAL CORP | 800
CHRISTIANA |  | HOSPITAL-CH | 0 | 11371 | DE |  | 2000-11-15 19:00 |  | Infusion Pumps; Multitherapy; Syringe | 30917 | ESP | EXCELSIOR MEDICAL CORP | 595
CHRISTIANA |  | HOSPITAL-CH | 0 | 11392 | DE |  | 2000-11-15 19:00 |  | Infusion Pumps; Multitherapy; Syringe | 30919 | ESP | EXCELSIOR MEDICAL CORP | 595
CHRISTIANA |  | HOSPITAL-CH | 0 | 15527 | DE |  | 2004-05-30 20:00 |  | Infusion Pumps; Multitherapy; Syringe | 36085 | ESP | EXCELSIOR MEDICAL CORP | 595
CHRISTIANA |  | HOSPITAL-CH | 0 | 16551 | DE |  | 2006-10-21 20:00 |  | Infusion Pumps; Multitherapy; Syringe | 39153 | ESP | EXCELSIOR MEDICAL CORP | 595
CHRISTIANA |  | HOSPITAL-CH | 0 | 16553 | DE |  | 2006-10-21 20:00 |  | Infusion Pumps; Multitherapy; Syringe | 39155 | ESP | EXCELSIOR MEDICAL CORP | 595
CHRISTIANA |  | HOSPITAL-CH | 0 | 5870 | DE |  | 1996-04-23 20:00 |  | Infusion Pumps; Multitherapy; Syringe | 24364 | ESP | EXCELSIOR MEDICAL CORP | 800
CHRISTIANA |  | HOSPITAL-CH | 0 | 5982 | DE |  | 1996-04-23 20:00 |  | Infusion Pumps; Multitherapy; Syringe | 24475 | ESP | EXCELSIOR MEDICAL CORP | 800
CHRISTIANA |  | HOSPITAL-WH | 0 | 15491 | DE |  | 2004-06-29 20:00 |  | Infusion Pumps; Multitherapy; Syringe | 36425 | ESP | EXCELSIOR MEDICAL CORP | 595
CHRISTIANA |  | HOSPITAL-CH | 0 | 5145 | DE |  | 1996-04-23 20:00 |  | Infusion Pumps; Multitherapy; Syringe | 25962 | ESP | EXCELSIOR MEDICAL CORP | 800
CHRISTIANA |  | HOSPITAL-CH | 0 | 16558 | DE |  | 2006-10-21 20:00 |  | Infusion Pumps; Multitherapy; Syringe | 39198 | ESP | EXCELSIOR MEDICAL CORP | 595
CHRISTIANA |  | HOSPITAL-CH | 0 | 5950 | DE |  | 1996-04-23 20:00 |  | Infusion Pumps; Multitherapy; Syringe | 24443 | ESP | EXCELSIOR MEDICAL CORP | 800
CHRISTIANA |  | HOSPITAL-CH | 0 | 5486 | DE |  | 1996-04-23 20:00 |  | Infusion Pumps; Multitherapy; Syringe | 24383 | ESP | EXCELSIOR MEDICAL CORP | 800
CHRISTIANA |  | HOSPITAL-CH | 0 | 11321 | DE |  | 2000-11-15 19:00 |  | Infusion Pumps; Multitherapy; Syringe | 30004 | ESP | EXCELSIOR MEDICAL CORP | 595
CHRISTIANA |  | HOSPITAL-CH | 0 | 11331 | DE |  | 2000-11-15 19:00 |  | Infusion Pumps; Multitherapy; Syringe | 30006 | ESP | EXCELSIOR MEDICAL CORP | 595
CHRISTIANA |  | HOSPITAL-CH | 0 | 15546 | DE |  | 2004-05-30 20:00 |  | Infusion Pumps; Multitherapy; Syringe | 36127 | ESP | EXCELSIOR MEDICAL CORP | 595
CHRISTIANA |  | HOSPITAL-CH | 0 | 5154 | DE |  | 1996-04-23 20:00 |  | Infusion Pumps; Multitherapy; Syringe | 25959 | ESP | EXCELSIOR MEDICAL CORP | 800
CHRISTIANA |  | HOSPITAL-CH | 0 | 16890 | DE |  | 2006-10-21 20:00 |  | Infusion Pumps; Multitherapy; Syringe | 39209 | ESP | EXCELSIOR MEDICAL CORP | 595
CHRISTIANA |  | HOSPITAL-CH | 0 | 16873 | DE |  | 2006-10-21 20:00 |  | Infusion Pumps; Multitherapy; Syringe | 39211 | ESP | EXCELSIOR MEDICAL CORP | 595
CHRISTIANA |  | HOSPITAL-CH | 0 | 15923 | DE |  | 2006-01-04 19:00 |  | Infusion Pumps; Multitherapy; Syringe | 38128 | ESP | EXCELSIOR MEDICAL CORP | 595
CHRISTIANA |  | HOSPITAL-CH | 0 | 5978 | DE |  | 1996-04-23 20:00 |  | Infusion Pumps; Multitherapy; Syringe | 24596 | ESP | EXCELSIOR MEDICAL CORP | 800
CHRISTIANA |  |  | 0 | 13213 | DE |  | 2001-09-22 20:00 |  | Infusion Pumps; Multitherapy; Syringe | 31858 | ESP | EXCELSIOR MEDICAL CORP | 599.99 | Purchased
CHRISTIANA |  | HOSPITAL-WH | 0 | 13215 | DE |  | 2001-09-22 20:00 |  | Infusion Pumps; Multitherapy; Syringe | 31860 | ESP | EXCELSIOR MEDICAL CORP | 599.99
CHRISTIANA |  | HOSPITAL-CH | 0 | 6033 | DE |  | 1996-04-23 20:00 |  | Infusion Pumps; Multitherapy; Syringe | 24628 | ESP | EXCELSIOR MEDICAL CORP | 800
CHRISTIANA |  | HOSPITAL-CH | 0 | 6091 | DE |  | 1996-04-23 20:00 |  | Infusion Pumps; Multitherapy; Syringe | 24515 | ESP | EXCELSIOR MEDICAL CORP | 800
CHRISTIANA |  | HOSPITAL-CH | 0 | UNKNOWN | DE |  | 2007-12-26 19:00 |  | Infusion Pumps; Multitherapy; Syringe | 40570 | ESP | EXCELSIOR MEDICAL CORP | 2500
CHRISTIANA |  | HOSPITAL-CH | 0 | 10269 | DE |  | 2000-02-26 19:00 |  | Infusion Pumps; Multitherapy; Syringe | 29892 | ESP | EXCELSIOR MEDICAL CORP | 595
CHRISTIANA |  | HOSPITAL-CH | 0 | 10272 | DE |  | 2000-02-26 19:00 |  | Infusion Pumps; Multitherapy; Syringe | 29894 | ESP | EXCELSIOR MEDICAL CORP | 595
CHRISTIANA |  | WH SURGI | 0 | 21111 | DE |  | 2013-09-05 20:00 |  | Infusion Pumps; Multitherapy; Syringe | 50282 | ESP | EXCELSIOR MEDICAL CORP | 595
CHRISTIANA |  | HOSPITAL-CH | 0 | 5953 | DE |  | 1996-04-23 20:00 |  | Infusion Pumps; Multitherapy; Syringe | 24483 | ESP | EXCELSIOR MEDICAL CORP | 800
CHRISTIANA |  | HOSPITAL-CH | 0 | 5936 | DE |  | 1996-04-23 20:00 |  | Infusion Pumps; Multitherapy; Syringe | 24530 | ESP | EXCELSIOR MEDICAL CORP | 800
CHRISTIANA |  | HOSPITAL-CH | 0 | 16543 | DE |  | 1996-04-23 20:00 |  | Infusion Pumps; Multitherapy; Syringe | 46962 | ESP | EXCELSIOR MEDICAL CORP | 2500
CHRISTIANA |  | HOSPITAL-WH | 0 | 5106 | DE |  | 1996-04-24 20:00 |  | Infusion Pumps; Multitherapy; Syringe | 45164 | ESP | EXCELSIOR MEDICAL CORP | 800
CHRISTIANA |  | HOSPITAL-CH | 0 | 11391 | DE |  | 2000-11-15 19:00 |  | Infusion Pumps; Multitherapy; Syringe | 30918 | ESP | EXCELSIOR MEDICAL CORP | 595
CHRISTIANA |  | HOSPITAL-CH | 0 | 11393 | DE |  | 2000-11-15 19:00 |  | Infusion Pumps; Multitherapy; Syringe | 30920 | ESP | EXCELSIOR MEDICAL CORP | 595
CHRISTIANA |  | HOSPITAL-CH | 0 | 15526 | DE |  | 2004-05-30 20:00 |  | Infusion Pumps; Multitherapy; Syringe | 36086 | ESP | EXCELSIOR MEDICAL CORP | 595
CHRISTIANA |  | HOSPITAL-CH | 0 | 16550 | DE |  | 2006-10-21 20:00 |  | Infusion Pumps; Multitherapy; Syringe | 39152 | ESP | EXCELSIOR MEDICAL CORP | 595
CHRISTIANA |  | HOSPITAL-CH | 0 | 16552 | DE |  | 2006-10-21 20:00 |  | Infusion Pumps; Multitherapy; Syringe | 39154 | ESP | EXCELSIOR MEDICAL CORP | 595
CHRISTIANA |  | HOSPITAL-CH | 0 | 5602 | DE |  | 1996-04-23 20:00 |  | Infusion Pumps; Multitherapy; Syringe | 24458 | ESP | EXCELSIOR MEDICAL CORP | 800
CHRISTIANA |  | HOSPITAL-CH | 0 | 5902 | DE |  | 1996-04-23 20:00 |  | Infusion Pumps; Multitherapy; Syringe | 24581 | ESP | EXCELSIOR MEDICAL CORP | 800
CHRISTIANA |  | HOSPITAL-CH | 0 | 5459 | DE |  | 1996-04-23 20:00 |  | Infusion Pumps; Multitherapy; Syringe | 24398 | ESP | EXCELSIOR MEDICAL CORP | 800
CHRISTIANA |  | HOSPITAL-CH | 0 | 16178 | DE |  | 2004-06-29 20:00 |  | Infusion Pumps; Multitherapy; Syringe | 38106 | ESP | EXCELSIOR MEDICAL CORP | 595
CHRISTIANA |  | HOSPITAL-CH | 0 | 10074 | DE |  | 2000-02-12 19:00 |  | Infusion Pumps; Multitherapy; Syringe | 30195 | ESP | EXCELSIOR MEDICAL CORP | 595
CHRISTIANA |  | HOSPITAL-WH | 0 | 15493 | DE |  | 2004-06-29 20:00 |  | Infusion Pumps; Multitherapy; Syringe | 36424 | ESP | EXCELSIOR MEDICAL CORP | 595
CHRISTIANA |  | HOSPITAL-WH | 0 | 15492 | DE |  | 2004-06-29 20:00 |  | Infusion Pumps; Multitherapy; Syringe | 36426 | ESP | EXCELSIOR MEDICAL CORP | 595
CHRISTIANA |  | HOSPITAL-CH | 0 | 11322 | DE |  | 2000-11-15 19:00 |  | Infusion Pumps; Multitherapy; Syringe | 30003 | ESP | EXCELSIOR MEDICAL CORP | 595
CHRISTIANA |  | HOSPITAL-CH | 0 | 11332 | DE |  | 2000-11-15 19:00 |  | Infusion Pumps; Multitherapy; Syringe | 30005 | ESP | EXCELSIOR MEDICAL CORP | 595
CHRISTIANA |  | HOSPITAL-CH | 0 | 15550 | DE |  | 2004-05-30 20:00 |  | Infusion Pumps; Multitherapy; Syringe | 36126 | ESP | EXCELSIOR MEDICAL CORP | 595
CHRISTIANA |  | HOSPITAL-CH | 0 | 15545 | DE |  | 2004-05-30 20:00 |  | Infusion Pumps; Multitherapy; Syringe | 36128 | ESP | EXCELSIOR MEDICAL CORP | 595
CHRISTIANA |  | HOSPITAL-CH | 0 | 16872 | DE |  | 2006-10-21 20:00 |  | Infusion Pumps; Multitherapy; Syringe | 39210 | ESP | EXCELSIOR MEDICAL CORP | 595
CHRISTIANA |  | HOSPITAL-CH | 0 | 6063 | DE |  | 1996-04-23 20:00 |  | Infusion Pumps; Multitherapy; Syringe | 24408 | ESP | EXCELSIOR MEDICAL CORP | 800
CHRISTIANA |  | HOSPITAL-CH | 0 | 5896 | DE |  | 1996-04-23 20:00 |  | Infusion Pumps; Multitherapy; Syringe | 24562 | ESP | EXCELSIOR MEDICAL CORP | 800
CHRISTIANA |  | HOSPITAL-CH | 0 | 15924 | DE |  | 2006-01-04 19:00 |  | Infusion Pumps; Multitherapy; Syringe | 38124 | ESP | EXCELSIOR MEDICAL CORP | 595
CHRISTIANA |  | HOSPITAL-CH | 0 | 5903 | DE |  | 1996-04-23 20:00 |  | Infusion Pumps; Multitherapy; Syringe | 24360 | ESP | EXCELSIOR MEDICAL CORP | 800
CHRISTIANA |  | WH SURGI | 0 | 13352 | DE |  | 2001-09-22 20:00 |  | Infusion Pumps; Multitherapy; Syringe | 34000 | ESP | EXCELSIOR MEDICAL CORP | 595
CHRISTIANA |  | HOSPITAL-CH | 0 | 15572 | DE |  | 2004-05-30 20:00 |  | Infusion Pumps; Multitherapy; Syringe | 36103 | ESP | EXCELSIOR MEDICAL CORP | 595
CHRISTIANA |  |  | 0 | 13218 | DE |  | 2001-09-22 20:00 |  | Infusion Pumps; Multitherapy; Syringe | 31861 | ESP | EXCELSIOR MEDICAL CORP | 599.99 | Purchased
CHRISTIANA |  |  | 0 | 13212 | DE |  | 2001-09-22 20:00 |  | Infusion Pumps; Multitherapy; Syringe | 31863 | ESP | EXCELSIOR MEDICAL CORP | 599.99 | Purchased
CHRISTIANA |  | HOSPITAL-CH | 0 | 6084 | DE |  | 1996-04-23 20:00 |  | Infusion Pumps; Multitherapy; Syringe | 24519 | ESP | EXCELSIOR MEDICAL CORP | 800
CHRISTIANA |  | HOSPITAL-CH | 0 | 5143 | DE |  | 1996-04-23 20:00 |  | Infusion Pumps; Multitherapy; Syringe | 25966 | ESP | EXCELSIOR MEDICAL CORP | 800
CHRISTIANA |  | HOSPITAL-CH | 0 | 10271 | DE |  | 2000-02-26 19:00 |  | Infusion Pumps; Multitherapy; Syringe | 29895 | ESP | EXCELSIOR MEDICAL CORP | 595
CHRISTIANA |  | HOSPITAL-CH | 0 | 5859 | DE |  | 1996-04-23 20:00 |  | Infusion Pumps; Multitherapy; Syringe | 24399 | ESP | EXCELSIOR MEDICAL CORP | 800
CHRISTIANA |  | HOSPITAL-CH | 0 | 5461 | DE |  | 1996-04-23 20:00 |  | Infusion Pumps; Multitherapy; Syringe | 24379 | ESP | EXCELSIOR MEDICAL CORP | 800
CHRISTIANA |  | HOSPITAL-CH | 0 | 11381 | DE |  | 2000-11-15 19:00 |  | Infusion Pumps; Multitherapy; Syringe | 30905 | ESP | EXCELSIOR MEDICAL CORP | 595
CHRISTIANA |  | HOSPITAL-CH | 0 | 11394 | DE |  | 2000-11-15 19:00 |  | Infusion Pumps; Multitherapy; Syringe | 30921 | ESP | EXCELSIOR MEDICAL CORP | 595
CHRISTIANA |  | HOSPITAL-CH | 0 | 6020 | DE |  | 1996-04-23 20:00 |  | Infusion Pumps; Multitherapy; Syringe | 24592 | ESP | EXCELSIOR MEDICAL CORP | 800
CHRISTIANA |  | HOSPITAL-CH | 0 | 15276 | DE |  | 2001-09-22 20:00 |  | Infusion Pumps; Multitherapy; Syringe | 35415 | ESP | EXCELSIOR MEDICAL CORP | 599.99
CHRISTIANA |  | HOSPITAL-CH | 0 | 16555 | DE |  | 2006-10-21 20:00 |  | Infusion Pumps; Multitherapy; Syringe | 39157 | ESP | EXCELSIOR MEDICAL CORP | 595
CHRISTIANA |  | HOSPITAL-CH | 0 | 6021 | DE |  | 1996-04-23 20:00 |  | Infusion Pumps; Multitherapy; Syringe | 24465 | ESP | EXCELSIOR MEDICAL CORP | 800
CHRISTIANA |  | HOSPITAL-CH | 0 | 10240 | DE |  | 2000-02-20 19:00 |  | Infusion Pumps; Multitherapy; Syringe | 30258 | ESP | EXCELSIOR MEDICAL CORP | 595
CHRISTIANA |  | CH-SURGI | 0 | 9163 | DE |  | 1996-04-23 20:00 |  | Infusion Pumps; Multitherapy; Syringe | 28470 | ESP | EXCELSIOR MEDICAL CORP | 800
CHRISTIANA |  | HOSPITAL-WH | 0 | 15576 | DE |  | 2004-06-29 20:00 |  | Infusion Pumps; Multitherapy; Syringe | 36427 | ESP | EXCELSIOR MEDICAL CORP | 595
CHRISTIANA |  | HOSPITAL-WH | 0 | 15497 | DE |  | 2004-06-29 20:00 |  | Infusion Pumps; Multitherapy; Syringe | 36429 | ESP | EXCELSIOR MEDICAL CORP | 595
CHRISTIANA |  | HOSPITAL-CH | 0 | 5873 | DE |  | 1996-04-23 20:00 |  | Infusion Pumps; Multitherapy; Syringe | 24577 | ESP | EXCELSIOR MEDICAL CORP | 800
CHRISTIANA |  | HOSPITAL-CH | 0 | 11313 | DE |  | 2000-11-15 19:00 |  | Infusion Pumps; Multitherapy; Syringe | 30008 | ESP | EXCELSIOR MEDICAL CORP | 595
CHRISTIANA |  | HOSPITAL-CH | 0 | 11312 | DE |  | 2000-11-15 19:00 |  | Infusion Pumps; Multitherapy; Syringe | 30010 | ESP | EXCELSIOR MEDICAL CORP | 595
CHRISTIANA |  | HOSPITAL-CH | 0 | 6706 | DE |  | 1996-04-23 20:00 |  | Infusion Pumps; Multitherapy; Syringe | 47427 | ESP | EXCELSIOR MEDICAL CORP | 2500
CHRISTIANA |  | HOSPITAL-CH | 0 | 16871 | DE |  | 2006-10-21 20:00 |  | Infusion Pumps; Multitherapy; Syringe | 39213 | ESP | EXCELSIOR MEDICAL CORP | 595
CHRISTIANA |  | HOSPITAL-CH | 0 | 6026 | DE |  | 1996-04-23 20:00 |  | Infusion Pumps; Multitherapy; Syringe | 24462 | ESP | EXCELSIOR MEDICAL CORP | 800
CHRISTIANA |  | HOSPITAL-CH | 0 | 5882 | DE |  | 1996-04-23 20:00 |  | Infusion Pumps; Multitherapy; Syringe | 24427 | ESP | EXCELSIOR MEDICAL CORP | 800
CHRISTIANA |  | HOSPITAL-CH | 0 | 15568 | DE |  | 2004-05-30 20:00 |  | Infusion Pumps; Multitherapy; Syringe | 36104 | ESP | EXCELSIOR MEDICAL CORP | 595
CHRISTIANA |  |  | 0 | 13217 | DE |  | 2001-09-22 20:00 |  | Infusion Pumps; Multitherapy; Syringe | 31862 | ESP | EXCELSIOR MEDICAL CORP | 599.99
CHRISTIANA |  | HOSPITAL-CH | 0 | 5455 | DE |  | 1996-04-23 20:00 |  | Infusion Pumps; Multitherapy; Syringe | 24392 | ESP | EXCELSIOR MEDICAL CORP | 800
CHRISTIANA |  | HOSPITAL-CH | 0 | 6057 | DE |  | 1996-04-23 20:00 |  | Infusion Pumps; Multitherapy; Syringe | 24488 | ESP | EXCELSIOR MEDICAL CORP | 800
CHRISTIANA |  | HOSPITAL-CH | 0 | 5994 | DE |  | 1996-04-23 20:00 |  | Infusion Pumps; Multitherapy; Syringe | 24533 | ESP | EXCELSIOR MEDICAL CORP | 800
CHRISTIANA |  | HOSPITAL-CH | 0 | 5916 | DE |  | 1996-04-23 20:00 |  | Infusion Pumps; Multitherapy; Syringe | 24579 | ESP | EXCELSIOR MEDICAL CORP | 800
CHRISTIANA |  | HOSPITAL-WH | 0 | 6006 | DE |  | 1996-04-23 20:00 |  | Infusion Pumps; Multitherapy; Syringe | 24608 | ESP | EXCELSIOR MEDICAL CORP | 800
CHRISTIANA |  | HOSPITAL-CH | 0 | 5890 | DE |  | 1996-04-23 20:00 |  | Infusion Pumps; Multitherapy; Syringe | 24412 | ESP | EXCELSIOR MEDICAL CORP | 800
CHRISTIANA |  | HOSPITAL-CH | 0 | 11374 | DE |  | 2000-11-15 19:00 |  | Infusion Pumps; Multitherapy; Syringe | 30922 | ESP | EXCELSIOR MEDICAL CORP | 595
CHRISTIANA |  | HOSPITAL-CH | 0 | 16554 | DE |  | 2006-10-21 20:00 |  | Infusion Pumps; Multitherapy; Syringe | 39156 | ESP | EXCELSIOR MEDICAL CORP | 595
CHRISTIANA |  | HOSPITAL-CH | 0 | 16539 | DE |  | 2006-10-21 20:00 |  | Infusion Pumps; Multitherapy; Syringe | 39158 | ESP | EXCELSIOR MEDICAL CORP | 595
CHRISTIANA |  | HOSPITAL-CH | 0 | 5473 | DE |  | 1996-04-23 20:00 |  | Infusion Pumps; Multitherapy; Syringe | 24546 | ESP | EXCELSIOR MEDICAL CORP | 800
CHRISTIANA |  | HOSPITAL-CH | 0 | 6023 | DE |  | 1996-04-23 20:00 |  | Infusion Pumps; Multitherapy; Syringe | 24477 | ESP | EXCELSIOR MEDICAL CORP | 800
CHRISTIANA |  | HOSPITAL-WH | 0 | 6025 | DE |  | 2008-01-20 19:00 |  | Infusion Pumps; Multitherapy; Syringe | 45162 | ESP | EXCELSIOR MEDICAL CORP | 800
CHRISTIANA |  | HOSPITAL-CH | 0 | 15577 | DE |  | 2004-06-29 20:00 |  | Infusion Pumps; Multitherapy; Syringe | 36428 | ESP | EXCELSIOR MEDICAL CORP | 595
CHRISTIANA |  | HOSPITAL-CH | 0 | 16556 | DE |  | 2006-10-21 20:00 |  | Infusion Pumps; Multitherapy; Syringe | 39199 | ESP | EXCELSIOR MEDICAL CORP | 595
CHRISTIANA |  | HOSPITAL-CH | 0 | 11314 | DE |  | 2000-11-15 19:00 |  | Infusion Pumps; Multitherapy; Syringe | 30007 | ESP | EXCELSIOR MEDICAL CORP | 595
CHRISTIANA |  | HOSPITAL-CH | 0 | 11311 | DE |  | 2000-11-15 19:00 |  | Infusion Pumps; Multitherapy; Syringe | 30009 | ESP | EXCELSIOR MEDICAL CORP | 595
CHRISTIANA |  | HOSPITAL-CH | 0 | 15508 | DE |  | 2004-05-30 20:00 |  | Infusion Pumps; Multitherapy; Syringe | 36078 | ESP | EXCELSIOR MEDICAL CORP | 595
CHRISTIANA |  | HOSPITAL-CH | 0 | 16870 | DE |  | 2006-10-21 20:00 |  | Infusion Pumps; Multitherapy; Syringe | 39212 | ESP | EXCELSIOR MEDICAL CORP | 595
CHRISTIANA |  | HOSPITAL-CH | 0 | 16888 | DE |  | 2006-10-21 20:00 |  | Infusion Pumps; Multitherapy; Syringe | 39214 | ESP | EXCELSIOR MEDICAL CORP | 595
CHRISTIANA |  | HOSPITAL-CH | 0 | 5904 | DE |  | 1996-04-23 20:00 |  | Infusion Pumps; Multitherapy; Syringe | 24447 | ESP | EXCELSIOR MEDICAL CORP | 800
CHRISTIANA |  | HOSPITAL-CH | 0 | 15555 | DE |  | 2004-05-30 20:00 |  | Infusion Pumps; Multitherapy; Syringe | 36094 | ESP | EXCELSIOR MEDICAL CORP | 595
CHRISTIANA |  | HOSPITAL-CH | 0 | 15558 | DE |  | 2004-05-30 20:00 |  | Infusion Pumps; Multitherapy; Syringe | 36105 | ESP | EXCELSIOR MEDICAL CORP | 595
CHRISTIANA |  | HOSPITAL-CH | 0 | 15570 | DE |  | 2004-05-30 20:00 |  | Infusion Pumps; Multitherapy; Syringe | 36107 | ESP | EXCELSIOR MEDICAL CORP | 595
CHRISTIANA |  | HOSPITAL-CH | 0 | 5162 | DE |  | 1996-04-23 20:00 |  | Infusion Pumps; Multitherapy; Syringe | 26094 | ESP | EXCELSIOR MEDICAL CORP | 800
CHRISTIANA |  | HOSPITAL-CH | 0 | 11385 | DE |  | 2000-11-15 19:00 |  | Infusion Pumps; Multitherapy; Syringe | 30907 | ESP | EXCELSIOR MEDICAL CORP | 595
CHRISTIANA |  | HOSPITAL-CH | 0 | 11387 | DE |  | 2000-11-15 19:00 |  | Infusion Pumps; Multitherapy; Syringe | 30909 | ESP | EXCELSIOR MEDICAL CORP | 595
CHRISTIANA |  | HOSPITAL-CH | 0 | 6040 | DE |  | 1996-04-23 20:00 |  | Infusion Pumps; Multitherapy; Syringe | 24573 | ESP | EXCELSIOR MEDICAL CORP | 800
CHRISTIANA |  | HOSPITAL-CH | 0 | 5598 | DE |  | 1996-04-23 20:00 |  | Infusion Pumps; Multitherapy; Syringe | 24453 | ESP | EXCELSIOR MEDICAL CORP | 800
CHRISTIANA |  | HOSPITAL-CH | 0 | 11347 | DE |  | 2000-11-15 19:00 |  | Infusion Pumps; Multitherapy; Syringe | 30948 | ESP | EXCELSIOR MEDICAL CORP | 595
CHRISTIANA |  | HOSPITAL-CH | 0 | 5850 | DE |  | 1996-04-23 20:00 |  | Infusion Pumps; Multitherapy; Syringe | 24431 | ESP | EXCELSIOR MEDICAL CORP | 800
CHRISTIANA |  | HOSPITAL-CH | 0 | 10234 | DE |  | 2000-02-20 19:00 |  | Infusion Pumps; Multitherapy; Syringe | 30260 | ESP | EXCELSIOR MEDICAL CORP | 595
CHRISTIANA |  | HOSPITAL-CH | 0 | 10241 | DE |  | 2000-02-20 19:00 |  | Infusion Pumps; Multitherapy; Syringe | 30262 | ESP | EXCELSIOR MEDICAL CORP | 595
CHRISTIANA |  | HOSPITAL-CH | 0 | 5482 | DE |  | 1996-04-23 20:00 |  | Infusion Pumps; Multitherapy; Syringe | 24390 | ESP | EXCELSIOR MEDICAL CORP | 800
CHRISTIANA |  | HOSPITAL-CH | 0 | 16015 | DE |  | 2004-06-29 20:00 |  | Infusion Pumps; Multitherapy; Syringe | 38114 | ESP | EXCELSIOR MEDICAL CORP | 595
CHRISTIANA |  | HOSPITAL-CH | 0 | 15541 | DE |  | 2004-05-30 20:00 |  | Infusion Pumps; Multitherapy; Syringe | 36121 | ESP | EXCELSIOR MEDICAL CORP | 595
CHRISTIANA |  | HOSPITAL-CH | 0 | 5493 | DE |  | 1996-04-23 20:00 |  | Infusion Pumps; Multitherapy; Syringe | 24376 | ESP | EXCELSIOR MEDICAL CORP | 800
CHRISTIANA |  | HOSPITAL-CH | 0 | 5941 | DE |  | 1996-04-23 20:00 |  | Infusion Pumps; Multitherapy; Syringe | 25765 | ESP | EXCELSIOR MEDICAL CORP | 800
CHRISTIANA |  | HOSPITAL-CH | 0 | 11305 | DE |  | 2000-11-15 19:00 |  | Infusion Pumps; Multitherapy; Syringe | 30013 | ESP | EXCELSIOR MEDICAL CORP | 595
CHRISTIANA |  | HOSPITAL-CH | 0 | 11307 | DE |  | 2000-11-15 19:00 |  | Infusion Pumps; Multitherapy; Syringe | 30015 | ESP | EXCELSIOR MEDICAL CORP | 595
CHRISTIANA |  | HOSPITAL-CH | 0 | 15509 | DE |  | 2004-05-30 20:00 |  | Infusion Pumps; Multitherapy; Syringe | 36079 | ESP | EXCELSIOR MEDICAL CORP | 595
CHRISTIANA |  | HOSPITAL-CH | 0 | 15524 | DE |  | 2004-05-30 20:00 |  | Infusion Pumps; Multitherapy; Syringe | 36081 | ESP | EXCELSIOR MEDICAL CORP | 595
CHRISTIANA |  | HOSPITAL-CH | 0 | 16889 | DE |  | 2006-10-21 20:00 |  | Infusion Pumps; Multitherapy; Syringe | 39215 | ESP | EXCELSIOR MEDICAL CORP | 595
CHRISTIANA |  | HOSPITAL-CH | 0 | 5894 | DE |  | 1996-04-23 20:00 |  | Infusion Pumps; Multitherapy; Syringe | 24371 | ESP | EXCELSIOR MEDICAL CORP | 800
CHRISTIANA |  | HOSPITAL-CH | 0 | 15273 | DE |  | 2001-09-22 20:00 |  | Infusion Pumps; Multitherapy; Syringe | 35418 | ESP | EXCELSIOR MEDICAL CORP | 599.99
CHRISTIANA |  | HOSPITAL-CH | 0 | 15563 | DE |  | 2004-05-30 20:00 |  | Infusion Pumps; Multitherapy; Syringe | 36093 | ESP | EXCELSIOR MEDICAL CORP | 595
CHRISTIANA |  | HOSPITAL-CH | 0 | 5497 | DE |  | 1996-04-23 20:00 |  | Infusion Pumps; Multitherapy; Syringe | 24542 | ESP | EXCELSIOR MEDICAL CORP | 800
CHRISTIANA |  | HOSPITAL-CH | 0 | 15571 | DE |  | 2004-05-30 20:00 |  | Infusion Pumps; Multitherapy; Syringe | 36106 | ESP | EXCELSIOR MEDICAL CORP | 595
CHRISTIANA |  | HOSPITAL-CH | 0 | 6043 | DE |  | 1996-04-23 20:00 |  | Infusion Pumps; Multitherapy; Syringe | 24432 | ESP | EXCELSIOR MEDICAL CORP | 800
CHRISTIANA |  | HOSPITAL-CH | 0 | 6047 | DE |  | 1996-04-23 20:00 |  | Infusion Pumps; Multitherapy; Syringe | 24620 | ESP | EXCELSIOR MEDICAL CORP | 800
CHRISTIANA |  | HOSPITAL-CH | 0 | 5417 | DE |  | 1996-04-23 20:00 |  | Infusion Pumps; Multitherapy; Syringe | 26087 | ESP | EXCELSIOR MEDICAL CORP | 800
CHRISTIANA |  | HOSPITAL-WH | 0 | 5214 | DE |  | 1996-04-23 20:00 |  | Infusion Pumps; Multitherapy; Syringe | 24209 | ESP | EXCELSIOR MEDICAL CORP | 800
CHRISTIANA |  | HOSPITAL-CH | 0 | 11386 | DE |  | 2000-11-15 19:00 |  | Infusion Pumps; Multitherapy; Syringe | 30906 | ESP | EXCELSIOR MEDICAL CORP | 595
CHRISTIANA |  | HOSPITAL-CH | 0 | 11388 | DE |  | 2000-11-15 19:00 |  | Infusion Pumps; Multitherapy; Syringe | 30908 | ESP | EXCELSIOR MEDICAL CORP | 595
CHRISTIANA |  | HOSPITAL-CH | 0 | 11378 | DE |  | 2000-11-15 19:00 |  | Infusion Pumps; Multitherapy; Syringe | 30910 | ESP | EXCELSIOR MEDICAL CORP | 595
CHRISTIANA |  | HOSPITAL-WH | 0 | 5995 | DE |  | 1996-04-23 20:00 |  | Infusion Pumps; Multitherapy; Syringe | 24603 | ESP | EXCELSIOR MEDICAL CORP | 800
CHRISTIANA |  | HOSPITAL-CH | 0 | 5888 | DE |  | 1996-04-23 20:00 |  | Infusion Pumps; Multitherapy; Syringe | 24416 | ESP | EXCELSIOR MEDICAL CORP | 800
CHRISTIANA |  | HOSPITAL-CH | 0 | 11348 | DE |  | 2000-11-15 19:00 |  | Infusion Pumps; Multitherapy; Syringe | 30949 | ESP | EXCELSIOR MEDICAL CORP | 595
CHRISTIANA |  | HOSPITAL-CH | 0 | 5500 | DE |  | 1996-04-23 20:00 |  | Infusion Pumps; Multitherapy; Syringe | 24558 | ESP | EXCELSIOR MEDICAL CORP | 800
CHRISTIANA |  | HOSPITAL-CH | 0 | 5874 | DE |  | 1996-04-23 20:00 |  | Infusion Pumps; Multitherapy; Syringe | 24589 | ESP | EXCELSIOR MEDICAL CORP | 800
CHRISTIANA |  | HOSPITAL-CH | 0 | 6001 | DE |  | 1996-04-23 20:00 |  | Infusion Pumps; Multitherapy; Syringe | 24356 | ESP | EXCELSIOR MEDICAL CORP | 800
CHRISTIANA |  | HOSPITAL-CH | 0 | 10239 | DE |  | 2000-02-20 19:00 |  | Infusion Pumps; Multitherapy; Syringe | 30259 | ESP | EXCELSIOR MEDICAL CORP | 595
CHRISTIANA |  | HOSPITAL-CH | 0 | 10233 | DE |  | 2000-02-20 19:00 |  | Infusion Pumps; Multitherapy; Syringe | 30261 | ESP | EXCELSIOR MEDICAL CORP | 595
CHRISTIANA |  | HOSPITAL-CH | 0 | 6061 | DE |  | 1996-04-23 20:00 |  | Infusion Pumps; Multitherapy; Syringe | 24523 | ESP | EXCELSIOR MEDICAL CORP | 800
CHRISTIANA |  | HOSPITAL-CH | 0 | 15535 | DE |  | 2004-05-30 20:00 |  | Infusion Pumps; Multitherapy; Syringe | 36122 | ESP | EXCELSIOR MEDICAL CORP | 595
CHRISTIANA |  | HOSPITAL-CH | 0 | 5920 | DE |  | 1996-04-23 20:00 |  | Infusion Pumps; Multitherapy; Syringe | 24491 | ESP | EXCELSIOR MEDICAL CORP | 800
CHRISTIANA |  | HOSPITAL-CH | 0 | 5862 | DE |  | 1996-04-23 20:00 |  | Infusion Pumps; Multitherapy; Syringe | 24402 | ESP | EXCELSIOR MEDICAL CORP | 800
CHRISTIANA |  | HOSPITAL-CH | 0 | 11309 | DE |  | 2000-11-15 19:00 |  | Infusion Pumps; Multitherapy; Syringe | 30012 | ESP | EXCELSIOR MEDICAL CORP | 595
CHRISTIANA |  | HOSPITAL-CH | 0 | 11306 | DE |  | 2000-11-15 19:00 |  | Infusion Pumps; Multitherapy; Syringe | 30014 | ESP | EXCELSIOR MEDICAL CORP | 595
CHRISTIANA |  | HOSPITAL-CH | 0 | 11468 | DE |  | 2014-07-10 20:00 |  | Infusion Pumps; Multitherapy; Syringe | 54255 | ESP | EXCELSIOR MEDICAL CORP | 595
CHRISTIANA |  | HOSPITAL-CH | 0 | 15519 | DE |  | 2004-05-30 20:00 |  | Infusion Pumps; Multitherapy; Syringe | 36080 | ESP | EXCELSIOR MEDICAL CORP | 595
CHRISTIANA |  | HOSPITAL-CH | 0 | 16868 | DE |  | 2006-10-21 20:00 |  | Infusion Pumps; Multitherapy; Syringe | 39216 | ESP | EXCELSIOR MEDICAL CORP | 595
CHRISTIANA |  | HOSPITAL-CH | 0 | 6037 | DE |  | 1996-04-23 20:00 |  | Infusion Pumps; Multitherapy; Syringe | 26050 | ESP | EXCELSIOR MEDICAL CORP | 800
CHRISTIANA |  | HOSPITAL-CH | 0 | 5958 | DE |  | 1996-04-23 20:00 |  | Infusion Pumps; Multitherapy; Syringe | 24509 | ESP | EXCELSIOR MEDICAL CORP | 800
CHRISTIANA |  | HOSPITAL-CH | 0 | 5504 | DE |  | 1996-04-23 20:00 |  | Infusion Pumps; Multitherapy; Syringe | 24555 | ESP | EXCELSIOR MEDICAL CORP | 800
CHRISTIANA |  | HOSPITAL-CH | 0 | 5932 | DE |  | 1996-04-23 20:00 |  | Infusion Pumps; Multitherapy; Syringe | 24585 | ESP | EXCELSIOR MEDICAL CORP | 800
CHRISTIANA |  | HOSPITAL-CH | 0 | 13222 | DE |  | 2001-09-22 20:00 |  | Infusion Pumps; Multitherapy; Syringe | 31853 | ESP | EXCELSIOR MEDICAL CORP | 599.99
CHRISTIANA |  |  | 0 | 13219 | DE |  | 2001-09-22 20:00 |  | Infusion Pumps; Multitherapy; Syringe | 31855 | ESP | EXCELSIOR MEDICAL CORP | 599.99 | Purchased
CHRISTIANA |  | HOSPITAL-CH | 0 | 5922 | DE |  | 1996-04-23 20:00 |  | Infusion Pumps; Multitherapy; Syringe | 24352 | ESP | EXCELSIOR MEDICAL CORP | 800
CHRISTIANA |  | HOSPITAL-CH | 0 | 6028 | DE |  | 1996-04-23 20:00 |  | Infusion Pumps; Multitherapy; Syringe | 24469 | ESP | EXCELSIOR MEDICAL CORP | 800
CHRISTIANA |  | HOSPITAL-CH | 0 | 15567 | DE |  | 2004-05-30 20:00 |  | Infusion Pumps; Multitherapy; Syringe | 36110 | ESP | EXCELSIOR MEDICAL CORP | 595
CHRISTIANA |  | HOSPITAL-CH | 0 | 10274 | DE |  | 2000-02-26 19:00 |  | Infusion Pumps; Multitherapy; Syringe | 29889 | ESP | EXCELSIOR MEDICAL CORP | 595
CHRISTIANA |  | HOSPITAL-CH | 0 | 5413 | DE |  | 1996-04-23 20:00 |  | Infusion Pumps; Multitherapy; Syringe | 24386 | ESP | EXCELSIOR MEDICAL CORP | 800
CHRISTIANA |  | HOSPITAL-WH | 0 | 5133 | DE |  | 1996-04-23 20:00 |  | Infusion Pumps; Multitherapy; Syringe | 24149 | ESP | EXCELSIOR MEDICAL CORP | 800
CHRISTIANA |  | HOSPITAL-WH | 0 | 5113 | DE |  | 1996-04-23 20:00 |  | Infusion Pumps; Multitherapy; Syringe | 24151 | ESP | EXCELSIOR MEDICAL CORP | 800
CHRISTIANA |  | HOSPITAL-CH | 0 | 11377 | DE |  | 2000-11-15 19:00 |  | Infusion Pumps; Multitherapy; Syringe | 30911 | ESP | EXCELSIOR MEDICAL CORP | 595
CHRISTIANA |  | HOSPITAL-CH | 0 | 11384 | DE |  | 2000-11-15 19:00 |  | Infusion Pumps; Multitherapy; Syringe | 30914 | ESP | EXCELSIOR MEDICAL CORP | 595
CHRISTIANA |  | HOSPITAL-CH | 0 | 11369 | DE |  | 2000-11-15 19:00 |  | Infusion Pumps; Multitherapy; Syringe | 30950 | ESP | EXCELSIOR MEDICAL CORP | 595
CHRISTIANA |  | HOSPITAL-CH | 0 | 11351 | DE |  | 2000-11-15 19:00 |  | Infusion Pumps; Multitherapy; Syringe | 30952 | ESP | EXCELSIOR MEDICAL CORP | 595
CHRISTIANA |  | HOSPITAL-CH | 0 | 6036 | DE |  | 1996-04-23 20:00 |  | Infusion Pumps; Multitherapy; Syringe | 24645 | ESP | EXCELSIOR MEDICAL CORP | 800
CHRISTIANA |  | HOSPITAL-CH | 0 | 10072 | DE |  | 2000-02-12 19:00 |  | Infusion Pumps; Multitherapy; Syringe | 30191 | ESP | EXCELSIOR MEDICAL CORP | 595
CHRISTIANA |  | HOSPITAL-CH | 0 | 10073 | DE |  | 2000-02-12 19:00 |  | Infusion Pumps; Multitherapy; Syringe | 30194 | ESP | EXCELSIOR MEDICAL CORP | 595
CHRISTIANA |  | HOSPITAL-WH | 0 | 15494 | DE |  | 2004-06-29 20:00 |  | Infusion Pumps; Multitherapy; Syringe | 36423 | ESP | EXCELSIOR MEDICAL CORP | 595
CHRISTIANA |  | HOSPITAL-CH | 0 | 10236 | DE |  | 2000-02-20 19:00 |  | Infusion Pumps; Multitherapy; Syringe | 30264 | ESP | EXCELSIOR MEDICAL CORP | 595
CHRISTIANA |  | HOSPITAL-CH | 0 | 5865 | DE |  | 1996-04-23 20:00 |  | Infusion Pumps; Multitherapy; Syringe | 24437 | ESP | EXCELSIOR MEDICAL CORP | 800
CHRISTIANA |  | HOSPITAL-CH | 0 | 11325 | DE |  | 2000-11-15 19:00 |  | Infusion Pumps; Multitherapy; Syringe | 30000 | ESP | EXCELSIOR MEDICAL CORP | 595
CHRISTIANA |  | HOSPITAL-CH | 0 | 11323 | DE |  | 2000-11-15 19:00 |  | Infusion Pumps; Multitherapy; Syringe | 30002 | ESP | EXCELSIOR MEDICAL CORP | 595
CHRISTIANA |  | HOSPITAL-CH | 0 | 6111 | DE |  | 1996-04-23 20:00 |  | Infusion Pumps; Multitherapy; Syringe | 24615 | ESP | EXCELSIOR MEDICAL CORP | 800
CHRISTIANA |  | HOSPITAL-CH | 0 | 15539 | DE |  | 2004-05-30 20:00 |  | Infusion Pumps; Multitherapy; Syringe | 36123 | ESP | EXCELSIOR MEDICAL CORP | 595
CHRISTIANA |  | HOSPITAL-CH | 0 | 15547 | DE |  | 2004-05-30 20:00 |  | Infusion Pumps; Multitherapy; Syringe | 36125 | ESP | EXCELSIOR MEDICAL CORP | 595
CHRISTIANA |  | HOSPITAL-CH | 0 | 5907 | DE |  | 1996-04-23 20:00 |  | Infusion Pumps; Multitherapy; Syringe | 24599 | ESP | EXCELSIOR MEDICAL CORP | 800
CHRISTIANA |  | HOSPITAL-CH | 0 | 15529 | DE |  | 2004-05-30 20:00 |  | Infusion Pumps; Multitherapy; Syringe | 36083 | ESP | EXCELSIOR MEDICAL CORP | 595
CHRISTIANA |  | HOSPITAL-CH | 0 | 15530 | DE |  | 2004-05-30 20:00 |  | Infusion Pumps; Multitherapy; Syringe | 36130 | ESP | EXCELSIOR MEDICAL CORP | 595
CHRISTIANA |  | HOSPITAL-CH | 0 | 16472 | DE |  | 2006-10-21 20:00 |  | Infusion Pumps; Multitherapy; Syringe | 39151 | ESP | EXCELSIOR MEDICAL CORP | 595
CHRISTIANA |  | HOSPITAL-CH | 0 | 5965 | DE |  | 1996-04-23 20:00 |  | Infusion Pumps; Multitherapy; Syringe | 24421 | ESP | EXCELSIOR MEDICAL CORP | 800
CHRISTIANA |  | Carneys Point | 0 | 13221 | NJ |  | 2001-09-22 20:00 |  | Infusion Pumps; Multitherapy; Syringe | 31854 | ESP | EXCELSIOR MEDICAL CORP | 599.99 | Purchased
CHRISTIANA |  | HOSPITAL-CH | 0 | 13220 | DE |  | 2001-09-22 20:00 |  | Infusion Pumps; Multitherapy; Syringe | 31856 | ESP | EXCELSIOR MEDICAL CORP | 599.99
CHRISTIANA |  | HOSPITAL-CH | 0 | 5891 | DE |  | 1996-04-23 20:00 |  | Infusion Pumps; Multitherapy; Syringe | 24471 | ESP | EXCELSIOR MEDICAL CORP | 800
CHRISTIANA |  | HOSPITAL-CH | 0 | 15575 | DE |  | 2004-05-30 20:00 |  | Infusion Pumps; Multitherapy; Syringe | 36108 | ESP | EXCELSIOR MEDICAL CORP | 595
CHRISTIANA |  | HOSPITAL-CH | 0 | 15569 | DE |  | 2004-05-30 20:00 |  | Infusion Pumps; Multitherapy; Syringe | 36111 | ESP | EXCELSIOR MEDICAL CORP | 595
CHRISTIANA |  | HOSPITAL-CH | 0 | 11294 | DE |  | 2000-02-26 19:00 |  | Infusion Pumps; Multitherapy; Syringe | 29890 | ESP | EXCELSIOR MEDICAL CORP | 595
CHRISTIANA |  | HOSPITAL-WH | 0 | 5112 | DE |  | 1996-04-23 20:00 |  | Infusion Pumps; Multitherapy; Syringe | 24150 | ESP | EXCELSIOR MEDICAL CORP | 800
CHRISTIANA |  | HOSPITAL-WH | 0 | 5119 | DE |  | 1996-04-23 20:00 |  | Infusion Pumps; Multitherapy; Syringe | 24152 | ESP | EXCELSIOR MEDICAL CORP | 800
CHRISTIANA |  | HOSPITAL-CH | 0 | 6079 | DE |  | 1996-04-23 20:00 |  | Infusion Pumps; Multitherapy; Syringe | 24495 | ESP | EXCELSIOR MEDICAL CORP | 800
CHRISTIANA |  | HOSPITAL-CH | 0 | 5949 | DE |  | 1996-04-23 20:00 |  | Infusion Pumps; Multitherapy; Syringe | 24406 | ESP | EXCELSIOR MEDICAL CORP | 800
CHRISTIANA |  | HOSPITAL-CH | 0 | 11390 | DE |  | 2000-11-15 19:00 |  | Infusion Pumps; Multitherapy; Syringe | 30912 | ESP | EXCELSIOR MEDICAL CORP | 595
CHRISTIANA |  | HOSPITAL-CH | 0 | 11389 | DE |  | 2000-11-15 19:00 |  | Infusion Pumps; Multitherapy; Syringe | 30913 | ESP | EXCELSIOR MEDICAL CORP | 595
CHRISTIANA |  | HOSPITAL-CH | 0 | 11383 | DE |  | 2000-11-15 19:00 |  | Infusion Pumps; Multitherapy; Syringe | 30915 | ESP | EXCELSIOR MEDICAL CORP | 595
CHRISTIANA |  | HOSPITAL-CH | 0 | 5912 | DE |  | 1996-04-23 20:00 |  | Infusion Pumps; Multitherapy; Syringe | 24569 | ESP | EXCELSIOR MEDICAL CORP | 800
CHRISTIANA |  | HOSPITAL-CH | 0 | 11370 | DE |  | 2000-11-15 19:00 |  | Infusion Pumps; Multitherapy; Syringe | 30951 | ESP | EXCELSIOR MEDICAL CORP | 595
CHRISTIANA |  | HOSPITAL-CH | 0 | 11350 | DE |  | 2000-11-15 19:00 |  | Infusion Pumps; Multitherapy; Syringe | 30953 | ESP | EXCELSIOR MEDICAL CORP | 595
CHRISTIANA |  | HOSPITAL-CH | 0 | 5924 | DE |  | 1996-04-23 20:00 |  | Infusion Pumps; Multitherapy; Syringe | 24624 | ESP | EXCELSIOR MEDICAL CORP | 800
CHRISTIANA |  | HOSPITAL-CH | 0 | 10071 | DE |  | 2000-02-12 19:00 |  | Infusion Pumps; Multitherapy; Syringe | 30193 | ESP | EXCELSIOR MEDICAL CORP | 595
CHRISTIANA |  | HOSPITAL-WH | 0 | 15496 | DE |  | 2004-06-29 20:00 |  | Infusion Pumps; Multitherapy; Syringe | 36422 | ESP | EXCELSIOR MEDICAL CORP | 595
CHRISTIANA |  | HOSPITAL-CH | 0 | 10242 | DE |  | 2000-02-20 19:00 |  | Infusion Pumps; Multitherapy; Syringe | 30263 | ESP | EXCELSIOR MEDICAL CORP | 595
CHRISTIANA |  | HOSPITAL-WH | 0 | 10235 | DE |  | 2000-02-20 19:00 |  | Infusion Pumps; Multitherapy; Syringe | 30265 | ESP | EXCELSIOR MEDICAL CORP | 595
CHRISTIANA |  | HOSPITAL-CH | 0 | 5160 | DE |  | 1996-04-23 20:00 |  | Infusion Pumps; Multitherapy; Syringe | 26091 | ESP | EXCELSIOR MEDICAL CORP | 800
CHRISTIANA |  | HOSPITAL-CH | 0 | 5851 | DE |  | 1996-04-23 20:00 |  | Infusion Pumps; Multitherapy; Syringe | 24629 | ESP | EXCELSIOR MEDICAL CORP | 800
CHRISTIANA |  | HOSPITAL-CH | 0 | 5961 | DE |  | 1996-04-23 20:00 |  | Infusion Pumps; Multitherapy; Syringe | 24526 | ESP | EXCELSIOR MEDICAL CORP | 800
CHRISTIANA |  | HOSPITAL-CH | 0 | 11324 | DE |  | 2000-11-15 19:00 |  | Infusion Pumps; Multitherapy; Syringe | 30001 | ESP | EXCELSIOR MEDICAL CORP | 595
CHRISTIANA |  | HOSPITAL-CH | 0 | 15548 | DE |  | 2004-05-30 20:00 |  | Infusion Pumps; Multitherapy; Syringe | 36124 | ESP | EXCELSIOR MEDICAL CORP | 595
CHRISTIANA |  | HOSPITAL-CH | 0 | 11308 | DE |  | 2000-11-15 19:00 |  | Infusion Pumps; Multitherapy; Syringe | 30016 | ESP | EXCELSIOR MEDICAL CORP | 595
CHRISTIANA |  | HOSPITAL-CH | 0 | 9477 | DE |  | 2001-09-22 20:00 |  | Infusion Pumps; Multitherapy; Syringe | 31279 | ESP | EXCELSIOR MEDICAL CORP | 599.99
CHRISTIANA |  | HOSPITAL-CH | 0 | 15525 | DE |  | 2004-05-30 20:00 |  | Infusion Pumps; Multitherapy; Syringe | 36082 | ESP | EXCELSIOR MEDICAL CORP | 595
CHRISTIANA |  | HOSPITAL-CH | 0 | 15518 | DE |  | 2004-05-30 20:00 |  | Infusion Pumps; Multitherapy; Syringe | 36084 | ESP | EXCELSIOR MEDICAL CORP | 595
CHRISTIANA |  | HOSPITAL-CH | 0 | 16573 | DE |  | 2006-10-21 20:00 |  | Infusion Pumps; Multitherapy; Syringe | 39150 | ESP | EXCELSIOR MEDICAL CORP | 595
CHRISTIANA |  | HOSPITAL-CH | 0 | 5603 | DE |  | 1996-04-23 20:00 |  | Infusion Pumps; Multitherapy; Syringe | 24457 | ESP | EXCELSIOR MEDICAL CORP | 800
CHRISTIANA |  | HOSPITAL-CH | 0 | 11465 | DE |  | 2000-11-15 19:00 |  | Infusion Pumps; Multitherapy; Syringe | 30936 | ESP | EXCELSIOR MEDICAL CORP | 595
CHRISTIANA |  | HOSPITAL-WH | 0 | 11468 | DE |  | 2000-11-16 19:00 |  | Infusion Pumps; Multitherapy; Syringe | 45165 | ESP | EXCELSIOR MEDICAL CORP | 595
CHRISTIANA |  | HOSPITAL-CH | 0 | 10216 | DE |  | 2000-02-12 19:00 |  | Infusion Pumps; Multitherapy; Syringe | 30233 | ESP | EXCELSIOR MEDICAL CORP | 595
CHRISTIANA |  | HOSPITAL-CH | 0 | 10201 | DE |  | 2000-02-12 19:00 |  | Infusion Pumps; Multitherapy; Syringe | 30235 | ESP | EXCELSIOR MEDICAL CORP | 595
CHRISTIANA |  | HOSPITAL-CH | 0 | 10207 | DE |  | 2000-02-12 19:00 |  | Infusion Pumps; Multitherapy; Syringe | 30237 | ESP | EXCELSIOR MEDICAL CORP | 595
CHRISTIANA |  | HOSPITAL-CH | 0 | 6058 | DE |  | 1996-04-23 20:00 |  | Infusion Pumps; Multitherapy; Syringe | 24424 | ESP | EXCELSIOR MEDICAL CORP | 800
CHRISTIANA |  | HOSPITAL-CH | 0 | 5453 | DE |  | 1996-04-23 20:00 |  | Infusion Pumps; Multitherapy; Syringe | 24551 | ESP | EXCELSIOR MEDICAL CORP | 800
CHRISTIANA |  | HOSPITAL-CH | 0 | 15556 | DE |  | 2004-05-30 20:00 |  | Infusion Pumps; Multitherapy; Syringe | 36098 | ESP | EXCELSIOR MEDICAL CORP | 595
CHRISTIANA |  | HOSPITAL-CH | 0 | 15560 | DE |  | 2004-05-30 20:00 |  | Infusion Pumps; Multitherapy; Syringe | 36100 | ESP | EXCELSIOR MEDICAL CORP | 595
CHRISTIANA |  | HOSPITAL-CH | 0 | 11372 | DE |  | 2000-11-15 19:00 |  | Infusion Pumps; Multitherapy; Syringe | 30916 | ESP | EXCELSIOR MEDICAL CORP | 595
CHRISTIANA |  | HOSPITAL-CH | 0 | 11462 | DE |  | 2000-11-15 19:00 |  | Infusion Pumps; Multitherapy; Syringe | 30882 | ESP | EXCELSIOR MEDICAL CORP | 595
CHRISTIANA |  | HOSPITAL-CH | 0 | 11397 | DE |  | 2000-11-15 19:00 |  | Infusion Pumps; Multitherapy; Syringe | 30970 | ESP | EXCELSIOR MEDICAL CORP | 595
CHRISTIANA |  | HOSPITAL-CH | 0 | 11396 | DE |  | 2000-11-15 19:00 |  | Infusion Pumps; Multitherapy; Syringe | 30972 | ESP | EXCELSIOR MEDICAL CORP | 595
CHRISTIANA |  | HOSPITAL-CH | 0 | 5849 | DE |  | 1996-04-23 20:00 |  | Infusion Pumps; Multitherapy; Syringe | 24639 | ESP | EXCELSIOR MEDICAL CORP | 800
CHRISTIANA |  | HOSPITAL-CH | 0 | 10076 | DE |  | 2000-02-12 19:00 |  | Infusion Pumps; Multitherapy; Syringe | 30197 | ESP | EXCELSIOR MEDICAL CORP | 595
CHRISTIANA |  | HOSPITAL-CH | 0 | 5861 | DE |  | 1996-04-23 20:00 |  | Infusion Pumps; Multitherapy; Syringe | 24440 | ESP | EXCELSIOR MEDICAL CORP | 800
CHRISTIANA |  | HOSPITAL-CH | 0 | 11436 | DE |  | 2000-11-15 19:00 |  | Infusion Pumps; Multitherapy; Syringe | 30898 | ESP | EXCELSIOR MEDICAL CORP | 595
CHRISTIANA |  | HOSPITAL-CH | 0 | 11426 | DE |  | 2000-11-15 19:00 |  | Infusion Pumps; Multitherapy; Syringe | 30900 | ESP | EXCELSIOR MEDICAL CORP | 595
CHRISTIANA |  | HOSPITAL-CH | 0 | 5911 | DE |  | 1996-04-23 20:00 |  | Infusion Pumps; Multitherapy; Syringe | 24567 | ESP | EXCELSIOR MEDICAL CORP | 800
CHRISTIANA |  | HOSPITAL-CH | 0 | 5923 | DE |  | 1996-04-23 20:00 |  | Infusion Pumps; Multitherapy; Syringe | 24365 | ESP | EXCELSIOR MEDICAL CORP | 800
CHRISTIANA |  | HOSPITAL-CH | 0 | 11403 | DE |  | 2000-11-15 19:00 |  | Infusion Pumps; Multitherapy; Syringe | 30974 | ESP | EXCELSIOR MEDICAL CORP | 595
CHRISTIANA |  | HOSPITAL-CH | 0 | 11358 | DE |  | 2000-11-15 19:00 |  | Infusion Pumps; Multitherapy; Syringe | 30954 | ESP | EXCELSIOR MEDICAL CORP | 595
CHRISTIANA |  | HOSPITAL-CH | 0 | 11359 | DE |  | 2000-11-15 19:00 |  | Infusion Pumps; Multitherapy; Syringe | 30956 | ESP | EXCELSIOR MEDICAL CORP | 595
CHRISTIANA |  | HOSPITAL-CH | 0 | 10292 | DE |  | 2000-02-20 19:00 |  | Infusion Pumps; Multitherapy; Syringe | 30251 | ESP | EXCELSIOR MEDICAL CORP | 595
CHRISTIANA |  | HOSPITAL-CH | 0 | 10068 | DE |  | 2000-02-20 19:00 |  | Infusion Pumps; Multitherapy; Syringe | 30253 | ESP | EXCELSIOR MEDICAL CORP | 595
CHRISTIANA |  | HOSPITAL-WH | 0 | 5117 | DE |  | 1996-04-23 20:00 |  | Infusion Pumps; Multitherapy; Syringe | 24191 | ESP | EXCELSIOR MEDICAL CORP | 800
CHRISTIANA |  | HOSPITAL-WH | 0 | 5980 | DE |  | 1996-04-23 20:00 |  | Infusion Pumps; Multitherapy; Syringe | 24474 | ESP | EXCELSIOR MEDICAL CORP | 800
CHRISTIANA |  | HOSPITAL-CH | 0 | 15573 | DE |  | 2004-05-30 20:00 |  | Infusion Pumps; Multitherapy; Syringe | 36112 | ESP | EXCELSIOR MEDICAL CORP | 595
CHRISTIANA |  | HOSPITAL-CH | 0 | 15542 | DE |  | 2004-05-30 20:00 |  | Infusion Pumps; Multitherapy; Syringe | 36114 | ESP | EXCELSIOR MEDICAL CORP | 595
CHRISTIANA |  | HOSPITAL-CH | 0 | 16505 | DE |  | 2006-10-21 20:00 |  | Infusion Pumps; Multitherapy; Syringe | 39101 | ESP | EXCELSIOR MEDICAL CORP | 595
CHRISTIANA |  | HOSPITAL-CH | 0 | 5860 | DE |  | 1996-04-23 20:00 |  | Infusion Pumps; Multitherapy; Syringe | 24442 | ESP | EXCELSIOR MEDICAL CORP | 800
CHRISTIANA |  | HOSPITAL-CH | 0 | 5487 | DE |  | 1996-04-23 20:00 |  | Infusion Pumps; Multitherapy; Syringe | 24384 | ESP | EXCELSIOR MEDICAL CORP | 800
CHRISTIANA |  | HOSPITAL-WH | 0 | 15925 | DE |  | 2006-01-04 19:00 |  | Infusion Pumps; Multitherapy; Syringe | 38120 | ESP | EXCELSIOR MEDICAL CORP | 595
CHRISTIANA |  | HOSPITAL-CH | 0 | 15516 | DE |  | 2004-05-30 20:00 |  | Infusion Pumps; Multitherapy; Syringe | 36072 | ESP | EXCELSIOR MEDICAL CORP | 595
CHRISTIANA |  | HOSPITAL-CH | 0 | 15507 | DE |  | 2004-05-30 20:00 |  | Infusion Pumps; Multitherapy; Syringe | 36074 | ESP | EXCELSIOR MEDICAL CORP | 595
CHRISTIANA |  | HOSPITAL-CH | 0 | 11466 | DE |  | 2000-11-15 19:00 |  | Infusion Pumps; Multitherapy; Syringe | 30937 | ESP | EXCELSIOR MEDICAL CORP | 595
CHRISTIANA |  | HOSPITAL-CH | 0 | 11467 | DE |  | 2000-11-15 19:00 |  | Infusion Pumps; Multitherapy; Syringe | 30939 | ESP | EXCELSIOR MEDICAL CORP | 595
CHRISTIANA |  | HOSPITAL-CH | 0 | 15939 | DE |  | 2006-01-04 19:00 |  | Infusion Pumps; Multitherapy; Syringe | 38133 | ESP | EXCELSIOR MEDICAL CORP | 595
CHRISTIANA |  | HOSPITAL-WH | 0 | 5929 | DE |  | 1996-04-23 20:00 |  | Infusion Pumps; Multitherapy; Syringe | 24597 | ESP | EXCELSIOR MEDICAL CORP | 800
CHRISTIANA |  | HOSPITAL-CH | 0 | 10202 | DE |  | 2000-02-12 19:00 |  | Infusion Pumps; Multitherapy; Syringe | 30234 | ESP | EXCELSIOR MEDICAL CORP | 595
CHRISTIANA |  | HOSPITAL-CH | 0 | 10208 | DE |  | 2000-02-12 19:00 |  | Infusion Pumps; Multitherapy; Syringe | 30236 | ESP | EXCELSIOR MEDICAL CORP | 595
CHRISTIANA |  | HOSPITAL-CH | 0 | 6032 | DE |  | 1996-04-23 20:00 |  | Infusion Pumps; Multitherapy; Syringe | 24461 | ESP | EXCELSIOR MEDICAL CORP | 800
CHRISTIANA |  | HOSPITAL-WH | 0 | 5321 | DE |  | 1996-04-23 20:00 |  | Infusion Pumps; Multitherapy; Syringe | 24610 | ESP | EXCELSIOR MEDICAL CORP | 800
CHRISTIANA |  | HOSPITAL-CH | 0 | 15557 | DE |  | 2004-05-30 20:00 |  | Infusion Pumps; Multitherapy; Syringe | 36099 | ESP | EXCELSIOR MEDICAL CORP | 595
CHRISTIANA |  | HOSPITAL-CH | 0 | 5943 | DE |  | 1996-04-23 20:00 |  | Infusion Pumps; Multitherapy; Syringe | 24514 | ESP | EXCELSIOR MEDICAL CORP | 800
CHRISTIANA |  | HOSPITAL-CH | 0 | 11414 | DE |  | 2000-11-15 19:00 |  | Infusion Pumps; Multitherapy; Syringe | 30989 | ESP | EXCELSIOR MEDICAL CORP | 595
CHRISTIANA |  | HOSPITAL-CH | 0 | 11356 | DE |  | 2000-11-15 19:00 |  | Infusion Pumps; Multitherapy; Syringe | 30881 | ESP | EXCELSIOR MEDICAL CORP | 595
CHRISTIANA |  | HOSPITAL-CH | 0 | 11398 | DE |  | 2000-11-15 19:00 |  | Infusion Pumps; Multitherapy; Syringe | 30971 | ESP | EXCELSIOR MEDICAL CORP | 595
CHRISTIANA |  | HOSPITAL-CH | 0 | 10075 | DE |  | 2000-02-12 19:00 |  | Infusion Pumps; Multitherapy; Syringe | 30196 | ESP | EXCELSIOR MEDICAL CORP | 595
CHRISTIANA |  | HOSPITAL-CH | 0 | 10267 | DE |  | 2000-02-12 19:00 |  | Infusion Pumps; Multitherapy; Syringe | 30198 | ESP | EXCELSIOR MEDICAL CORP | 595
CHRISTIANA |  | HOSPITAL-CH | 0 | 5856 | DE |  | 1996-04-23 20:00 |  | Infusion Pumps; Multitherapy; Syringe | 24482 | ESP | EXCELSIOR MEDICAL CORP | 800
CHRISTIANA |  | HOSPITAL-CH | 0 | 5973 | DE |  | 1996-04-23 20:00 |  | Infusion Pumps; Multitherapy; Syringe | 24529 | ESP | EXCELSIOR MEDICAL CORP | 800
CHRISTIANA |  | HOSPITAL-CH | 0 | 11434 | DE |  | 2000-11-15 19:00 |  | Infusion Pumps; Multitherapy; Syringe | 30897 | ESP | EXCELSIOR MEDICAL CORP | 595
CHRISTIANA |  | HOSPITAL-CH | 0 | 11435 | DE |  | 2000-11-15 19:00 |  | Infusion Pumps; Multitherapy; Syringe | 30899 | ESP | EXCELSIOR MEDICAL CORP | 595
CHRISTIANA |  | HOSPITAL-CH | 0 | 11425 | DE |  | 2000-11-15 19:00 |  | Infusion Pumps; Multitherapy; Syringe | 30901 | ESP | EXCELSIOR MEDICAL CORP | 595
CHRISTIANA |  | HOSPITAL-CH | 0 | 5976 | DE |  | 1996-04-23 20:00 |  | Infusion Pumps; Multitherapy; Syringe | 24580 | ESP | EXCELSIOR MEDICAL CORP | 800
CHRISTIANA |  | HOSPITAL-CH | 0 | 5866 | DE |  | 1996-04-23 20:00 |  | Infusion Pumps; Multitherapy; Syringe | 24411 | ESP | EXCELSIOR MEDICAL CORP | 800
CHRISTIANA |  | HOSPITAL-CH | 0 | 11395 | DE |  | 2000-11-15 19:00 |  | Infusion Pumps; Multitherapy; Syringe | 30973 | ESP | EXCELSIOR MEDICAL CORP | 595
CHRISTIANA |  | HOSPITAL-CH | 0 | 11404 | DE |  | 2000-11-15 19:00 |  | Infusion Pumps; Multitherapy; Syringe | 30975 | ESP | EXCELSIOR MEDICAL CORP | 595
CHRISTIANA |  | HOSPITAL-CH | 0 | 11357 | DE |  | 2000-11-15 19:00 |  | Infusion Pumps; Multitherapy; Syringe | 30955 | ESP | EXCELSIOR MEDICAL CORP | 595
CHRISTIANA |  | HOSPITAL-CH | 0 | 6066 | DE |  | 1996-04-23 20:00 |  | Infusion Pumps; Multitherapy; Syringe | 24582 | ESP | EXCELSIOR MEDICAL CORP | 800
CHRISTIANA |  | HOSPITAL-CH | 0 | 10067 | DE |  | 2000-02-20 19:00 |  | Infusion Pumps; Multitherapy; Syringe | 30252 | ESP | EXCELSIOR MEDICAL CORP | 595
CHRISTIANA |  | HOSPITAL-CH | 0 | 9078 | DE |  | 2000-02-20 19:00 |  | Infusion Pumps; Multitherapy; Syringe | 30254 | ESP | EXCELSIOR MEDICAL CORP | 595
CHRISTIANA |  | HOSPITAL-CH | 0 | 16541 | DE |  | 2006-10-21 20:00 |  | Infusion Pumps; Multitherapy; Syringe | 39184 | ESP | EXCELSIOR MEDICAL CORP | 595
CHRISTIANA |  | HOSPITAL-WH | 0 | 5116 | DE |  | 1996-04-23 20:00 |  | Infusion Pumps; Multitherapy; Syringe | 24190 | ESP | EXCELSIOR MEDICAL CORP | 800
CHRISTIANA |  | HOSPITAL-CH | 0 | 5458 | DE |  | 1996-04-23 20:00 |  | Infusion Pumps; Multitherapy; Syringe | 24397 | ESP | EXCELSIOR MEDICAL CORP | 800
CHRISTIANA |  | HOSPITAL-CH | 0 | 16179 | DE |  | 2004-06-29 20:00 |  | Infusion Pumps; Multitherapy; Syringe | 38105 | ESP | EXCELSIOR MEDICAL CORP | 595
CHRISTIANA |  | HOSPITAL-CH | 0 | 5854 | DE |  | 1996-04-23 20:00 |  | Infusion Pumps; Multitherapy; Syringe | 24636 | ESP | EXCELSIOR MEDICAL CORP | 800
CHRISTIANA |  | HOSPITAL-CH | 0 | 15566 | DE |  | 2004-05-30 20:00 |  | Infusion Pumps; Multitherapy; Syringe | 36113 | ESP | EXCELSIOR MEDICAL CORP | 595
CHRISTIANA |  | HOSPITAL-CH | 0 | 15543 | DE |  | 2004-05-30 20:00 |  | Infusion Pumps; Multitherapy; Syringe | 36115 | ESP | EXCELSIOR MEDICAL CORP | 595
CHRISTIANA |  | HOSPITAL-CH | 0 | 16499 | DE |  | 2006-10-21 20:00 |  | Infusion Pumps; Multitherapy; Syringe | 39100 | ESP | EXCELSIOR MEDICAL CORP | 595
CHRISTIANA |  | HOSPITAL-CH | 0 | 16504 | DE |  | 2006-10-21 20:00 |  | Infusion Pumps; Multitherapy; Syringe | 39102 | ESP | EXCELSIOR MEDICAL CORP | 595
CHRISTIANA |  | HOSPITAL-CH | 0 | 5863 | DE |  | 1996-04-23 20:00 |  | Infusion Pumps; Multitherapy; Syringe | 24435 | ESP | EXCELSIOR MEDICAL CORP | 800
CHRISTIANA |  | HOSPITAL-CH | 0 | 15926 | DE |  | 2006-01-04 19:00 |  | Infusion Pumps; Multitherapy; Syringe | 38119 | ESP | EXCELSIOR MEDICAL CORP | 595
CHRISTIANA |  | HOSPITAL-WH | 0 | 15944 | DE |  | 2006-01-04 19:00 |  | Infusion Pumps; Multitherapy; Syringe | 38121 | ESP | EXCELSIOR MEDICAL CORP | 595
CHRISTIANA |  | HOSPITAL-CH | 0 | 10289 | DE |  | 2001-09-22 20:00 |  | Infusion Pumps; Multitherapy; Syringe | 31276 | ESP | EXCELSIOR MEDICAL CORP | 599.99
CHRISTIANA |  | HOSPITAL-CH | 0 | 15517 | DE |  | 2004-05-30 20:00 |  | Infusion Pumps; Multitherapy; Syringe | 36073 | ESP | EXCELSIOR MEDICAL CORP | 595
CHRISTIANA |  | HOSPITAL-CH | 0 | 6090 | DE |  | 1996-04-23 20:00 |  | Infusion Pumps; Multitherapy; Syringe | 24505 | ESP | EXCELSIOR MEDICAL CORP | 800
CHRISTIANA |  | HOSPITAL-CH | 0 | 5872 | DE |  | 1996-04-23 20:00 |  | Infusion Pumps; Multitherapy; Syringe | 24563 | ESP | EXCELSIOR MEDICAL CORP | 800
CHRISTIANA |  | HOSPITAL-WH | 0 | 11341 | DE |  | 2000-11-15 19:00 |  | Infusion Pumps; Multitherapy; Syringe | 30025 | ESP | EXCELSIOR MEDICAL CORP | 595
CHRISTIANA |  | HOSPITAL-CH | 0 | 11340 | DE |  | 2000-11-15 19:00 |  | Infusion Pumps; Multitherapy; Syringe | 30027 | ESP | EXCELSIOR MEDICAL CORP | 595
CHRISTIANA |  | HOSPITAL-CH | 0 | 15922 | DE |  | 2006-01-04 19:00 |  | Infusion Pumps; Multitherapy; Syringe | 38123 | ESP | EXCELSIOR MEDICAL CORP | 595
CHRISTIANA |  | HOSPITAL-CH | 0 | 10200 | DE |  | 2000-02-12 19:00 |  | Infusion Pumps; Multitherapy; Syringe | 30239 | ESP | EXCELSIOR MEDICAL CORP | 595
CHRISTIANA |  | HOSPITAL-CH | 0 | 16881 | DE |  | 2006-10-21 20:00 |  | Infusion Pumps; Multitherapy; Syringe | 39225 | ESP | EXCELSIOR MEDICAL CORP | 595
CHRISTIANA |  | HOSPITAL-CH | 0 | 16879 | DE |  | 2006-10-21 20:00 |  | Infusion Pumps; Multitherapy; Syringe | 39227 | ESP | EXCELSIOR MEDICAL CORP | 595
CHRISTIANA |  | HOSPITAL-CH | 0 | 5930 | DE |  | 1996-04-23 20:00 |  | Infusion Pumps; Multitherapy; Syringe | 24361 | ESP | EXCELSIOR MEDICAL CORP | 800
CHRISTIANA |  | WH SURGI | 0 | 13351 | DE |  | 2001-09-22 20:00 |  | Infusion Pumps; Multitherapy; Syringe | 33999 | ESP | EXCELSIOR MEDICAL CORP | 595
CHRISTIANA |  | MIDDLETOWN ED | 0 | 15574 | DE |  | 2004-05-30 20:00 |  | Infusion Pumps; Multitherapy; Syringe | 36102 | ESP | EXCELSIOR MEDICAL CORP | 595 | Purchased
CHRISTIANA |  | HOSPITAL-CH | 0 | 5161 | DE |  | 1996-04-23 20:00 |  | Infusion Pumps; Multitherapy; Syringe | 26095 | ESP | EXCELSIOR MEDICAL CORP | 800
CHRISTIANA |  | HOSPITAL-CH | 0 | 11442 | DE |  | 2000-11-15 19:00 |  | Infusion Pumps; Multitherapy; Syringe | 30884 | ESP | EXCELSIOR MEDICAL CORP | 595
CHRISTIANA |  | HOSPITAL-CH | 0 | 11427 | DE |  | 2000-11-15 19:00 |  | Infusion Pumps; Multitherapy; Syringe | 30886 | ESP | EXCELSIOR MEDICAL CORP | 595
CHRISTIANA |  | HOSPITAL-CH | 0 | 10268 | DE |  | 2000-02-12 19:00 |  | Infusion Pumps; Multitherapy; Syringe | 30199 | ESP | EXCELSIOR MEDICAL CORP | 595
CHRISTIANA |  | HOSPITAL-CH | 0 | 10266 | DE |  | 2000-02-12 19:00 |  | Infusion Pumps; Multitherapy; Syringe | 30201 | ESP | EXCELSIOR MEDICAL CORP | 595
CHRISTIANA |  | HOSPITAL-CH | 0 | 5144 | DE |  | 1996-04-23 20:00 |  | Infusion Pumps; Multitherapy; Syringe | 25965 | ESP | EXCELSIOR MEDICAL CORP | 800
CHRISTIANA |  | HOSPITAL-CH | 0 | 6045 | DE |  | 1996-04-23 20:00 |  | Infusion Pumps; Multitherapy; Syringe | 24446 | ESP | EXCELSIOR MEDICAL CORP | 800
CHRISTIANA |  | HOSPITAL-CH | 0 | 5460 | DE |  | 1996-04-23 20:00 |  | Infusion Pumps; Multitherapy; Syringe | 24380 | ESP | EXCELSIOR MEDICAL CORP | 800
CHRISTIANA |  | HOSPITAL-CH | 0 | 11438 | DE |  | 2000-11-15 19:00 |  | Infusion Pumps; Multitherapy; Syringe | 30902 | ESP | EXCELSIOR MEDICAL CORP | 595
CHRISTIANA |  | HOSPITAL-CH | 0 | 11382 | DE |  | 2000-11-15 19:00 |  | Infusion Pumps; Multitherapy; Syringe | 30904 | ESP | EXCELSIOR MEDICAL CORP | 595
CHRISTIANA |  | HOSPITAL-CH | 0 | 11373 | DE |  | 2000-11-15 19:00 |  | Infusion Pumps; Multitherapy; Syringe | 30923 | ESP | EXCELSIOR MEDICAL CORP | 595
CHRISTIANA |  | HOSPITAL-CH | 0 | 5979 | DE |  | 1996-04-23 20:00 |  | Infusion Pumps; Multitherapy; Syringe | 24593 | ESP | EXCELSIOR MEDICAL CORP | 800
CHRISTIANA |  | HOSPITAL-CH | 0 | 15285 | DE |  | 2001-09-22 20:00 |  | Infusion Pumps; Multitherapy; Syringe | 35416 | ESP | EXCELSIOR MEDICAL CORP | 599.99
CHRISTIANA |  | HOSPITAL-CH | 0 | 6056 | DE |  | 1996-04-23 20:00 |  | Infusion Pumps; Multitherapy; Syringe | 24464 | ESP | EXCELSIOR MEDICAL CORP | 800
CHRISTIANA |  | HOSPITAL-CH | 0 | 6052 | DE |  | 1996-04-23 20:00 |  | Infusion Pumps; Multitherapy; Syringe | 24429 | ESP | EXCELSIOR MEDICAL CORP | 800
CHRISTIANA |  | HOSPITAL-CH | 0 | 11402 | DE |  | 2000-11-15 19:00 |  | Infusion Pumps; Multitherapy; Syringe | 30976 | ESP | EXCELSIOR MEDICAL CORP | 595
CHRISTIANA |  | HOSPITAL-CH | 0 | 11411 | DE |  | 2000-11-15 19:00 |  | Infusion Pumps; Multitherapy; Syringe | 30978 | ESP | EXCELSIOR MEDICAL CORP | 595
CHRISTIANA |  | HOSPITAL-CH | 0 | 10066 | DE |  | 2000-02-20 19:00 |  | Infusion Pumps; Multitherapy; Syringe | 30255 | ESP | EXCELSIOR MEDICAL CORP | 595
CHRISTIANA |  | HOSPITAL-CH | 0 | 10070 | DE |  | 2000-02-20 19:00 |  | Infusion Pumps; Multitherapy; Syringe | 30257 | ESP | EXCELSIOR MEDICAL CORP | 595
CHRISTIANA |  | CH-SURGI | 0 | 9162 | DE |  | 1996-04-23 20:00 |  | Infusion Pumps; Multitherapy; Syringe | 28469 | ESP | EXCELSIOR MEDICAL CORP | 800
CHRISTIANA |  |  | 0 | 13210 | DE |  | 2001-09-22 20:00 |  | Infusion Pumps; Multitherapy; Syringe | 31865 | ESP | EXCELSIOR MEDICAL CORP | 599.99
CHRISTIANA |  | HOSPITAL-CH | 0 | 16578 | DE |  | 2006-10-21 20:00 |  | Infusion Pumps; Multitherapy; Syringe | 39185 | ESP | EXCELSIOR MEDICAL CORP | 595
CHRISTIANA |  | HOSPITAL-CH | 0 | 16571 | DE |  | 2006-10-21 20:00 |  | Infusion Pumps; Multitherapy; Syringe | 39187 | ESP | EXCELSIOR MEDICAL CORP | 595
CHRISTIANA |  | HOSPITAL-WH | 0 | 5098 | DE |  | 1996-04-23 20:00 |  | Infusion Pumps; Multitherapy; Syringe | 24193 | ESP | EXCELSIOR MEDICAL CORP | 800
CHRISTIANA |  | HOSPITAL-CH | 0 | 6008 | DE |  | 1996-04-23 20:00 |  | Infusion Pumps; Multitherapy; Syringe | 24518 | ESP | EXCELSIOR MEDICAL CORP | 800
CHRISTIANA |  | HOSPITAL-WH | 0 | 20995 | DE |  | 2013-07-02 20:00 |  | Infusion Pumps; Multitherapy; Syringe | 52407 | ESP | EXCELSIOR MEDICAL CORP | 800
CHRISTIANA |  | HOSPITAL-CH | 0 | 10229 | DE |  | 2000-02-20 19:00 |  | Infusion Pumps; Multitherapy; Syringe | 30274 | ESP | EXCELSIOR MEDICAL CORP | 595
CHRISTIANA |  | HOSPITAL-CH | 0 | 15532 | DE |  | 2004-05-30 20:00 |  | Infusion Pumps; Multitherapy; Syringe | 36116 | ESP | EXCELSIOR MEDICAL CORP | 595
CHRISTIANA |  | HOSPITAL-CH | 0 | 15533 | DE |  | 2004-05-30 20:00 |  | Infusion Pumps; Multitherapy; Syringe | 36118 | ESP | EXCELSIOR MEDICAL CORP | 595
CHRISTIANA |  | HOSPITAL-CH | 0 | 16501 | DE |  | 2006-10-21 20:00 |  | Infusion Pumps; Multitherapy; Syringe | 39103 | ESP | EXCELSIOR MEDICAL CORP | 595
CHRISTIANA |  | HOSPITAL-CH | 0 | 16502 | DE |  | 2006-10-21 20:00 |  | Infusion Pumps; Multitherapy; Syringe | 39119 | ESP | EXCELSIOR MEDICAL CORP | 595
CHRISTIANA |  | HOSPITAL-CH | 0 | 5897 | DE |  | 1996-04-23 20:00 |  | Infusion Pumps; Multitherapy; Syringe | 24578 | ESP | EXCELSIOR MEDICAL CORP | 800
CHRISTIANA |  | HOSPITAL-CH | 0 | 15935 | DE |  | 2006-01-04 19:00 |  | Infusion Pumps; Multitherapy; Syringe | 38140 | ESP | EXCELSIOR MEDICAL CORP | 595
CHRISTIANA |  | HOSPITAL-CH | 0 | 15942 | DE |  | 2006-01-04 19:00 |  | Infusion Pumps; Multitherapy; Syringe | 38138 | ESP | EXCELSIOR MEDICAL CORP | 595
CHRISTIANA |  | HOSPITAL-CH | 0 | 15511 | DE |  | 2004-05-30 20:00 |  | Infusion Pumps; Multitherapy; Syringe | 36076 | ESP | EXCELSIOR MEDICAL CORP | 595
CHRISTIANA |  | HOSPITAL-CH | 0 | 9521 | DE |  |  |  | Infusion Pumps; Multitherapy; Syringe | 65484 | ESP | EXCELSIOR MEDICAL CORP | 0
CHRISTIANA |  | HOSPITAL-CH | 0 | 11342 | DE |  | 2000-11-15 19:00 |  | Infusion Pumps; Multitherapy; Syringe | 30026 | ESP | EXCELSIOR MEDICAL CORP | 595
CHRISTIANA |  | HOSPITAL-CH | 0 | 10199 | DE |  | 2000-02-12 19:00 |  | Infusion Pumps; Multitherapy; Syringe | 30238 | ESP | EXCELSIOR MEDICAL CORP | 595
CHRISTIANA |  | HOSPITAL-CH | 0 | 16878 | DE |  | 2006-10-21 20:00 |  | Infusion Pumps; Multitherapy; Syringe | 39226 | ESP | EXCELSIOR MEDICAL CORP | 595
CHRISTIANA |  | HOSPITAL-CH | 0 | 5945 | DE |  | 1996-04-23 20:00 |  | Infusion Pumps; Multitherapy; Syringe | 24512 | ESP | EXCELSIOR MEDICAL CORP | 800
CHRISTIANA |  | HOSPITAL-CH | 0 | 15561 | DE |  | 2004-05-30 20:00 |  | Infusion Pumps; Multitherapy; Syringe | 36101 | ESP | EXCELSIOR MEDICAL CORP | 595
CHRISTIANA |  | HOSPITAL-CH | 0 | 5875 | DE |  | 1996-04-23 20:00 |  | Infusion Pumps; Multitherapy; Syringe | 24481 | ESP | EXCELSIOR MEDICAL CORP | 800
CHRISTIANA |  | HOSPITAL-CH | 0 | 5464 | DE |  | 1996-04-23 20:00 |  | Infusion Pumps; Multitherapy; Syringe | 24393 | ESP | EXCELSIOR MEDICAL CORP | 800
CHRISTIANA |  | HOSPITAL-CH | 0 | 11441 | DE |  | 2000-11-15 19:00 |  | Infusion Pumps; Multitherapy; Syringe | 30883 | ESP | EXCELSIOR MEDICAL CORP | 595
CHRISTIANA |  | HOSPITAL-CH | 0 | 11428 | DE |  | 2000-11-15 19:00 |  | Infusion Pumps; Multitherapy; Syringe | 30885 | ESP | EXCELSIOR MEDICAL CORP | 595
CHRISTIANA |  | HOSPITAL-CH | 0 | 16017 | DE |  | 2004-06-29 20:00 |  | Infusion Pumps; Multitherapy; Syringe | 38110 | ESP | EXCELSIOR MEDICAL CORP | 595
CHRISTIANA |  | HOSPITAL-CH | 0 | 5343 | DE |  | 1996-04-23 20:00 |  | Infusion Pumps; Multitherapy; Syringe | 24632 | ESP | EXCELSIOR MEDICAL CORP | 800
CHRISTIANA |  | HOSPITAL-CH | 0 | 10265 | DE |  | 2000-02-12 19:00 |  | Infusion Pumps; Multitherapy; Syringe | 30200 | ESP | EXCELSIOR MEDICAL CORP | 595
CHRISTIANA |  | HOSPITAL-WH | 0 | 10263 | DE |  | 2000-02-12 19:00 |  | Infusion Pumps; Multitherapy; Syringe | 30202 | ESP | EXCELSIOR MEDICAL CORP | 595
CHRISTIANA |  | HOSPITAL-CH | 0 | 6054 | DE |  | 1996-04-23 20:00 |  | Infusion Pumps; Multitherapy; Syringe | 24487 | ESP | EXCELSIOR MEDICAL CORP | 800
CHRISTIANA |  | HOSPITAL-CH | 0 | 6087 | DE |  | 1996-04-23 20:00 |  | Infusion Pumps; Multitherapy; Syringe | 24532 | ESP | EXCELSIOR MEDICAL CORP | 800
CHRISTIANA |  | HOSPITAL-CH | 0 | 11437 | DE |  | 2000-11-15 19:00 |  | Infusion Pumps; Multitherapy; Syringe | 30903 | ESP | EXCELSIOR MEDICAL CORP | 595
CHRISTIANA |  | HOSPITAL-CH | 0 | 6110 | DE |  | 1996-04-23 20:00 |  | Infusion Pumps; Multitherapy; Syringe | 24609 | ESP | EXCELSIOR MEDICAL CORP | 800
CHRISTIANA |  | WH SURGI | 0 | 16011 | DE |  | 2004-06-29 20:00 |  | Infusion Pumps; Multitherapy; Syringe | 37104 | ESP | EXCELSIOR MEDICAL CORP | 595
CHRISTIANA |  | HOSPITAL-CH | 0 | 11376 | DE |  | 2000-11-15 19:00 |  | Infusion Pumps; Multitherapy; Syringe | 30924 | ESP | EXCELSIOR MEDICAL CORP | 595
CHRISTIANA |  | HOSPITAL-CH | 0 | 6019 | DE |  | 1996-04-23 20:00 |  | Infusion Pumps; Multitherapy; Syringe | 24591 | ESP | EXCELSIOR MEDICAL CORP | 800
CHRISTIANA |  | HOSPITAL-CH | 0 | 5992 | DE |  | 1996-04-23 20:00 |  | Infusion Pumps; Multitherapy; Syringe | 24590 | ESP | EXCELSIOR MEDICAL CORP | 800
CHRISTIANA |  | HOSPITAL-CH | 0 | 11401 | DE |  | 2000-11-15 19:00 |  | Infusion Pumps; Multitherapy; Syringe | 30977 | ESP | EXCELSIOR MEDICAL CORP | 595
CHRISTIANA |  |  | 0 | 11412 | DE |  | 2000-11-15 19:00 |  | Infusion Pumps; Multitherapy; Syringe | 30979 | ESP | EXCELSIOR MEDICAL CORP | 595 | Purchased
CHRISTIANA |  | HOSPITAL-CH | 0 | 5503 | DE |  | 1996-04-23 20:00 |  | Infusion Pumps; Multitherapy; Syringe | 24547 | ESP | EXCELSIOR MEDICAL CORP | 800
CHRISTIANA |  | HOSPITAL-CH | 0 | 10069 | DE |  | 2000-02-20 19:00 |  | Infusion Pumps; Multitherapy; Syringe | 30256 | ESP | EXCELSIOR MEDICAL CORP | 595
CHRISTIANA |  |  | 0 | 13211 | DE |  | 2001-09-22 20:00 |  | Infusion Pumps; Multitherapy; Syringe | 31864 | ESP | EXCELSIOR MEDICAL CORP | 599.99 | Purchased
CHRISTIANA |  | HOSPITAL-CH | 0 | 16579 | DE |  | 2006-10-21 20:00 |  | Infusion Pumps; Multitherapy; Syringe | 39186 | ESP | EXCELSIOR MEDICAL CORP | 595
CHRISTIANA |  | HOSPITAL-CH | 0 | 16570 | DE |  | 2006-10-21 20:00 |  | Infusion Pumps; Multitherapy; Syringe | 39188 | ESP | EXCELSIOR MEDICAL CORP | 595
CHRISTIANA |  | HOSPITAL-WH | 0 | 5099 | DE |  | 1996-04-23 20:00 |  | Infusion Pumps; Multitherapy; Syringe | 45968 | ESP | EXCELSIOR MEDICAL CORP | 800
CHRISTIANA |  | HOSPITAL-CH | 0 | 10230 | DE |  | 2000-02-20 19:00 |  | Infusion Pumps; Multitherapy; Syringe | 30275 | ESP | EXCELSIOR MEDICAL CORP | 595
CHRISTIANA |  | HOSPITAL-CH | 0 | 15534 | DE |  | 2004-05-30 20:00 |  | Infusion Pumps; Multitherapy; Syringe | 36117 | ESP | EXCELSIOR MEDICAL CORP | 595
CHRISTIANA |  | HOSPITAL-CH | 0 | 16500 | DE |  | 2006-10-21 20:00 |  | Infusion Pumps; Multitherapy; Syringe | 39104 | ESP | EXCELSIOR MEDICAL CORP | 595
CHRISTIANA |  | HOSPITAL-CH | 0 | 15933 | DE |  | 2006-01-04 19:00 |  | Infusion Pumps; Multitherapy; Syringe | 38139 | ESP | EXCELSIOR MEDICAL CORP | 595
CHRISTIANA |  | HOSPITAL-CH | 0 | 15506 | DE |  | 2004-05-30 20:00 |  | Infusion Pumps; Multitherapy; Syringe | 36075 | ESP | EXCELSIOR MEDICAL CORP | 595
CHRISTIANA |  | HOSPITAL-CH | 0 | 15510 | DE |  | 2004-05-30 20:00 |  | Infusion Pumps; Multitherapy; Syringe | 36077 | ESP | EXCELSIOR MEDICAL CORP | 595
CHRISTIANA |  | HOSPITAL-CH | 0 | 5149 | DE |  | 1996-04-23 20:00 |  | Infusion Pumps; Multitherapy; Syringe | 26051 | ESP | EXCELSIOR MEDICAL CORP | 800
CHRISTIANA |  | HOSPITAL-CH | 0 | 5963 | DE |  | 1996-04-23 20:00 |  | Infusion Pumps; Multitherapy; Syringe | 24502 | ESP | EXCELSIOR MEDICAL CORP | 800
CHRISTIANA |  | HOSPITAL-CH | 0 | 6089 | DE |  | 1996-04-23 20:00 |  | Infusion Pumps; Multitherapy; Syringe | 24508 | ESP | EXCELSIOR MEDICAL CORP | 800
CHRISTIANA |  | HOSPITAL-CH | 0 | 5505 | DE |  | 1996-04-23 20:00 |  | Infusion Pumps; Multitherapy; Syringe | 24556 | ESP | EXCELSIOR MEDICAL CORP | 800
CHRISTIANA |  | HOSPITAL-CH | 0 | 11336 | DE |  | 2000-11-15 19:00 |  | Infusion Pumps; Multitherapy; Syringe | 30029 | ESP | EXCELSIOR MEDICAL CORP | 595
CHRISTIANA |  | HOSPITAL-CH | 0 | 16877 | DE |  | 2006-10-21 20:00 |  | Infusion Pumps; Multitherapy; Syringe | 39229 | ESP | EXCELSIOR MEDICAL CORP | 595
CHRISTIANA |  | HOSPITAL-CH | 0 | 6022 | DE |  | 1996-04-23 20:00 |  | Infusion Pumps; Multitherapy; Syringe | 24468 | ESP | EXCELSIOR MEDICAL CORP | 800
CHRISTIANA |  | HOSPITAL-CH | 0 | 10264 | DE |  | 2000-02-12 19:00 |  | Infusion Pumps; Multitherapy; Syringe | 30203 | ESP | EXCELSIOR MEDICAL CORP | 595
CHRISTIANA |  | HOSPITAL-CH | 0 | 10261 | DE |  | 2000-02-12 19:00 |  | Infusion Pumps; Multitherapy; Syringe | 65117 | ESP | EXCELSIOR MEDICAL CORP | 595
CHRISTIANA |  | HOSPITAL-CH | 0 | 10259 | DE |  | 2000-02-12 19:00 |  | Infusion Pumps; Multitherapy; Syringe | 30207 | ESP | EXCELSIOR MEDICAL CORP | 595
CHRISTIANA |  | HOSPITAL-WH | 0 | 5132 | DE |  | 2008-01-20 19:00 |  | Infusion Pumps; Multitherapy; Syringe | 45173 | ESP | EXCELSIOR MEDICAL CORP | 800
CHRISTIANA |  | HOSPITAL-CH | 0 | 5893 | DE |  | 1996-04-23 20:00 |  | Infusion Pumps; Multitherapy; Syringe | 24574 | ESP | EXCELSIOR MEDICAL CORP | 800
CHRISTIANA |  | HOSPITAL-CH | 0 | 5597 | DE |  | 1996-04-23 20:00 |  | Infusion Pumps; Multitherapy; Syringe | 24452 | ESP | EXCELSIOR MEDICAL CORP | 800
CHRISTIANA |  | HOSPITAL-CH | 0 | 11375 | DE |  | 2000-11-15 19:00 |  | Infusion Pumps; Multitherapy; Syringe | 30925 | ESP | EXCELSIOR MEDICAL CORP | 595
CHRISTIANA |  | HOSPITAL-CH | 0 | 11440 | DE |  | 2000-11-15 19:00 |  | Infusion Pumps; Multitherapy; Syringe | 30928 | ESP | EXCELSIOR MEDICAL CORP | 595
CHRISTIANA |  | HOSPITAL-CH | 0 | 11444 | DE |  | 2000-11-15 19:00 |  | Infusion Pumps; Multitherapy; Syringe | 30930 | ESP | EXCELSIOR MEDICAL CORP | 595
CHRISTIANA |  | HOSPITAL-CH | 0 | 11410 | DE |  | 2000-11-15 19:00 |  | Infusion Pumps; Multitherapy; Syringe | 30980 | ESP | EXCELSIOR MEDICAL CORP | 595
CHRISTIANA |  | HOSPITAL-WH | 0 | 13208 | DE |  | 2001-09-22 20:00 |  | Infusion Pumps; Multitherapy; Syringe | 31867 | ESP | EXCELSIOR MEDICAL CORP | 599.99
CHRISTIANA |  | HOSPITAL-CH | 0 | 16568 | DE |  | 2006-10-21 20:00 |  | Infusion Pumps; Multitherapy; Syringe | 39189 | ESP | EXCELSIOR MEDICAL CORP | 595
CHRISTIANA |  | HOSPITAL-CH | 0 | 16576 | DE |  | 2006-10-21 20:00 |  | Infusion Pumps; Multitherapy; Syringe | 39191 | ESP | EXCELSIOR MEDICAL CORP | 595
CHRISTIANA |  | HOSPITAL-CH | 0 | 5454 | DE |  | 1996-04-23 20:00 |  | Infusion Pumps; Multitherapy; Syringe | 24391 | ESP | EXCELSIOR MEDICAL CORP | 800
CHRISTIANA |  | HOSPITAL-CH | 0 | 16186 | DE |  | 2004-06-29 20:00 |  | Infusion Pumps; Multitherapy; Syringe | 38113 | ESP | EXCELSIOR MEDICAL CORP | 595
CHRISTIANA |  | HOSPITAL-CH | 0 | 10224 | DE |  | 2000-02-20 19:00 |  | Infusion Pumps; Multitherapy; Syringe | 30276 | ESP | EXCELSIOR MEDICAL CORP | 595
CHRISTIANA |  | HOSPITAL-CH | 0 | 10231 | DE |  | 2000-02-20 19:00 |  | Infusion Pumps; Multitherapy; Syringe | 30278 | ESP | EXCELSIOR MEDICAL CORP | 595
CHRISTIANA |  | HOSPITAL-CH | 0 | 15538 | DE |  | 2004-05-30 20:00 |  | Infusion Pumps; Multitherapy; Syringe | 36120 | ESP | EXCELSIOR MEDICAL CORP | 595
CHRISTIANA |  | HOSPITAL-CH | 0 | 5485 | DE |  | 1996-04-23 20:00 |  | Infusion Pumps; Multitherapy; Syringe | 24377 | ESP | EXCELSIOR MEDICAL CORP | 800
CHRISTIANA |  | HOSPITAL-CH | 0 | 6072 | DE |  | 1996-04-23 20:00 |  | Infusion Pumps; Multitherapy; Syringe | 24536 | ESP | EXCELSIOR MEDICAL CORP | 800
CHRISTIANA |  | HOSPITAL-WH | 0 | 6017 | DE |  | 1996-04-23 20:00 |  | Infusion Pumps; Multitherapy; Syringe | 24605 | ESP | EXCELSIOR MEDICAL CORP | 800
CHRISTIANA |  | HOSPITAL-CH | 0 | 5987 | DE |  | 1996-04-23 20:00 |  | Infusion Pumps; Multitherapy; Syringe | 24372 | ESP | EXCELSIOR MEDICAL CORP | 800
CHRISTIANA |  | HOSPITAL-CH | 0 | 11339 | DE |  | 2000-11-15 19:00 |  | Infusion Pumps; Multitherapy; Syringe | 30028 | ESP | EXCELSIOR MEDICAL CORP | 595
CHRISTIANA |  | HOSPITAL-CH | 0 | 11335 | DE |  | 2000-11-15 19:00 |  | Infusion Pumps; Multitherapy; Syringe | 30030 | ESP | EXCELSIOR MEDICAL CORP | 595
CHRISTIANA |  | HOSPITAL-CH | 0 | 16876 | DE |  | 2006-10-21 20:00 |  | Infusion Pumps; Multitherapy; Syringe | 39228 | ESP | EXCELSIOR MEDICAL CORP | 595
CHRISTIANA |  | HOSPITAL-CH | 0 | 16874 | DE |  | 2006-10-21 20:00 |  | Infusion Pumps; Multitherapy; Syringe | 39230 | ESP | EXCELSIOR MEDICAL CORP | 595
CHRISTIANA |  | HOSPITAL-CH | 0 | 11363 | DE |  | 2000-11-15 19:00 |  | Infusion Pumps; Multitherapy; Syringe | 30965 | ESP | EXCELSIOR MEDICAL CORP | 595
CHRISTIANA |  | HOSPITAL-CH | 0 | 5477 | DE |  | 1996-04-23 20:00 |  | Infusion Pumps; Multitherapy; Syringe | 24543 | ESP | EXCELSIOR MEDICAL CORP | 800
CHRISTIANA |  | HOSPITAL-CH | 0 | 10262 | DE |  | 2000-02-12 19:00 |  | Infusion Pumps; Multitherapy; Syringe | 30204 | ESP | EXCELSIOR MEDICAL CORP | 595
CHRISTIANA |  | HOSPITAL-CH | 0 | 10260 | DE |  | 2000-02-12 19:00 |  | Infusion Pumps; Multitherapy; Syringe | 30206 | ESP | EXCELSIOR MEDICAL CORP | 595
CHRISTIANA |  | HOSPITAL-CH | 0 | 5148 | DE |  | 1996-04-23 20:00 |  | Infusion Pumps; Multitherapy; Syringe | 26086 | ESP | EXCELSIOR MEDICAL CORP | 800
CHRISTIANA |  | HOSPITAL-WH | 0 | 5206 | DE |  | 1996-04-23 20:00 |  | Infusion Pumps; Multitherapy; Syringe | 24147 | ESP | EXCELSIOR MEDICAL CORP | 800
CHRISTIANA |  | HOSPITAL-WH | 0 | 5213 | DE |  | 1996-04-23 20:00 |  | Infusion Pumps; Multitherapy; Syringe | 24208 | ESP | EXCELSIOR MEDICAL CORP | 800
CHRISTIANA |  | HOSPITAL-WH | 0 | 5989 | DE |  | 1996-04-23 20:00 |  | Infusion Pumps; Multitherapy; Syringe | 24604 | ESP | EXCELSIOR MEDICAL CORP | 800
CHRISTIANA |  | HOSPITAL-CH | 0 | 5971 | DE |  | 1996-04-23 20:00 |  | Infusion Pumps; Multitherapy; Syringe | 24415 | ESP | EXCELSIOR MEDICAL CORP | 800
CHRISTIANA |  | HOSPITAL-CH | 0 | 11380 | DE |  | 2000-11-15 19:00 |  | Infusion Pumps; Multitherapy; Syringe | 30927 | ESP | EXCELSIOR MEDICAL CORP | 595
CHRISTIANA |  | HOSPITAL-CH | 0 | 11439 | DE |  | 2000-11-15 19:00 |  | Infusion Pumps; Multitherapy; Syringe | 30929 | ESP | EXCELSIOR MEDICAL CORP | 595
CHRISTIANA |  | HOSPITAL-CH | 0 | 5499 | DE |  | 1996-04-23 20:00 |  | Infusion Pumps; Multitherapy; Syringe | 24559 | ESP | EXCELSIOR MEDICAL CORP | 800
CHRISTIANA |  | HOSPITAL-CH | 0 | 6000 | DE |  | 1996-04-23 20:00 |  | Infusion Pumps; Multitherapy; Syringe | 24357 | ESP | EXCELSIOR MEDICAL CORP | 800
CHRISTIANA |  | HOSPITAL-CH | 0 | 5948 | DE |  | 1996-04-23 20:00 |  | Infusion Pumps; Multitherapy; Syringe | 24623 | ESP | EXCELSIOR MEDICAL CORP | 800
CHRISTIANA |  |  | 0 | 13209 | DE |  | 2001-09-22 20:00 |  | Infusion Pumps; Multitherapy; Syringe | 31866 | ESP | EXCELSIOR MEDICAL CORP | 599.99 | Purchased
CHRISTIANA |  | HOSPITAL-CH | 0 | 5156 | DE |  | 1996-04-23 20:00 |  | Infusion Pumps; Multitherapy; Syringe | 25969 | ESP | EXCELSIOR MEDICAL CORP | 800
CHRISTIANA |  | HOSPITAL-CH | 0 | 16569 | DE |  | 2006-10-21 20:00 |  | Infusion Pumps; Multitherapy; Syringe | 39190 | ESP | EXCELSIOR MEDICAL CORP | 595
CHRISTIANA |  | HOSPITAL-CH | 0 | 5496 | DE |  | 1996-04-23 20:00 |  | Infusion Pumps; Multitherapy; Syringe | 24541 | ESP | EXCELSIOR MEDICAL CORP | 800
CHRISTIANA |  | HOSPITAL-CH | 0 | 5956 | DE |  | 1996-04-23 20:00 |  | Infusion Pumps; Multitherapy; Syringe | 24522 | ESP | EXCELSIOR MEDICAL CORP | 800
CHRISTIANA |  | HOSPITAL-CH | 0 | 10223 | DE |  | 2000-02-20 19:00 |  | Infusion Pumps; Multitherapy; Syringe | 30277 | ESP | EXCELSIOR MEDICAL CORP | 595
CHRISTIANA |  | HOSPITAL-CH | 0 | 10232 | DE |  | 2000-02-20 19:00 |  | Infusion Pumps; Multitherapy; Syringe | 30279 | ESP | EXCELSIOR MEDICAL CORP | 595
CHRISTIANA |  | HOSPITAL-CH | 0 | 15540 | DE |  | 2004-05-30 20:00 |  | Infusion Pumps; Multitherapy; Syringe | 36119 | ESP | EXCELSIOR MEDICAL CORP | 595
CHRISTIANA |  | HOSPITAL-CH | 0 | 16503 | DE |  | 2006-10-21 20:00 |  | Infusion Pumps; Multitherapy; Syringe | 39120 | ESP | EXCELSIOR MEDICAL CORP | 595
CHRISTIANA |  | HOSPITAL-CH | 0 | 5967 | DE |  | 1996-04-23 20:00 |  | Infusion Pumps; Multitherapy; Syringe | 24401 | ESP | EXCELSIOR MEDICAL CORP | 800
CHRISTIANA |  | HOSPITAL-CH | 0 | 15934 | DE |  | 2006-01-04 19:00 |  | Infusion Pumps; Multitherapy; Syringe | 38136 | ESP | EXCELSIOR MEDICAL CORP | 595
CHRISTIANA |  | HOSPITAL-CH | 0 | 9476 | DE |  | 2001-09-22 20:00 |  | Infusion Pumps; Multitherapy; Syringe | 31278 | ESP | EXCELSIOR MEDICAL CORP | 599.99
CHRISTIANA |  | HOSPITAL-CH | 0 | 15565 | DE |  | 2004-05-30 20:00 |  | Infusion Pumps; Multitherapy; Syringe | 36096 | ESP | EXCELSIOR MEDICAL CORP | 595
CHRISTIANA |  | HOSPITAL-CH | 0 | 16875 | DE |  | 2006-10-21 20:00 |  | Infusion Pumps; Multitherapy; Syringe | 39231 | ESP | EXCELSIOR MEDICAL CORP | 595
CHRISTIANA |  | HOSPITAL-CH | 0 | 5887 | DE |  | 1996-04-23 20:00 |  | Infusion Pumps; Multitherapy; Syringe | 24353 | ESP | EXCELSIOR MEDICAL CORP | 800
CHRISTIANA |  | HOSPITAL-CH | 0 | 11406 | DE |  | 2000-11-15 19:00 |  | Infusion Pumps; Multitherapy; Syringe | 30966 | ESP | EXCELSIOR MEDICAL CORP | 595
CHRISTIANA |  | HOSPITAL-CH | 0 | 11400 | DE |  | 2000-11-15 19:00 |  | Infusion Pumps; Multitherapy; Syringe | 30968 | ESP | EXCELSIOR MEDICAL CORP | 595
CHRISTIANA |  | HOSPITAL-CH | 0 | 5491 | DE |  | 1996-04-23 20:00 |  | Infusion Pumps; Multitherapy; Syringe | 24387 | ESP | EXCELSIOR MEDICAL CORP | 800
CHRISTIANA |  | HOSPITAL-CH | 0 | 15932 | DE |  | 2004-06-29 20:00 |  | Infusion Pumps; Multitherapy; Syringe | 38117 | ESP | EXCELSIOR MEDICAL CORP | 595
CHRISTIANA |  | HOSPITAL-CH | 0 | 10258 | DE |  | 2000-02-12 19:00 |  | Infusion Pumps; Multitherapy; Syringe | 30209 | ESP | EXCELSIOR MEDICAL CORP | 595
CHRISTIANA |  | HOSPITAL-CH | 0 | 10254 | DE |  | 2000-02-12 19:00 |  | Infusion Pumps; Multitherapy; Syringe | 30211 | ESP | EXCELSIOR MEDICAL CORP | 595
CHRISTIANA |  | HOSPITAL-CH | 0 | 6068 | DE |  | 1996-04-23 20:00 |  | Infusion Pumps; Multitherapy; Syringe | 25770 | ESP | EXCELSIOR MEDICAL CORP | 800
CHRISTIANA |  | HOSPITAL-CH | 0 | 5910 | DE |  | 1996-04-23 20:00 |  | Infusion Pumps; Multitherapy; Syringe | 24368 | ESP | EXCELSIOR MEDICAL CORP | 800
CHRISTIANA |  | HOSPITAL-CH | 0 | 11446 | DE |  | 2000-11-15 19:00 |  | Infusion Pumps; Multitherapy; Syringe | 30932 | ESP | EXCELSIOR MEDICAL CORP | 595
CHRISTIANA |  | HOSPITAL-CH | 0 | 11448 | DE |  | 2000-11-15 19:00 |  | Infusion Pumps; Multitherapy; Syringe | 30934 | ESP | EXCELSIOR MEDICAL CORP | 595
CHRISTIANA |  | HOSPITAL-CH | 0 | 10289 | DE |  | 2000-02-20 19:00 |  | Infusion Pumps; Multitherapy; Syringe | 30248 | ESP | EXCELSIOR MEDICAL CORP | 595
CHRISTIANA |  | HOSPITAL-WH | 0 | 5479 | DE |  | 1996-04-23 20:00 |  | Infusion Pumps; Multitherapy; Syringe | 24538 | ESP | EXCELSIOR MEDICAL CORP | 800
CHRISTIANA |  | HOSPITAL-CH | 0 | 5478 | DE |  | 1996-04-23 20:00 |  | Infusion Pumps; Multitherapy; Syringe | 24537 | ESP | EXCELSIOR MEDICAL CORP | 800
CHRISTIANA |  | HOSPITAL-CH | 0 | 16498 | DE |  | 2006-10-21 20:00 |  | Infusion Pumps; Multitherapy; Syringe | 39099 | ESP | EXCELSIOR MEDICAL CORP | 595
CHRISTIANA |  | HOSPITAL-CH | 0 | 5951 | DE |  | 1996-04-23 20:00 |  | Infusion Pumps; Multitherapy; Syringe | 24436 | ESP | EXCELSIOR MEDICAL CORP | 800
CHRISTIANA |  | HOSPITAL-CH | 0 | 15943 | DE |  | 2006-01-04 19:00 |  | Infusion Pumps; Multitherapy; Syringe | 38118 | ESP | EXCELSIOR MEDICAL CORP | 595
CHRISTIANA |  | HOSPITAL-CH | 0 | 6112 | DE |  | 1996-04-23 20:00 |  | Infusion Pumps; Multitherapy; Syringe | 24616 | ESP | EXCELSIOR MEDICAL CORP | 800
CHRISTIANA |  | HOSPITAL-WH | 0 | 10225 | DE |  | 2000-02-20 19:00 |  | Infusion Pumps; Multitherapy; Syringe | 30281 | ESP | EXCELSIOR MEDICAL CORP | 595
CHRISTIANA |  | HOSPITAL-CH | 0 | 15514 | DE |  | 2004-05-30 20:00 |  | Infusion Pumps; Multitherapy; Syringe | 36070 | ESP | EXCELSIOR MEDICAL CORP | 595
CHRISTIANA |  | HOSPITAL-CH | 0 | 5153 | DE |  | 1996-04-23 20:00 |  | Infusion Pumps; Multitherapy; Syringe | 25958 | ESP | EXCELSIOR MEDICAL CORP | 800
CHRISTIANA |  | HOSPITAL-CH | 0 | 5908 | DE |  | 1996-04-23 20:00 |  | Infusion Pumps; Multitherapy; Syringe | 24600 | ESP | EXCELSIOR MEDICAL CORP | 800
CHRISTIANA |  | HOSPITAL-CH | 0 | 5858 | DE |  | 1996-04-23 20:00 |  | Infusion Pumps; Multitherapy; Syringe | 24420 | ESP | EXCELSIOR MEDICAL CORP | 800
CHRISTIANA |  | HOSPITAL-CH | 0 | 5878 | DE |  | 1996-04-23 20:00 |  | Infusion Pumps; Multitherapy; Syringe | 24419 | ESP | EXCELSIOR MEDICAL CORP | 800
CHRISTIANA |  | HOSPITAL-CH | 0 | 5931 | DE |  | 1996-04-23 20:00 |  | Infusion Pumps; Multitherapy; Syringe | 24586 | ESP | EXCELSIOR MEDICAL CORP | 800
CHRISTIANA |  | HOSPITAL-CH | 0 | 15562 | DE |  | 2004-05-30 20:00 |  | Infusion Pumps; Multitherapy; Syringe | 36095 | ESP | EXCELSIOR MEDICAL CORP | 595
CHRISTIANA |  | HOSPITAL-CH | 0 | 15564 | DE |  | 2004-05-30 20:00 |  | Infusion Pumps; Multitherapy; Syringe | 36097 | ESP | EXCELSIOR MEDICAL CORP | 595
CHRISTIANA |  | HOSPITAL-CH | 0 | 5925 | DE |  | 1996-04-23 20:00 |  | Infusion Pumps; Multitherapy; Syringe | 24470 | ESP | EXCELSIOR MEDICAL CORP | 800
CHRISTIANA |  | HOSPITAL-CH | 0 | 5999 | DE |  | 1996-04-23 20:00 |  | Infusion Pumps; Multitherapy; Syringe | 24627 | ESP | EXCELSIOR MEDICAL CORP | 800
CHRISTIANA |  | HOSPITAL-CH | 0 | 11405 | DE |  | 2000-11-15 19:00 |  | Infusion Pumps; Multitherapy; Syringe | 30967 | ESP | EXCELSIOR MEDICAL CORP | 595
CHRISTIANA |  | HOSPITAL-CH | 0 | 11399 | DE |  | 2000-11-15 19:00 |  | Infusion Pumps; Multitherapy; Syringe | 30969 | ESP | EXCELSIOR MEDICAL CORP | 595
CHRISTIANA |  | HOSPITAL-CH | 0 | 5146 | DE |  | 1996-04-23 20:00 |  | Infusion Pumps; Multitherapy; Syringe | 25960 | ESP | EXCELSIOR MEDICAL CORP | 800
CHRISTIANA |  | HOSPITAL-CH | 0 | 10257 | DE |  | 2000-02-12 19:00 |  | Infusion Pumps; Multitherapy; Syringe | 30208 | ESP | EXCELSIOR MEDICAL CORP | 595
CHRISTIANA |  | HOSPITAL-CH | 0 | 10253 | DE |  | 2000-02-12 19:00 |  | Infusion Pumps; Multitherapy; Syringe | 30210 | ESP | EXCELSIOR MEDICAL CORP | 595
CHRISTIANA |  | HOSPITAL-CH | 0 | 5985 | DE |  | 1996-04-23 20:00 |  | Infusion Pumps; Multitherapy; Syringe | 24494 | ESP | EXCELSIOR MEDICAL CORP | 800
CHRISTIANA |  | HOSPITAL-CH | 0 | 5964 | DE |  | 1996-04-23 20:00 |  | Infusion Pumps; Multitherapy; Syringe | 24405 | ESP | EXCELSIOR MEDICAL CORP | 800
CHRISTIANA |  | HOSPITAL-CH | 0 | 5915 | DE |  | 1996-04-23 20:00 |  | Infusion Pumps; Multitherapy; Syringe | 24570 | ESP | EXCELSIOR MEDICAL CORP | 800
CHRISTIANA |  | HOSPITAL-CH | 0 | 10215 | DE |  | 2000-02-12 19:00 |  | Infusion Pumps; Multitherapy; Syringe | 30232 | ESP | EXCELSIOR MEDICAL CORP | 595
CHRISTIANA |  | HOSPITAL-CH | 0 | 11443 | DE |  | 2000-11-15 19:00 |  | Infusion Pumps; Multitherapy; Syringe | 30931 | ESP | EXCELSIOR MEDICAL CORP | 595
CHRISTIANA |  | HOSPITAL-CH | 0 | 11445 | DE |  | 2000-11-15 19:00 |  | Infusion Pumps; Multitherapy; Syringe | 30933 | ESP | EXCELSIOR MEDICAL CORP | 595
CHRISTIANA |  | HOSPITAL-CH | 0 | 11447 | DE |  | 2000-11-15 19:00 |  | Infusion Pumps; Multitherapy; Syringe | 30935 | ESP | EXCELSIOR MEDICAL CORP | 595
CHRISTIANA |  | HOSPITAL-CH | 0 | 5452 | DE |  | 1996-04-23 20:00 |  | Infusion Pumps; Multitherapy; Syringe | 24552 | ESP | EXCELSIOR MEDICAL CORP | 800
CHRISTIANA |  | HOSPITAL-CH | 0 | 10291 | DE |  | 2000-02-20 19:00 |  | Infusion Pumps; Multitherapy; Syringe | 30250 | ESP | EXCELSIOR MEDICAL CORP | 595
CHRISTIANA |  | HOSPITAL-CH | 0 | 16497 | DE |  | 2006-10-21 20:00 |  | Infusion Pumps; Multitherapy; Syringe | 39097 | ESP | EXCELSIOR MEDICAL CORP | 595
CHRISTIANA |  | HOSPITAL-CH | 0 | 16496 | DE |  | 2006-10-21 20:00 |  | Infusion Pumps; Multitherapy; Syringe | 39098 | ESP | EXCELSIOR MEDICAL CORP | 595
CHRISTIANA |  | HOSPITAL-CH | 0 | 15515 | DE |  | 2004-05-30 20:00 |  | Infusion Pumps; Multitherapy; Syringe | 36071 | ESP | EXCELSIOR MEDICAL CORP | 595
CHRISTIANA |  | HOSPITAL-CH | 0 | 5972 | DE |  | 1996-04-23 20:00 |  | Infusion Pumps; Multitherapy; Syringe | 24407 | ESP | EXCELSIOR MEDICAL CORP | 800
CHRISTIANA |  | HOSPITAL-CH | 0 | 5918 | DE |  | 1996-04-23 20:00 |  | Infusion Pumps; Multitherapy; Syringe | 24564 | ESP | EXCELSIOR MEDICAL CORP | 800
CHRISTIANA |  | HOSPITAL-CH | 0 | 16885 | DE |  | 2006-10-21 20:00 |  | Infusion Pumps; Multitherapy; Syringe | 39221 | ESP | EXCELSIOR MEDICAL CORP | 595
CHRISTIANA |  | HOSPITAL-CH | 0 | 16883 | DE |  | 2006-10-21 20:00 |  | Infusion Pumps; Multitherapy; Syringe | 39223 | ESP | EXCELSIOR MEDICAL CORP | 595
CHRISTIANA |  | HOSPITAL-WH | 0 | 5200 | DE |  | 1996-04-23 20:00 |  | Infusion Pumps; Multitherapy; Syringe | 24173 | ESP | EXCELSIOR MEDICAL CORP | 800
CHRISTIANA |  | HOSPITAL-WH | 0 | 5207 | DE |  | 1996-04-23 20:00 |  | Infusion Pumps; Multitherapy; Syringe | 24175 | ESP | EXCELSIOR MEDICAL CORP | 800
CHRISTIANA |  | HOSPITAL-CH | 0 | 5933 | DE |  | 1996-04-23 20:00 |  | Infusion Pumps; Multitherapy; Syringe | 24422 | ESP | EXCELSIOR MEDICAL CORP | 800
CHRISTIANA |  | WH SURGI | 0 | 13350 | DE |  | 2001-09-22 20:00 |  | Infusion Pumps; Multitherapy; Syringe | 33998 | ESP | EXCELSIOR MEDICAL CORP | 595
CHRISTIANA |  | HOSPITAL-CH | 0 | 5325 | DE |  | 1996-04-23 20:00 |  | Infusion Pumps; Multitherapy; Syringe | 24643 | ESP | EXCELSIOR MEDICAL CORP | 800
CHRISTIANA |  | HOSPITAL-CH | 0 | 5152 | DE |  | 1996-04-23 20:00 |  | Infusion Pumps; Multitherapy; Syringe | 25964 | ESP | EXCELSIOR MEDICAL CORP | 800
CHRISTIANA |  | WH SURGI | 0 | 21110 | DE |  | 2013-09-05 20:00 |  | Infusion Pumps; Multitherapy; Syringe | 50281 | ESP | EXCELSIOR MEDICAL CORP | 595
CHRISTIANA |  | HOSPITAL-CH | 0 | 6035 | DE |  | 1996-04-23 20:00 |  | Infusion Pumps; Multitherapy; Syringe | 24613 | ESP | EXCELSIOR MEDICAL CORP | 800
CHRISTIANA |  | HOSPITAL-CH | 0 | 5867 | DE |  | 1996-04-23 20:00 |  | Infusion Pumps; Multitherapy; Syringe | 24566 | ESP | EXCELSIOR MEDICAL CORP | 800
CHRISTIANA |  | HOSPITAL-CH | 0 | 5993 | DE |  | 1996-04-23 20:00 |  | Infusion Pumps; Multitherapy; Syringe | 24594 | ESP | EXCELSIOR MEDICAL CORP | 800
CHRISTIANA |  | HOSPITAL-CH | 0 | 5885 | DE |  | 1996-04-23 20:00 |  | Infusion Pumps; Multitherapy; Syringe | 24366 | ESP | EXCELSIOR MEDICAL CORP | 800
CHRISTIANA |  | HOSPITAL-CH | 0 | 16549 | DE |  | 2006-10-21 20:00 |  | Infusion Pumps; Multitherapy; Syringe | 39181 | ESP | EXCELSIOR MEDICAL CORP | 595
CHRISTIANA |  | HOSPITAL-CH | 0 | 6013 | DE |  | 1996-04-23 20:00 |  | Infusion Pumps; Multitherapy; Syringe | 24473 | ESP | EXCELSIOR MEDICAL CORP | 800
CHRISTIANA |  | HOSPITAL-WH | 0 | 5125 | DE |  | 1996-04-23 20:00 |  | Infusion Pumps; Multitherapy; Syringe | 24156 | ESP | EXCELSIOR MEDICAL CORP | 800
CHRISTIANA |  | HOSPITAL-CH | 0 | 16882 | DE |  | 2006-10-21 20:00 |  | Infusion Pumps; Multitherapy; Syringe | 39222 | ESP | EXCELSIOR MEDICAL CORP | 595
CHRISTIANA |  | HOSPITAL-WH | 0 | 5208 | DE |  | 1996-04-23 20:00 |  | Infusion Pumps; Multitherapy; Syringe | 24174 | ESP | EXCELSIOR MEDICAL CORP | 800
CHRISTIANA |  | HOSPITAL-CH | 0 | 6007 | DE |  | 1996-04-23 20:00 |  | Infusion Pumps; Multitherapy; Syringe | 24460 | ESP | EXCELSIOR MEDICAL CORP | 800
CHRISTIANA |  | HOSPITAL-CH | 0 | 6071 | DE |  | 1996-04-23 20:00 |  | Infusion Pumps; Multitherapy; Syringe | 24528 | ESP | EXCELSIOR MEDICAL CORP | 800
CHRISTIANA |  | HOSPITAL-CH | 0 | 6003 | DE |  | 1996-04-23 20:00 |  | Infusion Pumps; Multitherapy; Syringe | 24572 | ESP | EXCELSIOR MEDICAL CORP | 800
CHRISTIANA |  | HOSPITAL-CH | 0 | 6044 | DE |  | 1996-04-23 20:00 |  | Infusion Pumps; Multitherapy; Syringe | 24611 | ESP | EXCELSIOR MEDICAL CORP | 800
CHRISTIANA |  | HOSPITAL-CH | 0 | 5966 | DE |  | 1996-04-23 20:00 |  | Infusion Pumps; Multitherapy; Syringe | 24410 | ESP | EXCELSIOR MEDICAL CORP | 800
CHRISTIANA |  | HOSPITAL-CH | 0 | 5502 | DE |  | 1996-04-23 20:00 |  | Infusion Pumps; Multitherapy; Syringe | 24548 | ESP | EXCELSIOR MEDICAL CORP | 800
CHRISTIANA |  | HOSPITAL-CH | 0 | 16540 | DE |  | 2006-10-21 20:00 |  | Infusion Pumps; Multitherapy; Syringe | 39183 | ESP | EXCELSIOR MEDICAL CORP | 595
CHRISTIANA |  | HOSPITAL-CH | 0 | 5462 | DE |  | 1996-04-23 20:00 |  | Infusion Pumps; Multitherapy; Syringe | 24396 | ESP | EXCELSIOR MEDICAL CORP | 800
CHRISTIANA |  | HOSPITAL-WH | 0 | 11459 | DE |  | 1996-04-23 20:00 |  | Infusion Pumps; Multitherapy; Syringe | 42236 | ESP | EXCELSIOR MEDICAL CORP | 595
CHRISTIANA |  | HOSPITAL-CH | 0 | 1 | DE |  | 1996-04-23 20:00 |  | Infusion Pumps; Multitherapy; Syringe | 46987 | ESP | EXCELSIOR MEDICAL CORP | 2500
CHRISTIANA |  | HOSPITAL-CH | 0 | 16506 | DE |  | 2006-10-21 20:00 |  | Infusion Pumps; Multitherapy; Syringe | 39129 | ESP | EXCELSIOR MEDICAL CORP | 595
CHRISTIANA |  | HOSPITAL-WH | 0 | 5107 | DE |  | 1996-04-23 20:00 |  | Infusion Pumps; Multitherapy; Syringe | 24155 | ESP | EXCELSIOR MEDICAL CORP | 800
CHRISTIANA |  | HOSPITAL-WH | 0 | 5124 | DE |  | 1996-04-23 20:00 |  | Infusion Pumps; Multitherapy; Syringe | 24157 | ESP | EXCELSIOR MEDICAL CORP | 800
CHRISTIANA |  | HOSPITAL-CH | 0 | 6088 | DE |  | 1996-04-23 20:00 |  | Infusion Pumps; Multitherapy; Syringe | 24501 | ESP | EXCELSIOR MEDICAL CORP | 800
CHRISTIANA |  | HOSPITAL-CH | 0 | 6080 | DE |  | 1996-04-23 20:00 |  | Infusion Pumps; Multitherapy; Syringe | 24504 | ESP | EXCELSIOR MEDICAL CORP | 800
CHRISTIANA |  | HOSPITAL-CH | 0 | 15927 | DE |  | 2006-01-04 19:00 |  | Infusion Pumps; Multitherapy; Syringe | 38122 | ESP | EXCELSIOR MEDICAL CORP | 595
CHRISTIANA |  | HOSPITAL-WH | 0 | 5127 | DE |  | 1996-04-23 20:00 |  | Infusion Pumps; Multitherapy; Syringe | 24177 | ESP | EXCELSIOR MEDICAL CORP | 800
CHRISTIANA |  | HOSPITAL-CH | 0 | 5209 | DE |  | 1996-04-23 20:00 |  | Infusion Pumps; Multitherapy; Syringe | 24179 | ESP | EXCELSIOR MEDICAL CORP | 800
CHRISTIANA |  | HOSPITAL-CH | 0 | 5986 | DE |  | 1996-04-23 20:00 |  | Infusion Pumps; Multitherapy; Syringe | 24362 | ESP | EXCELSIOR MEDICAL CORP | 800
CHRISTIANA |  | HOSPITAL-CH | 0 | 16557 | DE |  | 2006-10-21 20:00 |  | Infusion Pumps; Multitherapy; Syringe | 39200 | ESP | EXCELSIOR MEDICAL CORP | 595
CHRISTIANA |  | HOSPITAL-CH | 0 | 6041 | DE |  | 1996-04-23 20:00 |  | Infusion Pumps; Multitherapy; Syringe | 24445 | ESP | EXCELSIOR MEDICAL CORP | 800
CHRISTIANA |  | HOSPITAL-CH | 0 | 5489 | DE |  | 1996-04-23 20:00 |  | Infusion Pumps; Multitherapy; Syringe | 24381 | ESP | EXCELSIOR MEDICAL CORP | 800
CHRISTIANA |  | HOSPITAL-CH | 0 | 11449 | DE |  | 2000-11-15 19:00 |  | Infusion Pumps; Multitherapy; Syringe | 30940 | ESP | EXCELSIOR MEDICAL CORP | 595
CHRISTIANA |  | HOSPITAL-CH | 0 | 11346 | DE |  | 2000-11-15 19:00 |  | Infusion Pumps; Multitherapy; Syringe | 30942 | ESP | EXCELSIOR MEDICAL CORP | 595
CHRISTIANA |  | HOSPITAL-CH | 0 | 11352 | DE |  | 2000-11-15 19:00 |  | Infusion Pumps; Multitherapy; Syringe | 30944 | ESP | EXCELSIOR MEDICAL CORP | 595
CHRISTIANA |  | HOSPITAL-CH | 0 | 10205 | DE |  | 2000-02-20 19:00 |  | Infusion Pumps; Multitherapy; Syringe | 30241 | ESP | EXCELSIOR MEDICAL CORP | 595
CHRISTIANA |  | HOSPITAL-CH | 0 | 5940 | DE |  | 1996-04-23 20:00 |  | Infusion Pumps; Multitherapy; Syringe | 24425 | ESP | EXCELSIOR MEDICAL CORP | 800
CHRISTIANA |  | HOSPITAL-CH | 0 | 9161 | DE |  | 1996-04-23 20:00 |  | Infusion Pumps; Multitherapy; Syringe | 28468 | ESP | EXCELSIOR MEDICAL CORP | 800
CHRISTIANA |  | HOSPITAL-CH | 0 | 6067 | DE |  | 1996-04-23 20:00 |  | Infusion Pumps; Multitherapy; Syringe | 24517 | ESP | EXCELSIOR MEDICAL CORP | 800
CHRISTIANA |  | HOSPITAL-CH | 0 | 16187 | DE |  | 2004-06-29 20:00 |  | Infusion Pumps; Multitherapy; Syringe | 38111 | ESP | EXCELSIOR MEDICAL CORP | 595
CHRISTIANA |  | WH SURGI | 0 | 21555 | DE |  | 2013-09-05 20:00 |  | Infusion Pumps; Multitherapy; Syringe | 50284 | ESP | EXCELSIOR MEDICAL CORP | 595
CHRISTIANA |  | HOSPITAL-CH | 0 | 5484 | DE |  | 1996-04-23 20:00 |  | Infusion Pumps; Multitherapy; Syringe | 24378 | ESP | EXCELSIOR MEDICAL CORP | 800
CHRISTIANA |  | HOSPITAL-CH | 0 | 6076 | DE |  | 1996-04-23 20:00 |  | Infusion Pumps; Multitherapy; Syringe | 24535 | ESP | EXCELSIOR MEDICAL CORP | 800
CHRISTIANA |  | HOSPITAL-WH | 0 | 5977 | DE |  | 1996-04-23 20:00 |  | Infusion Pumps; Multitherapy; Syringe | 24606 | ESP | EXCELSIOR MEDICAL CORP | 800
CHRISTIANA |  | HOSPITAL-CH | 0 | 16507 | DE |  | 2006-10-21 20:00 |  | Infusion Pumps; Multitherapy; Syringe | 39143 | ESP | EXCELSIOR MEDICAL CORP | 595
CHRISTIANA |  | HOSPITAL-CH | 0 | 16471 | DE |  | 2006-10-21 20:00 |  | Infusion Pumps; Multitherapy; Syringe | 39145 | ESP | EXCELSIOR MEDICAL CORP | 595
CHRISTIANA |  | HOSPITAL-WH | 0 | 5109 | DE |  | 1996-04-23 20:00 |  | Infusion Pumps; Multitherapy; Syringe | 24158 | ESP | EXCELSIOR MEDICAL CORP | 800
CHRISTIANA |  | HOSPITAL-WH | 0 | 5129 | DE |  | 1996-04-23 20:00 |  | Infusion Pumps; Multitherapy; Syringe | 24160 | ESP | EXCELSIOR MEDICAL CORP | 800
CHRISTIANA |  | HOSPITAL-CH | 0 | 16880 | DE |  | 2006-10-21 20:00 |  | Infusion Pumps; Multitherapy; Syringe | 39224 | ESP | EXCELSIOR MEDICAL CORP | 595
CHRISTIANA |  | HOSPITAL-WH | 0 | 5126 | DE |  | 1996-04-23 20:00 |  | Infusion Pumps; Multitherapy; Syringe | 24176 | ESP | EXCELSIOR MEDICAL CORP | 800
CHRISTIANA |  | HOSPITAL-WH | 0 | 5210 | DE |  | 1996-04-23 20:00 |  | Infusion Pumps; Multitherapy; Syringe | 24178 | ESP | EXCELSIOR MEDICAL CORP | 800
CHRISTIANA |  | HOSPITAL-CH | 0 | 6078 | DE |  | 1996-04-23 20:00 |  | Infusion Pumps; Multitherapy; Syringe | 24511 | ESP | EXCELSIOR MEDICAL CORP | 800
CHRISTIANA |  | HOSPITAL-CH | 0 | 5942 | DE |  | 1996-04-23 20:00 |  | Infusion Pumps; Multitherapy; Syringe | 24513 | ESP | EXCELSIOR MEDICAL CORP | 800
CHRISTIANA |  | HOSPITAL-CH | 0 | 5476 | DE |  | 1996-04-23 20:00 |  | Infusion Pumps; Multitherapy; Syringe | 24544 | ESP | EXCELSIOR MEDICAL CORP | 800
CHRISTIANA |  | HOSPITAL-CH | 0 | 5909 | DE |  | 1996-04-24 20:00 |  | Infusion Pumps; Multitherapy; Syringe | 45300 | ESP | EXCELSIOR MEDICAL CORP | 800
CHRISTIANA |  | HOSPITAL-CH | 0 | 5465 | DE |  | 1996-04-23 20:00 |  | Infusion Pumps; Multitherapy; Syringe | 24394 | ESP | EXCELSIOR MEDICAL CORP | 800
CHRISTIANA |  | HOSPITAL-CH | 0 | 16189 | DE |  | 2004-06-29 20:00 |  | Infusion Pumps; Multitherapy; Syringe | 38109 | ESP | EXCELSIOR MEDICAL CORP | 595
CHRISTIANA |  | HOSPITAL-CH | 0 | 5342 | DE |  | 1996-04-23 20:00 |  | Infusion Pumps; Multitherapy; Syringe | 24633 | ESP | EXCELSIOR MEDICAL CORP | 800
CHRISTIANA |  | HOSPITAL-CH | 0 | 16563 | DE |  | 2006-10-21 20:00 |  | Infusion Pumps; Multitherapy; Syringe | 39201 | ESP | EXCELSIOR MEDICAL CORP | 595
CHRISTIANA |  | HOSPITAL-CH | 0 | 6034 | DE |  | 1996-04-23 20:00 |  | Infusion Pumps; Multitherapy; Syringe | 24486 | ESP | EXCELSIOR MEDICAL CORP | 800
CHRISTIANA |  | WH SURGI | 0 | 16012 | DE |  | 2004-06-29 20:00 |  | Infusion Pumps; Multitherapy; Syringe | 37103 | ESP | EXCELSIOR MEDICAL CORP | 595
CHRISTIANA |  | HOSPITAL-CH | 0 | 10214 | DE |  | 2000-02-12 19:00 |  | Infusion Pumps; Multitherapy; Syringe | 30222 | ESP | EXCELSIOR MEDICAL CORP | 595
CHRISTIANA |  | HOSPITAL-CH | 0 | 5349 | DE |  | 1996-04-23 20:00 |  | Infusion Pumps; Multitherapy; Syringe | 24449 | ESP | EXCELSIOR MEDICAL CORP | 800
CHRISTIANA |  | HOSPITAL-CH | 0 | 6059 | DE |  | 1996-04-23 20:00 |  | Infusion Pumps; Multitherapy; Syringe | 24414 | ESP | EXCELSIOR MEDICAL CORP | 800
CHRISTIANA |  | HOSPITAL-CH | 0 | 11450 | DE |  | 2000-11-15 19:00 |  | Infusion Pumps; Multitherapy; Syringe | 30941 | ESP | EXCELSIOR MEDICAL CORP | 595
CHRISTIANA |  | HOSPITAL-CH | 0 | 11349 | DE |  | 2000-11-15 19:00 |  | Infusion Pumps; Multitherapy; Syringe | 30943 | ESP | EXCELSIOR MEDICAL CORP | 595
CHRISTIANA |  | HOSPITAL-CH | 0 | 5498 | DE |  | 1996-04-23 20:00 |  | Infusion Pumps; Multitherapy; Syringe | 24560 | ESP | EXCELSIOR MEDICAL CORP | 800
CHRISTIANA |  | HOSPITAL-CH | 0 | 10206 | DE |  | 2000-02-20 19:00 |  | Infusion Pumps; Multitherapy; Syringe | 30240 | ESP | EXCELSIOR MEDICAL CORP | 595
CHRISTIANA |  | HOSPITAL-WH | 0 | 5114 | DE |  | 1996-04-23 20:00 |  | Infusion Pumps; Multitherapy; Syringe | 24194 | ESP | EXCELSIOR MEDICAL CORP | 800
CHRISTIANA |  | HOSPITAL-CH | 0 | 5158 | DE |  | 1996-04-23 20:00 |  | Infusion Pumps; Multitherapy; Syringe | 26090 | ESP | EXCELSIOR MEDICAL CORP | 800
CHRISTIANA |  | HOSPITAL-WH | 0 | 2314 | DE |  | 1996-04-24 20:00 |  | Infusion Pumps; Multitherapy; Syringe | 54430 | ESP | EXCELSIOR MEDICAL CORP | 800
CHRISTIANA |  | HOSPITAL-CH | 0 | 16470 | DE |  | 2006-10-21 20:00 |  | Infusion Pumps; Multitherapy; Syringe | 39144 | ESP | EXCELSIOR MEDICAL CORP | 595
CHRISTIANA |  | HOSPITAL-WH | 0 | 5108 | DE |  | 1996-04-23 20:00 |  | Infusion Pumps; Multitherapy; Syringe | 24159 | ESP | EXCELSIOR MEDICAL CORP | 800
CHRISTIANA |  | HOSPITAL-WH | 0 | 5128 | DE |  | 1996-04-23 20:00 |  | Infusion Pumps; Multitherapy; Syringe | 24161 | ESP | EXCELSIOR MEDICAL CORP | 800
CHRISTIANA |  | HOSPITAL-CH | 0 | 5947 | DE |  | 1996-04-23 20:00 |  | Infusion Pumps; Multitherapy; Syringe | 24507 | ESP | EXCELSIOR MEDICAL CORP | 800
CHRISTIANA |  | HOSPITAL-CH | 0 | 5501 | DE |  | 1996-04-23 20:00 |  | Infusion Pumps; Multitherapy; Syringe | 24557 | ESP | EXCELSIOR MEDICAL CORP | 800
CHRISTIANA |  | HOSPITAL-CH | 0 | 15274 | DE |  | 2001-09-22 20:00 |  | Infusion Pumps; Multitherapy; Syringe | 35417 | ESP | EXCELSIOR MEDICAL CORP | 599.99
CHRISTIANA |  | HOSPITAL-CH | 0 | 6031 | DE |  | 1996-04-23 20:00 |  | Infusion Pumps; Multitherapy; Syringe | 24467 | ESP | EXCELSIOR MEDICAL CORP | 800
CHRISTIANA |  | HOSPITAL-WH | 0 | 6012 | DE |  | 1996-04-23 20:00 |  | Infusion Pumps; Multitherapy; Syringe | 24622 | ESP | EXCELSIOR MEDICAL CORP | 800
CHRISTIANA |  | HOSPITAL-CH | 0 | 16183 | DE |  | 2004-06-29 20:00 |  | Infusion Pumps; Multitherapy; Syringe | 38102 | ESP | EXCELSIOR MEDICAL CORP | 595
CHRISTIANA |  | HOSPITAL-CH | 0 | 16562 | DE |  | 2006-10-21 20:00 |  | Infusion Pumps; Multitherapy; Syringe | 39202 | ESP | EXCELSIOR MEDICAL CORP | 595
CHRISTIANA |  | HOSPITAL-CH | 0 | 16564 | DE |  | 2006-10-21 20:00 |  | Infusion Pumps; Multitherapy; Syringe | 39204 | ESP | EXCELSIOR MEDICAL CORP | 595
CHRISTIANA |  | HOSPITAL-CH | 0 | 5900 | DE |  | 1996-04-23 20:00 |  | Infusion Pumps; Multitherapy; Syringe | 24575 | ESP | EXCELSIOR MEDICAL CORP | 800
CHRISTIANA |  | HOSPITAL-CH | 0 | 15936 | DE |  | 2006-01-04 19:00 |  | Infusion Pumps; Multitherapy; Syringe | 38137 | ESP | EXCELSIOR MEDICAL CORP | 595
CHRISTIANA |  | HOSPITAL-CH | 0 | 15937 | DE |  | 2006-01-04 19:00 |  | Infusion Pumps; Multitherapy; Syringe | 38131 | ESP | EXCELSIOR MEDICAL CORP | 595
CHRISTIANA |  | HOSPITAL-CH | 0 | 10213 | DE |  | 2000-02-12 19:00 |  | Infusion Pumps; Multitherapy; Syringe | 30223 | ESP | EXCELSIOR MEDICAL CORP | 595
CHRISTIANA |  | HOSPITAL-CH | 0 | 10217 | DE |  | 2000-02-12 19:00 |  | Infusion Pumps; Multitherapy; Syringe | 30227 | ESP | EXCELSIOR MEDICAL CORP | 595
CHRISTIANA |  | HOSPITAL-CH | 0 | 10212 | DE |  | 2000-02-12 19:00 |  | Infusion Pumps; Multitherapy; Syringe | 30228 | ESP | EXCELSIOR MEDICAL CORP | 595
CHRISTIANA |  | HOSPITAL-CH | 0 | 16869 | DE |  | 2006-10-21 20:00 |  | Infusion Pumps; Multitherapy; Syringe | 39217 | ESP | EXCELSIOR MEDICAL CORP | 595
CHRISTIANA |  | HOSPITAL-CH | 0 | 5596 | DE |  | 1996-04-23 20:00 |  | Infusion Pumps; Multitherapy; Syringe | 24451 | ESP | EXCELSIOR MEDICAL CORP | 800
CHRISTIANA |  | HOSPITAL-CH | 0 | 11355 | DE |  | 2000-11-15 19:00 |  | Infusion Pumps; Multitherapy; Syringe | 30946 | ESP | EXCELSIOR MEDICAL CORP | 595
CHRISTIANA |  | HOSPITAL-CH | 0 | 10197 | DE |  | 2000-02-20 19:00 |  | Infusion Pumps; Multitherapy; Syringe | 30243 | ESP | EXCELSIOR MEDICAL CORP | 595
CHRISTIANA |  | HOSPITAL-CH | 0 | 10203 | DE |  | 2000-02-20 19:00 |  | Infusion Pumps; Multitherapy; Syringe | 30245 | ESP | EXCELSIOR MEDICAL CORP | 595
CHRISTIANA |  | HOSPITAL-CH | 0 | 16538 | DE |  | 2006-10-21 20:00 |  | Infusion Pumps; Multitherapy; Syringe | 39176 | ESP | EXCELSIOR MEDICAL CORP | 595
CHRISTIANA |  | HOSPITAL-CH | 0 | 16545 | DE |  | 2006-10-21 20:00 |  | Infusion Pumps; Multitherapy; Syringe | 39178 | ESP | EXCELSIOR MEDICAL CORP | 595
CHRISTIANA |  | HOSPITAL-CH | 0 | 5474 | DE |  | 1996-04-23 20:00 |  | Infusion Pumps; Multitherapy; Syringe | 24539 | ESP | EXCELSIOR MEDICAL CORP | 800
CHRISTIANA |  | HOSPITAL-WH | 0 | ESP | DE |  | 1996-04-23 20:00 |  | Infusion Pumps; Multitherapy; Syringe | 24195 | ESP | EXCELSIOR MEDICAL CORP | 800
CHRISTIANA |  | HOSPITAL-WH | 0 | 5136 | DE |  | 1996-04-23 20:00 |  | Infusion Pumps; Multitherapy; Syringe | 24197 | ESP | EXCELSIOR MEDICAL CORP | 800
CHRISTIANA |  | HOSPITAL-CH | 0 | 5969 | DE |  | 1996-04-23 20:00 |  | Infusion Pumps; Multitherapy; Syringe | 24434 | ESP | EXCELSIOR MEDICAL CORP | 800
CHRISTIANA |  | HOSPITAL-CH | 0 | 6051 | DE |  | 1996-04-23 20:00 |  | Infusion Pumps; Multitherapy; Syringe | 24490 | ESP | EXCELSIOR MEDICAL CORP | 800
CHRISTIANA |  | HOSPITAL-CH | 0 | 16489 | DE |  | 2006-10-21 20:00 |  | Infusion Pumps; Multitherapy; Syringe | 39147 | ESP | EXCELSIOR MEDICAL CORP | 595
CHRISTIANA |  | HOSPITAL-WH | 0 | 5195 | DE |  | 1996-04-23 20:00 |  | Infusion Pumps; Multitherapy; Syringe | 24162 | ESP | EXCELSIOR MEDICAL CORP | 800
CHRISTIANA |  | HOSPITAL-CH | 0 | 5901 | DE |  | 1996-04-23 20:00 |  | Infusion Pumps; Multitherapy; Syringe | 24373 | ESP | EXCELSIOR MEDICAL CORP | 800
CHRISTIANA |  | HOSPITAL-CH | 0 | 5938 | DE |  | 1996-04-23 20:00 |  | Infusion Pumps; Multitherapy; Syringe | 24418 | ESP | EXCELSIOR MEDICAL CORP | 800
CHRISTIANA |  | HOSPITAL-CH | 0 | 5990 | DE |  | 1996-04-23 20:00 |  | Infusion Pumps; Multitherapy; Syringe | 24587 | ESP | EXCELSIOR MEDICAL CORP | 800
CHRISTIANA |  | HOSPITAL-WH | 0 | 5192 | DE |  | 1996-04-23 20:00 |  | Infusion Pumps; Multitherapy; Syringe | 24180 | ESP | EXCELSIOR MEDICAL CORP | 800
CHRISTIANA |  | HOSPITAL-CH | 0 | 5880 | DE |  | 2006-01-04 19:00 |  | Infusion Pumps; Multitherapy; Syringe | 38446 | ESP | EXCELSIOR MEDICAL CORP | 595
CHRISTIANA |  | HOSPITAL-CH | 0 | 5150 | DE |  | 1996-04-23 20:00 |  | Infusion Pumps; Multitherapy; Syringe | 26085 | ESP | EXCELSIOR MEDICAL CORP | 800
CHRISTIANA |  | HOSPITAL-CH | 0 | 16565 | DE |  | 2006-10-21 20:00 |  | Infusion Pumps; Multitherapy; Syringe | 39203 | ESP | EXCELSIOR MEDICAL CORP | 595
CHRISTIANA |  | HOSPITAL-CH | 0 | 15940 | DE |  | 2006-01-04 19:00 |  | Infusion Pumps; Multitherapy; Syringe | 38135 | ESP | EXCELSIOR MEDICAL CORP | 595
CHRISTIANA |  | HOSPITAL-CH | 0 | 10220 | DE |  | 2000-02-12 19:00 |  | Infusion Pumps; Multitherapy; Syringe | 30225 | ESP | EXCELSIOR MEDICAL CORP | 595
CHRISTIANA |  | HOSPITAL-CH | 0 | 10218 | DE |  | 2000-02-12 19:00 |  | Infusion Pumps; Multitherapy; Syringe | 30226 | ESP | EXCELSIOR MEDICAL CORP | 595
CHRISTIANA |  | HOSPITAL-CH | 0 | 11353 | DE |  | 2000-11-15 19:00 |  | Infusion Pumps; Multitherapy; Syringe | 30945 | ESP | EXCELSIOR MEDICAL CORP | 595
CHRISTIANA |  | HOSPITAL-CH | 0 | 11354 | DE |  | 2000-11-15 19:00 |  | Infusion Pumps; Multitherapy; Syringe | 30947 | ESP | EXCELSIOR MEDICAL CORP | 595
CHRISTIANA |  | HOSPITAL-CH | 0 | 15931 | DE |  | 2006-01-04 19:00 |  | Infusion Pumps; Multitherapy; Syringe | 38126 | ESP | EXCELSIOR MEDICAL CORP | 595
CHRISTIANA |  | HOSPITAL-CH | 0 | 10198 | DE |  | 2000-02-20 19:00 |  | Infusion Pumps; Multitherapy; Syringe | 30242 | ESP | EXCELSIOR MEDICAL CORP | 595
CHRISTIANA |  | HOSPITAL-CH | 0 | 10204 | DE |  | 2000-02-20 19:00 |  | Infusion Pumps; Multitherapy; Syringe | 30244 | ESP | EXCELSIOR MEDICAL CORP | 595
CHRISTIANA |  | HOSPITAL-CH | 0 | 16544 | DE |  | 2006-10-21 20:00 |  | Infusion Pumps; Multitherapy; Syringe | 39177 | ESP | EXCELSIOR MEDICAL CORP | 595 | Purchased
CHRISTIANA |  | HOSPITAL-CH | 0 | 6064 | DE |  | 1996-04-23 20:00 |  | Infusion Pumps; Multitherapy; Syringe | 24358 | ESP | EXCELSIOR MEDICAL CORP | 800 | Purchased
CHRISTIANA |  | HOSPITAL-CH | 0 | 5163 | DE |  | 1996-04-23 20:00 |  | Infusion Pumps; Multitherapy; Syringe | 26092 | ESP | EXCELSIOR MEDICAL CORP | 800 | Purchased
CHRISTIANA |  | HOSPITAL-WH | 0 | 5137 | DE |  | 1996-04-23 20:00 |  | Infusion Pumps; Multitherapy; Syringe | 24196 | ESP | EXCELSIOR MEDICAL CORP | 800
CHRISTIANA |  | HOSPITAL-CH | 0 | 5970 | DE |  | 1996-04-23 20:00 |  | Infusion Pumps; Multitherapy; Syringe | 24521 | ESP | EXCELSIOR MEDICAL CORP | 800 | Purchased
CHRISTIANA |  | HOSPITAL-WH | 0 | 5212 | DE |  | 1996-04-23 20:00 |  | Infusion Pumps; Multitherapy; Syringe | 23960 | ESP | EXCELSIOR MEDICAL CORP | 800
CHRISTIANA |  | HOSPITAL-CH | 0 | 9475 | DE |  | 2001-09-22 20:00 |  | Infusion Pumps; Multitherapy; Syringe | 31277 | ESP | EXCELSIOR MEDICAL CORP | 599.99 | Purchased
CHRISTIANA |  | HOSPITAL-CH | 0 | 16488 | DE |  | 2006-10-21 20:00 |  | Infusion Pumps; Multitherapy; Syringe | 39146 | ESP | EXCELSIOR MEDICAL CORP | 595 | Purchased
CHRISTIANA |  | HOSPITAL-CH | 0 | 16492 | DE |  | 2006-10-21 20:00 |  | Infusion Pumps; Multitherapy; Syringe | 39149 | ESP | EXCELSIOR MEDICAL CORP | 595 | Purchased
CHRISTIANA |  | HOSPITAL-WH | 0 | 5196 | DE |  | 1996-04-23 20:00 |  | Infusion Pumps; Multitherapy; Syringe | 24163 | ESP | EXCELSIOR MEDICAL CORP | 800
CHRISTIANA |  | HOSPITAL-CH | 0 | 5937 | DE |  | 1996-04-23 20:00 |  | Infusion Pumps; Multitherapy; Syringe | 24439 | ESP | EXCELSIOR MEDICAL CORP | 800
CHRISTIANA |  | HOSPITAL-CH | 0 | 5490 | DE |  | 1996-04-23 20:00 |  | Infusion Pumps; Multitherapy; Syringe | 24388 | ESP | EXCELSIOR MEDICAL CORP | 800 | Purchased
CHRISTIANA |  | HOSPITAL-CH | 0 | 16023 | DE |  | 2004-06-29 20:00 |  | Infusion Pumps; Multitherapy; Syringe | 38116 | ESP | EXCELSIOR MEDICAL CORP | 595 | Purchased
CHRISTIANA |  | HOSPITAL-WH | 0 | NONE | DE |  | 1996-04-23 20:00 |  | Infusion Pumps; Multitherapy; Syringe | 40638 | ESP | EXCELSIOR MEDICAL CORP | 800
CHRISTIANA |  | HOSPITAL-CH | 0 | 16566 | DE |  | 2006-10-21 20:00 |  | Infusion Pumps; Multitherapy; Syringe | 39206 | ESP | EXCELSIOR MEDICAL CORP | 595 | Purchased
CHRISTIANA |  | HOSPITAL-CH | 0 | 16891 | DE |  | 2006-10-21 20:00 |  | Infusion Pumps; Multitherapy; Syringe | 39208 | ESP | EXCELSIOR MEDICAL CORP | 595 | Purchased
CHRISTIANA |  | HOSPITAL-CH | 0 | 6085 | DE |  | 1996-04-23 20:00 |  | Infusion Pumps; Multitherapy; Syringe | 25767 | ESP | EXCELSIOR MEDICAL CORP | 800 | Purchased
CHRISTIANA |  | HOSPITAL-CH | 0 | 6081 | DE |  | 1996-04-23 20:00 |  | Infusion Pumps; Multitherapy; Syringe | 25768 | ESP | EXCELSIOR MEDICAL CORP | 800 | Purchased
CHRISTIANA |  | HOSPITAL-CH | 0 | 15941 | DE |  | 2006-01-04 19:00 |  | Infusion Pumps; Multitherapy; Syringe | 38132 | ESP | EXCELSIOR MEDICAL CORP | 595
CHRISTIANA |  | HOSPITAL-CH | 0 | 10210 | DE |  | 2000-02-12 19:00 |  | Infusion Pumps; Multitherapy; Syringe | 30230 | ESP | EXCELSIOR MEDICAL CORP | 595
CHRISTIANA |  | HOSPITAL-CH | 0 | 16887 | DE |  | 2006-10-21 20:00 |  | Infusion Pumps; Multitherapy; Syringe | 39219 | ESP | EXCELSIOR MEDICAL CORP | 595
CHRISTIANA |  | HOSPITAL-CH | 0 | 5913 | DE |  | 1996-04-23 20:00 |  | Infusion Pumps; Multitherapy; Syringe | 24369 | ESP | EXCELSIOR MEDICAL CORP | 800 | Purchased
CHRISTIANA |  | HOSPITAL-CH | 0 | 10287 | DE |  | 2000-02-20 19:00 |  | Infusion Pumps; Multitherapy; Syringe | 30247 | ESP | EXCELSIOR MEDICAL CORP | 595 | Purchased
CHRISTIANA |  | HOSPITAL-CH | 0 | 16547 | DE |  | 2006-10-21 20:00 |  | Infusion Pumps; Multitherapy; Syringe | 39180 | ESP | EXCELSIOR MEDICAL CORP | 595
CHRISTIANA |  | HOSPITAL-CH | 0 | 5457 | DE |  | 1996-04-23 20:00 |  | Infusion Pumps; Multitherapy; Syringe | 24385 | ESP | EXCELSIOR MEDICAL CORP | 800 | Purchased
CHRISTIANA |  | HOSPITAL-CH | 0 | 5547 | DE |  | 1996-04-23 20:00 |  | Infusion Pumps; Multitherapy; Syringe | 24617 | ESP | EXCELSIOR MEDICAL CORP | 800 | Purchased
CHRISTIANA |  | HOSPITAL-CH | 0 | 5141 | DE |  | 1996-04-23 20:00 |  | Infusion Pumps; Multitherapy; Syringe | 26089 | ESP | EXCELSIOR MEDICAL CORP | 800 | Purchased
CHRISTIANA |  | HOSPITAL-CH | 0 | 5981 | DE |  | 1996-04-23 20:00 |  | Infusion Pumps; Multitherapy; Syringe | 24601 | ESP | EXCELSIOR MEDICAL CORP | 800 | Purchased
CHRISTIANA |  | HOSPITAL-CH | 0 | 16493 | DE |  | 2006-10-21 20:00 |  | Infusion Pumps; Multitherapy; Syringe | 39148 | ESP | EXCELSIOR MEDICAL CORP | 595
CHRISTIANA |  | HOSPITAL-CH | 0 | 5881 | DE |  | 1996-04-23 20:00 |  | Infusion Pumps; Multitherapy; Syringe | 24626 | ESP | EXCELSIOR MEDICAL CORP | 800 | Purchased
CHRISTIANA |  | HOSPITAL-CH | 0 | 5155 | DE |  | 1996-04-23 20:00 |  | Infusion Pumps; Multitherapy; Syringe | 25968 | ESP | EXCELSIOR MEDICAL CORP | 800 | Purchased
CHRISTIANA |  | HOSPITAL-CH | 0 | 5998 | DE |  | 1996-04-23 20:00 |  | Infusion Pumps; Multitherapy; Syringe | 24631 | ESP | EXCELSIOR MEDICAL CORP | 800
CHRISTIANA |  | HOSPITAL-CH | 0 | 5960 | DE |  | 1996-04-23 20:00 |  | Infusion Pumps; Multitherapy; Syringe | 24525 | ESP | EXCELSIOR MEDICAL CORP | 800 | Purchased
CHRISTIANA |  | HOSPITAL-CH | 0 | 16567 | DE |  | 2006-10-21 20:00 |  | Infusion Pumps; Multitherapy; Syringe | 39205 | ESP | EXCELSIOR MEDICAL CORP | 595 | Purchased
CHRISTIANA |  | HOSPITAL-CH | 0 | 16892 | DE |  | 2006-10-21 20:00 |  | Infusion Pumps; Multitherapy; Syringe | 39207 | ESP | EXCELSIOR MEDICAL CORP | 595
CHRISTIANA |  | HOSPITAL-CH | 0 | 6002 | DE |  | 2008-01-20 19:00 |  | Infusion Pumps; Multitherapy; Syringe | 24493 | ESP | EXCELSIOR MEDICAL CORP | 800
CHRISTIANA |  | HOSPITAL-CH | 0 | 5934 | DE |  | 1996-04-23 20:00 |  | Infusion Pumps; Multitherapy; Syringe | 24404 | ESP | EXCELSIOR MEDICAL CORP | 800 | Purchased
CHRISTIANA |  | HOSPITAL-CH | 0 | 5997 | DE |  | 1996-04-23 20:00 |  | Infusion Pumps; Multitherapy; Syringe | 24571 | ESP | EXCELSIOR MEDICAL CORP | 800 | Purchased
CHRISTIANA |  | HOSPITAL-CH | 0 | 15921 | DE |  | 2006-01-04 19:00 |  | Infusion Pumps; Multitherapy; Syringe | 38130 | ESP | EXCELSIOR MEDICAL CORP | 595
CHRISTIANA |  | HOSPITAL-CH | 0 | 15929 | DE |  | 2006-01-04 19:00 |  | Infusion Pumps; Multitherapy; Syringe | 38129 | ESP | EXCELSIOR MEDICAL CORP | 595 | Purchased
CHRISTIANA |  | HOSPITAL-WH | 0 | 5975 | DE |  | 1996-04-23 20:00 |  | Infusion Pumps; Multitherapy; Syringe | 24598 | ESP | EXCELSIOR MEDICAL CORP | 800
CHRISTIANA |  | HOSPITAL-CH | 0 | 10211 | DE |  | 2000-02-12 19:00 |  | Infusion Pumps; Multitherapy; Syringe | 30229 | ESP | EXCELSIOR MEDICAL CORP | 595 | Purchased
CHRISTIANA |  | HOSPITAL-CH | 0 | 10209 | DE |  | 2000-02-12 19:00 |  | Infusion Pumps; Multitherapy; Syringe | 30231 | ESP | EXCELSIOR MEDICAL CORP | 595 | Purchased
CHRISTIANA |  | HOSPITAL-CH | 0 | 16886 | DE |  | 2006-10-21 20:00 |  | Infusion Pumps; Multitherapy; Syringe | 39218 | ESP | EXCELSIOR MEDICAL CORP | 595
CHRISTIANA |  | HOSPITAL-CH | 0 | 16884 | DE |  | 2006-10-21 20:00 |  | Infusion Pumps; Multitherapy; Syringe | 39220 | ESP | EXCELSIOR MEDICAL CORP | 595 | Purchased
CHRISTIANA |  | HOSPITAL-CH | 0 | 5481 | DE |  | 1996-04-23 20:00 |  | Infusion Pumps; Multitherapy; Syringe | 24553 | ESP | EXCELSIOR MEDICAL CORP | 800 | Purchased
CHRISTIANA |  | HOSPITAL-CH | 0 | 5899 | DE |  | 1996-04-23 20:00 |  | Infusion Pumps; Multitherapy; Syringe | 24583 | ESP | EXCELSIOR MEDICAL CORP | 800 | Purchased
CHRISTIANA |  | HOSPITAL-CH | 0 | 10288 | DE |  | 2000-02-20 19:00 |  | Infusion Pumps; Multitherapy; Syringe | 30246 | ESP | EXCELSIOR MEDICAL CORP | 595 | Purchased
CHRISTIANA |  | HOSPITAL-CH | 0 | 16546 | DE |  | 2006-10-21 20:00 |  | Infusion Pumps; Multitherapy; Syringe | 39179 | ESP | EXCELSIOR MEDICAL CORP | 595
CHRISTIANA |  | HOSPITAL-CH | 0 | 16548 | DE |  | 2006-10-21 20:00 |  | Infusion Pumps; Multitherapy; Syringe | 39182 | ESP | EXCELSIOR MEDICAL CORP | 595 | Purchased
CHRISTIANA |  | HOSPITAL-CH | 0 | 18181 | DE |  | 2004-06-29 20:00 |  | Infusion Pumps; Multitherapy; Syringe | 38104 | ESP | EXCELSIOR MEDICAL CORP | 595
CHRISTIANA |  | HOSPITAL-CH | 0 | 5601 | DE |  | 1996-04-23 20:00 |  | Infusion Pumps; Multitherapy; Syringe | 24456 | ESP | EXCELSIOR MEDICAL CORP | 800 | Purchased
CHRISTIANA |  | HOSPITAL-CH | 0 | 11333 | DE |  | 2000-11-15 19:00 |  | Infusion Pumps; Multitherapy; Syringe | 30021 | ESP | EXCELSIOR MEDICAL CORP | 595 | Purchased
CHRISTIANA |  | HOSPITAL-CH | 0 | 11338 | DE |  | 2000-11-15 19:00 |  | Infusion Pumps; Multitherapy; Syringe | 30023 | ESP | EXCELSIOR MEDICAL CORP | 595 | Purchased
CHRISTIANA |  | HOSPITAL-CH | 0 | 15930 | DE |  | 2006-01-04 19:00 |  | Infusion Pumps; Multitherapy; Syringe | 38127 | ESP | EXCELSIOR MEDICAL CORP | 595
CHRISTIANA |  | HOSPITAL-WH | 0 | 5199 | DE |  | 1996-04-24 20:00 |  | Infusion Pumps; Multitherapy; Syringe | 45166 | ESP | EXCELSIOR MEDICAL CORP | 800
CHRISTIANA |  | HOSPITAL-CH | 0 | 11367 | DE |  | 2000-11-15 19:00 |  | Infusion Pumps; Multitherapy; Syringe | 30958 | ESP | EXCELSIOR MEDICAL CORP | 595
CHRISTIANA |  | HOSPITAL-CH | 0 | 6024 | DE |  | 1996-04-23 20:00 |  | Infusion Pumps; Multitherapy; Syringe | 24476 | ESP | EXCELSIOR MEDICAL CORP | 800 | Purchased
CHRISTIANA |  | HOSPITAL-CH | 0 | 5117 | DE |  | 1996-04-23 20:00 |  | Infusion Pumps; Multitherapy; Syringe | 24103 | ESP | EXCELSIOR MEDICAL CORP | 2500 | Purchased
CHRISTIANA |  | HOSPITAL-CH | 0 | 10238 | DE |  | 2000-02-20 19:00 |  | Infusion Pumps; Multitherapy; Syringe | 30267 | ESP | EXCELSIOR MEDICAL CORP | 595 | Purchased
CHRISTIANA |  | HOSPITAL-CH | 0 | 10243 | DE |  | 2000-02-20 19:00 |  | Infusion Pumps; Multitherapy; Syringe | 30269 | ESP | EXCELSIOR MEDICAL CORP | 595
CHRISTIANA |  | HOSPITAL-CH | 0 | 10221 | DE |  | 2000-02-20 19:00 |  | Infusion Pumps; Multitherapy; Syringe | 30271 | ESP | EXCELSIOR MEDICAL CORP | 595
CHRISTIANA |  | HOSPITAL-CH | 0 | 5151 | DE |  | 1996-04-23 20:00 |  | Infusion Pumps; Multitherapy; Syringe | 25963 | ESP | EXCELSIOR MEDICAL CORP | 800 | Purchased
CHRISTIANA |  | HOSPITAL-CH | 0 | 16560 | DE |  | 2006-10-21 20:00 |  | Infusion Pumps; Multitherapy; Syringe | 39196 | ESP | EXCELSIOR MEDICAL CORP | 595
CHRISTIANA |  | HOSPITAL-WH | 0 | 5105 | DE |  | 1996-04-23 20:00 |  | Infusion Pumps; Multitherapy; Syringe | 24205 | ESP | EXCELSIOR MEDICAL CORP | 800
CHRISTIANA |  | HOSPITAL-CH | 0 | 5935 | DE |  | 1996-04-23 20:00 |  | Infusion Pumps; Multitherapy; Syringe | 24444 | ESP | EXCELSIOR MEDICAL CORP | 800
CHRISTIANA |  | HOSPITAL-CH | 0 | 5488 | DE |  | 1996-04-23 20:00 |  | Infusion Pumps; Multitherapy; Syringe | 24382 | ESP | EXCELSIOR MEDICAL CORP | 800
CHRISTIANA |  | HOSPITAL-CH | 0 | 6027 | DE |  | 1996-04-23 20:00 |  | Infusion Pumps; Multitherapy; Syringe | 24614 | ESP | EXCELSIOR MEDICAL CORP | 800 | Purchased
CHRISTIANA |  | HOSPITAL-CH | 0 | 5871 | DE |  | 1996-04-23 20:00 |  | Infusion Pumps; Multitherapy; Syringe | 24595 | ESP | EXCELSIOR MEDICAL CORP | 800 | Purchased
CHRISTIANA |  | HOSPITAL-CH | 0 | 15528 | DE |  | 2004-05-30 20:00 |  | Infusion Pumps; Multitherapy; Syringe | 36087 | ESP | EXCELSIOR MEDICAL CORP | 595
CHRISTIANA |  | HOSPITAL-CH | 0 | 10285 | DE |  | 2000-02-26 19:00 |  | Infusion Pumps; Multitherapy; Syringe | 29562 | ESP | EXCELSIOR MEDICAL CORP | 595
CHRISTIANA |  | HOSPITAL-CH | 0 | 10283 | DE |  | 2000-02-26 19:00 |  | Infusion Pumps; Multitherapy; Syringe | 29580 | ESP | EXCELSIOR MEDICAL CORP | 595 | Purchased
CHRISTIANA |  | HOSPITAL-WH | 0 | 5111 | DE |  | 1996-04-23 20:00 |  | Infusion Pumps; Multitherapy; Syringe | 24189 | ESP | EXCELSIOR MEDICAL CORP | 800
CHRISTIANA |  | HOSPITAL-CH | 0 | 6086 | DE |  | 1996-04-23 20:00 |  | Infusion Pumps; Multitherapy; Syringe | 24516 | ESP | EXCELSIOR MEDICAL CORP | 800 | Purchased
CHRISTIANA |  | HOSPITAL-CH | 0 | 11343 | DE |  | 2000-11-15 19:00 |  | Infusion Pumps; Multitherapy; Syringe | 29991 | ESP | EXCELSIOR MEDICAL CORP | 595 | Purchased
CHRISTIANA |  | WH SURGI | 0 | 11336 | DE |  | 2013-09-05 20:00 |  | Infusion Pumps; Multitherapy; Syringe | 50283 | ESP | EXCELSIOR MEDICAL CORP | 595
CHRISTIANA |  | HOSPITAL-CH | 0 | 6065 | DE |  | 1996-04-23 20:00 |  | Infusion Pumps; Multitherapy; Syringe | 24484 | ESP | EXCELSIOR MEDICAL CORP | 800 | Purchased
CHRISTIANA |  | HOSPITAL-WH | 0 | 6077 | DE |  | 1996-04-23 20:00 |  | Infusion Pumps; Multitherapy; Syringe | 24531 | ESP | EXCELSIOR MEDICAL CORP | 800
CHRISTIANA |  | HOSPITAL-CH | 0 | 10256 | DE |  | 2000-02-12 19:00 |  | Infusion Pumps; Multitherapy; Syringe | 30212 | ESP | EXCELSIOR MEDICAL CORP | 595 | Purchased
CHRISTIANA |  | HOSPITAL-CH | 0 | 10250 | DE |  | 2000-02-12 19:00 |  | Infusion Pumps; Multitherapy; Syringe | 30214 | ESP | EXCELSIOR MEDICAL CORP | 595 | Purchased
CHRISTIANA |  | HOSPITAL-CH | 0 | 10248 | DE |  | 2000-02-12 19:00 |  | Infusion Pumps; Multitherapy; Syringe | 30216 | ESP | EXCELSIOR MEDICAL CORP | 595
CHRISTIANA |  | HOSPITAL-CH | 0 | 16495 | DE |  | 2006-10-21 20:00 |  | Infusion Pumps; Multitherapy; Syringe | 39126 | ESP | EXCELSIOR MEDICAL CORP | 595
CHRISTIANA |  | HOSPITAL-CH | 0 | 16485 | DE |  | 2006-10-21 20:00 |  | Infusion Pumps; Multitherapy; Syringe | 39128 | ESP | EXCELSIOR MEDICAL CORP | 595 | Purchased
CHRISTIANA |  | HOSPITAL-CH | 0 | 5946 | DE |  | 1996-04-23 20:00 |  | Infusion Pumps; Multitherapy; Syringe | 24498 | ESP | EXCELSIOR MEDICAL CORP | 800
CHRISTIANA |  | HOSPITAL-CH | 0 | 11318 | DE |  | 2000-11-15 19:00 |  | Infusion Pumps; Multitherapy; Syringe | 30020 | ESP | EXCELSIOR MEDICAL CORP | 595
CHRISTIANA |  | HOSPITAL-CH | 0 | 11334 | DE |  | 2000-11-15 19:00 |  | Infusion Pumps; Multitherapy; Syringe | 30022 | ESP | EXCELSIOR MEDICAL CORP | 595 | Purchased
CHRISTIANA |  | HOSPITAL-CH | 0 | 6018 | DE |  | 1996-04-23 20:00 |  | Infusion Pumps; Multitherapy; Syringe | 24459 | ESP | EXCELSIOR MEDICAL CORP | 800 | Purchased
CHRISTIANA |  | HOSPITAL-CH | 0 | 11360 | DE |  | 2000-11-15 19:00 |  | Infusion Pumps; Multitherapy; Syringe | 30957 | ESP | EXCELSIOR MEDICAL CORP | 595
CHRISTIANA |  | HOSPITAL-CH | 0 | 6042 | DE |  | 1996-04-23 20:00 |  | Infusion Pumps; Multitherapy; Syringe | 65116 | ESP | EXCELSIOR MEDICAL CORP | 800 | Purchased
CHRISTIANA |  | HOSPITAL-CH | 0 | 16018 | DE |  | 2004-06-29 20:00 |  | Infusion Pumps; Multitherapy; Syringe | 38108 | ESP | EXCELSIOR MEDICAL CORP | 595 | Purchased
CHRISTIANA |  | HOSPITAL-CH | 0 | 10244 | DE |  | 2000-02-20 19:00 |  | Infusion Pumps; Multitherapy; Syringe | 30268 | ESP | EXCELSIOR MEDICAL CORP | 595 | Purchased
CHRISTIANA |  | HOSPITAL-CH | 0 | 10222 | DE |  | 2000-02-20 19:00 |  | Infusion Pumps; Multitherapy; Syringe | 30270 | ESP | EXCELSIOR MEDICAL CORP | 595 | Purchased
CHRISTIANA |  | HOSPITAL-CH | 0 | 16559 | DE |  | 2006-10-21 20:00 |  | Infusion Pumps; Multitherapy; Syringe | 39197 | ESP | EXCELSIOR MEDICAL CORP | 595 | Purchased
CHRISTIANA |  | HOSPITAL-WH | 0 | 5101 | DE |  | 1996-04-23 20:00 |  | Infusion Pumps; Multitherapy; Syringe | 24204 | ESP | EXCELSIOR MEDICAL CORP | 800
CHRISTIANA |  | HOSPITAL-WH | 0 | 5104 | DE |  | 1996-04-23 20:00 |  | Infusion Pumps; Multitherapy; Syringe | 24206 | ESP | EXCELSIOR MEDICAL CORP | 800
CHRISTIANA |  | HOSPITAL-CH | 0 | 5855 | DE |  | 1996-04-23 20:00 |  | Infusion Pumps; Multitherapy; Syringe | 24485 | ESP | EXCELSIOR MEDICAL CORP | 800 | Purchased
CHRISTIANA |  | HOSPITAL-CH | 0 | 6039 | DE |  | 1996-04-23 20:00 |  | Infusion Pumps; Multitherapy; Syringe | 24612 | ESP | EXCELSIOR MEDICAL CORP | 800 | Purchased
CHRISTIANA |  | HOSPITAL-CH | 0 | 5852 | DE |  | 1996-04-23 20:00 |  | Infusion Pumps; Multitherapy; Syringe | 24441 | ESP | EXCELSIOR MEDICAL CORP | 595 | Purchased
CHRISTIANA |  | HOSPITAL-CH | 0 | 5968 | DE |  | 1996-04-23 20:00 |  | Infusion Pumps; Multitherapy; Syringe | 24409 | ESP | EXCELSIOR MEDICAL CORP | 800
CHRISTIANA |  | HOSPITAL-WH | 0 | 10284 | DE |  | 2000-02-26 19:00 |  | Infusion Pumps; Multitherapy; Syringe | 29561 | ESP | EXCELSIOR MEDICAL CORP | 595
CHRISTIANA |  | HOSPITAL-WH | 0 | 10282 | DE |  | 2000-02-26 19:00 |  | Infusion Pumps; Multitherapy; Syringe | 29579 | ESP | EXCELSIOR MEDICAL CORP | 595
CHRISTIANA |  | HOSPITAL-CH | 0 | 5495 | DE |  | 1996-04-23 20:00 |  | Infusion Pumps; Multitherapy; Syringe | 24549 | ESP | EXCELSIOR MEDICAL CORP | 800 | Purchased
CHRISTIANA |  | HOSPITAL-WH | 0 | 5110 | DE |  | 1996-04-23 20:00 |  | Infusion Pumps; Multitherapy; Syringe | 24188 | ESP | EXCELSIOR MEDICAL CORP | 800
CHRISTIANA |  | HOSPITAL-CH | 0 | 6014 | DE |  | 1996-04-23 20:00 |  | Infusion Pumps; Multitherapy; Syringe | 24351 | ESP | EXCELSIOR MEDICAL CORP | 800 | Purchased
CHRISTIANA |  | HOSPITAL-CH | 0 | 10255 | DE |  | 2000-02-12 19:00 |  | Infusion Pumps; Multitherapy; Syringe | 30213 | ESP | EXCELSIOR MEDICAL CORP | 595
CHRISTIANA |  | HOSPITAL-CH | 0 | 10249 | DE |  | 2000-02-12 19:00 |  | Infusion Pumps; Multitherapy; Syringe | 30215 | ESP | EXCELSIOR MEDICAL CORP | 595
CHRISTIANA |  | HOSPITAL-CH | 0 | 16484 | DE |  | 2006-10-21 20:00 |  | Infusion Pumps; Multitherapy; Syringe | 39127 | ESP | EXCELSIOR MEDICAL CORP | 595 | Purchased
CHRISTIANA |  | HOSPITAL-CH | 0 | 6069 | DE |  | 1996-04-23 20:00 |  | Infusion Pumps; Multitherapy; Syringe | 24500 | ESP | EXCELSIOR MEDICAL CORP | 800 | Purchased
CHRISTIANA |  | HOSPITAL-CH | 0 | 6082 | DE |  | 1996-04-23 20:00 |  | Infusion Pumps; Multitherapy; Syringe | 24503 | ESP | EXCELSIOR MEDICAL CORP | 800 | Purchased
CHRISTIANA |  | HOSPITAL-WH | 0 | 15275 | DE |  | 2001-09-22 20:00 |  | Infusion Pumps; Multitherapy; Syringe | 35414 | ESP | EXCELSIOR MEDICAL CORP | 599.99
CHRISTIANA |  | HOSPITAL-CH | 0 | 5983 | DE |  | 1996-04-23 20:00 |  | Infusion Pumps; Multitherapy; Syringe | 24363 | ESP | EXCELSIOR MEDICAL CORP | 800 | Purchased
CHRISTIANA |  | HOSPITAL-CH | 0 | 11361 | DE |  | 2000-11-15 19:00 |  | Infusion Pumps; Multitherapy; Syringe | 30960 | ESP | EXCELSIOR MEDICAL CORP | 595
CHRISTIANA |  | HOSPITAL-CH | 0 | 11365 | DE |  | 2000-11-15 19:00 |  | Infusion Pumps; Multitherapy; Syringe | 30962 | ESP | EXCELSIOR MEDICAL CORP | 595 | Purchased
CHRISTIANA |  | HOSPITAL-WH | 0 | 2531 | DE |  | 2004-06-29 20:00 |  | Infusion Pumps; Multitherapy; Syringe | 36430 | ESP | EXCELSIOR MEDICAL CORP | 595
CHRISTIANA |  | HOSPITAL-CH | 0 | 10228 | DE |  | 2000-02-20 19:00 |  | Infusion Pumps; Multitherapy; Syringe | 30273 | ESP | EXCELSIOR MEDICAL CORP | 595 | Purchased
CHRISTIANA |  | HOSPITAL-WH | 0 | 5194 | DE |  | 1996-04-23 20:00 |  | Infusion Pumps; Multitherapy; Syringe | 24143 | ESP | EXCELSIOR MEDICAL CORP | 800
CHRISTIANA |  | HOSPITAL-CH | 0 | 6005 | DE |  | 2006-04-05 20:00 |  | Infusion Pumps; Multitherapy; Syringe | 24480 | ESP | EXCELSIOR MEDICAL CORP | 599.99
CHRISTIANA |  | HOSPITAL-CH | 0 | 5895 | DE |  | 1996-04-23 20:00 |  | Infusion Pumps; Multitherapy; Syringe | 24576 | ESP | EXCELSIOR MEDICAL CORP | 800 | Purchased
CHRISTIANA |  | HOSPITAL-CH | 0 | 15520 | DE |  | 2004-05-30 20:00 |  | Infusion Pumps; Multitherapy; Syringe | 36089 | ESP | EXCELSIOR MEDICAL CORP | 595
CHRISTIANA |  | HOSPITAL-CH | 0 | 10281 | DE |  | 2000-02-26 19:00 |  | Infusion Pumps; Multitherapy; Syringe | 29578 | ESP | EXCELSIOR MEDICAL CORP | 595 | Purchased
CHRISTIANA |  | HOSPITAL-CH | 0 | 5055 | DE |  | 1996-04-23 20:00 |  | Infusion Pumps; Multitherapy; Syringe | 24463 | ESP | EXCELSIOR MEDICAL CORP | 800 | Purchased
CHRISTIANA |  | HOSPITAL-CH | 0 | 6049 | DE |  | 1996-04-23 20:00 |  | Infusion Pumps; Multitherapy; Syringe | 24426 | ESP | EXCELSIOR MEDICAL CORP | 800 | Purchased
CHRISTIANA |  | CH-SURGI | 0 | 9160 | DE |  | 1996-04-23 20:00 |  | Infusion Pumps; Multitherapy; Syringe | 28467 | ESP | EXCELSIOR MEDICAL CORP | 800 | Purchased
CHRISTIANA |  | HOSPITAL-CH | 0 | 11420 | DE |  | 2000-11-15 19:00 |  | Infusion Pumps; Multitherapy; Syringe | 30887 | ESP | EXCELSIOR MEDICAL CORP | 595
CHRISTIANA |  | HOSPITAL-CH | 0 | 11345 | DE |  | 2000-11-15 19:00 |  | Infusion Pumps; Multitherapy; Syringe | 29993 | ESP | EXCELSIOR MEDICAL CORP | 595
CHRISTIANA |  | HOSPITAL-CH | 0 | 5996 | DE |  | 1996-04-23 20:00 |  | Infusion Pumps; Multitherapy; Syringe | 24534 | ESP | EXCELSIOR MEDICAL CORP | 800 | Purchased
CHRISTIANA |  | HOSPITAL-WH | 0 | 5905 | DE |  | 1996-04-23 20:00 |  | Infusion Pumps; Multitherapy; Syringe | 24607 | ESP | EXCELSIOR MEDICAL CORP | 800
CHRISTIANA |  | HOSPITAL-CH | 0 | 10252 | DE |  | 2000-02-12 19:00 |  | Infusion Pumps; Multitherapy; Syringe | 30218 | ESP | EXCELSIOR MEDICAL CORP | 595 | Purchased
CHRISTIANA |  | HOSPITAL-CH | 0 | 15551 | DE |  | 2004-05-30 20:00 |  | Infusion Pumps; Multitherapy; Syringe | 36129 | ESP | EXCELSIOR MEDICAL CORP | 595 | Purchased
CHRISTIANA |  | HOSPITAL-CH | 0 | 15549 | DE |  | 2004-05-30 20:00 |  | Infusion Pumps; Multitherapy; Syringe | 36132 | ESP | EXCELSIOR MEDICAL CORP | 595
CHRISTIANA |  | HOSPITAL-CH | 0 | 6060 | DE |  | 1996-04-23 20:00 |  | Infusion Pumps; Multitherapy; Syringe | 24413 | ESP | EXCELSIOR MEDICAL CORP | 800 | Purchased
CHRISTIANA |  | HOSPITAL-CH | 0 | 6048 | DE |  | 1996-04-23 20:00 |  | Infusion Pumps; Multitherapy; Syringe | 24430 | ESP | EXCELSIOR MEDICAL CORP | 800
CHRISTIANA |  | HOSPITAL-CH | 0 | 11337 | DE |  | 2000-11-15 19:00 |  | Infusion Pumps; Multitherapy; Syringe | 30024 | ESP | EXCELSIOR MEDICAL CORP | 595 | Purchased
CHRISTIANA |  | HOSPITAL-CH | 0 | 11368 | DE |  | 2000-11-15 19:00 |  | Infusion Pumps; Multitherapy; Syringe | 30959 | ESP | EXCELSIOR MEDICAL CORP | 595 | Purchased
CHRISTIANA |  | HOSPITAL-CH | 0 | 11362 | DE |  | 2000-11-15 19:00 |  | Infusion Pumps; Multitherapy; Syringe | 30961 | ESP | EXCELSIOR MEDICAL CORP | 595
CHRISTIANA |  | HOSPITAL-CH | 0 | 5472 | DE |  | 1996-04-23 20:00 |  | Infusion Pumps; Multitherapy; Syringe | 24545 | ESP | EXCELSIOR MEDICAL CORP | 800 | Purchased
CHRISTIANA |  | HOSPITAL-CH | 0 | 5928 | DE |  | 1996-04-23 20:00 |  | Infusion Pumps; Multitherapy; Syringe | 24478 | ESP | EXCELSIOR MEDICAL CORP | 800 | Purchased
CHRISTIANA |  | HOSPITAL-CH | 0 | 5463 | DE |  | 1996-04-23 20:00 |  | Infusion Pumps; Multitherapy; Syringe | 24395 | ESP | EXCELSIOR MEDICAL CORP | 800
CHRISTIANA |  | HOSPITAL-WH | 0 | 6029 | DE |  | 1996-04-23 20:00 |  | Infusion Pumps; Multitherapy; Syringe | 24634 | ESP | EXCELSIOR MEDICAL CORP | 800
CHRISTIANA |  | HOSPITAL-CH | 0 | 10227 | DE |  | 2000-02-20 19:00 |  | Infusion Pumps; Multitherapy; Syringe | 30272 | ESP | EXCELSIOR MEDICAL CORP | 595 | Purchased
CHRISTIANA |  | HOSPITAL-WH | 0 | 5193 | DE |  | 1996-04-23 20:00 |  | Infusion Pumps; Multitherapy; Syringe | 24142 | ESP | EXCELSIOR MEDICAL CORP | 800
CHRISTIANA |  | HOSPITAL-WH | 0 | 5188 | DE |  | 1996-04-23 20:00 |  | Infusion Pumps; Multitherapy; Syringe | 24144 | ESP | EXCELSIOR MEDICAL CORP | 800
CHRISTIANA |  | HOSPITAL-CH | 0 | 5927 | DE |  | 1996-04-23 20:00 |  | Infusion Pumps; Multitherapy; Syringe | 24448 | ESP | EXCELSIOR MEDICAL CORP | 800 | Purchased
CHRISTIANA |  | HOSPITAL-CH | 0 | 6016 | DE |  | 1996-04-23 20:00 |  | Infusion Pumps; Multitherapy; Syringe | 24561 | ESP | EXCELSIOR MEDICAL CORP | 800
CHRISTIANA |  | HOSPITAL-CH | 0 | 15521 | DE |  | 2004-05-30 20:00 |  | Infusion Pumps; Multitherapy; Syringe | 36088 | ESP | EXCELSIOR MEDICAL CORP | 595 | Purchased
CHRISTIANA |  | HOSPITAL-CH | 0 | 15522 | DE |  | 2004-05-30 20:00 |  | Infusion Pumps; Multitherapy; Syringe | 36091 | ESP | EXCELSIOR MEDICAL CORP | 595 | Purchased
CHRISTIANA |  | HOSPITAL-CH | 0 | 6074 | DE |  | 1996-04-23 20:00 |  | Infusion Pumps; Multitherapy; Syringe | 24520 | ESP | EXCELSIOR MEDICAL CORP | 800 | Purchased
CHRISTIANA |  | HOSPITAL-CH | 0 | 11344 | DE |  | 2000-11-15 19:00 |  | Infusion Pumps; Multitherapy; Syringe | 29992 | ESP | EXCELSIOR MEDICAL CORP | 595 | Purchased
CHRISTIANA |  | HOSPITAL-CH | 0 | 11320 | DE |  | 2000-11-15 19:00 |  | Infusion Pumps; Multitherapy; Syringe | 29994 | ESP | EXCELSIOR MEDICAL CORP | 595
CHRISTIANA |  | HOSPITAL-CH | 0 | 5157 | DE |  | 1996-04-23 20:00 |  | Infusion Pumps; Multitherapy; Syringe | 25967 | ESP | EXCELSIOR MEDICAL CORP | 800 | Purchased
CHRISTIANA |  | HOSPITAL-WH | 0 | 5211 | DE |  | 1996-04-27 20:00 |  | Infusion Pumps; Multitherapy; Syringe | 23959 | ESP | EXCELSIOR MEDICAL CORP | 800
CHRISTIANA |  | HOSPITAL-CH | 0 | 5877 | DE |  | 1996-04-23 20:00 |  | Infusion Pumps; Multitherapy; Syringe | 24400 | ESP | EXCELSIOR MEDICAL CORP | 800 | Purchased
CHRISTIANA |  | HOSPITAL-CH | 0 | 10247 | DE |  | 2000-02-12 19:00 |  | Infusion Pumps; Multitherapy; Syringe | 30217 | ESP | EXCELSIOR MEDICAL CORP | 595
CHRISTIANA |  | HOSPITAL-CH | 0 | 10251 | DE |  | 2000-02-12 19:00 |  | Infusion Pumps; Multitherapy; Syringe | 30219 | ESP | EXCELSIOR MEDICAL CORP | 595
CHRISTIANA |  | HOSPITAL-CH | 0 | 15552 | DE |  | 2004-05-30 20:00 |  | Infusion Pumps; Multitherapy; Syringe | 36131 | ESP | EXCELSIOR MEDICAL CORP | 595 | Purchased
CHRISTIANA |  | HOSPITAL-CH | 0 | 6092 | DE |  | 1996-04-23 20:00 |  | Infusion Pumps; Multitherapy; Syringe | 24506 | ESP | EXCELSIOR MEDICAL CORP | 800 | Purchased
CHRISTIANA |  | HOSPITAL-CH | 0 | 6880 | DE |  | 1996-04-23 20:00 |  | Infusion Pumps; Multitherapy; Syringe | 24466 | ESP | EXCELSIOR MEDICAL CORP | 800 | Purchased
CHRISTIANA |  | HOSPITAL-WH | 0 | 5889 | DE |  | 1996-04-23 20:00 |  | Infusion Pumps; Multitherapy; Syringe | 24621 | ESP | EXCELSIOR MEDICAL CORP | 800
CHRISTIANA |  | HOSPITAL-CH | 0 | 11407 | DE |  | 2000-11-15 19:00 |  | Infusion Pumps; Multitherapy; Syringe | 30982 | ESP | EXCELSIOR MEDICAL CORP | 595 | Purchased
CHRISTIANA |  | HOSPITAL-CH | 0 | 11364 | DE |  | 2000-11-15 19:00 |  | Infusion Pumps; Multitherapy; Syringe | 30964 | ESP | EXCELSIOR MEDICAL CORP | 595 | Purchased
CHRISTIANA |  | HOSPITAL-CH | 0 | 16182 | DE |  | 2004-06-29 20:00 |  | Infusion Pumps; Multitherapy; Syringe | 38101 | ESP | EXCELSIOR MEDICAL CORP | 595 | Purchased
CHRISTIANA |  | HOSPITAL-WH | 0 | 5103 | DE |  | 1996-04-23 20:00 |  | Infusion Pumps; Multitherapy; Syringe | 24199 | ESP | EXCELSIOR MEDICAL CORP | 800
CHRISTIANA |  | HOSPITAL-CH | 0 | 5483 | DE |  | 1996-04-23 20:00 |  | Infusion Pumps; Multitherapy; Syringe | 24389 | ESP | EXCELSIOR MEDICAL CORP | 800 | Purchased
CHRISTIANA |  | HOSPITAL-CH | 0 | 16024 | DE |  | 2004-06-29 20:00 |  | Infusion Pumps; Multitherapy; Syringe | 38115 | ESP | EXCELSIOR MEDICAL CORP | 595 | Purchased
CHRISTIANA |  | HOSPITAL-WH | 0 | 5187 | DE |  | 1996-04-23 20:00 |  | Infusion Pumps; Multitherapy; Syringe | 24145 | ESP | EXCELSIOR MEDICAL CORP | 800
CHRISTIANA |  | HOSPITAL-CH | 0 | 5492 | DE |  | 1996-04-23 20:00 |  | Infusion Pumps; Multitherapy; Syringe | 24375 | ESP | EXCELSIOR MEDICAL CORP | 800 | Purchased
CHRISTIANA |  | HOSPITAL-CH | 0 | 5962 | DE |  | 1996-04-23 20:00 |  | Infusion Pumps; Multitherapy; Syringe | 25766 | ESP | EXCELSIOR MEDICAL CORP | 800
CHRISTIANA |  | HOSPITAL-CH | 0 | 5599 | DE |  | 1996-04-23 20:00 |  | Infusion Pumps; Multitherapy; Syringe | 24454 | ESP | EXCELSIOR MEDICAL CORP | 800 | Purchased
CHRISTIANA |  | HOSPITAL-WH | 0 | 5197 | DE |  | 1996-04-23 20:00 |  | Infusion Pumps; Multitherapy; Syringe | 24165 | ESP | EXCELSIOR MEDICAL CORP | 800
CHRISTIANA |  | HOSPITAL-CH | 0 | 5348 | DE |  | 1996-04-23 20:00 |  | Infusion Pumps; Multitherapy; Syringe | 24450 | ESP | EXCELSIOR MEDICAL CORP | 800 | Purchased
CHRISTIANA |  | HOSPITAL-CH | 0 | 15277 | DE |  | 2001-09-22 20:00 |  | Infusion Pumps; Multitherapy; Syringe | 35433 | ESP | EXCELSIOR MEDICAL CORP | 599.99 | Purchased
CHRISTIANA |  | HOSPITAL-CH | 0 | 15523 | DE |  | 2004-05-30 20:00 |  | Infusion Pumps; Multitherapy; Syringe | 36090 | ESP | EXCELSIOR MEDICAL CORP | 595
CHRISTIANA |  | HOSPITAL-WH | 0 | 5191 | DE |  | 1996-04-23 20:00 |  | Infusion Pumps; Multitherapy; Syringe | 24181 | ESP | EXCELSIOR MEDICAL CORP | 800
CHRISTIANA |  | HOSPITAL-WH | 0 | 5130 | DE |  | 1996-04-23 20:00 |  | Infusion Pumps; Multitherapy; Syringe | 24183 | ESP | EXCELSIOR MEDICAL CORP | 800
CHRISTIANA |  | HOSPITAL-CH | 0 | 5475 | DE |  | 1996-04-23 20:00 |  | Infusion Pumps; Multitherapy; Syringe | 24540 | ESP | EXCELSIOR MEDICAL CORP | 800 | Purchased
CHRISTIANA |  | HOSPITAL-WH | 0 | 6030 | DE |  | 1996-04-23 20:00 |  | Infusion Pumps; Multitherapy; Syringe | 24433 | ESP | EXCELSIOR MEDICAL CORP | 800
CHRISTIANA |  | HOSPITAL-CH | 0 | 11424 | DE |  | 2000-11-15 19:00 |  | Infusion Pumps; Multitherapy; Syringe | 30889 | ESP | EXCELSIOR MEDICAL CORP | 595
CHRISTIANA |  | HOSPITAL-CH | 0 | 11429 | DE |  | 2000-11-15 19:00 |  | Infusion Pumps; Multitherapy; Syringe | 30892 | ESP | EXCELSIOR MEDICAL CORP | 595
CHRISTIANA |  | HOSPITAL-CH | 0 | 11330 | DE |  | 2000-11-15 19:00 |  | Infusion Pumps; Multitherapy; Syringe | 29995 | ESP | EXCELSIOR MEDICAL CORP | 595 | Purchased
CHRISTIANA |  | HOSPITAL-CH | 0 | 11327 | DE |  | 2000-11-15 19:00 |  | Infusion Pumps; Multitherapy; Syringe | 29997 | ESP | EXCELSIOR MEDICAL CORP | 595 | Purchased
CHRISTIANA |  | HOSPITAL-CH | 0 | 6046 | DE |  | 1996-04-23 20:00 |  | Infusion Pumps; Multitherapy; Syringe | 24619 | ESP | EXCELSIOR MEDICAL CORP | 800 | Purchased
CHRISTIANA |  | HOSPITAL-CH | 0 | 5546 | DE |  | 1996-04-23 20:00 |  | Infusion Pumps; Multitherapy; Syringe | 24618 | ESP | EXCELSIOR MEDICAL CORP | 800 | Purchased
CHRISTIANA |  | HOSPITAL-CH | 0 | 16491 | DE |  | 2006-10-21 20:00 |  | Infusion Pumps; Multitherapy; Syringe | 39122 | ESP | EXCELSIOR MEDICAL CORP | 595
CHRISTIANA |  | HOSPITAL-CH | 0 | 6053 | DE |  | 1996-04-23 20:00 |  | Infusion Pumps; Multitherapy; Syringe | 24489 | ESP | EXCELSIOR MEDICAL CORP | 800
CHRISTIANA |  | HOSPITAL-CH | 0 | 5991 | DE |  | 1996-04-23 20:00 |  | Infusion Pumps; Multitherapy; Syringe | 24602 | ESP | EXCELSIOR MEDICAL CORP | 800 | Purchased
CHRISTIANA |  | HOSPITAL-CH | 0 | 15544 | DE |  | 2004-05-30 20:00 |  | Infusion Pumps; Multitherapy; Syringe | 36134 | ESP | EXCELSIOR MEDICAL CORP | 595 | Purchased
CHRISTIANA |  | HOSPITAL-CH | 0 | 15537 | DE |  | 2004-05-30 20:00 |  | Infusion Pumps; Multitherapy; Syringe | 36136 | ESP | EXCELSIOR MEDICAL CORP | 595 | Purchased
CHRISTIANA |  | HOSPITAL-CH | 0 | 10273 | DE |  | 2000-02-26 19:00 |  | Infusion Pumps; Multitherapy; Syringe | 29570 | ESP | EXCELSIOR MEDICAL CORP | 595 | Purchased
CHRISTIANA |  | HOSPITAL-CH | 0 | 5892 | DE |  | 1996-04-23 20:00 |  | Infusion Pumps; Multitherapy; Syringe | 24374 | ESP | EXCELSIOR MEDICAL CORP | 800 | Purchased
CHRISTIANA |  | HOSPITAL-CH | 0 | 5939 | DE |  | 1996-04-23 20:00 |  | Infusion Pumps; Multitherapy; Syringe | 24417 | ESP | EXCELSIOR MEDICAL CORP | 800
CHRISTIANA |  | HOSPITAL-CH | 0 | 5921 | DE |  | 1996-04-23 20:00 |  | Infusion Pumps; Multitherapy; Syringe | 52889 | ESP | EXCELSIOR MEDICAL CORP | 800
CHRISTIANA |  | HOSPITAL-CH | 0 | 11409 | DE |  | 2000-11-15 19:00 |  | Infusion Pumps; Multitherapy; Syringe | 30981 | ESP | EXCELSIOR MEDICAL CORP | 595
CHRISTIANA |  | HOSPITAL-CH | 0 | 11408 | DE |  | 2000-11-15 19:00 |  | Infusion Pumps; Multitherapy; Syringe | 30983 | ESP | EXCELSIOR MEDICAL CORP | 595 | Purchased
CHRISTIANA |  | HOSPITAL-CH | 0 | 11366 | DE |  | 2000-11-15 19:00 |  | Infusion Pumps; Multitherapy; Syringe | 30963 | ESP | EXCELSIOR MEDICAL CORP | 595 | Purchased
CHRISTIANA |  | HOSPITAL-WH | 0 | 5138 | DE |  | 1996-04-23 20:00 |  | Infusion Pumps; Multitherapy; Syringe | 24198 | ESP | EXCELSIOR MEDICAL CORP | 800
CHRISTIANA |  | HOSPITAL-CH | 0 | 6062 | DE |  | 1996-04-23 20:00 |  | Infusion Pumps; Multitherapy; Syringe | 24524 | ESP | EXCELSIOR MEDICAL CORP | 800 | Purchased
CHRISTIANA |  | HOSPITAL-CH | 0 | 15512 | DE |  | 2004-05-30 20:00 |  | Infusion Pumps; Multitherapy; Syringe | 36068 | ESP | EXCELSIOR MEDICAL CORP | 595 | Purchased
CHRISTIANA |  | HOSPITAL-CH | 0 | 5217 | DE |  | 1996-04-23 20:00 |  | Infusion Pumps; Multitherapy; Syringe | 26084 | ESP | EXCELSIOR MEDICAL CORP | 800
CHRISTIANA |  | HOSPITAL-WH | 0 | 5205 | DE |  | 1996-04-23 20:00 |  | Infusion Pumps; Multitherapy; Syringe | 24146 | ESP | EXCELSIOR MEDICAL CORP | 800
CHRISTIANA |  | HOSPITAL-WH | 0 | 10280 | DE |  | 1996-04-23 20:00 |  | Infusion Pumps; Multitherapy; Syringe | 42251 | ESP | EXCELSIOR MEDICAL CORP | 595
CHRISTIANA |  | HOSPITAL-CH | 0 | 5883 | DE |  | 1996-04-23 20:00 |  | Infusion Pumps; Multitherapy; Syringe | 24492 | ESP | EXCELSIOR MEDICAL CORP | 800 | Purchased
CHRISTIANA |  | HOSPITAL-CH | 0 | 5876 | DE |  | 1996-04-23 20:00 |  | Infusion Pumps; Multitherapy; Syringe | 24403 | ESP | EXCELSIOR MEDICAL CORP | 800
CHRISTIANA |  | HOSPITAL-WH | 0 | 5198 | DE |  | 1996-04-24 20:00 |  | Infusion Pumps; Multitherapy; Syringe | 45161 | ESP | EXCELSIOR MEDICAL CORP | 800
CHRISTIANA |  | HOSPITAL-WH | 0 | 5204 | DE |  | 1996-04-23 20:00 |  | Infusion Pumps; Multitherapy; Syringe | 24166 | ESP | EXCELSIOR MEDICAL CORP | 800
CHRISTIANA |  | HOSPITAL-CH | 0 | 5957 | DE |  | 1996-04-23 20:00 |  | Infusion Pumps; Multitherapy; Syringe | 24510 | ESP | EXCELSIOR MEDICAL CORP | 800 | Purchased
CHRISTIANA |  | HOSPITAL-CH | 0 | 15928 | DE |  | 2006-01-04 19:00 |  | Infusion Pumps; Multitherapy; Syringe | 38125 | ESP | EXCELSIOR MEDICAL CORP | 595
CHRISTIANA |  | HOSPITAL-CH | 0 | 15554 | DE |  | 2004-05-30 20:00 |  | Infusion Pumps; Multitherapy; Syringe | 36092 | ESP | EXCELSIOR MEDICAL CORP | 595 | Purchased
CHRISTIANA |  | HOSPITAL-CH | 0 | 13224 | DE |  | 2001-09-22 20:00 |  | Infusion Pumps; Multitherapy; Syringe | 31851 | ESP | EXCELSIOR MEDICAL CORP | 599.99 | Purchased
CHRISTIANA |  | HOSPITAL-WH | 0 | 5131 | DE |  | 1996-04-23 20:00 |  | Infusion Pumps; Multitherapy; Syringe | 24182 | ESP | EXCELSIOR MEDICAL CORP | 800
CHRISTIANA |  | HOSPITAL-CH | 0 | 6004 | DE |  | 1996-04-23 20:00 |  | Infusion Pumps; Multitherapy; Syringe | 24359 | ESP | EXCELSIOR MEDICAL CORP | 800 | Purchased
CHRISTIANA |  | HOSPITAL-CH | 0 | 5164 | DE |  | 1996-04-23 20:00 |  | Infusion Pumps; Multitherapy; Syringe | 26093 | ESP | EXCELSIOR MEDICAL CORP | 800
CHRISTIANA |  | HOSPITAL-CH | 0 | 11419 | DE |  | 2000-11-15 19:00 |  | Infusion Pumps; Multitherapy; Syringe | 30888 | ESP | EXCELSIOR MEDICAL CORP | 595 | Purchased
CHRISTIANA |  | HOSPITAL-CH | 0 | 11430 | DE |  | 2000-11-15 19:00 |  | Infusion Pumps; Multitherapy; Syringe | 30891 | ESP | EXCELSIOR MEDICAL CORP | 595 | Purchased
CHRISTIANA |  | HOSPITAL-CH | 0 | 11329 | DE |  | 2000-11-15 19:00 |  | Infusion Pumps; Multitherapy; Syringe | 29996 | ESP | EXCELSIOR MEDICAL CORP | 595 | Purchased
CHRISTIANA |  | HOSPITAL-CH | 0 | 11328 | DE |  | 2000-11-15 19:00 |  | Infusion Pumps; Multitherapy; Syringe | 29998 | ESP | EXCELSIOR MEDICAL CORP | 595 | Purchased
CHRISTIANA |  | HOSPITAL-CH | 0 | 16490 | DE |  | 2006-10-21 20:00 |  | Infusion Pumps; Multitherapy; Syringe | 39121 | ESP | EXCELSIOR MEDICAL CORP | 595 | Purchased
CHRISTIANA |  | HOSPITAL-CH | 0 | 15531 | DE |  | 2004-05-30 20:00 |  | Infusion Pumps; Multitherapy; Syringe | 36133 | ESP | EXCELSIOR MEDICAL CORP | 595
CHRISTIANA |  | HOSPITAL-CH | 0 | 15553 | DE |  | 2004-05-30 20:00 |  | Infusion Pumps; Multitherapy; Syringe | 36135 | ESP | EXCELSIOR MEDICAL CORP | 595 | Purchased
CHRISTIANA |  | HOSPITAL-CH | 0 | 11417 | DE |  | 2000-11-15 19:00 |  | Infusion Pumps; Multitherapy; Syringe | 30984 | ESP | EXCELSIOR MEDICAL CORP | 595 | Purchased
CHRISTIANA |  | HOSPITAL-CH | 0 | 11416 | DE |  | 2000-11-15 19:00 |  | Infusion Pumps; Multitherapy; Syringe | 30986 | ESP | EXCELSIOR MEDICAL CORP | 595 | Purchased
CHRISTIANA |  | HOSPITAL-CH | 0 | 11413 | DE |  | 2000-11-15 19:00 |  | Infusion Pumps; Multitherapy; Syringe | 30988 | ESP | EXCELSIOR MEDICAL CORP | 595 | Purchased
CHRISTIANA |  | HOSPITAL-CH | 0 | 6324 | DE |  | 1996-04-23 20:00 |  | Infusion Pumps; Multitherapy; Syringe | 24644 | ESP | EXCELSIOR MEDICAL CORP | 800 | Purchased
CHRISTIANA |  | HOSPITAL-CH | 0 | 16577 | DE |  | 2006-10-21 20:00 |  | Infusion Pumps; Multitherapy; Syringe | 39192 | ESP | EXCELSIOR MEDICAL CORP | 595 | Purchased
CHRISTIANA |  | HOSPITAL-CH | 0 | 16574 | DE |  | 2006-10-21 20:00 |  | Infusion Pumps; Multitherapy; Syringe | 39194 | ESP | EXCELSIOR MEDICAL CORP | 595
CHRISTIANA |  | WH SURGI | 0 | 21554 | DE |  | 2013-09-05 20:00 |  | Infusion Pumps; Multitherapy; Syringe | 50280 | ESP | EXCELSIOR MEDICAL CORP | 595
CHRISTIANA |  | HOSPITAL-WH | 0 | 5134 | DE |  | 1996-04-23 20:00 |  | Infusion Pumps; Multitherapy; Syringe | 24201 | ESP | EXCELSIOR MEDICAL CORP | 800
CHRISTIANA |  | HOSPITAL-WH | 0 | 5100 | DE |  | 1996-04-23 20:00 |  | Infusion Pumps; Multitherapy; Syringe | 24203 | ESP | EXCELSIOR MEDICAL CORP | 800
CHRISTIANA |  | HOSPITAL-CH | 0 | 5974 | DE |  | 1996-04-23 20:00 |  | Infusion Pumps; Multitherapy; Syringe | 24438 | ESP | EXCELSIOR MEDICAL CORP | 800 | Purchased
CHRISTIANA |  | HOSPITAL-CH | 0 | 15513 | DE |  | 2004-05-30 20:00 |  | Infusion Pumps; Multitherapy; Syringe | 36069 | ESP | EXCELSIOR MEDICAL CORP | 595 | Purchased
CHRISTIANA |  | HOSPITAL-WH | 0 | 11315 | DE |  | 2000-11-15 19:00 |  | Infusion Pumps; Multitherapy; Syringe | 30017 | ESP | EXCELSIOR MEDICAL CORP | 595
CHRISTIANA |  | HOSPITAL-WH | 0 | 11317 | DE |  | 2000-11-15 19:00 |  | Infusion Pumps; Multitherapy; Syringe | 30019 | ESP | EXCELSIOR MEDICAL CORP | 595
CHRISTIANA |  | HOSPITAL-WH | 0 | 5189 | DE |  | 1996-04-23 20:00 |  | Infusion Pumps; Multitherapy; Syringe | 24168 | ESP | EXCELSIOR MEDICAL CORP | 800
CHRISTIANA |  | HOSPITAL-WH | 0 | 5202 | DE |  | 1996-04-23 20:00 |  | Infusion Pumps; Multitherapy; Syringe | 24170 | ESP | EXCELSIOR MEDICAL CORP | 800
CHRISTIANA |  | HOSPITAL-CH | 0 | 5898 | DE |  | 1996-04-23 20:00 |  | Infusion Pumps; Multitherapy; Syringe | 24370 | ESP | EXCELSIOR MEDICAL CORP | 800 | Purchased
CHRISTIANA |  | HOSPITAL-CH | 0 | 6038 | DE |  | 1996-04-23 20:00 |  | Infusion Pumps; Multitherapy; Syringe | 24423 | ESP | EXCELSIOR MEDICAL CORP | 800 | Purchased
CHRISTIANA |  |  | 0 | 13223 | DE |  | 2001-09-22 20:00 |  | Infusion Pumps; Multitherapy; Syringe | 31852 | ESP | EXCELSIOR MEDICAL CORP | 599.99
CHRISTIANA |  | HOSPITAL-WH | 0 | 5120 | DE |  | 1996-04-23 20:00 |  | Infusion Pumps; Multitherapy; Syringe | 24185 | ESP | EXCELSIOR MEDICAL CORP | 800
CHRISTIANA |  | HOSPITAL-CH | 0 | 5123 | DE |  | 1996-04-23 20:00 |  | Infusion Pumps; Multitherapy; Syringe | 24187 | ESP | EXCELSIOR MEDICAL CORP | 800
CHRISTIANA |  | HOSPITAL-CH | 0 | 5906 | DE |  | 1996-04-23 20:00 |  | Infusion Pumps; Multitherapy; Syringe | 24472 | ESP | EXCELSIOR MEDICAL CORP | 800 | Purchased
CHRISTIANA |  | HOSPITAL-CH | 0 | 11431 | DE |  | 2000-11-15 19:00 |  | Infusion Pumps; Multitherapy; Syringe | 30894 | ESP | EXCELSIOR MEDICAL CORP | 595
CHRISTIANA |  | HOSPITAL-CH | 0 | 11433 | DE |  | 2000-11-15 19:00 |  | Infusion Pumps; Multitherapy; Syringe | 30896 | ESP | EXCELSIOR MEDICAL CORP | 595 | Purchased
CHRISTIANA |  | HOSPITAL-CH | 0 | 11326 | DE |  | 2000-11-15 19:00 |  | Infusion Pumps; Multitherapy; Syringe | 29999 | ESP | EXCELSIOR MEDICAL CORP | 595 | Purchased
CHRISTIANA |  | HOSPITAL-CH | 0 | 16487 | DE |  | 2006-10-21 20:00 |  | Infusion Pumps; Multitherapy; Syringe | 39124 | ESP | EXCELSIOR MEDICAL CORP | 595 | Purchased
CHRISTIANA |  | HOSPITAL-WH | 0 | 6102 | DE |  | 1996-04-24 20:00 |  | Infusion Pumps; Multitherapy; Syringe | 45160 | ESP | EXCELSIOR MEDICAL CORP | 800
CHRISTIANA |  | HOSPITAL-CH | 0 | 5142 | DE |  | 1996-04-23 20:00 |  | Infusion Pumps; Multitherapy; Syringe | 26088 | ESP | EXCELSIOR MEDICAL CORP | 800 | Purchased
CHRISTIANA |  | HOSPITAL-CH | 0 | 5914 | DE |  | 1996-04-23 20:00 |  | Infusion Pumps; Multitherapy; Syringe | 24568 | ESP | EXCELSIOR MEDICAL CORP | 800
CHRISTIANA |  | HOSPITAL-CH | 0 | 10275 | DE |  | 2000-02-26 19:00 |  | Infusion Pumps; Multitherapy; Syringe | 29568 | ESP | EXCELSIOR MEDICAL CORP | 595 | Purchased
CHRISTIANA |  | HOSPITAL-CH | 0 | 10279 | DE |  | 2000-02-26 19:00 |  | Infusion Pumps; Multitherapy; Syringe | 29564 | ESP | EXCELSIOR MEDICAL CORP | 595
CHRISTIANA |  | HOSPITAL-CH | 0 | 5919 | DE |  | 1996-04-23 20:00 |  | Infusion Pumps; Multitherapy; Syringe | 24367 | ESP | EXCELSIOR MEDICAL CORP | 800 | Purchased
CHRISTIANA |  | HOSPITAL-CH | 0 | 5955 | DE |  | 1996-04-23 20:00 |  | Infusion Pumps; Multitherapy; Syringe | 24354 | ESP | EXCELSIOR MEDICAL CORP | 800 | Purchased
CHRISTIANA |  | HOSPITAL-CH | 0 | 5864 | DE |  | 1996-04-23 20:00 |  | Infusion Pumps; Multitherapy; Syringe | 24625 | ESP | EXCELSIOR MEDICAL CORP | 800 | Purchased
CHRISTIANA |  | HOSPITAL-CH | 0 | 11418 | DE |  | 2000-11-15 19:00 |  | Infusion Pumps; Multitherapy; Syringe | 30985 | ESP | EXCELSIOR MEDICAL CORP | 595 | Purchased
CHRISTIANA |  | HOSPITAL-CH | 0 | 11415 | DE |  | 2000-11-15 19:00 |  | Infusion Pumps; Multitherapy; Syringe | 30987 | ESP | EXCELSIOR MEDICAL CORP | 595 | Purchased
CHRISTIANA |  | HOSPITAL-CH | 0 | 10237 | DE |  | 2000-02-20 19:00 |  | Infusion Pumps; Multitherapy; Syringe | 30266 | ESP | EXCELSIOR MEDICAL CORP | 595 | Purchased
CHRISTIANA |  | HOSPITAL-CH | 0 | 5159 | DE |  | 1996-04-23 20:00 |  | Infusion Pumps; Multitherapy; Syringe | 25970 | ESP | EXCELSIOR MEDICAL CORP | 800 | Purchased
CHRISTIANA |  | HOSPITAL-CH | 0 | 16575 | DE |  | 2006-10-21 20:00 |  | Infusion Pumps; Multitherapy; Syringe | 39193 | ESP | EXCELSIOR MEDICAL CORP | 595 | Purchased
CHRISTIANA |  | HOSPITAL-CH | 0 | 16561 | DE |  | 2006-10-21 20:00 |  | Infusion Pumps; Multitherapy; Syringe | 39195 | ESP | EXCELSIOR MEDICAL CORP | 595
CHRISTIANA |  |  | 0 | 5102 | DE |  | 1996-04-23 20:00 |  | Infusion Pumps; Multitherapy; Syringe | 24200 | ESP | EXCELSIOR MEDICAL CORP | 800 | Purchased
CHRISTIANA |  | HOSPITAL-WH | 0 | 5135 | DE |  | 1996-04-23 20:00 |  | Infusion Pumps; Multitherapy; Syringe | 24202 | ESP | EXCELSIOR MEDICAL CORP | 800
CHRISTIANA |  | HOSPITAL-CH | 0 | 6050 | DE |  | 1996-04-23 20:00 |  | Infusion Pumps; Multitherapy; Syringe | 24630 | ESP | EXCELSIOR MEDICAL CORP | 800 | Purchased
CHRISTIANA |  | HOSPITAL-CH | 0 | 6073 | DE |  | 1996-04-23 20:00 |  | Infusion Pumps; Multitherapy; Syringe | 24527 | ESP | EXCELSIOR MEDICAL CORP | 800
CHRISTIANA |  | HOSPITAL-CH | 0 | 11316 | DE |  | 2000-11-15 19:00 |  | Infusion Pumps; Multitherapy; Syringe | 30018 | ESP | EXCELSIOR MEDICAL CORP | 595 | Purchased
CHRISTIANA |  | HOSPITAL-WH | 0 | 5190 | DE |  | 1996-04-23 20:00 |  | Infusion Pumps; Multitherapy; Syringe | 24169 | ESP | EXCELSIOR MEDICAL CORP | 800
CHRISTIANA |  | HOSPITAL-CH | 0 | 5201 | DE |  | 1996-04-23 20:00 |  | Infusion Pumps; Multitherapy; Syringe | 24171 | ESP | EXCELSIOR MEDICAL CORP | 800
CHRISTIANA |  | HOSPITAL-CH | 0 | 5480 | DE |  | 1996-04-23 20:00 |  | Infusion Pumps; Multitherapy; Syringe | 24554 | ESP | EXCELSIOR MEDICAL CORP | 800
CHRISTIANA |  | HOSPITAL-CH | 0 | 6009 | DE |  | 1996-04-23 20:00 |  | Infusion Pumps; Multitherapy; Syringe | 24584 | ESP | EXCELSIOR MEDICAL CORP | 800 | Purchased
CHRISTIANA |  | HOSPITAL-WH | 0 | 5121 | DE |  | 1996-04-23 20:00 |  | Infusion Pumps; Multitherapy; Syringe | 24184 | ESP | EXCELSIOR MEDICAL CORP | 800
CHRISTIANA |  | HOSPITAL-WH | 0 | 5122 | DE |  | 1996-04-23 20:00 |  | Infusion Pumps; Multitherapy; Syringe | 24186 | ESP | EXCELSIOR MEDICAL CORP | 800
CHRISTIANA |  | HOSPITAL-CH | 0 | 16180 | DE |  | 2004-06-29 20:00 |  | Infusion Pumps; Multitherapy; Syringe | 38103 | ESP | EXCELSIOR MEDICAL CORP | 595 | Purchased
CHRISTIANA |  | HOSPITAL-WH | 0 | 15495 | DE |  | 2004-06-29 20:00 |  | Infusion Pumps; Multitherapy; Syringe | 36421 | ESP | EXCELSIOR MEDICAL CORP | 595
CHRISTIANA |  | HOSPITAL-CH | 0 | 11432 | DE |  | 2000-11-15 19:00 |  | Infusion Pumps; Multitherapy; Syringe | 30893 | ESP | EXCELSIOR MEDICAL CORP | 595 | Purchased
CHRISTIANA |  | HOSPITAL-CH | 0 | 11422 | DE |  | 2000-11-15 19:00 |  | Infusion Pumps; Multitherapy; Syringe | 30895 | ESP | EXCELSIOR MEDICAL CORP | 595 | Purchased
CHRISTIANA |  | HOSPITAL-CH | 0 | 16486 | DE |  | 2006-10-21 20:00 |  | Infusion Pumps; Multitherapy; Syringe | 39123 | ESP | EXCELSIOR MEDICAL CORP | 595 | Purchased
CHRISTIANA |  | HOSPITAL-CH | 0 | 16494 | DE |  | 2006-10-21 20:00 |  | Infusion Pumps; Multitherapy; Syringe | 39125 | ESP | EXCELSIOR MEDICAL CORP | 595 | Purchased
CHRISTIANA |  | HOSPITAL-WH | 0 | NONE | DE |  | 1996-04-24 20:00 |  | Infusion Pumps; Multitherapy; Syringe | 45159 | ESP | EXCELSIOR MEDICAL CORP | 800
CHRISTIANA |  | HOSPITAL-CH | 0 | 15536 | DE |  | 2004-05-30 20:00 |  | Infusion Pumps; Multitherapy; Syringe | 36137 | ESP | EXCELSIOR MEDICAL CORP | 595
CHRISTIANA |  | HOSPITAL-CH | 0 | 10276 | DE |  | 2000-02-26 19:00 |  | Infusion Pumps; Multitherapy; Syringe | 29569 | ESP | EXCELSIOR MEDICAL CORP | 595 | Purchased
CHRISTIANA |  | HOSPITAL-CH | 0 | 10277 ????? | DE |  | 2000-02-26 19:00 |  | Infusion Pumps; Multitherapy; Syringe | 29567 | ESP | EXCELSIOR MEDICAL CORP | 595 | Purchased
CHRISTIANA |  |  | 0 | 10286 | DE |  | 2000-02-26 19:00 |  | Infusion Pumps; Multitherapy; Syringe | 29563 | ESP | EXCELSIOR MEDICAL CORP | 595 | Purchased
CHRISTIANA |  | HOSPITAL-CH | 0 | 5600 | DE |  | 1996-04-23 20:00 |  | Infusion Pumps; Multitherapy; Syringe | 24455 | ESP | EXCELSIOR MEDICAL CORP | 800
CHRISTIANA |  | WH SURGI | 0 | 013-026 | DE |  |  |  | Lasers; Carbon Dioxide; Surgical/Dermatologic | 28000 | 150 XJ | SHARPLAN LASERS INC | 91900
CHRISTIANA |  | HOSPITAL-CH | 0 | Z5H4447B | DE |  |  |  | Electrosurgical Units | 23233 | FORCE 1C | VALLEYLAB DIV TYCO HEALTHCARE GROUP LP | 3900
CHRISTIANA |  | CH-SURGI | 0 | 1341294 | DE |  |  |  | Electrosurgical Units | 22200 | ESU 100L M/M | ELMED INC | 2700
CHRISTIANA |  | CH-SURGI | 0 | 1571197 | DE |  |  |  | Electrosurgical Units | 27107 | ESU 100L M/M | ELMED INC | 3000
CHRISTIANA |  | CH-SURGI | 0 | 1110294 | DE |  |  |  | Electrosurgical Units | 21315 | ESU 100L M/M | ELMED INC | 2700
CHRISTIANA |  | HOSPITAL-CH | 0 | 1551197 | DE |  |  |  | Electrosurgical Units | 27257 | ESU 100L M/M | ELMED INC | 3000
CHRISTIANA |  | CH-SURGI | 0 | 1510897 | DE |  |  |  | Electrosurgical Units | 27105 | ESU 100L M/M | ELMED INC | 3000
CHRISTIANA |  | CH-SURGI | 0 | 1531197 | DE |  |  |  | Electrosurgical Units | 27106 | ESU 100L M/M | ELMED INC | 3000
CHRISTIANA |  | HOSPITAL-WH | 0 | L7K-00041 | DE |  |  |  | Exercisers; Continuous Passive Motion; Lower Limb; Knee | 26684 | CPM 7000 | ORTHOREHAB AN OTTO BOCK CO GROUP | 3000
CHRISTIANA |  | HOSPITAL-WH | 0 | 70004962 | DE |  |  |  | Exercisers; Continuous Passive Motion; Lower Limb; Knee | 26109 | CPM 7000 | ORTHOREHAB AN OTTO BOCK CO GROUP | 3000
CHRISTIANA |  | HOSPITAL-WH | 0 | 129558 | DE |  | 2008-01-20 19:00 |  | Microscopes; Light; Operating | 24818 | OPMI 1 FC | Carl Zeiss Meditec Inc | 40000
CHRISTIANA |  | HOSPITAL-WH | 0 | 128355 | DE |  | 2008-01-20 19:00 |  | Microscopes; Light; Operating | 24802 | OPMI 1 FC | Carl Zeiss Meditec Inc | 40000
CHRISTIANA |  | HOSPITAL-WH | 0 | 230965 | DE |  | 1993-11-06 19:00 |  | Microscopes; Light; Operating | 20867 | OPMI 1 FC | Carl Zeiss Meditec Inc | 40000 | Purchased
CHRISTIANA |  | HOSPITAL-CH | 0 | AE09680 | DE |  |  |  | Monitors; Physiologic; Electrocardiography/Vital Signs | 32032 | Propaq Encore Vital Signs Monitor 104EL | CARDINAL | 1500
CHRISTIANA |  | HOSPITAL-CH | 0 | TD06788 | DE |  |  |  | Monitors; Physiologic; Electrocardiography/Vital Signs | 21313 | Propaq Encore Vital Signs Monitor 104EL | CARDINAL | 1500
CHRISTIANA |  | HOSPITAL-CH | 0 | ME03515 | DE |  |  |  | Monitors; Physiologic; Electrocardiography/Vital Signs | 20560 | Propaq Encore Vital Signs Monitor 104EL | CARDINAL | 1500
CHRISTIANA |  | Smyrna Health & Wellness Center | 0 | TD05401 | DE |  |  |  | Monitors; Physiologic; Electrocardiography/Vital Signs | 20390 | Propaq Encore Vital Signs Monitor 104EL | CARDINAL | 1500
CHRISTIANA |  | HOSPITAL-CH | 0 | AE02288 | DE |  |  |  | Monitors; Physiologic; Electrocardiography/Vital Signs | 22208 | Propaq Encore Vital Signs Monitor 104EL | CARDINAL | 1500
CHRISTIANA |  | HOSPITAL-CH | 0 | 107E14121 | DE |  | 2014-12-11 19:00 |  | Electrical Multimeters | 56673 | In-Circuit ESR Tester 881 | BK Medical Systems Inc | 308.03
CHRISTIANA |  | HOSPITAL-CH | 0 | C00775 | DE |  | 2013-07-10 20:00 |  | Insufflators; Endoscopic | 45312 | ENDO STRATUS CO2 insufflator EGA-501 | MEDIVATORS | 3500 | Purchased
CHRISTIANA |  | Claymont | 0 | US00605625 | DE |  |  |  | Electrocardiographs; Multichannel | 52215 | PAGEWRITER 200 | PHILIPS MEDICAL SYSTEMS CARDIAC & MONITORING SYSTEMS DIV | 0
CHRISTIANA |  | HOSPITAL-CH | 0 | CNC4225580 | DE |  | 2001-10-16 20:00 |  | Electrocardiographs; Multichannel | 31931 | PAGEWRITER 200 | PHILIPS MEDICAL SYSTEMS CARDIAC & MONITORING SYSTEMS DIV | 15000
CHRISTIANA |  | HOSPITAL-WH | 0 | 111068 | DE |  |  |  | Electromyographs | 32071 | PATHWAY CTS2000 | PROMETHEUS GROUP | 9999.99
CHRISTIANA |  | HOSPITAL-CH | 0 | 11921 | DE |  |  |  | Electromyographs | 32192 | TECA SYNERGY | TECA CORP | 17500
CHRISTIANA |  | HOSPITAL-CH | 0 | 60232 | DE |  |  |  | Electromyographs | 38779 | TECA SYNERGY | TECA CORP | 17500
CHRISTIANA |  | Stoney Batter Medical Pavilion | 0 | 53-484 | DE |  |  |  | Electromyographs | 35263 | AT 53 EMG | AUTOGENICS SYSTEMS A STOELTING CO A STOELTING CO | 9999.99
CHRISTIANA |  | Carneys Point | 0 | NONE | NJ |  |  |  | Electrocardiographs; Multichannel | 28082 | EK-8 | BURDICK INC A QUINTON CO | 5000
CHRISTIANA |  | HOSPITAL-WH | 0 | 11386 | DE |  |  |  | Printers; Video | 36640 | UP-5200MDU | SONY MEDICAL SYSTEMS | 6999.99
CHRISTIANA |  | HOSPITAL-CH | 0 | 1030120 | DE |  |  |  | Printers; Video | 30553 | OEP | OLYMPUS AMERICA INC | 5999.99
CHRISTIANA |  | HOSPITAL-WH | 0 | 30374 | DE |  | 2008-01-20 19:00 |  | Audiometers | 18700 | TA-7B | TELEDYNE ANALYTICAL INSTRUMENTS A TELEDYNE TECHNOLOGIES CO | 3000 | Purchased
CHRISTIANA |  | Carneys Point | 0 | 103 | NJ |  |  |  | Audiometers | 28087 | MA-27 | BERNAFON MAICO INC | 500
CHRISTIANA |  | Stoney Batter Medical Pavilion | 0 | 606198535 | DE |  | 2006-11-26 19:00 |  | Defibrillators; External; Automated | 38622 | FR2+ | PHILIPS MEDICAL SYSTEMS CARDIAC & MONITORING SYSTEMS DIV | 10000
CHRISTIANA |  | HOSPITAL-CH | 0 | 1206216254 | DE |  | 2006-12-20 19:00 |  | Defibrillators; External; Automated | 39491 | FR2+ | PHILIPS MEDICAL SYSTEMS CARDIAC & MONITORING SYSTEMS DIV | 2995
CHRISTIANA |  | HOSPITAL-CH | 0 | 1206216274 | DE |  | 2006-12-20 19:00 |  | Defibrillators; External; Automated | 39490 | FR2+ | PHILIPS MEDICAL SYSTEMS CARDIAC & MONITORING SYSTEMS DIV | 2995
CHRISTIANA |  | HOSPITAL-CH | 0 | 1206216224 | DE |  | 2006-12-20 19:00 |  | Defibrillators; External; Automated | 39492 | FR2+ | PHILIPS MEDICAL SYSTEMS CARDIAC & MONITORING SYSTEMS DIV | 2995
CHRISTIANA |  | Springside Connor Building | 0 | 606198845 | DE |  | 2013-10-01 20:00 |  | Defibrillators; External; Automated | 52758 | FR2+ | PHILIPS MEDICAL SYSTEMS CARDIAC & MONITORING SYSTEMS DIV | 10000
CHRISTIANA |  | HOSPITAL-CH | 0 | 801040770 | DE |  | 2014-02-16 19:00 |  | Defibrillators; External; Automated | 52708 | FR2+ | PHILIPS MEDICAL SYSTEMS CARDIAC & MONITORING SYSTEMS DIV | 995
CHRISTIANA |  | Woodstown | 0 | 801040737 | NJ |  | 2014-02-19 19:00 |  | Defibrillators; External; Automated | 52707 | FR2+ | PHILIPS MEDICAL SYSTEMS CARDIAC & MONITORING SYSTEMS DIV | 1000
CHRISTIANA |  | Annex | 0 | 112890366 | DE |  | 2012-03-27 20:00 |  | Defibrillators; External; Automated | 48390 | FR2+ | PHILIPS MEDICAL SYSTEMS CARDIAC & MONITORING SYSTEMS DIV | 10000
CHRISTIANA |  |  | 0 | 809304699 |  |  | 2010-01-25 19:00 |  | Defibrillators; External; Automated | 46461 | FR2+ | PHILIPS MEDICAL SYSTEMS CARDIAC & MONITORING SYSTEMS DIV | 10000
CHRISTIANA |  | Middletown Care Center(Sleepy Hollow) | 0 | 904129875 | DE |  | 2014-02-19 19:00 |  | Defibrillators; External; Automated | 52706 | FR2+ | PHILIPS MEDICAL SYSTEMS CARDIAC & MONITORING SYSTEMS DIV | 1000
CHRISTIANA |  | Pike Creek | 0 | 1000014166 | DE |  | 2014-02-19 19:00 |  | Defibrillators; External; Automated | 52705 | FR2+ | PHILIPS MEDICAL SYSTEMS CARDIAC & MONITORING SYSTEMS DIV | 1000
CHRISTIANA |  | HOSPITAL-CH | 0 | 308272851 | DE |  |  |  | Defibrillators; External; Automated | 41652 | FR2+ | PHILIPS MEDICAL SYSTEMS CARDIAC & MONITORING SYSTEMS DIV | 2904
CHRISTIANA |  | HOSPITAL-CH | 0 | 1112890345 | DE |  | 2013-09-10 20:00 |  | Defibrillators; External; Automated | 52742 | FR2+ | PHILIPS MEDICAL SYSTEMS CARDIAC & MONITORING SYSTEMS DIV | 2904
CHRISTIANA |  | CONCORD M.O.B. | 0 | 1012890460 | PA |  | 2019-03-29 08:46 |  | Defibrillators; External; Automated | 62887 | FR2+ | PHILIPS MEDICAL SYSTEMS CARDIAC & MONITORING SYSTEMS DIV | 10000
CHRISTIANA |  | HOSPITAL-WH | 0 | 702069016 | DE |  | 2006-12-06 19:00 |  | Defibrillators; External; Automated | 39386 | FR2+ | PHILIPS MEDICAL SYSTEMS CARDIAC & MONITORING SYSTEMS DIV | 10000
CHRISTIANA |  | Smyrna Health & Wellness Center | 0 | 704123848 | DE |  | 2007-03-07 19:00 |  | Defibrillators; External; Automated | 37926 | FR2+ | PHILIPS MEDICAL SYSTEMS CARDIAC & MONITORING SYSTEMS DIV | 10000
CHRISTIANA |  | HOSPITAL-CH | 0 | 1012890532 | DE |  | 2013-09-10 20:00 |  | Defibrillators; External; Automated | 53553 | FR2+ | PHILIPS MEDICAL SYSTEMS CARDIAC & MONITORING SYSTEMS DIV | 2904
CHRISTIANA |  | HOSPITAL-CH | 0 | 1211890271 | DE |  | 2012-04-04 20:00 |  | Defibrillators; External; Automated | 49197 | FR2+ | PHILIPS MEDICAL SYSTEMS CARDIAC & MONITORING SYSTEMS DIV | 2247.22
CHRISTIANA |  | CANCER CENTER | 0 | 409301362 | DE |  | 2009-06-23 20:00 |  | Defibrillators; External; Automated | 42696 | FR2+ | PHILIPS MEDICAL SYSTEMS CARDIAC & MONITORING SYSTEMS DIV | 2460.15
CHRISTIANA |  | HOSPITAL-CH | 0 | 3111890271 | DE |  |  |  | Defibrillators; External; Automated | 42699 | FR2+ | PHILIPS MEDICAL SYSTEMS CARDIAC & MONITORING SYSTEMS DIV | 3003.03
CHRISTIANA |  | CANCER CENTER | 0 | 409301384 | DE |  | 2009-06-23 20:00 |  | Defibrillators; External; Automated | 42697 | FR2+ | PHILIPS MEDICAL SYSTEMS CARDIAC & MONITORING SYSTEMS DIV | 2460.15
CHRISTIANA |  | Foulkstone Plaza | 0 | 1211890442 | DE |  | 2012-06-12 20:00 |  | Defibrillators; External; Automated | 49634 | FR2+ | PHILIPS MEDICAL SYSTEMS CARDIAC & MONITORING SYSTEMS DIV | 10000
CHRISTIANA |  | CANCER CENTER | 0 | 409300903 | DE |  | 2009-06-23 20:00 |  | Defibrillators; External; Automated | 42698 | FR2+ | PHILIPS MEDICAL SYSTEMS CARDIAC & MONITORING SYSTEMS DIV | 2460.15
CHRISTIANA |  | WH SURGI | 0 | 112890410 | DE |  | 2012-05-07 20:00 |  | Defibrillators; External; Automated | 48393 | FR2+ | PHILIPS MEDICAL SYSTEMS CARDIAC & MONITORING SYSTEMS DIV | 10000
CHRISTIANA |  | CH-SURGI | 0 | 1005169457 | DE |  | 2005-11-30 19:00 |  | Defibrillators; External; Automated | 37750 | FR2+ | PHILIPS MEDICAL SYSTEMS CARDIAC & MONITORING SYSTEMS DIV | 850
CHRISTIANA |  | 1 Reads Way | 0 | 306189458 | DE |  | 2014-02-19 19:00 |  | Defibrillators; External; Automated | 53401 | FR2+ | PHILIPS MEDICAL SYSTEMS CARDIAC & MONITORING SYSTEMS DIV | 1000
CHRISTIANA |  | New Castle Senior Center | 0 | 701038671 | DE |  |  |  | Defibrillators; External; Automated | 53406 | FR2+ | PHILIPS MEDICAL SYSTEMS CARDIAC & MONITORING SYSTEMS DIV | 1000
CHRISTIANA |  | HOSPITAL-WH | 0 | 1204135936 | DE |  | 2014-02-19 19:00 |  | Defibrillators; External; Automated | 53402 | FR2+ | PHILIPS MEDICAL SYSTEMS CARDIAC & MONITORING SYSTEMS DIV | 1000
CHRISTIANA |  | Smyrna Health & Wellness Center | 0 | 704123848 | DE |  | 2004-08-03 20:00 |  | Defibrillators; External; Automated | 36412 | FR2+ | PHILIPS MEDICAL SYSTEMS CARDIAC & MONITORING SYSTEMS DIV | 10000
CHRISTIANA |  | Stoney Batter Medical Pavilion | 0 | 506193808 | DE |  | 2006-11-26 19:00 |  | Defibrillators; External; Automated | 39391 | FR2+ | PHILIPS MEDICAL SYSTEMS CARDIAC & MONITORING SYSTEMS DIV | 10000
CHRISTIANA |  | Springside Connor Building | 0 | 704124757 | DE |  | 2004-10-07 20:00 |  | Defibrillators; External; Automated | 36550 | FR2+ | PHILIPS MEDICAL SYSTEMS CARDIAC & MONITORING SYSTEMS DIV | 10000
CHRISTIANA |  | MAP I | 0 | 307229721 | DE |  | 2007-03-24 20:00 |  | Defibrillators; External; Automated | 39906 | FR2+ | PHILIPS MEDICAL SYSTEMS CARDIAC & MONITORING SYSTEMS DIV | 10000
CHRISTIANA |  | Foulkstone Plaza | 0 | 804126384 | DE |  | 2006-11-30 19:00 |  | Defibrillators; External; Automated | 39390 | FR2+ | PHILIPS MEDICAL SYSTEMS CARDIAC & MONITORING SYSTEMS DIV | 10000
CHRISTIANA |  | HOSPITAL-CH | 0 | 307228684 | DE |  | 2007-03-19 20:00 |  | Defibrillators; External; Automated | 39695 | FR2+ | PHILIPS MEDICAL SYSTEMS CARDIAC & MONITORING SYSTEMS DIV | 10000
CHRISTIANA |  | HOSPITAL-WH | 0 | 1012890196 | DE |  | 2013-11-26 19:00 |  | Defibrillators; External; Automated | 52709 | FR2+ | PHILIPS MEDICAL SYSTEMS CARDIAC & MONITORING SYSTEMS DIV | 10000
CHRISTIANA |  | HOSPITAL-CH | 0 | 307228640 | DE |  | 2007-03-19 20:00 |  | Defibrillators; External; Automated | 39694 | FR2+ | PHILIPS MEDICAL SYSTEMS CARDIAC & MONITORING SYSTEMS DIV | 10000
CHRISTIANA |  | HOSPITAL-CH | 0 | 91101507 | DE |  |  |  | Oximeters; In Vitro; Dual-Wavelength | 21518 | 482 | Instrumentation Laboratory Co | 10900
CHRISTIANA |  | HOSPITAL-CH | 0 | 30102510 | DE |  |  |  | Oximeters; In Vitro; Dual-Wavelength | 21152 | 482 | Instrumentation Laboratory Co | 10250
CHRISTIANA |  | Glasgow Medical Center | 0 | NONE | DE |  | 2016-02-29 19:00 |  | OPHTHALMOSCOPE/OTOSCOPES | 62091 | 777 OTOSCOPES/OPTHALMOSCOPES; GENERAL | CARDINAL | 1300 | Purchased
CHRISTIANA |  | HOSPITAL-CH | 0 | NONE | DE |  | 2013-11-24 19:00 |  | OPHTHALMOSCOPE/OTOSCOPES | 63770 | 777 OTOSCOPES/OPTHALMOSCOPES; GENERAL | CARDINAL | 651.75
CHRISTIANA |  | HCCC | 0 | NONE | DE |  | 2013-08-10 20:00 |  | OPHTHALMOSCOPE/OTOSCOPES | 45012 | 777 OTOSCOPES/OPTHALMOSCOPES; GENERAL | CARDINAL | 1300
CHRISTIANA |  | Glasgow Medical Center | 0 | NONE | DE |  | 2016-02-29 19:00 |  | OPHTHALMOSCOPE/OTOSCOPES | 62087 | 777 OTOSCOPES/OPTHALMOSCOPES; GENERAL | CARDINAL | 1300 | Purchased
CHRISTIANA |  | Glasgow Medical Center | 0 | NONE | DE |  | 2016-02-29 19:00 |  | OPHTHALMOSCOPE/OTOSCOPES | 62090 | 777 OTOSCOPES/OPTHALMOSCOPES; GENERAL | CARDINAL | 1300 | Purchased
CHRISTIANA |  | HCCC | 0 | NONE | DE |  | 2013-08-10 20:00 |  | OPHTHALMOSCOPE/OTOSCOPES | 45367 | 777 OTOSCOPES/OPTHALMOSCOPES; GENERAL | CARDINAL | 1300
CHRISTIANA |  | HOSPITAL-CH | 0 | 563 | DE |  |  |  | Analyzers; Laboratory; Immunoassay; Chemiluminescent | 35490 | 85005-5 | ACCUMETRICS | 49999.99
CHRISTIANA |  | CONCORD M.O.B. | 0 | 84584 | PA |  |  |  | Densitometers; Bone; X-Ray; Dual-Energy Absorptiometry | 53159 | Discovery Bone Densitometry W | Hologic Inc | 37395
CHRISTIANA |  | HOSPITAL-CH | 0 | 560410-51 | DE |  | 2010-07-12 20:00 |  | Centrifuges; Tabletop; Low-Speed; Nonrefrigerated | 46815 | Horizon 642VES | DRUCKER CO | 5000 | Purchased
CHRISTIANA |  | HOSPITAL-WH | 0 | 99B010384 | DE |  |  |  | Cameras; Video; Endoscope | 31374 | 882 | Stryker Corp | 9999.99
CHRISTIANA |  | HOSPITAL-WH | 0 | 99B005904 | DE |  |  |  | Cameras; Video; Endoscope | 31375 | 882 | Stryker Corp | 9999.99
CHRISTIANA |  | HOSPITAL-WH | 0 | 99B005904 | DE |  |  |  | Cameras; Video; Endoscope | 31376 | 882 | Stryker Corp | 9999.99
CHRISTIANA |  | HOSPITAL-CH | 0 | MTP-20130214-05 | DE |  |  |  | Cameras; Video; Endoscope | 52623 | NETLINX; CAMERA; VIDEO; ENDOSC | STORZ ENDOSCOPY-AMERICA INC | 0
CHRISTIANA |  | HOSPITAL-CH | 0 | MTP20130508-03 | DE |  |  |  | Cameras; Video; Endoscope | 52621 | NETLINX; CAMERA; VIDEO; ENDOSC | STORZ ENDOSCOPY-AMERICA INC | 0
CHRISTIANA |  | HOSPITAL-CH | 0 | 52626-VNK | DE |  |  |  | Cameras; Video; Endoscope | 52626 | NETLINX; CAMERA; VIDEO; ENDOSC | STORZ ENDOSCOPY-AMERICA INC | 0
CHRISTIANA |  | HOSPITAL-CH | 0 | 50152 | DE |  |  |  | Vacuum Extractors; Obstetric | 23033 | 56.1406 | MEDELA INC | 2542
CHRISTIANA |  | HOSPITAL-CH | 0 | 50148 | DE |  |  |  | Vacuum Extractors; Obstetric | 23032 | 56.1406 | MEDELA INC | 2879
CHRISTIANA |  | HOSPITAL-CH | 0 | 50151 | DE |  |  |  | Vacuum Extractors; Obstetric | 23034 | 56.1406 | MEDELA INC | 2880
CHRISTIANA |  | HOSPITAL-CH | 0 | 3660360 | DE |  |  |  | Infusion Pumps; General-Purpose | 32719 | 7230B | ALARIS MEDICAL SYSTEMS INC SUB CARDINAL HEALTH INC | 1975.5
CHRISTIANA |  | HOSPITAL-CH | 0 | 3663156 | DE |  |  |  | Infusion Pumps; General-Purpose | 32717 | 7230B | ALARIS MEDICAL SYSTEMS INC SUB CARDINAL HEALTH INC | 1975.5
CHRISTIANA |  | HOSPITAL-CH | 0 | 3660364 | DE |  |  |  | Infusion Pumps; General-Purpose | 33177 | 7230B | ALARIS MEDICAL SYSTEMS INC SUB CARDINAL HEALTH INC | 1975.5
CHRISTIANA |  | HOSPITAL-CH | 0 | 9964492 | DE |  |  |  | Infusion Pumps; General-Purpose | 37972 | 7230B | ALARIS MEDICAL SYSTEMS INC SUB CARDINAL HEALTH INC | 2395
CHRISTIANA |  | HOSPITAL-CH | 0 | 3660393 | DE |  |  |  | Infusion Pumps; General-Purpose | 32718 | 7230B | ALARIS MEDICAL SYSTEMS INC SUB CARDINAL HEALTH INC | 1975.5
CHRISTIANA |  | HOSPITAL-CH | 0 | 3663163 | DE |  |  |  | Infusion Pumps; General-Purpose | 33146 | 7230B | ALARIS MEDICAL SYSTEMS INC SUB CARDINAL HEALTH INC | 1975.5
CHRISTIANA |  | HOSPITAL-CH | 0 | 9964861 | DE |  |  |  | Infusion Pumps; General-Purpose | 37973 | 7230B | ALARIS MEDICAL SYSTEMS INC SUB CARDINAL HEALTH INC | 2395
CHRISTIANA |  | HOSPITAL-WH | 0 | 9891041 | DE |  |  |  | Infusion Pumps; General-Purpose | 37093 | 7230B | ALARIS MEDICAL SYSTEMS INC SUB CARDINAL HEALTH INC | 1795
CHRISTIANA |  | HOSPITAL-WH | 0 | 9893799 | DE |  |  |  | Infusion Pumps; General-Purpose | 37095 | 7230B | ALARIS MEDICAL SYSTEMS INC SUB CARDINAL HEALTH INC | 1795
CHRISTIANA |  | HOSPITAL-CH | 0 | 4127733 | DE |  |  |  | Infusion Pumps; General-Purpose | 36227 | 7230B | ALARIS MEDICAL SYSTEMS INC SUB CARDINAL HEALTH INC | 2395
CHRISTIANA |  | HOSPITAL-CH | 0 | 4126491 | DE |  |  |  | Infusion Pumps; General-Purpose | 36231 | 7230B | ALARIS MEDICAL SYSTEMS INC SUB CARDINAL HEALTH INC | 2395
CHRISTIANA |  | HOSPITAL-WH | 0 | 9891106 | DE |  |  |  | Infusion Pumps; General-Purpose | 37092 | 7230B | ALARIS MEDICAL SYSTEMS INC SUB CARDINAL HEALTH INC | 1795
CHRISTIANA |  | HOSPITAL-WH | 0 | 9891075 | DE |  |  |  | Infusion Pumps; General-Purpose | 37094 | 7230B | ALARIS MEDICAL SYSTEMS INC SUB CARDINAL HEALTH INC | 1795
CHRISTIANA |  | HOSPITAL-CH | 0 | 3660400 | DE |  |  |  | Infusion Pumps; General-Purpose | 32715 | 7230B | ALARIS MEDICAL SYSTEMS INC SUB CARDINAL HEALTH INC | 1975.5
CHRISTIANA |  | HOSPITAL-CH | 0 | 4126485 | DE |  |  |  | Infusion Pumps; General-Purpose | 36230 | 7230B | ALARIS MEDICAL SYSTEMS INC SUB CARDINAL HEALTH INC | 2395
CHRISTIANA |  | HOSPITAL-CH | 0 | 4126097 | DE |  |  |  | Infusion Pumps; General-Purpose | 36233 | 7230B | ALARIS MEDICAL SYSTEMS INC SUB CARDINAL HEALTH INC | 2395
CHRISTIANA |  | HOSPITAL-CH | 0 | 4127657 | DE |  |  |  | Infusion Pumps; General-Purpose | 36237 | 7230B | ALARIS MEDICAL SYSTEMS INC SUB CARDINAL HEALTH INC | 2395
CHRISTIANA |  | HOSPITAL-CH | 0 | 4126490 | DE |  |  |  | Infusion Pumps; General-Purpose | 36240 | 7230B | ALARIS MEDICAL SYSTEMS INC SUB CARDINAL HEALTH INC | 2395
CHRISTIANA |  | HOSPITAL-CH | 0 | 3663155 | DE |  |  |  | Infusion Pumps; General-Purpose | 34239 | 7230B | ALARIS MEDICAL SYSTEMS INC SUB CARDINAL HEALTH INC | 1975.5
CHRISTIANA |  | HOSPITAL-CH | 0 | 9962549 | DE |  |  |  | Infusion Pumps; General-Purpose | 37966 | 7230B | ALARIS MEDICAL SYSTEMS INC SUB CARDINAL HEALTH INC | 2395
CHRISTIANA |  | HOSPITAL-CH | 0 | 9964613 | DE |  |  |  | Infusion Pumps; General-Purpose | 37968 | 7230B | ALARIS MEDICAL SYSTEMS INC SUB CARDINAL HEALTH INC | 2395
CHRISTIANA |  | HOSPITAL-WH | 0 | 3664271 | DE |  |  |  | Infusion Pumps; General-Purpose | 33754 | 7230B | ALARIS MEDICAL SYSTEMS INC SUB CARDINAL HEALTH INC | 1975.5
CHRISTIANA |  | HOSPITAL-CH | 0 | 3664156 | DE |  |  |  | Infusion Pumps; General-Purpose | 32711 | 7230B | ALARIS MEDICAL SYSTEMS INC SUB CARDINAL HEALTH INC | 1975.5
CHRISTIANA |  | HOSPITAL-CH | 0 | 3660408 | DE |  |  |  | Infusion Pumps; General-Purpose | 34241 | 7230B | ALARIS MEDICAL SYSTEMS INC SUB CARDINAL HEALTH INC | 1975.5
CHRISTIANA |  | HOSPITAL-CH | 0 | 4127750 | DE |  |  |  | Infusion Pumps; General-Purpose | 36238 | 7230B | ALARIS MEDICAL SYSTEMS INC SUB CARDINAL HEALTH INC | 2395
CHRISTIANA |  | HOSPITAL-CH | 0 | 3664151 | DE |  |  |  | Infusion Pumps; General-Purpose | 33132 | 7230B | ALARIS MEDICAL SYSTEMS INC SUB CARDINAL HEALTH INC | 1975.5
CHRISTIANA |  | HOSPITAL-CH | 0 | 9964577 | DE |  |  |  | Infusion Pumps; General-Purpose | 37967 | 7230B | ALARIS MEDICAL SYSTEMS INC SUB CARDINAL HEALTH INC | 2395
CHRISTIANA |  | HOSPITAL-CH | 0 | 3664207 | DE |  |  |  | Infusion Pumps; General-Purpose | 34089 | 7230B | ALARIS MEDICAL SYSTEMS INC SUB CARDINAL HEALTH INC | 1975.5
CHRISTIANA |  | HOSPITAL-CH | 0 | 3663126 | DE |  |  |  | Infusion Pumps; General-Purpose | 32721 | 7230B | ALARIS MEDICAL SYSTEMS INC SUB CARDINAL HEALTH INC | 1975.5
CHRISTIANA |  | HOSPITAL-CH | 0 | 3664146 | DE |  |  |  | Infusion Pumps; General-Purpose | 34240 | 7230B | ALARIS MEDICAL SYSTEMS INC SUB CARDINAL HEALTH INC | 1975.5
CHRISTIANA |  | HOSPITAL-CH | 0 | 3663157 | DE |  |  |  | Infusion Pumps; General-Purpose | 33149 | 7230B | ALARIS MEDICAL SYSTEMS INC SUB CARDINAL HEALTH INC | 1975.5
CHRISTIANA |  | HOSPITAL-CH | 0 | 3660395 | DE |  |  |  | Infusion Pumps; General-Purpose | 33147 | 7230B | ALARIS MEDICAL SYSTEMS INC SUB CARDINAL HEALTH INC | 1975.5
CHRISTIANA |  | HOSPITAL-CH | 0 | 3664184 | DE |  |  |  | Infusion Pumps; General-Purpose | 34090 | 7230B | ALARIS MEDICAL SYSTEMS INC SUB CARDINAL HEALTH INC | 1975.5
CHRISTIANA |  | HOSPITAL-CH | 0 | 3660389 | DE |  |  |  | Infusion Pumps; General-Purpose | 32720 | 7230B | ALARIS MEDICAL SYSTEMS INC SUB CARDINAL HEALTH INC | 1975.5
CHRISTIANA |  | HOSPITAL-CH | 0 | 3660359 | DE |  |  |  | Infusion Pumps; General-Purpose | 32738 | 7230B | ALARIS MEDICAL SYSTEMS INC SUB CARDINAL HEALTH INC | 1975
CHRISTIANA |  | HOSPITAL-CH | 0 | 4126101 | DE |  |  |  | Infusion Pumps; General-Purpose | 36241 | 7230B | ALARIS MEDICAL SYSTEMS INC SUB CARDINAL HEALTH INC | 2395
CHRISTIANA |  | HOSPITAL-CH | 0 | 3663167 | DE |  |  |  | Infusion Pumps; General-Purpose | 34237 | 7230B | ALARIS MEDICAL SYSTEMS INC SUB CARDINAL HEALTH INC | 1975.5
CHRISTIANA |  | HOSPITAL-CH | 0 | 9964824 | DE |  |  |  | Infusion Pumps; General-Purpose | 37969 | 7230B | ALARIS MEDICAL SYSTEMS INC SUB CARDINAL HEALTH INC | 2395
CHRISTIANA |  | HOSPITAL-CH | 0 | 9964660 | DE |  |  |  | Infusion Pumps; General-Purpose | 37971 | 7230B | ALARIS MEDICAL SYSTEMS INC SUB CARDINAL HEALTH INC | 2395
CHRISTIANA |  | HOSPITAL-CH | 0 | 3663144 | DE |  |  |  | Infusion Pumps; General-Purpose | 33150 | 7230B | ALARIS MEDICAL SYSTEMS INC SUB CARDINAL HEALTH INC | 1975.5
CHRISTIANA |  | HOSPITAL-CH | 0 | 3660413 | DE |  |  |  | Infusion Pumps; General-Purpose | 33148 | 7230B | ALARIS MEDICAL SYSTEMS INC SUB CARDINAL HEALTH INC | 1975.5
CHRISTIANA |  | HOSPITAL-CH | 0 | 3660355 | DE |  |  |  | Infusion Pumps; General-Purpose | 33169 | 7230B | ALARIS MEDICAL SYSTEMS INC SUB CARDINAL HEALTH INC | 1975.5
CHRISTIANA |  | HOSPITAL-CH | 0 | 3661318 | DE |  |  |  | Infusion Pumps; General-Purpose | 33167 | 7230B | ALARIS MEDICAL SYSTEMS INC SUB CARDINAL HEALTH INC | 1975.5
CHRISTIANA |  | HOSPITAL-CH | 0 | 3661352 | DE |  |  |  | Infusion Pumps; General-Purpose | 33190 | 7230B | ALARIS MEDICAL SYSTEMS INC SUB CARDINAL HEALTH INC | 1975.5
CHRISTIANA |  | HOSPITAL-CH | 0 | 3661329 | DE |  |  |  | Infusion Pumps; General-Purpose | 33188 | 7230B | ALARIS MEDICAL SYSTEMS INC SUB CARDINAL HEALTH INC | 1975.5
CHRISTIANA |  | HOSPITAL-WH | 0 | 3664179 | DE |  |  |  | Infusion Pumps; General-Purpose | 33762 | 7230B | ALARIS MEDICAL SYSTEMS INC SUB CARDINAL HEALTH INC | 1975.5
CHRISTIANA |  | HOSPITAL-CH | 0 | 3663158 | DE |  |  |  | Infusion Pumps; General-Purpose | 33170 | 7230B | ALARIS MEDICAL SYSTEMS INC SUB CARDINAL HEALTH INC | 1975.5
CHRISTIANA |  | HOSPITAL-CH | 0 | 3663148 | DE |  |  |  | Infusion Pumps; General-Purpose | 33168 | 7230B | ALARIS MEDICAL SYSTEMS INC SUB CARDINAL HEALTH INC | 1975.5
CHRISTIANA |  | HOSPITAL-CH | 0 | 3661287 | DE |  |  |  | Infusion Pumps; General-Purpose | 33189 | 7230B | ALARIS MEDICAL SYSTEMS INC SUB CARDINAL HEALTH INC | 1975.5
CHRISTIANA |  | HOSPITAL-CH | 0 | 3661332 | DE |  |  |  | Infusion Pumps; General-Purpose | 33187 | 7230B | ALARIS MEDICAL SYSTEMS INC SUB CARDINAL HEALTH INC | 1975.5
CHRISTIANA |  | HOSPITAL-CH | 0 | 3663165 | DE |  |  |  | Infusion Pumps; General-Purpose | 33164 | 7230B | ALARIS MEDICAL SYSTEMS INC SUB CARDINAL HEALTH INC | 1975.5
CHRISTIANA |  | HOSPITAL-CH | 0 | 3663141 | DE |  |  |  | Infusion Pumps; General-Purpose | 33162 | 7230B | ALARIS MEDICAL SYSTEMS INC SUB CARDINAL HEALTH INC | 1975.5
CHRISTIANA |  | HOSPITAL-CH | 0 | 3661308 | DE |  |  |  | Infusion Pumps; General-Purpose | 33185 | 7230B | ALARIS MEDICAL SYSTEMS INC SUB CARDINAL HEALTH INC | 1975.5
CHRISTIANA |  | HOSPITAL-CH | 0 | 3660369 | DE |  |  |  | Infusion Pumps; General-Purpose | 33166 | 7230B | ALARIS MEDICAL SYSTEMS INC SUB CARDINAL HEALTH INC | 1975.5
CHRISTIANA |  | HOSPITAL-CH | 0 | 3663135 | DE |  |  |  | Infusion Pumps; General-Purpose | 33165 | 7230B | ALARIS MEDICAL SYSTEMS INC SUB CARDINAL HEALTH INC | 1975.5
CHRISTIANA |  | HOSPITAL-CH | 0 | 3663143 | DE |  |  |  | Infusion Pumps; General-Purpose | 33163 | 7230B | ALARIS MEDICAL SYSTEMS INC SUB CARDINAL HEALTH INC | 1975.5
CHRISTIANA |  | HOSPITAL-CH | 0 | 3663121 | DE |  |  |  | Infusion Pumps; General-Purpose | 33184 | 7230B | ALARIS MEDICAL SYSTEMS INC SUB CARDINAL HEALTH INC | 1975.5
CHRISTIANA |  | HOSPITAL-CH | 0 | 3660414 | DE |  |  |  | Infusion Pumps; General-Purpose | 32712 | 7230B | ALARIS MEDICAL SYSTEMS INC SUB CARDINAL HEALTH INC | 1975.5
CHRISTIANA |  | HOSPITAL-CH | 0 | 3664153 | DE |  |  |  | Infusion Pumps; General-Purpose | 33160 | 7230B | ALARIS MEDICAL SYSTEMS INC SUB CARDINAL HEALTH INC | 1975.5
CHRISTIANA |  | HOSPITAL-CH | 0 | 3660384 | DE |  |  |  | Infusion Pumps; General-Purpose | 33158 | 7230B | ALARIS MEDICAL SYSTEMS INC SUB CARDINAL HEALTH INC | 1975.5
CHRISTIANA |  | HOSPITAL-CH | 0 | 3660383 | DE |  |  |  | Infusion Pumps; General-Purpose | 33161 | 7230B | ALARIS MEDICAL SYSTEMS INC SUB CARDINAL HEALTH INC | 1975.5
CHRISTIANA |  | HOSPITAL-CH | 0 | 3663159 | DE |  |  |  | Infusion Pumps; General-Purpose | 33159 | 7230B | ALARIS MEDICAL SYSTEMS INC SUB CARDINAL HEALTH INC | 1975.5
CHRISTIANA |  | HOSPITAL-CH | 0 | 3664150 | DE |  |  |  | Infusion Pumps; General-Purpose | 33173 | 7230B | ALARIS MEDICAL SYSTEMS INC SUB CARDINAL HEALTH INC | 1975.5
CHRISTIANA |  | HOSPITAL-CH | 0 | 3661346 | DE |  |  |  | Infusion Pumps; General-Purpose | 33171 | 7230B | ALARIS MEDICAL SYSTEMS INC SUB CARDINAL HEALTH INC | 1975.5
CHRISTIANA |  | HOSPITAL-WH | 0 | 3664167 | DE |  |  |  | Infusion Pumps; General-Purpose | 33823 | 7230B | ALARIS MEDICAL SYSTEMS INC SUB CARDINAL HEALTH INC | 1975.5
CHRISTIANA |  | HOSPITAL-WH | 0 | 3664198 | DE |  |  |  | Infusion Pumps; General-Purpose | 33825 | 7230B | ALARIS MEDICAL SYSTEMS INC SUB CARDINAL HEALTH INC | 1975.5
CHRISTIANA |  | HOSPITAL-CH | 0 | 3663139 | DE |  |  |  | Infusion Pumps; General-Purpose | 33172 | 7230B | ALARIS MEDICAL SYSTEMS INC SUB CARDINAL HEALTH INC | 1975.5
CHRISTIANA |  | HOSPITAL-CH | 0 | 3664282 | DE |  |  |  | Infusion Pumps; General-Purpose | 33822 | 7230B | ALARIS MEDICAL SYSTEMS INC SUB CARDINAL HEALTH INC | 1975.5
CHRISTIANA |  | HOSPITAL-WH | 0 | 3663194 | DE |  |  |  | Infusion Pumps; General-Purpose | 33824 | 7230B | ALARIS MEDICAL SYSTEMS INC SUB CARDINAL HEALTH INC | 1975.5
CHRISTIANA |  | HOSPITAL-CH | 0 | 3660398 | DE |  |  |  | Infusion Pumps; General-Purpose | 33191 | 7230B | ALARIS MEDICAL SYSTEMS INC SUB CARDINAL HEALTH INC | 1975.5
CHRISTIANA |  | HOSPITAL-CH | 0 | 3698801 | DE |  |  |  | Infusion Pumps; General-Purpose | 33499 | 7230B | ALARIS MEDICAL SYSTEMS INC SUB CARDINAL HEALTH INC | 1975.5
CHRISTIANA |  | HOSPITAL-WH | 0 | 4112872 | DE |  |  |  | Infusion Pumps; General-Purpose | 36157 | 7230B | ALARIS MEDICAL SYSTEMS INC SUB CARDINAL HEALTH INC | 2395
CHRISTIANA |  | HOSPITAL-WH | 0 | 4112914 | DE |  |  |  | Infusion Pumps; General-Purpose | 36159 | 7230B | ALARIS MEDICAL SYSTEMS INC SUB CARDINAL HEALTH INC | 2395
CHRISTIANA |  | HOSPITAL-CH | 0 | 3660363 | DE |  |  |  | Infusion Pumps; General-Purpose | 32739 | 7230B | ALARIS MEDICAL SYSTEMS INC SUB CARDINAL HEALTH INC | 1975
CHRISTIANA |  | HOSPITAL-CH | 0 | 3663931 | DE |  |  |  | Infusion Pumps; General-Purpose | 32744 | 7230B | ALARIS MEDICAL SYSTEMS INC SUB CARDINAL HEALTH INC | 1975
CHRISTIANA |  | HOSPITAL-CH | 0 | 3663153 | DE |  |  |  | Infusion Pumps; General-Purpose | 34249 | 7230B | ALARIS MEDICAL SYSTEMS INC SUB CARDINAL HEALTH INC | 1975.5
CHRISTIANA |  | HOSPITAL-CH | 0 | 3698812 | DE |  |  |  | Infusion Pumps; General-Purpose | 33498 | 7230B | ALARIS MEDICAL SYSTEMS INC SUB CARDINAL HEALTH INC | 1975.5
CHRISTIANA |  | HOSPITAL-CH | 0 | 3660340 | DE |  |  |  | Infusion Pumps; General-Purpose | 33178 | 7230B | ALARIS MEDICAL SYSTEMS INC SUB CARDINAL HEALTH INC | 1975.5
CHRISTIANA |  | HOSPITAL-CH | 0 | 3664135 | DE |  |  |  | Infusion Pumps; General-Purpose | 34080 | 7230B | ALARIS MEDICAL SYSTEMS INC SUB CARDINAL HEALTH INC | 1975.5
CHRISTIANA |  | HOSPITAL-CH | 0 | 3660382 | DE |  |  |  | Infusion Pumps; General-Purpose | 32734 | 7230B | ALARIS MEDICAL SYSTEMS INC SUB CARDINAL HEALTH INC | 1975.5
CHRISTIANA |  | HOSPITAL-WH | 0 | 3664799 | DE |  |  |  | Infusion Pumps; General-Purpose | 33811 | 7230B | ALARIS MEDICAL SYSTEMS INC SUB CARDINAL HEALTH INC | 1975.5
CHRISTIANA |  | HOSPITAL-WH | 0 | 4112935 | DE |  |  |  | Infusion Pumps; General-Purpose | 36158 | 7230B | ALARIS MEDICAL SYSTEMS INC SUB CARDINAL HEALTH INC | 2395
CHRISTIANA |  | HOSPITAL-CH | 0 | 3701649 | DE |  |  |  | Infusion Pumps; General-Purpose | 33496 | 7230B | ALARIS MEDICAL SYSTEMS INC SUB CARDINAL HEALTH INC | 1975.5
CHRISTIANA |  | HOSPITAL-CH | 0 | 3663192 | DE |  |  |  | Infusion Pumps; General-Purpose | 34081 | 7230B | ALARIS MEDICAL SYSTEMS INC SUB CARDINAL HEALTH INC | 1975.5
CHRISTIANA |  | HOSPITAL-CH | 0 | 3664152 | DE |  |  |  | Infusion Pumps; General-Purpose | 34083 | 7230B | ALARIS MEDICAL SYSTEMS INC SUB CARDINAL HEALTH INC | 1975.5
CHRISTIANA |  | HOSPITAL-CH | 0 | 3663131 | DE |  |  |  | Infusion Pumps; General-Purpose | 32804 | 7230B | ALARIS MEDICAL SYSTEMS INC SUB CARDINAL HEALTH INC | 1975.5
CHRISTIANA |  | HOSPITAL-CH | 0 | 3661351 | DE |  |  |  | Infusion Pumps; General-Purpose | 32733 | 7230B | ALARIS MEDICAL SYSTEMS INC SUB CARDINAL HEALTH INC | 1975.5
CHRISTIANA |  | HOSPITAL-CH | 0 | 3660394 | DE |  |  |  | Infusion Pumps; General-Purpose | 32716 | 7230B | ALARIS MEDICAL SYSTEMS INC SUB CARDINAL HEALTH INC | 1975.5
CHRISTIANA |  | HOSPITAL-CH | 0 | 3664175 | DE |  |  |  | Infusion Pumps; General-Purpose | 34125 | 7230B | ALARIS MEDICAL SYSTEMS INC SUB CARDINAL HEALTH INC | 1975.5
CHRISTIANA |  | HOSPITAL-CH | 0 | 3660372 | DE |  |  |  | Infusion Pumps; General-Purpose | 34127 | 7230B | ALARIS MEDICAL SYSTEMS INC SUB CARDINAL HEALTH INC | 1975.5
CHRISTIANA |  | HOSPITAL-CH | 0 | 3663128 | DE |  |  |  | Infusion Pumps; General-Purpose | 34247 | 7230B | ALARIS MEDICAL SYSTEMS INC SUB CARDINAL HEALTH INC | 1975.5
CHRISTIANA |  | HOSPITAL-CH | 0 | 3660388 | DE |  |  |  | Infusion Pumps; General-Purpose | 34245 | 7230B | ALARIS MEDICAL SYSTEMS INC SUB CARDINAL HEALTH INC | 1975.5
CHRISTIANA |  | HOSPITAL-CH | 0 | 3698825 | DE |  |  |  | Infusion Pumps; General-Purpose | 33497 | 7230B | ALARIS MEDICAL SYSTEMS INC SUB CARDINAL HEALTH INC | 1975.5
CHRISTIANA |  | HOSPITAL-CH | 0 | 3660385 | DE |  |  |  | Infusion Pumps; General-Purpose | 34082 | 7230B | ALARIS MEDICAL SYSTEMS INC SUB CARDINAL HEALTH INC | 1975.5
CHRISTIANA |  | HOSPITAL-CH | 0 | 3660407 | DE |  |  |  | Infusion Pumps; General-Purpose | 34084 | 7230B | ALARIS MEDICAL SYSTEMS INC SUB CARDINAL HEALTH INC | 1975.5
CHRISTIANA |  | HOSPITAL-CH | 0 | 3660377 | DE |  |  |  | Infusion Pumps; General-Purpose | 32732 | 7230B | ALARIS MEDICAL SYSTEMS INC SUB CARDINAL HEALTH INC | 1975.5
CHRISTIANA |  | HOSPITAL-WH | 0 | 4111895 | DE |  |  |  | Infusion Pumps; General-Purpose | 36160 | 7230B | ALARIS MEDICAL SYSTEMS INC SUB CARDINAL HEALTH INC | 2395
CHRISTIANA |  | HOSPITAL-CH | 0 | 3698802 | DE |  |  |  | Infusion Pumps; General-Purpose | 33684 | 7230B | ALARIS MEDICAL SYSTEMS INC SUB CARDINAL HEALTH INC | 2155.5
CHRISTIANA |  | HOSPITAL-CH | 0 | 3664124 | DE |  |  |  | Infusion Pumps; General-Purpose | 34126 | 7230B | ALARIS MEDICAL SYSTEMS INC SUB CARDINAL HEALTH INC | 1975.5
CHRISTIANA |  | HOSPITAL-CH | 0 | 3660409 | DE |  |  |  | Infusion Pumps; General-Purpose | 34128 | 7230B | ALARIS MEDICAL SYSTEMS INC SUB CARDINAL HEALTH INC | 1975.5
CHRISTIANA |  | HOSPITAL-CH | 0 | 3663134 | DE |  |  |  | Infusion Pumps; General-Purpose | 34248 | 7230B | ALARIS MEDICAL SYSTEMS INC SUB CARDINAL HEALTH INC | 1975.5
CHRISTIANA |  | HOSPITAL-CH | 0 | 3660366 | DE |  |  |  | Infusion Pumps; General-Purpose | 34246 | 7230B | ALARIS MEDICAL SYSTEMS INC SUB CARDINAL HEALTH INC | 1975.5
CHRISTIANA |  | HOSPITAL-WH | 0 | 4092293 | DE |  |  |  | Infusion Pumps; General-Purpose | 35125 | 7230B | ALARIS MEDICAL SYSTEMS INC SUB CARDINAL HEALTH INC | 2395
CHRISTIANA |  | HOSPITAL-WH | 0 | 4092260 | DE |  |  |  | Infusion Pumps; General-Purpose | 35296 | 7230B | ALARIS MEDICAL SYSTEMS INC SUB CARDINAL HEALTH INC | 2395
CHRISTIANA |  | HOSPITAL-CH | 0 | 3663166 | DE |  |  |  | Infusion Pumps; General-Purpose | 34085 | 7230B | ALARIS MEDICAL SYSTEMS INC SUB CARDINAL HEALTH INC | 1975.5
CHRISTIANA |  | HOSPITAL-CH | 0 | 3664117 | DE |  |  |  | Infusion Pumps; General-Purpose | 34087 | 7230B | ALARIS MEDICAL SYSTEMS INC SUB CARDINAL HEALTH INC | 1975.5
CHRISTIANA |  | HOSPITAL-CH | 0 | 4127694 | DE |  |  |  | Infusion Pumps; General-Purpose | 36255 | 7230B | ALARIS MEDICAL SYSTEMS INC SUB CARDINAL HEALTH INC | 2395
CHRISTIANA |  | HOSPITAL-CH | 0 | 4127734 | DE |  |  |  | Infusion Pumps; General-Purpose | 36257 | 7230B | ALARIS MEDICAL SYSTEMS INC SUB CARDINAL HEALTH INC | 2395
CHRISTIANA |  | HOSPITAL-CH | 0 | 3698751 | DE |  |  |  | Infusion Pumps; General-Purpose | 33685 | 7230B | ALARIS MEDICAL SYSTEMS INC SUB CARDINAL HEALTH INC | 2155.5
CHRISTIANA |  | HOSPITAL-CH | 0 | 3698840 | DE |  |  |  | Infusion Pumps; General-Purpose | 33687 | 7230B | ALARIS MEDICAL SYSTEMS INC SUB CARDINAL HEALTH INC | 2155.5
CHRISTIANA |  | HOSPITAL-CH | 0 | 3660410 | DE |  |  |  | Infusion Pumps; General-Purpose | 32713 | 7230B | ALARIS MEDICAL SYSTEMS INC SUB CARDINAL HEALTH INC | 1975.5
CHRISTIANA |  | HOSPITAL-CH | 0 | 3664173 | DE |  |  |  | Infusion Pumps; General-Purpose | 34129 | 7230B | ALARIS MEDICAL SYSTEMS INC SUB CARDINAL HEALTH INC | 1975.5
CHRISTIANA |  | HOSPITAL-CH | 0 | 3663130 | DE |  |  |  | Infusion Pumps; General-Purpose | 34243 | 7230B | ALARIS MEDICAL SYSTEMS INC SUB CARDINAL HEALTH INC | 1975.5
CHRISTIANA |  | HOSPITAL-WH | 0 | 4092310 | DE |  |  |  | Infusion Pumps; General-Purpose | 35126 | 7230B | ALARIS MEDICAL SYSTEMS INC SUB CARDINAL HEALTH INC | 2395
CHRISTIANA |  | HOSPITAL-CH | 0 | 3664204 | DE |  |  |  | Infusion Pumps; General-Purpose | 33126 | 7230B | ALARIS MEDICAL SYSTEMS INC SUB CARDINAL HEALTH INC | 1975.5
CHRISTIANA |  | HOSPITAL-CH | 0 | 3660317 | DE |  |  |  | Infusion Pumps; General-Purpose | 34086 | 7230B | ALARIS MEDICAL SYSTEMS INC SUB CARDINAL HEALTH INC | 1975.5
CHRISTIANA |  | HOSPITAL-CH | 0 | 3664132 | DE |  |  |  | Infusion Pumps; General-Purpose | 34088 | 7230B | ALARIS MEDICAL SYSTEMS INC SUB CARDINAL HEALTH INC | 1975.5
CHRISTIANA |  | HOSPITAL-CH | 0 | 4127718 | DE |  |  |  | Infusion Pumps; General-Purpose | 36256 | 7230B | ALARIS MEDICAL SYSTEMS INC SUB CARDINAL HEALTH INC | 2395
CHRISTIANA |  | HOSPITAL-CH | 0 | 3698800 | DE |  |  |  | Infusion Pumps; General-Purpose | 33686 | 7230B | ALARIS MEDICAL SYSTEMS INC SUB CARDINAL HEALTH INC | 2155.5
CHRISTIANA |  | HOSPITAL-CH | 0 | 3698769 | DE |  |  |  | Infusion Pumps; General-Purpose | 33688 | 7230B | ALARIS MEDICAL SYSTEMS INC SUB CARDINAL HEALTH INC | 2155.5
CHRISTIANA |  | HOSPITAL-CH | 0 | 3663123 | DE |  |  |  | Infusion Pumps; General-Purpose | 34234 | 7230B | ALARIS MEDICAL SYSTEMS INC SUB CARDINAL HEALTH INC | 1975.5
CHRISTIANA |  | HOSPITAL-CH | 0 | 3660374 | DE |  |  |  | Infusion Pumps; General-Purpose | 34244 | 7230B | ALARIS MEDICAL SYSTEMS INC SUB CARDINAL HEALTH INC | 1975.5
CHRISTIANA |  | HOSPITAL-CH | 0 | 3664154 | DE |  |  |  | Infusion Pumps; General-Purpose | 34242 | 7230B | ALARIS MEDICAL SYSTEMS INC SUB CARDINAL HEALTH INC | 1975.5
CHRISTIANA |  | HOSPITAL-CH | 0 | 3698818 | DE |  |  |  | Infusion Pumps; General-Purpose | 33495 | 7230B | ALARIS MEDICAL SYSTEMS INC SUB CARDINAL HEALTH INC | 1975.5
CHRISTIANA |  | HOSPITAL-WH | 0 | 4092263 | DE |  |  |  | Infusion Pumps; General-Purpose | 35298 | 7230B | ALARIS MEDICAL SYSTEMS INC SUB CARDINAL HEALTH INC | 2395
CHRISTIANA |  | HOSPITAL-CH | 0 | 3012509 | DE |  |  |  | Infusion Pumps; General-Purpose | 35300 | 7230B | ALARIS MEDICAL SYSTEMS INC SUB CARDINAL HEALTH INC | 2395
CHRISTIANA |  | HOSPITAL-WH | 0 | 3664230 | DE |  |  |  | Infusion Pumps; General-Purpose | 33756 | 7230B | ALARIS MEDICAL SYSTEMS INC SUB CARDINAL HEALTH INC | 1975.5
CHRISTIANA |  | HOSPITAL-CH | 0 | 3661325 | DE |  |  |  | Infusion Pumps; General-Purpose | 32757 | 7230B | ALARIS MEDICAL SYSTEMS INC SUB CARDINAL HEALTH INC | 1975.5
CHRISTIANA |  | HOSPITAL-CH | 0 | 3660381 | DE |  |  |  | Infusion Pumps; General-Purpose | 33156 | 7230B | ALARIS MEDICAL SYSTEMS INC SUB CARDINAL HEALTH INC | 1975.5
CHRISTIANA |  | HOSPITAL-CH | 0 | 3660397 | DE |  |  |  | Infusion Pumps; General-Purpose | 32722 | 7230B | ALARIS MEDICAL SYSTEMS INC SUB CARDINAL HEALTH INC | 1975.5
CHRISTIANA |  | HOSPITAL-CH | 0 | 3660412 | DE |  |  |  | Infusion Pumps; General-Purpose | 34235 | 7230B | ALARIS MEDICAL SYSTEMS INC SUB CARDINAL HEALTH INC | 1975.5
CHRISTIANA |  | HOSPITAL-WH | 0 | 4092312 | DE |  |  |  | Infusion Pumps; General-Purpose | 35297 | 7230B | ALARIS MEDICAL SYSTEMS INC SUB CARDINAL HEALTH INC | 2395
CHRISTIANA |  | HOSPITAL-WH | 0 | 4078559 | DE |  |  |  | Infusion Pumps; General-Purpose | 35299 | 7230B | ALARIS MEDICAL SYSTEMS INC SUB CARDINAL HEALTH INC | 2395
CHRISTIANA |  | HOSPITAL-WH | 0 | 3664277 | DE |  |  |  | Infusion Pumps; General-Purpose | 33755 | 7230B | ALARIS MEDICAL SYSTEMS INC SUB CARDINAL HEALTH INC | 1975.5
CHRISTIANA |  | HOSPITAL-WH | 0 | 4112915 | DE |  |  |  | Infusion Pumps; General-Purpose | 36155 | 7230B | ALARIS MEDICAL SYSTEMS INC SUB CARDINAL HEALTH INC | 2395
CHRISTIANA |  | HOSPITAL-CH | 0 | 3660401 | DE |  |  |  | Infusion Pumps; General-Purpose | 33157 | 7230B | ALARIS MEDICAL SYSTEMS INC SUB CARDINAL HEALTH INC | 1975.5
CHRISTIANA |  | HOSPITAL-CH | 0 | 3660354 | DE |  |  |  | Infusion Pumps; General-Purpose | 32723 | 7230B | ALARIS MEDICAL SYSTEMS INC SUB CARDINAL HEALTH INC | 1975.5
CHRISTIANA |  | HOSPITAL-WH | 0 | 4092274 | DE |  |  |  | Infusion Pumps; General-Purpose | 35120 | 7230B | ALARIS MEDICAL SYSTEMS INC SUB CARDINAL HEALTH INC | 2395
CHRISTIANA |  | HOSPITAL-CH | 0 | 3663140 | DE |  |  |  | Infusion Pumps; General-Purpose | 33133 | 7230B | ALARIS MEDICAL SYSTEMS INC SUB CARDINAL HEALTH INC | 1975.5
CHRISTIANA |  | HOSPITAL-CH | 0 | 9964695 | DE |  |  |  | Infusion Pumps; General-Purpose | 37974 | 7230B | ALARIS MEDICAL SYSTEMS INC SUB CARDINAL HEALTH INC | 2395
CHRISTIANA |  | HOSPITAL-CH | 0 | 3663164 | DE |  |  |  | Infusion Pumps; General-Purpose | 32776 | 7230B | ALARIS MEDICAL SYSTEMS INC SUB CARDINAL HEALTH INC | 1975.5
CHRISTIANA |  | HOSPITAL-CH | 0 | 4127751 | DE |  |  |  | Infusion Pumps; General-Purpose | 36224 | 7230B | ALARIS MEDICAL SYSTEMS INC SUB CARDINAL HEALTH INC | 2395
CHRISTIANA |  | HOSPITAL-CH | 0 | 4127683 | DE |  |  |  | Infusion Pumps; General-Purpose | 36226 | 7230B | ALARIS MEDICAL SYSTEMS INC SUB CARDINAL HEALTH INC | 2395
CHRISTIANA |  | HOSPITAL-CH | 0 | 4127730 | DE |  |  |  | Infusion Pumps; General-Purpose | 36246 | 7230B | ALARIS MEDICAL SYSTEMS INC SUB CARDINAL HEALTH INC | 2395
CHRISTIANA |  | HOSPITAL-CH | 0 | 4127669 | DE |  |  |  | Infusion Pumps; General-Purpose | 36248 | 7230B | ALARIS MEDICAL SYSTEMS INC SUB CARDINAL HEALTH INC | 2395
CHRISTIANA |  | HOSPITAL-CH | 0 | 3661340 | DE |  |  |  | Infusion Pumps; General-Purpose | 33176 | 7230B | ALARIS MEDICAL SYSTEMS INC SUB CARDINAL HEALTH INC | 1975.5
CHRISTIANA |  | HOSPITAL-CH | 0 | 3701592 | DE |  |  |  | Infusion Pumps; General-Purpose | 33469 | 7230B | ALARIS MEDICAL SYSTEMS INC SUB CARDINAL HEALTH INC | 1975.5
CHRISTIANA |  | HOSPITAL-CH | 0 | 3703089 | DE |  |  |  | Infusion Pumps; General-Purpose | 33467 | 7230B | ALARIS MEDICAL SYSTEMS INC SUB CARDINAL HEALTH INC | 1975.5
CHRISTIANA |  | HOSPITAL-WH | 0 | 3661341 | DE |  |  |  | Infusion Pumps; General-Purpose | 33152 | 7230B | ALARIS MEDICAL SYSTEMS INC SUB CARDINAL HEALTH INC | 1975.5
CHRISTIANA |  | HOSPITAL-CH | 0 | 3663160 | DE |  |  |  | Infusion Pumps; General-Purpose | 34250 | 7230B | ALARIS MEDICAL SYSTEMS INC SUB CARDINAL HEALTH INC | 1975.5
CHRISTIANA |  | HOSPITAL-CH | 0 | 9964580 | DE |  |  |  | Infusion Pumps; General-Purpose | 37975 | 7230B | ALARIS MEDICAL SYSTEMS INC SUB CARDINAL HEALTH INC | 2395
CHRISTIANA |  | HOSPITAL-CH | 0 | 3660391 | DE |  |  |  | Infusion Pumps; General-Purpose | 32773 | 7230B | ALARIS MEDICAL SYSTEMS INC SUB CARDINAL HEALTH INC | 1975.5
CHRISTIANA |  | HOSPITAL-CH | 0 | 3660387 | DE |  |  |  | Infusion Pumps; General-Purpose | 32786 | 7230B | ALARIS MEDICAL SYSTEMS INC SUB CARDINAL HEALTH INC | 1975.5
CHRISTIANA |  | HOSPITAL-CH | 0 | 3664147 | DE |  |  |  | Infusion Pumps; General-Purpose | 33131 | 7230B | ALARIS MEDICAL SYSTEMS INC SUB CARDINAL HEALTH INC | 1975.5
CHRISTIANA |  | HOSPITAL-CH | 0 | 4127729 | DE |  |  |  | Infusion Pumps; General-Purpose | 36225 | 7230B | ALARIS MEDICAL SYSTEMS INC SUB CARDINAL HEALTH INC | 2395
CHRISTIANA |  | HOSPITAL-CH | 0 | 4127731 | DE |  |  |  | Infusion Pumps; General-Purpose | 36247 | 7230B | ALARIS MEDICAL SYSTEMS INC SUB CARDINAL HEALTH INC | 2395
CHRISTIANA |  | HOSPITAL-CH | 0 | 3661343 | DE |  |  |  | Infusion Pumps; General-Purpose | 33175 | 7230B | ALARIS MEDICAL SYSTEMS INC SUB CARDINAL HEALTH INC | 1975.5
CHRISTIANA |  | HOSPITAL-CH | 0 | 3664212 | DE |  |  |  | Infusion Pumps; General-Purpose | 34079 | 7230B | ALARIS MEDICAL SYSTEMS INC SUB CARDINAL HEALTH INC | 1975.5
CHRISTIANA |  | HOSPITAL-CH | 0 | 3701650 | DE |  |  |  | Infusion Pumps; General-Purpose | 33468 | 7230B | ALARIS MEDICAL SYSTEMS INC SUB CARDINAL HEALTH INC | 1975.5
CHRISTIANA |  | HOSPITAL-CH | 0 | 3660352 | DE |  |  |  | Infusion Pumps; General-Purpose | 32737 | 7230B | ALARIS MEDICAL SYSTEMS INC SUB CARDINAL HEALTH INC | 1975.5
CHRISTIANA |  | HOSPITAL-CH | 0 | 3660370 | DE |  |  |  | Infusion Pumps; General-Purpose | 32787 | 7230B | ALARIS MEDICAL SYSTEMS INC SUB CARDINAL HEALTH INC | 1975.5
CHRISTIANA |  | HOSPITAL-CH | 0 | 3664211 | DE |  |  |  | Infusion Pumps; General-Purpose | 33153 | 7230B | ALARIS MEDICAL SYSTEMS INC SUB CARDINAL HEALTH INC | 1975.5
CHRISTIANA |  | HOSPITAL-CH | 0 | 3660399 | DE |  |  |  | Infusion Pumps; General-Purpose | 33151 | 7230B | ALARIS MEDICAL SYSTEMS INC SUB CARDINAL HEALTH INC | 1975.5
CHRISTIANA |  | HOSPITAL-WH | 0 | 4078602 | DE |  |  |  | Infusion Pumps; General-Purpose | 35122 | 7230B | ALARIS MEDICAL SYSTEMS INC SUB CARDINAL HEALTH INC | 2395
CHRISTIANA |  | HOSPITAL-WH | 0 | 4078605 | DE |  |  |  | Infusion Pumps; General-Purpose | 35124 | 7230B | ALARIS MEDICAL SYSTEMS INC SUB CARDINAL HEALTH INC | 2395
CHRISTIANA |  | HOSPITAL-CH | 0 | 4127666 | DE |  |  |  | Infusion Pumps; General-Purpose | 36252 | 7230B | ALARIS MEDICAL SYSTEMS INC SUB CARDINAL HEALTH INC | 2395
CHRISTIANA |  | HOSPITAL-CH | 0 | 3661350 | DE |  |  |  | Infusion Pumps; General-Purpose | 32798 | 7230B | ALARIS MEDICAL SYSTEMS INC SUB CARDINAL HEALTH INC | 1975.5
CHRISTIANA |  | HOSPITAL-CH | 0 | 3698833 | DE |  |  |  | Infusion Pumps; General-Purpose | 33689 | 7230B | ALARIS MEDICAL SYSTEMS INC SUB CARDINAL HEALTH INC | 1975.5
CHRISTIANA |  | HOSPITAL-CH | 0 | 3663142 | DE |  |  |  | Infusion Pumps; General-Purpose | 32731 | 7230B | ALARIS MEDICAL SYSTEMS INC SUB CARDINAL HEALTH INC | 1975.5
CHRISTIANA |  | HOSPITAL-CH | 0 | 3664155 | DE |  |  |  | Infusion Pumps; General-Purpose | 32729 | 7230B | ALARIS MEDICAL SYSTEMS INC SUB CARDINAL HEALTH INC | 1975.5
CHRISTIANA |  | HOSPITAL-CH | 0 | 3660358 | DE |  |  |  | Infusion Pumps; General-Purpose | 32736 | 7230B | ALARIS MEDICAL SYSTEMS INC SUB CARDINAL HEALTH INC | 1975.5
CHRISTIANA |  | HOSPITAL-CH | 0 | 3664122 | DE |  |  |  | Infusion Pumps; General-Purpose | 32784 | 7230B | ALARIS MEDICAL SYSTEMS INC SUB CARDINAL HEALTH INC | 1975.5
CHRISTIANA |  | HOSPITAL-CH | 0 | 3660386 | DE |  |  |  | Infusion Pumps; General-Purpose | 32789 | 7230B | ALARIS MEDICAL SYSTEMS INC SUB CARDINAL HEALTH INC | 1975.5
CHRISTIANA |  | HOSPITAL-WH | 0 | 4092273 | DE |  |  |  | Infusion Pumps; General-Purpose | 35121 | 7230B | ALARIS MEDICAL SYSTEMS INC SUB CARDINAL HEALTH INC | 2395
CHRISTIANA |  | HOSPITAL-WH | 0 | 4078580 | DE |  |  |  | Infusion Pumps; General-Purpose | 35123 | 7230B | ALARIS MEDICAL SYSTEMS INC SUB CARDINAL HEALTH INC | 2395
CHRISTIANA |  | HOSPITAL-CH | 0 | 3661331 | DE |  |  |  | Infusion Pumps; General-Purpose | 33186 | 7230B | ALARIS MEDICAL SYSTEMS INC SUB CARDINAL HEALTH INC | 1975.5
CHRISTIANA |  | HOSPITAL-CH | 0 | 4127660 | DE |  |  |  | Infusion Pumps; General-Purpose | 36251 | 7230B | ALARIS MEDICAL SYSTEMS INC SUB CARDINAL HEALTH INC | 2395
CHRISTIANA |  | HOSPITAL-CH | 0 | 4127697 | DE |  |  |  | Infusion Pumps; General-Purpose | 36253 | 7230B | ALARIS MEDICAL SYSTEMS INC SUB CARDINAL HEALTH INC | 2395
CHRISTIANA |  | HOSPITAL-CH | 0 | 3661339 | DE |  |  |  | Infusion Pumps; General-Purpose | 32799 | 7230B | ALARIS MEDICAL SYSTEMS INC SUB CARDINAL HEALTH INC | 1975.5
CHRISTIANA |  | HOSPITAL-CH | 0 | 3698752 | DE |  |  |  | Infusion Pumps; General-Purpose | 33690 | 7230B | ALARIS MEDICAL SYSTEMS INC SUB CARDINAL HEALTH INC | 1975.5
CHRISTIANA |  | HOSPITAL-CH | 0 | 3660403 | DE |  |  |  | Infusion Pumps; General-Purpose | 32730 | 7230B | ALARIS MEDICAL SYSTEMS INC SUB CARDINAL HEALTH INC | 1975.5
CHRISTIANA |  | HOSPITAL-CH | 0 | 3660356 | DE |  |  |  | Infusion Pumps; General-Purpose | 32735 | 7230B | ALARIS MEDICAL SYSTEMS INC SUB CARDINAL HEALTH INC | 1975.5
CHRISTIANA |  | HOSPITAL-CH | 0 | 3660396 | DE |  |  |  | Infusion Pumps; General-Purpose | 32788 | 7230B | ALARIS MEDICAL SYSTEMS INC SUB CARDINAL HEALTH INC | 1975.5
CHRISTIANA |  | HOSPITAL-CH | 0 | 3660378 | DE |  |  |  | Infusion Pumps; General-Purpose | 32785 | 7230B | ALARIS MEDICAL SYSTEMS INC SUB CARDINAL HEALTH INC | 1975.5
CHRISTIANA |  | HOSPITAL-CH | 0 | 3663129 | DE |  |  |  | Infusion Pumps; General-Purpose | 32794 | 7230B | ALARIS MEDICAL SYSTEMS INC SUB CARDINAL HEALTH INC | 1975.5
CHRISTIANA |  | HOSPITAL-CH | 0 | 3664136 | DE |  |  |  | Infusion Pumps; General-Purpose | 34177 | 7230B | ALARIS MEDICAL SYSTEMS INC SUB CARDINAL HEALTH INC | 1975.5
CHRISTIANA |  | HOSPITAL-CH | 0 | 3663132 | DE |  |  |  | Infusion Pumps; General-Purpose | 34179 | 7230B | ALARIS MEDICAL SYSTEMS INC SUB CARDINAL HEALTH INC | 1975.5
CHRISTIANA |  | HOSPITAL-CH | 0 | 4127643 | DE |  |  |  | Infusion Pumps; General-Purpose | 36254 | 7230B | ALARIS MEDICAL SYSTEMS INC SUB CARDINAL HEALTH INC | 2395
CHRISTIANA |  | HOSPITAL-CH | 0 | 3664149 | DE |  |  |  | Infusion Pumps; General-Purpose | 32714 | 7230B | ALARIS MEDICAL SYSTEMS INC SUB CARDINAL HEALTH INC | 1975.5
CHRISTIANA |  | HOSPITAL-CH | 0 | 3663146 | DE |  |  |  | Infusion Pumps; General-Purpose | 32796 | 7230B | ALARIS MEDICAL SYSTEMS INC SUB CARDINAL HEALTH INC | 1975.5
CHRISTIANA |  | HOSPITAL-CH | 0 | 3664137 | DE |  |  |  | Infusion Pumps; General-Purpose | 32727 | 7230B | ALARIS MEDICAL SYSTEMS INC SUB CARDINAL HEALTH INC | 1975.5
CHRISTIANA |  | HOSPITAL-CH | 0 | 3660368 | DE |  |  |  | Infusion Pumps; General-Purpose | 32725 | 7230B | ALARIS MEDICAL SYSTEMS INC SUB CARDINAL HEALTH INC | 1975.5
CHRISTIANA |  | HOSPITAL-CH | 0 | 3663133 | DE |  |  |  | Infusion Pumps; General-Purpose | 32795 | 7230B | ALARIS MEDICAL SYSTEMS INC SUB CARDINAL HEALTH INC | 1975.5
CHRISTIANA |  | HOSPITAL-CH | 0 | 3663138 | DE |  |  |  | Infusion Pumps; General-Purpose | 34176 | 7230B | ALARIS MEDICAL SYSTEMS INC SUB CARDINAL HEALTH INC | 1975.5
CHRISTIANA |  | HOSPITAL-CH | 0 | 3663151 | DE |  |  |  | Infusion Pumps; General-Purpose | 34178 | 7230B | ALARIS MEDICAL SYSTEMS INC SUB CARDINAL HEALTH INC | 1975.5
CHRISTIANA |  | HOSPITAL-CH | 0 | 3658824 | DE |  |  |  | Infusion Pumps; General-Purpose | 32797 | 7230B | ALARIS MEDICAL SYSTEMS INC SUB CARDINAL HEALTH INC | 1975.5
CHRISTIANA |  | HOSPITAL-CH | 0 | 3660703 | DE |  |  |  | Infusion Pumps; General-Purpose | 32728 | 7230B | ALARIS MEDICAL SYSTEMS INC SUB CARDINAL HEALTH INC | 1975.5
CHRISTIANA |  | HOSPITAL-CH | 0 | 3663161 | DE |  |  |  | Infusion Pumps; General-Purpose | 32726 | 7230B | ALARIS MEDICAL SYSTEMS INC SUB CARDINAL HEALTH INC | 1975.5
CHRISTIANA |  | HOSPITAL-CH | 0 | 3660380 | DE |  |  |  | Infusion Pumps; General-Purpose | 32724 | 7230B | ALARIS MEDICAL SYSTEMS INC SUB CARDINAL HEALTH INC | 1975.5
CHRISTIANA |  | HOSPITAL-CH | 0 | 3664273 | DE |  |  |  | Infusion Pumps; General-Purpose | 32775 | 7230B | ALARIS MEDICAL SYSTEMS INC SUB CARDINAL HEALTH INC | 1750
CHRISTIANA |  | HOSPITAL-CH | 0 | 3660376 | DE |  |  |  | Infusion Pumps; General-Purpose | 32756 | 7230B | ALARIS MEDICAL SYSTEMS INC SUB CARDINAL HEALTH INC | 1975.5
CHRISTIANA |  | HOSPITAL-CH | 0 | 3660269 | DE |  |  |  | Infusion Pumps; General-Purpose | 32792 | 7230B | ALARIS MEDICAL SYSTEMS INC SUB CARDINAL HEALTH INC | 1975.5
CHRISTIANA |  | HOSPITAL-CH | 0 | 3660362 | DE |  |  |  | Infusion Pumps; General-Purpose | 32772 | 7230B | ALARIS MEDICAL SYSTEMS INC SUB CARDINAL HEALTH INC | 1975.5
CHRISTIANA |  | HOSPITAL-CH | 0 | 3663137 | DE |  |  |  | Infusion Pumps; General-Purpose | 33195 | 7230B | ALARIS MEDICAL SYSTEMS INC SUB CARDINAL HEALTH INC | 1975.5
CHRISTIANA |  | HOSPITAL-CH | 0 | 3663124 | DE |  |  |  | Infusion Pumps; General-Purpose | 33193 | 7230B | ALARIS MEDICAL SYSTEMS INC SUB CARDINAL HEALTH INC | 1975.5
CHRISTIANA |  | HOSPITAL-CH | 0 | 4126480 | DE |  |  |  | Infusion Pumps; General-Purpose | 36242 | 7230B | ALARIS MEDICAL SYSTEMS INC SUB CARDINAL HEALTH INC | 2395
CHRISTIANA |  | HOSPITAL-CH | 0 | 3661288 | DE |  |  |  | Infusion Pumps; General-Purpose | 33174 | 7230B | ALARIS MEDICAL SYSTEMS INC SUB CARDINAL HEALTH INC | 1975.5
CHRISTIANA |  | HOSPITAL-CH | 0 | 3663868 | DE |  |  |  | Infusion Pumps; General-Purpose | 32740 | 7230B | ALARIS MEDICAL SYSTEMS INC SUB CARDINAL HEALTH INC | 1975
CHRISTIANA |  | HOSPITAL-CH | 0 | 3663169 | DE |  |  |  | Infusion Pumps; General-Purpose | 33154 | 7230B | ALARIS MEDICAL SYSTEMS INC SUB CARDINAL HEALTH INC | 1975.5
CHRISTIANA |  | HOSPITAL-CH | 0 | 3663154 | DE |  |  |  | Infusion Pumps; General-Purpose | 34236 | 7230B | ALARIS MEDICAL SYSTEMS INC SUB CARDINAL HEALTH INC | 1975.5
CHRISTIANA |  | HOSPITAL-CH | 0 | 3660405 | DE |  |  |  | Infusion Pumps; General-Purpose | 32793 | 7230B | ALARIS MEDICAL SYSTEMS INC SUB CARDINAL HEALTH INC | 1975.5
CHRISTIANA |  | HOSPITAL-CH | 0 | 3660365 | DE |  |  |  | Infusion Pumps; General-Purpose | 32791 | 7230B | ALARIS MEDICAL SYSTEMS INC SUB CARDINAL HEALTH INC | 1975.5
CHRISTIANA |  | HOSPITAL-CH | 0 | 3663125 | DE |  |  |  | Infusion Pumps; General-Purpose | 33194 | 7230B | ALARIS MEDICAL SYSTEMS INC SUB CARDINAL HEALTH INC | 1975.5
CHRISTIANA |  | HOSPITAL-CH | 0 | 3660373 | DE |  |  |  | Infusion Pumps; General-Purpose | 33192 | 7230B | ALARIS MEDICAL SYSTEMS INC SUB CARDINAL HEALTH INC | 1975.5
CHRISTIANA |  | HOSPITAL-CH | 0 | 4127746 | DE |  |  |  | Infusion Pumps; General-Purpose | 36244 | 7230B | ALARIS MEDICAL SYSTEMS INC SUB CARDINAL HEALTH INC | 2395
CHRISTIANA |  | HOSPITAL-CH | 0 | 3660392 | DE |  |  |  | Infusion Pumps; General-Purpose | 34180 | 7230B | ALARIS MEDICAL SYSTEMS INC SUB CARDINAL HEALTH INC | 1975.5
CHRISTIANA |  | HOSPITAL-CH | 0 | 3703110 | DE |  |  |  | Infusion Pumps; General-Purpose | 33470 | 7230B | ALARIS MEDICAL SYSTEMS INC SUB CARDINAL HEALTH INC | 1975.5
CHRISTIANA |  | HOSPITAL-WH | 0 | 3663145 | DE |  |  |  | Infusion Pumps; General-Purpose | 33155 | 7230B | ALARIS MEDICAL SYSTEMS INC SUB CARDINAL HEALTH INC | 1975.5
CHRISTIANA |  | HOSPITAL-CH | 0 | 9910729 | DE |  |  |  | Infusion Pumps; General-Purpose | 34238 | 7230B | ALARIS MEDICAL SYSTEMS INC SUB CARDINAL HEALTH INC | 1975.5
CHRISTIANA |  | HOSPITAL-CH | 0 | 4127745 | DE |  |  |  | Infusion Pumps; General-Purpose | 36217 | 7230B | ALARIS MEDICAL SYSTEMS INC SUB CARDINAL HEALTH INC | 2395
CHRISTIANA |  | HOSPITAL-WH | 0 | 8L8-14 | DE |  |  |  | HOODS; ISOLATION; LAMINAR AIR FLOW | 19510 | 2811-D | SHANDON INC | 1278
CHRISTIANA |  | HOSPITAL-WH | 0 | 100519 | DE |  | 2002-09-08 20:00 |  | HOODS; ISOLATION; LAMINAR AIR FLOW | 33336 | 912 | LERNER LABORATORIES | 35000
CHRISTIANA |  | HOSPITAL-CH | 0 | 100516 | DE |  | 2004-04-12 20:00 |  | HOODS; ISOLATION; LAMINAR AIR FLOW | 35465 | 912 | LERNER LABORATORIES | 35000 | Purchased
CHRISTIANA |  | Smyrna Health & Wellness Center | 0 | 8521 | DE |  | 2001-10-04 20:00 |  | Freezer | 31976 | C-6 | CHATTANOOGA GROUP DIV ENCORE MEDICAL CORP | 7500
CHRISTIANA |  | HOSPITAL-WH | 0 | TMD-070609-4 | DE |  | 2009-02-25 19:00 |  | Scales; Clinical; Precision | 40455 | TMD | M.D. RESOURCE | 2500 | Purchased
CHRISTIANA |  | HOSPITAL-WH | 0 | TMD-070609-7 | DE |  | 2007-08-19 20:00 |  | Scales; Clinical; Precision | 39721 | TMD | M.D. RESOURCE | 650 | Purchased
CHRISTIANA |  | HOSPITAL-WH | 0 | TMD-070609-11 | DE |  | 2007-08-19 20:00 |  | Scales; Clinical; Precision | 39722 | TMD | M.D. RESOURCE | 650 | Purchased
CHRISTIANA |  | HOSPITAL-CH | 0 | TMD-071026-3 | DE |  | 2017-06-14 20:00 |  | Scales; Clinical; Precision | 65141 | TMD | M.D. RESOURCE | 2500 | Purchased
CHRISTIANA |  | HOSPITAL-CH | 0 | NONE | DE |  | 2017-08-24 20:00 |  | Scales; Patient; Bedside; Sling | 65146 | FG-821-HD | SR INSTRUMENTS INC | 1500 | Purchased
CHRISTIANA |  | HOSPITAL-CH | 0 | 58000080-0803 | DE |  | 2003-11-11 19:00 |  | Microtomes; Cryostat | 34789 | Tissue-Tek Cryo 3 B115 | Sakura Finetek USA Inc | 16750
CHRISTIANA |  | HOSPITAL-WH | 0 | 15080476 | DE |  | 2019-03-29 08:48 |  | Thermometers; Electronic | 87469 | 692 | CARDINAL | 350 | Purchased
CHRISTIANA |  | HOSPITAL-CH | 0 | 11291351 | DE |  | 2017-08-09 20:00 |  | Thermometers; Electronic | 62581 | 692 | CARDINAL | 517
CHRISTIANA |  | Star Campus | 0 | 18197499 | DE |  | 2018-07-19 20:00 |  | Thermometers; Electronic | 46677 | 692 | CARDINAL | 350
CHRISTIANA |  | HOSPITAL-CH | 0 | 14402266 | DE |  | 2016-11-10 19:00 |  | Thermometers; Electronic | 100045 | 692 | CARDINAL | 350 | Purchased
CHRISTIANA |  | Limestone Mill Creek Medical Center | 0 | NONE | DE |  | 2008-07-02 20:00 |  | Tables; Examination/Treatment; Adjustable | 41286 | E-Series Exam Table | HAMILTON BELL CO INC | 1700
CHRISTIANA |  | New Castle Center | 0 | 6827 | DE |  |  |  | Tables; Examination/Treatment; Adjustable | 41757 | E-Series Exam Table | HAMILTON BELL CO INC | 5576.52
CHRISTIANA |  | New Castle Center | 0 | JE0228-0247 | DE |  |  |  | X-Ray Generators | 26512 | CLINIX HF500 | PICKER INTERNATIONAL LTD | 50000
CHRISTIANA |  | Foulkstone Plaza | 0 | NONE | DE |  |  |  | Exercisers; Aerobic; Elliptical Motion | 37495 | 90 Series Elliptical Cross-Trainer 95Xi | Life Fitness | 6268.89
CHRISTIANA |  | HOSPITAL-CH | 0 | ASX117350 | DE |  | 2016-04-23 20:00 |  | Exercisers; Aerobic; Elliptical Motion | 62174 | 90 Series Elliptical Cross-Trainer 95Xi | Life Fitness | 6268.89 | Purchased
CHRISTIANA |  | HOSPITAL-CH | 0 | ASX117353 | DE |  | 2016-04-23 20:00 |  | Exercisers; Aerobic; Elliptical Motion | 62173 | 90 Series Elliptical Cross-Trainer 95Xi | Life Fitness | 6268.89 | Purchased
CHRISTIANA |  | HOSPITAL-CH | 0 | aax0895 | DE |  | 2013-07-27 20:00 |  | Arthroscopic Shaver Systems | 52627 | Dyonics Power II Control System Control 72200873 | SMITH & NEPHEW INC | 1500
CHRISTIANA |  | HOSPITAL-CH | 0 | FRJT00054 | DE |  |  |  | Spirometers; Monitoring | 28708 | 5410 | GE MEDICAL SYSTEMS | 800
CHRISTIANA |  | HOSPITAL-CH | 0 | FAJS00117 | DE |  |  |  | Spirometers; Monitoring | 28841 | 5410 | GE MEDICAL SYSTEMS | 800
CHRISTIANA |  | HOSPITAL-CH | 0 | FRJU00012 | DE |  |  |  | Spirometers; Monitoring | 32624 | 5410 | GE MEDICAL SYSTEMS | 1999.99
CHRISTIANA |  | HOSPITAL-WH | 0 | FAJQ00414 | DE |  |  |  | Spirometers; Monitoring | 14027 | 5410 | GE MEDICAL SYSTEMS | 2500
CHRISTIANA |  | HOSPITAL-WH | 0 | EA005800 | DE |  |  |  | Stimulators; Electroanalgesic | 20813 | 8670 | 3M Occupational Health & Environmental Safety Div | 2000
CHRISTIANA |  | HOSPITAL-WH | 0 | 27010 | DE |  |  |  | Battery Chargers | 20792 | 801807-21 | PHYSIO-CONTROL CORP | 1400
CHRISTIANA |  | HOSPITAL-CH | 0 | 31538 | DE |  |  |  | Battery Chargers | 31572 | 801807-21 | PHYSIO-CONTROL CORP | 1500
CHRISTIANA |  | HOSPITAL-CH | 0 | 28809 | DE |  |  |  | Battery Chargers | 21714 | 801807-21 | PHYSIO-CONTROL CORP | 1400
CHRISTIANA |  | HOSPITAL-CH | 0 | 25759 | DE |  |  |  | Battery Chargers | 20611 | 801807-21 | PHYSIO-CONTROL CORP | 1500
CHRISTIANA |  | HOSPITAL-CH | 0 | 20031 | DE |  |  |  | Battery Chargers | 19223 | 801807-21 | PHYSIO-CONTROL CORP | 1500
CHRISTIANA |  | HOSPITAL-CH | 0 | 26974 | DE |  |  |  | Battery Chargers | 20899 | 801807-21 | PHYSIO-CONTROL CORP | 1433
CHRISTIANA |  | HOSPITAL-CH | 0 | ?????? | DE |  |  |  | Battery Chargers | 20904 | 801807-21 | PHYSIO-CONTROL CORP | 1500
CHRISTIANA |  | CANCER CENTER | 0 | 64610280 | DE |  |  |  | Centrifuges | 35502 | 3000R-MARATHON | FISHER SCIENTIFIC | 0
CHRISTIANA |  | Neuroscience Center | 0 | 05031X851109 | DE |  |  |  | Electroencephalographs | 46547 | NICONE - 982A0445 | CareFusion Respiratory | 0
CHRISTIANA |  | HOSPITAL-CH | 0 | RG080105 | DE |  |  |  | Electroencephalographs | 42003 | NICONE - 982A0445 | CareFusion Respiratory | 23439.42
CHRISTIANA |  | HOSPITAL-CH | 0 | RG080107 | DE |  |  |  | Electroencephalographs | 42004 | NICONE - 982A0445 | CareFusion Respiratory | 23439.42
CHRISTIANA |  | HOSPITAL-CH | 0 | RG080104 | DE |  |  |  | Electroencephalographs | 42002 | NICONE - 982A0445 | CareFusion Respiratory | 23439.42
CHRISTIANA |  | Neuroscience Center | 0 | 05031X85-1110 | DE |  |  |  | Electroencephalographs | 46548 | NICONE - 982A0445 | CareFusion Respiratory | 0
CHRISTIANA |  | HOSPITAL-CH | 0 | 0N080539 | DE |  |  |  | Electroencephalographs | 46756 | NICONE - 982A0445 | CareFusion Respiratory | 0
CHRISTIANA |  | HOSPITAL-WH | 0 | RG080103 | DE |  | 2008-08-19 20:00 |  | Electroencephalographs | 42006 | NICONE - 982A0445 | CareFusion Respiratory | 23439.42
CHRISTIANA |  | HOSPITAL-CH | 0 | RG080106 | DE |  | 2008-08-19 20:00 |  | Electroencephalographs | 42001 | NICONE - 982A0445 | CareFusion Respiratory | 23439.42
CHRISTIANA |  | HOSPITAL-CH | 0 | 2080017802 | DE |  | 2019-03-29 08:48 |  | TEST EQUIPMENT; TEST EQUIPMENT | 63727 | 65EA | EXTECH INSTRUMENTS CORP | 5000 | Purchased
CHRISTIANA |  | HOSPITAL-WH | 0 | 20001127004 | DE |  | 2019-03-29 08:48 |  | Aspirators | 31030 | Gomco Mobile Aspirator 3041 | GOMCO SURGICAL MFG CO | 1500 | Purchased
CHRISTIANA |  | HOSPITAL-CH | 0 | NX2110UA | DE |  |  |  | Arthroscopic Shaver Systems | 57374 | Synergy Resection Shaver AR-8305 | ARTHREX INC | 10000
CHRISTIANA |  | HOSPITAL-WH | 0 | NX2118UA | DE |  |  |  | Arthroscopic Shaver Systems | 55789 | Synergy Resection Shaver AR-8305 | ARTHREX INC | 10000
CHRISTIANA |  | HOSPITAL-CH | 0 | 330484 | DE |  |  |  | Telemanipulation Systems; Surgical | 52614 | Da Vinci Si Surgeon Console SS3000 | INTUITIVE SURGICAL INC | 1250000
CHRISTIANA |  | HOSPITAL-CH | 0 | 330486 | DE |  |  |  | Telemanipulation Systems; Surgical | 52615 | Da Vinci Si Surgeon Console SS3000 | INTUITIVE SURGICAL INC | 1250000
CHRISTIANA |  | HOSPITAL-CH | 0 | 31619 | DE |  |  |  | Ventilators; Intensive Care; Neonatal/Pediatric; High-Frequency | 20584 | High Frequency Oscillatory Ventilator 3100A | CareFusion Respiratory | 20000
CHRISTIANA |  | HOSPITAL-CH | 0 | 311260 | DE |  |  |  | Ventilators; Intensive Care; Neonatal/Pediatric; High-Frequency | 23294 | High Frequency Oscillatory Ventilator 3100A | CareFusion Respiratory | 33916
CHRISTIANA |  | PMRI | 0 | HT0103040 | DE |  | 2003-08-11 20:00 |  | Exercisers; Aerobic; Treadmill | 34891 | Treadmill TR-9500 | Life Fitness | 7500 | Purchased
CHRISTIANA |  | HOSPITAL-CH | 0 | 201025685 | DE |  | 2016-11-28 19:00 |  | Acute Non-Invasive Positive Airway Pressure Units | 64128 | V60 POSITIVE AIRWAY PRESSURE UNIT; BI LEVEL | Philips Respironics Inc | 18059.29 | Purchased
CHRISTIANA |  | HOSPITAL-CH | 0 | 100100653 | DE |  | 2013-12-11 19:00 |  | Acute Non-Invasive Positive Airway Pressure Units | 53246 | V60 POSITIVE AIRWAY PRESSURE UNIT; BI LEVEL | Philips Respironics Inc | 63500 | Purchased
CHRISTIANA |  | HOSPITAL-CH | 0 | 100238128 | DE |  | 2017-12-13 19:00 |  | Acute Non-Invasive Positive Airway Pressure Units | 66218 | V60 POSITIVE AIRWAY PRESSURE UNIT; BI LEVEL | Philips Respironics Inc | 18059.29 | Purchased
CHRISTIANA |  | HOSPITAL-CH | 0 | 201025691 | DE |  | 2016-11-28 19:00 |  | Acute Non-Invasive Positive Airway Pressure Units | 64130 | V60 POSITIVE AIRWAY PRESSURE UNIT; BI LEVEL | Philips Respironics Inc | 18059.29 | Purchased
CHRISTIANA |  | HOSPITAL-CH | 0 | 100100649 | DE |  | 2013-12-11 19:00 |  | Acute Non-Invasive Positive Airway Pressure Units | 53245 | V60 POSITIVE AIRWAY PRESSURE UNIT; BI LEVEL | Philips Respironics Inc | 63500 | Purchased
CHRISTIANA |  | HOSPITAL-CH | 0 | 100074387 | DE |  | 2012-12-25 19:00 |  | Acute Non-Invasive Positive Airway Pressure Units | 50546 | V60 POSITIVE AIRWAY PRESSURE UNIT; BI LEVEL | Philips Respironics Inc | 63500 | Purchased
CHRISTIANA |  | HOSPITAL-CH | 0 | 100238161 | DE |  | 2017-12-13 19:00 |  | Acute Non-Invasive Positive Airway Pressure Units | 66228 | V60 POSITIVE AIRWAY PRESSURE UNIT; BI LEVEL | Philips Respironics Inc | 18059.29 | Purchased
CHRISTIANA |  | HOSPITAL-CH | 0 | 100235910 | DE |  | 2017-12-13 19:00 |  | Acute Non-Invasive Positive Airway Pressure Units | 66222 | V60 POSITIVE AIRWAY PRESSURE UNIT; BI LEVEL | Philips Respironics Inc | 18059.29 | Purchased
CHRISTIANA |  | HOSPITAL-CH | 0 | 100074386 | DE |  | 2012-12-25 19:00 |  | Acute Non-Invasive Positive Airway Pressure Units | 50554 | V60 POSITIVE AIRWAY PRESSURE UNIT; BI LEVEL | Philips Respironics Inc | 63500 | Purchased
CHRISTIANA |  | HOSPITAL-CH | 0 | 100238125 | DE |  | 2017-12-13 19:00 |  | Acute Non-Invasive Positive Airway Pressure Units | 66229 | V60 POSITIVE AIRWAY PRESSURE UNIT; BI LEVEL | Philips Respironics Inc | 18059.29 | Purchased
CHRISTIANA |  | HOSPITAL-CH | 0 | 100238077 | DE |  | 2017-12-13 19:00 |  | Acute Non-Invasive Positive Airway Pressure Units | 66230 | V60 POSITIVE AIRWAY PRESSURE UNIT; BI LEVEL | Philips Respironics Inc | 18059.29 | Purchased
CHRISTIANA |  | HOSPITAL-CH | 0 | 201025696 | DE |  | 2016-11-28 19:00 |  | Acute Non-Invasive Positive Airway Pressure Units | 64134 | V60 POSITIVE AIRWAY PRESSURE UNIT; BI LEVEL | Philips Respironics Inc | 18059.29 | Purchased
CHRISTIANA |  | HOSPITAL-CH | 0 | 100100651 | DE |  | 2013-12-11 19:00 |  | Acute Non-Invasive Positive Airway Pressure Units | 53242 | V60 POSITIVE AIRWAY PRESSURE UNIT; BI LEVEL | Philips Respironics Inc | 63500 | Purchased
CHRISTIANA |  | HOSPITAL-CH | 0 | 100100481 | DE |  | 2013-12-11 19:00 |  | Acute Non-Invasive Positive Airway Pressure Units | 53244 | V60 POSITIVE AIRWAY PRESSURE UNIT; BI LEVEL | Philips Respironics Inc | 63500 | Purchased
CHRISTIANA |  | HOSPITAL-CH | 0 | 100074279 | DE |  | 2012-12-25 19:00 |  | Acute Non-Invasive Positive Airway Pressure Units | 50553 | V60 POSITIVE AIRWAY PRESSURE UNIT; BI LEVEL | Philips Respironics Inc | 63500 | Purchased
CHRISTIANA |  | HOSPITAL-CH | 0 | 100100648 | DE |  | 2013-12-11 19:00 |  | Acute Non-Invasive Positive Airway Pressure Units | 53243 | V60 POSITIVE AIRWAY PRESSURE UNIT; BI LEVEL | Philips Respironics Inc | 63500 | Purchased
CHRISTIANA |  | HOSPITAL-CH | 0 | 100168513 | DE |  | 2016-01-03 19:00 |  | Acute Non-Invasive Positive Airway Pressure Units | 61821 | V60 POSITIVE AIRWAY PRESSURE UNIT; BI LEVEL | Philips Respironics Inc | 18059.29 | Purchased
CHRISTIANA |  | HOSPITAL-CH | 0 | 100168717 | DE |  | 2016-01-03 19:00 |  | Acute Non-Invasive Positive Airway Pressure Units | 61823 | V60 POSITIVE AIRWAY PRESSURE UNIT; BI LEVEL | Philips Respironics Inc | 18059.29 | Purchased
CHRISTIANA |  | HOSPITAL-CH | 0 | 100238078 | DE |  | 2017-12-13 19:00 |  | Acute Non-Invasive Positive Airway Pressure Units | 66219 | V60 POSITIVE AIRWAY PRESSURE UNIT; BI LEVEL | Philips Respironics Inc | 18059.29 | Purchased
CHRISTIANA |  | HOSPITAL-CH | 0 | 100168614 | DE |  | 2016-01-03 19:00 |  | Acute Non-Invasive Positive Airway Pressure Units | 61822 | V60 POSITIVE AIRWAY PRESSURE UNIT; BI LEVEL | Philips Respironics Inc | 18059.29 | Purchased
CHRISTIANA |  | HOSPITAL-CH | 0 | 100074499 | DE |  | 2012-12-25 19:00 |  | Acute Non-Invasive Positive Airway Pressure Units | 50548 | V60 POSITIVE AIRWAY PRESSURE UNIT; BI LEVEL | Philips Respironics Inc | 63500 | Purchased
CHRISTIANA |  | HOSPITAL-CH | 0 | 100168623 | DE |  | 2016-01-03 19:00 |  | Acute Non-Invasive Positive Airway Pressure Units | 61825 | V60 POSITIVE AIRWAY PRESSURE UNIT; BI LEVEL | Philips Respironics Inc | 18059.29 | Purchased
CHRISTIANA |  | HOSPITAL-CH | 0 | 100168606 | DE |  | 2016-01-03 19:00 |  | Acute Non-Invasive Positive Airway Pressure Units | 61827 | V60 POSITIVE AIRWAY PRESSURE UNIT; BI LEVEL | Philips Respironics Inc | 18059.29 | Purchased
CHRISTIANA |  | HOSPITAL-CH | 0 | 100074385 | DE |  | 2012-12-25 19:00 |  | Acute Non-Invasive Positive Airway Pressure Units | 50555 | V60 POSITIVE AIRWAY PRESSURE UNIT; BI LEVEL | Philips Respironics Inc | 63500 | Purchased
CHRISTIANA |  | HOSPITAL-CH | 0 | 100235920 | DE |  | 2017-12-13 19:00 |  | Acute Non-Invasive Positive Airway Pressure Units | 66231 | V60 POSITIVE AIRWAY PRESSURE UNIT; BI LEVEL | Philips Respironics Inc | 18059.29 | Purchased
CHRISTIANA |  | HOSPITAL-CH | 0 | 201024903 | DE |  | 2016-11-28 19:00 |  | Acute Non-Invasive Positive Airway Pressure Units | 64126 | V60 POSITIVE AIRWAY PRESSURE UNIT; BI LEVEL | Philips Respironics Inc | 18059.29 | Purchased
CHRISTIANA |  | HOSPITAL-CH | 0 | 100168780 | DE |  | 2016-01-03 19:00 |  | Acute Non-Invasive Positive Airway Pressure Units | 61824 | V60 POSITIVE AIRWAY PRESSURE UNIT; BI LEVEL | Philips Respironics Inc | 18059.29 | Purchased
CHRISTIANA |  | HOSPITAL-CH | 0 | 100168505 | DE |  | 2016-01-03 19:00 |  | Acute Non-Invasive Positive Airway Pressure Units | 61826 | V60 POSITIVE AIRWAY PRESSURE UNIT; BI LEVEL | Philips Respironics Inc | 18059.29 | Purchased
CHRISTIANA |  | HOSPITAL-CH | 0 | 100168512 | DE |  | 2016-01-03 19:00 |  | Acute Non-Invasive Positive Airway Pressure Units | 61828 | V60 POSITIVE AIRWAY PRESSURE UNIT; BI LEVEL | Philips Respironics Inc | 18059.29 | Purchased
CHRISTIANA |  | HOSPITAL-CH | 0 | 100238076 | DE |  | 2017-12-13 19:00 |  | Acute Non-Invasive Positive Airway Pressure Units | 66226 | V60 POSITIVE AIRWAY PRESSURE UNIT; BI LEVEL | Philips Respironics Inc | 18059.29 | Purchased
CHRISTIANA |  | HOSPITAL-CH | 0 | 201025647 | DE |  | 2016-11-28 19:00 |  | Acute Non-Invasive Positive Airway Pressure Units | 64122 | V60 POSITIVE AIRWAY PRESSURE UNIT; BI LEVEL | Philips Respironics Inc | 63500 | Purchased
CHRISTIANA |  | HOSPITAL-CH | 0 | 201025687 | DE |  | 2016-11-28 19:00 |  | Acute Non-Invasive Positive Airway Pressure Units | 64120 | V60 POSITIVE AIRWAY PRESSURE UNIT; BI LEVEL | Philips Respironics Inc | 18059.29 | Purchased
CHRISTIANA |  | HOSPITAL-CH | 0 | 100235934 | DE |  | 2017-12-13 19:00 |  | Acute Non-Invasive Positive Airway Pressure Units | 66233 | V60 POSITIVE AIRWAY PRESSURE UNIT; BI LEVEL | Philips Respironics Inc | 18059.29 | Purchased
CHRISTIANA |  | HOSPITAL-CH | 0 | 100238126 | DE |  | 2017-12-13 19:00 |  | Acute Non-Invasive Positive Airway Pressure Units | 66232 | V60 POSITIVE AIRWAY PRESSURE UNIT; BI LEVEL | Philips Respironics Inc | 18059.29 | Purchased
CHRISTIANA |  | HOSPITAL-CH | 0 | 100100455 | DE |  | 2013-12-11 19:00 |  | Acute Non-Invasive Positive Airway Pressure Units | 53239 | V60 POSITIVE AIRWAY PRESSURE UNIT; BI LEVEL | Philips Respironics Inc | 63500 | Purchased
CHRISTIANA |  | HOSPITAL-CH | 0 | 100100655 | DE |  | 2013-12-11 19:00 |  | Acute Non-Invasive Positive Airway Pressure Units | 53240 | V60 POSITIVE AIRWAY PRESSURE UNIT; BI LEVEL | Philips Respironics Inc | 63500 | Purchased
CHRISTIANA |  | HOSPITAL-CH | 0 | 100100459 | DE |  | 2013-12-11 19:00 |  | Acute Non-Invasive Positive Airway Pressure Units | 53241 | V60 POSITIVE AIRWAY PRESSURE UNIT; BI LEVEL | Philips Respironics Inc | 63500 | Purchased
CHRISTIANA |  | HOSPITAL-CH | 0 | 100237915 | DE |  | 2017-12-13 19:00 |  | Acute Non-Invasive Positive Airway Pressure Units | 66237 | V60 POSITIVE AIRWAY PRESSURE UNIT; BI LEVEL | Philips Respironics Inc | 18059.29 | Purchased
CHRISTIANA |  | HOSPITAL-CH | 0 | 201025684 | DE |  | 2016-11-28 19:00 |  | Acute Non-Invasive Positive Airway Pressure Units | 64123 | V60 POSITIVE AIRWAY PRESSURE UNIT; BI LEVEL | Philips Respironics Inc | 18059.29 | Purchased
CHRISTIANA |  | HOSPITAL-CH | 0 | 100168607 | DE |  | 2016-01-03 19:00 |  | Acute Non-Invasive Positive Airway Pressure Units | 61820 | V60 POSITIVE AIRWAY PRESSURE UNIT; BI LEVEL | Philips Respironics Inc | 18059.29 | Purchased
CHRISTIANA |  | HOSPITAL-CH | 0 | 100074500 | DE |  | 2012-12-25 19:00 |  | Acute Non-Invasive Positive Airway Pressure Units | 50551 | V60 POSITIVE AIRWAY PRESSURE UNIT; BI LEVEL | Philips Respironics Inc | 63500 | Purchased
CHRISTIANA |  | HOSPITAL-CH | 0 | 201025646 | DE |  | 2016-11-28 19:00 |  | Acute Non-Invasive Positive Airway Pressure Units | 64125 | V60 POSITIVE AIRWAY PRESSURE UNIT; BI LEVEL | Philips Respironics Inc | 18059.29 | Purchased
CHRISTIANA |  | HOSPITAL-CH | 0 | 100146426 | DE |  | 2012-12-25 19:00 |  | Acute Non-Invasive Positive Airway Pressure Units | 57463 | V60 POSITIVE AIRWAY PRESSURE UNIT; BI LEVEL | Philips Respironics Inc | 18059.29 | Purchased
CHRISTIANA |  | HOSPITAL-CH | 0 | 201014507 | DE |  | 2012-12-25 19:00 |  | Acute Non-Invasive Positive Airway Pressure Units | 57465 | V60 POSITIVE AIRWAY PRESSURE UNIT; BI LEVEL | Philips Respironics Inc | 18059.29 | Purchased
CHRISTIANA |  | HOSPITAL-CH | 0 | 100235930 | DE |  | 2017-12-13 19:00 |  | Acute Non-Invasive Positive Airway Pressure Units | 66227 | V60 POSITIVE AIRWAY PRESSURE UNIT; BI LEVEL | Philips Respironics Inc | 18059.29 | Purchased
CHRISTIANA |  | HOSPITAL-CH | 0 | 201014471 | DE |  | 2012-12-25 19:00 |  | Acute Non-Invasive Positive Airway Pressure Units | 57464 | V60 POSITIVE AIRWAY PRESSURE UNIT; BI LEVEL | Philips Respironics Inc | 18059.29 | Purchased
CHRISTIANA |  | HOSPITAL-CH | 0 | 100235919 | DE |  | 2017-12-13 19:00 |  | Acute Non-Invasive Positive Airway Pressure Units | 66223 | V60 POSITIVE AIRWAY PRESSURE UNIT; BI LEVEL | Philips Respironics Inc | 18059.29 | Purchased
CHRISTIANA |  | HOSPITAL-CH | 0 | 201025727 | DE |  | 2016-11-28 19:00 |  | Acute Non-Invasive Positive Airway Pressure Units | 64115 | V60 POSITIVE AIRWAY PRESSURE UNIT; BI LEVEL | Philips Respironics Inc | 18059.29 | Purchased
CHRISTIANA |  | HOSPITAL-CH | 0 | 100238074 | DE |  | 2017-12-13 19:00 |  | Acute Non-Invasive Positive Airway Pressure Units | 66221 | V60 POSITIVE AIRWAY PRESSURE UNIT; BI LEVEL | Philips Respironics Inc | 18059.29 | Purchased
CHRISTIANA |  | HOSPITAL-CH | 0 | 201025707 | DE |  | 2016-11-28 19:00 |  | Acute Non-Invasive Positive Airway Pressure Units | 64119 | V60 POSITIVE AIRWAY PRESSURE UNIT; BI LEVEL | Philips Respironics Inc | 18059.29 | Purchased
CHRISTIANA |  | HOSPITAL-CH | 0 | 100238127 | DE |  | 2017-12-13 19:00 |  | Acute Non-Invasive Positive Airway Pressure Units | 66216 | V60 POSITIVE AIRWAY PRESSURE UNIT; BI LEVEL | Philips Respironics Inc | 18059.29 | Purchased
CHRISTIANA |  | HOSPITAL-CH | 0 | 201025693 | DE |  | 2016-11-28 19:00 |  | Acute Non-Invasive Positive Airway Pressure Units | 64131 | V60 POSITIVE AIRWAY PRESSURE UNIT; BI LEVEL | Philips Respironics Inc | 18059.29 | Purchased
CHRISTIANA |  | HOSPITAL-CH | 0 | 100235912 | DE |  | 2017-12-13 19:00 |  | Acute Non-Invasive Positive Airway Pressure Units | 66220 | V60 POSITIVE AIRWAY PRESSURE UNIT; BI LEVEL | Philips Respironics Inc | 18059.29 | Purchased
CHRISTIANA |  | HOSPITAL-CH | 0 | 100074390 | DE |  | 2012-12-25 19:00 |  | Acute Non-Invasive Positive Airway Pressure Units | 50550 | V60 POSITIVE AIRWAY PRESSURE UNIT; BI LEVEL | Philips Respironics Inc | 63500 | Purchased
CHRISTIANA |  | HOSPITAL-CH | 0 | 201025800 | DE |  | 2016-11-28 19:00 |  | Acute Non-Invasive Positive Airway Pressure Units | 64133 | V60 POSITIVE AIRWAY PRESSURE UNIT; BI LEVEL | Philips Respironics Inc | 18059.29 | Purchased
CHRISTIANA |  | HOSPITAL-CH | 0 | 201026970 | DE |  | 2016-11-28 19:00 |  | Acute Non-Invasive Positive Airway Pressure Units | 64129 | V60 POSITIVE AIRWAY PRESSURE UNIT; BI LEVEL | Philips Respironics Inc | 18059.29 | Purchased
CHRISTIANA |  | HOSPITAL-CH | 0 | 100238145 | DE |  | 2017-12-13 19:00 |  | Acute Non-Invasive Positive Airway Pressure Units | 66217 | V60 POSITIVE AIRWAY PRESSURE UNIT; BI LEVEL | Philips Respironics Inc | 18059.29 | Purchased
CHRISTIANA |  | HOSPITAL-CH | 0 | 201014462 | DE |  | 2012-12-25 19:00 |  | Acute Non-Invasive Positive Airway Pressure Units | 57459 | V60 POSITIVE AIRWAY PRESSURE UNIT; BI LEVEL | Philips Respironics Inc | 18059.29 | Purchased
CHRISTIANA |  | HOSPITAL-CH | 0 | 100146424 | DE |  | 2012-12-25 19:00 |  | Acute Non-Invasive Positive Airway Pressure Units | 57461 | V60 POSITIVE AIRWAY PRESSURE UNIT; BI LEVEL | Philips Respironics Inc | 18059.29 | Purchased
CHRISTIANA |  | HOSPITAL-CH | 0 | 100235996 | DE |  | 2017-12-13 19:00 |  | Acute Non-Invasive Positive Airway Pressure Units | 66236 | V60 POSITIVE AIRWAY PRESSURE UNIT; BI LEVEL | Philips Respironics Inc | 18059.29 | Purchased
CHRISTIANA |  | HOSPITAL-CH | 0 | 201025650 | DE |  | 2016-11-28 19:00 |  | Acute Non-Invasive Positive Airway Pressure Units | 64118 | V60 POSITIVE AIRWAY PRESSURE UNIT; BI LEVEL | Philips Respironics Inc | 18059.29 | Purchased
CHRISTIANA |  | HOSPITAL-CH | 0 | 201014443 | DE |  | 2012-12-25 19:00 |  | Acute Non-Invasive Positive Airway Pressure Units | 57458 | V60 POSITIVE AIRWAY PRESSURE UNIT; BI LEVEL | Philips Respironics Inc | 18059.29 | Purchased
CHRISTIANA |  | HOSPITAL-CH | 0 | 100146421 | DE |  | 2012-12-25 19:00 |  | Acute Non-Invasive Positive Airway Pressure Units | 57460 | V60 POSITIVE AIRWAY PRESSURE UNIT; BI LEVEL | Philips Respironics Inc | 18059.29 | Purchased
CHRISTIANA |  | HOSPITAL-CH | 0 | 201014423 | DE |  | 2012-12-25 19:00 |  | Acute Non-Invasive Positive Airway Pressure Units | 57462 | V60 POSITIVE AIRWAY PRESSURE UNIT; BI LEVEL | Philips Respironics Inc | 18059.29 | Purchased
CHRISTIANA |  | HOSPITAL-CH | 0 | 100235926 | DE |  | 2017-12-13 19:00 |  | Acute Non-Invasive Positive Airway Pressure Units | 66225 | V60 POSITIVE AIRWAY PRESSURE UNIT; BI LEVEL | Philips Respironics Inc | 18059.29 | Purchased
CHRISTIANA |  | HOSPITAL-CH | 0 | 201025692 | DE |  | 2016-11-28 19:00 |  | Acute Non-Invasive Positive Airway Pressure Units | 64127 | V60 POSITIVE AIRWAY PRESSURE UNIT; BI LEVEL | Philips Respironics Inc | 18059.29 | Purchased
CHRISTIANA |  | HOSPITAL-CH | 0 | 201025665 | DE |  | 2016-11-28 19:00 |  | Acute Non-Invasive Positive Airway Pressure Units | 64132 | V60 POSITIVE AIRWAY PRESSURE UNIT; BI LEVEL | Philips Respironics Inc | 18059.29 | Purchased
CHRISTIANA |  | HOSPITAL-CH | 0 | 201025677 | DE |  | 2016-11-28 19:00 |  | Acute Non-Invasive Positive Airway Pressure Units | 64121 | V60 POSITIVE AIRWAY PRESSURE UNIT; BI LEVEL | Philips Respironics Inc | 18059.29 | Purchased
CHRISTIANA |  | HOSPITAL-CH | 0 | 100235925 | DE |  | 2017-12-13 19:00 |  | Acute Non-Invasive Positive Airway Pressure Units | 66234 | V60 POSITIVE AIRWAY PRESSURE UNIT; BI LEVEL | Philips Respironics Inc | 18059.29 | Purchased
CHRISTIANA |  | HOSPITAL-CH | 0 | 100074108 | DE |  | 2012-12-25 19:00 |  | Acute Non-Invasive Positive Airway Pressure Units | 50547 | V60 POSITIVE AIRWAY PRESSURE UNIT; BI LEVEL | Philips Respironics Inc | 63500 | Purchased
CHRISTIANA |  | HOSPITAL-CH | 0 | 201025721 | DE |  | 2016-11-28 19:00 |  | Acute Non-Invasive Positive Airway Pressure Units | 64116 | V60 POSITIVE AIRWAY PRESSURE UNIT; BI LEVEL | Philips Respironics Inc | 63500 | Purchased
CHRISTIANA |  | HOSPITAL-CH | 0 | 201024970 | DE |  | 2016-11-28 19:00 |  | Acute Non-Invasive Positive Airway Pressure Units | 64114 | V60 POSITIVE AIRWAY PRESSURE UNIT; BI LEVEL | Philips Respironics Inc | 18059.29 | Purchased
CHRISTIANA |  | HOSPITAL-CH | 0 | 201025642 | DE |  | 2016-11-28 19:00 |  | Acute Non-Invasive Positive Airway Pressure Units | 64124 | V60 POSITIVE AIRWAY PRESSURE UNIT; BI LEVEL | Philips Respironics Inc | 18059.29 | Purchased
CHRISTIANA |  | HOSPITAL-CH | 0 | 100074497 | DE |  | 2012-12-25 19:00 |  | Acute Non-Invasive Positive Airway Pressure Units | 50549 | V60 POSITIVE AIRWAY PRESSURE UNIT; BI LEVEL | Philips Respironics Inc | 63500 | Purchased
CHRISTIANA |  | HOSPITAL-CH | 0 | 100168430 | DE |  | 2016-01-03 19:00 |  | Acute Non-Invasive Positive Airway Pressure Units | 61829 | V60 POSITIVE AIRWAY PRESSURE UNIT; BI LEVEL | Philips Respironics Inc | 18059.29 | Purchased
CHRISTIANA |  | HOSPITAL-CH | 0 | 100235927 | DE |  | 2017-12-13 19:00 |  | Acute Non-Invasive Positive Airway Pressure Units | 66238 | V60 POSITIVE AIRWAY PRESSURE UNIT; BI LEVEL | Philips Respironics Inc | 18059.29 | Purchased
CHRISTIANA |  | HOSPITAL-CH | 0 | 100074391 | DE |  | 2012-12-25 19:00 |  | Acute Non-Invasive Positive Airway Pressure Units | 50552 | V60 POSITIVE AIRWAY PRESSURE UNIT; BI LEVEL | Philips Respironics Inc | 63500 | Purchased
CHRISTIANA |  | HOSPITAL-CH | 0 | 201025656 | DE |  | 2016-11-28 19:00 |  | Acute Non-Invasive Positive Airway Pressure Units | 64117 | V60 POSITIVE AIRWAY PRESSURE UNIT; BI LEVEL | Philips Respironics Inc | 18059.29 | Purchased
CHRISTIANA |  | HOSPITAL-CH | 0 | 100235915 | DE |  | 2017-12-13 19:00 |  | Acute Non-Invasive Positive Airway Pressure Units | 66224 | V60 POSITIVE AIRWAY PRESSURE UNIT; BI LEVEL | Philips Respironics Inc | 18059.29 | Purchased
CHRISTIANA |  | HOSPITAL-CH | 0 | 201025706 | DE |  | 2016-11-28 19:00 |  | Acute Non-Invasive Positive Airway Pressure Units | 64113 | V60 POSITIVE AIRWAY PRESSURE UNIT; BI LEVEL | Philips Respironics Inc | 18059.29 | Purchased
CHRISTIANA |  | HOSPITAL-CH | 0 | 201025676 | DE |  | 2016-11-28 19:00 |  | Acute Non-Invasive Positive Airway Pressure Units | 64135 | V60 POSITIVE AIRWAY PRESSURE UNIT; BI LEVEL | Philips Respironics Inc | 18059.29 | Purchased
CHRISTIANA |  | HOSPITAL-CH | 0 | 100235906 | DE |  | 2017-12-13 19:00 |  | Acute Non-Invasive Positive Airway Pressure Units | 66235 | V60 POSITIVE AIRWAY PRESSURE UNIT; BI LEVEL | Philips Respironics Inc | 18059.29 | Purchased
CHRISTIANA |  | HOSPITAL-WH | 0 | E2Y32918F | DE |  |  |  | Exercisers; Aerobic; Treadmill | 19507 | 1900/MTC-1 | GE MEDICAL SYSTEMS | 7352
CHRISTIANA |  | WH SURGI | 0 | 26631M | DE |  |  |  | Recorders; Video; Tape | 29696 | HS-0780 | Stryker Corp | 2211.3
CHRISTIANA |  | HOSPITAL-CH | 0 | 1233556 | DE |  | 2002-11-02 19:00 |  | Printers; Video | 34278 | OEP 3 | OLYMPUS AMERICA INC | 5803 | Purchased
CHRISTIANA |  | HOSPITAL-CH | 0 | A803654 | DE |  | 2008-08-12 20:00 |  | Printers; Video | 41968 | OEP 3 | OLYMPUS AMERICA INC | 1500 | Purchased
CHRISTIANA |  | HOSPITAL-CH | 0 | 1233827 | DE |  |  |  | Printers; Video | 34558 | OEP 3 | OLYMPUS AMERICA INC | 5803.6
CHRISTIANA |  | HOSPITAL-CH | 0 | 1132090 | DE |  | 2001-11-14 19:00 |  | Printers; Video | 32196 | OEP 3 | OLYMPUS AMERICA INC | 5627 | Purchased
CHRISTIANA |  | HOSPITAL-CH | 0 | 1030190 | DE |  |  |  | Printers; Video | 29511 | OEP 3 | OLYMPUS AMERICA INC | 5627.6
CHRISTIANA |  | HOSPITAL-CH | 0 | 1131886 | DE |  |  |  | Printers; Video | 34006 | OEP 3 | OLYMPUS AMERICA INC | 5999.99
CHRISTIANA |  | HOSPITAL-CH | 0 | 1233837 | DE |  |  |  | Printers; Video | 34557 | OEP 3 | OLYMPUS AMERICA INC | 5803.6
CHRISTIANA |  | HOSPITAL-CH | 0 | 1233838 | DE |  |  |  | Printers; Video | 34556 | OEP 3 | OLYMPUS AMERICA INC | 5803.6
CHRISTIANA |  | CH-SURGI | 0 | 110719 | DE |  | 2008-07-31 20:00 |  | Sterilization Process Indicators; Biological | 41859 | Attest Auto-reader for Steam 190 | 3M Occupational Health & Environmental Safety Div | 1500
CHRISTIANA |  | HOSPITAL-CH | 0 | WN01319 | DE |  |  |  | Warmers; Radiant; Infant | 29114 | WBR-82 | Hill-Rom Co Inc | 10780
CHRISTIANA |  | HOSPITAL-CH | 0 | YN01369 | DE |  |  |  | Warmers; Radiant; Infant | 29112 | WBR-82 | Hill-Rom Co Inc | 10780
CHRISTIANA |  | Riverside Medical Arts Complex | 0 | 2003328 | DE |  |  |  | Tables; Examination/Treatment; Adjustable; Physical Therapy | 31165 | Midland Deluxe Hi-Lo Mat Platform 22266 | MIDLAND MFG CO INC | 2500
CHRISTIANA |  | HOSPITAL-CH | 0 | 9906144 | DE |  |  |  | Tables; Examination/Treatment; Adjustable; Physical Therapy | 28836 | Midland Deluxe Hi-Lo Mat Platform 22266 | MIDLAND MFG CO INC | 2500
CHRISTIANA |  | HOSPITAL-CH | 0 | 4051 | DE |  | 2008-07-16 20:00 |  | Lavage Units | 41595 | COOLFLOW | BIOSENSE WEBSTER INC A JOHNSON & JOHNSON CO | 49999.99
CHRISTIANA |  | Springside Connor Building | 0 | 08617927CJ | DE |  | 2017-10-09 20:00 |  | Cold Compress/Pack Chilling Units | 65492 | C-5 CHILLING UNIT | CHATTANOOGA GROUP DIV ENCORE MEDICAL CORP | 7500
CHRISTIANA |  | HOSPITAL-WH | 0 | 4256 | DE |  |  |  | Scales; Patient; Floor | 39026 | DR 400 | DETECTO SCALE CO DIV CARDINAL SCALE MFG CO | 1500
CHRISTIANA |  | Annex | 0 | 6107 | DE |  |  |  | Scales; Patient; Floor | 39738 | DR 400 | DETECTO SCALE CO DIV CARDINAL SCALE MFG CO | 1500
CHRISTIANA |  | HOSPITAL-WH | 0 | 7027 | DE |  |  |  | Scales; Patient; Floor | 46421 | DR 400 | DETECTO SCALE CO DIV CARDINAL SCALE MFG CO | 1500
CHRISTIANA |  | HOSPITAL-WH | 0 | 9099 | DE |  |  |  | Scales; Patient; Floor | 46116 | DR 400 | DETECTO SCALE CO DIV CARDINAL SCALE MFG CO | 1500
CHRISTIANA |  | HOSPITAL-CH | 0 | AA37325 | DE |  |  |  | Cameras; Video; Endoscope | 40274 | CCU-20D1 | INTUITIVE SURGICAL INC | 25000
CHRISTIANA |  | HOSPITAL-CH | 0 | AA37310 | DE |  |  |  | Cameras; Video; Endoscope | 40273 | CCU-20D1 | INTUITIVE SURGICAL INC | 25000
CHRISTIANA |  | HOSPITAL-WH | 0 | 10490819 | DE |  |  |  | Microtomes; Cryostat | 31317 | 1800 | REICHERT OPHTHALMIC INSTRUMENTS DIV REICHERT INC | 0
CHRISTIANA |  | HOSPITAL-CH | 0 | 09B11955 | DE |  |  |  | Cameras; Video | 31252 | WV-BP554 | Panasonic Corp of America | 1500
CHRISTIANA |  | HOSPITAL-CH | 0 | US30530162 | DE |  |  |  | Scanning Systems; Ultrasonic; Vascular | 37597 | HD11 | PHILIPS MEDICAL SYSTEMS NORTH AMERICA | 67440
CHRISTIANA |  | HOSPITAL-WH | 0 | US90772591 | DE |  |  |  | Scanning Systems; Ultrasonic; Vascular | 40283 | HD11 | PHILIPS MEDICAL SYSTEMS NORTH AMERICA | 88038
CHRISTIANA |  | HOSPITAL-WH | 0 | 16452870 | DE |  |  |  | Infusion Pumps; General-Purpose | 44271 | 16026 | HOSPIRA HEALTHCARE CORP | 4905
CHRISTIANA |  | HOSPITAL-WH | 0 | 16452813 | DE |  |  |  | Infusion Pumps; General-Purpose | 44273 | 16026 | HOSPIRA HEALTHCARE CORP | 4905
CHRISTIANA |  | HOSPITAL-WH | 0 | 14340233 | DE |  |  |  | Infusion Pumps; General-Purpose | 43343 | 16026 | HOSPIRA HEALTHCARE CORP | 4905
CHRISTIANA |  | HOSPITAL-CH | 0 | 14340228 | DE |  |  |  | Infusion Pumps; General-Purpose | 43446 | 16026 | HOSPIRA HEALTHCARE CORP | 4905
CHRISTIANA |  | HOSPITAL-WH | 0 | 16454435 | DE |  |  |  | Infusion Pumps; General-Purpose | 43448 | 16026 | HOSPIRA HEALTHCARE CORP | 4905
CHRISTIANA |  | HOSPITAL-CH | 0 | 16455257 | DE |  |  |  | Infusion Pumps; General-Purpose | 43513 | 16026 | HOSPIRA HEALTHCARE CORP | 4905
CHRISTIANA |  | HOSPITAL-CH | 0 | 16454506 | DE |  |  |  | Infusion Pumps; General-Purpose | 43515 | 16026 | HOSPIRA HEALTHCARE CORP | 4905
CHRISTIANA |  | HOSPITAL-CH | 0 | 16455206 | DE |  |  |  | Infusion Pumps; General-Purpose | 43217 | 16026 | HOSPIRA HEALTHCARE CORP | 4655
CHRISTIANA |  | HOSPITAL-CH | 0 | 14348497 | DE |  |  |  | Infusion Pumps; General-Purpose | 43219 | 16026 | HOSPIRA HEALTHCARE CORP | 4655
CHRISTIANA |  | HOSPITAL-CH | 0 | 16455583 | DE |  |  |  | Infusion Pumps; General-Purpose | 44540 | 16026 | HOSPIRA HEALTHCARE CORP | 4655
CHRISTIANA |  | HOSPITAL-CH | 0 | NONE | DE |  |  |  | Infusion Pumps; General-Purpose | 44875 | 16026 | HOSPIRA HEALTHCARE CORP | 4905
CHRISTIANA |  | HOSPITAL-CH | 0 | 14347624 | DE |  |  |  | Infusion Pumps; General-Purpose | 44801 | 16026 | HOSPIRA HEALTHCARE CORP | 4655
CHRISTIANA |  | HOSPITAL-CH | 0 | 14348605 | DE |  |  |  | Infusion Pumps; General-Purpose | 43311 | 16026 | HOSPIRA HEALTHCARE CORP | 4905
CHRISTIANA |  | HOSPITAL-CH | 0 | 16455067 | DE |  |  |  | Infusion Pumps; General-Purpose | 43314 | 16026 | HOSPIRA HEALTHCARE CORP | 4905
CHRISTIANA |  | HOSPITAL-CH | 0 | 14347736 | DE |  |  |  | Infusion Pumps; General-Purpose | 43317 | 16026 | HOSPIRA HEALTHCARE CORP | 4905
CHRISTIANA |  | HOSPITAL-CH | 0 | 14340261 | DE |  |  |  | Infusion Pumps; General-Purpose | 43765 | 16026 | HOSPIRA HEALTHCARE CORP | 4905
CHRISTIANA |  | HOSPITAL-CH | 0 | 14348396 | DE |  |  |  | Infusion Pumps; General-Purpose | 43101 | 16026 | HOSPIRA HEALTHCARE CORP | 4655
CHRISTIANA |  | HOSPITAL-CH | 0 | 14348359 | DE |  |  |  | Infusion Pumps; General-Purpose | 43105 | 16026 | HOSPIRA HEALTHCARE CORP | 4655
CHRISTIANA |  | HOSPITAL-CH | 0 | 14590386 | DE |  |  |  | Infusion Pumps; General-Purpose | 44868 | 16026 | HOSPIRA HEALTHCARE CORP | 4905
CHRISTIANA |  | HOSPITAL-WH | 0 | 16455477 | DE |  |  |  | Infusion Pumps; General-Purpose | 43627 | 16026 | HOSPIRA HEALTHCARE CORP | 4905
CHRISTIANA |  | HOSPITAL-CH | 0 | 16453393 | DE |  |  |  | Infusion Pumps; General-Purpose | 43629 | 16026 | HOSPIRA HEALTHCARE CORP | 4905
CHRISTIANA |  | HOSPITAL-CH | 0 | 16455502 | DE |  |  |  | Infusion Pumps; General-Purpose | 43700 | 16026 | HOSPIRA HEALTHCARE CORP | 4905
CHRISTIANA |  | HOSPITAL-CH | 0 | 14347833 | DE |  |  |  | Infusion Pumps; General-Purpose | 43702 | 16026 | HOSPIRA HEALTHCARE CORP | 4905
CHRISTIANA |  | HOSPITAL-CH | 0 | 14349020 | DE |  |  |  | Infusion Pumps; General-Purpose | 44330 | 16026 | HOSPIRA HEALTHCARE CORP | 4905
CHRISTIANA |  | HOSPITAL-CH | 0 | 14348942 | DE |  |  |  | Infusion Pumps; General-Purpose | 44332 | 16026 | HOSPIRA HEALTHCARE CORP | 4905
CHRISTIANA |  | HOSPITAL-CH | 0 | 16455074 | DE |  |  |  | Infusion Pumps; General-Purpose | 44579 | 16026 | HOSPIRA HEALTHCARE CORP | 4655
CHRISTIANA |  | HOSPITAL-CH | 0 | 16454662 | DE |  |  |  | Infusion Pumps; General-Purpose | 44581 | 16026 | HOSPIRA HEALTHCARE CORP | 4655
CHRISTIANA |  | HOSPITAL-CH | 0 | 16455078 | DE |  |  |  | Infusion Pumps; General-Purpose | 43856 | 16026 | HOSPIRA HEALTHCARE CORP | 4905
CHRISTIANA |  | HOSPITAL-CH | 0 | 16454996 | DE |  |  |  | Infusion Pumps; General-Purpose | 43858 | 16026 | HOSPIRA HEALTHCARE CORP | 4905
CHRISTIANA |  | HOSPITAL-CH | 0 | 14349232 | DE |  |  |  | Infusion Pumps; General-Purpose | 43154 | 16026 | HOSPIRA HEALTHCARE CORP | 4655
CHRISTIANA |  | HOSPITAL-CH | 0 | 17237768 | DE |  |  |  | Infusion Pumps; General-Purpose | T44895 | 16026 | HOSPIRA HEALTHCARE CORP | 3250
CHRISTIANA |  | HOSPITAL-CH | 0 | 14349046 | DE |  |  |  | Infusion Pumps; General-Purpose | 43373 | 16026 | HOSPIRA HEALTHCARE CORP | 4905
CHRISTIANA |  | HOSPITAL-CH | 0 | 14349065 | DE |  |  |  | Infusion Pumps; General-Purpose | 43375 | 16026 | HOSPIRA HEALTHCARE CORP | 4905
CHRISTIANA |  | HOSPITAL-CH | 0 | 14351047 | DE |  |  |  | Infusion Pumps; General-Purpose | 44676 | 16026 | HOSPIRA HEALTHCARE CORP | 4655
CHRISTIANA |  | HOSPITAL-CH | 0 | 14340259 | DE |  |  |  | Infusion Pumps; General-Purpose | 43033 | 16026 | HOSPIRA HEALTHCARE CORP | 4655
CHRISTIANA |  | HOSPITAL-CH | 0 | 16454791 | DE |  |  |  | Infusion Pumps; General-Purpose | 43035 | 16026 | HOSPIRA HEALTHCARE CORP | 4655
CHRISTIANA |  | HOSPITAL-CH | 0 | 16452826 | DE |  |  |  | Infusion Pumps; General-Purpose | 44270 | 16026 | HOSPIRA HEALTHCARE CORP | 4905
CHRISTIANA |  | HOSPITAL-CH | 0 | 14353078 | DE |  |  |  | Infusion Pumps; General-Purpose | 44272 | 16026 | HOSPIRA HEALTHCARE CORP | 4905
CHRISTIANA |  | HOSPITAL-CH | 0 | 14340126 | DE |  |  |  | Infusion Pumps; General-Purpose | 43445 | 16026 | HOSPIRA HEALTHCARE CORP | 4905
CHRISTIANA |  | HOSPITAL-CH | 0 | 16454745 | DE |  |  |  | Infusion Pumps; General-Purpose | 43447 | 16026 | HOSPIRA HEALTHCARE CORP | 4905
CHRISTIANA |  | HOSPITAL-CH | 0 | 16454156 | DE |  |  |  | Infusion Pumps; General-Purpose | 43512 | 16026 | HOSPIRA HEALTHCARE CORP | 4905
CHRISTIANA |  | HOSPITAL-WH | 0 | 16454169 | DE |  |  |  | Infusion Pumps; General-Purpose | 43514 | 16026 | HOSPIRA HEALTHCARE CORP | 4905
CHRISTIANA |  | HOSPITAL-CH | 0 | 14590278 | DE |  |  |  | Infusion Pumps; General-Purpose | 44880 | 16026 | HOSPIRA HEALTHCARE CORP | 3250
CHRISTIANA |  | HOSPITAL-CH | 0 | 14348192 | DE |  |  |  | Infusion Pumps; General-Purpose | 43218 | 16026 | HOSPIRA HEALTHCARE CORP | 4655
CHRISTIANA |  | HOSPITAL-CH | 0 | 16454839 | DE |  |  |  | Infusion Pumps; General-Purpose | 43220 | 16026 | HOSPIRA HEALTHCARE CORP | 4655
CHRISTIANA |  | HOSPITAL-CH | 0 | 17237624 | DE |  |  |  | Infusion Pumps; General-Purpose | T44893 | 16026 | HOSPIRA HEALTHCARE CORP | 3250
CHRISTIANA |  | HOSPITAL-CH | 0 | 16454282 | DE |  |  |  | Infusion Pumps; General-Purpose | 44541 | 16026 | HOSPIRA HEALTHCARE CORP | 4655
CHRISTIANA |  | HOSPITAL-CH | 0 | 14348585 | DE |  |  |  | Infusion Pumps; General-Purpose | 43312 | 16026 | HOSPIRA HEALTHCARE CORP | 4905
CHRISTIANA |  | HOSPITAL-CH | 0 | 14348628 | DE |  |  |  | Infusion Pumps; General-Purpose | 43315 | 16026 | HOSPIRA HEALTHCARE CORP | 4905
CHRISTIANA |  | HOSPITAL-CH | 0 | 14347229 | DE |  |  |  | Infusion Pumps; General-Purpose | 43102 | 16026 | HOSPIRA HEALTHCARE CORP | 4655
CHRISTIANA |  | HOSPITAL-CH | 0 | 14348082 | DE |  |  |  | Infusion Pumps; General-Purpose | 43120 | 16026 | HOSPIRA HEALTHCARE CORP | 4655
CHRISTIANA |  | HOSPITAL-CH | 0 | 16455459 | DE |  |  |  | Infusion Pumps; General-Purpose | 43628 | 16026 | HOSPIRA HEALTHCARE CORP | 4905
CHRISTIANA |  | HOSPITAL-WH | 0 | 14346199 | DE |  |  |  | Infusion Pumps; General-Purpose | 43701 | 16026 | HOSPIRA HEALTHCARE CORP | 4905
CHRISTIANA |  | HOSPITAL-CH | 0 | 14345788 | DE |  |  |  | Infusion Pumps; General-Purpose | 43703 | 16026 | HOSPIRA HEALTHCARE CORP | 4905
CHRISTIANA |  | HOSPITAL-WH | 0 | 14348370 | DE |  |  |  | Infusion Pumps; General-Purpose | 44331 | 16026 | HOSPIRA HEALTHCARE CORP | 4905
CHRISTIANA |  | HOSPITAL-CH | 0 | 16453374 | DE |  |  |  | Infusion Pumps; General-Purpose | 44580 | 16026 | HOSPIRA HEALTHCARE CORP | 4655
CHRISTIANA |  | HOSPITAL-CH | 0 | 14348272 | DE |  |  |  | Infusion Pumps; General-Purpose | 43857 | 16026 | HOSPIRA HEALTHCARE CORP | 4905
CHRISTIANA |  | HOSPITAL-CH | 0 | 14349154 | DE |  |  |  | Infusion Pumps; General-Purpose | 43374 | 16026 | HOSPIRA HEALTHCARE CORP | 4905
CHRISTIANA |  | HOSPITAL-CH | 0 | 14349104 | DE |  |  |  | Infusion Pumps; General-Purpose | 43376 | 16026 | HOSPIRA HEALTHCARE CORP | 4905
CHRISTIANA |  | HOSPITAL-CH | 0 | 14340009 | DE |  |  |  | Infusion Pumps; General-Purpose | 44342 | 16026 | HOSPIRA HEALTHCARE CORP | 4905
CHRISTIANA |  | HOSPITAL-CH | 0 | 14347980 | DE |  |  |  | Infusion Pumps; General-Purpose | 44675 | 16026 | HOSPIRA HEALTHCARE CORP | 4655
CHRISTIANA |  | HOSPITAL-CH | 0 | 14340221 | DE |  |  |  | Infusion Pumps; General-Purpose | 43034 | 16026 | HOSPIRA HEALTHCARE CORP | 4655
CHRISTIANA |  | HOSPITAL-CH | 0 | 14348492 | DE |  |  |  | Infusion Pumps; General-Purpose | 44275 | 16026 | HOSPIRA HEALTHCARE CORP | 4905
CHRISTIANA |  | HOSPITAL-CH | 0 | 14340262 | DE |  |  |  | Infusion Pumps; General-Purpose | 43345 | 16026 | HOSPIRA HEALTHCARE CORP | 4905
CHRISTIANA |  | HOSPITAL-CH | 0 | 14350870 | DE |  |  |  | Infusion Pumps; General-Purpose | 44690 | 16026 | HOSPIRA HEALTHCARE CORP | 4655
CHRISTIANA |  | HOSPITAL-CH | 0 | 14349177 | DE |  |  |  | Infusion Pumps; General-Purpose | 43451 | 16026 | HOSPIRA HEALTHCARE CORP | 4905
CHRISTIANA |  | HOSPITAL-CH | 0 | 14348391 | DE |  |  |  | Infusion Pumps; General-Purpose | 43453 | 16026 | HOSPIRA HEALTHCARE CORP | 4905
CHRISTIANA |  | HOSPITAL-CH | 0 | 17237768 | DE |  |  |  | Infusion Pumps; General-Purpose | 44895 | 16026 | HOSPIRA HEALTHCARE CORP | 4905
CHRISTIANA |  | HOSPITAL-CH | 0 | 14347865 | DE |  |  |  | Infusion Pumps; General-Purpose | 44334 | 16026 | HOSPIRA HEALTHCARE CORP | 4905
CHRISTIANA |  | HOSPITAL-CH | 0 | 14350018 | DE |  |  |  | Infusion Pumps; General-Purpose | 44631 | 16026 | HOSPIRA HEALTHCARE CORP | 4655
CHRISTIANA |  | HOSPITAL-CH | 0 | 16453569 | DE |  |  |  | Infusion Pumps; General-Purpose | 44594 | 16026 | HOSPIRA HEALTHCARE CORP | 4655
CHRISTIANA |  | HOSPITAL-CH | 0 | 14351744 | DE |  |  |  | Infusion Pumps; General-Purpose | 44596 | 16026 | HOSPIRA HEALTHCARE CORP | 4655
CHRISTIANA |  | HOSPITAL-CH | 0 | 14348511 | DE |  |  |  | Infusion Pumps; General-Purpose | 44349 | 16026 | HOSPIRA HEALTHCARE CORP | 4905
CHRISTIANA |  | HOSPITAL-WH | 0 | 14348981 | DE |  |  |  | Infusion Pumps; General-Purpose | 44351 | 16026 | HOSPIRA HEALTHCARE CORP | 4905
CHRISTIANA |  | HOSPITAL-CH | 0 | 14595844 | DE |  |  |  | Infusion Pumps; General-Purpose | T44858 | 16026 | HOSPIRA HEALTHCARE CORP | 4905
CHRISTIANA |  | HOSPITAL-CH | 0 | 16454736 | DE |  |  |  | Infusion Pumps; General-Purpose | 43321 | 16026 | HOSPIRA HEALTHCARE CORP | 4905
CHRISTIANA |  | HOSPITAL-CH | 0 | 14340132 | DE |  |  |  | Infusion Pumps; General-Purpose | 43767 | 16026 | HOSPIRA HEALTHCARE CORP | 4905
CHRISTIANA |  | HOSPITAL-CH | 0 | 16454731 | DE |  |  |  | Infusion Pumps; General-Purpose | 43107 | 16026 | HOSPIRA HEALTHCARE CORP | 4655
CHRISTIANA |  | HOSPITAL-CH | 0 | 14347700 | DE |  |  |  | Infusion Pumps; General-Purpose | 43109 | 16026 | HOSPIRA HEALTHCARE CORP | 4655
CHRISTIANA |  | HOSPITAL-CH | 0 | 14348037 | DE |  |  |  | Infusion Pumps; General-Purpose | 43121 | 16026 | HOSPIRA HEALTHCARE CORP | 4655
CHRISTIANA |  | HOSPITAL-WH | 0 | 14339932 | DE |  |  |  | Infusion Pumps; General-Purpose | 43124 | 16026 | HOSPIRA HEALTHCARE CORP | 4655
CHRISTIANA |  | HOSPITAL-WH | 0 | 16454603 | DE |  |  |  | Infusion Pumps; General-Purpose | 43126 | 16026 | HOSPIRA HEALTHCARE CORP | 4655
CHRISTIANA |  | HOSPITAL-WH | 0 | 14347415 | DE |  |  |  | Infusion Pumps; General-Purpose | 43704 | 16026 | HOSPIRA HEALTHCARE CORP | 4905
CHRISTIANA |  | Limestone Mill Creek Medical Center | 0 | 17237645 | DE |  |  |  | Infusion Pumps; General-Purpose | 44884 | 16026 | HOSPIRA HEALTHCARE CORP | 4905
CHRISTIANA |  | HOSPITAL-CH | 0 | 14340213 | DE |  |  |  | Infusion Pumps; General-Purpose | 43274 | 16026 | HOSPIRA HEALTHCARE CORP | 4905
CHRISTIANA |  | HOSPITAL-CH | 0 | 14347765 | DE |  |  |  | Infusion Pumps; General-Purpose | 43277 | 16026 | HOSPIRA HEALTHCARE CORP | 4905
CHRISTIANA |  | HOSPITAL-CH | 0 | 17237587 | DE |  |  |  | Infusion Pumps; General-Purpose | T44882 | 16026 | HOSPIRA HEALTHCARE CORP | 3250
CHRISTIANA |  | HOSPITAL-WH | 0 | 14340196 | DE |  |  |  | Infusion Pumps; General-Purpose | 43363 | 16026 | HOSPIRA HEALTHCARE CORP | 4905
CHRISTIANA |  | HOSPITAL-CH | 0 | 16452659 | DE |  |  |  | Infusion Pumps; General-Purpose | 42025 | 16026 | HOSPIRA HEALTHCARE CORP | 4655
CHRISTIANA |  | HOSPITAL-CH | 0 | 16453452 | DE |  |  |  | Infusion Pumps; General-Purpose | 44583 | 16026 | HOSPIRA HEALTHCARE CORP | 4655
CHRISTIANA |  | HOSPITAL-CH | 0 | 16454944 | DE |  |  |  | Infusion Pumps; General-Purpose | 43651 | 16026 | HOSPIRA HEALTHCARE CORP | 4905
CHRISTIANA |  | HOSPITAL-CH | 0 | 16454287 | DE |  |  |  | Infusion Pumps; General-Purpose | 43156 | 16026 | HOSPIRA HEALTHCARE CORP | 4655
CHRISTIANA |  | HOSPITAL-WH | 0 | 16454378 | DE |  |  |  | Infusion Pumps; General-Purpose | 43158 | 16026 | HOSPIRA HEALTHCARE CORP | 4655
CHRISTIANA |  | HOSPITAL-WH | 0 | 14349099 | DE |  |  |  | Infusion Pumps; General-Purpose | 43377 | 16026 | HOSPIRA HEALTHCARE CORP | 4905
CHRISTIANA |  | HOSPITAL-CH | 0 | 16455751 | DE |  |  |  | Infusion Pumps; General-Purpose | 44518 | 16026 | HOSPIRA HEALTHCARE CORP | 4905
CHRISTIANA |  | HOSPITAL-CH | 0 | 14348329 | DE |  |  |  | Infusion Pumps; General-Purpose | 43240 | 16026 | HOSPIRA HEALTHCARE CORP | 4655
CHRISTIANA |  | HOSPITAL-CH | 0 | 14348505 | DE |  |  |  | Infusion Pumps; General-Purpose | 43242 | 16026 | HOSPIRA HEALTHCARE CORP | 4655
CHRISTIANA |  | HOSPITAL-CH | 0 | 16453415 | DE |  |  |  | Infusion Pumps; General-Purpose | 44530 | 16026 | HOSPIRA HEALTHCARE CORP | 4905
CHRISTIANA |  | CANCER CENTER | 0 | 16455227 | DE |  |  |  | Infusion Pumps; General-Purpose | 43893 | 16026 | HOSPIRA HEALTHCARE CORP | 4905
CHRISTIANA |  | HOSPITAL-CH | 0 | 16454660 | DE |  |  |  | Infusion Pumps; General-Purpose | 43037 | 16026 | HOSPIRA HEALTHCARE CORP | 4655
CHRISTIANA |  | HOSPITAL-CH | 0 | 14339945 | DE |  |  |  | Infusion Pumps; General-Purpose | 43039 | 16026 | HOSPIRA HEALTHCARE CORP | 4655
CHRISTIANA |  | HOSPITAL-WH | 0 | 14352676 | DE |  |  |  | Infusion Pumps; General-Purpose | 44276 | 16026 | HOSPIRA HEALTHCARE CORP | 4905
CHRISTIANA |  | HOSPITAL-CH | 0 | 14353112 | DE |  |  |  | Infusion Pumps; General-Purpose | 44274 | 16026 | HOSPIRA HEALTHCARE CORP | 4905
CHRISTIANA |  | CONCORD M.O.B. | 0 | 14340017 | PA |  |  |  | Infusion Pumps; General-Purpose | 43344 | 16026 | HOSPIRA HEALTHCARE CORP | 4905
CHRISTIANA |  | HOSPITAL-CH | 0 | 14340038 | DE |  |  |  | Infusion Pumps; General-Purpose | 43449 | 16026 | HOSPIRA HEALTHCARE CORP | 4905
CHRISTIANA |  | HOSPITAL-CH | 0 | 16455207 | DE |  |  |  | Infusion Pumps; General-Purpose | 43452 | 16026 | HOSPIRA HEALTHCARE CORP | 4905
CHRISTIANA |  | HOSPITAL-WH | 0 | 14349031 | DE |  |  |  | Infusion Pumps; General-Purpose | 44333 | 16026 | HOSPIRA HEALTHCARE CORP | 4905
CHRISTIANA |  | HOSPITAL-WH | 0 | 14348056 | DE |  |  |  | Infusion Pumps; General-Purpose | 44335 | 16026 | HOSPIRA HEALTHCARE CORP | 4905
CHRISTIANA |  | HOSPITAL-CH | 0 | 14348287 | DE |  |  |  | Infusion Pumps; General-Purpose | 44595 | 16026 | HOSPIRA HEALTHCARE CORP | 4655
CHRISTIANA |  | HOSPITAL-WH | 0 | 14348524 | DE |  |  |  | Infusion Pumps; General-Purpose | 44350 | 16026 | HOSPIRA HEALTHCARE CORP | 4905
CHRISTIANA |  | HOSPITAL-CH | 0 | 14347627 | DE |  |  |  | Infusion Pumps; General-Purpose | 43320 | 16026 | HOSPIRA HEALTHCARE CORP | 4905
CHRISTIANA |  | HOSPITAL-CH | 0 | 14348504 | DE |  |  |  | Infusion Pumps; General-Purpose | 43766 | 16026 | HOSPIRA HEALTHCARE CORP | 4905
CHRISTIANA |  | HOSPITAL-CH | 0 | 16454788 | DE |  |  |  | Infusion Pumps; General-Purpose | 43106 | 16026 | HOSPIRA HEALTHCARE CORP | 4655
CHRISTIANA |  | HOSPITAL-CH | 0 | 16454741 | DE |  |  |  | Infusion Pumps; General-Purpose | 43108 | 16026 | HOSPIRA HEALTHCARE CORP | 4655
CHRISTIANA |  | HOSPITAL-CH | 0 | 14348493 | DE |  |  |  | Infusion Pumps; General-Purpose | 43123 | 16026 | HOSPIRA HEALTHCARE CORP | 4655
CHRISTIANA |  | HOSPITAL-CH | 0 | 14340207 | DE |  |  |  | Infusion Pumps; General-Purpose | 43125 | 16026 | HOSPIRA HEALTHCARE CORP | 4655
CHRISTIANA |  | Limestone Mill Creek Medical Center | 0 | 17237644 | DE |  |  |  | Infusion Pumps; General-Purpose | 44883 | 16026 | HOSPIRA HEALTHCARE CORP | 4905
CHRISTIANA |  | HOSPITAL-CH | 0 | 14348130 | DE |  |  |  | Infusion Pumps; General-Purpose | 43275 | 16026 | HOSPIRA HEALTHCARE CORP | 4905
CHRISTIANA |  | HOSPITAL-CH | 0 | 16452644 | DE |  |  |  | Infusion Pumps; General-Purpose | 42026 | 16026 | HOSPIRA HEALTHCARE CORP | 4655
CHRISTIANA |  | HOSPITAL-CH | 0 | 16455614 | DE |  |  |  | Infusion Pumps; General-Purpose | 44582 | 16026 | HOSPIRA HEALTHCARE CORP | 4655
CHRISTIANA |  | HOSPITAL-CH | 0 | 16455743 | DE |  |  |  | Infusion Pumps; General-Purpose | 44584 | 16026 | HOSPIRA HEALTHCARE CORP | 4655
CHRISTIANA |  | HOSPITAL-CH | 0 | 14339283 | DE |  |  |  | Infusion Pumps; General-Purpose | 43653 | 16026 | HOSPIRA HEALTHCARE CORP | 4905
CHRISTIANA |  | HOSPITAL-WH | 0 | 16455203 | DE |  |  |  | Infusion Pumps; General-Purpose | 43859 | 16026 | HOSPIRA HEALTHCARE CORP | 4905
CHRISTIANA |  | HOSPITAL-CH | 0 | 16454269 | DE |  |  |  | Infusion Pumps; General-Purpose | 43155 | 16026 | HOSPIRA HEALTHCARE CORP | 4655
CHRISTIANA |  | HOSPITAL-CH | 0 | 14340291 | DE |  |  |  | Infusion Pumps; General-Purpose | 43157 | 16026 | HOSPIRA HEALTHCARE CORP | 4655
CHRISTIANA |  | HOSPITAL-CH | 0 | 14349054 | DE |  |  |  | Infusion Pumps; General-Purpose | 43378 | 16026 | HOSPIRA HEALTHCARE CORP | 4905
CHRISTIANA |  | HOSPITAL-CH | 0 | 16453382 | DE |  |  |  | Infusion Pumps; General-Purpose | 44517 | 16026 | HOSPIRA HEALTHCARE CORP | 4905
CHRISTIANA |  | HOSPITAL-CH | 0 | 14348014 | DE |  |  |  | Infusion Pumps; General-Purpose | 43239 | 16026 | HOSPIRA HEALTHCARE CORP | 4655
CHRISTIANA |  | HOSPITAL-CH | 0 | 14347863 | DE |  |  |  | Infusion Pumps; General-Purpose | 43241 | 16026 | HOSPIRA HEALTHCARE CORP | 4655
CHRISTIANA |  | HOSPITAL-CH | 0 | 17237622 | DE |  |  |  | Infusion Pumps; General-Purpose | T44910 | 16026 | HOSPIRA HEALTHCARE CORP | 3250
CHRISTIANA |  | HOSPITAL-CH | 0 | 14354909 | DE |  |  |  | Infusion Pumps; General-Purpose | 44531 | 16026 | HOSPIRA HEALTHCARE CORP | 4905
CHRISTIANA |  | HOSPITAL-WH | 0 | 16455449 | DE |  |  |  | Infusion Pumps; General-Purpose | 43894 | 16026 | HOSPIRA HEALTHCARE CORP | 4905
CHRISTIANA |  | HOSPITAL-CH | 0 | 16455271 | DE |  |  |  | Infusion Pumps; General-Purpose | 43036 | 16026 | HOSPIRA HEALTHCARE CORP | 4655
CHRISTIANA |  | HOSPITAL-CH | 0 | 16454743 | DE |  |  |  | Infusion Pumps; General-Purpose | 43038 | 16026 | HOSPIRA HEALTHCARE CORP | 4655
CHRISTIANA |  | HOSPITAL-CH | 0 | 14604451 | DE |  |  |  | Infusion Pumps; General-Purpose | T44872 | 16026 | HOSPIRA HEALTHCARE CORP | 4905
CHRISTIANA |  | HOSPITAL-CH | 0 | 17237703 | DE |  |  |  | Infusion Pumps; General-Purpose | T44886 | 16026 | HOSPIRA HEALTHCARE CORP | 3250
CHRISTIANA |  | HOSPITAL-WH | 0 | 14339987 | DE |  |  |  | Infusion Pumps; General-Purpose | 44336 | 16026 | HOSPIRA HEALTHCARE CORP | 4905
CHRISTIANA |  | HOSPITAL-WH | 0 | 16453586 | DE |  |  |  | Infusion Pumps; General-Purpose | 44338 | 16026 | HOSPIRA HEALTHCARE CORP | 4905
CHRISTIANA |  | HOSPITAL-WH | 0 | 14350897 | DE |  |  |  | Infusion Pumps; General-Purpose | 44466 | 16026 | HOSPIRA HEALTHCARE CORP | 4655
CHRISTIANA |  | HOSPITAL-CH | 0 | 14351644 | DE |  |  |  | Infusion Pumps; General-Purpose | 44633 | 16026 | HOSPIRA HEALTHCARE CORP | 4655
CHRISTIANA |  | HOSPITAL-CH | 0 | 17237632 | DE |  |  |  | Infusion Pumps; General-Purpose | T44899 | 16026 | HOSPIRA HEALTHCARE CORP | 3250
CHRISTIANA |  | HOSPITAL-CH | 0 | 14349988 | DE |  |  |  | Infusion Pumps; General-Purpose | 44598 | 16026 | HOSPIRA HEALTHCARE CORP | 4655
CHRISTIANA |  | HOSPITAL-WH | 0 | 14348560 | DE |  |  |  | Infusion Pumps; General-Purpose | 44353 | 16026 | HOSPIRA HEALTHCARE CORP | 4905
CHRISTIANA |  | HOSPITAL-CH | 0 | 17237579 | DE |  |  |  | Infusion Pumps; General-Purpose | T44913 | 16026 | HOSPIRA HEALTHCARE CORP | 3250
CHRISTIANA |  | HOSPITAL-CH | 0 | 14349092 | DE |  |  |  | Infusion Pumps; General-Purpose | 43438 | 16026 | HOSPIRA HEALTHCARE CORP | 4905
CHRISTIANA |  | HOSPITAL-CH | 0 | 14345812 | DE |  |  |  | Infusion Pumps; General-Purpose | 43440 | 16026 | HOSPIRA HEALTHCARE CORP | 4905
CHRISTIANA |  | HOSPITAL-WH | 0 | 16453870 | DE |  |  |  | Infusion Pumps; General-Purpose | 43506 | 16026 | HOSPIRA HEALTHCARE CORP | 4905
CHRISTIANA |  |  | 0 | 16454185 |  |  |  |  | Infusion Pumps; General-Purpose | 43128 | 16026 | HOSPIRA HEALTHCARE CORP | 4655
CHRISTIANA |  | HOSPITAL-WH | 0 | 14348953 | DE |  |  |  | Infusion Pumps; General-Purpose | 44326 | 16026 | HOSPIRA HEALTHCARE CORP | 4905
CHRISTIANA |  | HOSPITAL-CH | 0 | 14348591 | DE |  |  |  | Infusion Pumps; General-Purpose | 43339 | 16026 | HOSPIRA HEALTHCARE CORP | 4905
CHRISTIANA |  | HOSPITAL-CH | 0 | 14348559 | DE |  |  |  | Infusion Pumps; General-Purpose | 43282 | 16026 | HOSPIRA HEALTHCARE CORP | 4905
CHRISTIANA |  | HOSPITAL-WH | 0 | 16454552 | DE |  |  |  | Infusion Pumps; General-Purpose | 43285 | 16026 | HOSPIRA HEALTHCARE CORP | 4905
CHRISTIANA |  | HOSPITAL-WH | 0 | 14339662 | DE |  |  |  | Infusion Pumps; General-Purpose | 43365 | 16026 | HOSPIRA HEALTHCARE CORP | 4905
CHRISTIANA |  | HOSPITAL-CH | 0 | 16454564 | DE |  |  |  | Infusion Pumps; General-Purpose | 43367 | 16026 | HOSPIRA HEALTHCARE CORP | 4905
CHRISTIANA |  | HOSPITAL-CH | 0 | 16453727 | DE |  |  |  | Infusion Pumps; General-Purpose | 44585 | 16026 | HOSPIRA HEALTHCARE CORP | 4655
CHRISTIANA |  | HOSPITAL-CH | 0 | 16455479 | DE |  |  |  | Infusion Pumps; General-Purpose | 43654 | 16026 | HOSPIRA HEALTHCARE CORP | 4905
CHRISTIANA |  | HOSPITAL-CH | 0 | 16455445 | DE |  |  |  | Infusion Pumps; General-Purpose | 43656 | 16026 | HOSPIRA HEALTHCARE CORP | 4905
CHRISTIANA |  | HOSPITAL-CH | 0 | 14340095 | DE |  |  |  | Infusion Pumps; General-Purpose | 43160 | 16026 | HOSPIRA HEALTHCARE CORP | 4655
CHRISTIANA |  | HOSPITAL-CH | 0 | 16552872 | DE |  |  |  | Infusion Pumps; General-Purpose | 44853 | 16026 | HOSPIRA HEALTHCARE CORP | 3250
CHRISTIANA |  | HOSPITAL-CH | 0 | 16455086 | DE |  |  |  | Infusion Pumps; General-Purpose | 44520 | 16026 | HOSPIRA HEALTHCARE CORP | 4905
CHRISTIANA |  | HOSPITAL-CH | 0 | 16454943 | DE |  |  |  | Infusion Pumps; General-Purpose | 43244 | 16026 | HOSPIRA HEALTHCARE CORP | 4655
CHRISTIANA |  | HOSPITAL-CH | 0 | 14348009 | DE |  |  |  | Infusion Pumps; General-Purpose | 43247 | 16026 | HOSPIRA HEALTHCARE CORP | 4905
CHRISTIANA |  | HOSPITAL-CH | 0 | 16454656 | DE |  |  |  | Infusion Pumps; General-Purpose | 43895 | 16026 | HOSPIRA HEALTHCARE CORP | 4905
CHRISTIANA |  | HOSPITAL-CH | 0 | 16455195 | DE |  |  |  | Infusion Pumps; General-Purpose | 43899 | 16026 | HOSPIRA HEALTHCARE CORP | 4905
CHRISTIANA |  | HOSPITAL-CH | 0 | 14348411 | DE |  |  |  | Infusion Pumps; General-Purpose | 43112 | 16026 | HOSPIRA HEALTHCARE CORP | 4655
CHRISTIANA |  | HOSPITAL-WH | 0 | 14348092 | DE |  |  |  | Infusion Pumps; General-Purpose | 44390 | 16026 | HOSPIRA HEALTHCARE CORP | 4905
CHRISTIANA |  | HOSPITAL-WH | 0 | 14345067 | DE |  |  |  | Infusion Pumps; General-Purpose | 44691 | 16026 | HOSPIRA HEALTHCARE CORP | 4655
CHRISTIANA |  | HOSPITAL-CH | 0 | 14340217 | DE |  |  |  | Infusion Pumps; General-Purpose | 44337 | 16026 | HOSPIRA HEALTHCARE CORP | 4905
CHRISTIANA |  | HOSPITAL-CH | 0 | 16453397 | DE |  |  |  | Infusion Pumps; General-Purpose | 44465 | 16026 | HOSPIRA HEALTHCARE CORP | 4655
CHRISTIANA |  | HOSPITAL-WH | 0 | 14347750 | DE |  |  |  | Infusion Pumps; General-Purpose | 44632 | 16026 | HOSPIRA HEALTHCARE CORP | 4655
CHRISTIANA |  | HOSPITAL-CH | 0 | 14348354 | DE |  |  |  | Infusion Pumps; General-Purpose | 44634 | 16026 | HOSPIRA HEALTHCARE CORP | 4655
CHRISTIANA |  | HOSPITAL-CH | 0 | 14347473 | DE |  |  |  | Infusion Pumps; General-Purpose | 44597 | 16026 | HOSPIRA HEALTHCARE CORP | 4655
CHRISTIANA |  | HOSPITAL-CH | 0 | 14350754 | DE |  |  |  | Infusion Pumps; General-Purpose | 44599 | 16026 | HOSPIRA HEALTHCARE CORP | 4655
CHRISTIANA |  | HOSPITAL-WH | 0 | 14348491 | DE |  |  |  | Infusion Pumps; General-Purpose | 44352 | 16026 | HOSPIRA HEALTHCARE CORP | 4905
CHRISTIANA |  | HOSPITAL-WH | 0 | 14348410 | DE |  |  |  | Infusion Pumps; General-Purpose | 44354 | 16026 | HOSPIRA HEALTHCARE CORP | 4905
CHRISTIANA |  | HOSPITAL-WH | 0 | 14347920 | DE |  |  |  | Infusion Pumps; General-Purpose | 43437 | 16026 | HOSPIRA HEALTHCARE CORP | 4905
CHRISTIANA |  | HOSPITAL-CH | 0 | 14349074 | DE |  |  |  | Infusion Pumps; General-Purpose | 43439 | 16026 | HOSPIRA HEALTHCARE CORP | 4905
CHRISTIANA |  | HOSPITAL-CH | 0 | 14348281 | DE |  |  |  | Infusion Pumps; General-Purpose | 43110 | 16026 | HOSPIRA HEALTHCARE CORP | 4655
CHRISTIANA |  | HOSPITAL-CH | 0 | 14347975 | DE |  |  |  | Infusion Pumps; General-Purpose | 43127 | 16026 | HOSPIRA HEALTHCARE CORP | 4655
CHRISTIANA |  | HOSPITAL-WH | 0 | 14348674 | DE |  |  |  | Infusion Pumps; General-Purpose | 44325 | 16026 | HOSPIRA HEALTHCARE CORP | 4905
CHRISTIANA |  | HOSPITAL-CH | 0 | 14339426 | DE |  |  |  | Infusion Pumps; General-Purpose | 43850 | 16026 | HOSPIRA HEALTHCARE CORP | 4905
CHRISTIANA |  | HOSPITAL-CH | 0 | 14347858 | DE |  |  |  | Infusion Pumps; General-Purpose | 43319 | 16026 | HOSPIRA HEALTHCARE CORP | 4905
CHRISTIANA |  | HOSPITAL-CH | 0 | 14349178 | DE |  |  |  | Infusion Pumps; General-Purpose | 43279 | 16026 | HOSPIRA HEALTHCARE CORP | 4905
CHRISTIANA |  | HOSPITAL-CH | 0 | 14348531 | DE |  |  |  | Infusion Pumps; General-Purpose | 43284 | 16026 | HOSPIRA HEALTHCARE CORP | 4905
CHRISTIANA |  | HOSPITAL-CH | 0 | 17237736 | DE |  |  |  | Infusion Pumps; General-Purpose | T44888 | 16026 | HOSPIRA HEALTHCARE CORP | 3250
CHRISTIANA |  | HOSPITAL-CH | 0 | 16453650 | DE |  |  |  | Infusion Pumps; General-Purpose | 43364 | 16026 | HOSPIRA HEALTHCARE CORP | 4905
CHRISTIANA |  | HOSPITAL-CH | 0 | 16454732 | DE |  |  |  | Infusion Pumps; General-Purpose | 43366 | 16026 | HOSPIRA HEALTHCARE CORP | 4905
CHRISTIANA |  | HOSPITAL-CH | 0 | 16454483 | DE |  |  |  | Infusion Pumps; General-Purpose | 43368 | 16026 | HOSPIRA HEALTHCARE CORP | 4905
CHRISTIANA |  | HOSPITAL-WH | 0 | 16455193 | DE |  |  |  | Infusion Pumps; General-Purpose | 43655 | 16026 | HOSPIRA HEALTHCARE CORP | 4905
CHRISTIANA |  | HOSPITAL-CH | 0 | 16455220 | DE |  |  |  | Infusion Pumps; General-Purpose | 43657 | 16026 | HOSPIRA HEALTHCARE CORP | 4905
CHRISTIANA |  | HOSPITAL-CH | 0 | 14346495 | DE |  |  |  | Infusion Pumps; General-Purpose | 44800 | 16026 | HOSPIRA HEALTHCARE CORP | 4655
CHRISTIANA |  | HOSPITAL-CH | 0 | 14348232 | DE |  |  |  | Infusion Pumps; General-Purpose | 43011 | 16026 | HOSPIRA HEALTHCARE CORP | 4655
CHRISTIANA |  | HOSPITAL-CH | 0 | 14340177 | DE |  |  |  | Infusion Pumps; General-Purpose | 43159 | 16026 | HOSPIRA HEALTHCARE CORP | 4655
CHRISTIANA |  | HOSPITAL-CH | 0 | 16455161 | DE |  |  |  | Infusion Pumps; General-Purpose | 43161 | 16026 | HOSPIRA HEALTHCARE CORP | 4655
CHRISTIANA |  | HOSPITAL-CH | 0 | 16454672 | DE |  |  |  | Infusion Pumps; General-Purpose | 44519 | 16026 | HOSPIRA HEALTHCARE CORP | 4905
CHRISTIANA |  | HOSPITAL-WH | 0 | 14347445 | DE |  |  |  | Infusion Pumps; General-Purpose | 43243 | 16026 | HOSPIRA HEALTHCARE CORP | 4655
CHRISTIANA |  | HOSPITAL-CH | 0 | 16455135 | DE |  |  |  | Infusion Pumps; General-Purpose | 43246 | 16026 | HOSPIRA HEALTHCARE CORP | 4655
CHRISTIANA |  | HOSPITAL-CH | 0 | 16455264 | DE |  |  |  | Infusion Pumps; General-Purpose | 43898 | 16026 | HOSPIRA HEALTHCARE CORP | 4905
CHRISTIANA |  | HOSPITAL-WH | 0 | 16455240 | DE |  |  |  | Infusion Pumps; General-Purpose | 43900 | 16026 | HOSPIRA HEALTHCARE CORP | 4905
CHRISTIANA |  | HOSPITAL-WH | 0 | 16455145 | DE |  |  |  | Infusion Pumps; General-Purpose | 43040 | 16026 | HOSPIRA HEALTHCARE CORP | 4655
CHRISTIANA |  | HOSPITAL-CH | 0 | 14348314 | DE |  |  |  | Infusion Pumps; General-Purpose | 43111 | 16026 | HOSPIRA HEALTHCARE CORP | 4655
CHRISTIANA |  | HOSPITAL-CH | 0 | 14347925 | DE |  |  |  | Infusion Pumps; General-Purpose | 43113 | 16026 | HOSPIRA HEALTHCARE CORP | 4655
CHRISTIANA |  | HOSPITAL-WH | 0 | 14348028 | DE |  |  |  | Infusion Pumps; General-Purpose | 44397 | 16026 | HOSPIRA HEALTHCARE CORP | 4650
CHRISTIANA |  | HOSPITAL-WH | 0 | 14339905 | DE |  |  |  | Infusion Pumps; General-Purpose | 44340 | 16026 | HOSPIRA HEALTHCARE CORP | 4905
CHRISTIANA |  | HOSPITAL-CH | 0 | 16455158 | DE |  |  |  | Infusion Pumps; General-Purpose | 44538 | 16026 | HOSPIRA HEALTHCARE CORP | 4655
CHRISTIANA |  | HOSPITAL-CH | 0 | 14348004 | DE |  |  |  | Infusion Pumps; General-Purpose | 44600 | 16026 | HOSPIRA HEALTHCARE CORP | 4655
CHRISTIANA |  | HOSPITAL-CH | 0 | 17237737 | DE |  |  |  | Infusion Pumps; General-Purpose | 44887 | 16026 | HOSPIRA HEALTHCARE CORP | 4655
CHRISTIANA |  | HOSPITAL-WH | 0 | 14347371 | DE |  |  |  | Infusion Pumps; General-Purpose | 43442 | 16026 | HOSPIRA HEALTHCARE CORP | 4905
CHRISTIANA |  | HOSPITAL-WH | 0 | 14349066 | DE |  |  |  | Infusion Pumps; General-Purpose | 43444 | 16026 | HOSPIRA HEALTHCARE CORP | 4905
CHRISTIANA |  | HOSPITAL-CH | 0 | 14348259 | DE |  |  |  | Infusion Pumps; General-Purpose | 43508 | 16026 | HOSPIRA HEALTHCARE CORP | 4905
CHRISTIANA |  | HOSPITAL-CH | 0 | 16453281 | DE |  |  |  | Infusion Pumps; General-Purpose | 43510 | 16026 | HOSPIRA HEALTHCARE CORP | 4905
CHRISTIANA |  | HOSPITAL-CH | 0 | 14349049 | DE |  |  |  | Infusion Pumps; General-Purpose | 44328 | 16026 | HOSPIRA HEALTHCARE CORP | 4905
CHRISTIANA |  | HOSPITAL-CH | 0 | 16453305 | DE |  |  |  | Infusion Pumps; General-Purpose | 44577 | 16026 | HOSPIRA HEALTHCARE CORP | 4655
CHRISTIANA |  | HOSPITAL-WH | 0 | 14347664 | DE |  |  |  | Infusion Pumps; General-Purpose | 43851 | 16026 | HOSPIRA HEALTHCARE CORP | 4905
CHRISTIANA |  | HOSPITAL-CH | 0 | 14339394 | DE |  |  |  | Infusion Pumps; General-Purpose | 43854 | 16026 | HOSPIRA HEALTHCARE CORP | 4905
CHRISTIANA |  | HOSPITAL-CH | 0 | 16454688 | DE |  |  |  | Infusion Pumps; General-Purpose | 43369 | 16026 | HOSPIRA HEALTHCARE CORP | 4905
CHRISTIANA |  | HOSPITAL-CH | 0 | 16455196 | DE |  |  |  | Infusion Pumps; General-Purpose | 43371 | 16026 | HOSPIRA HEALTHCARE CORP | 4905
CHRISTIANA |  | HOSPITAL-CH | 0 | 16454615 | DE |  |  |  | Infusion Pumps; General-Purpose | 43012 | 16026 | HOSPIRA HEALTHCARE CORP | 4655
CHRISTIANA |  | HOSPITAL-CH | 0 | 14348576 | DE |  |  |  | Infusion Pumps; General-Purpose | 43014 | 16026 | HOSPIRA HEALTHCARE CORP | 4655
CHRISTIANA |  | HOSPITAL-CH | 0 | 14348557 | DE |  |  |  | Infusion Pumps; General-Purpose | 43334 | 16026 | HOSPIRA HEALTHCARE CORP | 4905
CHRISTIANA |  | HOSPITAL-CH | 0 | 14348587 | DE |  |  |  | Infusion Pumps; General-Purpose | 43338 | 16026 | HOSPIRA HEALTHCARE CORP | 4905
CHRISTIANA |  | HOSPITAL-CH | 0 | 16455441 | DE |  |  |  | Infusion Pumps; General-Purpose | 43621 | 16026 | HOSPIRA HEALTHCARE CORP | 4905
CHRISTIANA |  | HOSPITAL-CH | 0 | 16454809 | DE |  |  |  | Infusion Pumps; General-Purpose | 43625 | 16026 | HOSPIRA HEALTHCARE CORP | 4905
CHRISTIANA |  | HOSPITAL-CH | 0 | 16455260 | DE |  |  |  | Infusion Pumps; General-Purpose | 43695 | 16026 | HOSPIRA HEALTHCARE CORP | 4905
CHRISTIANA |  | HOSPITAL-CH | 0 | 16455225 | DE |  |  |  | Infusion Pumps; General-Purpose | 43697 | 16026 | HOSPIRA HEALTHCARE CORP | 4905
CHRISTIANA |  | HOSPITAL-CH | 0 | 14348533 | DE |  |  |  | Infusion Pumps; General-Purpose | 43901 | 16026 | HOSPIRA HEALTHCARE CORP | 4905
CHRISTIANA |  | HOSPITAL-CH | 0 | 16455108 | DE |  |  |  | Infusion Pumps; General-Purpose | 43114 | 16026 | HOSPIRA HEALTHCARE CORP | 4655
CHRISTIANA |  | HOSPITAL-WH | 0 | 14348388 | DE |  |  |  | Infusion Pumps; General-Purpose | 44508 | 16026 | HOSPIRA HEALTHCARE CORP | 4905
CHRISTIANA |  | HOSPITAL-CH | 0 | 14348261 | DE |  |  |  | Infusion Pumps; General-Purpose | 44339 | 16026 | HOSPIRA HEALTHCARE CORP | 4905
CHRISTIANA |  | HOSPITAL-CH | 0 | 14340756 | DE |  |  |  | Infusion Pumps; General-Purpose | 44341 | 16026 | HOSPIRA HEALTHCARE CORP | 4905
CHRISTIANA |  | HOSPITAL-CH | 0 | 14347180 | DE |  |  |  | Infusion Pumps; General-Purpose | 44537 | 16026 | HOSPIRA HEALTHCARE CORP | 4655
CHRISTIANA |  | HOSPITAL-CH | 0 | 16453486 | DE |  |  |  | Infusion Pumps; General-Purpose | 44539 | 16026 | HOSPIRA HEALTHCARE CORP | 4655
CHRISTIANA |  | HOSPITAL-CH | 0 | 14349165 | DE |  |  |  | Infusion Pumps; General-Purpose | 43310 | 16026 | HOSPIRA HEALTHCARE CORP | 4905
CHRISTIANA |  | HOSPITAL-CH | 0 | 14351816 | DE |  |  |  | Infusion Pumps; General-Purpose | 44601 | 16026 | HOSPIRA HEALTHCARE CORP | 4655
CHRISTIANA |  | HOSPITAL-CH | 0 | 14604431 | DE |  |  |  | Infusion Pumps; General-Purpose | 44864 | 16026 | HOSPIRA HEALTHCARE CORP | 4905
CHRISTIANA |  | HOSPITAL-CH | 0 | 14349172 | DE |  |  |  | Infusion Pumps; General-Purpose | 43441 | 16026 | HOSPIRA HEALTHCARE CORP | 4905
CHRISTIANA |  | HOSPITAL-CH | 0 | 14349144 | DE |  |  |  | Infusion Pumps; General-Purpose | 43443 | 16026 | HOSPIRA HEALTHCARE CORP | 4905
CHRISTIANA |  | HOSPITAL-CH | 0 | 16454157 | DE |  |  |  | Infusion Pumps; General-Purpose | 43507 | 16026 | HOSPIRA HEALTHCARE CORP | 4905
CHRISTIANA |  | HOSPITAL-CH | 0 | 16454763 | DE |  |  |  | Infusion Pumps; General-Purpose | 43509 | 16026 | HOSPIRA HEALTHCARE CORP | 4905
CHRISTIANA |  | HOSPITAL-CH | 0 | 14590264 | DE |  |  |  | Infusion Pumps; General-Purpose | t44876 | 16026 | HOSPIRA HEALTHCARE CORP | 3250
CHRISTIANA |  | HOSPITAL-WH | 0 | 14349040 | DE |  |  |  | Infusion Pumps; General-Purpose | 44327 | 16026 | HOSPIRA HEALTHCARE CORP | 4905
CHRISTIANA |  | HOSPITAL-WH | 0 | 14348941 | DE |  |  |  | Infusion Pumps; General-Purpose | 44329 | 16026 | HOSPIRA HEALTHCARE CORP | 4905
CHRISTIANA |  | HOSPITAL-CH | 0 | 16454166 | DE |  |  |  | Infusion Pumps; General-Purpose | 44578 | 16026 | HOSPIRA HEALTHCARE CORP | 4655
CHRISTIANA |  | HOSPITAL-CH | 0 | 16455443 | DE |  |  |  | Infusion Pumps; General-Purpose | 43853 | 16026 | HOSPIRA HEALTHCARE CORP | 4905
CHRISTIANA |  | HOSPITAL-WH | 0 | 16455201 | DE |  |  |  | Infusion Pumps; General-Purpose | 43855 | 16026 | HOSPIRA HEALTHCARE CORP | 4905
CHRISTIANA |  | HOSPITAL-CH | 0 | 14339951 | DE |  |  |  | Infusion Pumps; General-Purpose | 43286 | 16026 | HOSPIRA HEALTHCARE CORP | 4905
CHRISTIANA |  | HOSPITAL-CH | 0 | 14340284 | DE |  |  |  | Infusion Pumps; General-Purpose | 43370 | 16026 | HOSPIRA HEALTHCARE CORP | 4905
CHRISTIANA |  | HOSPITAL-CH | 0 | 14349173 | DE |  |  |  | Infusion Pumps; General-Purpose | 43372 | 16026 | HOSPIRA HEALTHCARE CORP | 4905
CHRISTIANA |  | HOSPITAL-CH | 0 | 14348451 | DE |  |  |  | Infusion Pumps; General-Purpose | 43013 | 16026 | HOSPIRA HEALTHCARE CORP | 4655
CHRISTIANA |  | HOSPITAL-CH | 0 | 16454252 | DE |  |  |  | Infusion Pumps; General-Purpose | 43015 | 16026 | HOSPIRA HEALTHCARE CORP | 4655
CHRISTIANA |  | HOSPITAL-CH | 0 | 17237616 | DE |  |  |  | Infusion Pumps; General-Purpose | T44903 | 16026 | HOSPIRA HEALTHCARE CORP | 3250
CHRISTIANA |  | HOSPITAL-CH | 0 | 14348621 | DE |  |  |  | Infusion Pumps; General-Purpose | 43337 | 16026 | HOSPIRA HEALTHCARE CORP | 4905
CHRISTIANA |  | HOSPITAL-CH | 0 | 17237639 | DE |  |  |  | Infusion Pumps; General-Purpose | T44917 | 16026 | HOSPIRA HEALTHCARE CORP | 3250
CHRISTIANA |  | HOSPITAL-CH | 0 | 16455235 | DE |  |  |  | Infusion Pumps; General-Purpose | 43620 | 16026 | HOSPIRA HEALTHCARE CORP | 4905
CHRISTIANA |  | HOSPITAL-CH | 0 | 16454995 | DE |  |  |  | Infusion Pumps; General-Purpose | 43623 | 16026 | HOSPIRA HEALTHCARE CORP | 4905
CHRISTIANA |  | HOSPITAL-CH | 0 | 16455036 | DE |  |  |  | Infusion Pumps; General-Purpose | 43626 | 16026 | HOSPIRA HEALTHCARE CORP | 4905
CHRISTIANA |  | HOSPITAL-WH | 0 | 16454569 | DE |  |  |  | Infusion Pumps; General-Purpose | 43696 | 16026 | HOSPIRA HEALTHCARE CORP | 4905
CHRISTIANA |  | HOSPITAL-CH | 0 | 16455188 | DE |  |  |  | Infusion Pumps; General-Purpose | 43698 | 16026 | HOSPIRA HEALTHCARE CORP | 4905
CHRISTIANA |  | HOSPITAL-CH | 0 | 14346180 | DE |  |  |  | Infusion Pumps; General-Purpose | 43902 | 16026 | HOSPIRA HEALTHCARE CORP | 4905
CHRISTIANA |  | HOSPITAL-CH | 0 | 16454139 | DE |  |  |  | Infusion Pumps; General-Purpose | 43200 | 16026 | HOSPIRA HEALTHCARE CORP | 4655
CHRISTIANA |  | HOSPITAL-CH | 0 | 16454897 | DE |  |  |  | Infusion Pumps; General-Purpose | 43202 | 16026 | HOSPIRA HEALTHCARE CORP | 4655
CHRISTIANA |  | HOSPITAL-WH | 0 | 14340053 | DE |  |  |  | Infusion Pumps; General-Purpose | 44289 | 16026 | HOSPIRA HEALTHCARE CORP | 4905
CHRISTIANA |  | HOSPITAL-CH | 0 | 14347915 | DE |  |  |  | Infusion Pumps; General-Purpose | 43270 | 16026 | HOSPIRA HEALTHCARE CORP | 4905
CHRISTIANA |  | HOSPITAL-CH | 0 | 16454671 | DE |  |  |  | Infusion Pumps; General-Purpose | 43272 | 16026 | HOSPIRA HEALTHCARE CORP | 4905
CHRISTIANA |  | HOSPITAL-WH | 0 | 16455495 | DE |  |  |  | Infusion Pumps; General-Purpose | 43645 | 16026 | HOSPIRA HEALTHCARE CORP | 4905
CHRISTIANA |  | HOSPITAL-CH | 0 | 16454770 | DE |  |  |  | Infusion Pumps; General-Purpose | 43648 | 16026 | HOSPIRA HEALTHCARE CORP | 4905
CHRISTIANA |  | HOSPITAL-CH | 0 | 14348665 | DE |  |  |  | Infusion Pumps; General-Purpose | 43481 | 16026 | HOSPIRA HEALTHCARE CORP | 4905
CHRISTIANA |  | HOSPITAL-CH | 0 | 14345832 | DE |  |  |  | Infusion Pumps; General-Purpose | 43484 | 16026 | HOSPIRA HEALTHCARE CORP | 4905
CHRISTIANA |  | HOSPITAL-WH | 0 | 16453728 | DE |  |  |  | Infusion Pumps; General-Purpose | 43170 | 16026 | HOSPIRA HEALTHCARE CORP | 4655
CHRISTIANA |  | HOSPITAL-CH | 0 | 14603198 | DE |  |  |  | Infusion Pumps; General-Purpose | 44857 | 16026 | HOSPIRA HEALTHCARE CORP | 3250
CHRISTIANA |  | HOSPITAL-CH | 0 | 14351235 | DE |  |  |  | Infusion Pumps; General-Purpose | 44651 | 16026 | HOSPIRA HEALTHCARE CORP | 4655
CHRISTIANA |  | HOSPITAL-CH | 0 | 14347443 | DE |  |  |  | Infusion Pumps; General-Purpose | 44652 | 16026 | HOSPIRA HEALTHCARE CORP | 4655
CHRISTIANA |  | HOSPITAL-CH | 0 | 14347574 | DE |  |  |  | Infusion Pumps; General-Purpose | 43118 | 16026 | HOSPIRA HEALTHCARE CORP | 4655
CHRISTIANA |  | HOSPITAL-CH | 0 | 17333665 | DE |  |  |  | Infusion Pumps; General-Purpose | 44867 | 16026 | HOSPIRA HEALTHCARE CORP | 4905
CHRISTIANA |  | HOSPITAL-CH | 0 | 14348993 | DE |  |  |  | Infusion Pumps; General-Purpose | 44319 | 16026 | HOSPIRA HEALTHCARE CORP | 4905
CHRISTIANA |  | HOSPITAL-CH | 0 | 14349043 | DE |  |  |  | Infusion Pumps; General-Purpose | 43483 | 16026 | HOSPIRA HEALTHCARE CORP | 4905
CHRISTIANA |  | HOSPITAL-CH | 0 | 14347392 | DE |  |  |  | Infusion Pumps; General-Purpose | 43622 | 16026 | HOSPIRA HEALTHCARE CORP | 4905
CHRISTIANA |  | HOSPITAL-CH | 0 | 14591563 | DE |  |  |  | Infusion Pumps; General-Purpose | T44881 | 16026 | HOSPIRA HEALTHCARE CORP | 3250
CHRISTIANA |  | HOSPITAL-CH | 0 | 14340231 | DE |  |  |  | Infusion Pumps; General-Purpose | 43529 | 16026 | HOSPIRA HEALTHCARE CORP | 4905
CHRISTIANA |  | HOSPITAL-WH | 0 | 14348318 | DE |  |  |  | Infusion Pumps; General-Purpose | 43531 | 16026 | HOSPIRA HEALTHCARE CORP | 4905
CHRISTIANA |  | HOSPITAL-WH | 0 | 16454581 | DE |  |  |  | Infusion Pumps; General-Purpose | 43067 | 16026 | HOSPIRA HEALTHCARE CORP | 4655
CHRISTIANA |  | HOSPITAL-CH | 0 | 17237839 | DE |  |  |  | Infusion Pumps; General-Purpose | 44894 | 16026 | HOSPIRA HEALTHCARE CORP | 3250
CHRISTIANA |  | HOSPITAL-CH | 0 | 16455379 | DE |  |  |  | Infusion Pumps; General-Purpose | 42400 | 16026 | HOSPIRA HEALTHCARE CORP | 4655
CHRISTIANA |  | HOSPITAL-CH | 0 | 14347260 | DE |  |  |  | Infusion Pumps; General-Purpose | 42402 | 16026 | HOSPIRA HEALTHCARE CORP | 4655
CHRISTIANA |  | HOSPITAL-CH | 0 | 14347538 | DE |  |  |  | Infusion Pumps; General-Purpose | 43888 | 16026 | HOSPIRA HEALTHCARE CORP | 4905
CHRISTIANA |  | HOSPITAL-CH | 0 | 16455384 | DE |  |  |  | Infusion Pumps; General-Purpose | 43890 | 16026 | HOSPIRA HEALTHCARE CORP | 4905
CHRISTIANA |  | HOSPITAL-CH | 0 | 16453326 | DE |  |  |  | Infusion Pumps; General-Purpose | 44568 | 16026 | HOSPIRA HEALTHCARE CORP | 4655
CHRISTIANA |  | HOSPITAL-CH | 0 | 14348977 | DE |  |  |  | Infusion Pumps; General-Purpose | 43201 | 16026 | HOSPIRA HEALTHCARE CORP | 4655
CHRISTIANA |  | HOSPITAL-CH | 0 | 14348057 | DE |  |  |  | Infusion Pumps; General-Purpose | 43203 | 16026 | HOSPIRA HEALTHCARE CORP | 4655
CHRISTIANA |  | HOSPITAL-CH | 0 | 14348866 | DE |  |  |  | Infusion Pumps; General-Purpose | 44290 | 16026 | HOSPIRA HEALTHCARE CORP | 4905
CHRISTIANA |  | HOSPITAL-WH | 0 | 14339991 | DE |  |  |  | Infusion Pumps; General-Purpose | 43269 | 16026 | HOSPIRA HEALTHCARE CORP | 4905
CHRISTIANA |  | HOSPITAL-CH | 0 | 14340066 | DE |  |  |  | Infusion Pumps; General-Purpose | 43271 | 16026 | HOSPIRA HEALTHCARE CORP | 4905
CHRISTIANA |  | HOSPITAL-CH | 0 | 14605175 | DE |  |  |  | Infusion Pumps; General-Purpose | 44879 | 16026 | HOSPIRA HEALTHCARE CORP | 3250
CHRISTIANA |  | HOSPITAL-CH | 0 | 14341543 | DE |  |  |  | Infusion Pumps; General-Purpose | 44833 | 16026 | HOSPIRA HEALTHCARE CORP | 4655
CHRISTIANA |  | HOSPITAL-WH | 0 | 16455397 | DE |  |  |  | Infusion Pumps; General-Purpose | 43644 | 16026 | HOSPIRA HEALTHCARE CORP | 4905
CHRISTIANA |  | HOSPITAL-WH | 0 | 16454669 | DE |  |  |  | Infusion Pumps; General-Purpose | 43647 | 16026 | HOSPIRA HEALTHCARE CORP | 4905
CHRISTIANA |  | HOSPITAL-CH | 0 | 17237713 | DE |  |  |  | Infusion Pumps; General-Purpose | 44892 | 16026 | HOSPIRA HEALTHCARE CORP | 3250
CHRISTIANA |  | HOSPITAL-CH | 0 | 14348546 | DE |  |  |  | Infusion Pumps; General-Purpose | 43482 | 16026 | HOSPIRA HEALTHCARE CORP | 4905
CHRISTIANA |  | HOSPITAL-CH | 0 | 17237728 | DE |  |  |  | Infusion Pumps; General-Purpose | T44906 | 16026 | HOSPIRA HEALTHCARE CORP | 3250
CHRISTIANA |  | HOSPITAL-WH | 0 | 14348494 | DE |  |  |  | Infusion Pumps; General-Purpose | 44653 | 16026 | HOSPIRA HEALTHCARE CORP | 4655
CHRISTIANA |  | HOSPITAL-CH | 0 | 14348108 | DE |  |  |  | Infusion Pumps; General-Purpose | 43100 | 16026 | HOSPIRA HEALTHCARE CORP | 4655
CHRISTIANA |  | HOSPITAL-CH | 0 | 16454527 | DE |  |  |  | Infusion Pumps; General-Purpose | 43117 | 16026 | HOSPIRA HEALTHCARE CORP | 4655
CHRISTIANA |  | HOSPITAL-CH | 0 | 16455469 | DE |  |  |  | Infusion Pumps; General-Purpose | 43119 | 16026 | HOSPIRA HEALTHCARE CORP | 4655
CHRISTIANA |  | HOSPITAL-WH | 0 | 14348984 | DE |  |  |  | Infusion Pumps; General-Purpose | 44318 | 16026 | HOSPIRA HEALTHCARE CORP | 4905
CHRISTIANA |  | HOSPITAL-CH | 0 | 14348987 | DE |  |  |  | Infusion Pumps; General-Purpose | 44320 | 16026 | HOSPIRA HEALTHCARE CORP | 4905
CHRISTIANA |  | HOSPITAL-WH | 0 | 14340064 | DE |  |  |  | Infusion Pumps; General-Purpose | 43478 | 16026 | HOSPIRA HEALTHCARE CORP | 4905
CHRISTIANA |  | HOSPITAL-CH | 0 | 14340151 | DE |  |  |  | Infusion Pumps; General-Purpose | 43511 | 16026 | HOSPIRA HEALTHCARE CORP | 4905
CHRISTIANA |  | HOSPITAL-CH | 0 | 16454198 | DE |  |  |  | Infusion Pumps; General-Purpose | 43516 | 16026 | HOSPIRA HEALTHCARE CORP | 4905
CHRISTIANA |  | HOSPITAL-WH | 0 | 16454621 | DE |  |  |  | Infusion Pumps; General-Purpose | 43528 | 16026 | HOSPIRA HEALTHCARE CORP | 4905
CHRISTIANA |  | HOSPITAL-CH | 0 | 14348609 | DE |  |  |  | Infusion Pumps; General-Purpose | 43530 | 16026 | HOSPIRA HEALTHCARE CORP | 4905
CHRISTIANA |  | HOSPITAL-CH | 0 | 14347346 | DE |  |  |  | Infusion Pumps; General-Purpose | 43582 | 16026 | HOSPIRA HEALTHCARE CORP | 4905
CHRISTIANA |  | HOSPITAL-CH | 0 | 14348347 | DE |  |  |  | Infusion Pumps; General-Purpose | 44674 | 16026 | HOSPIRA HEALTHCARE CORP | 4655
CHRISTIANA |  | HOSPITAL-CH | 0 | 16454455 | DE |  |  |  | Infusion Pumps; General-Purpose | 43066 | 16026 | HOSPIRA HEALTHCARE CORP | 4655
CHRISTIANA |  | HOSPITAL-CH | 0 | 16454627 | DE |  |  |  | Infusion Pumps; General-Purpose | 43068 | 16026 | HOSPIRA HEALTHCARE CORP | 4655
CHRISTIANA |  | HOSPITAL-WH | 0 | 14348445 | DE |  |  |  | Infusion Pumps; General-Purpose | 43480 | 16026 | HOSPIRA HEALTHCARE CORP | 4905
CHRISTIANA |  | HOSPITAL-CH | 0 | 14347563 | DE |  |  |  | Infusion Pumps; General-Purpose | 42401 | 16026 | HOSPIRA HEALTHCARE CORP | 4655
CHRISTIANA |  |  | 0 | 14340148 |  |  |  |  | Infusion Pumps; General-Purpose | 43069 | 16026 | HOSPIRA HEALTHCARE CORP | 4655
CHRISTIANA |  | HOSPITAL-CH | 0 | 16455088 | DE |  |  |  | Infusion Pumps; General-Purpose | 43887 | 16026 | HOSPIRA HEALTHCARE CORP | 4905
CHRISTIANA |  | HOSPITAL-CH | 0 | 16455496 | DE |  |  |  | Infusion Pumps; General-Purpose | 43889 | 16026 | HOSPIRA HEALTHCARE CORP | 4905
CHRISTIANA |  | HOSPITAL-CH | 0 | 14590590 | DE |  |  |  | Infusion Pumps; General-Purpose | T44871 | 16026 | HOSPIRA HEALTHCARE CORP | 4905
CHRISTIANA |  | HOSPITAL-CH | 0 | 16455065 | DE |  |  |  | Infusion Pumps; General-Purpose | 44569 | 16026 | HOSPIRA HEALTHCARE CORP | 4655
CHRISTIANA |  | HOSPITAL-CH | 0 | 14347223 | DE |  |  |  | Infusion Pumps; General-Purpose | 44572 | 16026 | HOSPIRA HEALTHCARE CORP | 4655
CHRISTIANA |  | HOSPITAL-CH | 0 | 14349069 | DE |  |  |  | Infusion Pumps; General-Purpose | 43204 | 16026 | HOSPIRA HEALTHCARE CORP | 4655
CHRISTIANA |  | HOSPITAL-WH | 0 | 14348550 | DE |  |  |  | Infusion Pumps; General-Purpose | 43335 | 16026 | HOSPIRA HEALTHCARE CORP | 4905
CHRISTIANA |  | HOSPITAL-WH | 0 | 14348666 | DE |  |  |  | Infusion Pumps; General-Purpose | 44419 | 16026 | HOSPIRA HEALTHCARE CORP | 4905
CHRISTIANA |  | HOSPITAL-WH | 0 | 14347325 | DE |  |  |  | Infusion Pumps; General-Purpose | 44421 | 16026 | HOSPIRA HEALTHCARE CORP | 4905
CHRISTIANA |  | HOSPITAL-CH | 0 | 17237656 | DE |  |  |  | Infusion Pumps; General-Purpose | T44898 | 16026 | HOSPIRA HEALTHCARE CORP | 3250
CHRISTIANA |  | HOSPITAL-CH | 0 | 14339952 | DE |  |  |  | Infusion Pumps; General-Purpose | 43486 | 16026 | HOSPIRA HEALTHCARE CORP | 4905
CHRISTIANA |  | HOSPITAL-CH | 0 | 16455230 | DE |  |  |  | Infusion Pumps; General-Purpose | 43739 | 16026 | HOSPIRA HEALTHCARE CORP | 4905
CHRISTIANA |  | HOSPITAL-CH | 0 | 16455392 | DE |  |  |  | Infusion Pumps; General-Purpose | 43741 | 16026 | HOSPIRA HEALTHCARE CORP | 4905
CHRISTIANA |  | HOSPITAL-CH | 0 | 16455224 | DE |  |  |  | Infusion Pumps; General-Purpose | 43876 | 16026 | HOSPIRA HEALTHCARE CORP | 4905
CHRISTIANA |  | HOSPITAL-CH | 0 | 14347258 | DE |  |  |  | Infusion Pumps; General-Purpose | 43878 | 16026 | HOSPIRA HEALTHCARE CORP | 4905
CHRISTIANA |  | HOSPITAL-WH | 0 | 16454950 | DE |  |  |  | Infusion Pumps; General-Purpose | 43172 | 16026 | HOSPIRA HEALTHCARE CORP | 4655
CHRISTIANA |  | HOSPITAL-CH | 0 | 14348091 | DE |  |  |  | Infusion Pumps; General-Purpose | 43174 | 16026 | HOSPIRA HEALTHCARE CORP | 4655
CHRISTIANA |  | HOSPITAL-CH | 0 | 14348581 | DE |  |  |  | Infusion Pumps; General-Purpose | 43323 | 16026 | HOSPIRA HEALTHCARE CORP | 4905
CHRISTIANA |  | HOSPITAL-CH | 0 | 14347896 | DE |  |  |  | Infusion Pumps; General-Purpose | 44445 | 16026 | HOSPIRA HEALTHCARE CORP | 4905
CHRISTIANA |  | HOSPITAL-CH | 0 | 14350000 | DE |  |  |  | Infusion Pumps; General-Purpose | 44654 | 16026 | HOSPIRA HEALTHCARE CORP | 4655
CHRISTIANA |  | HOSPITAL-WH | 0 | 14348153 | DE |  |  |  | Infusion Pumps; General-Purpose | 44656 | 16026 | HOSPIRA HEALTHCARE CORP | 4655
CHRISTIANA |  | HOSPITAL-CH | 0 | 14340249 | DE |  |  |  | Infusion Pumps; General-Purpose | 43769 | 16026 | HOSPIRA HEALTHCARE CORP | 4905
CHRISTIANA |  | HOSPITAL-CH | 0 | 14348657 | DE |  |  |  | Infusion Pumps; General-Purpose | 44321 | 16026 | HOSPIRA HEALTHCARE CORP | 4905
CHRISTIANA |  | HOSPITAL-CH | 0 | 14348943 | DE |  |  |  | Infusion Pumps; General-Purpose | 44323 | 16026 | HOSPIRA HEALTHCARE CORP | 4905
CHRISTIANA |  | HOSPITAL-CH | 0 | 16455417 | DE |  |  |  | Infusion Pumps; General-Purpose | 43632 | 16026 | HOSPIRA HEALTHCARE CORP | 4905
CHRISTIANA |  | HOSPITAL-CH | 0 | 16454173 | DE |  |  |  | Infusion Pumps; General-Purpose | 43517 | 16026 | HOSPIRA HEALTHCARE CORP | 4905
CHRISTIANA |  | HOSPITAL-CH | 0 | 14348320 | DE |  |  |  | Infusion Pumps; General-Purpose | 43519 | 16026 | HOSPIRA HEALTHCARE CORP | 4905
CHRISTIANA |  | HOSPITAL-CH | 0 | 14340189 | DE |  |  |  | Infusion Pumps; General-Purpose | 43070 | 16026 | HOSPIRA HEALTHCARE CORP | 4655
CHRISTIANA |  | HOSPITAL-CH | 0 | 16454730 | DE |  |  |  | Infusion Pumps; General-Purpose | 43072 | 16026 | HOSPIRA HEALTHCARE CORP | 4655
CHRISTIANA |  | HOSPITAL-CH | 0 | 14348489 | DE |  |  |  | Infusion Pumps; General-Purpose | 43549 | 16026 | HOSPIRA HEALTHCARE CORP | 4905
CHRISTIANA |  | HOSPITAL-CH | 0 | 16454184 | DE |  |  |  | Infusion Pumps; General-Purpose | 43551 | 16026 | HOSPIRA HEALTHCARE CORP | 4905
CHRISTIANA |  | HOSPITAL-CH | 0 | 14340290 | DE |  |  |  | Infusion Pumps; General-Purpose | 43096 | 16026 | HOSPIRA HEALTHCARE CORP | 4655
CHRISTIANA |  | HOSPITAL-CH | 0 | 16454728 | DE |  |  |  | Infusion Pumps; General-Purpose | 43892 | 16026 | HOSPIRA HEALTHCARE CORP | 4905
CHRISTIANA |  | HOSPITAL-CH | 0 | 16455129 | DE |  |  |  | Infusion Pumps; General-Purpose | 44571 | 16026 | HOSPIRA HEALTHCARE CORP | 4655
CHRISTIANA |  | HOSPITAL-CH | 0 | 16454772 | DE |  |  |  | Infusion Pumps; General-Purpose | 43333 | 16026 | HOSPIRA HEALTHCARE CORP | 4905
CHRISTIANA |  | HOSPITAL-CH | 0 | 14348593 | DE |  |  |  | Infusion Pumps; General-Purpose | 43336 | 16026 | HOSPIRA HEALTHCARE CORP | 4905
CHRISTIANA |  | HOSPITAL-CH | 0 | 14348398 | DE |  |  |  | Infusion Pumps; General-Purpose | 43273 | 16026 | HOSPIRA HEALTHCARE CORP | 4905
CHRISTIANA |  | CANCER CENTER | 0 | 14347548 | DE |  |  |  | Infusion Pumps; General-Purpose | 44420 | 16026 | HOSPIRA HEALTHCARE CORP | 4905
CHRISTIANA |  | HOSPITAL-WH | 0 | 14348541 | DE |  |  |  | Infusion Pumps; General-Purpose | 43485 | 16026 | HOSPIRA HEALTHCARE CORP | 4905
CHRISTIANA |  | HOSPITAL-WH | 0 | 16454632 | DE |  |  |  | Infusion Pumps; General-Purpose | 43487 | 16026 | HOSPIRA HEALTHCARE CORP | 4905
CHRISTIANA |  | HOSPITAL-CH | 0 | 14342365 | DE |  |  |  | Infusion Pumps; General-Purpose | 44644 | 16026 | HOSPIRA HEALTHCARE CORP | 4655
CHRISTIANA |  | HOSPITAL-CH | 0 | 16455186 | DE |  |  |  | Infusion Pumps; General-Purpose | 43738 | 16026 | HOSPIRA HEALTHCARE CORP | 4905
CHRISTIANA |  |  | 0 | 16455238 |  |  |  |  | Infusion Pumps; General-Purpose | 43740 | 16026 | HOSPIRA HEALTHCARE CORP | 4905
CHRISTIANA |  | HOSPITAL-CH | 0 | 16455387 | DE |  |  |  | Infusion Pumps; General-Purpose | 43877 | 16026 | HOSPIRA HEALTHCARE CORP | 4905
CHRISTIANA |  | HOSPITAL-CH | 0 | 14348425 | DE |  |  |  | Infusion Pumps; General-Purpose | 43879 | 16026 | HOSPIRA HEALTHCARE CORP | 4905
CHRISTIANA |  | HOSPITAL-CH | 0 | 14347872 | DE |  |  |  | Infusion Pumps; General-Purpose | 43171 | 16026 | HOSPIRA HEALTHCARE CORP | 4655
CHRISTIANA |  | HOSPITAL-WH | 0 | 14348034 | DE |  |  |  | Infusion Pumps; General-Purpose | 43173 | 16026 | HOSPIRA HEALTHCARE CORP | 4655
CHRISTIANA |  | HOSPITAL-WH | 0 | 14348602 | DE |  |  |  | Infusion Pumps; General-Purpose | 43322 | 16026 | HOSPIRA HEALTHCARE CORP | 4905
CHRISTIANA |  | HOSPITAL-WH | 0 | 14348570 | DE |  |  |  | Infusion Pumps; General-Purpose | 44444 | 16026 | HOSPIRA HEALTHCARE CORP | 4905
CHRISTIANA |  | HOSPITAL-CH | 0 | 14348632 | DE |  |  |  | Infusion Pumps; General-Purpose | 44446 | 16026 | HOSPIRA HEALTHCARE CORP | 4905
CHRISTIANA |  | HOSPITAL-CH | 0 | 14342230 | DE |  |  |  | Infusion Pumps; General-Purpose | 44655 | 16026 | HOSPIRA HEALTHCARE CORP | 4655
CHRISTIANA |  | HOSPITAL-CH | 0 | 16453959 | DE |  |  |  | Infusion Pumps; General-Purpose | 43768 | 16026 | HOSPIRA HEALTHCARE CORP | 4905
CHRISTIANA |  | HOSPITAL-CH | 0 | 14349042 | DE |  |  |  | Infusion Pumps; General-Purpose | 44322 | 16026 | HOSPIRA HEALTHCARE CORP | 4905
CHRISTIANA |  | HOSPITAL-CH | 0 | 16455389 | DE |  |  |  | Infusion Pumps; General-Purpose | 43624 | 16026 | HOSPIRA HEALTHCARE CORP | 4905
CHRISTIANA |  | HOSPITAL-CH | 0 | 16454187 | DE |  |  |  | Infusion Pumps; General-Purpose | 43518 | 16026 | HOSPIRA HEALTHCARE CORP | 4905
CHRISTIANA |  | HOSPITAL-CH | 0 | 17333080 | DE |  |  |  | Infusion Pumps; General-Purpose | 44874 | 16026 | HOSPIRA HEALTHCARE CORP | 4905
CHRISTIANA |  | HOSPITAL-CH | 0 | 16454740 | DE |  |  |  | Infusion Pumps; General-Purpose | 43071 | 16026 | HOSPIRA HEALTHCARE CORP | 4655
CHRISTIANA |  | HOSPITAL-CH | 0 | 16455066 | DE |  |  |  | Infusion Pumps; General-Purpose | 43073 | 16026 | HOSPIRA HEALTHCARE CORP | 4655
CHRISTIANA |  | HOSPITAL-CH | 0 | 14347434 | DE |  |  |  | Infusion Pumps; General-Purpose | 43550 | 16026 | HOSPIRA HEALTHCARE CORP | 4905
CHRISTIANA |  | HOSPITAL-CH | 0 | 17237612 | DE |  |  |  | Infusion Pumps; General-Purpose | T44909 | 16026 | HOSPIRA HEALTHCARE CORP | 3250
CHRISTIANA |  | HOSPITAL-CH | 0 | 14347311 | DE |  |  |  | Infusion Pumps; General-Purpose | 43103 | 16026 | HOSPIRA HEALTHCARE CORP | 4655
CHRISTIANA |  | HOSPITAL-CH | 0 | 16455378 | DE |  |  |  | Infusion Pumps; General-Purpose | 43891 | 16026 | HOSPIRA HEALTHCARE CORP | 4905
CHRISTIANA |  | HOSPITAL-CH | 0 | 16455133 | DE |  |  |  | Infusion Pumps; General-Purpose | 44574 | 16026 | HOSPIRA HEALTHCARE CORP | 4655
CHRISTIANA |  | HOSPITAL-CH | 0 | 14348521 | DE |  |  |  | Infusion Pumps; General-Purpose | 44423 | 16026 | HOSPIRA HEALTHCARE CORP | 4905
CHRISTIANA |  | HOSPITAL-CH | 0 | 17237697 | DE |  |  |  | Infusion Pumps; General-Purpose | T44885 | 16026 | HOSPIRA HEALTHCARE CORP | 3250
CHRISTIANA |  | HOSPITAL-CH | 0 | 16454733 | DE |  |  |  | Infusion Pumps; General-Purpose | 43488 | 16026 | HOSPIRA HEALTHCARE CORP | 4905
CHRISTIANA |  | HOSPITAL-CH | 0 | 14350014 | DE |  |  |  | Infusion Pumps; General-Purpose | 44647 | 16026 | HOSPIRA HEALTHCARE CORP | 4655
CHRISTIANA |  | HOSPITAL-CH | 0 | 14348335 | DE |  |  |  | Infusion Pumps; General-Purpose | 44645 | 16026 | HOSPIRA HEALTHCARE CORP | 4655
CHRISTIANA |  | HOSPITAL-CH | 0 | 16455386 | DE |  |  |  | Infusion Pumps; General-Purpose | 43743 | 16026 | HOSPIRA HEALTHCARE CORP | 4905
CHRISTIANA |  | CANCER CENTER | 0 | 14339392 | DE |  |  |  | Infusion Pumps; General-Purpose | 43745 | 16026 | HOSPIRA HEALTHCARE CORP | 4905
CHRISTIANA |  | HOSPITAL-CH | 0 | 14339415 | DE |  |  |  | Infusion Pumps; General-Purpose | 43880 | 16026 | HOSPIRA HEALTHCARE CORP | 4905
CHRISTIANA |  | HOSPITAL-CH | 0 | 16455303 | DE |  |  |  | Infusion Pumps; General-Purpose | 43882 | 16026 | HOSPIRA HEALTHCARE CORP | 4905
CHRISTIANA |  | HOSPITAL-CH | 0 | 14347761 | DE |  |  |  | Infusion Pumps; General-Purpose | 43092 | 16026 | HOSPIRA HEALTHCARE CORP | 4655
CHRISTIANA |  | HOSPITAL-CH | 0 | 16454910 | DE |  |  |  | Infusion Pumps; General-Purpose | 43094 | 16026 | HOSPIRA HEALTHCARE CORP | 4655
CHRISTIANA |  | HOSPITAL-CH | 0 | 16455165 | DE |  |  |  | Infusion Pumps; General-Purpose | 43176 | 16026 | HOSPIRA HEALTHCARE CORP | 4655
CHRISTIANA |  | HOSPITAL-CH | 0 | 16455033 | DE |  |  |  | Infusion Pumps; General-Purpose | 43178 | 16026 | HOSPIRA HEALTHCARE CORP | 4655
CHRISTIANA |  | HOSPITAL-CH | 0 | 14348458 | DE |  |  |  | Infusion Pumps; General-Purpose | 43325 | 16026 | HOSPIRA HEALTHCARE CORP | 4905
CHRISTIANA |  | HOSPITAL-CH | 0 | 14340193 | DE |  |  |  | Infusion Pumps; General-Purpose | 43327 | 16026 | HOSPIRA HEALTHCARE CORP | 4905
CHRISTIANA |  | HOSPITAL-WH | 0 | 14348460 | DE |  |  |  | Infusion Pumps; General-Purpose | 44447 | 16026 | HOSPIRA HEALTHCARE CORP | 4905
CHRISTIANA |  | HOSPITAL-CH | 0 | 14348390 | DE |  |  |  | Infusion Pumps; General-Purpose | 44658 | 16026 | HOSPIRA HEALTHCARE CORP | 4655
CHRISTIANA |  | HOSPITAL-CH | 0 | 14340185 | DE |  |  |  | Infusion Pumps; General-Purpose | 43773 | 16026 | HOSPIRA HEALTHCARE CORP | 4905
CHRISTIANA |  | HOSPITAL-CH | 0 | 14347904 | DE |  |  |  | Infusion Pumps; General-Purpose | 43771 | 16026 | HOSPIRA HEALTHCARE CORP | 4905
CHRISTIANA |  | HOSPITAL-CH | 0 | 16454145 | DE |  |  |  | Infusion Pumps; General-Purpose | 43521 | 16026 | HOSPIRA HEALTHCARE CORP | 4905
CHRISTIANA |  | HOSPITAL-CH | 0 | 16454186 | DE |  |  |  | Infusion Pumps; General-Purpose | 43523 | 16026 | HOSPIRA HEALTHCARE CORP | 4905
CHRISTIANA |  | HOSPITAL-CH | 0 | 14350020 | DE |  |  |  | Infusion Pumps; General-Purpose | 44669 | 16026 | HOSPIRA HEALTHCARE CORP | 4655
CHRISTIANA |  | HOSPITAL-CH | 0 | 14348563 | DE |  |  |  | Infusion Pumps; General-Purpose | 43471 | 16026 | HOSPIRA HEALTHCARE CORP | 4905
CHRISTIANA |  | HOSPITAL-CH | 0 | 14347488 | DE |  |  |  | Infusion Pumps; General-Purpose | 43474 | 16026 | HOSPIRA HEALTHCARE CORP | 4905
CHRISTIANA |  | HOSPITAL-CH | 0 | 14340141 | DE |  |  |  | Infusion Pumps; General-Purpose | 43074 | 16026 | HOSPIRA HEALTHCARE CORP | 4655
CHRISTIANA |  | HOSPITAL-WH | 0 | 16454178 | DE |  |  |  | Infusion Pumps; General-Purpose | 43553 | 16026 | HOSPIRA HEALTHCARE CORP | 4905
CHRISTIANA |  | HOSPITAL-WH | 0 | 16454164 | DE |  |  |  | Infusion Pumps; General-Purpose | 43555 | 16026 | HOSPIRA HEALTHCARE CORP | 4905
CHRISTIANA |  | HOSPITAL-CH | 0 | 14347277 | DE |  |  |  | Infusion Pumps; General-Purpose | 44573 | 16026 | HOSPIRA HEALTHCARE CORP | 4655
CHRISTIANA |  | HOSPITAL-CH | 0 | 16455773 | DE |  |  |  | Infusion Pumps; General-Purpose | 44575 | 16026 | HOSPIRA HEALTHCARE CORP | 4655
CHRISTIANA |  | HOSPITAL-CH | 0 | 14348584 | DE |  |  |  | Infusion Pumps; General-Purpose | 44422 | 16026 | HOSPIRA HEALTHCARE CORP | 4905
CHRISTIANA |  | HOSPITAL-CH | 0 | 14348627 | DE |  |  |  | Infusion Pumps; General-Purpose | 44424 | 16026 | HOSPIRA HEALTHCARE CORP | 4905
CHRISTIANA |  | HOSPITAL-WH | 0 | 16453819 | DE |  |  |  | Infusion Pumps; General-Purpose | 43489 | 16026 | HOSPIRA HEALTHCARE CORP | 4905
CHRISTIANA |  | HOSPITAL-CH | 0 | 14351518 | DE |  |  |  | Infusion Pumps; General-Purpose | 44646 | 16026 | HOSPIRA HEALTHCARE CORP | 4655
CHRISTIANA |  | HOSPITAL-CH | 0 | 14339362 | DE |  |  |  | Infusion Pumps; General-Purpose | 43742 | 16026 | HOSPIRA HEALTHCARE CORP | 4905
CHRISTIANA |  | HOSPITAL-CH | 0 | 16454752 | DE |  |  |  | Infusion Pumps; General-Purpose | 43744 | 16026 | HOSPIRA HEALTHCARE CORP | 4905
CHRISTIANA |  | HOSPITAL-CH | 0 | 16455494 | DE |  |  |  | Infusion Pumps; General-Purpose | 43881 | 16026 | HOSPIRA HEALTHCARE CORP | 4905
CHRISTIANA |  | CANCER CENTER | 0 | 16455233 | DE |  |  |  | Infusion Pumps; General-Purpose | 43883 | 16026 | HOSPIRA HEALTHCARE CORP | 4905
CHRISTIANA |  | CANCER CENTER | 0 | 16455091 | DE |  |  |  | Infusion Pumps; General-Purpose | 43093 | 16026 | HOSPIRA HEALTHCARE CORP | 4655
CHRISTIANA |  | HOSPITAL-CH | 0 | 16455654 | DE |  |  |  | Infusion Pumps; General-Purpose | 43175 | 16026 | HOSPIRA HEALTHCARE CORP | 4655
CHRISTIANA |  | HOSPITAL-CH | 0 | 14348879 | DE |  |  |  | Infusion Pumps; General-Purpose | 43177 | 16026 | HOSPIRA HEALTHCARE CORP | 4655
CHRISTIANA |  | HOSPITAL-CH | 0 | 14348623 | DE |  | 2020-07-21 06:51 |  | Infusion Pumps; General-Purpose | 43324 | 16026 | HOSPIRA HEALTHCARE CORP | 4905 | Purchased
CHRISTIANA |  | HOSPITAL-CH | 0 | 16455163 | DE |  |  |  | Infusion Pumps; General-Purpose | 43326 | 16026 | HOSPIRA HEALTHCARE CORP | 4905
CHRISTIANA |  | HOSPITAL-CH | 0 | 14348404 | DE |  |  |  | Infusion Pumps; General-Purpose | 44657 | 16026 | HOSPIRA HEALTHCARE CORP | 4655
CHRISTIANA |  | HOSPITAL-CH | 0 | 14348346 | DE |  |  |  | Infusion Pumps; General-Purpose | 44659 | 16026 | HOSPIRA HEALTHCARE CORP | 4655
CHRISTIANA |  | HOSPITAL-CH | 0 | 14340170 | DE |  |  |  | Infusion Pumps; General-Purpose | 43770 | 16026 | HOSPIRA HEALTHCARE CORP | 4905
CHRISTIANA |  | HOSPITAL-CH | 0 | 14339789 | DE |  |  |  | Infusion Pumps; General-Purpose | 43772 | 16026 | HOSPIRA HEALTHCARE CORP | 4905
CHRISTIANA |  | HOSPITAL-CH | 0 | 14596536 | DE |  |  |  | Infusion Pumps; General-Purpose | t44875 | 16026 | HOSPIRA HEALTHCARE CORP | 3250
CHRISTIANA |  | HOSPITAL-CH | 0 | 14348963 | DE |  |  |  | Infusion Pumps; General-Purpose | 44324 | 16026 | HOSPIRA HEALTHCARE CORP | 4905
CHRISTIANA |  | HOSPITAL-CH | 0 | 14348421 | DE |  |  |  | Infusion Pumps; General-Purpose | 43520 | 16026 | HOSPIRA HEALTHCARE CORP | 4905
CHRISTIANA |  | HOSPITAL-CH | 0 | 16454175 | DE |  |  |  | Infusion Pumps; General-Purpose | 43522 | 16026 | HOSPIRA HEALTHCARE CORP | 4905
CHRISTIANA |  | HOSPITAL-WH | 0 | 14351619 | DE |  |  |  | Infusion Pumps; General-Purpose | 44670 | 16026 | HOSPIRA HEALTHCARE CORP | 4655
CHRISTIANA |  | HOSPITAL-CH | 0 | 14347803 | DE |  |  |  | Infusion Pumps; General-Purpose | 43470 | 16026 | HOSPIRA HEALTHCARE CORP | 4905
CHRISTIANA |  | HOSPITAL-CH | 0 | 14348618 | DE |  |  |  | Infusion Pumps; General-Purpose | 43472 | 16026 | HOSPIRA HEALTHCARE CORP | 4905
CHRISTIANA |  | HOSPITAL-CH | 0 | 14348639 | DE |  |  |  | Infusion Pumps; General-Purpose | 43552 | 16026 | HOSPIRA HEALTHCARE CORP | 4905
CHRISTIANA |  | HOSPITAL-CH | 0 | 16454194 | DE |  |  |  | Infusion Pumps; General-Purpose | 43554 | 16026 | HOSPIRA HEALTHCARE CORP | 4905
CHRISTIANA |  | HOSPITAL-CH | 0 | 14604793 | DE |  |  |  | Infusion Pumps; General-Purpose | 44861 | 16026 | HOSPIRA HEALTHCARE CORP | 4905
CHRISTIANA |  | HOSPITAL-CH | 0 | 16455641 | DE |  |  |  | Infusion Pumps; General-Purpose | 43196 | 16026 | HOSPIRA HEALTHCARE CORP | 4655
CHRISTIANA |  | HOSPITAL-CH | 0 | 14349145 | DE |  |  |  | Infusion Pumps; General-Purpose | 43198 | 16026 | HOSPIRA HEALTHCARE CORP | 4655
CHRISTIANA |  | HOSPITAL-CH | 0 | 16454676 | DE |  |  |  | Infusion Pumps; General-Purpose | 43266 | 16026 | HOSPIRA HEALTHCARE CORP | 4905
CHRISTIANA |  | HOSPITAL-CH | 0 | 14340044 | DE |  |  |  | Infusion Pumps; General-Purpose | 43268 | 16026 | HOSPIRA HEALTHCARE CORP | 4905
CHRISTIANA |  | HOSPITAL-CH | 0 | 16455716 | DE |  |  |  | Infusion Pumps; General-Purpose | 44576 | 16026 | HOSPIRA HEALTHCARE CORP | 4655
CHRISTIANA |  | HOSPITAL-CH | 0 | 14347537 | DE |  |  |  | Infusion Pumps; General-Purpose | 43641 | 16026 | HOSPIRA HEALTHCARE CORP | 4905
CHRISTIANA |  | HOSPITAL-CH | 0 | 16455420 | DE |  |  |  | Infusion Pumps; General-Purpose | 43643 | 16026 | HOSPIRA HEALTHCARE CORP | 4905
CHRISTIANA |  | HOSPITAL-CH | 0 | 14348450 | DE |  |  |  | Infusion Pumps; General-Purpose | 44425 | 16026 | HOSPIRA HEALTHCARE CORP | 4905
CHRISTIANA |  | HOSPITAL-WH | 0 | 14347973 | DE |  |  |  | Infusion Pumps; General-Purpose | 44427 | 16026 | HOSPIRA HEALTHCARE CORP | 4905
CHRISTIANA |  | HOSPITAL-CH | 0 | 14348343 | DE |  |  |  | Infusion Pumps; General-Purpose | 44649 | 16026 | HOSPIRA HEALTHCARE CORP | 4655
CHRISTIANA |  | HOSPITAL-CH | 0 | 16454057 | DE |  |  |  | Infusion Pumps; General-Purpose | 43097 | 16026 | HOSPIRA HEALTHCARE CORP | 4655
CHRISTIANA |  | HOSPITAL-CH | 0 | 16453852 | DE |  |  |  | Infusion Pumps; General-Purpose | 43099 | 16026 | HOSPIRA HEALTHCARE CORP | 4655
CHRISTIANA |  | HOSPITAL-CH | 0 | 14348456 | DE |  |  |  | Infusion Pumps; General-Purpose | 44355 | 16026 | HOSPIRA HEALTHCARE CORP | 4905
CHRISTIANA |  | HOSPITAL-WH | 0 | 14348452 | DE |  |  |  | Infusion Pumps; General-Purpose | 44357 | 16026 | HOSPIRA HEALTHCARE CORP | 4905
CHRISTIANA |  | HOSPITAL-CH | 0 | 14348641 | DE |  |  |  | Infusion Pumps; General-Purpose | 43329 | 16026 | HOSPIRA HEALTHCARE CORP | 4905
CHRISTIANA |  | HOSPITAL-CH | 0 | 16454131 | DE |  |  |  | Infusion Pumps; General-Purpose | 43525 | 16026 | HOSPIRA HEALTHCARE CORP | 4905
CHRISTIANA |  | HOSPITAL-CH | 0 | 14340059 | DE |  |  |  | Infusion Pumps; General-Purpose | 43527 | 16026 | HOSPIRA HEALTHCARE CORP | 4905
CHRISTIANA |  | HOSPITAL-CH | 0 | 14349520 | DE |  |  |  | Infusion Pumps; General-Purpose | 44671 | 16026 | HOSPIRA HEALTHCARE CORP | 4655
CHRISTIANA |  | HOSPITAL-CH | 0 | 14351101 | DE |  |  |  | Infusion Pumps; General-Purpose | 44673 | 16026 | HOSPIRA HEALTHCARE CORP | 4655
CHRISTIANA |  | HOSPITAL-CH | 0 | 14348552 | DE |  |  |  | Infusion Pumps; General-Purpose | 43476 | 16026 | HOSPIRA HEALTHCARE CORP | 4905
CHRISTIANA |  | HOSPITAL-WH | 0 | 14349097 | DE |  |  |  | Infusion Pumps; General-Purpose | 43479 | 16026 | HOSPIRA HEALTHCARE CORP | 4905
CHRISTIANA |  | Smyrna Health & Wellness Center | 0 | 16455059 | DE |  |  |  | Infusion Pumps; General-Purpose | 43884 | 16026 | HOSPIRA HEALTHCARE CORP | 4905
CHRISTIANA |  | HOSPITAL-WH | 0 | 14339359 | DE |  |  |  | Infusion Pumps; General-Purpose | 43886 | 16026 | HOSPIRA HEALTHCARE CORP | 4905
CHRISTIANA |  | HOSPITAL-CH | 0 | 14349018 | DE |  |  |  | Infusion Pumps; General-Purpose | 44317 | 16026 | HOSPIRA HEALTHCARE CORP | 4905
CHRISTIANA |  | HOSPITAL-CH | 0 | 14347688 | DE |  |  |  | Infusion Pumps; General-Purpose | 43473 | 16026 | HOSPIRA HEALTHCARE CORP | 4905
CHRISTIANA |  | HOSPITAL-CH | 0 | 14348374 | DE |  |  |  | Infusion Pumps; General-Purpose | 43116 | 16026 | HOSPIRA HEALTHCARE CORP | 4655
CHRISTIANA |  | HOSPITAL-CH | 0 | 14347506 | DE |  |  |  | Infusion Pumps; General-Purpose | 43197 | 16026 | HOSPIRA HEALTHCARE CORP | 4655
CHRISTIANA |  | HOSPITAL-CH | 0 | 14348516 | DE |  |  |  | Infusion Pumps; General-Purpose | 43199 | 16026 | HOSPIRA HEALTHCARE CORP | 4655
CHRISTIANA |  | HOSPITAL-WH | 0 | 14352105 | DE |  |  |  | Infusion Pumps; General-Purpose | 44288 | 16026 | HOSPIRA HEALTHCARE CORP | 4905
CHRISTIANA |  | HOSPITAL-CH | 0 | 14340194 | DE |  |  |  | Infusion Pumps; General-Purpose | 43265 | 16026 | HOSPIRA HEALTHCARE CORP | 4905
CHRISTIANA |  | HOSPITAL-WH | 0 | 16454038 | DE |  |  |  | Infusion Pumps; General-Purpose | 43267 | 16026 | HOSPIRA HEALTHCARE CORP | 4905
CHRISTIANA |  | HOSPITAL-CH | 0 | 16455412 | DE |  |  |  | Infusion Pumps; General-Purpose | 43640 | 16026 | HOSPIRA HEALTHCARE CORP | 4905
CHRISTIANA |  | HOSPITAL-CH | 0 | 14346065 | DE |  |  |  | Infusion Pumps; General-Purpose | 43642 | 16026 | HOSPIRA HEALTHCARE CORP | 4905
CHRISTIANA |  | HOSPITAL-CH | 0 | 14348459 | DE |  |  |  | Infusion Pumps; General-Purpose | 44426 | 16026 | HOSPIRA HEALTHCARE CORP | 4905
CHRISTIANA |  | HOSPITAL-CH | 0 | 17237372 | DE |  |  |  | Infusion Pumps; General-Purpose | T44891 | 16026 | HOSPIRA HEALTHCARE CORP | 3250
CHRISTIANA |  | HOSPITAL-CH | 0 | 14351697 | DE |  |  |  | Infusion Pumps; General-Purpose | 44648 | 16026 | HOSPIRA HEALTHCARE CORP | 4655
CHRISTIANA |  | HOSPITAL-CH | 0 | 14351461 | DE |  |  |  | Infusion Pumps; General-Purpose | 44650 | 16026 | HOSPIRA HEALTHCARE CORP | 4655
CHRISTIANA |  | HOSPITAL-CH | 0 | 16455053 | DE |  |  |  | Infusion Pumps; General-Purpose | 43095 | 16026 | HOSPIRA HEALTHCARE CORP | 4655
CHRISTIANA |  | HOSPITAL-CH | 0 | 14340218 | DE |  |  |  | Infusion Pumps; General-Purpose | 43098 | 16026 | HOSPIRA HEALTHCARE CORP | 4655
CHRISTIANA |  | HOSPITAL-WH | 0 | 14348457 | DE |  |  |  | Infusion Pumps; General-Purpose | 44356 | 16026 | HOSPIRA HEALTHCARE CORP | 4905
CHRISTIANA |  | HOSPITAL-CH | 0 | 14590529 | DE |  |  |  | Infusion Pumps; General-Purpose | 44863 | 16026 | HOSPIRA HEALTHCARE CORP | 4905
CHRISTIANA |  | HOSPITAL-CH | 0 | 14348471 | DE |  |  |  | Infusion Pumps; General-Purpose | 43328 | 16026 | HOSPIRA HEALTHCARE CORP | 4905
CHRISTIANA |  | HOSPITAL-CH | 0 | 16454140 | DE |  |  |  | Infusion Pumps; General-Purpose | 43524 | 16026 | HOSPIRA HEALTHCARE CORP | 4905
CHRISTIANA |  | HOSPITAL-CH | 0 | 16453997 | DE |  |  |  | Infusion Pumps; General-Purpose | 43526 | 16026 | HOSPIRA HEALTHCARE CORP | 4905
CHRISTIANA |  | HOSPITAL-CH | 0 | 14351230 | DE |  |  |  | Infusion Pumps; General-Purpose | 44672 | 16026 | HOSPIRA HEALTHCARE CORP | 4655
CHRISTIANA |  | HOSPITAL-CH | 0 | 14348453 | DE |  |  |  | Infusion Pumps; General-Purpose | 43475 | 16026 | HOSPIRA HEALTHCARE CORP | 4905
CHRISTIANA |  | HOSPITAL-CH | 0 | 14348554 | DE |  |  |  | Infusion Pumps; General-Purpose | 43477 | 16026 | HOSPIRA HEALTHCARE CORP | 4905
CHRISTIANA |  | HOSPITAL-CH | 0 | 14348002 | DE |  |  |  | Infusion Pumps; General-Purpose | 43541 | 16026 | HOSPIRA HEALTHCARE CORP | 4905
CHRISTIANA |  | HOSPITAL-CH | 0 | 17237676 | DE |  |  |  | Infusion Pumps; General-Purpose | T44902 | 16026 | HOSPIRA HEALTHCARE CORP | 3250
CHRISTIANA |  | Quillen Building | 0 | 16454200 | DE |  |  |  | Infusion Pumps; General-Purpose | 43556 | 16026 | HOSPIRA HEALTHCARE CORP | 4905
CHRISTIANA |  | MIDDLETOWN ED | 0 | 16454389 | DE |  |  |  | Infusion Pumps; General-Purpose | 43885 | 16026 | HOSPIRA HEALTHCARE CORP | 4905
CHRISTIANA |  | HOSPITAL-CH | 0 | 17237742 | DE |  |  |  | Infusion Pumps; General-Purpose | T44916 | 16026 | HOSPIRA HEALTHCARE CORP | 3250
CHRISTIANA |  | HOSPITAL-CH | 0 | 16454468 | DE |  |  |  | Infusion Pumps; General-Purpose | 43450 | 16026 | HOSPIRA HEALTHCARE CORP | 4905
CHRISTIANA |  | HOSPITAL-CH | 0 | 16454755 | DE |  |  |  | Infusion Pumps; General-Purpose | 43115 | 16026 | HOSPIRA HEALTHCARE CORP | 4655
CHRISTIANA |  | HOSPITAL-WH | 0 | 16455652 | DE |  |  |  | Infusion Pumps; General-Purpose | 43184 | 16026 | HOSPIRA HEALTHCARE CORP | 4655
CHRISTIANA |  | HOSPITAL-CH | 0 | 14348080 | DE |  |  |  | Infusion Pumps; General-Purpose | 43187 | 16026 | HOSPIRA HEALTHCARE CORP | 4655
CHRISTIANA |  | HOSPITAL-WH | 0 | 14348620 | DE |  |  |  | Infusion Pumps; General-Purpose | 44376 | 16026 | HOSPIRA HEALTHCARE CORP | 4905
CHRISTIANA |  | HOSPITAL-WH | 0 | 14348294 | DE |  |  |  | Infusion Pumps; General-Purpose | 43577 | 16026 | HOSPIRA HEALTHCARE CORP | 4905
CHRISTIANA |  | HOSPITAL-CH | 0 | 14348614 | DE |  |  |  | Infusion Pumps; General-Purpose | 43579 | 16026 | HOSPIRA HEALTHCARE CORP | 4905
CHRISTIANA |  | HOSPITAL-CH | 0 | 16453889 | DE |  |  |  | Infusion Pumps; General-Purpose | 43906 | 16026 | HOSPIRA HEALTHCARE CORP | 4905
CHRISTIANA |  | HOSPITAL-CH | 0 | 16455396 | DE |  |  |  | Infusion Pumps; General-Purpose | 43908 | 16026 | HOSPIRA HEALTHCARE CORP | 4905
CHRISTIANA |  | HOSPITAL-CH | 0 | 14348032 | DE |  |  |  | Infusion Pumps; General-Purpose | 43050 | 16026 | HOSPIRA HEALTHCARE CORP | 4655
CHRISTIANA |  | HOSPITAL-WH | 0 | 14347772 | DE |  |  |  | Infusion Pumps; General-Purpose | 43380 | 16026 | HOSPIRA HEALTHCARE CORP | 4905
CHRISTIANA |  | HOSPITAL-CH | 0 | 14349179 | DE |  |  |  | Infusion Pumps; General-Purpose | 43382 | 16026 | HOSPIRA HEALTHCARE CORP | 4905
CHRISTIANA |  | HOSPITAL-CH | 0 | 14348327 | DE |  |  |  | Infusion Pumps; General-Purpose | 43581 | 16026 | HOSPIRA HEALTHCARE CORP | 4905
CHRISTIANA |  | HOSPITAL-CH | 0 | 16454746 | DE |  |  |  | Infusion Pumps; General-Purpose | 43718 | 16026 | HOSPIRA HEALTHCARE CORP | 4905
CHRISTIANA |  | HOSPITAL-CH | 0 | 16455725 | DE |  |  |  | Infusion Pumps; General-Purpose | 44592 | 16026 | HOSPIRA HEALTHCARE CORP | 4655
CHRISTIANA |  | HOSPITAL-CH | 0 | 16454890 | DE |  |  |  | Infusion Pumps; General-Purpose | 43663 | 16026 | HOSPIRA HEALTHCARE CORP | 4905
CHRISTIANA |  | HOSPITAL-CH | 0 | 16455236 | DE |  |  |  | Infusion Pumps; General-Purpose | 43665 | 16026 | HOSPIRA HEALTHCARE CORP | 4905
CHRISTIANA |  | HOSPITAL-CH | 0 | 16455279 | DE |  |  |  | Infusion Pumps; General-Purpose | 43871 | 16026 | HOSPIRA HEALTHCARE CORP | 4905
CHRISTIANA |  | HOSPITAL-CH | 0 | 16455500 | DE |  |  |  | Infusion Pumps; General-Purpose | 43873 | 16026 | HOSPIRA HEALTHCARE CORP | 4905
CHRISTIANA |  | HOSPITAL-CH | 0 | 14340769 | DE |  |  |  | Infusion Pumps; General-Purpose | 43875 | 16026 | HOSPIRA HEALTHCARE CORP | 4905
CHRISTIANA |  | HOSPITAL-CH | 0 | 14348069 | DE |  |  |  | Infusion Pumps; General-Purpose | 43018 | 16026 | HOSPIRA HEALTHCARE CORP | 4655
CHRISTIANA |  | HOSPITAL-CH | 0 | 14590160 | DE |  |  |  | Infusion Pumps; General-Purpose | 44856 | 16026 | HOSPIRA HEALTHCARE CORP | 3250
CHRISTIANA |  | HOSPITAL-CH | 0 | 14340230 | DE |  |  |  | Infusion Pumps; General-Purpose | 43498 | 16026 | HOSPIRA HEALTHCARE CORP | 4905
CHRISTIANA |  | HOSPITAL-CH | 0 | 16453601 | DE |  |  |  | Infusion Pumps; General-Purpose | 44553 | 16026 | HOSPIRA HEALTHCARE CORP | 4655
CHRISTIANA |  | HOSPITAL-CH | 0 | 16453506 | DE |  |  |  | Infusion Pumps; General-Purpose | 44555 | 16026 | HOSPIRA HEALTHCARE CORP | 4655
CHRISTIANA |  | HOSPITAL-CH | 0 | 14348137 | DE |  |  |  | Infusion Pumps; General-Purpose | 43032 | 16026 | HOSPIRA HEALTHCARE CORP | 4655
CHRISTIANA |  | HOSPITAL-CH | 0 | 17333720 | DE |  |  |  | Infusion Pumps; General-Purpose | 44866 | 16026 | HOSPIRA HEALTHCARE CORP | 4905
CHRISTIANA |  | HOSPITAL-WH | 0 | 14348467 | DE |  |  |  | Infusion Pumps; General-Purpose | 44448 | 16026 | HOSPIRA HEALTHCARE CORP | 4905
CHRISTIANA |  | HOSPITAL-CH | 0 | 14348985 | DE |  |  |  | Infusion Pumps; General-Purpose | 44450 | 16026 | HOSPIRA HEALTHCARE CORP | 4905
CHRISTIANA |  | HOSPITAL-CH | 0 | 16454949 | DE |  |  |  | Infusion Pumps; General-Purpose | 44567 | 16026 | HOSPIRA HEALTHCARE CORP | 4655
CHRISTIANA |  | HOSPITAL-CH | 0 | 16455398 | DE |  |  |  | Infusion Pumps; General-Purpose | 43837 | 16026 | HOSPIRA HEALTHCARE CORP | 4905
CHRISTIANA |  | HOSPITAL-WH | 0 | 16455049 | DE |  |  |  | Infusion Pumps; General-Purpose | 43841 | 16026 | HOSPIRA HEALTHCARE CORP | 4905
CHRISTIANA |  | HOSPITAL-CH | 0 | 14348929 | DE |  |  |  | Infusion Pumps; General-Purpose | 43135 | 16026 | HOSPIRA HEALTHCARE CORP | 4655
CHRISTIANA |  | HOSPITAL-WH | 0 | 16453878 | DE |  |  |  | Infusion Pumps; General-Purpose | 43357 | 16026 | HOSPIRA HEALTHCARE CORP | 4905
CHRISTIANA |  | HOSPITAL-CH | 0 | 14348051 | DE |  |  |  | Infusion Pumps; General-Purpose | 43359 | 16026 | HOSPIRA HEALTHCARE CORP | 4905
CHRISTIANA |  | HOSPITAL-CH | 0 | 14349077 | DE |  |  |  | Infusion Pumps; General-Purpose | 43462 | 16026 | HOSPIRA HEALTHCARE CORP | 4905
CHRISTIANA |  | HOSPITAL-CH | 0 | 14348472 | DE |  |  |  | Infusion Pumps; General-Purpose | 43464 | 16026 | HOSPIRA HEALTHCARE CORP | 4905
CHRISTIANA |  | HOSPITAL-WH | 0 | 14348336 | DE |  |  |  | Infusion Pumps; General-Purpose | 43583 | 16026 | HOSPIRA HEALTHCARE CORP | 4905
CHRISTIANA |  | HOSPITAL-CH | 0 | 14340206 | DE |  |  |  | Infusion Pumps; General-Purpose | 44263 | 16026 | HOSPIRA HEALTHCARE CORP | 4905
CHRISTIANA |  | HOSPITAL-CH | 0 | 14340191 | DE |  |  |  | Infusion Pumps; General-Purpose | 43003 | 16026 | HOSPIRA HEALTHCARE CORP | 4655
CHRISTIANA |  | HOSPITAL-CH | 0 | 16455599 | DE |  |  |  | Infusion Pumps; General-Purpose | 44411 | 16026 | HOSPIRA HEALTHCARE CORP | 4905
CHRISTIANA |  | HOSPITAL-CH | 0 | 14348282 | DE |  |  |  | Infusion Pumps; General-Purpose | 44410 | 16026 | HOSPIRA HEALTHCARE CORP | 4905
CHRISTIANA |  | HOSPITAL-CH | 0 | 14349188 | DE |  |  |  | Infusion Pumps; General-Purpose | 43410 | 16026 | HOSPIRA HEALTHCARE CORP | 4905
CHRISTIANA |  | HOSPITAL-CH | 0 | 14348633 | DE |  |  |  | Infusion Pumps; General-Purpose | 43413 | 16026 | HOSPIRA HEALTHCARE CORP | 4905
CHRISTIANA |  | HOSPITAL-CH | 0 | 14340114 | DE |  |  |  | Infusion Pumps; General-Purpose | 43544 | 16026 | HOSPIRA HEALTHCARE CORP | 4905
CHRISTIANA |  | HOSPITAL-CH | 0 | 16454316 | DE |  |  |  | Infusion Pumps; General-Purpose | 43546 | 16026 | HOSPIRA HEALTHCARE CORP | 4905
CHRISTIANA |  | HOSPITAL-CH | 0 | 14348209 | DE |  |  |  | Infusion Pumps; General-Purpose | 43593 | 16026 | HOSPIRA HEALTHCARE CORP | 4905
CHRISTIANA |  | HOSPITAL-CH | 0 | 16454036 | DE |  |  |  | Infusion Pumps; General-Purpose | 44528 | 16026 | HOSPIRA HEALTHCARE CORP | 4905
CHRISTIANA |  | HOSPITAL-CH | 0 | 14346926 | DE |  |  |  | Infusion Pumps; General-Purpose | 54049 | 16026 | HOSPIRA HEALTHCARE CORP | 4905
CHRISTIANA |  | HOSPITAL-CH | 0 | 14348285 | DE |  |  |  | Infusion Pumps; General-Purpose | 43428 | 16026 | HOSPIRA HEALTHCARE CORP | 4905
CHRISTIANA |  | HOSPITAL-WH | 0 | 14348201 | DE |  |  |  | Infusion Pumps; General-Purpose | 43430 | 16026 | HOSPIRA HEALTHCARE CORP | 4905
CHRISTIANA |  | HOSPITAL-CH | 0 | 14340074 | DE |  |  |  | Infusion Pumps; General-Purpose | 43183 | 16026 | HOSPIRA HEALTHCARE CORP | 4655
CHRISTIANA |  | HOSPITAL-CH | 0 | 14348118 | DE |  |  |  | Infusion Pumps; General-Purpose | 43186 | 16026 | HOSPIRA HEALTHCARE CORP | 4655
CHRISTIANA |  | HOSPITAL-CH | 0 | 16454318 | DE |  |  |  | Infusion Pumps; General-Purpose | 43188 | 16026 | HOSPIRA HEALTHCARE CORP | 4655
CHRISTIANA |  | HOSPITAL-WH | 0 | 14349023 | DE |  |  |  | Infusion Pumps; General-Purpose | 44375 | 16026 | HOSPIRA HEALTHCARE CORP | 4905
CHRISTIANA |  | HOSPITAL-WH | 0 | 14347725 | DE |  |  |  | Infusion Pumps; General-Purpose | 44377 | 16026 | HOSPIRA HEALTHCARE CORP | 4905
CHRISTIANA |  | HOSPITAL-CH | 0 | 14348622 | DE |  |  |  | Infusion Pumps; General-Purpose | 43576 | 16026 | HOSPIRA HEALTHCARE CORP | 4905
CHRISTIANA |  | HOSPITAL-CH | 0 | 14348507 | DE |  |  |  | Infusion Pumps; General-Purpose | 43578 | 16026 | HOSPIRA HEALTHCARE CORP | 4905
CHRISTIANA |  | HOSPITAL-CH | 0 | 16454787 | DE |  |  |  | Infusion Pumps; General-Purpose | 43630 | 16026 | HOSPIRA HEALTHCARE CORP | 4905
CHRISTIANA |  | HOSPITAL-WH | 0 | 16455202 | DE |  |  |  | Infusion Pumps; General-Purpose | 43907 | 16026 | HOSPIRA HEALTHCARE CORP | 4905
CHRISTIANA |  | HOSPITAL-CH | 0 | 16455385 | DE |  |  |  | Infusion Pumps; General-Purpose | 43909 | 16026 | HOSPIRA HEALTHCARE CORP | 4905
CHRISTIANA |  | HOSPITAL-CH | 0 | 14348247 | DE |  |  |  | Infusion Pumps; General-Purpose | 43049 | 16026 | HOSPIRA HEALTHCARE CORP | 4655
CHRISTIANA |  | HOSPITAL-CH | 0 | 16454692 | DE |  |  |  | Infusion Pumps; General-Purpose | 43051 | 16026 | HOSPIRA HEALTHCARE CORP | 4655
CHRISTIANA |  | HOSPITAL-CH | 0 | 14349080 | DE |  |  |  | Infusion Pumps; General-Purpose | 43379 | 16026 | HOSPIRA HEALTHCARE CORP | 4905
CHRISTIANA |  | HOSPITAL-CH | 0 | 14340280 | DE |  |  |  | Infusion Pumps; General-Purpose | 43381 | 16026 | HOSPIRA HEALTHCARE CORP | 4905
CHRISTIANA |  | HOSPITAL-CH | 0 | 16455199 | DE |  |  |  | Infusion Pumps; General-Purpose | 43717 | 16026 | HOSPIRA HEALTHCARE CORP | 4905
CHRISTIANA |  | HOSPITAL-CH | 0 | 16455508 | DE |  |  |  | Infusion Pumps; General-Purpose | 43719 | 16026 | HOSPIRA HEALTHCARE CORP | 4905
CHRISTIANA |  | HOSPITAL-CH | 0 | 16454808 | DE |  |  |  | Infusion Pumps; General-Purpose | 44591 | 16026 | HOSPIRA HEALTHCARE CORP | 4655
CHRISTIANA |  | HOSPITAL-CH | 0 | 16454960 | DE |  |  |  | Infusion Pumps; General-Purpose | 44593 | 16026 | HOSPIRA HEALTHCARE CORP | 4655
CHRISTIANA |  | HOSPITAL-WH | 0 | 14347540 | DE |  |  |  | Infusion Pumps; General-Purpose | 43664 | 16026 | HOSPIRA HEALTHCARE CORP | 4905
CHRISTIANA |  | HOSPITAL-CH | 0 | 14340078 | DE |  |  |  | Infusion Pumps; General-Purpose | 43666 | 16026 | HOSPIRA HEALTHCARE CORP | 4905
CHRISTIANA |  | HOSPITAL-CH | 0 | 14339367 | DE |  |  |  | Infusion Pumps; General-Purpose | 43872 | 16026 | HOSPIRA HEALTHCARE CORP | 4905
CHRISTIANA |  | HOSPITAL-CH | 0 | 16454803 | DE |  |  |  | Infusion Pumps; General-Purpose | 43874 | 16026 | HOSPIRA HEALTHCARE CORP | 4905
CHRISTIANA |  | HOSPITAL-WH | 0 | 14348523 | DE |  |  |  | Infusion Pumps; General-Purpose | 43017 | 16026 | HOSPIRA HEALTHCARE CORP | 4655
CHRISTIANA |  | HOSPITAL-CH | 0 | 14348496 | DE |  |  |  | Infusion Pumps; General-Purpose | 43019 | 16026 | HOSPIRA HEALTHCARE CORP | 4655
CHRISTIANA |  | HOSPITAL-CH | 0 | 14348103 | DE |  |  |  | Infusion Pumps; General-Purpose | 43082 | 16026 | HOSPIRA HEALTHCARE CORP | 4655
CHRISTIANA |  | HOSPITAL-CH | 0 | 14340162 | DE |  |  |  | Infusion Pumps; General-Purpose | 43499 | 16026 | HOSPIRA HEALTHCARE CORP | 4905
CHRISTIANA |  | HOSPITAL-CH | 0 | 16455757 | DE |  |  |  | Infusion Pumps; General-Purpose | 44554 | 16026 | HOSPIRA HEALTHCARE CORP | 4655
CHRISTIANA |  | HOSPITAL-CH | 0 | 14348449 | DE |  |  |  | Infusion Pumps; General-Purpose | 44449 | 16026 | HOSPIRA HEALTHCARE CORP | 4905
CHRISTIANA |  | HOSPITAL-CH | 0 | 16453426 | DE |  |  |  | Infusion Pumps; General-Purpose | 44566 | 16026 | HOSPIRA HEALTHCARE CORP | 4655
CHRISTIANA |  | HOSPITAL-CH | 0 | 16455237 | DE |  |  |  | Infusion Pumps; General-Purpose | 43836 | 16026 | HOSPIRA HEALTHCARE CORP | 4905
CHRISTIANA |  | HOSPITAL-CH | 0 | 16455250 | DE |  |  |  | Infusion Pumps; General-Purpose | 43839 | 16026 | HOSPIRA HEALTHCARE CORP | 4905
CHRISTIANA |  | HOSPITAL-CH | 0 | 14349089 | DE |  |  |  | Infusion Pumps; General-Purpose | 43136 | 16026 | HOSPIRA HEALTHCARE CORP | 4655
CHRISTIANA |  | HOSPITAL-CH | 0 | 16454086 | DE |  |  |  | Infusion Pumps; General-Purpose | 43356 | 16026 | HOSPIRA HEALTHCARE CORP | 4905
CHRISTIANA |  | HOSPITAL-CH | 0 | 14347670 | DE |  |  |  | Infusion Pumps; General-Purpose | 43358 | 16026 | HOSPIRA HEALTHCARE CORP | 4905
CHRISTIANA |  | CANCER CENTER | 0 | 14348506 | DE |  |  |  | Infusion Pumps; General-Purpose | 43463 | 16026 | HOSPIRA HEALTHCARE CORP | 4905
CHRISTIANA |  | HOSPITAL-CH | 0 | 14348498 | DE |  |  |  | Infusion Pumps; General-Purpose | 43465 | 16026 | HOSPIRA HEALTHCARE CORP | 4905
CHRISTIANA |  | HOSPITAL-CH | 0 | 14348299 | DE |  |  |  | Infusion Pumps; General-Purpose | 43532 | 16026 | HOSPIRA HEALTHCARE CORP | 4905
CHRISTIANA |  | HOSPITAL-CH | 0 | 14348333 | DE |  |  |  | Infusion Pumps; General-Purpose | 43584 | 16026 | HOSPIRA HEALTHCARE CORP | 4905
CHRISTIANA |  | HOSPITAL-CH | 0 | 14347301 | DE |  |  |  | Infusion Pumps; General-Purpose | 42403 | 16026 | HOSPIRA HEALTHCARE CORP | 4655
CHRISTIANA |  | HOSPITAL-CH | 0 | 14340061 | DE |  |  |  | Infusion Pumps; General-Purpose | 43004 | 16026 | HOSPIRA HEALTHCARE CORP | 4655
CHRISTIANA |  | HOSPITAL-CH | 0 | 14340250 | DE |  |  |  | Infusion Pumps; General-Purpose | 43065 | 16026 | HOSPIRA HEALTHCARE CORP | 4655
CHRISTIANA |  | HOSPITAL-CH | 0 | 14347940 | DE |  |  |  | Infusion Pumps; General-Purpose | 44399 | 16026 | HOSPIRA HEALTHCARE CORP | 4905
CHRISTIANA |  | HOSPITAL-CH | 0 | 14349175 | DE |  |  |  | Infusion Pumps; General-Purpose | 43412 | 16026 | HOSPIRA HEALTHCARE CORP | 4905
CHRISTIANA |  | HOSPITAL-CH | 0 | 14348480 | DE |  |  |  | Infusion Pumps; General-Purpose | 43414 | 16026 | HOSPIRA HEALTHCARE CORP | 4905
CHRISTIANA |  | HOSPITAL-WH | 0 | 14349322 | DE |  |  |  | Infusion Pumps; General-Purpose | 43545 | 16026 | HOSPIRA HEALTHCARE CORP | 4905
CHRISTIANA |  | HOSPITAL-CH | 0 | 14349167 | DE |  |  |  | Infusion Pumps; General-Purpose | 43547 | 16026 | HOSPIRA HEALTHCARE CORP | 4905
CHRISTIANA |  | HOSPITAL-CH | 0 | 14348316 | DE |  |  |  | Infusion Pumps; General-Purpose | 43592 | 16026 | HOSPIRA HEALTHCARE CORP | 4905
CHRISTIANA |  | HOSPITAL-CH | 0 | 17237773 | DE |  |  |  | Infusion Pumps; General-Purpose | T44908 | 16026 | HOSPIRA HEALTHCARE CORP | 3250
CHRISTIANA |  | HOSPITAL-CH | 0 | 16454760 | DE |  |  |  | Infusion Pumps; General-Purpose | 44527 | 16026 | HOSPIRA HEALTHCARE CORP | 4905
CHRISTIANA |  | HOSPITAL-CH | 0 | 16454879 | DE |  |  |  | Infusion Pumps; General-Purpose | 44529 | 16026 | HOSPIRA HEALTHCARE CORP | 4905
CHRISTIANA |  | HOSPITAL-CH | 0 | 16454871 | DE |  |  |  | Infusion Pumps; General-Purpose | 43427 | 16026 | HOSPIRA HEALTHCARE CORP | 4905
CHRISTIANA |  | HOSPITAL-CH | 0 | 14348420 | DE |  |  |  | Infusion Pumps; General-Purpose | 43429 | 16026 | HOSPIRA HEALTHCARE CORP | 4905
CHRISTIANA |  | HOSPITAL-CH | 0 | 16454289 | DE |  |  |  | Infusion Pumps; General-Purpose | 43431 | 16026 | HOSPIRA HEALTHCARE CORP | 4905
CHRISTIANA |  | HOSPITAL-CH | 0 | 14349401 | DE |  |  |  | Infusion Pumps; General-Purpose | 43612 | 16026 | HOSPIRA HEALTHCARE CORP | 4905
CHRISTIANA |  | HOSPITAL-CH | 0 | 14349119 | DE |  |  |  | Infusion Pumps; General-Purpose | 43189 | 16026 | HOSPIRA HEALTHCARE CORP | 4655
CHRISTIANA |  | HOSPITAL-CH | 0 | 14348535 | DE |  |  |  | Infusion Pumps; General-Purpose | 43191 | 16026 | HOSPIRA HEALTHCARE CORP | 4655
CHRISTIANA |  | HOSPITAL-CH | 0 | 14604325 | DE |  |  |  | Infusion Pumps; General-Purpose | T44870 | 16026 | HOSPIRA HEALTHCARE CORP | 4905
CHRISTIANA |  | CONCORD M.O.B. | 0 | 14348582 | PA |  |  |  | Infusion Pumps; General-Purpose | 44378 | 16026 | HOSPIRA HEALTHCARE CORP | 4905
CHRISTIANA |  | HOSPITAL-WH | 0 | 14348174 | DE |  |  |  | Infusion Pumps; General-Purpose | 44380 | 16026 | HOSPIRA HEALTHCARE CORP | 4905
CHRISTIANA |  | HOSPITAL-CH | 0 | 14340008 | DE |  |  |  | Infusion Pumps; General-Purpose | 43631 | 16026 | HOSPIRA HEALTHCARE CORP | 4905
CHRISTIANA |  | HOSPITAL-WH | 0 | 16454767 | DE |  |  |  | Infusion Pumps; General-Purpose | 43634 | 16026 | HOSPIRA HEALTHCARE CORP | 4905
CHRISTIANA |  | HOSPITAL-CH | 0 | 16454026 | DE |  |  |  | Infusion Pumps; General-Purpose | 43706 | 16026 | HOSPIRA HEALTHCARE CORP | 4905
CHRISTIANA |  | HOSPITAL-CH | 0 | 14339411 | DE |  |  |  | Infusion Pumps; General-Purpose | 43708 | 16026 | HOSPIRA HEALTHCARE CORP | 4905
CHRISTIANA |  | HOSPITAL-CH | 0 | 16455376 | DE |  |  |  | Infusion Pumps; General-Purpose | 43910 | 16026 | HOSPIRA HEALTHCARE CORP | 4905
CHRISTIANA |  | HOSPITAL-CH | 0 | 16454955 | DE |  |  |  | Infusion Pumps; General-Purpose | 43912 | 16026 | HOSPIRA HEALTHCARE CORP | 4905
CHRISTIANA |  | HOSPITAL-CH | 0 | 16454845 | DE |  |  |  | Infusion Pumps; General-Purpose | 43052 | 16026 | HOSPIRA HEALTHCARE CORP | 4655
CHRISTIANA |  | HOSPITAL-CH | 0 | 14340260 | DE |  |  |  | Infusion Pumps; General-Purpose | 43054 | 16026 | HOSPIRA HEALTHCARE CORP | 4655
CHRISTIANA |  | HOSPITAL-WH | 0 | 16454467 | DE |  |  |  | Infusion Pumps; General-Purpose | 43056 | 16026 | HOSPIRA HEALTHCARE CORP | 4655
CHRISTIANA |  | HOSPITAL-CH | 0 | 17237645 | DE |  |  |  | Infusion Pumps; General-Purpose | T44884 | 16026 | HOSPIRA HEALTHCARE CORP | 3250
CHRISTIANA |  | HOSPITAL-CH | 0 | 14349189 | DE |  |  |  | Infusion Pumps; General-Purpose | 43384 | 16026 | HOSPIRA HEALTHCARE CORP | 4905
CHRISTIANA |  | HOSPITAL-CH | 0 | 14348275 | DE |  |  |  | Infusion Pumps; General-Purpose | 43392 | 16026 | HOSPIRA HEALTHCARE CORP | 4905
CHRISTIANA |  | HOSPITAL-CH | 0 | 16455197 | DE |  |  |  | Infusion Pumps; General-Purpose | 43721 | 16026 | HOSPIRA HEALTHCARE CORP | 4905
CHRISTIANA |  | HOSPITAL-CH | 0 | 16455232 | DE |  |  |  | Infusion Pumps; General-Purpose | 43723 | 16026 | HOSPIRA HEALTHCARE CORP | 4905
CHRISTIANA |  | HOSPITAL-CH | 0 | 14348616 | DE |  |  |  | Infusion Pumps; General-Purpose | 43299 | 16026 | HOSPIRA HEALTHCARE CORP | 4905
CHRISTIANA |  | HOSPITAL-CH | 0 | 17237698 | DE |  |  |  | Infusion Pumps; General-Purpose | T44897 | 16026 | HOSPIRA HEALTHCARE CORP | 3250
CHRISTIANA |  | HOSPITAL-CH | 0 | 16453928 | DE |  |  |  | Infusion Pumps; General-Purpose | 43667 | 16026 | HOSPIRA HEALTHCARE CORP | 4905
CHRISTIANA |  | HOSPITAL-CH | 0 | 16455433 | DE |  |  |  | Infusion Pumps; General-Purpose | 43669 | 16026 | HOSPIRA HEALTHCARE CORP | 4905
CHRISTIANA |  | HOSPITAL-CH | 0 | 14348487 | DE |  |  |  | Infusion Pumps; General-Purpose | 43020 | 16026 | HOSPIRA HEALTHCARE CORP | 4655
CHRISTIANA |  | HOSPITAL-CH | 0 | 16454040 | DE |  |  |  | Infusion Pumps; General-Purpose | 43022 | 16026 | HOSPIRA HEALTHCARE CORP | 4655
CHRISTIANA |  | HOSPITAL-CH | 0 | 14340065 | DE |  |  |  | Infusion Pumps; General-Purpose | 43500 | 16026 | HOSPIRA HEALTHCARE CORP | 4905
CHRISTIANA |  | HOSPITAL-CH | 0 | 14349051 | DE |  |  |  | Infusion Pumps; General-Purpose | 43502 | 16026 | HOSPIRA HEALTHCARE CORP | 4905
CHRISTIANA |  | HOSPITAL-CH | 0 | 16454060 | DE |  |  |  | Infusion Pumps; General-Purpose | 44558 | 16026 | HOSPIRA HEALTHCARE CORP | 4655
CHRISTIANA |  | HOSPITAL-CH | 0 | 16455208 | DE |  |  |  | Infusion Pumps; General-Purpose | 43687 | 16026 | HOSPIRA HEALTHCARE CORP | 4905
CHRISTIANA |  | HOSPITAL-CH | 0 | 16455434 | DE |  |  |  | Infusion Pumps; General-Purpose | 43689 | 16026 | HOSPIRA HEALTHCARE CORP | 4905
CHRISTIANA |  | HOSPITAL-CH | 0 | 16455432 | DE |  |  |  | Infusion Pumps; General-Purpose | 43652 | 16026 | HOSPIRA HEALTHCARE CORP | 4905
CHRISTIANA |  | HOSPITAL-CH | 0 | 16453993 | DE |  |  |  | Infusion Pumps; General-Purpose | 43843 | 16026 | HOSPIRA HEALTHCARE CORP | 4905
CHRISTIANA |  | HOSPITAL-CH | 0 | 16455442 | DE |  |  |  | Infusion Pumps; General-Purpose | 43845 | 16026 | HOSPIRA HEALTHCARE CORP | 4905
CHRISTIANA |  | HOSPITAL-CH | 0 | 16455050 | DE |  |  |  | Infusion Pumps; General-Purpose | 43206 | 16026 | HOSPIRA HEALTHCARE CORP | 4655
CHRISTIANA |  | HOSPITAL-WH | 0 | 14348274 | DE |  |  |  | Infusion Pumps; General-Purpose | 43361 | 16026 | HOSPIRA HEALTHCARE CORP | 4905
CHRISTIANA |  | HOSPITAL-CH | 0 | 14349078 | DE |  |  |  | Infusion Pumps; General-Purpose | 43466 | 16026 | HOSPIRA HEALTHCARE CORP | 4905
CHRISTIANA |  | HOSPITAL-CH | 0 | 14349397 | DE |  |  |  | Infusion Pumps; General-Purpose | 43468 | 16026 | HOSPIRA HEALTHCARE CORP | 4905
CHRISTIANA |  | HOSPITAL-WH | 0 | 14348925 | DE |  |  |  | Infusion Pumps; General-Purpose | 43533 | 16026 | HOSPIRA HEALTHCARE CORP | 4905
CHRISTIANA |  | HOSPITAL-CH | 0 | 14348022 | DE |  |  |  | Infusion Pumps; General-Purpose | 43535 | 16026 | HOSPIRA HEALTHCARE CORP | 4905
CHRISTIANA |  | HOSPITAL-CH | 0 | 14348589 | DE |  |  |  | Infusion Pumps; General-Purpose | 43005 | 16026 | HOSPIRA HEALTHCARE CORP | 4655
CHRISTIANA |  | HOSPITAL-CH | 0 | 14340080 | DE |  |  |  | Infusion Pumps; General-Purpose | 43007 | 16026 | HOSPIRA HEALTHCARE CORP | 4655
CHRISTIANA |  | HOSPITAL-CH | 0 | 14349152 | DE |  |  |  | Infusion Pumps; General-Purpose | 43415 | 16026 | HOSPIRA HEALTHCARE CORP | 4905
CHRISTIANA |  | HOSPITAL-WH | 0 | 14348447 | DE |  |  |  | Infusion Pumps; General-Purpose | 43417 | 16026 | HOSPIRA HEALTHCARE CORP | 4905
CHRISTIANA |  | HOSPITAL-CH | 0 | 14348712 | DE |  |  |  | Infusion Pumps; General-Purpose | 43548 | 16026 | HOSPIRA HEALTHCARE CORP | 4905
CHRISTIANA |  | HOSPITAL-CH | 0 | 14348980 | DE |  |  |  | Infusion Pumps; General-Purpose | 44309 | 16026 | HOSPIRA HEALTHCARE CORP | 4905
CHRISTIANA |  | HOSPITAL-WH | 0 | 14348951 | DE |  |  |  | Infusion Pumps; General-Purpose | 44311 | 16026 | HOSPIRA HEALTHCARE CORP | 4905
CHRISTIANA |  | HOSPITAL-CH | 0 | 14347333 | DE |  |  |  | Infusion Pumps; General-Purpose | 43432 | 16026 | HOSPIRA HEALTHCARE CORP | 4905
CHRISTIANA |  | HOSPITAL-WH | 0 | 16455160 | DE |  |  |  | Infusion Pumps; General-Purpose | 43434 | 16026 | HOSPIRA HEALTHCARE CORP | 4905
CHRISTIANA |  | HOSPITAL-WH | 0 | 14349214 | DE |  |  |  | Infusion Pumps; General-Purpose | 43565 | 16026 | HOSPIRA HEALTHCARE CORP | 4905
CHRISTIANA |  | HOSPITAL-CH | 0 | 14340116 | DE |  |  |  | Infusion Pumps; General-Purpose | 43567 | 16026 | HOSPIRA HEALTHCARE CORP | 4905
CHRISTIANA |  | HOSPITAL-CH | 0 | 16455247 | DE |  |  |  | Infusion Pumps; General-Purpose | 43613 | 16026 | HOSPIRA HEALTHCARE CORP | 4905
CHRISTIANA |  | HOSPITAL-CH | 0 | 14347134 | DE |  |  |  | Infusion Pumps; General-Purpose | 43615 | 16026 | HOSPIRA HEALTHCARE CORP | 4905
CHRISTIANA |  | HOSPITAL-CH | 0 | 16455223 | DE |  |  |  | Infusion Pumps; General-Purpose | 43190 | 16026 | HOSPIRA HEALTHCARE CORP | 4655
CHRISTIANA |  | HOSPITAL-WH | 0 | 14348562 | DE |  |  |  | Infusion Pumps; General-Purpose | 44379 | 16026 | HOSPIRA HEALTHCARE CORP | 4905
CHRISTIANA |  | HOSPITAL-CH | 0 | 14347625 | DE |  |  |  | Infusion Pumps; General-Purpose | 43580 | 16026 | HOSPIRA HEALTHCARE CORP | 4905
CHRISTIANA |  | HOSPITAL-CH | 0 | 14347654 | DE |  |  |  | Infusion Pumps; General-Purpose | 43633 | 16026 | HOSPIRA HEALTHCARE CORP | 4905
CHRISTIANA |  | HOSPITAL-WH | 0 | 16453467 | DE |  |  |  | Infusion Pumps; General-Purpose | 43635 | 16026 | HOSPIRA HEALTHCARE CORP | 4905
CHRISTIANA |  | HOSPITAL-CH | 0 | 16455455 | DE |  |  |  | Infusion Pumps; General-Purpose | 43705 | 16026 | HOSPIRA HEALTHCARE CORP | 4905
CHRISTIANA |  | HOSPITAL-CH | 0 | 14339407 | DE |  |  |  | Infusion Pumps; General-Purpose | 43707 | 16026 | HOSPIRA HEALTHCARE CORP | 4905
CHRISTIANA |  | HOSPITAL-CH | 0 | 16455437 | DE |  |  |  | Infusion Pumps; General-Purpose | 43911 | 16026 | HOSPIRA HEALTHCARE CORP | 4905
CHRISTIANA |  | HOSPITAL-WH | 0 | 16454739 | DE |  |  |  | Infusion Pumps; General-Purpose | 43053 | 16026 | HOSPIRA HEALTHCARE CORP | 4655
CHRISTIANA |  | HOSPITAL-CH | 0 | 16454602 | DE |  |  |  | Infusion Pumps; General-Purpose | 43055 | 16026 | HOSPIRA HEALTHCARE CORP | 4655
CHRISTIANA |  | HOSPITAL-CH | 0 | 14349044 | DE |  |  |  | Infusion Pumps; General-Purpose | 43383 | 16026 | HOSPIRA HEALTHCARE CORP | 4905
CHRISTIANA |  | HOSPITAL-CH | 0 | 14347763 | DE |  |  |  | Infusion Pumps; General-Purpose | 43385 | 16026 | HOSPIRA HEALTHCARE CORP | 4905
CHRISTIANA |  | HOSPITAL-CH | 0 | 16454952 | DE |  |  |  | Infusion Pumps; General-Purpose | 43722 | 16026 | HOSPIRA HEALTHCARE CORP | 4905
CHRISTIANA |  | HOSPITAL-WH | 0 | 16454979 | DE |  |  |  | Infusion Pumps; General-Purpose | 43724 | 16026 | HOSPIRA HEALTHCARE CORP | 4905
CHRISTIANA |  | HOSPITAL-WH | 0 | 14348200 | DE |  |  |  | Infusion Pumps; General-Purpose | 44798 | 16026 | HOSPIRA HEALTHCARE CORP | 4655
CHRISTIANA |  | HOSPITAL-CH | 0 | 14348526 | DE |  |  |  | Infusion Pumps; General-Purpose | 43300 | 16026 | HOSPIRA HEALTHCARE CORP | 4905
CHRISTIANA |  | HOSPITAL-CH | 0 | 14339358 | DE |  |  |  | Infusion Pumps; General-Purpose | 43668 | 16026 | HOSPIRA HEALTHCARE CORP | 4905
CHRISTIANA |  | HOSPITAL-CH | 0 | 16453874 | DE |  |  |  | Infusion Pumps; General-Purpose | 43670 | 16026 | HOSPIRA HEALTHCARE CORP | 4905
CHRISTIANA |  | HOSPITAL-CH | 0 | 14349085 | DE |  |  |  | Infusion Pumps; General-Purpose | 43021 | 16026 | HOSPIRA HEALTHCARE CORP | 4655
CHRISTIANA |  | HOSPITAL-CH | 0 | 14348135 | DE |  |  |  | Infusion Pumps; General-Purpose | 43023 | 16026 | HOSPIRA HEALTHCARE CORP | 4655
CHRISTIANA |  | HOSPITAL-CH | 0 | 14339990 | DE |  |  |  | Infusion Pumps; General-Purpose | 43501 | 16026 | HOSPIRA HEALTHCARE CORP | 4905
CHRISTIANA |  | HOSPITAL-CH | 0 | 16453655 | DE |  |  |  | Infusion Pumps; General-Purpose | 44557 | 16026 | HOSPIRA HEALTHCARE CORP | 4655
CHRISTIANA |  | HOSPITAL-CH | 0 | 16453343 | DE |  |  |  | Infusion Pumps; General-Purpose | 44559 | 16026 | HOSPIRA HEALTHCARE CORP | 4655
CHRISTIANA |  | HOSPITAL-CH | 0 | 16455446 | DE |  |  |  | Infusion Pumps; General-Purpose | 43688 | 16026 | HOSPIRA HEALTHCARE CORP | 4905
CHRISTIANA |  | HOSPITAL-CH | 0 | 16454899 | DE |  |  |  | Infusion Pumps; General-Purpose | 43690 | 16026 | HOSPIRA HEALTHCARE CORP | 4905
CHRISTIANA |  | HOSPITAL-WH | 0 | 16453946 | DE |  |  |  | Infusion Pumps; General-Purpose | 44513 | 16026 | HOSPIRA HEALTHCARE CORP | 4905
CHRISTIANA |  | HOSPITAL-CH | 0 | 16455415 | DE |  |  |  | Infusion Pumps; General-Purpose | 43646 | 16026 | HOSPIRA HEALTHCARE CORP | 4905
CHRISTIANA |  | HOSPITAL-CH | 0 | 16455399 | DE |  |  |  | Infusion Pumps; General-Purpose | 43842 | 16026 | HOSPIRA HEALTHCARE CORP | 4905
CHRISTIANA |  | HOSPITAL-CH | 0 | 16454778 | DE |  |  |  | Infusion Pumps; General-Purpose | 43844 | 16026 | HOSPIRA HEALTHCARE CORP | 4905
CHRISTIANA |  | HOSPITAL-CH | 0 | 16455219 | DE |  |  |  | Infusion Pumps; General-Purpose | 43846 | 16026 | HOSPIRA HEALTHCARE CORP | 4905
CHRISTIANA |  | HOSPITAL-CH | 0 | 16454867 | DE |  |  |  | Infusion Pumps; General-Purpose | 43205 | 16026 | HOSPIRA HEALTHCARE CORP | 4655
CHRISTIANA |  | HOSPITAL-CH | 0 | 14348384 | DE |  |  |  | Infusion Pumps; General-Purpose | 43207 | 16026 | HOSPIRA HEALTHCARE CORP | 4655
CHRISTIANA |  | HOSPITAL-CH | 0 | 14340224 | DE |  |  |  | Infusion Pumps; General-Purpose | 43360 | 16026 | HOSPIRA HEALTHCARE CORP | 4905
CHRISTIANA |  | HOSPITAL-CH | 0 | 14348326 | DE |  |  |  | Infusion Pumps; General-Purpose | 43362 | 16026 | HOSPIRA HEALTHCARE CORP | 4905
CHRISTIANA |  | HOSPITAL-CH | 0 | 14348843 | DE |  |  |  | Infusion Pumps; General-Purpose | 43467 | 16026 | HOSPIRA HEALTHCARE CORP | 4905
CHRISTIANA |  | HOSPITAL-CH | 0 | 14340084 | DE |  |  |  | Infusion Pumps; General-Purpose | 43469 | 16026 | HOSPIRA HEALTHCARE CORP | 4905
CHRISTIANA |  | HOSPITAL-CH | 0 | 14348017 | DE |  |  |  | Infusion Pumps; General-Purpose | 43534 | 16026 | HOSPIRA HEALTHCARE CORP | 4905
CHRISTIANA |  | HOSPITAL-WH | 0 | 14347857 | DE |  |  |  | Infusion Pumps; General-Purpose | 43006 | 16026 | HOSPIRA HEALTHCARE CORP | 4655
CHRISTIANA |  | HOSPITAL-WH | 0 | 14348495 | DE |  |  |  | Infusion Pumps; General-Purpose | 44413 | 16026 | HOSPIRA HEALTHCARE CORP | 4905
CHRISTIANA |  | HOSPITAL-CH | 0 | 16453608 | DE |  |  |  | Infusion Pumps; General-Purpose | 43416 | 16026 | HOSPIRA HEALTHCARE CORP | 4905
CHRISTIANA |  | HOSPITAL-CH | 0 | 14348072 | DE |  |  |  | Infusion Pumps; General-Purpose | 43418 | 16026 | HOSPIRA HEALTHCARE CORP | 4905
CHRISTIANA |  | HOSPITAL-CH | 0 | 14349035 | DE |  |  |  | Infusion Pumps; General-Purpose | 44310 | 16026 | HOSPIRA HEALTHCARE CORP | 4905
CHRISTIANA |  | HOSPITAL-CH | 0 | 14349182 | DE |  |  |  | Infusion Pumps; General-Purpose | 43433 | 16026 | HOSPIRA HEALTHCARE CORP | 4905
CHRISTIANA |  | HOSPITAL-CH | 0 | 14340058 | DE |  |  |  | Infusion Pumps; General-Purpose | 43566 | 16026 | HOSPIRA HEALTHCARE CORP | 4905
CHRISTIANA |  | HOSPITAL-CH | 0 | 14339424 | DE |  |  |  | Infusion Pumps; General-Purpose | 43614 | 16026 | HOSPIRA HEALTHCARE CORP | 4905
CHRISTIANA |  | HOSPITAL-CH | 0 | 16455283 | DE |  |  |  | Infusion Pumps; General-Purpose | 43616 | 16026 | HOSPIRA HEALTHCARE CORP | 4905
CHRISTIANA |  | HOSPITAL-CH | 0 | 16455665 | DE |  |  |  | Infusion Pumps; General-Purpose | 43193 | 16026 | HOSPIRA HEALTHCARE CORP | 4655
CHRISTIANA |  | HOSPITAL-CH | 0 | 14349159 | DE |  |  |  | Infusion Pumps; General-Purpose | 43195 | 16026 | HOSPIRA HEALTHCARE CORP | 4655
CHRISTIANA |  | HOSPITAL-CH | 0 | 14340165 | DE |  |  |  | Infusion Pumps; General-Purpose | 44278 | 16026 | HOSPIRA HEALTHCARE CORP | 4905
CHRISTIANA |  | HOSPITAL-WH | 0 | 14347533 | DE |  |  |  | Infusion Pumps; General-Purpose | 44280 | 16026 | HOSPIRA HEALTHCARE CORP | 4905
CHRISTIANA |  | HOSPITAL-WH | 0 | 14348575 | DE |  |  |  | Infusion Pumps; General-Purpose | 44282 | 16026 | HOSPIRA HEALTHCARE CORP | 4905
CHRISTIANA |  | HOSPITAL-CH | 0 | 14598459 | DE |  |  |  | Infusion Pumps; General-Purpose | 44384 | 16026 | HOSPIRA HEALTHCARE CORP | 4905
CHRISTIANA |  | HOSPITAL-CH | 0 | 14340277 | DE |  |  |  | Infusion Pumps; General-Purpose | 43636 | 16026 | HOSPIRA HEALTHCARE CORP | 4905
CHRISTIANA |  | HOSPITAL-CH | 0 | 14340205 | DE |  |  |  | Infusion Pumps; General-Purpose | 43638 | 16026 | HOSPIRA HEALTHCARE CORP | 4905
CHRISTIANA |  | HOSPITAL-CH | 0 | 16455377 | DE |  |  |  | Infusion Pumps; General-Purpose | 43710 | 16026 | HOSPIRA HEALTHCARE CORP | 4905
CHRISTIANA |  | HOSPITAL-CH | 0 | 16455430 | DE |  |  |  | Infusion Pumps; General-Purpose | 43712 | 16026 | HOSPIRA HEALTHCARE CORP | 4905
CHRISTIANA |  | HOSPITAL-CH | 0 | 16455234 | DE |  |  |  | Infusion Pumps; General-Purpose | 43914 | 16026 | HOSPIRA HEALTHCARE CORP | 4905
CHRISTIANA |  | HOSPITAL-CH | 0 | 16452441 | DE |  |  |  | Infusion Pumps; General-Purpose | 43916 | 16026 | HOSPIRA HEALTHCARE CORP | 4905
CHRISTIANA |  | HOSPITAL-WH | 0 | 16454878 | DE |  |  |  | Infusion Pumps; General-Purpose | 44386 | 16026 | HOSPIRA HEALTHCARE CORP | 4905
CHRISTIANA |  | HOSPITAL-CH | 0 | 14340219 | DE |  |  |  | Infusion Pumps; General-Purpose | 43396 | 16026 | HOSPIRA HEALTHCARE CORP | 4905
CHRISTIANA |  | HOSPITAL-WH | 0 | 14348123 | DE |  |  |  | Infusion Pumps; General-Purpose | 43398 | 16026 | HOSPIRA HEALTHCARE CORP | 4905
CHRISTIANA |  | HOSPITAL-WH | 0 | 16453248 | DE |  |  |  | Infusion Pumps; General-Purpose | 44586 | 16026 | HOSPIRA HEALTHCARE CORP | 4655
CHRISTIANA |  | HOSPITAL-CH | 0 | 16455270 | DE |  |  |  | Infusion Pumps; General-Purpose | 43725 | 16026 | HOSPIRA HEALTHCARE CORP | 4905
CHRISTIANA |  | HOSPITAL-CH | 0 | 16455045 | DE |  |  |  | Infusion Pumps; General-Purpose | 43727 | 16026 | HOSPIRA HEALTHCARE CORP | 4905
CHRISTIANA |  | HOSPITAL-CH | 0 | 16455228 | DE |  |  |  | Infusion Pumps; General-Purpose | 43729 | 16026 | HOSPIRA HEALTHCARE CORP | 4905
CHRISTIANA |  | HOSPITAL-CH | 0 | 14347926 | DE |  |  |  | Infusion Pumps; General-Purpose | 43075 | 16026 | HOSPIRA HEALTHCARE CORP | 4655
CHRISTIANA |  | HOSPITAL-WH | 0 | 16454600 | DE |  |  |  | Infusion Pumps; General-Purpose | 43077 | 16026 | HOSPIRA HEALTHCARE CORP | 4655
CHRISTIANA |  | HOSPITAL-CH | 0 | 14348508 | DE |  |  |  | Infusion Pumps; General-Purpose | 43301 | 16026 | HOSPIRA HEALTHCARE CORP | 4905
CHRISTIANA |  | HOSPITAL-WH | 0 | 14348597 | DE |  |  |  | Infusion Pumps; General-Purpose | 43303 | 16026 | HOSPIRA HEALTHCARE CORP | 4905
CHRISTIANA |  | HOSPITAL-WH | 0 | 16453900 | DE |  |  |  | Infusion Pumps; General-Purpose | 43671 | 16026 | HOSPIRA HEALTHCARE CORP | 4905
CHRISTIANA |  | HOSPITAL-CH | 0 | 14348371 | DE |  |  |  | Infusion Pumps; General-Purpose | 43674 | 16026 | HOSPIRA HEALTHCARE CORP | 4905
CHRISTIANA |  | HOSPITAL-CH | 0 | 14348610 | DE |  |  |  | Infusion Pumps; General-Purpose | 43024 | 16026 | HOSPIRA HEALTHCARE CORP | 4655
CHRISTIANA |  | HOSPITAL-CH | 0 | 14348479 | DE |  |  |  | Infusion Pumps; General-Purpose | 43026 | 16026 | HOSPIRA HEALTHCARE CORP | 4655
CHRISTIANA |  | HOSPITAL-CH | 0 | 16454735 | DE |  |  |  | Infusion Pumps; General-Purpose | 43504 | 16026 | HOSPIRA HEALTHCARE CORP | 4905
CHRISTIANA |  | HOSPITAL-CH | 0 | 16455122 | DE |  |  |  | Infusion Pumps; General-Purpose | 43691 | 16026 | HOSPIRA HEALTHCARE CORP | 4905
CHRISTIANA |  | HOSPITAL-CH | 0 | 16455080 | DE |  |  |  | Infusion Pumps; General-Purpose | 43693 | 16026 | HOSPIRA HEALTHCARE CORP | 4905
CHRISTIANA |  | HOSPITAL-CH | 0 | 16455173 | DE |  |  |  | Infusion Pumps; General-Purpose | 43129 | 16026 | HOSPIRA HEALTHCARE CORP | 4655
CHRISTIANA |  | HOSPITAL-CH | 0 | 16455382 | DE |  |  |  | Infusion Pumps; General-Purpose | 43672 | 16026 | HOSPIRA HEALTHCARE CORP | 4905
CHRISTIANA |  | HOSPITAL-CH | 0 | 16455131 | DE |  |  |  | Infusion Pumps; General-Purpose | 43684 | 16026 | HOSPIRA HEALTHCARE CORP | 4905
CHRISTIANA |  | HOSPITAL-CH | 0 | 16455278 | DE |  |  |  | Infusion Pumps; General-Purpose | 43454 | 16026 | HOSPIRA HEALTHCARE CORP | 4905
CHRISTIANA |  | HOSPITAL-CH | 0 | 14348087 | DE |  |  |  | Infusion Pumps; General-Purpose | 43456 | 16026 | HOSPIRA HEALTHCARE CORP | 4905
CHRISTIANA |  | HOSPITAL-CH | 0 | 14348519 | DE |  |  |  | Infusion Pumps; General-Purpose | 43847 | 16026 | HOSPIRA HEALTHCARE CORP | 4905
CHRISTIANA |  | HOSPITAL-CH | 0 | 16455475 | DE |  |  |  | Infusion Pumps; General-Purpose | 43849 | 16026 | HOSPIRA HEALTHCARE CORP | 4905
CHRISTIANA |  | HOSPITAL-CH | 0 | 14340240 | DE |  |  |  | Infusion Pumps; General-Purpose | 43058 | 16026 | HOSPIRA HEALTHCARE CORP | 4655
CHRISTIANA |  | HOSPITAL-CH | 0 | 14347931 | DE |  |  |  | Infusion Pumps; General-Purpose | 43060 | 16026 | HOSPIRA HEALTHCARE CORP | 4655
CHRISTIANA |  | HOSPITAL-CH | 0 | 14349138 | DE |  |  |  | Infusion Pumps; General-Purpose | 43208 | 16026 | HOSPIRA HEALTHCARE CORP | 4655
CHRISTIANA |  | HOSPITAL-CH | 0 | 16455150 | DE |  |  |  | Infusion Pumps; General-Purpose | 43210 | 16026 | HOSPIRA HEALTHCARE CORP | 4655
CHRISTIANA |  | HOSPITAL-CH | 0 | 16455146 | DE |  |  |  | Infusion Pumps; General-Purpose | 43212 | 16026 | HOSPIRA HEALTHCARE CORP | 4655
CHRISTIANA |  | HOSPITAL-CH | 0 | 14348911 | DE |  |  |  | Infusion Pumps; General-Purpose | 43537 | 16026 | HOSPIRA HEALTHCARE CORP | 4905
CHRISTIANA |  | HOSPITAL-CH | 0 | 16454138 | DE |  |  |  | Infusion Pumps; General-Purpose | 43539 | 16026 | HOSPIRA HEALTHCARE CORP | 4905
CHRISTIANA |  | HOSPITAL-CH | 0 | 14348969 | DE |  |  |  | Infusion Pumps; General-Purpose | 44521 | 16026 | HOSPIRA HEALTHCARE CORP | 4905
CHRISTIANA |  | HOSPITAL-CH | 0 | 14349096 | DE |  |  |  | Infusion Pumps; General-Purpose | 43419 | 16026 | HOSPIRA HEALTHCARE CORP | 4905
CHRISTIANA |  | HOSPITAL-WH | 0 | 14349148 | DE |  |  |  | Infusion Pumps; General-Purpose | 43421 | 16026 | HOSPIRA HEALTHCARE CORP | 4905
CHRISTIANA |  | HOSPITAL-CH | 0 | 14348330 | DE |  |  |  | Infusion Pumps; General-Purpose | 43604 | 16026 | HOSPIRA HEALTHCARE CORP | 4905
CHRISTIANA |  | HOSPITAL-CH | 0 | 16452992 | DE |  |  |  | Infusion Pumps; General-Purpose | 44265 | 16026 | HOSPIRA HEALTHCARE CORP | 4905
CHRISTIANA |  | HOSPITAL-WH | 0 | 14349014 | DE |  |  |  | Infusion Pumps; General-Purpose | 44313 | 16026 | HOSPIRA HEALTHCARE CORP | 4905
CHRISTIANA |  | HOSPITAL-CH | 0 | 16453327 | DE |  |  |  | Infusion Pumps; General-Purpose | 44561 | 16026 | HOSPIRA HEALTHCARE CORP | 4655
CHRISTIANA |  | HOSPITAL-WH | 0 | 14347633 | DE |  |  |  | Infusion Pumps; General-Purpose | 43569 | 16026 | HOSPIRA HEALTHCARE CORP | 4905
CHRISTIANA |  | HOSPITAL-CH | 0 | 16453331 | DE |  |  |  | Infusion Pumps; General-Purpose | 43571 | 16026 | HOSPIRA HEALTHCARE CORP | 4905
CHRISTIANA |  | HOSPITAL-CH | 0 | 14347809 | DE |  |  |  | Infusion Pumps; General-Purpose | 43617 | 16026 | HOSPIRA HEALTHCARE CORP | 4905
CHRISTIANA |  | HOSPITAL-CH | 0 | 14339414 | DE |  |  |  | Infusion Pumps; General-Purpose | 43619 | 16026 | HOSPIRA HEALTHCARE CORP | 4905
CHRISTIANA |  | HOSPITAL-CH | 0 | 16455499 | DE |  |  |  | Infusion Pumps; General-Purpose | 43192 | 16026 | HOSPIRA HEALTHCARE CORP | 4655
CHRISTIANA |  | HOSPITAL-CH | 0 | 16454714 | DE |  |  |  | Infusion Pumps; General-Purpose | 43194 | 16026 | HOSPIRA HEALTHCARE CORP | 4655
CHRISTIANA |  | HOSPITAL-CH | 0 | 14353090 | DE |  |  |  | Infusion Pumps; General-Purpose | 44279 | 16026 | HOSPIRA HEALTHCARE CORP | 4905
CHRISTIANA |  | HOSPITAL-WH | 0 | 14352052 | DE |  |  |  | Infusion Pumps; General-Purpose | 44281 | 16026 | HOSPIRA HEALTHCARE CORP | 4905
CHRISTIANA |  | HOSPITAL-CH | 0 | 14340883 | DE |  |  |  | Infusion Pumps; General-Purpose | 44978 | 16026 | HOSPIRA HEALTHCARE CORP | 4655
CHRISTIANA |  | HOSPITAL-WH | 0 | 14348651 | DE |  |  |  | Infusion Pumps; General-Purpose | 44381 | 16026 | HOSPIRA HEALTHCARE CORP | 4905
CHRISTIANA |  | HOSPITAL-CH | 0 | 16454112 | DE |  |  |  | Infusion Pumps; General-Purpose | 43637 | 16026 | HOSPIRA HEALTHCARE CORP | 4905
CHRISTIANA |  | HOSPITAL-CH | 0 | 16455328 | DE |  |  |  | Infusion Pumps; General-Purpose | 43639 | 16026 | HOSPIRA HEALTHCARE CORP | 4905
CHRISTIANA |  | HOSPITAL-CH | 0 | 14348454 | DE |  |  |  | Infusion Pumps; General-Purpose | 43709 | 16026 | HOSPIRA HEALTHCARE CORP | 4905
CHRISTIANA |  | HOSPITAL-CH | 0 | 16455498 | DE |  |  |  | Infusion Pumps; General-Purpose | 43711 | 16026 | HOSPIRA HEALTHCARE CORP | 4905
CHRISTIANA |  | HOSPITAL-CH | 0 | 16453828 | DE |  |  |  | Infusion Pumps; General-Purpose | 43913 | 16026 | HOSPIRA HEALTHCARE CORP | 4905
CHRISTIANA |  | CANCER CENTER | 0 | 14339529 | DE |  |  |  | Infusion Pumps; General-Purpose | 43915 | 16026 | HOSPIRA HEALTHCARE CORP | 4905
CHRISTIANA |  | HOSPITAL-CH | 0 | 14340169 | DE |  |  |  | Infusion Pumps; General-Purpose | 43057 | 16026 | HOSPIRA HEALTHCARE CORP | 4655
CHRISTIANA |  | HOSPITAL-CH | 0 | 16454059 | DE |  |  |  | Infusion Pumps; General-Purpose | 44388 | 16026 | HOSPIRA HEALTHCARE CORP | 4905
CHRISTIANA |  | HOSPITAL-CH | 0 | 14348142 | DE |  |  |  | Infusion Pumps; General-Purpose | 43393 | 16026 | HOSPIRA HEALTHCARE CORP | 4905
CHRISTIANA |  | HOSPITAL-CH | 0 | 16454612 | DE |  |  |  | Infusion Pumps; General-Purpose | 43397 | 16026 | HOSPIRA HEALTHCARE CORP | 4905
CHRISTIANA |  | HOSPITAL-CH | 0 | 16453310 | DE |  | 2020-01-14 13:35 |  | Infusion Pumps; General-Purpose | 44587 | 16026 | HOSPIRA HEALTHCARE CORP | 4655
CHRISTIANA |  | HOSPITAL-CH | 0 | 16454921 | DE |  |  |  | Infusion Pumps; General-Purpose | 43726 | 16026 | HOSPIRA HEALTHCARE CORP | 4905
CHRISTIANA |  | HOSPITAL-CH | 0 | 16455256 | DE |  |  |  | Infusion Pumps; General-Purpose | 43728 | 16026 | HOSPIRA HEALTHCARE CORP | 4905
CHRISTIANA |  | HOSPITAL-CH | 0 | 16454475 | DE |  |  |  | Infusion Pumps; General-Purpose | 43076 | 16026 | HOSPIRA HEALTHCARE CORP | 4655
CHRISTIANA |  | HOSPITAL-CH | 0 | 14349101 | DE |  |  |  | Infusion Pumps; General-Purpose | 43302 | 16026 | HOSPIRA HEALTHCARE CORP | 4905
CHRISTIANA |  | HOSPITAL-CH | 0 | 14348580 | DE |  |  |  | Infusion Pumps; General-Purpose | 43305 | 16026 | HOSPIRA HEALTHCARE CORP | 4905
CHRISTIANA |  | HOSPITAL-CH | 0 | 16454685 | DE |  |  |  | Infusion Pumps; General-Purpose | 43673 | 16026 | HOSPIRA HEALTHCARE CORP | 4905
CHRISTIANA |  | HOSPITAL-CH | 0 | 14345990 | DE |  |  |  | Infusion Pumps; General-Purpose | 43676 | 16026 | HOSPIRA HEALTHCARE CORP | 4905
CHRISTIANA |  | HOSPITAL-CH | 0 | 14348553 | DE |  |  |  | Infusion Pumps; General-Purpose | 43025 | 16026 | HOSPIRA HEALTHCARE CORP | 4655
CHRISTIANA |  | HOSPITAL-CH | 0 | 14348073 | DE |  |  |  | Infusion Pumps; General-Purpose | 43027 | 16026 | HOSPIRA HEALTHCARE CORP | 4655
CHRISTIANA |  | HOSPITAL-CH | 0 | 17333689 | DE |  |  |  | Infusion Pumps; General-Purpose | 44862 | 16026 | HOSPIRA HEALTHCARE CORP | 4905
CHRISTIANA |  | HOSPITAL-CH | 0 | 17237560 | DE |  |  |  | Infusion Pumps; General-Purpose | T44912 | 16026 | HOSPIRA HEALTHCARE CORP | 3250
CHRISTIANA |  | HOSPITAL-CH | 0 | 14340106 | DE |  |  |  | Infusion Pumps; General-Purpose | 43503 | 16026 | HOSPIRA HEALTHCARE CORP | 4905
CHRISTIANA |  | HOSPITAL-CH | 0 | 16454148 | DE |  |  |  | Infusion Pumps; General-Purpose | 43505 | 16026 | HOSPIRA HEALTHCARE CORP | 4905
CHRISTIANA |  | HOSPITAL-CH | 0 | 16455769 | DE |  |  |  | Infusion Pumps; General-Purpose | 43692 | 16026 | HOSPIRA HEALTHCARE CORP | 4905
CHRISTIANA |  | HOSPITAL-WH | 0 | 16455447 | DE |  |  |  | Infusion Pumps; General-Purpose | 43694 | 16026 | HOSPIRA HEALTHCARE CORP | 4905
CHRISTIANA |  | HOSPITAL-CH | 0 | 16454211 | DE |  |  |  | Infusion Pumps; General-Purpose | 43130 | 16026 | HOSPIRA HEALTHCARE CORP | 4655
CHRISTIANA |  | HOSPITAL-CH | 0 | 17333080 | DE |  |  |  | Infusion Pumps; General-Purpose | T44874 | 16026 | HOSPIRA HEALTHCARE CORP | 3250
CHRISTIANA |  | HOSPITAL-CH | 0 | 16454812 | DE |  |  |  | Infusion Pumps; General-Purpose | 43661 | 16026 | HOSPIRA HEALTHCARE CORP | 4905
CHRISTIANA |  | HOSPITAL-CH | 0 | 14340006 | DE |  |  |  | Infusion Pumps; General-Purpose | 43455 | 16026 | HOSPIRA HEALTHCARE CORP | 4905
CHRISTIANA |  | HOSPITAL-CH | 0 | 14347780 | DE |  |  |  | Infusion Pumps; General-Purpose | 43457 | 16026 | HOSPIRA HEALTHCARE CORP | 4905
CHRISTIANA |  | HOSPITAL-CH | 0 | 14339369 | DE |  |  |  | Infusion Pumps; General-Purpose | 43848 | 16026 | HOSPIRA HEALTHCARE CORP | 4905
CHRISTIANA |  | HOSPITAL-CH | 0 | 16454687 | DE |  |  |  | Infusion Pumps; General-Purpose | 43059 | 16026 | HOSPIRA HEALTHCARE CORP | 4655
CHRISTIANA |  | HOSPITAL-CH | 0 | 16454980 | DE |  |  |  | Infusion Pumps; General-Purpose | 43209 | 16026 | HOSPIRA HEALTHCARE CORP | 4655
CHRISTIANA |  | HOSPITAL-CH | 0 | 14340287 | DE |  |  |  | Infusion Pumps; General-Purpose | 43211 | 16026 | HOSPIRA HEALTHCARE CORP | 4655
CHRISTIANA |  | HOSPITAL-CH | 0 | 16454616 | DE |  |  |  | Infusion Pumps; General-Purpose | 43536 | 16026 | HOSPIRA HEALTHCARE CORP | 4905
CHRISTIANA |  | HOSPITAL-CH | 0 | 14348238 | DE |  |  |  | Infusion Pumps; General-Purpose | 43538 | 16026 | HOSPIRA HEALTHCARE CORP | 4905
CHRISTIANA |  | HOSPITAL-CH | 0 | 17237569 | DE |  |  |  | Infusion Pumps; General-Purpose | T44901 | 16026 | HOSPIRA HEALTHCARE CORP | 3250
CHRISTIANA |  | HOSPITAL-WH | 0 | 14353731 | DE |  |  |  | Infusion Pumps; General-Purpose | 44522 | 16026 | HOSPIRA HEALTHCARE CORP | 4905
CHRISTIANA |  | HOSPITAL-CH | 0 | 14347924 | DE |  |  |  | Infusion Pumps; General-Purpose | 43420 | 16026 | HOSPIRA HEALTHCARE CORP | 4905
CHRISTIANA |  | HOSPITAL-CH | 0 | 16454495 | DE |  |  |  | Infusion Pumps; General-Purpose | 43422 | 16026 | HOSPIRA HEALTHCARE CORP | 4905
CHRISTIANA |  | HOSPITAL-CH | 0 | 14348931 | DE |  |  |  | Infusion Pumps; General-Purpose | 44264 | 16026 | HOSPIRA HEALTHCARE CORP | 4905
CHRISTIANA |  | HOSPITAL-CH | 0 | 1737765 | DE |  |  |  | Infusion Pumps; General-Purpose | T44860 | 16026 | HOSPIRA HEALTHCARE CORP | 4905
CHRISTIANA |  | HOSPITAL-CH | 0 | 14348403 | DE |  |  |  | Infusion Pumps; General-Purpose | 44312 | 16026 | HOSPIRA HEALTHCARE CORP | 4905
CHRISTIANA |  | HOSPITAL-CH | 0 | 14349013 | DE |  |  |  | Infusion Pumps; General-Purpose | 44314 | 16026 | HOSPIRA HEALTHCARE CORP | 4905
CHRISTIANA |  | HOSPITAL-CH | 0 | 16455006 | DE |  |  |  | Infusion Pumps; General-Purpose | 44560 | 16026 | HOSPIRA HEALTHCARE CORP | 4655
CHRISTIANA |  | HOSPITAL-CH | 0 | 14347194 | DE |  |  |  | Infusion Pumps; General-Purpose | 44562 | 16026 | HOSPIRA HEALTHCARE CORP | 4655
CHRISTIANA |  | HOSPITAL-CH | 0 | 14345845 | DE |  |  |  | Infusion Pumps; General-Purpose | 43568 | 16026 | HOSPIRA HEALTHCARE CORP | 4905
CHRISTIANA |  | HOSPITAL-WH | 0 | 14345841 | DE |  |  |  | Infusion Pumps; General-Purpose | 43570 | 16026 | HOSPIRA HEALTHCARE CORP | 4905
CHRISTIANA |  | HOSPITAL-CH | 0 | 16455245 | DE |  |  |  | Infusion Pumps; General-Purpose | 43618 | 16026 | HOSPIRA HEALTHCARE CORP | 4905
CHRISTIANA |  | HOSPITAL-CH | 0 | 16452703 | DE |  |  |  | Infusion Pumps; General-Purpose | 44284 | 16026 | HOSPIRA HEALTHCARE CORP | 4905
CHRISTIANA |  | HOSPITAL-CH | 0 | 16455221 | DE |  |  |  | Infusion Pumps; General-Purpose | 43852 | 16026 | HOSPIRA HEALTHCARE CORP | 4905
CHRISTIANA |  | HOSPITAL-CH | 0 | 14350423 | DE |  |  |  | Infusion Pumps; General-Purpose | 44805 | 16026 | HOSPIRA HEALTHCARE CORP | 4655
CHRISTIANA |  | HOSPITAL-CH | 0 | 16454753 | DE |  |  |  | Infusion Pumps; General-Purpose | 43714 | 16026 | HOSPIRA HEALTHCARE CORP | 4905
CHRISTIANA |  | HOSPITAL-CH | 0 | 16455244 | DE |  |  |  | Infusion Pumps; General-Purpose | 43716 | 16026 | HOSPIRA HEALTHCARE CORP | 4905
CHRISTIANA |  | HOSPITAL-WH | 0 | 16454758 | DE |  |  |  | Infusion Pumps; General-Purpose | 44260 | 16026 | HOSPIRA HEALTHCARE CORP | 4905
CHRISTIANA |  | HOSPITAL-WH | 0 | 16454248 | DE |  |  |  | Infusion Pumps; General-Purpose | 44393 | 16026 | HOSPIRA HEALTHCARE CORP | 4905
CHRISTIANA |  | HOSPITAL-CH | 0 | 16454886 | DE |  |  |  | Infusion Pumps; General-Purpose | 43400 | 16026 | HOSPIRA HEALTHCARE CORP | 4905
CHRISTIANA |  | HOSPITAL-CH | 0 | 16455677 | DE |  |  |  | Infusion Pumps; General-Purpose | 44588 | 16026 | HOSPIRA HEALTHCARE CORP | 4655
CHRISTIANA |  | HOSPITAL-CH | 0 | 16453595 | DE |  |  |  | Infusion Pumps; General-Purpose | 44590 | 16026 | HOSPIRA HEALTHCARE CORP | 4655
CHRISTIANA |  | HOSPITAL-CH | 0 | 16454792 | DE |  |  |  | Infusion Pumps; General-Purpose | 43658 | 16026 | HOSPIRA HEALTHCARE CORP | 4905
CHRISTIANA |  | HOSPITAL-CH | 0 | 16455241 | DE |  |  |  | Infusion Pumps; General-Purpose | 43660 | 16026 | HOSPIRA HEALTHCARE CORP | 4905
CHRISTIANA |  | HOSPITAL-CH | 0 | 16455252 | DE |  |  |  | Infusion Pumps; General-Purpose | 43869 | 16026 | HOSPIRA HEALTHCARE CORP | 4905
CHRISTIANA |  | HOSPITAL-CH | 0 | 14348629 | DE |  |  |  | Infusion Pumps; General-Purpose | 43016 | 16026 | HOSPIRA HEALTHCARE CORP | 4655
CHRISTIANA |  | HOSPITAL-CH | 0 | 16455205 | DE |  |  |  | Infusion Pumps; General-Purpose | 43079 | 16026 | HOSPIRA HEALTHCARE CORP | 4655
CHRISTIANA |  | HOSPITAL-CH | 0 | 14347944 | DE |  |  |  | Infusion Pumps; General-Purpose | 43081 | 16026 | HOSPIRA HEALTHCARE CORP | 4655
CHRISTIANA |  | HOSPITAL-CH | 0 | 14348630 | DE |  |  |  | Infusion Pumps; General-Purpose | 43306 | 16026 | HOSPIRA HEALTHCARE CORP | 4905
CHRISTIANA |  | HOSPITAL-WH | 0 | 14348595 | DE |  |  |  | Infusion Pumps; General-Purpose | 43308 | 16026 | HOSPIRA HEALTHCARE CORP | 4905
CHRISTIANA |  | HOSPITAL-CH | 0 | 16455785 | DE |  |  |  | Infusion Pumps; General-Purpose | 44551 | 16026 | HOSPIRA HEALTHCARE CORP | 4655
CHRISTIANA |  | HOSPITAL-CH | 0 | 14346046 | DE |  |  |  | Infusion Pumps; General-Purpose | 43677 | 16026 | HOSPIRA HEALTHCARE CORP | 4905
CHRISTIANA |  | HOSPITAL-CH | 0 | 14348525 | DE |  |  |  | Infusion Pumps; General-Purpose | 43028 | 16026 | HOSPIRA HEALTHCARE CORP | 4655
CHRISTIANA |  | HOSPITAL-CH | 0 | 14349151 | DE |  |  |  | Infusion Pumps; General-Purpose | 43030 | 16026 | HOSPIRA HEALTHCARE CORP | 4655
CHRISTIANA |  | HOSPITAL-CH | 0 | 16455563 | DE |  |  |  | Infusion Pumps; General-Purpose | 43180 | 16026 | HOSPIRA HEALTHCARE CORP | 4655
CHRISTIANA |  | HOSPITAL-CH | 0 | 14347998 | DE |  |  |  | Infusion Pumps; General-Purpose | 43182 | 16026 | HOSPIRA HEALTHCARE CORP | 4655
CHRISTIANA |  | HOSPITAL-CH | 0 | 14348372 | DE |  |  |  | Infusion Pumps; General-Purpose | 43575 | 16026 | HOSPIRA HEALTHCARE CORP | 4905
CHRISTIANA |  | HOSPITAL-CH | 0 | 16454983 | DE |  |  |  | Infusion Pumps; General-Purpose | 43904 | 16026 | HOSPIRA HEALTHCARE CORP | 4905
CHRISTIANA |  | HOSPITAL-CH | 0 | 14349444 | DE |  |  |  | Infusion Pumps; General-Purpose | 43131 | 16026 | HOSPIRA HEALTHCARE CORP | 4655
CHRISTIANA |  | HOSPITAL-CH | 0 | 16453817 | DE |  |  |  | Infusion Pumps; General-Purpose | 43133 | 16026 | HOSPIRA HEALTHCARE CORP | 4655
CHRISTIANA |  | HOSPITAL-CH | 0 | 16453262 | DE |  |  |  | Infusion Pumps; General-Purpose | 43355 | 16026 | HOSPIRA HEALTHCARE CORP | 4905
CHRISTIANA |  | HOSPITAL-CH | 0 | 16454701 | DE |  |  |  | Infusion Pumps; General-Purpose | 43751 | 16026 | HOSPIRA HEALTHCARE CORP | 4905
CHRISTIANA |  | HOSPITAL-CH | 0 | 14348530 | DE |  |  |  | Infusion Pumps; General-Purpose | 43458 | 16026 | HOSPIRA HEALTHCARE CORP | 4905
CHRISTIANA |  | HOSPITAL-CH | 0 | 14340142 | DE |  |  |  | Infusion Pumps; General-Purpose | 43460 | 16026 | HOSPIRA HEALTHCARE CORP | 4905
CHRISTIANA |  | HOSPITAL-CH | 0 | 14347996 | DE |  |  |  | Infusion Pumps; General-Purpose | 43062 | 16026 | HOSPIRA HEALTHCARE CORP | 4655
CHRISTIANA |  | HOSPITAL-CH | 0 | 16454251 | DE |  |  |  | Infusion Pumps; General-Purpose | 43064 | 16026 | HOSPIRA HEALTHCARE CORP | 4655
CHRISTIANA |  | HOSPITAL-WH | 0 | 14348613 | DE |  |  |  | Infusion Pumps; General-Purpose | 43542 | 16026 | HOSPIRA HEALTHCARE CORP | 4905
CHRISTIANA |  | HOSPITAL-CH | 0 | 14348321 | DE |  |  |  | Infusion Pumps; General-Purpose | 43588 | 16026 | HOSPIRA HEALTHCARE CORP | 4905
CHRISTIANA |  | HOSPITAL-CH | 0 | 14348328 | DE |  |  |  | Infusion Pumps; General-Purpose | 43591 | 16026 | HOSPIRA HEALTHCARE CORP | 4905
CHRISTIANA |  | HOSPITAL-WH | 0 | 16453361 | DE |  |  |  | Infusion Pumps; General-Purpose | 44523 | 16026 | HOSPIRA HEALTHCARE CORP | 4905
CHRISTIANA |  | HOSPITAL-CH | 0 | 14353793 | DE |  |  |  | Infusion Pumps; General-Purpose | 44525 | 16026 | HOSPIRA HEALTHCARE CORP | 4905
CHRISTIANA |  | HOSPITAL-CH | 0 | 14349168 | DE |  |  |  | Infusion Pumps; General-Purpose | 43423 | 16026 | HOSPIRA HEALTHCARE CORP | 4905
CHRISTIANA |  | HOSPITAL-WH | 0 | 16455159 | DE |  |  |  | Infusion Pumps; General-Purpose | 43425 | 16026 | HOSPIRA HEALTHCARE CORP | 4905
CHRISTIANA |  | HOSPITAL-CH | 0 | 14352645 | DE |  |  |  | Infusion Pumps; General-Purpose | 44267 | 16026 | HOSPIRA HEALTHCARE CORP | 4905
CHRISTIANA |  | HOSPITAL-CH | 0 | 14352165 | DE |  |  |  | Infusion Pumps; General-Purpose | 44269 | 16026 | HOSPIRA HEALTHCARE CORP | 4905
CHRISTIANA |  | HOSPITAL-CH | 0 | 16455126 | DE |  |  |  | Infusion Pumps; General-Purpose | 44563 | 16026 | HOSPIRA HEALTHCARE CORP | 4655
CHRISTIANA |  | HOSPITAL-CH | 0 | 16454885 | DE |  |  |  | Infusion Pumps; General-Purpose | 44565 | 16026 | HOSPIRA HEALTHCARE CORP | 4655
CHRISTIANA |  | HOSPITAL-CH | 0 | 14348332 | DE |  |  |  | Infusion Pumps; General-Purpose | 43573 | 16026 | HOSPIRA HEALTHCARE CORP | 4905
CHRISTIANA |  | HOSPITAL-CH | 0 | 16455771 | DE |  |  |  | Infusion Pumps; General-Purpose | 43833 | 16026 | HOSPIRA HEALTHCARE CORP | 4905
CHRISTIANA |  | HOSPITAL-CH | 0 | 16455028 | DE |  |  |  | Infusion Pumps; General-Purpose | 43835 | 16026 | HOSPIRA HEALTHCARE CORP | 4905
CHRISTIANA |  | HOSPITAL-CH | 0 | 14348470 | DE |  |  |  | Infusion Pumps; General-Purpose | 44283 | 16026 | HOSPIRA HEALTHCARE CORP | 4905
CHRISTIANA |  | HOSPITAL-WH | 0 | 14347731 | DE |  |  |  | Infusion Pumps; General-Purpose | 44287 | 16026 | HOSPIRA HEALTHCARE CORP | 4905
CHRISTIANA |  | HOSPITAL-WH | 0 | 14348296 | DE |  |  |  | Infusion Pumps; General-Purpose | 43713 | 16026 | HOSPIRA HEALTHCARE CORP | 4905
CHRISTIANA |  | HOSPITAL-CH | 0 | 16455395 | DE |  |  |  | Infusion Pumps; General-Purpose | 43715 | 16026 | HOSPIRA HEALTHCARE CORP | 4905
CHRISTIANA |  | HOSPITAL-WH | 0 | 16455454 | DE |  |  |  | Infusion Pumps; General-Purpose | 43917 | 16026 | HOSPIRA HEALTHCARE CORP | 4905
CHRISTIANA |  | HOSPITAL-CH | 0 | 14347826 | DE |  |  |  | Infusion Pumps; General-Purpose | 44261 | 16026 | HOSPIRA HEALTHCARE CORP | 4905
CHRISTIANA |  | HOSPITAL-CH | 0 | 17237788 | DE |  |  |  | Infusion Pumps; General-Purpose | T44890 | 16026 | HOSPIRA HEALTHCARE CORP | 3250
CHRISTIANA |  | HOSPITAL-WH | 0 | 16455274 | DE |  |  |  | Infusion Pumps; General-Purpose | 44403 | 16026 | HOSPIRA HEALTHCARE CORP | 4905
CHRISTIANA |  | HOSPITAL-WH | 0 | 14349109 | DE |  |  |  | Infusion Pumps; General-Purpose | 43399 | 16026 | HOSPIRA HEALTHCARE CORP | 4905
CHRISTIANA |  | HOSPITAL-CH | 0 | 16454398 | DE |  |  |  | Infusion Pumps; General-Purpose | 43401 | 16026 | HOSPIRA HEALTHCARE CORP | 4905
CHRISTIANA |  | HOSPITAL-CH | 0 | 16453141 | DE |  |  |  | Infusion Pumps; General-Purpose | 44589 | 16026 | HOSPIRA HEALTHCARE CORP | 4655
CHRISTIANA |  | CANCER CENTER | 0 | 14340027 | DE |  |  |  | Infusion Pumps; General-Purpose | 43659 | 16026 | HOSPIRA HEALTHCARE CORP | 4905
CHRISTIANA |  | HOSPITAL-CH | 0 | 16454658 | DE |  |  |  | Infusion Pumps; General-Purpose | 43662 | 16026 | HOSPIRA HEALTHCARE CORP | 4905
CHRISTIANA |  | HOSPITAL-CH | 0 | 16454900 | DE |  |  |  | Infusion Pumps; General-Purpose | 43868 | 16026 | HOSPIRA HEALTHCARE CORP | 4905
CHRISTIANA |  | HOSPITAL-CH | 0 | 14347252 | DE |  |  |  | Infusion Pumps; General-Purpose | 43870 | 16026 | HOSPIRA HEALTHCARE CORP | 4905
CHRISTIANA |  | HOSPITAL-WH | 0 | 14349185 | DE |  |  |  | Infusion Pumps; General-Purpose | 43078 | 16026 | HOSPIRA HEALTHCARE CORP | 4655
CHRISTIANA |  | HOSPITAL-CH | 0 | 14348090 | DE |  |  |  | Infusion Pumps; General-Purpose | 43080 | 16026 | HOSPIRA HEALTHCARE CORP | 4655
CHRISTIANA |  | HOSPITAL-CH | 0 | 16455267 | DE |  |  |  | Infusion Pumps; General-Purpose | 43307 | 16026 | HOSPIRA HEALTHCARE CORP | 4905
CHRISTIANA |  | HOSPITAL-CH | 0 | 17237815 | DE |  |  |  | Infusion Pumps; General-Purpose | T44905 | 16026 | HOSPIRA HEALTHCARE CORP | 3250
CHRISTIANA |  | HOSPITAL-CH | 0 | 16453866 | DE |  |  |  | Infusion Pumps; General-Purpose | 44552 | 16026 | HOSPIRA HEALTHCARE CORP | 4655
CHRISTIANA |  | HOSPITAL-CH | 0 | 14348556 | DE |  |  |  | Infusion Pumps; General-Purpose | 43029 | 16026 | HOSPIRA HEALTHCARE CORP | 4655
CHRISTIANA |  | HOSPITAL-CH | 0 | 14348377 | DE |  |  |  | Infusion Pumps; General-Purpose | 43031 | 16026 | HOSPIRA HEALTHCARE CORP | 4655
CHRISTIANA |  | HOSPITAL-CH | 0 | 14347827 | DE |  |  |  | Infusion Pumps; General-Purpose | 43179 | 16026 | HOSPIRA HEALTHCARE CORP | 4655
CHRISTIANA |  | HOSPITAL-CH | 0 | 14348085 | DE |  |  |  | Infusion Pumps; General-Purpose | 43181 | 16026 | HOSPIRA HEALTHCARE CORP | 4655
CHRISTIANA |  | HOSPITAL-WH | 0 | 14348283 | DE |  |  |  | Infusion Pumps; General-Purpose | 43574 | 16026 | HOSPIRA HEALTHCARE CORP | 4905
CHRISTIANA |  | HOSPITAL-CH | 0 | 16455005 | DE |  |  |  | Infusion Pumps; General-Purpose | 43903 | 16026 | HOSPIRA HEALTHCARE CORP | 4905
CHRISTIANA |  | HOSPITAL-CH | 0 | 16455410 | DE |  |  |  | Infusion Pumps; General-Purpose | 43905 | 16026 | HOSPIRA HEALTHCARE CORP | 4905
CHRISTIANA |  | HOSPITAL-CH | 0 | 16453920 | DE |  |  |  | Infusion Pumps; General-Purpose | 43132 | 16026 | HOSPIRA HEALTHCARE CORP | 4655
CHRISTIANA |  | HOSPITAL-WH | 0 | 16455610 | DE |  |  |  | Infusion Pumps; General-Purpose | 43134 | 16026 | HOSPIRA HEALTHCARE CORP | 4655
CHRISTIANA |  | HOSPITAL-CH | 0 | 14346197 | DE |  |  |  | Infusion Pumps; General-Purpose | 43699 | 16026 | HOSPIRA HEALTHCARE CORP | 4905
CHRISTIANA |  | HOSPITAL-WH | 0 | 14340098 | DE |  |  |  | Infusion Pumps; General-Purpose | 43762 | 16026 | HOSPIRA HEALTHCARE CORP | 4905
CHRISTIANA |  | HOSPITAL-CH | 0 | 16454273 | DE |  |  |  | Infusion Pumps; General-Purpose | 43459 | 16026 | HOSPIRA HEALTHCARE CORP | 4905
CHRISTIANA |  |  | 0 | 16455287 |  |  |  |  | Infusion Pumps; General-Purpose | 43461 | 16026 | HOSPIRA HEALTHCARE CORP | 4905
CHRISTIANA |  | HOSPITAL-WH | 0 | 14352892 | DE |  |  |  | Infusion Pumps; General-Purpose | 44262 | 16026 | HOSPIRA HEALTHCARE CORP | 4905
CHRISTIANA |  | HOSPITAL-CH | 0 | 14348088 | DE |  |  |  | Infusion Pumps; General-Purpose | 43061 | 16026 | HOSPIRA HEALTHCARE CORP | 4655
CHRISTIANA |  | HOSPITAL-CH | 0 | 16455226 | DE |  |  |  | Infusion Pumps; General-Purpose | 43063 | 16026 | HOSPIRA HEALTHCARE CORP | 4655
CHRISTIANA |  | HOSPITAL-CH | 0 | 14348399 | DE |  |  |  | Infusion Pumps; General-Purpose | 43213 | 16026 | HOSPIRA HEALTHCARE CORP | 4655
CHRISTIANA |  | HOSPITAL-WH | 0 | 16455666 | DE |  |  |  | Infusion Pumps; General-Purpose | 44409 | 16026 | HOSPIRA HEALTHCARE CORP | 4905
CHRISTIANA |  | HOSPITAL-CH | 0 | 14347363 | DE |  |  |  | Infusion Pumps; General-Purpose | 43403 | 16026 | HOSPIRA HEALTHCARE CORP | 4905
CHRISTIANA |  | HOSPITAL-CH | 0 | 14348353 | DE |  |  |  | Infusion Pumps; General-Purpose | 43540 | 16026 | HOSPIRA HEALTHCARE CORP | 4905
CHRISTIANA |  | HOSPITAL-CH | 0 | 14348191 | DE |  |  |  | Infusion Pumps; General-Purpose | 43543 | 16026 | HOSPIRA HEALTHCARE CORP | 4905
CHRISTIANA |  | HOSPITAL-WH | 0 | 14348369 | DE |  |  |  | Infusion Pumps; General-Purpose | 43589 | 16026 | HOSPIRA HEALTHCARE CORP | 4905
CHRISTIANA |  | HOSPITAL-CH | 0 | 14348417 | DE |  |  |  | Infusion Pumps; General-Purpose | 44524 | 16026 | HOSPIRA HEALTHCARE CORP | 4905
CHRISTIANA |  | HOSPITAL-CH | 0 | 16454964 | DE |  |  |  | Infusion Pumps; General-Purpose | 43424 | 16026 | HOSPIRA HEALTHCARE CORP | 4905
CHRISTIANA |  | HOSPITAL-CH | 0 | 14348279 | DE |  |  |  | Infusion Pumps; General-Purpose | 43426 | 16026 | HOSPIRA HEALTHCARE CORP | 4905
CHRISTIANA |  | HOSPITAL-CH | 0 | 14349136 | DE |  |  |  | Infusion Pumps; General-Purpose | 43605 | 16026 | HOSPIRA HEALTHCARE CORP | 4905
CHRISTIANA |  | HOSPITAL-CH | 0 | 14352705 | DE |  |  |  | Infusion Pumps; General-Purpose | 44266 | 16026 | HOSPIRA HEALTHCARE CORP | 4905
CHRISTIANA |  | HOSPITAL-CH | 0 | 16452797 | DE |  |  |  | Infusion Pumps; General-Purpose | 44268 | 16026 | HOSPIRA HEALTHCARE CORP | 4905
CHRISTIANA |  | HOSPITAL-CH | 0 | 16455164 | DE |  |  |  | Infusion Pumps; General-Purpose | 44370 | 16026 | HOSPIRA HEALTHCARE CORP | 4905
CHRISTIANA |  | HOSPITAL-CH | 0 | 17237588 | DE |  |  |  | Infusion Pumps; General-Purpose | T44915 | 16026 | HOSPIRA HEALTHCARE CORP | 3250
CHRISTIANA |  | HOSPITAL-CH | 0 | 16453268 | DE |  |  |  | Infusion Pumps; General-Purpose | 44564 | 16026 | HOSPIRA HEALTHCARE CORP | 4655
CHRISTIANA |  | HOSPITAL-CH | 0 | 16454190 | DE |  |  |  | Infusion Pumps; General-Purpose | 43572 | 16026 | HOSPIRA HEALTHCARE CORP | 4905
CHRISTIANA |  | HOSPITAL-WH | 0 | 16455262 | DE |  |  |  | Infusion Pumps; General-Purpose | 43832 | 16026 | HOSPIRA HEALTHCARE CORP | 4905
CHRISTIANA |  | HOSPITAL-CH | 0 | 16455435 | DE |  |  |  | Infusion Pumps; General-Purpose | 43834 | 16026 | HOSPIRA HEALTHCARE CORP | 4905
CHRISTIANA |  | HOSPITAL-CH | 0 | 14340796 | DE |  |  |  | Infusion Pumps; General-Purpose | 54054 | 16026 | HOSPIRA HEALTHCARE CORP | 4905
CHRISTIANA |  | HOSPITAL-CH | 0 | 14351826 | DE |  |  |  | Infusion Pumps; General-Purpose | 44616 | 16026 | HOSPIRA HEALTHCARE CORP | 4655
CHRISTIANA |  | HOSPITAL-CH | 0 | 16454932 | DE |  |  |  | Infusion Pumps; General-Purpose | 43137 | 16026 | HOSPIRA HEALTHCARE CORP | 4655
CHRISTIANA |  | HOSPITAL-CH | 0 | 16455251 | DE |  |  |  | Infusion Pumps; General-Purpose | 43649 | 16026 | HOSPIRA HEALTHCARE CORP | 4905
CHRISTIANA |  | HOSPITAL-WH | 0 | 16455243 | DE |  |  |  | Infusion Pumps; General-Purpose | 43720 | 16026 | HOSPIRA HEALTHCARE CORP | 4905
CHRISTIANA |  | HOSPITAL-WH | 0 | 16454681 | DE |  |  |  | Infusion Pumps; General-Purpose | 43152 | 16026 | HOSPIRA HEALTHCARE CORP | 4655
CHRISTIANA |  | HOSPITAL-CH | 0 | 14352882 | DE |  |  |  | Infusion Pumps; General-Purpose | 44286 | 16026 | HOSPIRA HEALTHCARE CORP | 4905
CHRISTIANA |  | HOSPITAL-CH | 0 | 14349164 | DE |  |  |  | Infusion Pumps; General-Purpose | 43292 | 16026 | HOSPIRA HEALTHCARE CORP | 4905
CHRISTIANA |  |  | 0 | 14349087 |  |  |  |  | Infusion Pumps; General-Purpose | 43295 | 16026 | HOSPIRA HEALTHCARE CORP | 4905
CHRISTIANA |  | HOSPITAL-WH | 0 | 14348617 | DE |  |  |  | Infusion Pumps; General-Purpose | 44429 | 16026 | HOSPIRA HEALTHCARE CORP | 4905
CHRISTIANA |  | HOSPITAL-CH | 0 | 14347799 | DE |  |  |  | Infusion Pumps; General-Purpose | 44431 | 16026 | HOSPIRA HEALTHCARE CORP | 4905
CHRISTIANA |  | HOSPITAL-CH | 0 | 16453287 | DE |  |  |  | Infusion Pumps; General-Purpose | 44542 | 16026 | HOSPIRA HEALTHCARE CORP | 4655
CHRISTIANA |  | HOSPITAL-CH | 0 | 16454986 | DE |  |  |  | Infusion Pumps; General-Purpose | 43735 | 16026 | HOSPIRA HEALTHCARE CORP | 4905
CHRISTIANA |  | HOSPITAL-CH | 0 | 16455204 | DE |  |  |  | Infusion Pumps; General-Purpose | 43737 | 16026 | HOSPIRA HEALTHCARE CORP | 4905
CHRISTIANA |  | HOSPITAL-CH | 0 | 14348012 | DE |  |  |  | Infusion Pumps; General-Purpose | 43084 | 16026 | HOSPIRA HEALTHCARE CORP | 4655
CHRISTIANA |  | HOSPITAL-WH | 0 | 14347932 | DE |  |  |  | Infusion Pumps; General-Purpose | 43086 | 16026 | HOSPIRA HEALTHCARE CORP | 4655
CHRISTIANA |  | HOSPITAL-CH | 0 | 16455269 | DE |  |  |  | Infusion Pumps; General-Purpose | 43167 | 16026 | HOSPIRA HEALTHCARE CORP | 4655
CHRISTIANA |  | HOSPITAL-CH | 0 | 16454677 | DE |  |  |  | Infusion Pumps; General-Purpose | 43169 | 16026 | HOSPIRA HEALTHCARE CORP | 4655
CHRISTIANA |  | HOSPITAL-WH | 0 | 14348438 | DE |  |  |  | Infusion Pumps; General-Purpose | 44346 | 16026 | HOSPIRA HEALTHCARE CORP | 4905
CHRISTIANA |  | HOSPITAL-CH | 0 | 14348476 | DE |  |  |  | Infusion Pumps; General-Purpose | 44348 | 16026 | HOSPIRA HEALTHCARE CORP | 4905
CHRISTIANA |  | HOSPITAL-CH | 0 | 17333256 | DE |  |  |  | Infusion Pumps; General-Purpose | 44855 | 16026 | HOSPIRA HEALTHCARE CORP | 3250
CHRISTIANA |  | HOSPITAL-CH | 0 | 14340135 | DE |  |  |  | Infusion Pumps; General-Purpose | 43561 | 16026 | HOSPIRA HEALTHCARE CORP | 4905
CHRISTIANA |  | HOSPITAL-CH | 0 | 14347759 | DE |  |  |  | Infusion Pumps; General-Purpose | 43563 | 16026 | HOSPIRA HEALTHCARE CORP | 4905
CHRISTIANA |  | HOSPITAL-CH | 0 | 14348280 | DE |  |  |  | Infusion Pumps; General-Purpose | 44604 | 16026 | HOSPIRA HEALTHCARE CORP | 4655
CHRISTIANA |  | HOSPITAL-CH | 0 | 16454833 | DE |  |  |  | Infusion Pumps; General-Purpose | 43681 | 16026 | HOSPIRA HEALTHCARE CORP | 4905
CHRISTIANA |  | HOSPITAL-CH | 0 | 16455338 | DE |  |  |  | Infusion Pumps; General-Purpose | 43683 | 16026 | HOSPIRA HEALTHCARE CORP | 4905
CHRISTIANA |  | HOSPITAL-CH | 0 | 16455239 | DE |  |  |  | Infusion Pumps; General-Purpose | 43686 | 16026 | HOSPIRA HEALTHCARE CORP | 4905
CHRISTIANA |  | HOSPITAL-CH | 0 | 16453002 | DE |  |  |  | Infusion Pumps; General-Purpose | 43253 | 16026 | HOSPIRA HEALTHCARE CORP | 4905
CHRISTIANA |  | HOSPITAL-WH | 0 | 16454707 | DE |  |  |  | Infusion Pumps; General-Purpose | 43255 | 16026 | HOSPIRA HEALTHCARE CORP | 4905
CHRISTIANA |  | HOSPITAL-WH | 0 | 14348358 | DE |  |  |  | Infusion Pumps; General-Purpose | 44359 | 16026 | HOSPIRA HEALTHCARE CORP | 4905
CHRISTIANA |  | HOSPITAL-WH | 0 | 14348515 | DE |  |  |  | Infusion Pumps; General-Purpose | 44361 | 16026 | HOSPIRA HEALTHCARE CORP | 4905
CHRISTIANA |  | HOSPITAL-CH | 0 | 14347947 | DE |  |  |  | Infusion Pumps; General-Purpose | 43340 | 16026 | HOSPIRA HEALTHCARE CORP | 4905
CHRISTIANA |  | HOSPITAL-CH | 0 | 14348443 | DE |  |  |  | Infusion Pumps; General-Purpose | 43342 | 16026 | HOSPIRA HEALTHCARE CORP | 4905
CHRISTIANA |  | HOSPITAL-CH | 0 | 17237165 | DE |  |  |  | Infusion Pumps; General-Purpose | 44851 | 16026 | HOSPIRA HEALTHCARE CORP | 4905
CHRISTIANA |  | HOSPITAL-CH | 0 | 14351168 | DE |  |  |  | Infusion Pumps; General-Purpose | 44663 | 16026 | HOSPIRA HEALTHCARE CORP | 4655
CHRISTIANA |  | HOSPITAL-WH | 0 | 14348315 | DE |  |  |  | Infusion Pumps; General-Purpose | 44373 | 16026 | HOSPIRA HEALTHCARE CORP | 4905
CHRISTIANA |  | HOSPITAL-WH | 0 | 14347439 | DE |  |  |  | Infusion Pumps; General-Purpose | 44628 | 16026 | HOSPIRA HEALTHCARE CORP | 4655
CHRISTIANA |  | HOSPITAL-WH | 0 | 16455190 | DE |  |  |  | Infusion Pumps; General-Purpose | 43594 | 16026 | HOSPIRA HEALTHCARE CORP | 4905
CHRISTIANA |  | HOSPITAL-WH | 0 | 14347179 | DE |  |  |  | Infusion Pumps; General-Purpose | 44639 | 16026 | HOSPIRA HEALTHCARE CORP | 4655
CHRISTIANA |  | HOSPITAL-CH | 0 | 14348946 | DE |  |  |  | Infusion Pumps; General-Purpose | 44641 | 16026 | HOSPIRA HEALTHCARE CORP | 4655
CHRISTIANA |  | HOSPITAL-CH | 0 | 14348011 | DE |  |  |  | Infusion Pumps; General-Purpose | 43234 | 16026 | HOSPIRA HEALTHCARE CORP | 4655
CHRISTIANA |  | HOSPITAL-CH | 0 | 14347683 | DE |  |  |  | Infusion Pumps; General-Purpose | 43236 | 16026 | HOSPIRA HEALTHCARE CORP | 4655
CHRISTIANA |  | HOSPITAL-CH | 0 | 14348645 | DE |  |  |  | Infusion Pumps; General-Purpose | 44442 | 16026 | HOSPIRA HEALTHCARE CORP | 4905
CHRISTIANA |  | HOSPITAL-CH | 0 | 14349027 | DE |  |  |  | Infusion Pumps; General-Purpose | 44307 | 16026 | HOSPIRA HEALTHCARE CORP | 4905
CHRISTIANA |  | HOSPITAL-CH | 0 | 14340103 | DE |  |  |  | Infusion Pumps; General-Purpose | 43497 | 16026 | HOSPIRA HEALTHCARE CORP | 4905
CHRISTIANA |  | HOSPITAL-CH | 0 | 16455017 | DE |  |  |  | Infusion Pumps; General-Purpose | 43610 | 16026 | HOSPIRA HEALTHCARE CORP | 4905
CHRISTIANA |  | HOSPITAL-CH | 0 | 14340000 | DE |  |  |  | Infusion Pumps; General-Purpose | 43761 | 16026 | HOSPIRA HEALTHCARE CORP | 4905
CHRISTIANA |  | HOSPITAL-CH | 0 | 14340265 | DE |  |  |  | Infusion Pumps; General-Purpose | 43764 | 16026 | HOSPIRA HEALTHCARE CORP | 4905
CHRISTIANA |  | HOSPITAL-CH | 0 | 14351617 | DE |  |  |  | Infusion Pumps; General-Purpose | 44615 | 16026 | HOSPIRA HEALTHCARE CORP | 4655
CHRISTIANA |  | HOSPITAL-CH | 0 | 14351007 | DE |  |  |  | Infusion Pumps; General-Purpose | 44617 | 16026 | HOSPIRA HEALTHCARE CORP | 4655
CHRISTIANA |  | HOSPITAL-CH | 0 | 16454805 | DE |  |  |  | Infusion Pumps; General-Purpose | 43048 | 16026 | HOSPIRA HEALTHCARE CORP | 4655
CHRISTIANA |  | HOSPITAL-WH | 0 | 16454137 | DE |  |  |  | Infusion Pumps; General-Purpose | 43138 | 16026 | HOSPIRA HEALTHCARE CORP | 4655
CHRISTIANA |  | HOSPITAL-WH | 0 | 14348289 | DE |  |  |  | Infusion Pumps; General-Purpose | 43151 | 16026 | HOSPIRA HEALTHCARE CORP | 4655
CHRISTIANA |  | HOSPITAL-CH | 0 | 16454371 | DE |  |  |  | Infusion Pumps; General-Purpose | 43153 | 16026 | HOSPIRA HEALTHCARE CORP | 4655
CHRISTIANA |  | HOSPITAL-WH | 0 | 14353925 | DE |  |  |  | Infusion Pumps; General-Purpose | 44295 | 16026 | HOSPIRA HEALTHCARE CORP | 4905
CHRISTIANA |  | HOSPITAL-CH | 0 | 14349163 | DE |  |  |  | Infusion Pumps; General-Purpose | 43291 | 16026 | HOSPIRA HEALTHCARE CORP | 4905
CHRISTIANA |  | HOSPITAL-WH | 0 | 16454132 | DE |  |  |  | Infusion Pumps; General-Purpose | 43293 | 16026 | HOSPIRA HEALTHCARE CORP | 4905
CHRISTIANA |  | HOSPITAL-WH | 0 | 14348667 | DE |  |  |  | Infusion Pumps; General-Purpose | 44428 | 16026 | HOSPIRA HEALTHCARE CORP | 4905
CHRISTIANA |  | HOSPITAL-WH | 0 | 14348512 | DE |  |  |  | Infusion Pumps; General-Purpose | 44430 | 16026 | HOSPIRA HEALTHCARE CORP | 4905
CHRISTIANA |  | HOSPITAL-CH | 0 | 17237616 | DE |  |  |  | Infusion Pumps; General-Purpose | 44903 | 16026 | HOSPIRA HEALTHCARE CORP | 4905
CHRISTIANA |  | HOSPITAL-CH | 0 | 16455044 | DE |  |  |  | Infusion Pumps; General-Purpose | 43734 | 16026 | HOSPIRA HEALTHCARE CORP | 4905
CHRISTIANA |  | HOSPITAL-CH | 0 | 16455429 | DE |  |  |  | Infusion Pumps; General-Purpose | 43736 | 16026 | HOSPIRA HEALTHCARE CORP | 4905
CHRISTIANA |  | HOSPITAL-CH | 0 | 16454064 | DE |  |  |  | Infusion Pumps; General-Purpose | 43083 | 16026 | HOSPIRA HEALTHCARE CORP | 4655
CHRISTIANA |  | HOSPITAL-CH | 0 | 14347999 | DE |  |  |  | Infusion Pumps; General-Purpose | 43085 | 16026 | HOSPIRA HEALTHCARE CORP | 4655
CHRISTIANA |  | HOSPITAL-WH | 0 | 14340238 | DE |  |  |  | Infusion Pumps; General-Purpose | 43168 | 16026 | HOSPIRA HEALTHCARE CORP | 4655
CHRISTIANA |  | HOSPITAL-CH | 0 | 14348322 | DE |  |  |  | Infusion Pumps; General-Purpose | 44347 | 16026 | HOSPIRA HEALTHCARE CORP | 4905
CHRISTIANA |  | HOSPITAL-CH | 0 | 14349088 | DE |  |  |  | Infusion Pumps; General-Purpose | 43560 | 16026 | HOSPIRA HEALTHCARE CORP | 4905
CHRISTIANA |  | HOSPITAL-CH | 0 | 16454032 | DE |  |  |  | Infusion Pumps; General-Purpose | 43562 | 16026 | HOSPIRA HEALTHCARE CORP | 4905
CHRISTIANA |  | HOSPITAL-WH | 0 | 14351246 | DE |  |  |  | Infusion Pumps; General-Purpose | 44603 | 16026 | HOSPIRA HEALTHCARE CORP | 4655
CHRISTIANA |  | HOSPITAL-CH | 0 | 14351696 | DE |  |  |  | Infusion Pumps; General-Purpose | 44605 | 16026 | HOSPIRA HEALTHCARE CORP | 4655
CHRISTIANA |  | HOSPITAL-CH | 0 | 16455136 | DE |  |  |  | Infusion Pumps; General-Purpose | 43682 | 16026 | HOSPIRA HEALTHCARE CORP | 4905
CHRISTIANA |  | HOSPITAL-WH | 0 | 16455456 | DE |  |  |  | Infusion Pumps; General-Purpose | 43685 | 16026 | HOSPIRA HEALTHCARE CORP | 4905
CHRISTIANA |  | HOSPITAL-CH | 0 | 14340190 | DE |  |  |  | Infusion Pumps; General-Purpose | 43252 | 16026 | HOSPIRA HEALTHCARE CORP | 4905
CHRISTIANA |  | HOSPITAL-WH | 0 | 16454698 | DE |  |  |  | Infusion Pumps; General-Purpose | 43254 | 16026 | HOSPIRA HEALTHCARE CORP | 4905
CHRISTIANA |  | HOSPITAL-WH | 0 | 14349000 | DE |  |  |  | Infusion Pumps; General-Purpose | 44360 | 16026 | HOSPIRA HEALTHCARE CORP | 4905
CHRISTIANA |  | HOSPITAL-CH | 0 | 14348625 | DE |  |  |  | Infusion Pumps; General-Purpose | 43341 | 16026 | HOSPIRA HEALTHCARE CORP | 4905
CHRISTIANA |  | HOSPITAL-CH | 0 | 14351618 | DE |  |  |  | Infusion Pumps; General-Purpose | 44664 | 16026 | HOSPIRA HEALTHCARE CORP | 4655
CHRISTIANA |  | HOSPITAL-CH | 0 | 14348310 | DE |  |  |  | Infusion Pumps; General-Purpose | 44372 | 16026 | HOSPIRA HEALTHCARE CORP | 4905
CHRISTIANA |  | HOSPITAL-CH | 0 | 14349047 | DE |  |  |  | Infusion Pumps; General-Purpose | 44374 | 16026 | HOSPIRA HEALTHCARE CORP | 4905
CHRISTIANA |  | HOSPITAL-CH | 0 | 14347140 | DE |  |  |  | Infusion Pumps; General-Purpose | 44627 | 16026 | HOSPIRA HEALTHCARE CORP | 4655
CHRISTIANA |  | HOSPITAL-CH | 0 | 14350034 | DE |  |  |  | Infusion Pumps; General-Purpose | 44629 | 16026 | HOSPIRA HEALTHCARE CORP | 4655
CHRISTIANA |  | HOSPITAL-CH | 0 | 14348295 | DE |  |  |  | Infusion Pumps; General-Purpose | 43595 | 16026 | HOSPIRA HEALTHCARE CORP | 4905
CHRISTIANA |  | HOSPITAL-WH | 0 | 14348273 | DE |  |  |  | Infusion Pumps; General-Purpose | 44640 | 16026 | HOSPIRA HEALTHCARE CORP | 4655
CHRISTIANA |  | HOSPITAL-CH | 0 | 16455194 | DE |  |  |  | Infusion Pumps; General-Purpose | 43235 | 16026 | HOSPIRA HEALTHCARE CORP | 4655
CHRISTIANA |  | HOSPITAL-WH | 0 | 14349071 | DE |  |  |  | Infusion Pumps; General-Purpose | 43237 | 16026 | HOSPIRA HEALTHCARE CORP | 4655
CHRISTIANA |  | HOSPITAL-WH | 0 | 14348448 | DE |  |  |  | Infusion Pumps; General-Purpose | 44441 | 16026 | HOSPIRA HEALTHCARE CORP | 4905
CHRISTIANA |  | HOSPITAL-WH | 0 | 16453650 | DE |  |  |  | Infusion Pumps; General-Purpose | 44443 | 16026 | HOSPIRA HEALTHCARE CORP | 4905
CHRISTIANA |  | HOSPITAL-CH | 0 | 17237561 | DE |  |  |  | Infusion Pumps; General-Purpose | T44907 | 16026 | HOSPIRA HEALTHCARE CORP | 3250
CHRISTIANA |  | HOSPITAL-CH | 0 | 14349019 | DE |  |  |  | Infusion Pumps; General-Purpose | 44308 | 16026 | HOSPIRA HEALTHCARE CORP | 4905
CHRISTIANA |  | HOSPITAL-CH | 0 | 14340077 | DE |  |  |  | Infusion Pumps; General-Purpose | 43496 | 16026 | HOSPIRA HEALTHCARE CORP | 4905
CHRISTIANA |  | HOSPITAL-CH | 0 | 14349150 | DE |  |  |  | Infusion Pumps; General-Purpose | 43609 | 16026 | HOSPIRA HEALTHCARE CORP | 4905
CHRISTIANA |  | HOSPITAL-CH | 0 | 14349180 | DE |  |  |  | Infusion Pumps; General-Purpose | 43611 | 16026 | HOSPIRA HEALTHCARE CORP | 4905
CHRISTIANA |  | HOSPITAL-CH | 0 | 14348219 | DE |  |  |  | Infusion Pumps; General-Purpose | 43750 | 16026 | HOSPIRA HEALTHCARE CORP | 4905
CHRISTIANA |  | HOSPITAL-CH | 0 | 14347945 | DE |  |  |  | Infusion Pumps; General-Purpose | 43763 | 16026 | HOSPIRA HEALTHCARE CORP | 4905
CHRISTIANA |  | HOSPITAL-CH | 0 | 14591624 | DE |  |  |  | Infusion Pumps; General-Purpose | T44869 | 16026 | HOSPIRA HEALTHCARE CORP | 4905
CHRISTIANA |  | HOSPITAL-CH | 0 | 14348172 | DE |  |  |  | Infusion Pumps; General-Purpose | 44618 | 16026 | HOSPIRA HEALTHCARE CORP | 4655
CHRISTIANA |  | HOSPITAL-CH | 0 | 14349076 | DE |  |  |  | Infusion Pumps; General-Purpose | 43139 | 16026 | HOSPIRA HEALTHCARE CORP | 4655
CHRISTIANA |  | HOSPITAL-CH | 0 | 14349081 | DE |  |  |  | Infusion Pumps; General-Purpose | 43141 | 16026 | HOSPIRA HEALTHCARE CORP | 4655
CHRISTIANA |  | HOSPITAL-CH | 0 | 17237644 | DE |  |  |  | Infusion Pumps; General-Purpose | T44883 | 16026 | HOSPIRA HEALTHCARE CORP | 3250
CHRISTIANA |  | HOSPITAL-WH | 0 | 16455231 | DE |  |  |  | Infusion Pumps; General-Purpose | 43860 | 16026 | HOSPIRA HEALTHCARE CORP | 4905
CHRISTIANA |  | HOSPITAL-WH | 0 | 16454987 | DE |  |  |  | Infusion Pumps; General-Purpose | 43862 | 16026 | HOSPIRA HEALTHCARE CORP | 4905
CHRISTIANA |  | HOSPITAL-WH | 0 | 14348527 | DE |  |  |  | Infusion Pumps; General-Purpose | 43008 | 16026 | HOSPIRA HEALTHCARE CORP | 4655
CHRISTIANA |  | HOSPITAL-WH | 0 | 14353550 | DE |  |  |  | Infusion Pumps; General-Purpose | 44296 | 16026 | HOSPIRA HEALTHCARE CORP | 4905
CHRISTIANA |  | HOSPITAL-CH | 0 | 14353908 | DE |  |  |  | Infusion Pumps; General-Purpose | 44301 | 16026 | HOSPIRA HEALTHCARE CORP | 4905
CHRISTIANA |  | HOSPITAL-WH | 0 | 14348673 | DE |  |  |  | Infusion Pumps; General-Purpose | 44433 | 16026 | HOSPIRA HEALTHCARE CORP | 4905
CHRISTIANA |  | CANCER CENTER | 0 | 14353883 | DE |  |  |  | Infusion Pumps; General-Purpose | 44677 | 16026 | HOSPIRA HEALTHCARE CORP | 4655
CHRISTIANA |  | HOSPITAL-CH | 0 | 17237678 | DE |  |  |  | Infusion Pumps; General-Purpose | T44896 | 16026 | HOSPIRA HEALTHCARE CORP | 3250
CHRISTIANA |  | HOSPITAL-CH | 0 | 16453355 | DE |  |  |  | Infusion Pumps; General-Purpose | 44544 | 16026 | HOSPIRA HEALTHCARE CORP | 4655
CHRISTIANA |  | HOSPITAL-CH | 0 | 14347816 | DE |  |  |  | Infusion Pumps; General-Purpose | 43088 | 16026 | HOSPIRA HEALTHCARE CORP | 4655
CHRISTIANA |  | HOSPITAL-WH | 0 | 16454994 | DE |  |  |  | Infusion Pumps; General-Purpose | 43090 | 16026 | HOSPIRA HEALTHCARE CORP | 4655
CHRISTIANA |  | HOSPITAL-CH | 0 | 14347365 | DE |  |  |  | Infusion Pumps; General-Purpose | 44606 | 16026 | HOSPIRA HEALTHCARE CORP | 4655
CHRISTIANA |  | HOSPITAL-CH | 0 | 14348223 | DE |  |  |  | Infusion Pumps; General-Purpose | 44608 | 16026 | HOSPIRA HEALTHCARE CORP | 4655
CHRISTIANA |  | HOSPITAL-CH | 0 | 14348357 | DE |  |  |  | Infusion Pumps; General-Purpose | 43258 | 16026 | HOSPIRA HEALTHCARE CORP | 4905
CHRISTIANA |  | HOSPITAL-CH | 0 | 14340239 | DE |  |  |  | Infusion Pumps; General-Purpose | 43260 | 16026 | HOSPIRA HEALTHCARE CORP | 4905
CHRISTIANA |  | HOSPITAL-WH | 0 | 14348462 | DE |  |  |  | Infusion Pumps; General-Purpose | 44363 | 16026 | HOSPIRA HEALTHCARE CORP | 4905
CHRISTIANA |  | HOSPITAL-CH | 0 | 14348499 | DE |  |  |  | Infusion Pumps; General-Purpose | 43347 | 16026 | HOSPIRA HEALTHCARE CORP | 4905
CHRISTIANA |  | HOSPITAL-CH | 0 | 14351592 | DE |  |  |  | Infusion Pumps; General-Purpose | 44619 | 16026 | HOSPIRA HEALTHCARE CORP | 4655
CHRISTIANA |  | HOSPITAL-CH | 0 | 14351818 | DE |  |  |  | Infusion Pumps; General-Purpose | 44665 | 16026 | HOSPIRA HEALTHCARE CORP | 4655
CHRISTIANA |  | HOSPITAL-CH | 0 | 14347130 | DE |  |  |  | Infusion Pumps; General-Purpose | 44667 | 16026 | HOSPIRA HEALTHCARE CORP | 4655
CHRISTIANA |  | HOSPITAL-CH | 0 | 14347242 | DE |  |  |  | Infusion Pumps; General-Purpose | 44630 | 16026 | HOSPIRA HEALTHCARE CORP | 4655
CHRISTIANA |  | CANCER CENTER | 0 | 14348284 | DE |  |  |  | Infusion Pumps; General-Purpose | 43221 | 16026 | HOSPIRA HEALTHCARE CORP | 4655
CHRISTIANA |  | HOSPITAL-CH | 0 | 14348386 | DE |  |  |  | Infusion Pumps; General-Purpose | 43223 | 16026 | HOSPIRA HEALTHCARE CORP | 4655
CHRISTIANA |  | HOSPITAL-CH | 0 | 14348858 | DE |  |  |  | Infusion Pumps; General-Purpose | 43225 | 16026 | HOSPIRA HEALTHCARE CORP | 4655
CHRISTIANA |  | HOSPITAL-CH | 0 | 16454679 | DE |  |  |  | Infusion Pumps; General-Purpose | 43596 | 16026 | HOSPIRA HEALTHCARE CORP | 4905
CHRISTIANA |  | HOSPITAL-CH | 0 | 14348317 | DE |  |  |  | Infusion Pumps; General-Purpose | 43598 | 16026 | HOSPIRA HEALTHCARE CORP | 4905
CHRISTIANA |  | HOSPITAL-CH | 0 | 14348271 | DE |  |  |  | Infusion Pumps; General-Purpose | 44643 | 16026 | HOSPIRA HEALTHCARE CORP | 4655
CHRISTIANA |  | HOSPITAL-CH | 0 | 14348102 | DE |  |  |  | Infusion Pumps; General-Purpose | 43122 | 16026 | HOSPIRA HEALTHCARE CORP | 4655
CHRISTIANA |  | HOSPITAL-CH | 0 | 17237632 | DE |  |  |  | Infusion Pumps; General-Purpose | 44899 | 16026 | HOSPIRA HEALTHCARE CORP | 4655
CHRISTIANA |  | HOSPITAL-CH | 0 | 14348312 | DE |  |  |  | Infusion Pumps; General-Purpose | 43140 | 16026 | HOSPIRA HEALTHCARE CORP | 4655
CHRISTIANA |  | HOSPITAL-CH | 0 | 16454937 | DE |  |  |  | Infusion Pumps; General-Purpose | 43142 | 16026 | HOSPIRA HEALTHCARE CORP | 4655
CHRISTIANA |  | HOSPITAL-CH | 0 | 16455213 | DE |  |  |  | Infusion Pumps; General-Purpose | 43650 | 16026 | HOSPIRA HEALTHCARE CORP | 4905
CHRISTIANA |  | HOSPITAL-CH | 0 | 16455407 | DE |  |  |  | Infusion Pumps; General-Purpose | 43861 | 16026 | HOSPIRA HEALTHCARE CORP | 4905
CHRISTIANA |  | HOSPITAL-CH | 0 | 14353930 | DE |  |  |  | Infusion Pumps; General-Purpose | 44299 | 16026 | HOSPIRA HEALTHCARE CORP | 4905
CHRISTIANA |  | HOSPITAL-CH | 0 | 14347937 | DE |  |  |  | Infusion Pumps; General-Purpose | 43297 | 16026 | HOSPIRA HEALTHCARE CORP | 4905
CHRISTIANA |  | HOSPITAL-WH | 0 | 14348545 | DE |  |  |  | Infusion Pumps; General-Purpose | 44432 | 16026 | HOSPIRA HEALTHCARE CORP | 4905
CHRISTIANA |  | HOSPITAL-CH | 0 | 14348649 | DE |  |  |  | Infusion Pumps; General-Purpose | 44434 | 16026 | HOSPIRA HEALTHCARE CORP | 4905
CHRISTIANA |  | HOSPITAL-CH | 0 | 16453378 | DE |  |  |  | Infusion Pumps; General-Purpose | 44543 | 16026 | HOSPIRA HEALTHCARE CORP | 4655
CHRISTIANA |  | HOSPITAL-CH | 0 | 16455431 | DE |  |  |  | Infusion Pumps; General-Purpose | 44545 | 16026 | HOSPIRA HEALTHCARE CORP | 4655
CHRISTIANA |  | HOSPITAL-CH | 0 | 14348306 | DE |  |  |  | Infusion Pumps; General-Purpose | 43087 | 16026 | HOSPIRA HEALTHCARE CORP | 4655
CHRISTIANA |  | HOSPITAL-CH | 0 | 14348220 | DE |  |  |  | Infusion Pumps; General-Purpose | 43089 | 16026 | HOSPIRA HEALTHCARE CORP | 4655
CHRISTIANA |  | HOSPITAL-CH | 0 | 17237824 | DE |  |  |  | Infusion Pumps; General-Purpose | T44911 | 16026 | HOSPIRA HEALTHCARE CORP | 3250
CHRISTIANA |  | HOSPITAL-CH | 0 | 14348555 | DE |  |  |  | Infusion Pumps; General-Purpose | 43564 | 16026 | HOSPIRA HEALTHCARE CORP | 4905
CHRISTIANA |  | HOSPITAL-CH | 0 | 14351317 | DE |  |  |  | Infusion Pumps; General-Purpose | 44607 | 16026 | HOSPIRA HEALTHCARE CORP | 4655
CHRISTIANA |  | HOSPITAL-CH | 0 | 14348203 | DE |  |  |  | Infusion Pumps; General-Purpose | 43256 | 16026 | HOSPIRA HEALTHCARE CORP | 4905
CHRISTIANA |  | HOSPITAL-CH | 0 | 14347762 | DE |  |  |  | Infusion Pumps; General-Purpose | 43259 | 16026 | HOSPIRA HEALTHCARE CORP | 4905
CHRISTIANA |  | HOSPITAL-CH | 0 | 14348500 | DE |  |  |  | Infusion Pumps; General-Purpose | 44362 | 16026 | HOSPIRA HEALTHCARE CORP | 4905
CHRISTIANA |  | HOSPITAL-CH | 0 | 14348999 | DE |  |  |  | Infusion Pumps; General-Purpose | 44364 | 16026 | HOSPIRA HEALTHCARE CORP | 4905
CHRISTIANA |  | HOSPITAL-CH | 0 | 14340223 | DE |  |  |  | Infusion Pumps; General-Purpose | 43346 | 16026 | HOSPIRA HEALTHCARE CORP | 4905
CHRISTIANA |  | HOSPITAL-CH | 0 | 14350119 | DE |  |  |  | Infusion Pumps; General-Purpose | 44620 | 16026 | HOSPIRA HEALTHCARE CORP | 4655
CHRISTIANA |  | HOSPITAL-CH | 0 | 14351648 | DE |  |  |  | Infusion Pumps; General-Purpose | 44666 | 16026 | HOSPIRA HEALTHCARE CORP | 4655
CHRISTIANA |  | HOSPITAL-CH | 0 | 16454774 | DE |  |  |  | Infusion Pumps; General-Purpose | 43222 | 16026 | HOSPIRA HEALTHCARE CORP | 4655
CHRISTIANA |  | HOSPITAL-WH | 0 | 14348477 | DE |  |  |  | Infusion Pumps; General-Purpose | 43224 | 16026 | HOSPIRA HEALTHCARE CORP | 4655
CHRISTIANA |  | HOSPITAL-CH | 0 | 14348251 | DE |  |  |  | Infusion Pumps; General-Purpose | 43597 | 16026 | HOSPIRA HEALTHCARE CORP | 4905
CHRISTIANA |  | HOSPITAL-CH | 0 | 14347354 | DE |  |  |  | Infusion Pumps; General-Purpose | 43599 | 16026 | HOSPIRA HEALTHCARE CORP | 4905
CHRISTIANA |  | HOSPITAL-CH | 0 | 14348128 | DE |  |  |  | Infusion Pumps; General-Purpose | 44642 | 16026 | HOSPIRA HEALTHCARE CORP | 4655
CHRISTIANA |  | HOSPITAL-CH | 0 | 14592169 | DE |  |  |  | Infusion Pumps; General-Purpose | 44859 | 16026 | HOSPIRA HEALTHCARE CORP | 4905
CHRISTIANA |  | HOSPITAL-WH | 0 | 16455061 | DE |  |  |  | Infusion Pumps; General-Purpose | 43104 | 16026 | HOSPIRA HEALTHCARE CORP | 4655
CHRISTIANA |  | HOSPITAL-CH | 0 | 14348095 | DE |  |  |  | Infusion Pumps; General-Purpose | 43435 | 16026 | HOSPIRA HEALTHCARE CORP | 4905
CHRISTIANA |  | HOSPITAL-CH | 0 | 17237765 | DE |  |  |  | Infusion Pumps; General-Purpose | 44860 | 16026 | HOSPIRA HEALTHCARE CORP | 4655
CHRISTIANA |  | HOSPITAL-WH | 0 | 16454465 | DE |  |  |  | Infusion Pumps; General-Purpose | 43143 | 16026 | HOSPIRA HEALTHCARE CORP | 4655
CHRISTIANA |  | HOSPITAL-CH | 0 | 14348100 | DE |  |  |  | Infusion Pumps; General-Purpose | 43146 | 16026 | HOSPIRA HEALTHCARE CORP | 4655
CHRISTIANA |  | HOSPITAL-CH | 0 | 16455246 | DE |  |  |  | Infusion Pumps; General-Purpose | 43864 | 16026 | HOSPIRA HEALTHCARE CORP | 4905
CHRISTIANA |  | HOSPITAL-CH | 0 | 16455426 | DE |  |  |  | Infusion Pumps; General-Purpose | 43866 | 16026 | HOSPIRA HEALTHCARE CORP | 4905
CHRISTIANA |  | HOSPITAL-CH | 0 | 14346495 | DE |  |  |  | Infusion Pumps; General-Purpose | 44799 | 16026 | HOSPIRA HEALTHCARE CORP | 4655
CHRISTIANA |  | HOSPITAL-CH | 0 | 14348241 | DE |  |  |  | Infusion Pumps; General-Purpose | 43010 | 16026 | HOSPIRA HEALTHCARE CORP | 4655
CHRISTIANA |  | HOSPITAL-CH | 0 | 14353922 | DE |  |  |  | Infusion Pumps; General-Purpose | 44303 | 16026 | HOSPIRA HEALTHCARE CORP | 4905
CHRISTIANA |  | HOSPITAL-WH | 0 | 14347360 | DE |  |  |  | Infusion Pumps; General-Purpose | 44305 | 16026 | HOSPIRA HEALTHCARE CORP | 4905
CHRISTIANA |  | HOSPITAL-CH | 0 | 14348672 | DE |  |  |  | Infusion Pumps; General-Purpose | 44435 | 16026 | HOSPIRA HEALTHCARE CORP | 4905
CHRISTIANA |  | HOSPITAL-CH | 0 | 16455124 | DE |  |  |  | Infusion Pumps; General-Purpose | 44546 | 16026 | HOSPIRA HEALTHCARE CORP | 4655
CHRISTIANA |  | HOSPITAL-CH | 0 | 16453155 | DE |  |  |  | Infusion Pumps; General-Purpose | 44548 | 16026 | HOSPIRA HEALTHCARE CORP | 4655
CHRISTIANA |  | HOSPITAL-CH | 0 | 14351588 | DE |  |  |  | Infusion Pumps; General-Purpose | 44610 | 16026 | HOSPIRA HEALTHCARE CORP | 4655
CHRISTIANA |  | HOSPITAL-CH | 0 | 16454715 | DE |  |  |  | Infusion Pumps; General-Purpose | 43041 | 16026 | HOSPIRA HEALTHCARE CORP | 4655
CHRISTIANA |  | HOSPITAL-CH | 0 | 16454727 | DE |  |  |  | Infusion Pumps; General-Purpose | 43043 | 16026 | HOSPIRA HEALTHCARE CORP | 4655
CHRISTIANA |  | HOSPITAL-CH | 0 | 16453914 | DE |  |  |  | Infusion Pumps; General-Purpose | 43262 | 16026 | HOSPIRA HEALTHCARE CORP | 4905
CHRISTIANA |  | HOSPITAL-CH | 0 | 14348076 | DE |  |  |  | Infusion Pumps; General-Purpose | 43264 | 16026 | HOSPIRA HEALTHCARE CORP | 4905
CHRISTIANA |  | HOSPITAL-WH | 0 | 14348307 | DE |  |  |  | Infusion Pumps; General-Purpose | 44365 | 16026 | HOSPIRA HEALTHCARE CORP | 4905
CHRISTIANA |  | HOSPITAL-CH | 0 | 14348442 | DE |  |  |  | Infusion Pumps; General-Purpose | 44366 | 16026 | HOSPIRA HEALTHCARE CORP | 4905
CHRISTIANA |  | HOSPITAL-CH | 0 | 14340210 | DE |  |  |  | Infusion Pumps; General-Purpose | 43349 | 16026 | HOSPIRA HEALTHCARE CORP | 4905
CHRISTIANA |  | HOSPITAL-CH | 0 | 16453862 | DE |  |  |  | Infusion Pumps; General-Purpose | 43351 | 16026 | HOSPIRA HEALTHCARE CORP | 4905
CHRISTIANA |  | HOSPITAL-WH | 0 | 14348426 | DE |  |  |  | Infusion Pumps; General-Purpose | 44621 | 16026 | HOSPIRA HEALTHCARE CORP | 4655
CHRISTIANA |  | HOSPITAL-CH | 0 | 14351712 | DE |  |  |  | Infusion Pumps; General-Purpose | 44623 | 16026 | HOSPIRA HEALTHCARE CORP | 4655
CHRISTIANA |  | HOSPITAL-WH | 0 | 14342062 | DE |  |  |  | Infusion Pumps; General-Purpose | 44512 | 16026 | HOSPIRA HEALTHCARE CORP | 4905
CHRISTIANA |  | HOSPITAL-WH | 0 | 14348405 | DE |  |  |  | Infusion Pumps; General-Purpose | 44505 | 16026 | HOSPIRA HEALTHCARE CORP | 4905
CHRISTIANA |  | HOSPITAL-CH | 0 | 14351460 | DE |  |  |  | Infusion Pumps; General-Purpose | 44635 | 16026 | HOSPIRA HEALTHCARE CORP | 4655
CHRISTIANA |  | HOSPITAL-CH | 0 | 16454650 | DE |  |  |  | Infusion Pumps; General-Purpose | 43227 | 16026 | HOSPIRA HEALTHCARE CORP | 4655
CHRISTIANA |  | HOSPITAL-CH | 0 | 14348389 | DE |  |  |  | Infusion Pumps; General-Purpose | 44436 | 16026 | HOSPIRA HEALTHCARE CORP | 4905
CHRISTIANA |  | HOSPITAL-CH | 0 | 14340187 | DE |  |  |  | Infusion Pumps; General-Purpose | 43491 | 16026 | HOSPIRA HEALTHCARE CORP | 4905
CHRISTIANA |  | HOSPITAL-WH | 0 | 14348528 | DE |  |  |  | Infusion Pumps; General-Purpose | 43600 | 16026 | HOSPIRA HEALTHCARE CORP | 4905
CHRISTIANA |  | HOSPITAL-CH | 0 | 14348293 | DE |  |  |  | Infusion Pumps; General-Purpose | 43603 | 16026 | HOSPIRA HEALTHCARE CORP | 4905
CHRISTIANA |  | HOSPITAL-CH | 0 | 16455248 | DE |  |  |  | Infusion Pumps; General-Purpose | 43675 | 16026 | HOSPIRA HEALTHCARE CORP | 4905
CHRISTIANA |  | HOSPITAL-CH | 0 | 14348030 | DE |  |  |  | Infusion Pumps; General-Purpose | 43238 | 16026 | HOSPIRA HEALTHCARE CORP | 4655
CHRISTIANA |  | HOSPITAL-CH | 0 | 14348269 | DE |  |  |  | Infusion Pumps; General-Purpose | 43257 | 16026 | HOSPIRA HEALTHCARE CORP | 4905
CHRISTIANA |  | HOSPITAL-WH | 0 | 16454277 | DE |  |  |  | Infusion Pumps; General-Purpose | 43144 | 16026 | HOSPIRA HEALTHCARE CORP | 4655
CHRISTIANA |  | HOSPITAL-CH | 0 | 16454577 | DE |  |  |  | Infusion Pumps; General-Purpose | 43145 | 16026 | HOSPIRA HEALTHCARE CORP | 4655
CHRISTIANA |  | HOSPITAL-CH | 0 | 16455191 | DE |  |  |  | Infusion Pumps; General-Purpose | 43863 | 16026 | HOSPIRA HEALTHCARE CORP | 4905
CHRISTIANA |  | HOSPITAL-CH | 0 | 16455139 | DE |  |  |  | Infusion Pumps; General-Purpose | 43865 | 16026 | HOSPIRA HEALTHCARE CORP | 4905
CHRISTIANA |  | HOSPITAL-CH | 0 | 14348455 | DE |  |  |  | Infusion Pumps; General-Purpose | 43009 | 16026 | HOSPIRA HEALTHCARE CORP | 4655
CHRISTIANA |  | HOSPITAL-CH | 0 | 16454784 | DE |  |  |  | Infusion Pumps; General-Purpose | 43162 | 16026 | HOSPIRA HEALTHCARE CORP | 4655
CHRISTIANA |  | HOSPITAL-CH | 0 | 14353927 | DE |  |  |  | Infusion Pumps; General-Purpose | 44302 | 16026 | HOSPIRA HEALTHCARE CORP | 4905
CHRISTIANA |  | HOSPITAL-WH | 0 | 14353904 | DE |  |  |  | Infusion Pumps; General-Purpose | 44304 | 16026 | HOSPIRA HEALTHCARE CORP | 4905
CHRISTIANA |  | HOSPITAL-CH | 0 | 16453834 | DE |  |  |  | Infusion Pumps; General-Purpose | 44547 | 16026 | HOSPIRA HEALTHCARE CORP | 4655
CHRISTIANA |  | HOSPITAL-CH | 0 | 16453578 | DE |  |  |  | Infusion Pumps; General-Purpose | 44549 | 16026 | HOSPIRA HEALTHCARE CORP | 4655
CHRISTIANA |  | HOSPITAL-CH | 0 | 16454181 | DE |  |  |  | Infusion Pumps; General-Purpose | 43091 | 16026 | HOSPIRA HEALTHCARE CORP | 4655
CHRISTIANA |  | HOSPITAL-CH | 0 | 14348152 | DE |  |  |  | Infusion Pumps; General-Purpose | 44609 | 16026 | HOSPIRA HEALTHCARE CORP | 4655
CHRISTIANA |  | HOSPITAL-CH | 0 | 14348381 | DE |  |  |  | Infusion Pumps; General-Purpose | 44611 | 16026 | HOSPIRA HEALTHCARE CORP | 4655
CHRISTIANA |  | HOSPITAL-CH | 0 | 16454345 | DE |  |  |  | Infusion Pumps; General-Purpose | 43042 | 16026 | HOSPIRA HEALTHCARE CORP | 4655
CHRISTIANA |  | HOSPITAL-CH | 0 | 16454667 | DE |  |  |  | Infusion Pumps; General-Purpose | 43261 | 16026 | HOSPIRA HEALTHCARE CORP | 4905
CHRISTIANA |  | HOSPITAL-CH | 0 | 16454165 | DE |  |  |  | Infusion Pumps; General-Purpose | 43263 | 16026 | HOSPIRA HEALTHCARE CORP | 4905
CHRISTIANA |  | HOSPITAL-WH | 0 | 14348518 | DE |  |  |  | Infusion Pumps; General-Purpose | 44367 | 16026 | HOSPIRA HEALTHCARE CORP | 4905
CHRISTIANA |  | HOSPITAL-CH | 0 | 14598454 | DE |  |  |  | Infusion Pumps; General-Purpose | 44873 | 16026 | HOSPIRA HEALTHCARE CORP | 3250
CHRISTIANA |  | HOSPITAL-CH | 0 | 16454180 | DE |  |  |  | Infusion Pumps; General-Purpose | 43348 | 16026 | HOSPIRA HEALTHCARE CORP | 4905
CHRISTIANA |  | HOSPITAL-CH | 0 | 14348304 | DE |  |  |  | Infusion Pumps; General-Purpose | 43350 | 16026 | HOSPIRA HEALTHCARE CORP | 4905
CHRISTIANA |  | HOSPITAL-CH | 0 | 14347138 | DE |  |  |  | Infusion Pumps; General-Purpose | 44622 | 16026 | HOSPIRA HEALTHCARE CORP | 4655
CHRISTIANA |  | HOSPITAL-CH | 0 | 14351501 | DE |  |  |  | Infusion Pumps; General-Purpose | 44668 | 16026 | HOSPIRA HEALTHCARE CORP | 4655
CHRISTIANA |  | HOSPITAL-CH | 0 | 14350946 | DE |  |  |  | Infusion Pumps; General-Purpose | 44503 | 16026 | HOSPIRA HEALTHCARE CORP | 4905
CHRISTIANA |  | HOSPITAL-CH | 0 | 14347971 | DE |  |  |  | Infusion Pumps; General-Purpose | 44507 | 16026 | HOSPIRA HEALTHCARE CORP | 4905
CHRISTIANA |  | HOSPITAL-CH | 0 | 17237737 | DE |  |  |  | Infusion Pumps; General-Purpose | T44887 | 16026 | HOSPIRA HEALTHCARE CORP | 3250
CHRISTIANA |  | HOSPITAL-CH | 0 | 14339787 | DE |  |  |  | Infusion Pumps; General-Purpose | 43226 | 16026 | HOSPIRA HEALTHCARE CORP | 4655
CHRISTIANA |  | HOSPITAL-WH | 0 | 16453927 | DE |  |  |  | Infusion Pumps; General-Purpose | 43228 | 16026 | HOSPIRA HEALTHCARE CORP | 4655
CHRISTIANA |  | HOSPITAL-CH | 0 | 16454607 | DE |  |  |  | Infusion Pumps; General-Purpose | 43229 | 16026 | HOSPIRA HEALTHCARE CORP | 4655
CHRISTIANA |  | HOSPITAL-WH | 0 | 14348676 | DE |  |  |  | Infusion Pumps; General-Purpose | 44437 | 16026 | HOSPIRA HEALTHCARE CORP | 4905
CHRISTIANA |  | HOSPITAL-CH | 0 | 17237732 | DE |  |  |  | Infusion Pumps; General-Purpose | T44900 | 16026 | HOSPIRA HEALTHCARE CORP | 3250
CHRISTIANA |  | HOSPITAL-CH | 0 | 14339957 | DE |  |  |  | Infusion Pumps; General-Purpose | 43490 | 16026 | HOSPIRA HEALTHCARE CORP | 4905
CHRISTIANA |  | HOSPITAL-CH | 0 | 14348367 | DE |  |  |  | Infusion Pumps; General-Purpose | 43602 | 16026 | HOSPIRA HEALTHCARE CORP | 4905
CHRISTIANA |  | HOSPITAL-CH | 0 | 17237571 | DE |  |  |  | Infusion Pumps; General-Purpose | T44914 | 16026 | HOSPIRA HEALTHCARE CORP | 3250
CHRISTIANA |  | HOSPITAL-CH | 0 | 14347372 | DE |  |  |  | Infusion Pumps; General-Purpose | 43185 | 16026 | HOSPIRA HEALTHCARE CORP | 4655
CHRISTIANA |  | HOSPITAL-WH | 0 | 16454711 | DE |  |  |  | Infusion Pumps; General-Purpose | 43245 | 16026 | HOSPIRA HEALTHCARE CORP | 4655
CHRISTIANA |  | HOSPITAL-CH | 0 | 14342859 | DE |  |  |  | Infusion Pumps; General-Purpose | 44835 | 16026 | HOSPIRA HEALTHCARE CORP | 4655
CHRISTIANA |  | HOSPITAL-CH | 0 | 14348007 | DE |  |  |  | Infusion Pumps; General-Purpose | 43148 | 16026 | HOSPIRA HEALTHCARE CORP | 4655
CHRISTIANA |  | HOSPITAL-CH | 0 | 14351444 | DE |  |  |  | Infusion Pumps; General-Purpose | 43150 | 16026 | HOSPIRA HEALTHCARE CORP | 4655
CHRISTIANA |  | HOSPITAL-CH | 0 | 16453711 | DE |  |  |  | Infusion Pumps; General-Purpose | 43287 | 16026 | HOSPIRA HEALTHCARE CORP | 4905
CHRISTIANA |  | HOSPITAL-CH | 0 | 14340121 | DE |  |  |  | Infusion Pumps; General-Purpose | 43290 | 16026 | HOSPIRA HEALTHCARE CORP | 4905
CHRISTIANA |  | HOSPITAL-CH | 0 | 16455453 | DE |  |  |  | Infusion Pumps; General-Purpose | 43731 | 16026 | HOSPIRA HEALTHCARE CORP | 4905
CHRISTIANA |  | CANCER CENTER | 0 | 16455413 | DE |  |  |  | Infusion Pumps; General-Purpose | 43733 | 16026 | HOSPIRA HEALTHCARE CORP | 4905
CHRISTIANA |  | HOSPITAL-CH | 0 | 14340278 | DE |  |  |  | Infusion Pumps; General-Purpose | 43163 | 16026 | HOSPIRA HEALTHCARE CORP | 4655
CHRISTIANA |  | HOSPITAL-CH | 0 | 16453740 | DE |  |  |  | Infusion Pumps; General-Purpose | 43165 | 16026 | HOSPIRA HEALTHCARE CORP | 4655
CHRISTIANA |  | HOSPITAL-WH | 0 | 14348989 | DE |  |  |  | Infusion Pumps; General-Purpose | 44344 | 16026 | HOSPIRA HEALTHCARE CORP | 4905
CHRISTIANA |  | HOSPITAL-CH | 0 | 16455749 | DE |  |  |  | Infusion Pumps; General-Purpose | 44550 | 16026 | HOSPIRA HEALTHCARE CORP | 4655
CHRISTIANA |  | HOSPITAL-WH | 0 | 14340171 | DE |  |  |  | Infusion Pumps; General-Purpose | 43557 | 16026 | HOSPIRA HEALTHCARE CORP | 4905
CHRISTIANA |  | HOSPITAL-CH | 0 | 14340282 | DE |  |  |  | Infusion Pumps; General-Purpose | 43559 | 16026 | HOSPIRA HEALTHCARE CORP | 4905
CHRISTIANA |  | HOSPITAL-CH | 0 | 14351500 | DE |  |  |  | Infusion Pumps; General-Purpose | 44602 | 16026 | HOSPIRA HEALTHCARE CORP | 4655
CHRISTIANA |  | HOSPITAL-CH | 0 | 14348432 | DE |  |  |  | Infusion Pumps; General-Purpose | 43679 | 16026 | HOSPIRA HEALTHCARE CORP | 4905
CHRISTIANA |  | HOSPITAL-CH | 0 | 14348061 | DE |  |  |  | Infusion Pumps; General-Purpose | 44612 | 16026 | HOSPIRA HEALTHCARE CORP | 4655
CHRISTIANA |  | HOSPITAL-CH | 0 | 14350115 | DE |  |  |  | Infusion Pumps; General-Purpose | 44614 | 16026 | HOSPIRA HEALTHCARE CORP | 4655
CHRISTIANA |  | HOSPITAL-CH | 0 | 14348058 | DE |  |  |  | Infusion Pumps; General-Purpose | 43045 | 16026 | HOSPIRA HEALTHCARE CORP | 4655
CHRISTIANA |  | HOSPITAL-CH | 0 | 14347732 | DE |  |  |  | Infusion Pumps; General-Purpose | 43047 | 16026 | HOSPIRA HEALTHCARE CORP | 4655
CHRISTIANA |  | HOSPITAL-CH | 0 | 14347080 | DE |  |  |  | Infusion Pumps; General-Purpose | 44368 | 16026 | HOSPIRA HEALTHCARE CORP | 4905
CHRISTIANA |  | HOSPITAL-WH | 0 | 14348446 | DE |  |  |  | Infusion Pumps; General-Purpose | 44371 | 16026 | HOSPIRA HEALTHCARE CORP | 4905
CHRISTIANA |  | HOSPITAL-CH | 0 | 14348474 | DE |  |  |  | Infusion Pumps; General-Purpose | 43353 | 16026 | HOSPIRA HEALTHCARE CORP | 4905
CHRISTIANA |  | HOSPITAL-CH | 0 | 14348348 | DE |  |  |  | Infusion Pumps; General-Purpose | 44625 | 16026 | HOSPIRA HEALTHCARE CORP | 4655
CHRISTIANA |  | HOSPITAL-CH | 0 | 14347205 | DE |  |  |  | Infusion Pumps; General-Purpose | 44509 | 16026 | HOSPIRA HEALTHCARE CORP | 4905
CHRISTIANA |  | CANCER CENTER | 0 | 14348350 | DE |  |  |  | Infusion Pumps; General-Purpose | 43214 | 16026 | HOSPIRA HEALTHCARE CORP | 4655
CHRISTIANA |  | HOSPITAL-CH | 0 | 14348992 | DE |  |  |  | Infusion Pumps; General-Purpose | 43216 | 16026 | HOSPIRA HEALTHCARE CORP | 4655
CHRISTIANA |  | HOSPITAL-CH | 0 | 14351829 | DE |  |  |  | Infusion Pumps; General-Purpose | 44637 | 16026 | HOSPIRA HEALTHCARE CORP | 4655
CHRISTIANA |  | HOSPITAL-CH | 0 | 14348045 | DE |  |  |  | Infusion Pumps; General-Purpose | 43230 | 16026 | HOSPIRA HEALTHCARE CORP | 4655
CHRISTIANA |  | HOSPITAL-CH | 0 | 14347856 | DE |  |  |  | Infusion Pumps; General-Purpose | 43232 | 16026 | HOSPIRA HEALTHCARE CORP | 4655
CHRISTIANA |  | HOSPITAL-CH | 0 | 14348502 | DE |  |  |  | Infusion Pumps; General-Purpose | 44438 | 16026 | HOSPIRA HEALTHCARE CORP | 4905
CHRISTIANA |  | HOSPITAL-CH | 0 | 14348539 | DE |  |  |  | Infusion Pumps; General-Purpose | 44440 | 16026 | HOSPIRA HEALTHCARE CORP | 4905
CHRISTIANA |  | HOSPITAL-CH | 0 | 14340275 | DE |  |  |  | Infusion Pumps; General-Purpose | 43493 | 16026 | HOSPIRA HEALTHCARE CORP | 4905
CHRISTIANA |  | HOSPITAL-CH | 0 | 14340125 | DE |  |  |  | Infusion Pumps; General-Purpose | 43495 | 16026 | HOSPIRA HEALTHCARE CORP | 4905
CHRISTIANA |  | HOSPITAL-WH | 0 | 14347916 | DE |  |  |  | Infusion Pumps; General-Purpose | 43606 | 16026 | HOSPIRA HEALTHCARE CORP | 4905
CHRISTIANA |  | HOSPITAL-CH | 0 | 14348637 | DE |  |  |  | Infusion Pumps; General-Purpose | 43608 | 16026 | HOSPIRA HEALTHCARE CORP | 4905
CHRISTIANA |  | HOSPITAL-CH | 0 | 16455214 | DE |  |  |  | Infusion Pumps; General-Purpose | 43747 | 16026 | HOSPIRA HEALTHCARE CORP | 4905
CHRISTIANA |  | HOSPITAL-CH | 0 | 16455263 | DE |  |  |  | Infusion Pumps; General-Purpose | 43749 | 16026 | HOSPIRA HEALTHCARE CORP | 4905
CHRISTIANA |  | CANCER CENTER | 0 | 16454967 | DE |  |  |  | Infusion Pumps; General-Purpose | 43249 | 16026 | HOSPIRA HEALTHCARE CORP | 4905
CHRISTIANA |  | HOSPITAL-CH | 0 | 14348122 | DE |  |  |  | Infusion Pumps; General-Purpose | 43251 | 16026 | HOSPIRA HEALTHCARE CORP | 4905
CHRISTIANA |  | HOSPITAL-CH | 0 | 17333493 | DE |  |  |  | Infusion Pumps; General-Purpose | 44865 | 16026 | HOSPIRA HEALTHCARE CORP | 4905
CHRISTIANA |  | HOSPITAL-WH | 0 | 16454680 | DE |  |  |  | Infusion Pumps; General-Purpose | 43331 | 16026 | HOSPIRA HEALTHCARE CORP | 4905
CHRISTIANA |  | HOSPITAL-WH | 0 | 14349048 | DE |  |  |  | Infusion Pumps; General-Purpose | 44315 | 16026 | HOSPIRA HEALTHCARE CORP | 4905
CHRISTIANA |  | HOSPITAL-WH | 0 | 14348771 | DE |  |  |  | Infusion Pumps; General-Purpose | 43436 | 16026 | HOSPIRA HEALTHCARE CORP | 4905
CHRISTIANA |  | HOSPITAL-CH | 0 | 14348378 | DE |  |  |  | Infusion Pumps; General-Purpose | 44661 | 16026 | HOSPIRA HEALTHCARE CORP | 4655
CHRISTIANA |  | HOSPITAL-CH | 0 | 14590638 | DE |  |  |  | Infusion Pumps; General-Purpose | T44877 | 16026 | HOSPIRA HEALTHCARE CORP | 3250
CHRISTIANA |  | CANCER CENTER | 0 | 14353465 | DE |  |  |  | Infusion Pumps; General-Purpose | 44806 | 16026 | HOSPIRA HEALTHCARE CORP | 4655
CHRISTIANA |  | HOSPITAL-WH | 0 | 16454953 | DE |  |  |  | Infusion Pumps; General-Purpose | 43147 | 16026 | HOSPIRA HEALTHCARE CORP | 4655
CHRISTIANA |  | HOSPITAL-CH | 0 | 14347861 | DE |  |  |  | Infusion Pumps; General-Purpose | 43149 | 16026 | HOSPIRA HEALTHCARE CORP | 4655
CHRISTIANA |  | HOSPITAL-CH | 0 | 14348913 | DE |  |  |  | Infusion Pumps; General-Purpose | 43288 | 16026 | HOSPIRA HEALTHCARE CORP | 4905
CHRISTIANA |  | HOSPITAL-CH | 0 | 17237586 | DE |  |  |  | Infusion Pumps; General-Purpose | T44889 | 16026 | HOSPIRA HEALTHCARE CORP | 3250
CHRISTIANA |  | CANCER CENTER | 0 | 16455210 | DE |  |  |  | Infusion Pumps; General-Purpose | 43730 | 16026 | HOSPIRA HEALTHCARE CORP | 4905
CHRISTIANA |  | HOSPITAL-CH | 0 | 16455457 | DE |  |  |  | Infusion Pumps; General-Purpose | 43732 | 16026 | HOSPIRA HEALTHCARE CORP | 4905
CHRISTIANA |  | HOSPITAL-CH | 0 | 16455130 | DE |  |  |  | Infusion Pumps; General-Purpose | 43867 | 16026 | HOSPIRA HEALTHCARE CORP | 4905
CHRISTIANA |  | HOSPITAL-CH | 0 | 14340111 | DE |  |  |  | Infusion Pumps; General-Purpose | 43164 | 16026 | HOSPIRA HEALTHCARE CORP | 4655
CHRISTIANA |  | HOSPITAL-CH | 0 | 14348540 | DE |  |  |  | Infusion Pumps; General-Purpose | 43166 | 16026 | HOSPIRA HEALTHCARE CORP | 4655
CHRISTIANA |  | HOSPITAL-CH | 0 | 14348415 | DE |  |  |  | Infusion Pumps; General-Purpose | 44343 | 16026 | HOSPIRA HEALTHCARE CORP | 4905
CHRISTIANA |  | HOSPITAL-WH | 0 | 14347524 | DE |  |  |  | Infusion Pumps; General-Purpose | 44345 | 16026 | HOSPIRA HEALTHCARE CORP | 4905
CHRISTIANA |  | HOSPITAL-CH | 0 | 17237646 | DE |  |  |  | Infusion Pumps; General-Purpose | T44904 | 16026 | HOSPIRA HEALTHCARE CORP | 3250
CHRISTIANA |  | CANCER CENTER | 0 | 16454397 | DE |  |  |  | Infusion Pumps; General-Purpose | 43558 | 16026 | HOSPIRA HEALTHCARE CORP | 4905
CHRISTIANA |  | HOSPITAL-CH | 0 | 17237728 | DE |  |  |  | Infusion Pumps; General-Purpose | 44906 | 16026 | HOSPIRA HEALTHCARE CORP | 4905
CHRISTIANA |  | HOSPITAL-WH | 0 | 14339377 | DE |  |  |  | Infusion Pumps; General-Purpose | 43678 | 16026 | HOSPIRA HEALTHCARE CORP | 4905
CHRISTIANA |  | HOSPITAL-CH | 0 | 16454925 | DE |  |  |  | Infusion Pumps; General-Purpose | 43680 | 16026 | HOSPIRA HEALTHCARE CORP | 4905
CHRISTIANA |  | HOSPITAL-CH | 0 | 14349971 | DE |  |  |  | Infusion Pumps; General-Purpose | 44613 | 16026 | HOSPIRA HEALTHCARE CORP | 4655
CHRISTIANA |  | HOSPITAL-CH | 0 | 16454566 | DE |  |  |  | Infusion Pumps; General-Purpose | 43044 | 16026 | HOSPIRA HEALTHCARE CORP | 4655
CHRISTIANA |  | HOSPITAL-WH | 0 | 16454635 | DE |  |  |  | Infusion Pumps; General-Purpose | 43046 | 16026 | HOSPIRA HEALTHCARE CORP | 4655
CHRISTIANA |  | HOSPITAL-WH | 0 | 14348356 | DE |  |  |  | Infusion Pumps; General-Purpose | 44369 | 16026 | HOSPIRA HEALTHCARE CORP | 4905
CHRISTIANA |  | HOSPITAL-CH | 0 | 14348291 | DE |  |  |  | Infusion Pumps; General-Purpose | 43352 | 16026 | HOSPIRA HEALTHCARE CORP | 4905
CHRISTIANA |  | HOSPITAL-CH | 0 | 14348441 | DE |  |  |  | Infusion Pumps; General-Purpose | 43354 | 16026 | HOSPIRA HEALTHCARE CORP | 4905
CHRISTIANA |  | HOSPITAL-CH | 0 | 14347832 | DE |  |  |  | Infusion Pumps; General-Purpose | 44624 | 16026 | HOSPIRA HEALTHCARE CORP | 4655
CHRISTIANA |  | HOSPITAL-CH | 0 | 14348213 | DE |  |  |  | Infusion Pumps; General-Purpose | 44626 | 16026 | HOSPIRA HEALTHCARE CORP | 4655
CHRISTIANA |  | HOSPITAL-CH | 0 | 14348646 | DE |  |  |  | Infusion Pumps; General-Purpose | 44511 | 16026 | HOSPIRA HEALTHCARE CORP | 4905
CHRISTIANA |  | HOSPITAL-CH | 0 | 14340118 | DE |  |  |  | Infusion Pumps; General-Purpose | 43215 | 16026 | HOSPIRA HEALTHCARE CORP | 4655
CHRISTIANA |  | HOSPITAL-WH | 0 | 14348055 | DE |  |  |  | Infusion Pumps; General-Purpose | 44636 | 16026 | HOSPIRA HEALTHCARE CORP | 4655
CHRISTIANA |  | HOSPITAL-CH | 0 | 14348231 | DE |  |  |  | Infusion Pumps; General-Purpose | 44638 | 16026 | HOSPIRA HEALTHCARE CORP | 4655
CHRISTIANA |  | HOSPITAL-CH | 0 | 14348878 | DE |  |  |  | Infusion Pumps; General-Purpose | 43231 | 16026 | HOSPIRA HEALTHCARE CORP | 4655
CHRISTIANA |  | HOSPITAL-CH | 0 | 16453676 | DE |  |  |  | Infusion Pumps; General-Purpose | 43233 | 16026 | HOSPIRA HEALTHCARE CORP | 4655
CHRISTIANA |  | HOSPITAL-CH | 0 | 14599879 | DE |  |  |  | Infusion Pumps; General-Purpose | 44854 | 16026 | HOSPIRA HEALTHCARE CORP | 3250
CHRISTIANA |  | HOSPITAL-WH | 0 | 14348664 | DE |  |  |  | Infusion Pumps; General-Purpose | 44439 | 16026 | HOSPIRA HEALTHCARE CORP | 4905
CHRISTIANA |  | HOSPITAL-CH | 0 | 14340090 | DE |  |  |  | Infusion Pumps; General-Purpose | 43492 | 16026 | HOSPIRA HEALTHCARE CORP | 4905
CHRISTIANA |  | HOSPITAL-CH | 0 | 14340089 | DE |  |  |  | Infusion Pumps; General-Purpose | 43494 | 16026 | HOSPIRA HEALTHCARE CORP | 4905
CHRISTIANA |  | HOSPITAL-WH | 0 | 14348484 | DE |  |  |  | Infusion Pumps; General-Purpose | 43607 | 16026 | HOSPIRA HEALTHCARE CORP | 4905
CHRISTIANA |  | HOSPITAL-CH | 0 | 16455438 | DE |  |  |  | Infusion Pumps; General-Purpose | 43746 | 16026 | HOSPIRA HEALTHCARE CORP | 4905
CHRISTIANA |  | HOSPITAL-CH | 0 | 16454323 | DE |  |  |  | Infusion Pumps; General-Purpose | 43748 | 16026 | HOSPIRA HEALTHCARE CORP | 4905
CHRISTIANA |  | HOSPITAL-CH | 0 | 14347798 | DE |  |  |  | Infusion Pumps; General-Purpose | 43248 | 16026 | HOSPIRA HEALTHCARE CORP | 4905
CHRISTIANA |  | HOSPITAL-CH | 0 | 14340173 | DE |  |  |  | Infusion Pumps; General-Purpose | 43250 | 16026 | HOSPIRA HEALTHCARE CORP | 4905
CHRISTIANA |  | HOSPITAL-WH | 0 | 14349022 | DE |  |  |  | Infusion Pumps; General-Purpose | 44358 | 16026 | HOSPIRA HEALTHCARE CORP | 4905
CHRISTIANA |  | HOSPITAL-CH | 0 | 14340292 | DE |  |  |  | Infusion Pumps; General-Purpose | 43332 | 16026 | HOSPIRA HEALTHCARE CORP | 4905
CHRISTIANA |  | HOSPITAL-CH | 0 | 14349012 | DE |  |  |  | Infusion Pumps; General-Purpose | 44316 | 16026 | HOSPIRA HEALTHCARE CORP | 4905
CHRISTIANA |  | HOSPITAL-WH | 0 | 14347834 | DE |  |  |  | Infusion Pumps; General-Purpose | 43276 | 16026 | HOSPIRA HEALTHCARE CORP | 4905
CHRISTIANA |  | HOSPITAL-CH | 0 | 14348490 | DE |  |  |  | Infusion Pumps; General-Purpose | 44660 | 16026 | HOSPIRA HEALTHCARE CORP | 4655
CHRISTIANA |  | HOSPITAL-CH | 0 | 14350545 | DE |  |  |  | Infusion Pumps; General-Purpose | 44662 | 16026 | HOSPIRA HEALTHCARE CORP | 4655
CHRISTIANA |  | HOSPITAL-CH | 0 | 99140 | DE |  |  |  | Stimulators; Electrical; Cardiac; Diagnostic | 33445 | 109020G | BLOOM ASSOC LTD | 19999.99
CHRISTIANA |  | HOSPITAL-CH | 0 | 96188 | DE |  |  |  | Stimulators; Electrical; Cardiac; Diagnostic | 27918 | 109020G | BLOOM ASSOC LTD | 20000
CHRISTIANA |  | HOSPITAL-CH | 0 | 20711-3-6540 | DE |  |  |  | Collimators; Radiographic | 18574 | M150 | MACHLETT DIV FISCHER IMAGING CORP | 6000
CHRISTIANA |  | HOSPITAL-CH | 0 | 3523A17010 | DE |  | 1995-07-17 20:00 |  | Physiologic Monitor Modules; Cardiac Output | 23398 | M1012A | PHILIPS MEDICAL SYSTEMS CARDIAC & MONITORING SYSTEMS DIV | 3000 | Purchased
CHRISTIANA |  | HOSPITAL-CH | 0 | 3805G13628 | DE |  | 2000-10-24 20:00 |  | Physiologic Monitor Modules; Cardiac Output | 30665 | M1012A | PHILIPS MEDICAL SYSTEMS CARDIAC & MONITORING SYSTEMS DIV | 3000 | Purchased
CHRISTIANA |  | HOSPITAL-CH | 0 | 3733A21624 | DE |  | 2008-01-20 19:00 |  | Physiologic Monitor Modules; Cardiac Output | 26834 | M1012A | PHILIPS MEDICAL SYSTEMS CARDIAC & MONITORING SYSTEMS DIV | 3000 | Purchased
CHRISTIANA |  | HOSPITAL-CH | 0 | 3523A17984 | DE |  | 1995-10-16 20:00 |  | Physiologic Monitor Modules; Cardiac Output | 23635 | M1012A | PHILIPS MEDICAL SYSTEMS CARDIAC & MONITORING SYSTEMS DIV | 3000 | Purchased
CHRISTIANA |  | HOSPITAL-CH | 0 | 3733A19412 | DE |  | 2008-01-20 19:00 |  | Physiologic Monitor Modules; Cardiac Output | 26939 | M1012A | PHILIPS MEDICAL SYSTEMS CARDIAC & MONITORING SYSTEMS DIV | 3000 | Purchased
CHRISTIANA |  | HOSPITAL-CH | 0 | 3805G13641 | DE |  | 2000-10-24 20:00 |  | Physiologic Monitor Modules; Cardiac Output | 30670 | M1012A | PHILIPS MEDICAL SYSTEMS CARDIAC & MONITORING SYSTEMS DIV | 3000 | Purchased
CHRISTIANA |  | HOSPITAL-CH | 0 | 3805G18416 | DE |  |  |  | Physiologic Monitor Modules; Cardiac Output | 32448 | M1012A | PHILIPS MEDICAL SYSTEMS CARDIAC & MONITORING SYSTEMS DIV | 3000
CHRISTIANA |  | HOSPITAL-CH | 0 | 3805G18424 | DE |  | 2002-01-02 19:00 |  | Physiologic Monitor Modules; Cardiac Output | 32431 | M1012A | PHILIPS MEDICAL SYSTEMS CARDIAC & MONITORING SYSTEMS DIV | 3000
CHRISTIANA |  | HOSPITAL-CH | 0 | 3805G12492 | DE |  | 1999-12-30 19:00 |  | Physiologic Monitor Modules; Cardiac Output | 29622 | M1012A | PHILIPS MEDICAL SYSTEMS CARDIAC & MONITORING SYSTEMS DIV | 3000 | Purchased
CHRISTIANA |  | HOSPITAL-CH | 0 | 3805G12493 | DE |  | 1999-12-30 19:00 |  | Physiologic Monitor Modules; Cardiac Output | 29621 | M1012A | PHILIPS MEDICAL SYSTEMS CARDIAC & MONITORING SYSTEMS DIV | 3000 | Purchased
CHRISTIANA |  | HOSPITAL-CH | 0 | 3523A17980 | DE |  |  |  | Physiologic Monitor Modules; Cardiac Output | 23637 | M1012A | PHILIPS MEDICAL SYSTEMS CARDIAC & MONITORING SYSTEMS DIV | 3000
CHRISTIANA |  | HOSPITAL-CH | 0 | 3805G18421 | DE |  | 2002-01-02 19:00 |  | Physiologic Monitor Modules; Cardiac Output | 32357 | M1012A | PHILIPS MEDICAL SYSTEMS CARDIAC & MONITORING SYSTEMS DIV | 3000 | Purchased
CHRISTIANA |  | HOSPITAL-CH | 0 | 3733A21631 | DE |  | 2008-01-20 19:00 |  | Physiologic Monitor Modules; Cardiac Output | 26831 | M1012A | PHILIPS MEDICAL SYSTEMS CARDIAC & MONITORING SYSTEMS DIV | 3000 | Purchased
CHRISTIANA |  | HOSPITAL-CH | 0 | 3523A18217 | DE |  | 2000-11-20 19:00 |  | Physiologic Monitor Modules; Cardiac Output | 28196 | M1012A | PHILIPS MEDICAL SYSTEMS CARDIAC & MONITORING SYSTEMS DIV | 3000 | Purchased
CHRISTIANA |  | HOSPITAL-CH | 0 | 3523A17996 | DE |  | 1995-10-16 20:00 |  | Physiologic Monitor Modules; Cardiac Output | 23647 | M1012A | PHILIPS MEDICAL SYSTEMS CARDIAC & MONITORING SYSTEMS DIV | 3000 | Purchased
CHRISTIANA |  | HOSPITAL-CH | 0 | 3523A18175 | DE |  | 1995-10-16 20:00 |  | Physiologic Monitor Modules; Cardiac Output | 23732 | M1012A | PHILIPS MEDICAL SYSTEMS CARDIAC & MONITORING SYSTEMS DIV | 3000
CHRISTIANA |  | HOSPITAL-CH | 0 | 3805G13635 | DE |  | 2000-10-24 20:00 |  | Physiologic Monitor Modules; Cardiac Output | 30672 | M1012A | PHILIPS MEDICAL SYSTEMS CARDIAC & MONITORING SYSTEMS DIV | 3000 | Purchased
CHRISTIANA |  | HOSPITAL-CH | 0 | 11730775 | DE |  |  |  | X-Ray Generators | 24798 | 4212 | PICKER INTERNATIONAL LTD | 64830
CHRISTIANA |  | HOSPITAL-CH | 0 | 113903 | DE |  | 2011-03-27 20:00 |  | Regulators; Suction | 3804113903 | 3800 Series Suction Regulator 3804 | Boehringer Laboratories Inc | 679.78 | Purchased
CHRISTIANA |  | HOSPITAL-CH | 0 | 137695 | DE |  |  |  | Regulators; Suction | 52555 | 3800 Series Suction Regulator 3804 | Boehringer Laboratories Inc | 750
CHRISTIANA |  | WH SURGI | 0 | 140754 | DE |  | 2019-03-29 08:51 |  | Regulators; Suction | 87484 | 3800 Series Suction Regulator 3804 | Boehringer Laboratories Inc | 750 | Purchased
CHRISTIANA |  | HOSPITAL-CH | 0 | 137303 | DE |  | 2013-06-18 20:00 |  | Regulators; Suction | 52553 | 3800 Series Suction Regulator 3804 | Boehringer Laboratories Inc | 750
CHRISTIANA |  | HOSPITAL-CH | 0 | B03296 | DE |  |  |  | Scanning Systems; Ultrasonic; Vascular | 35510 | Site-Rite IV Ultrasound System Scanner 800111B02 | BARD ACCESS SYSTEMS DIV C R BARD INC | 12474
CHRISTIANA |  | HOSPITAL-CH | 0 | B03299 | DE |  |  |  | Scanning Systems; Ultrasonic; Vascular | 35509 | Site-Rite IV Ultrasound System Scanner 800111B02 | BARD ACCESS SYSTEMS DIV C R BARD INC | 12474
CHRISTIANA |  | HOSPITAL-CH | 0 | 1769 | DE |  |  |  | Lavage Units | 20478 | GA855U | Aesculap AG A B Braun Group Co | 2000
CHRISTIANA |  | CANCER CENTER | 0 | GA010044 | DE |  | 2004-12-01 19:00 |  | Monitors; Physiologic; Electrocardiography/Vital Signs | 36750 | Propaq CS Vital Signs Monitor 242 | CARDINAL | 8900
CHRISTIANA |  | HOSPITAL-CH | 0 | GA005583 | DE |  | 2003-05-18 20:00 |  | Monitors; Physiologic; Electrocardiography/Vital Signs | 33446 | Propaq CS Vital Signs Monitor 242 | CARDINAL | 8499.99 | Purchased
CHRISTIANA |  | HOSPITAL-WH | 0 | GA117880 | DE |  | 2014-04-29 20:00 |  | Monitors; Physiologic; Electrocardiography/Vital Signs | 53690 | Propaq CS Vital Signs Monitor 242 | CARDINAL | 15000
CHRISTIANA |  | HOSPITAL-CH | 0 | GA005580 | DE |  | 2002-09-08 20:00 |  | Monitors; Physiologic; Electrocardiography/Vital Signs | 33453 | Propaq CS Vital Signs Monitor 242 | CARDINAL | 8505 | Purchased
CHRISTIANA |  | HOSPITAL-WH | 0 | GA117879 | DE |  | 2014-04-29 20:00 |  | Monitors; Physiologic; Electrocardiography/Vital Signs | 53693 | Propaq CS Vital Signs Monitor 242 | CARDINAL | 15000
CHRISTIANA |  | HOSPITAL-WH | 0 | GA006465 | DE |  |  |  | Monitors; Physiologic; Electrocardiography/Vital Signs | 34542 | Propaq CS Vital Signs Monitor 242 | CARDINAL | 10028.03
CHRISTIANA |  | HOSPITAL-WH | 0 | GA117873 | DE |  | 2014-04-29 20:00 |  | Monitors; Physiologic; Electrocardiography/Vital Signs | 53689 | Propaq CS Vital Signs Monitor 242 | CARDINAL | 15000
CHRISTIANA |  | HOSPITAL-WH | 0 | GA111875 | DE |  | 2012-01-09 19:00 |  | Monitors; Physiologic; Electrocardiography/Vital Signs | 48419 | Propaq CS Vital Signs Monitor 242 | CARDINAL | 15000 | Purchased
CHRISTIANA |  | HOSPITAL-WH | 0 | GA117877 | DE |  | 2014-04-29 20:00 |  | Monitors; Physiologic; Electrocardiography/Vital Signs | 53692 | Propaq CS Vital Signs Monitor 242 | CARDINAL | 15000
CHRISTIANA |  | HOSPITAL-CH | 0 | GA005586 | DE |  | 2003-08-24 20:00 |  | Monitors; Physiologic; Electrocardiography/Vital Signs | 33450 | Propaq CS Vital Signs Monitor 242 | CARDINAL | 8499.99
CHRISTIANA |  | HOSPITAL-WH | 0 | GA117874 | DE |  | 2014-04-29 20:00 |  | Monitors; Physiologic; Electrocardiography/Vital Signs | 53688 | Propaq CS Vital Signs Monitor 242 | CARDINAL | 15000
CHRISTIANA |  | HOSPITAL-CH | 0 | GA102880 | DE |  | 2006-06-19 20:00 |  | Monitors; Physiologic; Electrocardiography/Vital Signs | 38752 | Propaq CS Vital Signs Monitor 242 | CARDINAL | 7202 | Purchased
CHRISTIANA |  | HOSPITAL-WH | 0 | GA117876 | DE |  | 2014-04-29 20:00 |  | Monitors; Physiologic; Electrocardiography/Vital Signs | 53691 | Propaq CS Vital Signs Monitor 242 | CARDINAL | 15000
CHRISTIANA |  | HOSPITAL-CH | 0 | GA102882 | DE |  |  |  | Monitors; Physiologic; Electrocardiography/Vital Signs | 38753 | Propaq CS Vital Signs Monitor 242 | CARDINAL | 7202
CHRISTIANA |  | HOSPITAL-CH | 0 | GA102885 | DE |  | 2006-06-19 20:00 |  | Monitors; Physiologic; Electrocardiography/Vital Signs | 38755 | Propaq CS Vital Signs Monitor 242 | CARDINAL | 7202 | Purchased
CHRISTIANA |  | HOSPITAL-CH | 0 | GA005584 | DE |  | 2003-07-29 20:00 |  | Monitors; Physiologic; Electrocardiography/Vital Signs | 33447 | Propaq CS Vital Signs Monitor 242 | CARDINAL | 8499.99
CHRISTIANA |  | HOSPITAL-WH | 0 | GA004121 | DE |  | 2002-01-15 19:00 |  | Monitors; Physiologic; Electrocardiography/Vital Signs | 32123 | Propaq CS Vital Signs Monitor 242 | CARDINAL | 7568 | Purchased
CHRISTIANA |  | HOSPITAL-CH | 0 | GA005576 | DE |  | 2002-09-08 20:00 |  | Monitors; Physiologic; Electrocardiography/Vital Signs | 33456 | Propaq CS Vital Signs Monitor 242 | CARDINAL | 8505 | Purchased
CHRISTIANA |  | HOSPITAL-CH | 0 | GA102883 | DE |  | 2006-06-19 20:00 |  | Monitors; Physiologic; Electrocardiography/Vital Signs | 38756 | Propaq CS Vital Signs Monitor 242 | CARDINAL | 7202 | Purchased
CHRISTIANA |  | HOSPITAL-CH | 0 | GA102879 | DE |  | 2006-06-19 20:00 |  | Monitors; Physiologic; Electrocardiography/Vital Signs | 38758 | Propaq CS Vital Signs Monitor 242 | CARDINAL | 7202
CHRISTIANA |  | HOSPITAL-WH | 0 | GA117875 | DE |  | 2014-04-29 20:00 |  | Monitors; Physiologic; Electrocardiography/Vital Signs | 53695 | Propaq CS Vital Signs Monitor 242 | CARDINAL | 15000
CHRISTIANA |  | HOSPITAL-CH | 0 | GA102884 | DE |  | 2006-06-19 20:00 |  | Monitors; Physiologic; Electrocardiography/Vital Signs | 38757 | Propaq CS Vital Signs Monitor 242 | CARDINAL | 7202
CHRISTIANA |  | HOSPITAL-WH | 0 | GA111876 | DE |  | 2006-06-19 20:00 |  | Monitors; Physiologic; Electrocardiography/Vital Signs | 48418 | Propaq CS Vital Signs Monitor 242 | CARDINAL | 15000 | Purchased
CHRISTIANA |  | HOSPITAL-WH | 0 | GA117872 | DE |  | 2014-04-29 20:00 |  | Monitors; Physiologic; Electrocardiography/Vital Signs | 53687 | Propaq CS Vital Signs Monitor 242 | CARDINAL | 15000
CHRISTIANA |  | HOSPITAL-WH | 0 | GA004120 | DE |  | 2002-01-15 19:00 |  | Monitors; Physiologic; Electrocardiography/Vital Signs | 32126 | Propaq CS Vital Signs Monitor 242 | CARDINAL | 7568
CHRISTIANA |  | HOSPITAL-CH | 0 | GA005585 | DE |  |  |  | Monitors; Physiologic; Electrocardiography/Vital Signs | 33455 | Propaq CS Vital Signs Monitor 242 | CARDINAL | 8505
CHRISTIANA |  | HOSPITAL-WH | 0 | GA117878 | DE |  | 2014-04-29 20:00 |  | Monitors; Physiologic; Electrocardiography/Vital Signs | 53694 | Propaq CS Vital Signs Monitor 242 | CARDINAL | 15000
CHRISTIANA |  | HOSPITAL-WH | 0 | GA004119 | DE |  |  |  | Monitors; Physiologic; Electrocardiography/Vital Signs | 32125 | Propaq CS Vital Signs Monitor 242 | CARDINAL | 7568
CHRISTIANA |  | MIDDLETOWN ED | 0 | GA005577 | DE |  |  |  | Monitors; Physiologic; Electrocardiography/Vital Signs | 33448 | Propaq CS Vital Signs Monitor 242 | CARDINAL | 8499.99
CHRISTIANA |  | HOSPITAL-CH | 0 | NONE | DE |  | 2015-09-01 20:00 |  | BOOM; BOOM WITH MED GAS AND ELECTRIC | B1 BOOM 5 | EPICARE ARM CEILING UNIT P68 | Hill-Rom Co Inc | 75000
CHRISTIANA |  | HOSPITAL-CH | 0 | 081808-030 | DE |  |  |  | Radiofrequency Therapy Systems; Tissue Ablation | 42348 | 1100C-115B | BARRX Medical | 26250
CHRISTIANA |  | Smyrna Health & Wellness Center | 0 | V368948 | DE |  | 2012-02-26 19:00 |  | Tables; Examination/Treatment; Adjustable | 47368 | Ritter Barrier-Free Power Examination Ta 223 | RITTER-MIDWEST DIV SYBRON CORP | 3344.35
CHRISTIANA |  | Smyrna Health & Wellness Center | 0 | V786123 | DE |  | 2009-09-18 20:00 |  | Tables; Examination/Treatment; Adjustable | 46345 | Ritter Barrier-Free Power Examination Ta 223 | RITTER-MIDWEST DIV SYBRON CORP | 3344.35 | Purchased
CHRISTIANA |  | HOSPITAL-WH | 0 | VT05210 | DE |  |  |  | Echoencephalographs | 40091 | BIS VISTA MONITOR | ASPECT MEDICAL SYSTEMS INC | 2000
CHRISTIANA |  | HOSPITAL-CH | 0 | VT05358 | DE |  | 2007-07-22 20:00 |  | Monitors; Physiologic; Electroencephalography; Intraoperative; Level-of-Consciousness | 40054 | BIS VISTA MONITOR | Medtronic Inc | 2000 | Purchased
CHRISTIANA |  | HOSPITAL-CH | 0 | VT05382 | DE |  |  |  | Echoencephalographs | 40072 | BIS VISTA MONITOR | ASPECT MEDICAL SYSTEMS INC | 2000
CHRISTIANA |  | HOSPITAL-CH | 0 | VT05372 | DE |  |  |  | Echoencephalographs | 40068 | BIS VISTA MONITOR | ASPECT MEDICAL SYSTEMS INC | 2000
CHRISTIANA |  | HOSPITAL-CH | 0 | VT05377 | DE |  | 2007-07-22 20:00 |  | Monitors; Physiologic; Electroencephalography; Intraoperative; Level-of-Consciousness | 40089 | BIS VISTA MONITOR | Medtronic Inc | 4411.76 | Purchased
CHRISTIANA |  | HOSPITAL-WH | 0 | VT05395 | DE |  | 2007-07-22 20:00 |  | Echoencephalographs | 40088 | BIS VISTA MONITOR | ASPECT MEDICAL SYSTEMS INC | 2000
CHRISTIANA |  | HOSPITAL-CH | 0 | VT05164 | DE |  |  |  | Echoencephalographs | 40062 | BIS VISTA MONITOR | ASPECT MEDICAL SYSTEMS INC | 2000
CHRISTIANA |  | CH-SURGI | 0 | VT05365 | DE |  | 2007-07-22 20:00 |  | Echoencephalographs | 40103 | BIS VISTA MONITOR | ASPECT MEDICAL SYSTEMS INC | 2000
CHRISTIANA |  | HOSPITAL-CH | 0 | VT05306 | DE |  |  |  | Echoencephalographs | 40071 | BIS VISTA MONITOR | ASPECT MEDICAL SYSTEMS INC | 2000
CHRISTIANA |  | HOSPITAL-WH | 0 | VT09370 | DE |  | 2009-06-21 20:00 |  | Monitors; Physiologic; Electroencephalography; Intraoperative; Level-of-Consciousness | 42203 | BIS VISTA MONITOR | Medtronic Inc | 4411.76 | Purchased
CHRISTIANA |  | HOSPITAL-CH | 0 | VT10646 | DE |  |  |  | Echoencephalographs | 42710 | BIS VISTA MONITOR | ASPECT MEDICAL SYSTEMS INC | 3700
CHRISTIANA |  | HOSPITAL-CH | 0 | VT05217 | DE |  |  |  | Echoencephalographs | 40067 | BIS VISTA MONITOR | ASPECT MEDICAL SYSTEMS INC | 2000
CHRISTIANA |  | HOSPITAL-WH | 0 | VT05218 | DE |  |  |  | Echoencephalographs | 40093 | BIS VISTA MONITOR | ASPECT MEDICAL SYSTEMS INC | 2000
CHRISTIANA |  | HOSPITAL-CH | 0 | VT24320 | DE |  | 2007-07-22 20:00 |  | Monitors; Physiologic; Electroencephalography; Intraoperative; Level-of-Consciousness | 40082 | BIS VISTA MONITOR | Medtronic Inc | 4411.76
CHRISTIANA |  | HOSPITAL-CH | 0 | VT09396 | DE |  |  |  | Echoencephalographs | 40077 | BIS VISTA MONITOR | ASPECT MEDICAL SYSTEMS INC | 2000
CHRISTIANA |  | HOSPITAL-CH | 0 | VT05196 | DE |  | 2007-07-22 20:00 |  | Monitors; Physiologic; Electroencephalography; Intraoperative; Level-of-Consciousness | 40070 | BIS VISTA MONITOR | Medtronic Inc | 4411.76 | Purchased
CHRISTIANA |  | HOSPITAL-CH | 0 | NONE | DE |  |  |  | Echoencephalographs | 46908 | BIS VISTA MONITOR | ASPECT MEDICAL SYSTEMS INC | 2000
CHRISTIANA |  | HOSPITAL-CH | 0 | VT09939 | DE |  |  |  | Echoencephalographs | 40046 | BIS VISTA MONITOR | ASPECT MEDICAL SYSTEMS INC | 2000
CHRISTIANA |  | HOSPITAL-CH | 0 | VT05347 | DE |  |  |  | Echoencephalographs | 40061 | BIS VISTA MONITOR | ASPECT MEDICAL SYSTEMS INC | 2000
CHRISTIANA |  | HOSPITAL-WH | 0 | VT05170 | DE |  |  |  | Echoencephalographs | 40092 | BIS VISTA MONITOR | ASPECT MEDICAL SYSTEMS INC | 2000
CHRISTIANA |  | HOSPITAL-CH | 0 | VT05407 | DE |  |  |  | Echoencephalographs | 40048 | BIS VISTA MONITOR | ASPECT MEDICAL SYSTEMS INC | 2000
CHRISTIANA |  | HOSPITAL-WH | 0 | VT05389 | DE |  |  |  | Echoencephalographs | 40090 | BIS VISTA MONITOR | ASPECT MEDICAL SYSTEMS INC | 2000
CHRISTIANA |  | HOSPITAL-CH | 0 | VT05359 | DE |  |  |  | Echoencephalographs | 40074 | BIS VISTA MONITOR | ASPECT MEDICAL SYSTEMS INC | 2000
CHRISTIANA |  | HOSPITAL-WH | 0 | VT05467 | DE |  |  |  | Echoencephalographs | 40100 | BIS VISTA MONITOR | ASPECT MEDICAL SYSTEMS INC | 2000
CHRISTIANA |  | HOSPITAL-CH | 0 | VT05225 | DE |  | 2020-06-18 06:26 |  | Monitors; Physiologic; Electroencephalography; Intraoperative; Level-of-Consciousness | 40058 | BIS VISTA MONITOR | Medtronic Inc | 2000 | Purchased
CHRISTIANA |  | HOSPITAL-CH | 0 | VT05498 | DE |  |  |  | Echoencephalographs | 40083 | BIS VISTA MONITOR | ASPECT MEDICAL SYSTEMS INC | 2000
CHRISTIANA |  | HOSPITAL-CH | 0 | VT05516 | DE |  |  |  | Echoencephalographs | 40057 | BIS VISTA MONITOR | ASPECT MEDICAL SYSTEMS INC | 2000
CHRISTIANA |  | HOSPITAL-CH | 0 | VT05383 | DE |  | 2007-07-22 20:00 |  | Monitors; Physiologic; Electroencephalography; Intraoperative; Level-of-Consciousness | 40065 | BIS VISTA MONITOR | Medtronic Inc | 4411.76 | Purchased
CHRISTIANA |  | HOSPITAL-CH | 0 | VT24139 | DE |  | 2012-07-05 20:00 |  | Monitors; Physiologic; Electroencephalography; Intraoperative; Level-of-Consciousness | 48265 | BIS VISTA MONITOR | Medtronic Inc | 25000
CHRISTIANA |  | HOSPITAL-WH | 0 | VT05351 | DE |  |  |  | Echoencephalographs | 40101 | BIS VISTA MONITOR | ASPECT MEDICAL SYSTEMS INC | 2000
CHRISTIANA |  | HOSPITAL-CH | 0 | VT05379 | DE |  |  |  | Echoencephalographs | 40085 | BIS VISTA MONITOR | ASPECT MEDICAL SYSTEMS INC | 2000
CHRISTIANA |  | HOSPITAL-CH | 0 | VT05186 | DE |  |  |  | Echoencephalographs | 40073 | BIS VISTA MONITOR | ASPECT MEDICAL SYSTEMS INC | 2000
CHRISTIANA |  | HOSPITAL-WH | 0 | VT05193 | DE |  |  |  | Echoencephalographs | 40095 | BIS VISTA MONITOR | ASPECT MEDICAL SYSTEMS INC | 2000
CHRISTIANA |  | HOSPITAL-CH | 0 | VT05222 | DE |  |  |  | Echoencephalographs | 40069 | BIS VISTA MONITOR | ASPECT MEDICAL SYSTEMS INC | 2000
CHRISTIANA |  | HOSPITAL-CH | 0 | VT05219 | DE |  | 2007-07-22 20:00 |  | Echoencephalographs | 40052 | BIS VISTA MONITOR | ASPECT MEDICAL SYSTEMS INC | 2000
CHRISTIANA |  | HOSPITAL-CH | 0 | VT24337 | DE |  | 2012-07-05 20:00 |  | Monitors; Physiologic; Electroencephalography; Intraoperative; Level-of-Consciousness | 48261 | BIS VISTA MONITOR | Medtronic Inc | 4411.76 | Purchased
CHRISTIANA |  | HOSPITAL-WH | 0 | VT05394 | DE |  |  |  | Echoencephalographs | 40097 | BIS VISTA MONITOR | ASPECT MEDICAL SYSTEMS INC | 2000
CHRISTIANA |  | HOSPITAL-WH | 0 | 19995 | DE |  | 2017-08-23 20:00 |  | TEST EQUIPMENT; TEST EQUIPMENT | 60793 | ECO 1 PRESSURE GAUGE DIGITAL | KELLER AMERICA | 5000 | Purchased
CHRISTIANA |  | HOSPITAL-WH | 0 | 10511L5X116D | DE |  | 2019-03-29 08:52 |  | Probes; Ultrasonic | 10511L5X116D | L8-3 | ZONARE Medical Systems Inc | 10000 | Purchased
CHRISTIANA |  | MAP II Condo | 0 | 10554L5X116D | DE |  |  |  | Probes; Ultrasonic | 10554L5X116D | L8-3 | ZONARE Medical Systems Inc | 10000
CHRISTIANA |  | HOSPITAL-WH | 0 | 10544L5X116D | DE |  | 2019-03-29 08:52 |  | Probes; Ultrasonic | 10544L5X116D | L8-3 | ZONARE Medical Systems Inc | 10000 | Purchased
CHRISTIANA |  | HOSPITAL-CH | 0 | 10545L5X116D | DE |  | 2019-03-29 08:52 |  | Probes; Ultrasonic | 10545L5X116D | L8-3 | ZONARE Medical Systems Inc | 10000 | Purchased
CHRISTIANA |  | HOSPITAL-CH | 0 | 10542L5X116 | DE |  | 2019-03-29 08:52 |  | Probes; Ultrasonic | 10542L5X116 | L8-3 | ZONARE Medical Systems Inc | 10000 | Purchased
CHRISTIANA |  | HOSPITAL-CH | 0 | 1505229 | DE |  | 2017-05-04 20:00 |  | Nebulizers; Ultrasonic | 100266 | AEROGEN SOLO | AEROGEN INC | 685 | Purchased
CHRISTIANA |  | HOSPITAL-CH | 0 | 1506443 | DE |  | 2017-01-10 19:00 |  | Nebulizers; Ultrasonic | 100123 | AEROGEN SOLO | AEROGEN INC | 685 | Purchased
CHRISTIANA |  | HOSPITAL-WH | 0 | 12207 | DE |  |  |  | Smoke Evacuation Systems; Surgical | 35366 | Crystal Vision smoke evacuation system 350d | IC MEDICAL INC | 4845
CHRISTIANA |  | HOSPITAL-WH | 0 | I 1536 | DE |  |  |  | Smoke Evacuation Systems; Surgical | 28114 | Crystal Vision smoke evacuation system 350d | IC MEDICAL INC | 4416
CHRISTIANA |  | HOSPITAL-WH | 0 | 12206 | DE |  |  |  | Smoke Evacuation Systems; Surgical | 35367 | Crystal Vision smoke evacuation system 350d | IC MEDICAL INC | 4845
CHRISTIANA |  | HOSPITAL-CH | 0 | I 1525 | DE |  | 2008-01-20 19:00 |  | Smoke Evacuation Systems; Surgical | 27641 | Crystal Vision smoke evacuation system 350d | IC MEDICAL INC | 3000
CHRISTIANA |  | CH-SURGI | 0 | 1501 | DE |  | 2008-01-20 19:00 |  | Smoke Evacuation Systems; Surgical | 27442 | Crystal Vision smoke evacuation system 350d | IC MEDICAL INC | 3000
CHRISTIANA |  | HOSPITAL-WH | 0 | I 2204 | DE |  | 2003-12-31 19:00 |  | Smoke Evacuation Systems; Surgical | 35364 | Crystal Vision smoke evacuation system 350d | IC MEDICAL INC | 4845
CHRISTIANA |  | HOSPITAL-CH | 0 | I 1517 | DE |  | 2008-01-20 19:00 |  | Smoke Evacuation Systems; Surgical | 27645 | Crystal Vision smoke evacuation system 350d | IC MEDICAL INC | 3000
CHRISTIANA |  | CH-SURGI | 0 | I 2179 | DE |  | 2003-11-26 19:00 |  | Smoke Evacuation Systems; Surgical | 35322 | Crystal Vision smoke evacuation system 350d | IC MEDICAL INC | 4505.85
CHRISTIANA |  | HOSPITAL-CH | 0 | I 2185 | DE |  | 2003-11-26 19:00 |  | Smoke Evacuation Systems; Surgical | 35324 | Crystal Vision smoke evacuation system 350d | IC MEDICAL INC | 4505.85
CHRISTIANA |  | HOSPITAL-CH | 0 | I 1523 | DE |  | 2008-01-20 19:00 |  | Smoke Evacuation Systems; Surgical | 27649 | Crystal Vision smoke evacuation system 350d | IC MEDICAL INC | 3000
CHRISTIANA |  | HOSPITAL-CH | 0 | I 2187 | DE |  | 2003-11-26 19:00 |  | Smoke Evacuation Systems; Surgical | 35323 | Crystal Vision smoke evacuation system 350d | IC MEDICAL INC | 4505.85
CHRISTIANA |  | HOSPITAL-CH | 0 | I 2181 | DE |  | 2003-11-26 19:00 |  | Smoke Evacuation Systems; Surgical | 35325 | Crystal Vision smoke evacuation system 350d | IC MEDICAL INC | 4505.85
CHRISTIANA |  | HOSPITAL-WH | 0 | I1631 | DE |  |  |  | Smoke Evacuation Systems; Surgical | 29672 | Crystal Vision smoke evacuation system 350d | IC MEDICAL INC | 4750
CHRISTIANA |  | CH-SURGI | 0 | 1500 | DE |  | 2008-01-20 19:00 |  | Smoke Evacuation Systems; Surgical | 27441 | Crystal Vision smoke evacuation system 350d | IC MEDICAL INC | 3000
CHRISTIANA |  | HOSPITAL-WH | 0 | 12205 | DE |  |  |  | Smoke Evacuation Systems; Surgical | 35365 | Crystal Vision smoke evacuation system 350d | IC MEDICAL INC | 4845
CHRISTIANA |  | HOSPITAL-CH | 0 | I 2180 | DE |  | 2003-11-26 19:00 |  | Smoke Evacuation Systems; Surgical | 35314 | Crystal Vision smoke evacuation system 350d | IC MEDICAL INC | 4505.85
CHRISTIANA |  | CH-SURGI | 0 | 1503 | DE |  | 2008-01-20 19:00 |  | Smoke Evacuation Systems; Surgical | 27445 | Crystal Vision smoke evacuation system 350d | IC MEDICAL INC | 3000
CHRISTIANA |  | HOSPITAL-WH | 0 | I 1234 | DE |  |  |  | Smoke Evacuation Systems; Surgical | 24247 | Crystal Vision smoke evacuation system 350d | IC MEDICAL INC | 4000
CHRISTIANA |  | HOSPITAL-WH | 0 | I 1533 | DE |  |  |  | Smoke Evacuation Systems; Surgical | 28118 | Crystal Vision smoke evacuation system 350d | IC MEDICAL INC | 4416
CHRISTIANA |  | HOSPITAL-CH | 0 | I 2183 | DE |  | 2003-11-26 19:00 |  | Smoke Evacuation Systems; Surgical | 35316 | Crystal Vision smoke evacuation system 350d | IC MEDICAL INC | 4505.85
CHRISTIANA |  | HOSPITAL-CH | 0 | I 2188 | DE |  | 2003-11-26 19:00 |  | Smoke Evacuation Systems; Surgical | 35318 | Crystal Vision smoke evacuation system 350d | IC MEDICAL INC | 4505.85
CHRISTIANA |  | HOSPITAL-CH | 0 | I 2190 | DE |  | 2003-11-26 19:00 |  | Smoke Evacuation Systems; Surgical | 35317 | Crystal Vision smoke evacuation system 350d | IC MEDICAL INC | 4505.85
CHRISTIANA |  | WH SURGI | 0 | I 2182 | DE |  | 2003-11-26 19:00 |  | Smoke Evacuation Systems; Surgical | 35320 | Crystal Vision smoke evacuation system 350d | IC MEDICAL INC | 4505.85
CHRISTIANA |  | WH SURGI | 0 | I 2186 | DE |  | 2003-11-26 19:00 |  | Smoke Evacuation Systems; Surgical | 35319 | Crystal Vision smoke evacuation system 350d | IC MEDICAL INC | 4505.85
CHRISTIANA |  | HOSPITAL-CH | 0 | I 2184 | DE |  | 2003-11-26 19:00 |  | Smoke Evacuation Systems; Surgical | 35321 | Crystal Vision smoke evacuation system 350d | IC MEDICAL INC | 4505.85
CHRISTIANA |  | HOSPITAL-CH | 0 | I 1522 | DE |  |  |  | Smoke Evacuation Systems; Surgical | 27644 | Crystal Vision smoke evacuation system 350d | IC MEDICAL INC | 3000
CHRISTIANA |  | HOSPITAL-CH | 0 | I1524 | DE |  | 2008-01-20 19:00 |  | Smoke Evacuation Systems; Surgical | 27648 | Crystal Vision smoke evacuation system 350d | IC MEDICAL INC | 2500
CHRISTIANA |  | WH SURGI | 0 | I 1539 | DE |  | 1998-08-22 20:00 |  | Smoke Evacuation Systems; Surgical | 28119 | Crystal Vision smoke evacuation system 350d | IC MEDICAL INC | 4416
CHRISTIANA |  | HOSPITAL-CH | 0 | I2136 | DE |  | 2003-05-13 20:00 |  | Smoke Evacuation Systems; Surgical | 34648 | Crystal Vision smoke evacuation system 350d | IC MEDICAL INC | 4750
CHRISTIANA |  | HOSPITAL-WH | 0 | I 1537 | DE |  |  |  | Smoke Evacuation Systems; Surgical | 28113 | Crystal Vision smoke evacuation system 350d | IC MEDICAL INC | 4416
CHRISTIANA |  | CH-SURGI | 0 | 1502 | DE |  | 2008-01-20 19:00 |  | Smoke Evacuation Systems; Surgical | 27444 | Crystal Vision smoke evacuation system 350d | IC MEDICAL INC | 3000
CHRISTIANA |  | WH SURGI | 0 | I1632 | DE |  | 1999-10-18 20:00 |  | Smoke Evacuation Systems; Surgical | 29651 | Crystal Vision smoke evacuation system 350d | IC MEDICAL INC | 4750
CHRISTIANA |  | HOSPITAL-WH | 0 | I 1541 | DE |  |  |  | Smoke Evacuation Systems; Surgical | 28117 | Crystal Vision smoke evacuation system 350d | IC MEDICAL INC | 4416
CHRISTIANA |  | WH SURGI | 0 | I1630 | DE |  | 1999-10-18 20:00 |  | Smoke Evacuation Systems; Surgical | 29660 | Crystal Vision smoke evacuation system 350d | IC MEDICAL INC | 4750
CHRISTIANA |  | HOSPITAL-WH | 0 | I1633 | DE |  |  |  | Smoke Evacuation Systems; Surgical | 29684 | Crystal Vision smoke evacuation system 350d | IC MEDICAL INC | 4750
CHRISTIANA |  | WH SURGI | 0 | I1634 | DE |  | 1999-10-18 20:00 |  | Smoke Evacuation Systems; Surgical | 29662 | Crystal Vision smoke evacuation system 350d | IC MEDICAL INC | 4750
CHRISTIANA |  | HOSPITAL-CH | 0 | I 1521 | DE |  | 2008-01-20 19:00 |  | Smoke Evacuation Systems; Surgical | 27643 | Crystal Vision smoke evacuation system 350d | IC MEDICAL INC | 3000
CHRISTIANA |  | CH-SURGI | 0 | I1810 | DE |  | 2001-02-24 19:00 |  | Smoke Evacuation Systems; Surgical | 29521 | Crystal Vision smoke evacuation system 350d | IC MEDICAL INC | 4607
CHRISTIANA |  | HOSPITAL-WH | 0 | I 1310 | DE |  |  |  | Smoke Evacuation Systems; Surgical | 25862 | Crystal Vision smoke evacuation system 350d | IC MEDICAL INC | 3375
CHRISTIANA |  | HOSPITAL-WH | 0 | I 1308 | DE |  |  |  | Smoke Evacuation Systems; Surgical | 25864 | Crystal Vision smoke evacuation system 350d | IC MEDICAL INC | 3375
CHRISTIANA |  | HOSPITAL-CH | 0 | I 1519 | DE |  | 2008-01-20 19:00 |  | Smoke Evacuation Systems; Surgical | 27647 | Crystal Vision smoke evacuation system 350d | IC MEDICAL INC | 3000
CHRISTIANA |  | CH-SURGI | 0 | I1809 | DE |  | 2001-02-24 19:00 |  | Smoke Evacuation Systems; Surgical | 29522 | Crystal Vision smoke evacuation system 350d | IC MEDICAL INC | 4607
CHRISTIANA |  | HOSPITAL-WH | 0 | I 1307 | DE |  |  |  | Smoke Evacuation Systems; Surgical | 25863 | Crystal Vision smoke evacuation system 350d | IC MEDICAL INC | 3375
CHRISTIANA |  | HOSPITAL-WH | 0 | I 1300 | DE |  |  |  | Smoke Evacuation Systems; Surgical | 25865 | Crystal Vision smoke evacuation system 350d | IC MEDICAL INC | 3375
CHRISTIANA |  | HOSPITAL-WH | 0 | I 1535 | DE |  |  |  | Smoke Evacuation Systems; Surgical | 28112 | Crystal Vision smoke evacuation system 350d | IC MEDICAL INC | 4416
CHRISTIANA |  | HOSPITAL-CH | 0 | I 1240 | DE |  | 1996-08-10 20:00 |  | Smoke Evacuation Systems; Surgical | 24279 | Crystal Vision smoke evacuation system 350d | IC MEDICAL INC | 3000
CHRISTIANA |  | HOSPITAL-CH | 0 | I 1242 | DE |  | 1996-08-10 20:00 |  | Smoke Evacuation Systems; Surgical | 24280 | Crystal Vision smoke evacuation system 350d | IC MEDICAL INC | 4200
CHRISTIANA |  | HOSPITAL-WH | 0 | I 1538 | DE |  |  |  | Smoke Evacuation Systems; Surgical | 28115 | Crystal Vision smoke evacuation system 350d | IC MEDICAL INC | 4416
CHRISTIANA |  | HOSPITAL-CH | 0 | I 1239 | DE |  | 1996-08-10 20:00 |  | Smoke Evacuation Systems; Surgical | 24277 | Crystal Vision smoke evacuation system 350d | IC MEDICAL INC | 4200
CHRISTIANA |  | HOSPITAL-CH | 0 | I 1233 | DE |  | 1996-08-10 20:00 |  | Smoke Evacuation Systems; Surgical | 24283 | Crystal Vision smoke evacuation system 350d | IC MEDICAL INC | 3000
CHRISTIANA |  | CH-SURGI | 0 | 1499 | DE |  | 2008-01-20 19:00 |  | Smoke Evacuation Systems; Surgical | 27443 | Crystal Vision smoke evacuation system 350d | IC MEDICAL INC | 3000
CHRISTIANA |  | CH-SURGI | 0 | I 1237 | DE |  | 1996-08-10 20:00 |  | Smoke Evacuation Systems; Surgical | 24285 | Crystal Vision smoke evacuation system 350d | IC MEDICAL INC | 4200
CHRISTIANA |  | CH-SURGI | 0 | I 1241 | DE |  | 1996-08-10 20:00 |  | Smoke Evacuation Systems; Surgical | 24284 | Crystal Vision smoke evacuation system 350d | IC MEDICAL INC | 4200
CHRISTIANA |  | HOSPITAL-CH | 0 | I 1518 | DE |  | 2008-01-20 19:00 |  | Smoke Evacuation Systems; Surgical | 27642 | Crystal Vision smoke evacuation system 350d | IC MEDICAL INC | 3000
CHRISTIANA |  | HOSPITAL-CH | 0 | I 1279 | DE |  | 1996-09-29 20:00 |  | Smoke Evacuation Systems; Surgical | 25254 | Crystal Vision smoke evacuation system 350d | IC MEDICAL INC | 5000
CHRISTIANA |  | HOSPITAL-WH | 0 | I 1534 | DE |  |  |  | Smoke Evacuation Systems; Surgical | 28111 | Crystal Vision smoke evacuation system 350d | IC MEDICAL INC | 4416
CHRISTIANA |  | CH-SURGI | 0 | I 1278 | DE |  | 1996-09-29 20:00 |  | Smoke Evacuation Systems; Surgical | 25253 | Crystal Vision smoke evacuation system 350d | IC MEDICAL INC | 5000
CHRISTIANA |  | HOSPITAL-CH | 0 | I 1526 | DE |  | 2008-01-20 19:00 |  | Smoke Evacuation Systems; Surgical | 27650 | Crystal Vision smoke evacuation system 350d | IC MEDICAL INC | 3000
CHRISTIANA |  | HOSPITAL-WH | 0 | I 1312 | DE |  |  |  | Smoke Evacuation Systems; Surgical | 25861 | Crystal Vision smoke evacuation system 350d | IC MEDICAL INC | 3375
CHRISTIANA |  | HOSPITAL-CH | 0 | NONE | DE |  |  |  | Exercisers; Aerobic; Treadmill | 39567 | 9.5 SP | PRECOR INC | 0
CHRISTIANA |  | Ketlay Plaza | 0 | 1051 0002429 | DE |  |  |  | Electrocardiographs; Multichannel | 47619 | ECLIPSE LE | BURDICK INC A QUINTON CO | 0
CHRISTIANA |  | HOSPITAL-CH | 0 | 14846 | DE |  |  |  | Recorders; Video; Tape | 26650 | SVO-9500MD | SONY MEDICAL SYSTEMS | 4999.99
CHRISTIANA |  | CH-SURGI | 0 | 171X1364 | DE |  |  |  | Recorders; Video; Tape | 17658 | BR35002 | JVC CORP | 5000
CHRISTIANA |  | HOSPITAL-CH | 0 | KE11144 | DE |  |  |  | Warmers; Radiant; Infant | 17836 | CBA78-1 | HILL-ROM AIR-SHIELDS A HILL-ROM CO | 8000
CHRISTIANA |  | WH SURGI | 0 | AP119315 | DE |  |  |  | Tourniquets; Pneumatic | 20484 | ATS 500 | Zimmer Biomet | 4200
CHRISTIANA |  | WH SURGI | 0 | AS119315 | DE |  |  |  | Tourniquets; Pneumatic | 20483 | ATS 500 | Zimmer Biomet | 4200
CHRISTIANA |  | HOSPITAL-CH | 0 | 2134 | DE |  |  |  | Microtomes | 14183 | 1512 | LEITZ INC | 5800
CHRISTIANA |  | HOSPITAL-WH | 0 | NS | DE |  |  |  | Microtomes | 13957 | 1512 | LEITZ INC | 10000
CHRISTIANA |  | HOSPITAL-WH | 0 | NONE | DE |  |  |  | Microtomes | 13956 | 1512 | LEITZ INC | 2129
CHRISTIANA |  | HOSPITAL-CH | 0 | NS | DE |  |  |  | Microtomes | 14186 | 1512 | LEITZ INC | 1102
CHRISTIANA |  | HOSPITAL-CH | 0 | 30430212 | DE |  |  |  |  | 36448 | 11-680-626W | FISHER SCIENTIFIC | 1999.99
CHRISTIANA |  | HOSPITAL-CH | 0 | KDHA0416 | DE |  |  |  | MONITORING SYSTEMS; PHYSIOLOGIC | 23814 | 15322 | BIRD PRODUCTS 3M MEDICAL PRODUCTS DIV | 9000
CHRISTIANA |  | HOSPITAL-CH | 0 | KHHA1516 | DE |  |  |  | MONITORING SYSTEMS; PHYSIOLOGIC | 26786 | 15322 | BIRD PRODUCTS 3M MEDICAL PRODUCTS DIV | 3000
CHRISTIANA |  | HOSPITAL-CH | 0 | KEHA0980 | DE |  |  |  | MONITORING SYSTEMS; PHYSIOLOGIC | 23813 | 15322 | BIRD PRODUCTS 3M MEDICAL PRODUCTS DIV | 9000
CHRISTIANA |  | HOSPITAL-CH | 0 | KKHA1458 | DE |  |  |  | MONITORING SYSTEMS; PHYSIOLOGIC | 28936 | 15322 | BIRD PRODUCTS 3M MEDICAL PRODUCTS DIV | 1000
CHRISTIANA |  | HOSPITAL-CH | 0 | KGHA 1511 | DE |  |  |  | MONITORING SYSTEMS; PHYSIOLOGIC | 25278 | 15322 | BIRD PRODUCTS 3M MEDICAL PRODUCTS DIV | 9000
CHRISTIANA |  | HOSPITAL-CH | 0 | KKHA1462 | DE |  |  |  | MONITORING SYSTEMS; PHYSIOLOGIC | 28939 | 15322 | BIRD PRODUCTS 3M MEDICAL PRODUCTS DIV | 1000
CHRISTIANA |  | HOSPITAL-CH | 0 | KGHA1488 | DE |  |  |  | MONITORING SYSTEMS; PHYSIOLOGIC | 25281 | 15322 | BIRD PRODUCTS 3M MEDICAL PRODUCTS DIV | 9000
CHRISTIANA |  | HOSPITAL-CH | 0 | KHHA1562 | DE |  |  |  | MONITORING SYSTEMS; PHYSIOLOGIC | 26609 | 15322 | BIRD PRODUCTS 3M MEDICAL PRODUCTS DIV | 3000
CHRISTIANA |  | HOSPITAL-CH | 0 | KKHA1492 | DE |  |  |  | MONITORING SYSTEMS; PHYSIOLOGIC | 28933 | 15322 | BIRD PRODUCTS 3M MEDICAL PRODUCTS DIV | 1000
CHRISTIANA |  | HOSPITAL-CH | 0 | KHHA1592 | DE |  |  |  | MONITORING SYSTEMS; PHYSIOLOGIC | 26776 | 15322 | BIRD PRODUCTS 3M MEDICAL PRODUCTS DIV | 3000
CHRISTIANA |  | HOSPITAL-CH | 0 | KHHA1595 | DE |  |  |  | MONITORING SYSTEMS; PHYSIOLOGIC | 26780 | 15322 | BIRD PRODUCTS 3M MEDICAL PRODUCTS DIV | 3000
CHRISTIANA |  | HOSPITAL-CH | 0 | KHHA1596 | DE |  |  |  | MONITORING SYSTEMS; PHYSIOLOGIC | 26779 | 15322 | BIRD PRODUCTS 3M MEDICAL PRODUCTS DIV | 3000
CHRISTIANA |  | HOSPITAL-CH | 0 | KHHA1597 | DE |  |  |  | MONITORING SYSTEMS; PHYSIOLOGIC | 26773 | 15322 | BIRD PRODUCTS 3M MEDICAL PRODUCTS DIV | 3000
CHRISTIANA |  | HOSPITAL-CH | 0 | KHHA1510 | DE |  |  |  | MONITORING SYSTEMS; PHYSIOLOGIC | 26787 | 15322 | BIRD PRODUCTS 3M MEDICAL PRODUCTS DIV | 3000
CHRISTIANA |  | HOSPITAL-CH | 0 | KHHA1594 | DE |  |  |  | MONITORING SYSTEMS; PHYSIOLOGIC | 26783 | 15322 | BIRD PRODUCTS 3M MEDICAL PRODUCTS DIV | 3000
CHRISTIANA |  | HOSPITAL-CH | 0 | AEMR00441 | DE |  |  |  | Tents; Mist | 16668 | 370 | GE MEDICAL SYSTEMS | 1801
CHRISTIANA |  | HOSPITAL-CH | 0 | AEMR00459 | DE |  |  |  | Tents; Mist | 16666 | 370 | GE MEDICAL SYSTEMS | 1800
CHRISTIANA |  | HOSPITAL-CH | 0 | AEMS00294 | DE |  |  |  | Tents; Mist | 17753 | 370 | GE MEDICAL SYSTEMS | 1950
CHRISTIANA |  | HOSPITAL-CH | 0 | AEMS00301 | DE |  |  |  | Tents; Mist | 17751 | 370 | GE MEDICAL SYSTEMS | 1983
CHRISTIANA |  | HOSPITAL-CH | 0 | AEMS02293 | DE |  |  |  | Tents; Mist | 17754 | 370 | GE MEDICAL SYSTEMS | 1984
CHRISTIANA |  | HOSPITAL-CH | 0 | 3632701003 | DE |  | 2002-02-10 19:00 |  | WASHERS; Labware | 37806 | 370 | STERIS Corp | 25000
CHRISTIANA |  | HOSPITAL-CH | 0 | 119290 | DE |  |  |  | Microscopes; Light; Laboratory | 14461 | OPTIPHOT | NIKON INSTRUMENTS INC | 7395
CHRISTIANA |  | HOSPITAL-CH | 0 | 140739 | DE |  |  |  | Microscopes; Light; Laboratory | 29107 | OPTIPHOT | NIKON INSTRUMENTS INC | 500
CHRISTIANA |  | HOSPITAL-CH | 0 | 092910-006 | DE |  | 2010-11-17 19:00 |  | Radiofrequency Generators | 46147 | Baylis RF Puncture Generator RFP-100-115 | BAYLIS MEDICAL CO INC | 15000
CHRISTIANA |  | HOSPITAL-CH | 0 | NONE | DE |  |  |  | Scales; Patient; Floor | 21947 | 3P7044 | DETECTO SCALE CO DIV CARDINAL SCALE MFG CO | 1000
CHRISTIANA |  | Pike Creek | 0 | NONE | DE |  | 2011-04-05 20:00 |  | Scales; Patient; Floor | 47633 | 3P7044 | DETECTO SCALE CO DIV CARDINAL SCALE MFG CO | 1500 | Purchased
CHRISTIANA |  | HOSPITAL-CH | 0 | FB300380157 | DE |  | 2012-07-18 20:00 |  | Power Supplies; Regulated; Electrophoresis | 49315 | FB300 | FISHER SCIENTIFIC | 1500
CHRISTIANA |  | HOSPITAL-CH | 0 | SCN20130409-04 | DE |  |  |  | Cameras; Video; Endoscope | 52622 | SC00F2D1 STREAM CONNECT NFO | STORZ ENDOSCOPY-AMERICA INC | 0
CHRISTIANA |  | Carneys Point | 0 | 1821211 | NJ |  |  |  | Cameras; Video; Endoscope | 28076 | OTV-ST | OLYMPUS AMERICA INC | 1000
CHRISTIANA |  | HOSPITAL-WH | 0 | 1284 | DE |  | 1992-02-26 19:00 |  | Cameras; Video; Endoscope | 19621 | 5960 SVHS | MEDICAL DYNAMICS INC | 10000 | Purchased
CHRISTIANA |  | HOSPITAL-CH | 0 | 914-620 | DE |  |  |  | Radiofrequency Therapy Systems; Tissue Ablation | 29035 | RFG-3C | RADIONICS INC DIV TYCO HEALTHCARE GROUP LP | 26900
CHRISTIANA |  | HOSPITAL-CH | 0 | 914-082 | DE |  |  |  | Radiofrequency Therapy Systems; Tissue Ablation | 26473 | RFG-3C | RADIONICS INC DIV TYCO HEALTHCARE GROUP LP | 25000
CHRISTIANA |  | PMRI | 0 | H1308 | DE |  |  |  | Analyzers; Physiologic; Body Composition | 21274 | B1A-106 | RJL SYSTEMS INC | 5750
CHRISTIANA |  | HOSPITAL-CH | 0 | 14599683 | DE |  |  |  | Infusion Pumps; General-Purpose | 43988 | 16027 | HOSPIRA HEALTHCARE CORP | 7671
CHRISTIANA |  | HOSPITAL-CH | 0 | 14603711 | DE |  |  |  | Infusion Pumps; General-Purpose | 44705 | 16027 | HOSPIRA HEALTHCARE CORP | 7171
CHRISTIANA |  | HOSPITAL-CH | 0 | 14599115 | DE |  |  |  | Infusion Pumps; General-Purpose | 43926 | 16027 | HOSPIRA HEALTHCARE CORP | 7671
CHRISTIANA |  | HOSPITAL-CH | 0 | 14594312 | DE |  |  |  | Infusion Pumps; General-Purpose | 44526 | 16027 | HOSPIRA HEALTHCARE CORP | 7671
CHRISTIANA |  | HOSPITAL-CH | 0 | 14599031 | DE |  |  |  | Infusion Pumps; General-Purpose | 43808 | 16027 | HOSPIRA HEALTHCARE CORP | 7671
CHRISTIANA |  | HOSPITAL-CH | 0 | 14599201 | DE |  |  |  | Infusion Pumps; General-Purpose | 43810 | 16027 | HOSPIRA HEALTHCARE CORP | 7671
CHRISTIANA |  | HOSPITAL-CH | 0 | 14598989 | DE |  |  |  | Infusion Pumps; General-Purpose | 43959 | 16027 | HOSPIRA HEALTHCARE CORP | 7671
CHRISTIANA |  | HOSPITAL-CH | 0 | 14598967 | DE |  |  |  | Infusion Pumps; General-Purpose | 43824 | 16027 | HOSPIRA HEALTHCARE CORP | 7671
CHRISTIANA |  | HOSPITAL-CH | 0 | 14599745 | DE |  |  |  | Infusion Pumps; General-Purpose | 43826 | 16027 | HOSPIRA HEALTHCARE CORP | 7671
CHRISTIANA |  | HOSPITAL-CH | 0 | 14595211 | DE |  |  |  | Infusion Pumps; General-Purpose | 44514 | 16027 | HOSPIRA HEALTHCARE CORP | 7671
CHRISTIANA |  | HOSPITAL-CH | 0 | 14599278 | DE |  | 2020-01-14 14:57 |  | Infusion Pumps; General-Purpose | 44103 | 16027 | HOSPIRA HEALTHCARE CORP | 7671
CHRISTIANA |  | HOSPITAL-CH | 0 | 14598445 | DE |  |  |  | Infusion Pumps; General-Purpose | 43278 | 16027 | HOSPIRA HEALTHCARE CORP | 7671
CHRISTIANA |  | HOSPITAL-WH | 0 | 14599739 | DE |  |  |  | Infusion Pumps; General-Purpose | 43961 | 16027 | HOSPIRA HEALTHCARE CORP | 7671
CHRISTIANA |  | HOSPITAL-CH | 0 | 14599178 | DE |  |  |  | Infusion Pumps; General-Purpose | 43987 | 16027 | HOSPIRA HEALTHCARE CORP | 7671
CHRISTIANA |  | HOSPITAL-CH | 0 | 14603691 | DE |  |  |  | Infusion Pumps; General-Purpose | 44706 | 16027 | HOSPIRA HEALTHCARE CORP | 7171
CHRISTIANA |  | HOSPITAL-CH | 0 | 14599550 | DE |  |  |  | Infusion Pumps; General-Purpose | 43925 | 16027 | HOSPIRA HEALTHCARE CORP | 7671
CHRISTIANA |  | HOSPITAL-CH | 0 | 14599908 | DE |  |  |  | Infusion Pumps; General-Purpose | 43927 | 16027 | HOSPIRA HEALTHCARE CORP | 7671
CHRISTIANA |  | HOSPITAL-WH | 0 | 14599540 | DE |  |  |  | Infusion Pumps; General-Purpose | 43940 | 16027 | HOSPIRA HEALTHCARE CORP | 7671
CHRISTIANA |  | HOSPITAL-CH | 0 | 14594104 | DE |  |  |  | Infusion Pumps; General-Purpose | 44532 | 16027 | HOSPIRA HEALTHCARE CORP | 7671
CHRISTIANA |  | HOSPITAL-CH | 0 | 14599207 | DE |  |  |  | Infusion Pumps; General-Purpose | 43807 | 16027 | HOSPIRA HEALTHCARE CORP | 7671
CHRISTIANA |  | MIDDLETOWN ED | 0 | 14599266 | DE |  |  |  | Infusion Pumps; General-Purpose | 43809 | 16027 | HOSPIRA HEALTHCARE CORP | 7671
CHRISTIANA |  | HOSPITAL-CH | 0 | 14599834 | DE |  |  |  | Infusion Pumps; General-Purpose | 43956 | 16027 | HOSPIRA HEALTHCARE CORP | 7671
CHRISTIANA |  | HOSPITAL-WH | 0 | 14599921 | DE |  |  |  | Infusion Pumps; General-Purpose | 43825 | 16027 | HOSPIRA HEALTHCARE CORP | 7671
CHRISTIANA |  | HOSPITAL-CH | 0 | 14598926 | DE |  |  |  | Infusion Pumps; General-Purpose | 43827 | 16027 | HOSPIRA HEALTHCARE CORP | 7671
CHRISTIANA |  | HOSPITAL-CH | 0 | 14597976 | DE |  |  |  | Infusion Pumps; General-Purpose | 44515 | 16027 | HOSPIRA HEALTHCARE CORP | 7671
CHRISTIANA |  | HOSPITAL-CH | 0 | 14599187 | DE |  |  |  | Infusion Pumps; General-Purpose | 44069 | 16027 | HOSPIRA HEALTHCARE CORP | 7671
CHRISTIANA |  | HOSPITAL-CH | 0 | 14599823 | DE |  |  |  | Infusion Pumps; General-Purpose | 44178 | 16027 | HOSPIRA HEALTHCARE CORP | 7671
CHRISTIANA |  | HOSPITAL-CH | 0 | 14599841 | DE |  |  |  | Infusion Pumps; General-Purpose | 43962 | 16027 | HOSPIRA HEALTHCARE CORP | 7671
CHRISTIANA |  | HOSPITAL-CH | 0 | 14597339 | DE |  |  |  | Infusion Pumps; General-Purpose | 44277 | 16027 | HOSPIRA HEALTHCARE CORP | 7671
CHRISTIANA |  | HOSPITAL-CH | 0 | 14603671 | DE |  |  |  | Infusion Pumps; General-Purpose | 44707 | 16027 | HOSPIRA HEALTHCARE CORP | 7171
CHRISTIANA |  | HOSPITAL-CH | 0 | 14597433 | DE |  |  |  | Infusion Pumps; General-Purpose | 44803 | 16027 | HOSPIRA HEALTHCARE CORP | 7171
CHRISTIANA |  | HOSPITAL-CH | 0 | 14598975 | DE |  |  |  | Infusion Pumps; General-Purpose | 43928 | 16027 | HOSPIRA HEALTHCARE CORP | 7671
CHRISTIANA |  | HOSPITAL-WH | 0 | 14599156 | DE |  |  |  | Infusion Pumps; General-Purpose | 43930 | 16027 | HOSPIRA HEALTHCARE CORP | 7671
CHRISTIANA |  | HOSPITAL-CH | 0 | 14599083 | DE |  |  |  | Infusion Pumps; General-Purpose | 44165 | 16027 | HOSPIRA HEALTHCARE CORP | 7671
CHRISTIANA |  | HOSPITAL-CH | 0 | 14599050 | DE |  |  |  | Infusion Pumps; General-Purpose | 43813 | 16027 | HOSPIRA HEALTHCARE CORP | 7671
CHRISTIANA |  | HOSPITAL-CH | 0 | 14599169 | DE |  |  |  | Infusion Pumps; General-Purpose | 43815 | 16027 | HOSPIRA HEALTHCARE CORP | 7671
CHRISTIANA |  | HOSPITAL-CH | 0 | 14599281 | DE |  |  |  | Infusion Pumps; General-Purpose | 44133 | 16027 | HOSPIRA HEALTHCARE CORP | 7671
CHRISTIANA |  | HOSPITAL-CH | 0 | 14599634 | DE |  |  |  | Infusion Pumps; General-Purpose | 43828 | 16027 | HOSPIRA HEALTHCARE CORP | 7671
CHRISTIANA |  | HOSPITAL-CH | 0 | 14599911 | DE |  |  |  | Infusion Pumps; General-Purpose | 43830 | 16027 | HOSPIRA HEALTHCARE CORP | 7671
CHRISTIANA |  | HOSPITAL-CH | 0 | 14591624 | DE |  |  |  | Infusion Pumps; General-Purpose | 44869 | 16027 | HOSPIRA HEALTHCARE CORP | 7671
CHRISTIANA |  | HOSPITAL-CH | 0 | 14594482 | DE |  |  |  | Infusion Pumps; General-Purpose | 42027 | 16027 | HOSPIRA HEALTHCARE CORP | 7671
CHRISTIANA |  | HOSPITAL-CH | 0 | 14596698 | DE |  |  |  | Infusion Pumps; General-Purpose | 44516 | 16027 | HOSPIRA HEALTHCARE CORP | 7671
CHRISTIANA |  | HOSPITAL-CH | 0 | 14599248 | DE |  |  |  | Infusion Pumps; General-Purpose | 44183 | 16027 | HOSPIRA HEALTHCARE CORP | 7671
CHRISTIANA |  | HOSPITAL-CH | 0 | 14598347 | DE |  |  |  | Infusion Pumps; General-Purpose | 43281 | 16027 | HOSPIRA HEALTHCARE CORP | 7671
CHRISTIANA |  | HOSPITAL-WH | 0 | 14599690 | DE |  |  |  | Infusion Pumps; General-Purpose | 43963 | 16027 | HOSPIRA HEALTHCARE CORP | 7671
CHRISTIANA |  | HOSPITAL-CH | 0 | 14598994 | DE |  |  |  | Infusion Pumps; General-Purpose | 43965 | 16027 | HOSPIRA HEALTHCARE CORP | 7671
CHRISTIANA |  | HOSPITAL-CH | 0 | 14599846 | DE |  |  |  | Infusion Pumps; General-Purpose | 43967 | 16027 | HOSPIRA HEALTHCARE CORP | 7671
CHRISTIANA |  | HOSPITAL-CH | 0 | 14596419 | DE |  |  |  | Infusion Pumps; General-Purpose | 44533 | 16027 | HOSPIRA HEALTHCARE CORP | 7671
CHRISTIANA |  | HOSPITAL-WH | 0 | 14603633 | DE |  |  |  | Infusion Pumps; General-Purpose | 44708 | 16027 | HOSPIRA HEALTHCARE CORP | 7171
CHRISTIANA |  | HOSPITAL-CH | 0 | 14599720 | DE |  |  |  | Infusion Pumps; General-Purpose | 43782 | 16027 | HOSPIRA HEALTHCARE CORP | 7671
CHRISTIANA |  | HOSPITAL-CH | 0 | 14599149 | DE |  |  |  | Infusion Pumps; General-Purpose | 43929 | 16027 | HOSPIRA HEALTHCARE CORP | 7671
CHRISTIANA |  | HOSPITAL-WH | 0 | 14599590 | DE |  |  |  | Infusion Pumps; General-Purpose | 43931 | 16027 | HOSPIRA HEALTHCARE CORP | 7671
CHRISTIANA |  | HOSPITAL-CH | 0 | 14599877 | DE |  |  |  | Infusion Pumps; General-Purpose | 44166 | 16027 | HOSPIRA HEALTHCARE CORP | 7671
CHRISTIANA |  | HOSPITAL-CH | 0 | 14599118 | DE |  |  |  | Infusion Pumps; General-Purpose | 43812 | 16027 | HOSPIRA HEALTHCARE CORP | 7671
CHRISTIANA |  | HOSPITAL-CH | 0 | 14599152 | DE |  |  |  | Infusion Pumps; General-Purpose | 43814 | 16027 | HOSPIRA HEALTHCARE CORP | 7671
CHRISTIANA |  | HOSPITAL-CH | 0 | 14599653 | DE |  |  |  | Infusion Pumps; General-Purpose | 44132 | 16027 | HOSPIRA HEALTHCARE CORP | 7671
CHRISTIANA |  | HOSPITAL-CH | 0 | 14598901 | DE |  |  |  | Infusion Pumps; General-Purpose | 43829 | 16027 | HOSPIRA HEALTHCARE CORP | 7671
CHRISTIANA |  | HOSPITAL-CH | 0 | 14599541 | DE |  |  |  | Infusion Pumps; General-Purpose | 43831 | 16027 | HOSPIRA HEALTHCARE CORP | 7671
CHRISTIANA |  | HOSPITAL-CH | 0 | 14599711 | DE |  |  |  | Infusion Pumps; General-Purpose | 44182 | 16027 | HOSPIRA HEALTHCARE CORP | 7671
CHRISTIANA |  | HOSPITAL-CH | 0 | 14599256 | DE |  |  |  | Infusion Pumps; General-Purpose | 44184 | 16027 | HOSPIRA HEALTHCARE CORP | 7671
CHRISTIANA |  | HOSPITAL-CH | 0 | 14598363 | DE |  |  |  | Infusion Pumps; General-Purpose | 43280 | 16027 | HOSPIRA HEALTHCARE CORP | 7671
CHRISTIANA |  | HOSPITAL-CH | 0 | 14599279 | DE |  |  |  | Infusion Pumps; General-Purpose | 43964 | 16027 | HOSPIRA HEALTHCARE CORP | 7671
CHRISTIANA |  | HOSPITAL-CH | 0 | 14598983 | DE |  |  |  | Infusion Pumps; General-Purpose | 43966 | 16027 | HOSPIRA HEALTHCARE CORP | 7671
CHRISTIANA |  | HOSPITAL-CH | 0 | 14599718 | DE |  |  |  | Infusion Pumps; General-Purpose | 43783 | 16027 | HOSPIRA HEALTHCARE CORP | 7671
CHRISTIANA |  | HOSPITAL-CH | 0 | 14599022 | DE |  |  |  | Infusion Pumps; General-Purpose | 43785 | 16027 | HOSPIRA HEALTHCARE CORP | 7671
CHRISTIANA |  | HOSPITAL-CH | 0 | 14599130 | DE |  |  |  | Infusion Pumps; General-Purpose | 43932 | 16027 | HOSPIRA HEALTHCARE CORP | 7671
CHRISTIANA |  | HOSPITAL-CH | 0 | 14599262 | DE |  |  |  | Infusion Pumps; General-Purpose | 43933 | 16027 | HOSPIRA HEALTHCARE CORP | 7671
CHRISTIANA |  | HOSPITAL-CH | 0 | 14598890 | DE |  |  |  | Infusion Pumps; General-Purpose | 43935 | 16027 | HOSPIRA HEALTHCARE CORP | 7671
CHRISTIANA |  | HOSPITAL-WH | 0 | 14599165 | DE |  |  |  | Infusion Pumps; General-Purpose | 44167 | 16027 | HOSPIRA HEALTHCARE CORP | 7671
CHRISTIANA |  | Smyrna Health & Wellness Center | 0 | 14599652 | DE |  |  |  | Infusion Pumps; General-Purpose | 44169 | 16027 | HOSPIRA HEALTHCARE CORP | 7671
CHRISTIANA |  | HOSPITAL-CH | 0 | 14599530 | DE |  |  |  | Infusion Pumps; General-Purpose | 43951 | 16027 | HOSPIRA HEALTHCARE CORP | 7671
CHRISTIANA |  | HOSPITAL-CH | 0 | 14599052 | DE |  |  |  | Infusion Pumps; General-Purpose | 43972 | 16027 | HOSPIRA HEALTHCARE CORP | 7671
CHRISTIANA |  | HOSPITAL-CH | 0 | 14598922 | DE |  |  |  | Infusion Pumps; General-Purpose | 43977 | 16027 | HOSPIRA HEALTHCARE CORP | 7671
CHRISTIANA |  | HOSPITAL-CH | 0 | 14599609 | DE |  |  |  | Infusion Pumps; General-Purpose | 44135 | 16027 | HOSPIRA HEALTHCARE CORP | 7671
CHRISTIANA |  | HOSPITAL-CH | 0 | 14599039 | DE |  |  |  | Infusion Pumps; General-Purpose | 44137 | 16027 | HOSPIRA HEALTHCARE CORP | 7671
CHRISTIANA |  | HOSPITAL-CH | 0 | 14603761 | DE |  |  |  | Infusion Pumps; General-Purpose | 44701 | 16027 | HOSPIRA HEALTHCARE CORP | 7171
CHRISTIANA |  | HOSPITAL-CH | 0 | 14598557 | DE |  |  |  | Infusion Pumps; General-Purpose | 43896 | 16027 | HOSPIRA HEALTHCARE CORP | 7671
CHRISTIANA |  | HOSPITAL-CH | 0 | 14598344 | DE |  |  |  | Infusion Pumps; General-Purpose | 43752 | 16027 | HOSPIRA HEALTHCARE CORP | 7671
CHRISTIANA |  | HOSPITAL-CH | 0 | 14594505 | DE |  |  |  | Infusion Pumps; General-Purpose | 42028 | 16027 | HOSPIRA HEALTHCARE CORP | 7671
CHRISTIANA |  | HOSPITAL-WH | 0 | 14599179 | DE |  |  |  | Infusion Pumps; General-Purpose | 44185 | 16027 | HOSPIRA HEALTHCARE CORP | 7671
CHRISTIANA |  | HOSPITAL-CH | 0 | 14599917 | DE |  |  |  | Infusion Pumps; General-Purpose | 44187 | 16027 | HOSPIRA HEALTHCARE CORP | 7671
CHRISTIANA |  | HOSPITAL-CH | 0 | 14598917 | DE |  |  |  | Infusion Pumps; General-Purpose | 43816 | 16027 | HOSPIRA HEALTHCARE CORP | 7671
CHRISTIANA |  | HOSPITAL-CH | 0 | 14599699 | DE |  |  |  | Infusion Pumps; General-Purpose | 43818 | 16027 | HOSPIRA HEALTHCARE CORP | 7671
CHRISTIANA |  | HOSPITAL-CH | 0 | 14597927 | DE |  |  |  | Infusion Pumps; General-Purpose | 44535 | 16027 | HOSPIRA HEALTHCARE CORP | 7671
CHRISTIANA |  | HOSPITAL-CH | 0 | 14598940 | DE |  |  |  | Infusion Pumps; General-Purpose | 43784 | 16027 | HOSPIRA HEALTHCARE CORP | 7671
CHRISTIANA |  | HOSPITAL-CH | 0 | 14599227 | DE |  |  |  | Infusion Pumps; General-Purpose | 43786 | 16027 | HOSPIRA HEALTHCARE CORP | 7671
CHRISTIANA |  | HOSPITAL-CH | 0 | 14598929 | DE |  |  |  | Infusion Pumps; General-Purpose | 43934 | 16027 | HOSPIRA HEALTHCARE CORP | 7671
CHRISTIANA |  | HOSPITAL-CH | 0 | 14599196 | DE |  |  |  | Infusion Pumps; General-Purpose | 44168 | 16027 | HOSPIRA HEALTHCARE CORP | 7671
CHRISTIANA |  | HOSPITAL-CH | 0 | 14599677 | DE |  |  |  | Infusion Pumps; General-Purpose | 44170 | 16027 | HOSPIRA HEALTHCARE CORP | 7671
CHRISTIANA |  | HOSPITAL-CH | 0 | 14598982 | DE |  |  |  | Infusion Pumps; General-Purpose | 43950 | 16027 | HOSPIRA HEALTHCARE CORP | 7671
CHRISTIANA |  | HOSPITAL-WH | 0 | 14599734 | DE |  |  |  | Infusion Pumps; General-Purpose | 43973 | 16027 | HOSPIRA HEALTHCARE CORP | 7671
CHRISTIANA |  | HOSPITAL-CH | 0 | 14599640 | DE |  |  |  | Infusion Pumps; General-Purpose | 44134 | 16027 | HOSPIRA HEALTHCARE CORP | 7671
CHRISTIANA |  | HOSPITAL-CH | 0 | 14599659 | DE |  |  |  | Infusion Pumps; General-Purpose | 44136 | 16027 | HOSPIRA HEALTHCARE CORP | 7671
CHRISTIANA |  | HOSPITAL-CH | 0 | 14598387 | DE |  |  |  | Infusion Pumps; General-Purpose | 43754 | 16027 | HOSPIRA HEALTHCARE CORP | 7671
CHRISTIANA |  | HOSPITAL-CH | 0 | 14599604 | DE |  |  |  | Infusion Pumps; General-Purpose | 44186 | 16027 | HOSPIRA HEALTHCARE CORP | 7671
CHRISTIANA |  | HOSPITAL-WH | 0 | 14599159 | DE |  |  |  | Infusion Pumps; General-Purpose | 44188 | 16027 | HOSPIRA HEALTHCARE CORP | 7671
CHRISTIANA |  | HOSPITAL-CH | 0 | 14599859 | DE |  |  |  | Infusion Pumps; General-Purpose | 43817 | 16027 | HOSPIRA HEALTHCARE CORP | 7671
CHRISTIANA |  | HOSPITAL-CH | 0 | 14599763 | DE |  |  |  | Infusion Pumps; General-Purpose | 43819 | 16027 | HOSPIRA HEALTHCARE CORP | 7671
CHRISTIANA |  | HOSPITAL-CH | 0 | 14599689 | DE |  |  |  | Infusion Pumps; General-Purpose | 43970 | 16027 | HOSPIRA HEALTHCARE CORP | 7671
CHRISTIANA |  | HOSPITAL-WH | 0 | 14597109 | DE |  |  |  | Infusion Pumps; General-Purpose | 44534 | 16027 | HOSPIRA HEALTHCARE CORP | 7671
CHRISTIANA |  | HOSPITAL-CH | 0 | 14597274 | DE |  |  |  | Infusion Pumps; General-Purpose | 44536 | 16027 | HOSPIRA HEALTHCARE CORP | 7671
CHRISTIANA |  | HOSPITAL-CH | 0 | 14599168 | DE |  |  |  | Infusion Pumps; General-Purpose | 43787 | 16027 | HOSPIRA HEALTHCARE CORP | 7671
CHRISTIANA |  | MIDDLETOWN ED | 0 | 14598921 | DE |  |  |  | Infusion Pumps; General-Purpose | 43789 | 16027 | HOSPIRA HEALTHCARE CORP | 7671
CHRISTIANA |  | HOSPITAL-CH | 0 | 14598977 | DE |  |  |  | Infusion Pumps; General-Purpose | 43937 | 16027 | HOSPIRA HEALTHCARE CORP | 7671
CHRISTIANA |  | HOSPITAL-CH | 0 | 14598885 | DE |  |  |  | Infusion Pumps; General-Purpose | 43939 | 16027 | HOSPIRA HEALTHCARE CORP | 7671
CHRISTIANA |  | HOSPITAL-CH | 0 | 14599175 | DE |  |  |  | Infusion Pumps; General-Purpose | 44171 | 16027 | HOSPIRA HEALTHCARE CORP | 7671
CHRISTIANA |  | HOSPITAL-CH | 0 | 14594077 | DE |  |  |  | Infusion Pumps; General-Purpose | 44463 | 16027 | HOSPIRA HEALTHCARE CORP | 7671
CHRISTIANA |  | HOSPITAL-WH | 0 | 14599649 | DE |  |  |  | Infusion Pumps; General-Purpose | 44064 | 16027 | HOSPIRA HEALTHCARE CORP | 7671
CHRISTIANA |  | HOSPITAL-WH | 0 | 14599920 | DE |  |  |  | Infusion Pumps; General-Purpose | 43953 | 16027 | HOSPIRA HEALTHCARE CORP | 7671
CHRISTIANA |  | HOSPITAL-CH | 0 | 14599170 | DE |  |  |  | Infusion Pumps; General-Purpose | 43955 | 16027 | HOSPIRA HEALTHCARE CORP | 7671
CHRISTIANA |  | HOSPITAL-CH | 0 | 14599551 | DE |  |  |  | Infusion Pumps; General-Purpose | 43981 | 16027 | HOSPIRA HEALTHCARE CORP | 7671
CHRISTIANA |  | HOSPITAL-CH | 0 | 14599045 | DE |  |  |  | Infusion Pumps; General-Purpose | 43986 | 16027 | HOSPIRA HEALTHCARE CORP | 7671
CHRISTIANA |  | HOSPITAL-CH | 0 | 14599163 | DE |  |  |  | Infusion Pumps; General-Purpose | 44139 | 16027 | HOSPIRA HEALTHCARE CORP | 7671
CHRISTIANA |  | HOSPITAL-CH | 0 | 14603786 | DE |  |  |  | Infusion Pumps; General-Purpose | 44703 | 16027 | HOSPIRA HEALTHCARE CORP | 7171
CHRISTIANA |  | HOSPITAL-CH | 0 | 14598396 | DE |  |  |  | Infusion Pumps; General-Purpose | 43756 | 16027 | HOSPIRA HEALTHCARE CORP | 7671
CHRISTIANA |  | HOSPITAL-CH | 0 | 14598385 | DE |  |  |  | Infusion Pumps; General-Purpose | 43758 | 16027 | HOSPIRA HEALTHCARE CORP | 7671
CHRISTIANA |  | HOSPITAL-CH | 0 | 14599224 | DE |  |  |  | Infusion Pumps; General-Purpose | 44065 | 16027 | HOSPIRA HEALTHCARE CORP | 7671
CHRISTIANA |  | HOSPITAL-WH | 0 | 14599902 | DE |  |  |  | Infusion Pumps; General-Purpose | 44068 | 16027 | HOSPIRA HEALTHCARE CORP | 7671
CHRISTIANA |  | HOSPITAL-CH | 0 | 14599202 | DE |  |  |  | Infusion Pumps; General-Purpose | 44189 | 16027 | HOSPIRA HEALTHCARE CORP | 7671
CHRISTIANA |  | HOSPITAL-CH | 0 | 14599586 | DE |  |  |  | Infusion Pumps; General-Purpose | 43820 | 16027 | HOSPIRA HEALTHCARE CORP | 7671
CHRISTIANA |  | HOSPITAL-CH | 0 | 14599543 | DE |  |  |  | Infusion Pumps; General-Purpose | 43822 | 16027 | HOSPIRA HEALTHCARE CORP | 7671
CHRISTIANA |  | HOSPITAL-CH | 0 | 14598462 | DE |  |  |  | Infusion Pumps; General-Purpose | 44385 | 16027 | HOSPIRA HEALTHCARE CORP | 7671
CHRISTIANA |  | HOSPITAL-CH | 0 | 14598536 | DE |  |  |  | Infusion Pumps; General-Purpose | 44389 | 16027 | HOSPIRA HEALTHCARE CORP | 7671
CHRISTIANA |  | HOSPITAL-CH | 0 | 14599254 | DE |  |  |  | Infusion Pumps; General-Purpose | 43788 | 16027 | HOSPIRA HEALTHCARE CORP | 7671
CHRISTIANA |  | HOSPITAL-CH | 0 | 14599005 | DE |  |  |  | Infusion Pumps; General-Purpose | 43936 | 16027 | HOSPIRA HEALTHCARE CORP | 7671
CHRISTIANA |  | HOSPITAL-CH | 0 | 14599822 | DE |  |  |  | Infusion Pumps; General-Purpose | 43938 | 16027 | HOSPIRA HEALTHCARE CORP | 7671
CHRISTIANA |  | HOSPITAL-CH | 0 | 14599769 | DE |  |  |  | Infusion Pumps; General-Purpose | 44172 | 16027 | HOSPIRA HEALTHCARE CORP | 7671
CHRISTIANA |  | HOSPITAL-CH | 0 | 14594517 | DE |  |  |  | Infusion Pumps; General-Purpose | 44462 | 16027 | HOSPIRA HEALTHCARE CORP | 7671
CHRISTIANA |  | HOSPITAL-CH | 0 | 14595668 | DE |  |  |  | Infusion Pumps; General-Purpose | 44464 | 16027 | HOSPIRA HEALTHCARE CORP | 7671
CHRISTIANA |  | HOSPITAL-CH | 0 | 14598432 | DE |  |  |  | Infusion Pumps; General-Purpose | 43002 | 16027 | HOSPIRA HEALTHCARE CORP | 7671
CHRISTIANA |  | HOSPITAL-CH | 0 | 14598919 | DE |  |  |  | Infusion Pumps; General-Purpose | 43952 | 16027 | HOSPIRA HEALTHCARE CORP | 7671
CHRISTIANA |  | HOSPITAL-CH | 0 | 14599010 | DE |  |  |  | Infusion Pumps; General-Purpose | 43954 | 16027 | HOSPIRA HEALTHCARE CORP | 7671
CHRISTIANA |  | HOSPITAL-CH | 0 | 14599813 | DE |  |  |  | Infusion Pumps; General-Purpose | 43980 | 16027 | HOSPIRA HEALTHCARE CORP | 7671
CHRISTIANA |  | HOSPITAL-CH | 0 | 14599738 | DE |  |  |  | Infusion Pumps; General-Purpose | 43984 | 16027 | HOSPIRA HEALTHCARE CORP | 7671
CHRISTIANA |  | HOSPITAL-CH | 0 | 14599545 | DE |  |  |  | Infusion Pumps; General-Purpose | 44138 | 16027 | HOSPIRA HEALTHCARE CORP | 7671
CHRISTIANA |  | HOSPITAL-CH | 0 | 14603708 | DE |  |  |  | Infusion Pumps; General-Purpose | 44702 | 16027 | HOSPIRA HEALTHCARE CORP | 7171
CHRISTIANA |  | HOSPITAL-CH | 0 | 14603609 | DE |  |  |  | Infusion Pumps; General-Purpose | 44704 | 16027 | HOSPIRA HEALTHCARE CORP | 7171
CHRISTIANA |  | HOSPITAL-CH | 0 | 14598348 | DE |  |  |  | Infusion Pumps; General-Purpose | 43757 | 16027 | HOSPIRA HEALTHCARE CORP | 7671
CHRISTIANA |  | HOSPITAL-CH | 0 | 14598398 | DE |  |  |  | Infusion Pumps; General-Purpose | 43755 | 16027 | HOSPIRA HEALTHCARE CORP | 7671
CHRISTIANA |  | HOSPITAL-CH | 0 | 14594338 | DE |  |  |  | Infusion Pumps; General-Purpose | 44796 | 16027 | HOSPIRA HEALTHCARE CORP | 7171
CHRISTIANA |  | HOSPITAL-CH | 0 | 14599240 | DE |  |  |  | Infusion Pumps; General-Purpose | 44066 | 16027 | HOSPIRA HEALTHCARE CORP | 7671
CHRISTIANA |  | HOSPITAL-CH | 0 | 14599223 | DE |  |  |  | Infusion Pumps; General-Purpose | 43821 | 16027 | HOSPIRA HEALTHCARE CORP | 7671
CHRISTIANA |  | HOSPITAL-CH | 0 | 14599585 | DE |  |  |  | Infusion Pumps; General-Purpose | 43823 | 16027 | HOSPIRA HEALTHCARE CORP | 7671
CHRISTIANA |  | HOSPITAL-CH | 0 | 14598365 | DE |  |  |  | Infusion Pumps; General-Purpose | 44387 | 16027 | HOSPIRA HEALTHCARE CORP | 7671
CHRISTIANA |  | HOSPITAL-CH | 0 | 14595844 | DE |  |  |  | Infusion Pumps; General-Purpose | 44858 | 16027 | HOSPIRA HEALTHCARE CORP | 4905
CHRISTIANA |  | HOSPITAL-CH | 0 | 14596155 | DE |  |  |  | Infusion Pumps; General-Purpose | 44291 | 16027 | HOSPIRA HEALTHCARE CORP | 7671
CHRISTIANA |  | HOSPITAL-CH | 0 | 14599692 | DE |  |  |  | Infusion Pumps; General-Purpose | 43776 | 16027 | HOSPIRA HEALTHCARE CORP | 7671
CHRISTIANA |  | HOSPITAL-CH | 0 | 14599014 | DE |  |  |  | Infusion Pumps; General-Purpose | 43778 | 16027 | HOSPIRA HEALTHCARE CORP | 7671
CHRISTIANA |  | HOSPITAL-WH | 0 | 14599890 | DE |  |  |  | Infusion Pumps; General-Purpose | 44159 | 16027 | HOSPIRA HEALTHCARE CORP | 7671
CHRISTIANA |  | HOSPITAL-CH | 0 | 14599547 | DE |  |  |  | Infusion Pumps; General-Purpose | 44161 | 16027 | HOSPIRA HEALTHCARE CORP | 7671
CHRISTIANA |  | HOSPITAL-CH | 0 | 14599678 | DE |  |  |  | Infusion Pumps; General-Purpose | 44038 | 16027 | HOSPIRA HEALTHCARE CORP | 7671
CHRISTIANA |  | HOSPITAL-CH | 0 | 14603663 | DE |  |  |  | Infusion Pumps; General-Purpose | 44727 | 16027 | HOSPIRA HEALTHCARE CORP | 7171
CHRISTIANA |  | HOSPITAL-CH | 0 | 14603664 | DE |  |  |  | Infusion Pumps; General-Purpose | 44729 | 16027 | HOSPIRA HEALTHCARE CORP | 7171
CHRISTIANA |  | HOSPITAL-WH | 0 | 14598564 | DE |  |  |  | Infusion Pumps; General-Purpose | 43304 | 16027 | HOSPIRA HEALTHCARE CORP | 7671
CHRISTIANA |  | HOSPITAL-CH | 0 | 14598550 | DE |  |  |  | Infusion Pumps; General-Purpose | 43391 | 16027 | HOSPIRA HEALTHCARE CORP | 7671
CHRISTIANA |  | HOSPITAL-CH | 0 | 14598361 | DE |  |  |  | Infusion Pumps; General-Purpose | 43402 | 16027 | HOSPIRA HEALTHCARE CORP | 7671
CHRISTIANA |  | HOSPITAL-WH | 0 | 14599891 | DE |  |  |  | Infusion Pumps; General-Purpose | 44143 | 16027 | HOSPIRA HEALTHCARE CORP | 7671
CHRISTIANA |  | HOSPITAL-CH | 0 | 14599799 | DE |  |  |  | Infusion Pumps; General-Purpose | 44145 | 16027 | HOSPIRA HEALTHCARE CORP | 7671
CHRISTIANA |  | HOSPITAL-CH | 0 | 14603723 | DE |  |  |  | Infusion Pumps; General-Purpose | 44750 | 16027 | HOSPIRA HEALTHCARE CORP | 7171
CHRISTIANA |  | HOSPITAL-CH | 0 | 14603781 | DE |  |  |  | Infusion Pumps; General-Purpose | 44752 | 16027 | HOSPIRA HEALTHCARE CORP | 7171
CHRISTIANA |  | HOSPITAL-WH | 0 | 14599229 | DE |  |  |  | Infusion Pumps; General-Purpose | 43969 | 16027 | HOSPIRA HEALTHCARE CORP | 7671
CHRISTIANA |  | HOSPITAL-CH | 0 | 14599020 | DE |  |  |  | Infusion Pumps; General-Purpose | 43974 | 16027 | HOSPIRA HEALTHCARE CORP | 7671
CHRISTIANA |  | HOSPITAL-CH | 0 | 14599660 | DE |  |  |  | Infusion Pumps; General-Purpose | 44017 | 16027 | HOSPIRA HEALTHCARE CORP | 7671
CHRISTIANA |  | HOSPITAL-CH | 0 | 14599807 | DE |  |  |  | Infusion Pumps; General-Purpose | 44019 | 16027 | HOSPIRA HEALTHCARE CORP | 7671
CHRISTIANA |  | HOSPITAL-WH | 0 | 14598932 | DE |  |  |  | Infusion Pumps; General-Purpose | 43792 | 16027 | HOSPIRA HEALTHCARE CORP | 7671
CHRISTIANA |  | HOSPITAL-WH | 0 | 14599539 | DE |  |  |  | Infusion Pumps; General-Purpose | 43794 | 16027 | HOSPIRA HEALTHCARE CORP | 7671
CHRISTIANA |  | HOSPITAL-CH | 0 | 14599131 | DE |  |  |  | Infusion Pumps; General-Purpose | 44126 | 16027 | HOSPIRA HEALTHCARE CORP | 7671
CHRISTIANA |  | HOSPITAL-CH | 0 | 14599116 | DE |  |  |  | Infusion Pumps; General-Purpose | 44128 | 16027 | HOSPIRA HEALTHCARE CORP | 7671
CHRISTIANA |  | HOSPITAL-WH | 0 | 14597340 | DE |  |  |  | Infusion Pumps; General-Purpose | 44292 | 16027 | HOSPIRA HEALTHCARE CORP | 7671
CHRISTIANA |  | HOSPITAL-CH | 0 | 14598925 | DE |  |  |  | Infusion Pumps; General-Purpose | 43777 | 16027 | HOSPIRA HEALTHCARE CORP | 7671
CHRISTIANA |  | HOSPITAL-CH | 0 | 14599675 | DE |  |  |  | Infusion Pumps; General-Purpose | 44160 | 16027 | HOSPIRA HEALTHCARE CORP | 7671
CHRISTIANA |  | HOSPITAL-CH | 0 | 14599697 | DE |  |  |  | Infusion Pumps; General-Purpose | 44162 | 16027 | HOSPIRA HEALTHCARE CORP | 7671
CHRISTIANA |  | HOSPITAL-CH | 0 | 14603730 | DE |  |  |  | Infusion Pumps; General-Purpose | 44728 | 16027 | HOSPIRA HEALTHCARE CORP | 7171
CHRISTIANA |  | HOSPITAL-CH | 0 | 14598391 | DE |  |  |  | Infusion Pumps; General-Purpose | 43390 | 16027 | HOSPIRA HEALTHCARE CORP | 7671
CHRISTIANA |  | HOSPITAL-CH | 0 | 14598537 | DE |  |  |  | Infusion Pumps; General-Purpose | 43394 | 16027 | HOSPIRA HEALTHCARE CORP | 7671
CHRISTIANA |  | HOSPITAL-CH | 0 | 14599160 | DE |  |  |  | Infusion Pumps; General-Purpose | 44142 | 16027 | HOSPIRA HEALTHCARE CORP | 7671
CHRISTIANA |  | HOSPITAL-CH | 0 | 14599758 | DE |  |  |  | Infusion Pumps; General-Purpose | 44144 | 16027 | HOSPIRA HEALTHCARE CORP | 7671
CHRISTIANA |  | HOSPITAL-CH | 0 | 14603822 | DE |  |  |  | Infusion Pumps; General-Purpose | 44751 | 16027 | HOSPIRA HEALTHCARE CORP | 7171
CHRISTIANA |  | HOSPITAL-CH | 0 | 14598954 | DE |  |  |  | Infusion Pumps; General-Purpose | 43971 | 16027 | HOSPIRA HEALTHCARE CORP | 7671
CHRISTIANA |  | HOSPITAL-CH | 0 | 14599707 | DE |  |  |  | Infusion Pumps; General-Purpose | 43975 | 16027 | HOSPIRA HEALTHCARE CORP | 7671
CHRISTIANA |  | HOSPITAL-CH | 0 | 14599277 | DE |  |  |  | Infusion Pumps; General-Purpose | 44018 | 16027 | HOSPIRA HEALTHCARE CORP | 7671
CHRISTIANA |  | HOSPITAL-CH | 0 | 14599639 | DE |  |  |  | Infusion Pumps; General-Purpose | 44020 | 16027 | HOSPIRA HEALTHCARE CORP | 7671
CHRISTIANA |  | HOSPITAL-CH | 0 | 14599217 | DE |  |  |  | Infusion Pumps; General-Purpose | 43791 | 16027 | HOSPIRA HEALTHCARE CORP | 7671
CHRISTIANA |  | HOSPITAL-CH | 0 | 14599775 | DE |  |  |  | Infusion Pumps; General-Purpose | 43793 | 16027 | HOSPIRA HEALTHCARE CORP | 7671
CHRISTIANA |  | HOSPITAL-CH | 0 | 14599616 | DE |  |  |  | Infusion Pumps; General-Purpose | 44127 | 16027 | HOSPIRA HEALTHCARE CORP | 7671
CHRISTIANA |  | HOSPITAL-CH | 0 | 14599208 | DE |  |  |  | Infusion Pumps; General-Purpose | 44129 | 16027 | HOSPIRA HEALTHCARE CORP | 7671
CHRISTIANA |  | HOSPITAL-WH | 0 | 14595704 | DE |  |  |  | Infusion Pumps; General-Purpose | 44293 | 16027 | HOSPIRA HEALTHCARE CORP | 7671
CHRISTIANA |  | HOSPITAL-CH | 0 | 14599190 | DE |  |  |  | Infusion Pumps; General-Purpose | 43780 | 16027 | HOSPIRA HEALTHCARE CORP | 7671
CHRISTIANA |  | HOSPITAL-CH | 0 | 14599555 | DE |  |  |  | Infusion Pumps; General-Purpose | 44163 | 16027 | HOSPIRA HEALTHCARE CORP | 7671
CHRISTIANA |  | HOSPITAL-CH | 0 | 14599270 | DE |  |  |  | Infusion Pumps; General-Purpose | 44040 | 16027 | HOSPIRA HEALTHCARE CORP | 7671
CHRISTIANA |  | HOSPITAL-CH | 0 | 14599630 | DE |  |  |  | Infusion Pumps; General-Purpose | 44043 | 16027 | HOSPIRA HEALTHCARE CORP | 7671
CHRISTIANA |  | HOSPITAL-CH | 0 | 14603662 | DE |  |  |  | Infusion Pumps; General-Purpose | 44731 | 16027 | HOSPIRA HEALTHCARE CORP | 7171
CHRISTIANA |  | HOSPITAL-CH | 0 | 14598540 | DE |  |  |  | Infusion Pumps; General-Purpose | 43330 | 16027 | HOSPIRA HEALTHCARE CORP | 7671
CHRISTIANA |  | HOSPITAL-CH | 0 | 14598413 | DE |  |  |  | Infusion Pumps; General-Purpose | 43395 | 16027 | HOSPIRA HEALTHCARE CORP | 7671
CHRISTIANA |  | HOSPITAL-CH | 0 | 14599141 | DE |  |  |  | Infusion Pumps; General-Purpose | 44147 | 16027 | HOSPIRA HEALTHCARE CORP | 7671
CHRISTIANA |  | HOSPITAL-CH | 0 | 14603675 | DE |  |  |  | Infusion Pumps; General-Purpose | 44754 | 16027 | HOSPIRA HEALTHCARE CORP | 7171
CHRISTIANA |  | HOSPITAL-CH | 0 | 14599803 | DE |  |  |  | Infusion Pumps; General-Purpose | 43976 | 16027 | HOSPIRA HEALTHCARE CORP | 7671
CHRISTIANA |  | HOSPITAL-CH | 0 | 14599893 | DE |  |  |  | Infusion Pumps; General-Purpose | 44021 | 16027 | HOSPIRA HEALTHCARE CORP | 7671
CHRISTIANA |  | HOSPITAL-CH | 0 | 14599576 | DE |  |  |  | Infusion Pumps; General-Purpose | 44024 | 16027 | HOSPIRA HEALTHCARE CORP | 7671
CHRISTIANA |  | HOSPITAL-CH | 0 | 14595541 | DE |  |  |  | Infusion Pumps; General-Purpose | 44797 | 16027 | HOSPIRA HEALTHCARE CORP | 7171
CHRISTIANA |  | HOSPITAL-WH | 0 | 14598896 | DE |  |  |  | Infusion Pumps; General-Purpose | 43796 | 16027 | HOSPIRA HEALTHCARE CORP | 7671
CHRISTIANA |  | HOSPITAL-WH | 0 | 14599209 | DE |  |  |  | Infusion Pumps; General-Purpose | 44130 | 16027 | HOSPIRA HEALTHCARE CORP | 7671
CHRISTIANA |  | HOSPITAL-CH | 0 | 14598964 | DE |  |  |  | Infusion Pumps; General-Purpose | 43779 | 16027 | HOSPIRA HEALTHCARE CORP | 7671
CHRISTIANA |  | HOSPITAL-CH | 0 | 14599655 | DE |  |  |  | Infusion Pumps; General-Purpose | 43781 | 16027 | HOSPIRA HEALTHCARE CORP | 7671
CHRISTIANA |  | HOSPITAL-CH | 0 | 14599712 | DE |  |  |  | Infusion Pumps; General-Purpose | 44164 | 16027 | HOSPIRA HEALTHCARE CORP | 7671
CHRISTIANA |  | HOSPITAL-CH | 0 | 14599632 | DE |  |  |  | Infusion Pumps; General-Purpose | 44039 | 16027 | HOSPIRA HEALTHCARE CORP | 7671
CHRISTIANA |  | HOSPITAL-CH | 0 | 14599736 | DE |  |  |  | Infusion Pumps; General-Purpose | 44041 | 16027 | HOSPIRA HEALTHCARE CORP | 7671
CHRISTIANA |  | HOSPITAL-CH | 0 | 14599250 | DE |  |  |  | Infusion Pumps; General-Purpose | 44044 | 16027 | HOSPIRA HEALTHCARE CORP | 7671
CHRISTIANA |  | HOSPITAL-CH | 0 | 14603736 | DE |  |  |  | Infusion Pumps; General-Purpose | 44730 | 16027 | HOSPIRA HEALTHCARE CORP | 7171
CHRISTIANA |  | HOSPITAL-CH | 0 | 14603818 | DE |  |  |  | Infusion Pumps; General-Purpose | 44732 | 16027 | HOSPIRA HEALTHCARE CORP | 7171
CHRISTIANA |  | HOSPITAL-CH | 0 | 14599693 | DE |  |  |  | Infusion Pumps; General-Purpose | 44802 | 16027 | HOSPIRA HEALTHCARE CORP | 7171
CHRISTIANA |  | HOSPITAL-CH | 0 | 14598555 | DE |  |  |  | Infusion Pumps; General-Purpose | 43316 | 16027 | HOSPIRA HEALTHCARE CORP | 7671
CHRISTIANA |  | HOSPITAL-CH | 0 | 14598520 | DE |  |  |  | Infusion Pumps; General-Purpose | 43389 | 16027 | HOSPIRA HEALTHCARE CORP | 7671
CHRISTIANA |  | HOSPITAL-CH | 0 | 14598425 | DE |  |  |  | Infusion Pumps; General-Purpose | 43404 | 16027 | HOSPIRA HEALTHCARE CORP | 7671
CHRISTIANA |  | HOSPITAL-CH | 0 | 14599216 | DE |  |  |  | Infusion Pumps; General-Purpose | 44146 | 16027 | HOSPIRA HEALTHCARE CORP | 7671
CHRISTIANA |  | HOSPITAL-CH | 0 | 14603697 | DE |  |  |  | Infusion Pumps; General-Purpose | 44753 | 16027 | HOSPIRA HEALTHCARE CORP | 7171
CHRISTIANA |  | HOSPITAL-CH | 0 | 14603805 | DE |  |  |  | Infusion Pumps; General-Purpose | 44755 | 16027 | HOSPIRA HEALTHCARE CORP | 7171
CHRISTIANA |  | HOSPITAL-CH | 0 | 14599096 | DE |  |  |  | Infusion Pumps; General-Purpose | 44023 | 16027 | HOSPIRA HEALTHCARE CORP | 7671
CHRISTIANA |  | HOSPITAL-CH | 0 | 14599205 | DE |  |  |  | Infusion Pumps; General-Purpose | 44025 | 16027 | HOSPIRA HEALTHCARE CORP | 7671
CHRISTIANA |  | HOSPITAL-CH | 0 | 14598907 | DE |  |  |  | Infusion Pumps; General-Purpose | 43795 | 16027 | HOSPIRA HEALTHCARE CORP | 7671
CHRISTIANA |  | HOSPITAL-WH | 0 | 14599276 | DE |  |  |  | Infusion Pumps; General-Purpose | 43797 | 16027 | HOSPIRA HEALTHCARE CORP | 7671
CHRISTIANA |  | HOSPITAL-WH | 0 | 14599246 | DE |  |  |  | Infusion Pumps; General-Purpose | 44131 | 16027 | HOSPIRA HEALTHCARE CORP | 7671
CHRISTIANA |  | HOSPITAL-CH | 0 | 14599828 | DE |  |  |  | Infusion Pumps; General-Purpose | 44045 | 16027 | HOSPIRA HEALTHCARE CORP | 7671
CHRISTIANA |  | HOSPITAL-CH | 0 | 14603595 | DE |  |  |  | Infusion Pumps; General-Purpose | 44733 | 16027 | HOSPIRA HEALTHCARE CORP | 7171
CHRISTIANA |  | HOSPITAL-CH | 0 | 14596679 | DE |  |  |  | Infusion Pumps; General-Purpose | 44297 | 16027 | HOSPIRA HEALTHCARE CORP | 7671
CHRISTIANA |  | HOSPITAL-CH | 0 | 14598354 | DE |  |  |  | Infusion Pumps; General-Purpose | 43585 | 16027 | HOSPIRA HEALTHCARE CORP | 7671
CHRISTIANA |  | HOSPITAL-CH | 0 | 14599242 | DE |  |  |  | Infusion Pumps; General-Purpose | 43957 | 16027 | HOSPIRA HEALTHCARE CORP | 7671
CHRISTIANA |  | HOSPITAL-CH | 0 | 14599651 | DE |  |  |  | Infusion Pumps; General-Purpose | 44009 | 16027 | HOSPIRA HEALTHCARE CORP | 7671
CHRISTIANA |  | HOSPITAL-CH | 0 | 14603816 | DE |  |  |  | Infusion Pumps; General-Purpose | 44756 | 16027 | HOSPIRA HEALTHCARE CORP | 7171
CHRISTIANA |  | HOSPITAL-CH | 0 | 14603766 | DE |  |  |  | Infusion Pumps; General-Purpose | 44758 | 16027 | HOSPIRA HEALTHCARE CORP | 7171
CHRISTIANA |  | HOSPITAL-CH | 0 | 14599108 | DE |  |  |  | Infusion Pumps; General-Purpose | 44026 | 16027 | HOSPIRA HEALTHCARE CORP | 7671
CHRISTIANA |  | HOSPITAL-CH | 0 | 14598087 | DE |  |  |  | Infusion Pumps; General-Purpose | 44804 | 16027 | HOSPIRA HEALTHCARE CORP | 7171
CHRISTIANA |  | HOSPITAL-WH | 0 | 14599268 | DE |  |  |  | Infusion Pumps; General-Purpose | 44046 | 16027 | HOSPIRA HEALTHCARE CORP | 7671
CHRISTIANA |  | HOSPITAL-CH | 0 | 14598199 | DE |  |  |  | Infusion Pumps; General-Purpose | 44294 | 16027 | HOSPIRA HEALTHCARE CORP | 7671
CHRISTIANA |  | HOSPITAL-CH | 0 | 14598430 | DE |  |  |  | Infusion Pumps; General-Purpose | 43405 | 16027 | HOSPIRA HEALTHCARE CORP | 7671
CHRISTIANA |  | HOSPITAL-CH | 0 | 14599800 | DE |  |  |  | Infusion Pumps; General-Purpose | 43811 | 16027 | HOSPIRA HEALTHCARE CORP | 7671
CHRISTIANA |  | HOSPITAL-WH | 0 | 14599621 | DE |  |  |  | Infusion Pumps; General-Purpose | 44010 | 16027 | HOSPIRA HEALTHCARE CORP | 7671
CHRISTIANA |  | HOSPITAL-CH | 0 | 14603576 | DE |  |  |  | Infusion Pumps; General-Purpose | 44757 | 16027 | HOSPIRA HEALTHCARE CORP | 7171
CHRISTIANA |  | HOSPITAL-CH | 0 | 14599199 | DE |  |  |  | Infusion Pumps; General-Purpose | 44027 | 16027 | HOSPIRA HEALTHCARE CORP | 7671
CHRISTIANA |  | HOSPITAL-CH | 0 | 14599562 | DE |  |  |  | Infusion Pumps; General-Purpose | 43774 | 16027 | HOSPIRA HEALTHCARE CORP | 7671
CHRISTIANA |  | HOSPITAL-WH | 0 | 14599198 | DE |  |  |  | Infusion Pumps; General-Purpose | 44157 | 16027 | HOSPIRA HEALTHCARE CORP | 7671
CHRISTIANA |  | HOSPITAL-CH | 0 | 14597264 | DE |  |  |  | Infusion Pumps; General-Purpose | 44300 | 16027 | HOSPIRA HEALTHCARE CORP | 7671
CHRISTIANA |  | HOSPITAL-WH | 0 | 14599139 | DE |  |  |  | Infusion Pumps; General-Purpose | 43960 | 16027 | HOSPIRA HEALTHCARE CORP | 7671
CHRISTIANA |  | HOSPITAL-CH | 0 | 14599670 | DE |  |  |  | Infusion Pumps; General-Purpose | 44011 | 16027 | HOSPIRA HEALTHCARE CORP | 7671
CHRISTIANA |  | HOSPITAL-CH | 0 | 14599909 | DE |  |  |  | Infusion Pumps; General-Purpose | 44015 | 16027 | HOSPIRA HEALTHCARE CORP | 7671
CHRISTIANA |  | HOSPITAL-CH | 0 | 14599167 | DE |  |  |  | Infusion Pumps; General-Purpose | 43790 | 16027 | HOSPIRA HEALTHCARE CORP | 7671
CHRISTIANA |  | HOSPITAL-CH | 0 | 14599701 | DE |  |  |  | Infusion Pumps; General-Purpose | 44124 | 16027 | HOSPIRA HEALTHCARE CORP | 7671
CHRISTIANA |  | HOSPITAL-CH | 0 | 14599676 | DE |  |  |  | Infusion Pumps; General-Purpose | 44191 | 16027 | HOSPIRA HEALTHCARE CORP | 7671
CHRISTIANA |  | HOSPITAL-CH | 0 | 14598562 | DE |  |  |  | Infusion Pumps; General-Purpose | 43386 | 16027 | HOSPIRA HEALTHCARE CORP | 7671
CHRISTIANA |  | HOSPITAL-CH | 0 | 14598544 | DE |  |  |  | Infusion Pumps; General-Purpose | 43388 | 16027 | HOSPIRA HEALTHCARE CORP | 7671
CHRISTIANA |  | HOSPITAL-CH | 0 | 14599880 | DE |  |  |  | Infusion Pumps; General-Purpose | 44141 | 16027 | HOSPIRA HEALTHCARE CORP | 7671
CHRISTIANA |  | HOSPITAL-CH | 0 | 14598150 | DE |  |  |  | Infusion Pumps; General-Purpose | 44852 | 16027 | HOSPIRA HEALTHCARE CORP | 7671
CHRISTIANA |  | HOSPITAL-CH | 0 | 14598998 | DE |  |  |  | Infusion Pumps; General-Purpose | 43775 | 16027 | HOSPIRA HEALTHCARE CORP | 7671
CHRISTIANA |  | HOSPITAL-CH | 0 | 14599575 | DE |  |  |  | Infusion Pumps; General-Purpose | 44156 | 16027 | HOSPIRA HEALTHCARE CORP | 7671
CHRISTIANA |  | HOSPITAL-CH | 0 | 14599534 | DE |  |  |  | Infusion Pumps; General-Purpose | 44158 | 16027 | HOSPIRA HEALTHCARE CORP | 7671
CHRISTIANA |  | HOSPITAL-CH | 0 | 14603809 | DE |  |  |  | Infusion Pumps; General-Purpose | 44726 | 16027 | HOSPIRA HEALTHCARE CORP | 7171
CHRISTIANA |  | HOSPITAL-WH | 0 | 14597098 | DE |  |  |  | Infusion Pumps; General-Purpose | 44298 | 16027 | HOSPIRA HEALTHCARE CORP | 7671
CHRISTIANA |  | HOSPITAL-CH | 0 | 14599053 | DE |  |  |  | Infusion Pumps; General-Purpose | 43958 | 16027 | HOSPIRA HEALTHCARE CORP | 7671
CHRISTIANA |  | HOSPITAL-WH | 0 | 14599870 | DE |  |  |  | Infusion Pumps; General-Purpose | 43968 | 16027 | HOSPIRA HEALTHCARE CORP | 7671
CHRISTIANA |  | HOSPITAL-CH | 0 | 14599773 | DE |  |  |  | Infusion Pumps; General-Purpose | 44014 | 16027 | HOSPIRA HEALTHCARE CORP | 7671
CHRISTIANA |  | HOSPITAL-CH | 0 | 14599656 | DE |  |  |  | Infusion Pumps; General-Purpose | 44016 | 16027 | HOSPIRA HEALTHCARE CORP | 7671
CHRISTIANA |  | HOSPITAL-CH | 0 | 14599177 | DE |  |  |  | Infusion Pumps; General-Purpose | 44123 | 16027 | HOSPIRA HEALTHCARE CORP | 7671
CHRISTIANA |  | HOSPITAL-CH | 0 | 14599835 | DE |  |  |  | Infusion Pumps; General-Purpose | 44125 | 16027 | HOSPIRA HEALTHCARE CORP | 7671
CHRISTIANA |  | HOSPITAL-WH | 0 | 14599695 | DE |  |  |  | Infusion Pumps; General-Purpose | 44190 | 16027 | HOSPIRA HEALTHCARE CORP | 7671
CHRISTIANA |  | HOSPITAL-CH | 0 | 14599151 | DE |  |  |  | Infusion Pumps; General-Purpose | 44192 | 16027 | HOSPIRA HEALTHCARE CORP | 7671
CHRISTIANA |  | HOSPITAL-CH | 0 | 14598357 | DE |  |  |  | Infusion Pumps; General-Purpose | 43387 | 16027 | HOSPIRA HEALTHCARE CORP | 7671
CHRISTIANA |  | HOSPITAL-CH | 0 | 14599866 | DE |  |  |  | Infusion Pumps; General-Purpose | 44140 | 16027 | HOSPIRA HEALTHCARE CORP | 7671
CHRISTIANA |  | HOSPITAL-WH | 0 | 14599037 | DE |  |  |  | Infusion Pumps; General-Purpose | 43989 | 16027 | HOSPIRA HEALTHCARE CORP | 7671
CHRISTIANA |  | HOSPITAL-CH | 0 | 14598401 | DE |  |  |  | Infusion Pumps; General-Purpose | 44408 | 16027 | HOSPIRA HEALTHCARE CORP | 7671
CHRISTIANA |  | HOSPITAL-CH | 0 | 14598515 | DE |  |  |  | Infusion Pumps; General-Purpose | 44414 | 16027 | HOSPIRA HEALTHCARE CORP | 7671
CHRISTIANA |  | HOSPITAL-CH | 0 | 14603674 | DE |  |  |  | Infusion Pumps; General-Purpose | 44717 | 16027 | HOSPIRA HEALTHCARE CORP | 7171
CHRISTIANA |  | HOSPITAL-CH | 0 | 14599918 | DE |  |  |  | Infusion Pumps; General-Purpose | 44000 | 16027 | HOSPIRA HEALTHCARE CORP | 7671
CHRISTIANA |  | HOSPITAL-CH | 0 | 14598908 | DE |  |  |  | Infusion Pumps; General-Purpose | 44002 | 16027 | HOSPIRA HEALTHCARE CORP | 7671
CHRISTIANA |  | HOSPITAL-CH | 0 | 14599698 | DE |  |  |  | Infusion Pumps; General-Purpose | 44036 | 16027 | HOSPIRA HEALTHCARE CORP | 7671
CHRISTIANA |  | HOSPITAL-CH | 0 | 14604451 | DE |  |  |  | Infusion Pumps; General-Purpose | 44872 | 16027 | HOSPIRA HEALTHCARE CORP | 7671
CHRISTIANA |  | HOSPITAL-CH | 0 | 14603606 | DE |  |  |  | Infusion Pumps; General-Purpose | 44773 | 16027 | HOSPIRA HEALTHCARE CORP | 7171
CHRISTIANA |  | HOSPITAL-CH | 0 | 14603744 | DE |  |  |  | Infusion Pumps; General-Purpose | 44784 | 16027 | HOSPIRA HEALTHCARE CORP | 7171
CHRISTIANA |  | HOSPITAL-CH | 0 | 14599581 | DE |  |  |  | Infusion Pumps; General-Purpose | 44078 | 16027 | HOSPIRA HEALTHCARE CORP | 7671
CHRISTIANA |  | HOSPITAL-CH | 0 | 14599112 | DE |  |  |  | Infusion Pumps; General-Purpose | 44080 | 16027 | HOSPIRA HEALTHCARE CORP | 7671
CHRISTIANA |  | HOSPITAL-WH | 0 | 14599092 | DE |  |  |  | Infusion Pumps; General-Purpose | 44093 | 16027 | HOSPIRA HEALTHCARE CORP | 7671
CHRISTIANA |  | HOSPITAL-CH | 0 | 14599664 | DE |  |  |  | Infusion Pumps; General-Purpose | 44095 | 16027 | HOSPIRA HEALTHCARE CORP | 7671
CHRISTIANA |  | HOSPITAL-CH | 0 | 14603597 | DE |  |  |  | Infusion Pumps; General-Purpose | 44716 | 16027 | HOSPIRA HEALTHCARE CORP | 7171
CHRISTIANA |  | HOSPITAL-CH | 0 | 14603807 | DE |  |  |  | Infusion Pumps; General-Purpose | 44762 | 16027 | HOSPIRA HEALTHCARE CORP | 7171
CHRISTIANA |  | HOSPITAL-CH | 0 | 14597994 | DE |  |  |  | Infusion Pumps; General-Purpose | 44504 | 16027 | HOSPIRA HEALTHCARE CORP | 7671
CHRISTIANA |  | HOSPITAL-WH | 0 | 14598327 | DE |  |  |  | Infusion Pumps; General-Purpose | 44502 | 16027 | HOSPIRA HEALTHCARE CORP | 7671
CHRISTIANA |  | HOSPITAL-CH | 0 | 14599067 | DE |  |  |  | Infusion Pumps; General-Purpose | 43942 | 16027 | HOSPIRA HEALTHCARE CORP | 7671
CHRISTIANA |  | HOSPITAL-CH | 0 | 14599239 | DE |  |  |  | Infusion Pumps; General-Purpose | 43991 | 16027 | HOSPIRA HEALTHCARE CORP | 7671
CHRISTIANA |  | HOSPITAL-WH | 0 | 14597966 | DE |  |  |  | Infusion Pumps; General-Purpose | 44412 | 16027 | HOSPIRA HEALTHCARE CORP | 7671
CHRISTIANA |  | HOSPITAL-CH | 0 | 14599026 | DE |  |  |  | Infusion Pumps; General-Purpose | 43999 | 16027 | HOSPIRA HEALTHCARE CORP | 7671
CHRISTIANA |  | HOSPITAL-CH | 0 | 14599029 | DE |  |  |  | Infusion Pumps; General-Purpose | 44001 | 16027 | HOSPIRA HEALTHCARE CORP | 7671
CHRISTIANA |  | HOSPITAL-CH | 0 | 14599136 | DE |  |  |  | Infusion Pumps; General-Purpose | 44035 | 16027 | HOSPIRA HEALTHCARE CORP | 7671
CHRISTIANA |  | HOSPITAL-CH | 0 | 14599641 | DE |  |  |  | Infusion Pumps; General-Purpose | 44037 | 16027 | HOSPIRA HEALTHCARE CORP | 7671
CHRISTIANA |  | HOSPITAL-CH | 0 | 14603710 | DE |  |  |  | Infusion Pumps; General-Purpose | 44772 | 16027 | HOSPIRA HEALTHCARE CORP | 7171
CHRISTIANA |  | HOSPITAL-CH | 0 | 14603680 | DE |  |  |  | Infusion Pumps; General-Purpose | 44783 | 16027 | HOSPIRA HEALTHCARE CORP | 7171
CHRISTIANA |  | HOSPITAL-CH | 0 | 14603621 | DE |  |  |  | Infusion Pumps; General-Purpose | 44785 | 16027 | HOSPIRA HEALTHCARE CORP | 7171
CHRISTIANA |  | HOSPITAL-CH | 0 | 14599733 | DE |  |  |  | Infusion Pumps; General-Purpose | 44077 | 16027 | HOSPIRA HEALTHCARE CORP | 7671
CHRISTIANA |  | HOSPITAL-CH | 0 | 14599582 | DE |  |  |  | Infusion Pumps; General-Purpose | 44079 | 16027 | HOSPIRA HEALTHCARE CORP | 7671
CHRISTIANA |  | HOSPITAL-CH | 0 | 14599222 | DE |  |  |  | Infusion Pumps; General-Purpose | 44094 | 16027 | HOSPIRA HEALTHCARE CORP | 7671
CHRISTIANA |  | HOSPITAL-CH | 0 | 14599751 | DE |  |  |  | Infusion Pumps; General-Purpose | 44096 | 16027 | HOSPIRA HEALTHCARE CORP | 7671
CHRISTIANA |  | HOSPITAL-CH | 0 | 14603642 | DE |  |  |  | Infusion Pumps; General-Purpose | 44761 | 16027 | HOSPIRA HEALTHCARE CORP | 7171
CHRISTIANA |  | HOSPITAL-CH | 0 | 14603593 | DE |  |  |  | Infusion Pumps; General-Purpose | 44763 | 16027 | HOSPIRA HEALTHCARE CORP | 7171
CHRISTIANA |  | HOSPITAL-CH | 0 | 14604418 | DE |  |  |  | Infusion Pumps; General-Purpose | 44807 | 16027 | HOSPIRA HEALTHCARE CORP | 7171
CHRISTIANA |  | HOSPITAL-WH | 0 | 14596526 | DE |  |  |  | Infusion Pumps; General-Purpose | 44506 | 16027 | HOSPIRA HEALTHCARE CORP | 7671
CHRISTIANA |  | HOSPITAL-CH | 0 | 14596907 | DE |  |  |  | Infusion Pumps; General-Purpose | 44510 | 16027 | HOSPIRA HEALTHCARE CORP | 7671
CHRISTIANA |  | HOSPITAL-CH | 0 | 14599538 | DE |  |  |  | Infusion Pumps; General-Purpose | 43941 | 16027 | HOSPIRA HEALTHCARE CORP | 7671
CHRISTIANA |  | HOSPITAL-CH | 0 | 14599012 | DE |  |  |  | Infusion Pumps; General-Purpose | 43943 | 16027 | HOSPIRA HEALTHCARE CORP | 7671
CHRISTIANA |  | HOSPITAL-CH | 0 | 14599613 | DE |  |  |  | Infusion Pumps; General-Purpose | 43997 | 16027 | HOSPIRA HEALTHCARE CORP | 7671
CHRISTIANA |  | HOSPITAL-CH | 0 | 14599004 | DE |  |  |  | Infusion Pumps; General-Purpose | 44003 | 16027 | HOSPIRA HEALTHCARE CORP | 7671
CHRISTIANA |  | HOSPITAL-CH | 0 | 14598474 | DE |  |  |  | Infusion Pumps; General-Purpose | 44415 | 16027 | HOSPIRA HEALTHCARE CORP | 7671
CHRISTIANA |  | HOSPITAL-CH | 0 | 14598573 | DE |  |  |  | Infusion Pumps; General-Purpose | 44417 | 16027 | HOSPIRA HEALTHCARE CORP | 7671
CHRISTIANA |  | HOSPITAL-CH | 0 | 14596628 | DE |  |  |  | Infusion Pumps; General-Purpose | 44834 | 16027 | HOSPIRA HEALTHCARE CORP | 7171
CHRISTIANA |  | HOSPITAL-CH | 0 | 14603712 | DE |  |  |  | Infusion Pumps; General-Purpose | 44719 | 16027 | HOSPIRA HEALTHCARE CORP | 7171
CHRISTIANA |  | HOSPITAL-CH | 0 | 14603574 | DE |  |  |  | Infusion Pumps; General-Purpose | 44776 | 16027 | HOSPIRA HEALTHCARE CORP | 7171
CHRISTIANA |  | HOSPITAL-CH | 0 | 14603820 | DE |  |  |  | Infusion Pumps; General-Purpose | 44786 | 16027 | HOSPIRA HEALTHCARE CORP | 7171
CHRISTIANA |  | HOSPITAL-WH | 0 | 14603819 | DE |  |  |  | Infusion Pumps; General-Purpose | 44788 | 16027 | HOSPIRA HEALTHCARE CORP | 7171
CHRISTIANA |  | HOSPITAL-CH | 0 | 14603815 | DE |  |  |  | Infusion Pumps; General-Purpose | 44764 | 16027 | HOSPIRA HEALTHCARE CORP | 7171
CHRISTIANA |  | HOSPITAL-CH | 0 | 14603803 | DE |  |  |  | Infusion Pumps; General-Purpose | 44766 | 16027 | HOSPIRA HEALTHCARE CORP | 7171
CHRISTIANA |  | HOSPITAL-CH | 0 | 14603824 | DE |  |  |  | Infusion Pumps; General-Purpose | 44794 | 16027 | HOSPIRA HEALTHCARE CORP | 7171
CHRISTIANA |  | HOSPITAL-CH | 0 | 14599591 | DE |  |  |  | Infusion Pumps; General-Purpose | 43944 | 16027 | HOSPIRA HEALTHCARE CORP | 7671
CHRISTIANA |  | HOSPITAL-CH | 0 | 14599914 | DE |  |  |  | Infusion Pumps; General-Purpose | 43946 | 16027 | HOSPIRA HEALTHCARE CORP | 7671
CHRISTIANA |  | HOSPITAL-CH | 0 | 14603749 | DE |  |  |  | Infusion Pumps; General-Purpose | 44743 | 16027 | HOSPIRA HEALTHCARE CORP | 7171
CHRISTIANA |  | HOSPITAL-CH | 0 | 14598933 | DE |  |  |  | Infusion Pumps; General-Purpose | 43998 | 16027 | HOSPIRA HEALTHCARE CORP | 7671
CHRISTIANA |  | HOSPITAL-CH | 0 | 14599041 | DE |  |  |  | Infusion Pumps; General-Purpose | 44004 | 16027 | HOSPIRA HEALTHCARE CORP | 7671
CHRISTIANA |  | HOSPITAL-CH | 0 | 14598516 | DE |  |  |  | Infusion Pumps; General-Purpose | 44416 | 16027 | HOSPIRA HEALTHCARE CORP | 7671
CHRISTIANA |  | HOSPITAL-CH | 0 | 14603578 | DE |  |  |  | Infusion Pumps; General-Purpose | 44718 | 16027 | HOSPIRA HEALTHCARE CORP | 7171
CHRISTIANA |  | HOSPITAL-CH | 0 | 14603790 | DE |  |  |  | Infusion Pumps; General-Purpose | 44720 | 16027 | HOSPIRA HEALTHCARE CORP | 7171
CHRISTIANA |  | HOSPITAL-CH | 0 | 14599922 | DE |  |  |  | Infusion Pumps; General-Purpose | 44005 | 16027 | HOSPIRA HEALTHCARE CORP | 7671
CHRISTIANA |  | HOSPITAL-CH | 0 | 14599210 | DE |  |  |  | Infusion Pumps; General-Purpose | 43798 | 16027 | HOSPIRA HEALTHCARE CORP | 7671
CHRISTIANA |  | HOSPITAL-CH | 0 | 14603754 | DE |  |  |  | Infusion Pumps; General-Purpose | 44775 | 16027 | HOSPIRA HEALTHCARE CORP | 7171
CHRISTIANA |  | HOSPITAL-CH | 0 | 14603759 | DE |  |  |  | Infusion Pumps; General-Purpose | 44787 | 16027 | HOSPIRA HEALTHCARE CORP | 7171
CHRISTIANA |  | HOSPITAL-CH | 0 | 14603600 | DE |  |  |  | Infusion Pumps; General-Purpose | 44709 | 16027 | HOSPIRA HEALTHCARE CORP | 7171
CHRISTIANA |  | HOSPITAL-CH | 0 | 14603753 | DE |  |  |  | Infusion Pumps; General-Purpose | 44765 | 16027 | HOSPIRA HEALTHCARE CORP | 7171
CHRISTIANA |  | HOSPITAL-WH | 0 | 14599243 | DE |  |  |  | Infusion Pumps; General-Purpose | 43945 | 16027 | HOSPIRA HEALTHCARE CORP | 7671
CHRISTIANA |  | HOSPITAL-WH | 0 | 14599076 | DE |  |  |  | Infusion Pumps; General-Purpose | 43947 | 16027 | HOSPIRA HEALTHCARE CORP | 7671
CHRISTIANA |  | HOSPITAL-CH | 0 | 14603622 | DE |  |  |  | Infusion Pumps; General-Purpose | 44742 | 16027 | HOSPIRA HEALTHCARE CORP | 7171
CHRISTIANA |  | HOSPITAL-CH | 0 | 14598355 | DE |  |  |  | Infusion Pumps; General-Purpose | 43918 | 16027 | HOSPIRA HEALTHCARE CORP | 7671
CHRISTIANA |  | HOSPITAL-CH | 0 | 14598918 | DE |  |  |  | Infusion Pumps; General-Purpose | 44007 | 16027 | HOSPIRA HEALTHCARE CORP | 7671
CHRISTIANA |  | HOSPITAL-CH | 0 | 14598480 | DE |  |  |  | Infusion Pumps; General-Purpose | 44404 | 16027 | HOSPIRA HEALTHCARE CORP | 7671
CHRISTIANA |  | HOSPITAL-CH | 0 | 14599801 | DE |  |  |  | Infusion Pumps; General-Purpose | 44029 | 16027 | HOSPIRA HEALTHCARE CORP | 7671
CHRISTIANA |  | HOSPITAL-CH | 0 | 14603672 | DE |  |  |  | Infusion Pumps; General-Purpose | 44721 | 16027 | HOSPIRA HEALTHCARE CORP | 7171
CHRISTIANA |  | HOSPITAL-CH | 0 | 14603688 | DE |  |  |  | Infusion Pumps; General-Purpose | 44723 | 16027 | HOSPIRA HEALTHCARE CORP | 7171
CHRISTIANA |  | HOSPITAL-CH | 0 | 14603769 | DE |  |  |  | Infusion Pumps; General-Purpose | 44767 | 16027 | HOSPIRA HEALTHCARE CORP | 7171
CHRISTIANA |  | HOSPITAL-CH | 0 | 14599043 | DE |  |  |  | Infusion Pumps; General-Purpose | 43799 | 16027 | HOSPIRA HEALTHCARE CORP | 7671
CHRISTIANA |  | HOSPITAL-CH | 0 | 14599065 | DE |  |  |  | Infusion Pumps; General-Purpose | 43801 | 16027 | HOSPIRA HEALTHCARE CORP | 7671
CHRISTIANA |  | HOSPITAL-CH | 0 | 14603592 | DE |  |  |  | Infusion Pumps; General-Purpose | 44778 | 16027 | HOSPIRA HEALTHCARE CORP | 7171
CHRISTIANA |  | HOSPITAL-CH | 0 | 14603657 | DE |  |  |  | Infusion Pumps; General-Purpose | 44790 | 16027 | HOSPIRA HEALTHCARE CORP | 7171
CHRISTIANA |  | HOSPITAL-CH | 0 | 14603687 | DE |  |  |  | Infusion Pumps; General-Purpose | 44710 | 16027 | HOSPIRA HEALTHCARE CORP | 7171
CHRISTIANA |  | HOSPITAL-CH | 0 | 14603893 | DE |  |  |  | Infusion Pumps; General-Purpose | 44712 | 16027 | HOSPIRA HEALTHCARE CORP | 7171
CHRISTIANA |  | HOSPITAL-CH | 0 | 14598887 | DE |  |  |  | Infusion Pumps; General-Purpose | 43948 | 16027 | HOSPIRA HEALTHCARE CORP | 7671
CHRISTIANA |  | HOSPITAL-CH | 0 | 14603737 | DE |  |  |  | Infusion Pumps; General-Purpose | 44745 | 16027 | HOSPIRA HEALTHCARE CORP | 7171
CHRISTIANA |  | HOSPITAL-CH | 0 | 14597746 | DE |  |  |  | Infusion Pumps; General-Purpose | 43897 | 16027 | HOSPIRA HEALTHCARE CORP | 7671
CHRISTIANA |  | HOSPITAL-CH | 0 | 14599025 | DE |  |  |  | Infusion Pumps; General-Purpose | 43919 | 16027 | HOSPIRA HEALTHCARE CORP | 7671
CHRISTIANA |  | HOSPITAL-CH | 0 | 14599672 | DE |  |  |  | Infusion Pumps; General-Purpose | 44008 | 16027 | HOSPIRA HEALTHCARE CORP | 7671
CHRISTIANA |  | HOSPITAL-CH | 0 | 14597928 | DE |  |  |  | Infusion Pumps; General-Purpose | 44402 | 16027 | HOSPIRA HEALTHCARE CORP | 7671
CHRISTIANA |  | HOSPITAL-CH | 0 | 14599231 | DE |  |  |  | Infusion Pumps; General-Purpose | 44028 | 16027 | HOSPIRA HEALTHCARE CORP | 7671
CHRISTIANA |  | HOSPITAL-CH | 0 | 14598315 | DE |  |  |  | Infusion Pumps; General-Purpose | 44418 | 16027 | HOSPIRA HEALTHCARE CORP | 7671
CHRISTIANA |  | HOSPITAL-CH | 0 | 14603685 | DE |  |  |  | Infusion Pumps; General-Purpose | 44722 | 16027 | HOSPIRA HEALTHCARE CORP | 7171
CHRISTIANA |  | HOSPITAL-CH | 0 | 14603789 | DE |  |  |  | Infusion Pumps; General-Purpose | 44768 | 16027 | HOSPIRA HEALTHCARE CORP | 7171
CHRISTIANA |  | HOSPITAL-CH | 0 | 14599044 | DE |  |  |  | Infusion Pumps; General-Purpose | 43800 | 16027 | HOSPIRA HEALTHCARE CORP | 7671
CHRISTIANA |  | HOSPITAL-CH | 0 | 14598963 | DE |  |  |  | Infusion Pumps; General-Purpose | 43802 | 16027 | HOSPIRA HEALTHCARE CORP | 7671
CHRISTIANA |  | HOSPITAL-CH | 0 | 14603581 | DE |  |  |  | Infusion Pumps; General-Purpose | 44777 | 16027 | HOSPIRA HEALTHCARE CORP | 7171
CHRISTIANA |  | HOSPITAL-CH | 0 | 14603610 | DE |  |  |  | Infusion Pumps; General-Purpose | 44779 | 16027 | HOSPIRA HEALTHCARE CORP | 7171
CHRISTIANA |  | HOSPITAL-CH | 0 | 14603802 | DE |  |  |  | Infusion Pumps; General-Purpose | 44789 | 16027 | HOSPIRA HEALTHCARE CORP | 7171
CHRISTIANA |  | HOSPITAL-CH | 0 | 14603701 | DE |  |  |  | Infusion Pumps; General-Purpose | 44711 | 16027 | HOSPIRA HEALTHCARE CORP | 7171
CHRISTIANA |  | HOSPITAL-CH | 0 | 14599034 | DE |  |  |  | Infusion Pumps; General-Purpose | 43949 | 16027 | HOSPIRA HEALTHCARE CORP | 7671
CHRISTIANA |  | HOSPITAL-CH | 0 | 14603703 | DE |  |  |  | Infusion Pumps; General-Purpose | 44744 | 16027 | HOSPIRA HEALTHCARE CORP | 7171
CHRISTIANA |  | HOSPITAL-WH | 0 | 14603742 | DE |  |  |  | Infusion Pumps; General-Purpose | 44746 | 16027 | HOSPIRA HEALTHCARE CORP | 7171
CHRISTIANA |  | HOSPITAL-WH | 0 | 14599603 | DE |  |  |  | Infusion Pumps; General-Purpose | 43920 | 16027 | HOSPIRA HEALTHCARE CORP | 7671
CHRISTIANA |  | HOSPITAL-CH | 0 | 14598958 | DE |  |  |  | Infusion Pumps; General-Purpose | 43922 | 16027 | HOSPIRA HEALTHCARE CORP | 7671
CHRISTIANA |  | HOSPITAL-CH | 0 | 14598545 | DE |  |  |  | Infusion Pumps; General-Purpose | 44406 | 16027 | HOSPIRA HEALTHCARE CORP | 7671
CHRISTIANA |  | HOSPITAL-CH | 0 | 14598950 | DE |  |  |  | Infusion Pumps; General-Purpose | 43994 | 16027 | HOSPIRA HEALTHCARE CORP | 7671
CHRISTIANA |  | HOSPITAL-CH | 0 | 14599013 | DE |  |  |  | Infusion Pumps; General-Purpose | 43996 | 16027 | HOSPIRA HEALTHCARE CORP | 7671
CHRISTIANA |  | HOSPITAL-CH | 0 | 14599903 | DE |  |  |  | Infusion Pumps; General-Purpose | 44032 | 16027 | HOSPIRA HEALTHCARE CORP | 7671
CHRISTIANA |  | HOSPITAL-CH | 0 | 14599717 | DE |  |  |  | Infusion Pumps; General-Purpose | 44034 | 16027 | HOSPIRA HEALTHCARE CORP | 7671
CHRISTIANA |  | HOSPITAL-CH | 0 | 14603700 | DE |  |  |  | Infusion Pumps; General-Purpose | 44725 | 16027 | HOSPIRA HEALTHCARE CORP | 7171
CHRISTIANA |  | HOSPITAL-CH | 0 | 14603775 | DE |  |  |  | Infusion Pumps; General-Purpose | 44769 | 16027 | HOSPIRA HEALTHCARE CORP | 7171
CHRISTIANA |  | HOSPITAL-CH | 0 | 14603673 | DE |  |  |  | Infusion Pumps; General-Purpose | 44771 | 16027 | HOSPIRA HEALTHCARE CORP | 7171
CHRISTIANA |  | HOSPITAL-CH | 0 | 14599027 | DE |  |  |  | Infusion Pumps; General-Purpose | 43803 | 16027 | HOSPIRA HEALTHCARE CORP | 7671
CHRISTIANA |  | HOSPITAL-CH | 0 | 14599897 | DE |  |  |  | Infusion Pumps; General-Purpose | 43805 | 16027 | HOSPIRA HEALTHCARE CORP | 7671
CHRISTIANA |  | HOSPITAL-CH | 0 | 14603729 | DE |  |  |  | Infusion Pumps; General-Purpose | 44780 | 16027 | HOSPIRA HEALTHCARE CORP | 7171
CHRISTIANA |  | HOSPITAL-CH | 0 | 14603676 | DE |  |  |  | Infusion Pumps; General-Purpose | 44782 | 16027 | HOSPIRA HEALTHCARE CORP | 7171
CHRISTIANA |  | HOSPITAL-CH | 0 | 14599074 | DE |  |  |  | Infusion Pumps; General-Purpose | 44089 | 16027 | HOSPIRA HEALTHCARE CORP | 7671
CHRISTIANA |  | HOSPITAL-CH | 0 | 14599103 | DE |  |  |  | Infusion Pumps; General-Purpose | 44091 | 16027 | HOSPIRA HEALTHCARE CORP | 7671
CHRISTIANA |  | HOSPITAL-CH | 0 | 14603658 | DE |  |  |  | Infusion Pumps; General-Purpose | 44714 | 16027 | HOSPIRA HEALTHCARE CORP | 7171
CHRISTIANA |  | HOSPITAL-CH | 0 | 14603695 | DE |  |  |  | Infusion Pumps; General-Purpose | 44760 | 16027 | HOSPIRA HEALTHCARE CORP | 7171
CHRISTIANA |  | HOSPITAL-CH | 0 | 14599821 | DE |  |  |  | Infusion Pumps; General-Purpose | 44074 | 16027 | HOSPIRA HEALTHCARE CORP | 7671
CHRISTIANA |  | HOSPITAL-CH | 0 | 14599126 | DE |  |  |  | Infusion Pumps; General-Purpose | 44076 | 16027 | HOSPIRA HEALTHCARE CORP | 7671
CHRISTIANA |  | HOSPITAL-CH | 0 | 14603801 | DE |  |  |  | Infusion Pumps; General-Purpose | 44747 | 16027 | HOSPIRA HEALTHCARE CORP | 7171
CHRISTIANA |  | HOSPITAL-CH | 0 | 14603788 | DE |  |  |  | Infusion Pumps; General-Purpose | 44749 | 16027 | HOSPIRA HEALTHCARE CORP | 7171
CHRISTIANA |  | HOSPITAL-CH | 0 | 14603580 | DE |  |  |  | Infusion Pumps; General-Purpose | 44793 | 16027 | HOSPIRA HEALTHCARE CORP | 7171
CHRISTIANA |  | HOSPITAL-CH | 0 | 14590022 | DE |  |  |  | Aspirators | 44878 | 16027 | HOSPIRA HEALTHCARE CORP | 0
CHRISTIANA |  | HOSPITAL-CH | 0 | 14598971 | DE |  |  |  | Infusion Pumps; General-Purpose | 43921 | 16027 | HOSPIRA HEALTHCARE CORP | 7671
CHRISTIANA |  | HOSPITAL-WH | 0 | 14599737 | DE |  |  |  | Infusion Pumps; General-Purpose | 43923 | 16027 | HOSPIRA HEALTHCARE CORP | 7671
CHRISTIANA |  | HOSPITAL-CH | 0 | 14598339 | DE |  |  |  | Infusion Pumps; General-Purpose | 44405 | 16027 | HOSPIRA HEALTHCARE CORP | 7671
CHRISTIANA |  | HOSPITAL-CH | 0 | 14598349 | DE |  |  |  | Infusion Pumps; General-Purpose | 44407 | 16027 | HOSPIRA HEALTHCARE CORP | 7671
CHRISTIANA |  | HOSPITAL-CH | 0 | 14598951 | DE |  |  |  | Infusion Pumps; General-Purpose | 43995 | 16027 | HOSPIRA HEALTHCARE CORP | 7671
CHRISTIANA |  | HOSPITAL-WH | 0 | 14599101 | DE |  |  |  | Infusion Pumps; General-Purpose | 44030 | 16027 | HOSPIRA HEALTHCARE CORP | 7671
CHRISTIANA |  | HOSPITAL-CH | 0 | 14599710 | DE |  |  |  | Infusion Pumps; General-Purpose | 44033 | 16027 | HOSPIRA HEALTHCARE CORP | 7671
CHRISTIANA |  | HOSPITAL-CH | 0 | 14603636 | DE |  |  |  | Infusion Pumps; General-Purpose | 44724 | 16027 | HOSPIRA HEALTHCARE CORP | 7171
CHRISTIANA |  | HOSPITAL-CH | 0 | 14603641 | DE |  |  |  | Infusion Pumps; General-Purpose | 44770 | 16027 | HOSPIRA HEALTHCARE CORP | 7171
CHRISTIANA |  | HOSPITAL-CH | 0 | 14598959 | DE |  |  |  | Infusion Pumps; General-Purpose | 43804 | 16027 | HOSPIRA HEALTHCARE CORP | 7671
CHRISTIANA |  | HOSPITAL-CH | 0 | 14598953 | DE |  |  |  | Infusion Pumps; General-Purpose | 43806 | 16027 | HOSPIRA HEALTHCARE CORP | 7671
CHRISTIANA |  | HOSPITAL-CH | 0 | 14603840 | DE |  |  |  | Infusion Pumps; General-Purpose | 44781 | 16027 | HOSPIRA HEALTHCARE CORP | 7171
CHRISTIANA |  | HOSPITAL-CH | 0 | 14603756 | DE |  |  |  | Infusion Pumps; General-Purpose | 44791 | 16027 | HOSPIRA HEALTHCARE CORP | 7171
CHRISTIANA |  | HOSPITAL-CH | 0 | 14599548 | DE |  |  |  | Infusion Pumps; General-Purpose | 44090 | 16027 | HOSPIRA HEALTHCARE CORP | 7671
CHRISTIANA |  | HOSPITAL-WH | 0 | 14599910 | DE |  |  |  | Infusion Pumps; General-Purpose | 44092 | 16027 | HOSPIRA HEALTHCARE CORP | 7671
CHRISTIANA |  | HOSPITAL-WH | 0 | 14603614 | DE |  |  |  | Infusion Pumps; General-Purpose | 44713 | 16027 | HOSPIRA HEALTHCARE CORP | 7171
CHRISTIANA |  | HOSPITAL-CH | 0 | 14603817 | DE |  |  |  | Infusion Pumps; General-Purpose | 44715 | 16027 | HOSPIRA HEALTHCARE CORP | 7171
CHRISTIANA |  | HOSPITAL-CH | 0 | 14603648 | DE |  |  |  | Infusion Pumps; General-Purpose | 44759 | 16027 | HOSPIRA HEALTHCARE CORP | 7171
CHRISTIANA |  | HOSPITAL-CH | 0 | 14599172 | DE |  |  |  | Infusion Pumps; General-Purpose | 44073 | 16027 | HOSPIRA HEALTHCARE CORP | 7671
CHRISTIANA |  | HOSPITAL-CH | 0 | 14599206 | DE |  |  |  | Infusion Pumps; General-Purpose | 44075 | 16027 | HOSPIRA HEALTHCARE CORP | 7671
CHRISTIANA |  | HOSPITAL-CH | 0 | 14603747 | DE |  |  |  | Infusion Pumps; General-Purpose | 44748 | 16027 | HOSPIRA HEALTHCARE CORP | 7171
CHRISTIANA |  | HOSPITAL-CH | 0 | 14603758 | DE |  |  |  | Infusion Pumps; General-Purpose | 44792 | 16027 | HOSPIRA HEALTHCARE CORP | 7171
CHRISTIANA |  | HOSPITAL-CH | 0 | 14597941 | DE |  |  |  | Infusion Pumps; General-Purpose | 44391 | 16027 | HOSPIRA HEALTHCARE CORP | 7671
CHRISTIANA |  | HOSPITAL-CH | 0 | 14597745 | DE |  |  |  | Infusion Pumps; General-Purpose | 44394 | 16027 | HOSPIRA HEALTHCARE CORP | 7671
CHRISTIANA |  | HOSPITAL-WH | 0 | 14599051 | DE |  |  |  | Infusion Pumps; General-Purpose | 43924 | 16027 | HOSPIRA HEALTHCARE CORP | 7671
CHRISTIANA |  | HOSPITAL-CH | 0 | 14599241 | DE |  |  |  | Infusion Pumps; General-Purpose | 44055 | 16027 | HOSPIRA HEALTHCARE CORP | 7671
CHRISTIANA |  | HOSPITAL-CH | 0 | 14599155 | DE |  |  |  | Infusion Pumps; General-Purpose | 44056 | 16027 | HOSPIRA HEALTHCARE CORP | 7671
CHRISTIANA |  | HOSPITAL-CH | 0 | 14603603 | DE |  |  |  | Infusion Pumps; General-Purpose | 44692 | 16027 | HOSPIRA HEALTHCARE CORP | 7171
CHRISTIANA |  | HOSPITAL-CH | 0 | 14603689 | DE |  |  |  | Infusion Pumps; General-Purpose | 44694 | 16027 | HOSPIRA HEALTHCARE CORP | 7171
CHRISTIANA |  | HOSPITAL-CH | 0 | 14599871 | DE |  |  |  | Infusion Pumps; General-Purpose | 44110 | 16027 | HOSPIRA HEALTHCARE CORP | 7671
CHRISTIANA |  | HOSPITAL-CH | 0 | 14599261 | DE |  |  |  | Infusion Pumps; General-Purpose | 44112 | 16027 | HOSPIRA HEALTHCARE CORP | 7671
CHRISTIANA |  | HOSPITAL-CH | 0 | 14599073 | DE |  |  |  | Infusion Pumps; General-Purpose | 44175 | 16027 | HOSPIRA HEALTHCARE CORP | 7671
CHRISTIANA |  | HOSPITAL-CH | 0 | 14599704 | DE |  |  |  | Infusion Pumps; General-Purpose | 44177 | 16027 | HOSPIRA HEALTHCARE CORP | 7671
CHRISTIANA |  | HOSPITAL-CH | 0 | 14599716 | DE |  |  |  | Infusion Pumps; General-Purpose | 44180 | 16027 | HOSPIRA HEALTHCARE CORP | 7671
CHRISTIANA |  | HOSPITAL-CH | 0 | 14603764 | DE |  |  |  | Infusion Pumps; General-Purpose | 44740 | 16027 | HOSPIRA HEALTHCARE CORP | 7171
CHRISTIANA |  | HOSPITAL-CH | 0 | 14598342 | DE |  |  |  | Infusion Pumps; General-Purpose | 44392 | 16027 | HOSPIRA HEALTHCARE CORP | 7671
CHRISTIANA |  | HOSPITAL-CH | 0 | 14591563 | DE |  |  |  | Infusion Pumps; General-Purpose | 44881 | 16027 | HOSPIRA HEALTHCARE CORP | 7671
CHRISTIANA |  | HOSPITAL-WH | 0 | 14597145 | DE |  |  |  | Infusion Pumps; General-Purpose | 44285 | 16027 | HOSPIRA HEALTHCARE CORP | 7671
CHRISTIANA |  | HOSPITAL-CH | 0 | 14599597 | DE |  |  |  | Infusion Pumps; General-Purpose | 44054 | 16027 | HOSPIRA HEALTHCARE CORP | 7671
CHRISTIANA |  | HOSPITAL-CH | 0 | 14599668 | DE |  |  |  | Infusion Pumps; General-Purpose | 44057 | 16027 | HOSPIRA HEALTHCARE CORP | 7671
CHRISTIANA |  | HOSPITAL-CH | 0 | 14603797 | DE |  |  |  | Infusion Pumps; General-Purpose | 44693 | 16027 | HOSPIRA HEALTHCARE CORP | 7171
CHRISTIANA |  | HOSPITAL-CH | 0 | 14599267 | DE |  |  |  | Infusion Pumps; General-Purpose | 44111 | 16027 | HOSPIRA HEALTHCARE CORP | 7671
CHRISTIANA |  | HOSPITAL-CH | 0 | 14599218 | DE |  |  |  | Infusion Pumps; General-Purpose | 44113 | 16027 | HOSPIRA HEALTHCARE CORP | 7671
CHRISTIANA |  | HOSPITAL-CH | 0 | 14599264 | DE |  |  |  | Infusion Pumps; General-Purpose | 44176 | 16027 | HOSPIRA HEALTHCARE CORP | 7671
CHRISTIANA |  | HOSPITAL-WH | 0 | 14599776 | DE |  |  |  | Infusion Pumps; General-Purpose | 44179 | 16027 | HOSPIRA HEALTHCARE CORP | 7671
CHRISTIANA |  | HOSPITAL-CH | 0 | 14603679 | DE |  |  |  | Infusion Pumps; General-Purpose | 44739 | 16027 | HOSPIRA HEALTHCARE CORP | 7171
CHRISTIANA |  | HOSPITAL-CH | 0 | 14598358 | DE |  |  |  | Infusion Pumps; General-Purpose | 43407 | 16027 | HOSPIRA HEALTHCARE CORP | 7671
CHRISTIANA |  | HOSPITAL-WH | 0 | 14598566 | DE |  |  |  | Infusion Pumps; General-Purpose | 43753 | 16027 | HOSPIRA HEALTHCARE CORP | 7671
CHRISTIANA |  | HOSPITAL-CH | 0 | 14598512 | DE |  |  |  | Infusion Pumps; General-Purpose | 44396 | 16027 | HOSPIRA HEALTHCARE CORP | 7671
CHRISTIANA |  | HOSPITAL-CH | 0 | 14599679 | DE |  |  |  | Infusion Pumps; General-Purpose | 44149 | 16027 | HOSPIRA HEALTHCARE CORP | 7671
CHRISTIANA |  | HOSPITAL-CH | 0 | 14599681 | DE |  |  |  | Infusion Pumps; General-Purpose | 43979 | 16027 | HOSPIRA HEALTHCARE CORP | 7671
CHRISTIANA |  | HOSPITAL-CH | 0 | 14599106 | DE |  |  |  | Infusion Pumps; General-Purpose | 44098 | 16027 | HOSPIRA HEALTHCARE CORP | 7671
CHRISTIANA |  | HOSPITAL-CH | 0 | 14599700 | DE |  |  |  | Infusion Pumps; General-Purpose | 44100 | 16027 | HOSPIRA HEALTHCARE CORP | 7671
CHRISTIANA |  | HOSPITAL-CH | 0 | 14604325 | DE |  |  |  | Infusion Pumps; General-Purpose | 44870 | 16027 | HOSPIRA HEALTHCARE CORP | 7671
CHRISTIANA |  | HOSPITAL-CH | 0 | 14599666 | DE |  |  |  | Infusion Pumps; General-Purpose | 44058 | 16027 | HOSPIRA HEALTHCARE CORP | 7671
CHRISTIANA |  | HOSPITAL-CH | 0 | 14599894 | DE |  |  |  | Infusion Pumps; General-Purpose | 44062 | 16027 | HOSPIRA HEALTHCARE CORP | 7671
CHRISTIANA |  | Smyrna Health & Wellness Center | 0 | 14603705 | DE |  |  |  | Infusion Pumps; General-Purpose | 44696 | 16027 | HOSPIRA HEALTHCARE CORP | 7171
CHRISTIANA |  | HOSPITAL-CH | 0 | 14603631 | DE |  |  |  | Infusion Pumps; General-Purpose | 44698 | 16027 | HOSPIRA HEALTHCARE CORP | 7171
CHRISTIANA |  | HOSPITAL-WH | 0 | 14599252 | DE |  |  |  | Infusion Pumps; General-Purpose | 44082 | 16027 | HOSPIRA HEALTHCARE CORP | 7671
CHRISTIANA |  | HOSPITAL-CH | 0 | 14599197 | DE |  |  |  | Infusion Pumps; General-Purpose | 44084 | 16027 | HOSPIRA HEALTHCARE CORP | 7671
CHRISTIANA |  | HOSPITAL-CH | 0 | 14598939 | DE |  |  |  | Infusion Pumps; General-Purpose | 44006 | 16027 | HOSPIRA HEALTHCARE CORP | 7671
CHRISTIANA |  | HOSPITAL-CH | 0 | 14599188 | DE |  |  |  | Infusion Pumps; General-Purpose | 44042 | 16027 | HOSPIRA HEALTHCARE CORP | 7671
CHRISTIANA |  | HOSPITAL-CH | 0 | 14599225 | DE |  |  |  | Infusion Pumps; General-Purpose | 44114 | 16027 | HOSPIRA HEALTHCARE CORP | 7671
CHRISTIANA |  | HOSPITAL-CH | 0 | 14599531 | DE |  |  |  | Infusion Pumps; General-Purpose | 44116 | 16027 | HOSPIRA HEALTHCARE CORP | 7671
CHRISTIANA |  | HOSPITAL-CH | 0 | 14598444 | DE |  |  |  | Infusion Pumps; General-Purpose | 43283 | 16027 | HOSPIRA HEALTHCARE CORP | 7671
CHRISTIANA |  | HOSPITAL-WH | 0 | 14598574 | DE |  |  |  | Infusion Pumps; General-Purpose | 43406 | 16027 | HOSPIRA HEALTHCARE CORP | 7671
CHRISTIANA |  | HOSPITAL-CH | 0 | 14598477 | DE |  |  |  | Infusion Pumps; General-Purpose | 43759 | 16027 | HOSPIRA HEALTHCARE CORP | 7671
CHRISTIANA |  | HOSPITAL-CH | 0 | 14598381 | DE |  |  |  | Infusion Pumps; General-Purpose | 44395 | 16027 | HOSPIRA HEALTHCARE CORP | 7671
CHRISTIANA |  | HOSPITAL-WH | 0 | 14598514 | DE |  |  |  | Infusion Pumps; General-Purpose | 44398 | 16027 | HOSPIRA HEALTHCARE CORP | 7671
CHRISTIANA |  | HOSPITAL-CH | 0 | 14599571 | DE |  |  |  | Infusion Pumps; General-Purpose | 44148 | 16027 | HOSPIRA HEALTHCARE CORP | 7671
CHRISTIANA |  | HOSPITAL-CH | 0 | 14599137 | DE |  |  |  | Infusion Pumps; General-Purpose | 43978 | 16027 | HOSPIRA HEALTHCARE CORP | 7671
CHRISTIANA |  | HOSPITAL-CH | 0 | 14598970 | DE |  |  |  | Infusion Pumps; General-Purpose | 43982 | 16027 | HOSPIRA HEALTHCARE CORP | 7671
CHRISTIANA |  | HOSPITAL-CH | 0 | 14599849 | DE |  |  |  | Infusion Pumps; General-Purpose | 44097 | 16027 | HOSPIRA HEALTHCARE CORP | 7671
CHRISTIANA |  | HOSPITAL-CH | 0 | 14599087 | DE |  |  |  | Infusion Pumps; General-Purpose | 44099 | 16027 | HOSPIRA HEALTHCARE CORP | 7671
CHRISTIANA |  | HOSPITAL-CH | 0 | 14603813 | DE |  |  |  | Infusion Pumps; General-Purpose | 44774 | 16027 | HOSPIRA HEALTHCARE CORP | 7171
CHRISTIANA |  | HOSPITAL-CH | 0 | 14599831 | DE |  |  |  | Infusion Pumps; General-Purpose | 44059 | 16027 | HOSPIRA HEALTHCARE CORP | 7671
CHRISTIANA |  | HOSPITAL-CH | 0 | 14599797 | DE |  |  |  | Infusion Pumps; General-Purpose | 44067 | 16027 | HOSPIRA HEALTHCARE CORP | 7671
CHRISTIANA |  | HOSPITAL-CH | 0 | 14603682 | DE |  |  |  | Infusion Pumps; General-Purpose | 44695 | 16027 | HOSPIRA HEALTHCARE CORP | 7171
CHRISTIANA |  | HOSPITAL-CH | 0 | 14603740 | DE |  |  |  | Infusion Pumps; General-Purpose | 44697 | 16027 | HOSPIRA HEALTHCARE CORP | 7171
CHRISTIANA |  | HOSPITAL-CH | 0 | 14599574 | DE |  |  |  | Infusion Pumps; General-Purpose | 44081 | 16027 | HOSPIRA HEALTHCARE CORP | 7671
CHRISTIANA |  | HOSPITAL-CH | 0 | 14599873 | DE |  |  |  | Infusion Pumps; General-Purpose | 44083 | 16027 | HOSPIRA HEALTHCARE CORP | 7671
CHRISTIANA |  | HOSPITAL-WH | 0 | 14599047 | DE |  |  |  | Infusion Pumps; General-Purpose | 44031 | 16027 | HOSPIRA HEALTHCARE CORP | 7671
CHRISTIANA |  | HOSPITAL-CH | 0 | 14599843 | DE |  |  |  | Infusion Pumps; General-Purpose | 44115 | 16027 | HOSPIRA HEALTHCARE CORP | 7671
CHRISTIANA |  | HOSPITAL-CH | 0 | 14599038 | DE |  |  |  | Infusion Pumps; General-Purpose | 44117 | 16027 | HOSPIRA HEALTHCARE CORP | 7671
CHRISTIANA |  | HOSPITAL-CH | 0 | 14599644 | DE |  |  |  | Infusion Pumps; General-Purpose | 44181 | 16027 | HOSPIRA HEALTHCARE CORP | 7671
CHRISTIANA |  | HOSPITAL-CH | 0 | 14598353 | DE |  |  |  | Infusion Pumps; General-Purpose | 43289 | 16027 | HOSPIRA HEALTHCARE CORP | 7671
CHRISTIANA |  | HOSPITAL-WH | 0 | 14603647 | DE |  |  |  | Infusion Pumps; General-Purpose | 44741 | 16027 | HOSPIRA HEALTHCARE CORP | 7171
CHRISTIANA |  | HOSPITAL-CH | 0 | 14598402 | DE |  |  |  | Infusion Pumps; General-Purpose | 43409 | 16027 | HOSPIRA HEALTHCARE CORP | 7671
CHRISTIANA |  | HOSPITAL-CH | 0 | 14598541 | DE |  |  |  | Infusion Pumps; General-Purpose | 43586 | 16027 | HOSPIRA HEALTHCARE CORP | 7671
CHRISTIANA |  | HOSPITAL-CH | 0 | 14598323 | DE |  |  |  | Infusion Pumps; General-Purpose | 44400 | 16027 | HOSPIRA HEALTHCARE CORP | 7671
CHRISTIANA |  | HOSPITAL-CH | 0 | 14599804 | DE |  |  |  | Infusion Pumps; General-Purpose | 44151 | 16027 | HOSPIRA HEALTHCARE CORP | 7671
CHRISTIANA |  | HOSPITAL-WH | 0 | 14599730 | DE |  |  |  | Infusion Pumps; General-Purpose | 44153 | 16027 | HOSPIRA HEALTHCARE CORP | 7671
CHRISTIANA |  | HOSPITAL-CH | 0 | 14599104 | DE |  |  |  | Infusion Pumps; General-Purpose | 43983 | 16027 | HOSPIRA HEALTHCARE CORP | 7671
CHRISTIANA |  | HOSPITAL-CH | 0 | 14599796 | DE |  |  |  | Infusion Pumps; General-Purpose | 43990 | 16027 | HOSPIRA HEALTHCARE CORP | 7671
CHRISTIANA |  | HOSPITAL-CH | 0 | 14599009 | DE |  |  |  | Infusion Pumps; General-Purpose | 44795 | 16027 | HOSPIRA HEALTHCARE CORP | 7171
CHRISTIANA |  | HOSPITAL-CH | 0 | 14599754 | DE |  |  |  | Infusion Pumps; General-Purpose | 44102 | 16027 | HOSPIRA HEALTHCARE CORP | 7671
CHRISTIANA |  | HOSPITAL-CH | 0 | 14599220 | DE |  |  |  | Infusion Pumps; General-Purpose | 44105 | 16027 | HOSPIRA HEALTHCARE CORP | 7671
CHRISTIANA |  | HOSPITAL-WH | 0 | 14599215 | DE |  |  |  | Infusion Pumps; General-Purpose | 44048 | 16027 | HOSPIRA HEALTHCARE CORP | 7671
CHRISTIANA |  | HOSPITAL-CH | 0 | 14599708 | DE |  |  |  | Infusion Pumps; General-Purpose | 44070 | 16027 | HOSPIRA HEALTHCARE CORP | 7671
CHRISTIANA |  | HOSPITAL-CH | 0 | 14599635 | DE |  |  |  | Infusion Pumps; General-Purpose | 44072 | 16027 | HOSPIRA HEALTHCARE CORP | 7671
CHRISTIANA |  | HOSPITAL-CH | 0 | 14603589 | DE |  |  |  | Infusion Pumps; General-Purpose | 44700 | 16027 | HOSPIRA HEALTHCARE CORP | 7171
CHRISTIANA |  | HOSPITAL-CH | 0 | 14599204 | DE |  |  |  | Infusion Pumps; General-Purpose | 44086 | 16027 | HOSPIRA HEALTHCARE CORP | 7671
CHRISTIANA |  | HOSPITAL-CH | 0 | 14599129 | DE |  |  |  | Infusion Pumps; General-Purpose | 44088 | 16027 | HOSPIRA HEALTHCARE CORP | 7671
CHRISTIANA |  | HOSPITAL-CH | 0 | 14599719 | DE |  |  |  | Infusion Pumps; General-Purpose | 44060 | 16027 | HOSPIRA HEALTHCARE CORP | 7671
CHRISTIANA |  | HOSPITAL-CH | 0 | 14599588 | DE |  |  |  | Infusion Pumps; General-Purpose | 44063 | 16027 | HOSPIRA HEALTHCARE CORP | 7671
CHRISTIANA |  | HOSPITAL-CH | 0 | 14599258 | DE |  |  |  | Infusion Pumps; General-Purpose | 44118 | 16027 | HOSPIRA HEALTHCARE CORP | 7671
CHRISTIANA |  | HOSPITAL-WH | 0 | 14599060 | DE |  |  |  | Infusion Pumps; General-Purpose | 44120 | 16027 | HOSPIRA HEALTHCARE CORP | 7671
CHRISTIANA |  | HOSPITAL-CH | 0 | 14603704 | DE |  |  |  | Infusion Pumps; General-Purpose | 44734 | 16027 | HOSPIRA HEALTHCARE CORP | 7171
CHRISTIANA |  | HOSPITAL-CH | 0 | 14598546 | DE |  |  |  | Infusion Pumps; General-Purpose | 43294 | 16027 | HOSPIRA HEALTHCARE CORP | 7671
CHRISTIANA |  | HOSPITAL-CH | 0 | 14598429 | DE |  |  |  | Infusion Pumps; General-Purpose | 43298 | 16027 | HOSPIRA HEALTHCARE CORP | 7671
CHRISTIANA |  | HOSPITAL-CH | 0 | 14598390 | DE |  |  |  | Infusion Pumps; General-Purpose | 43408 | 16027 | HOSPIRA HEALTHCARE CORP | 7671
CHRISTIANA |  | HOSPITAL-CH | 0 | 14598359 | DE |  |  |  | Infusion Pumps; General-Purpose | 43411 | 16027 | HOSPIRA HEALTHCARE CORP | 7671
CHRISTIANA |  | HOSPITAL-WH | 0 | 14597949 | DE |  |  |  | Infusion Pumps; General-Purpose | 43760 | 16027 | HOSPIRA HEALTHCARE CORP | 7671
CHRISTIANA |  | HOSPITAL-CH | 0 | 14598517 | DE |  |  |  | Infusion Pumps; General-Purpose | 44401 | 16027 | HOSPIRA HEALTHCARE CORP | 7671
CHRISTIANA |  | HOSPITAL-CH | 0 | 14599765 | DE |  |  |  | Infusion Pumps; General-Purpose | 44150 | 16027 | HOSPIRA HEALTHCARE CORP | 7671
CHRISTIANA |  | HOSPITAL-CH | 0 | 14599789 | DE |  |  |  | Infusion Pumps; General-Purpose | 44152 | 16027 | HOSPIRA HEALTHCARE CORP | 7671
CHRISTIANA |  | HOSPITAL-CH | 0 | 14599814 | DE |  |  |  | Infusion Pumps; General-Purpose | 43985 | 16027 | HOSPIRA HEALTHCARE CORP | 7671
CHRISTIANA |  | HOSPITAL-CH | 0 | 14599836 | DE |  |  |  | Infusion Pumps; General-Purpose | 43992 | 16027 | HOSPIRA HEALTHCARE CORP | 7671
CHRISTIANA |  | HOSPITAL-CH | 0 | 14599272 | DE |  |  |  | Infusion Pumps; General-Purpose | 44101 | 16027 | HOSPIRA HEALTHCARE CORP | 7671
CHRISTIANA |  | HOSPITAL-WH | 0 | 14599612 | DE |  |  |  | Infusion Pumps; General-Purpose | 44104 | 16027 | HOSPIRA HEALTHCARE CORP | 7671
CHRISTIANA |  | HOSPITAL-CH | 0 | 14599265 | DE |  |  |  | Infusion Pumps; General-Purpose | 44047 | 16027 | HOSPIRA HEALTHCARE CORP | 7671
CHRISTIANA |  | HOSPITAL-CH | 0 | 14599927 | DE |  |  |  | Infusion Pumps; General-Purpose | 44071 | 16027 | HOSPIRA HEALTHCARE CORP | 7671
CHRISTIANA |  | HOSPITAL-CH | 0 | 14603601 | DE |  |  |  | Infusion Pumps; General-Purpose | 44699 | 16027 | HOSPIRA HEALTHCARE CORP | 7171
CHRISTIANA |  | HOSPITAL-CH | 0 | 14599232 | DE |  |  |  | Infusion Pumps; General-Purpose | 44085 | 16027 | HOSPIRA HEALTHCARE CORP | 7671
CHRISTIANA |  | HOSPITAL-CH | 0 | 14599193 | DE |  |  |  | Infusion Pumps; General-Purpose | 44087 | 16027 | HOSPIRA HEALTHCARE CORP | 7671
CHRISTIANA |  | HOSPITAL-CH | 0 | 14599161 | DE |  |  |  | Infusion Pumps; General-Purpose | 44050 | 16027 | HOSPIRA HEALTHCARE CORP | 7671
CHRISTIANA |  | HOSPITAL-CH | 0 | 14599889 | DE |  |  |  | Infusion Pumps; General-Purpose | 44061 | 16027 | HOSPIRA HEALTHCARE CORP | 7671
CHRISTIANA |  | HOSPITAL-CH | 0 | 14599110 | DE |  |  |  | Infusion Pumps; General-Purpose | 44119 | 16027 | HOSPIRA HEALTHCARE CORP | 7671
CHRISTIANA |  | HOSPITAL-CH | 0 | 14599113 | DE |  |  |  | Infusion Pumps; General-Purpose | 44121 | 16027 | HOSPIRA HEALTHCARE CORP | 7671
CHRISTIANA |  | MIDDLETOWN ED | 0 | 14603607 | DE |  |  |  | Infusion Pumps; General-Purpose | 44735 | 16027 | HOSPIRA HEALTHCARE CORP | 7171
CHRISTIANA |  | HOSPITAL-CH | 0 | 14598419 | DE |  |  |  | Infusion Pumps; General-Purpose | 43296 | 16027 | HOSPIRA HEALTHCARE CORP | 7671
CHRISTIANA |  | HOSPITAL-WH | 0 | 14598554 | DE |  |  |  | Infusion Pumps; General-Purpose | 43309 | 16027 | HOSPIRA HEALTHCARE CORP | 7671
CHRISTIANA |  | HOSPITAL-CH | 0 | 14598443 | DE |  |  |  | Infusion Pumps; General-Purpose | 43590 | 16027 | HOSPIRA HEALTHCARE CORP | 7671
CHRISTIANA |  | HOSPITAL-CH | 0 | 14599669 | DE |  |  |  | Infusion Pumps; General-Purpose | 44155 | 16027 | HOSPIRA HEALTHCARE CORP | 7671
CHRISTIANA |  | HOSPITAL-CH | 0 | 14599011 | DE |  |  |  | Infusion Pumps; General-Purpose | 43993 | 16027 | HOSPIRA HEALTHCARE CORP | 7671
CHRISTIANA |  | HOSPITAL-CH | 0 | 14599673 | DE |  |  |  | Infusion Pumps; General-Purpose | 44051 | 16027 | HOSPIRA HEALTHCARE CORP | 7671
CHRISTIANA |  | HOSPITAL-CH | 0 | 14599685 | DE |  |  |  | Infusion Pumps; General-Purpose | 44053 | 16027 | HOSPIRA HEALTHCARE CORP | 7671
CHRISTIANA |  | HOSPITAL-CH | 0 | 14599595 | DE |  |  |  | Infusion Pumps; General-Purpose | 44108 | 16027 | HOSPIRA HEALTHCARE CORP | 7671
CHRISTIANA |  | HOSPITAL-WH | 0 | 14599573 | DE |  |  |  | Infusion Pumps; General-Purpose | 44173 | 16027 | HOSPIRA HEALTHCARE CORP | 7671
CHRISTIANA |  | HOSPITAL-WH | 0 | 17237579 | DE |  |  |  | Infusion Pumps; General-Purpose | 44913 | 16027 | HOSPIRA HEALTHCARE CORP | 7671
CHRISTIANA |  | HOSPITAL-CH | 0 | 14598509 | DE |  |  |  | Infusion Pumps; General-Purpose | 43000 | 16027 | HOSPIRA HEALTHCARE CORP | 7671
CHRISTIANA |  | HOSPITAL-WH | 0 | 14599694 | DE |  |  |  | Infusion Pumps; General-Purpose | 44122 | 16027 | HOSPIRA HEALTHCARE CORP | 7671
CHRISTIANA |  | MIDDLETOWN ED | 0 | 14603725 | DE |  |  |  | Infusion Pumps; General-Purpose | 44736 | 16027 | HOSPIRA HEALTHCARE CORP | 7171
CHRISTIANA |  | HOSPITAL-CH | 0 | 14603655 | DE |  |  |  | Infusion Pumps; General-Purpose | 44738 | 16027 | HOSPIRA HEALTHCARE CORP | 7171
CHRISTIANA |  | HOSPITAL-WH | 0 | 14598322 | DE |  |  |  | Infusion Pumps; General-Purpose | 43313 | 16027 | HOSPIRA HEALTHCARE CORP | 7671
CHRISTIANA |  | HOSPITAL-CH | 0 | 14598360 | DE |  |  |  | Infusion Pumps; General-Purpose | 43587 | 16027 | HOSPIRA HEALTHCARE CORP | 7671
CHRISTIANA |  | HOSPITAL-WH | 0 | 14598414 | DE |  |  |  | Infusion Pumps; General-Purpose | 43601 | 16027 | HOSPIRA HEALTHCARE CORP | 7671
CHRISTIANA |  | HOSPITAL-CH | 0 | 14599592 | DE |  |  |  | Infusion Pumps; General-Purpose | 44154 | 16027 | HOSPIRA HEALTHCARE CORP | 7671
CHRISTIANA |  | HOSPITAL-CH | 0 | 14599271 | DE |  |  |  | Infusion Pumps; General-Purpose | 44106 | 16027 | HOSPIRA HEALTHCARE CORP | 7671
CHRISTIANA |  | HOSPITAL-CH | 0 | 14599713 | DE |  |  |  | Infusion Pumps; General-Purpose | 44049 | 16027 | HOSPIRA HEALTHCARE CORP | 7671
CHRISTIANA |  | HOSPITAL-CH | 0 | 14599176 | DE |  |  |  | Infusion Pumps; General-Purpose | 44052 | 16027 | HOSPIRA HEALTHCARE CORP | 7671
CHRISTIANA |  | HOSPITAL-WH | 0 | 14599269 | DE |  |  |  | Infusion Pumps; General-Purpose | 44107 | 16027 | HOSPIRA HEALTHCARE CORP | 7671
CHRISTIANA |  | HOSPITAL-CH | 0 | 14599166 | DE |  |  |  | Infusion Pumps; General-Purpose | 44109 | 16027 | HOSPIRA HEALTHCARE CORP | 7671
CHRISTIANA |  | HOSPITAL-CH | 0 | 14599680 | DE |  |  |  | Infusion Pumps; General-Purpose | 44174 | 16027 | HOSPIRA HEALTHCARE CORP | 7671
CHRISTIANA |  | HOSPITAL-CH | 0 | 14598496 | DE |  |  |  | Infusion Pumps; General-Purpose | 43001 | 16027 | HOSPIRA HEALTHCARE CORP | 7671
CHRISTIANA |  | HOSPITAL-CH | 0 | 14603762 | DE |  |  |  | Infusion Pumps; General-Purpose | 44737 | 16027 | HOSPIRA HEALTHCARE CORP | 7171
CHRISTIANA |  | HOSPITAL-CH | 0 | 14598422 | DE |  |  |  | Infusion Pumps; General-Purpose | 43318 | 16027 | HOSPIRA HEALTHCARE CORP | 7671
CHRISTIANA |  | HOSPITAL-CH | 0 | 25-15-BR-8140 | DE |  |  |  | HOODS; ISOLATION; LAMINAR AIR FLOW | 33642 | BBF--255-RX | GERMFREE LABORATORIES INC | 2999.99
CHRISTIANA |  | MAP II | 0 | 438 | DE |  |  |  | Electronystagmographs | 28962 | MCU-80 | ICS MEDICAL | 21552
CHRISTIANA |  | HOSPITAL-CH | 0 | 389 | DE |  |  |  | Stimulators; Electrical; Cardiac; Diagnostic | 38052 | MP320 | MICROPACE PTY LTD | 9.99
CHRISTIANA |  | HOSPITAL-WH | 0 | C9562861 | DE |  |  |  | Collimators; Radiographic | 19808 | TF-20MG-1 | Toshiba America Medical Systems Inc | 6000
CHRISTIANA |  | HOSPITAL-CH | 0 | HDHS50016 | DE |  | 2013-02-01 19:00 |  | Incubators; Infant | 50591 | Giraffe Incubator 6651-0006-901 | GE Healthcare USA | 25000 | Purchased
CHRISTIANA |  | HOSPITAL-CH | 0 | HDHS50015 | DE |  | 2013-02-01 19:00 |  | Incubators; Infant | 50592 | Giraffe Incubator 6651-0006-901 | GE Healthcare USA | 25000 | Purchased
CHRISTIANA |  | HOSPITAL-CH | 0 | HDHS50020 | DE |  | 2013-02-01 19:00 |  | Incubators; Infant | 50589 | Giraffe Incubator 6651-0006-901 | GE Healthcare USA | 25000 | Purchased
CHRISTIANA |  | HOSPITAL-CH | 0 | 6309-1522-001 | DE |  |  |  | Washers; Labware/Surgical Instrument; Ultrasonic | 38265 | 1522 | ULTRA CLEAN SYSTEMS INC | 25000
CHRISTIANA |  | HOSPITAL-CH | 0 | 3629102002 | DE |  |  |  | WASHERS; Cart | 37805 | 220 | STERIS Corp | 0
CHRISTIANA |  | HOSPITAL-WH | 0 | 189 | DE |  |  |  | X-Ray Tube Assemblies | 23949 | 4422A | PICKER INTERNATIONAL LTD | 14999
CHRISTIANA |  | Christiana Logistic Center | 0 | 597t002996 | DE |  | 2013-03-11 20:00 |  | Scales; Patient; Floor | 49959 | Health O Meter Heavy Duty Waist High Dig 599KL | HEALTH O METER INC DIV SUNBEAM CORP | 1500 | Purchased
CHRISTIANA |  | HOSPITAL-CH | 0 | 88779 | DE |  | 2012-06-20 20:00 |  | Simulators; Cardiac; Electrocardiography | 26155 | Bio-Tek ECG Simulator ECG-Plus | BIO-TEK INSTRUMENTS INC | 2500 | Purchased
CHRISTIANA |  | HOSPITAL-CH | 0 | 198293042 | DE |  | 2001-06-04 20:00 |  | Baths; Tissue Flotation | 29928 | Neslab Shandon HistoBath 2 | SHANDON LIPSHAW | 1000
CHRISTIANA |  | HOSPITAL-CH | 0 | M8515633 | DE |  | 1991-09-23 20:00 |  | Exercisers; Breathing; Spirometry | 19100 | 2025-05-05 | Respiradyne | 3500 | Purchased
CHRISTIANA |  | HOSPITAL-CH | 0 | M8514585 | DE |  | 1988-08-27 20:00 |  | Exercisers; Breathing; Spirometry | 11023 | 2025-05-05 | Respiradyne | 3500 | Purchased
CHRISTIANA |  | HOSPITAL-CH | 0 | M8514976 | DE |  | 1988-08-27 20:00 |  | Exercisers; Breathing; Spirometry | 11020 | 2025-05-05 | Respiradyne | 3500 | Purchased
CHRISTIANA |  | HOSPITAL-CH | 0 | M8514563 | DE |  | 2008-01-20 19:00 |  | Exercisers; Breathing; Spirometry | 18170 | 2025-05-05 | Respiradyne | 3500 | Purchased
CHRISTIANA |  | HOSPITAL-CH | 0 | M8515627 | DE |  |  |  | Exercisers; Breathing; Spirometry | 10037 | 2025-05-05 | CHESEBROUGH-POND'S INC HOSPITAL PRODUCTS DIV | 3500
CHRISTIANA |  | HOSPITAL-CH | 0 | M8515626 | DE |  | 1988-04-10 20:00 |  | Exercisers; Breathing; Spirometry | 11784 | 2025-05-05 | CHESEBROUGH-POND'S INC HOSPITAL PRODUCTS DIV | 3500 | Purchased
CHRISTIANA |  | HOSPITAL-CH | 0 | M8515637 | DE |  | 1988-08-27 20:00 |  | Exercisers; Breathing; Spirometry | 10706 | 2025-05-05 | CHESEBROUGH-POND'S INC HOSPITAL PRODUCTS DIV | 3500 | Purchased
CHRISTIANA |  | HOSPITAL-CH | 0 | M8515641 | DE |  | 1988-04-10 20:00 |  | Exercisers; Breathing; Spirometry | 11783 | 2025-05-05 | CHESEBROUGH-POND'S INC HOSPITAL PRODUCTS DIV | 3500 | Purchased
CHRISTIANA |  | HOSPITAL-CH | 0 | M8514108 | DE |  | 1988-08-27 20:00 |  | Exercisers; Breathing; Spirometry | 14464 | 2025-05-05 | CHESEBROUGH-POND'S INC HOSPITAL PRODUCTS DIV | 3500 | Purchased
CHRISTIANA |  | HOSPITAL-CH | 0 | 90496 | DE |  |  |  | Battery Chargers | 47324 | VLP12 | MEDTRONIC EMERGENCY RESPONSE SYSTEMS | 996
CHRISTIANA |  | HOSPITAL-CH | 0 | 90492 | DE |  |  |  | Battery Chargers | 47325 | VLP12 | MEDTRONIC EMERGENCY RESPONSE SYSTEMS | 996
CHRISTIANA |  | HOSPITAL-CH | 0 | 90134 | DE |  |  |  | Battery Chargers | 47326 | VLP12 | MEDTRONIC EMERGENCY RESPONSE SYSTEMS | 996
CHRISTIANA |  | HOSPITAL-CH | 0 | 90151 | DE |  |  |  | Battery Chargers | 47327 | VLP12 | MEDTRONIC EMERGENCY RESPONSE SYSTEMS | 996
CHRISTIANA |  | HOSPITAL-CH | 0 | 42622621 | DE |  | 2013-02-28 19:00 |  | Centrifuges | 49297 | cl-2 | THERMO SCIENTIFIC CLINICAL CHEMISTRY DIV THERMO FISHER SCIENTIFIC INC | 5000
CHRISTIANA |  | HOSPITAL-CH | 0 | TPH516 | DE |  | 2015-09-30 20:00 |  | Detectors; VERIFICATION/CLEAN | 61053 | NGI | 3M Occupational Health & Environmental Safety Div | 15000
CHRISTIANA |  | HOSPITAL-WH | 0 | TPG503 | DE |  | 2015-09-30 20:00 |  | Detectors; VERIFICATION/CLEAN | 61054 | NGI | 3M Occupational Health & Environmental Safety Div | 15000
CHRISTIANA |  | HOSPITAL-WH | 0 | B4253 | DE |  |  |  | Scales; Clinical; Blood Collection | 55092 | Hemoflow Blood Draw Monitor 300 | APPLIED SCIENCE INC. | 1500
CHRISTIANA |  | HOSPITAL-CH | 0 | B4252 | DE |  | 2015-06-30 20:00 |  | Scales; Clinical; Blood Collection | 55093 | Hemoflow Blood Draw Monitor 300 | APPLIED SCIENCE INC. | 1500
CHRISTIANA |  | HOSPITAL-CH | 0 | B4600 | DE |  | 2015-06-30 20:00 |  | Scales; Clinical; Blood Collection | 61856 | Hemoflow Blood Draw Monitor 300 | APPLIED SCIENCE INC. | 1500
CHRISTIANA |  | HOSPITAL-WH | 0 | B4238 | DE |  | 2015-06-30 20:00 |  | Scales; Clinical; Blood Collection | 55091 | Hemoflow Blood Draw Monitor 300 | APPLIED SCIENCE INC. | 1500
CHRISTIANA |  | HOSPITAL-CH | 0 | B4227 | DE |  |  |  | Scales; Clinical; Blood Collection | 55094 | Hemoflow Blood Draw Monitor 300 | APPLIED SCIENCE INC. | 1500
CHRISTIANA |  | HOSPITAL-CH | 0 | 651492 | DE |  | 1999-10-12 20:00 |  | Microscopes; Light; Laboratory | 29089 | Eclipse Biological Microscope E400 | NIKON INSTRUMENTS INC | 500
CHRISTIANA |  | HOSPITAL-CH | 0 | 108378 | DE |  | 2011-07-18 20:00 |  | Microscopes; Light; Laboratory | 47871 | Eclipse Biological Microscope E400 | NIKON INSTRUMENTS INC | 1769.4 | Purchased
CHRISTIANA |  | HOSPITAL-CH | 0 | 667185 | DE |  |  |  | Microscopes; Light; Laboratory | 31503 | Eclipse Biological Microscope E400 | NIKON INSTRUMENTS INC | 500
CHRISTIANA |  | HOSPITAL-CH | 0 | 035NP2 | DE |  | 2019-03-29 08:54 |  | Probes; Ultrasonic | 035NP2 | C60X/5-2 | SonoSite Inc | 10000
CHRISTIANA |  | HOSPITAL-CH | 0 | 03GXJD | DE |  | 2019-03-29 08:54 |  | Probes; Ultrasonic | 03GXJD | C60X/5-2 | SonoSite Inc | 10000
CHRISTIANA |  | Quillen Building | 0 | B11G-01330 | DE |  | 2013-11-20 19:00 |  | Defibrillators; External; Automated | 52842 | M5070A HEARTSTART XL | PHILIPS MEDICAL SYSTEMS CARDIAC & MONITORING SYSTEMS DIV | 10000
CHRISTIANA |  | HOSPITAL-WH | 0 | NONE | DE |  |  |  | Exercisers; Aerobic; Stationary Bicycle; Recumbent | 31419 | Schwinn Airdyne Backdraft | SCHWINN CYCLING AND FITNESS INC | 1700
CHRISTIANA |  | HCCC | 0 | NONE | DE |  |  |  | Exercisers; Aerobic; Stationary Bicycle; Recumbent | 38174 | Schwinn Airdyne Backdraft | SCHWINN CYCLING AND FITNESS INC | 1700
CHRISTIANA |  | HOSPITAL-CH | 50090.63 | 86-0519 | DE |  | 2002-06-24 20:00 |  | Radiographic/Fluoroscopic Units; Mobile | 33320 | 6800 | OEC MEDICAL SYSTEMS | 66276
CHRISTIANA |  | HOSPITAL-CH | 50090.63 | 86-1163 | DE |  | 2004-04-19 20:00 |  | Radiographic/Fluoroscopic Units; Mobile | 36048 | 6800 | OEC MEDICAL SYSTEMS | 65730 | Purchased
CHRISTIANA |  | HOSPITAL-CH | 0 | E21013-0044 | DE |  | 2013-08-22 20:00 |  | Scales | 45567 | Storm Weight Indicator 205 | CARDINAL HEALTH INC | 1500 | Purchased
CHRISTIANA |  | CH-SURGI | 0 | 0135490-04 | DE |  | 2013-08-23 20:00 |  | Sterilizing Units; Steam; Bulk | 45439 | E3033-1 | STERIS Corp | 30000 | Purchased
CHRISTIANA |  | CH-SURGI | 0 | 12809201 | DE |  |  |  | Sterilizing Units; Steam; Bulk | 37941 | E3033-1 | STERIS Corp | 149999.99
CHRISTIANA |  | HOSPITAL-CH | 0 | B0KG4W | DE |  |  |  | Probes; Ultrasonic | B0KG4W | S5-1 | Philips Healthcare North America | 10000
CHRISTIANA |  | HOSPITAL-CH | 0 | 035WHG | DE |  | 2018-07-15 20:00 |  | Probes; Ultrasonic | 035WHG | S5-1 | Philips Healthcare North America | 10000
CHRISTIANA |  | HOSPITAL-CH | 0 | B1CB3M | DE |  |  |  | Probes; Ultrasonic | B1CB3M | S5-1 | Philips Healthcare North America | 10000
CHRISTIANA |  | HOSPITAL-CH | 0 | B2NVK3 | DE |  | 2018-09-04 20:00 |  | Probes; Ultrasonic | B2NVK3 | S5-1 | Philips Healthcare North America | 10000 | Purchased
CHRISTIANA |  | HOSPITAL-CH | 0 | B0D294 | DE |  | 2019-03-29 08:54 |  | Probes; Ultrasonic | B0D294 | S5-1 | Philips Healthcare North America | 10000 | Purchased
CHRISTIANA |  | Smyrna Health & Wellness Center | 0 | 038J6H | DE |  | 2019-03-29 08:54 |  | Probes; Ultrasonic | 038J6H | S5-1 | Philips Healthcare North America | 10000
CHRISTIANA |  | Carneys Point | 0 | VV101160 | NJ |  |  |  | Smoke Evacuation Systems; Surgical | 31844 | VAPOR VAC II | ELLMAN INTERNATIONAL INC | 1999.99
CHRISTIANA |  | HOSPITAL-CH | 0 | AF1170 | DE |  |  |  | Scanning Systems; Ultrasonic; Endoscopic | 49037 | VQ4122 | MEDI-STIM AS | 45000
CHRISTIANA |  | Quillen Building | 0 | CND4750053 | DE |  |  |  | Electrocardiographs; Multichannel | 47671 | M1771 A | AGILENT TECHNOLOGIES INC | 0
CHRISTIANA |  | HOSPITAL-WH | 0 | K4H600208 | DE |  |  |  | Recorders; Video; Tape | 15476 | WV-8350 | Panasonic Corp of America | 5000
CHRISTIANA |  | HOSPITAL-CH | 0 | V12 V3577 | DE |  |  |  | Analyzers; Laboratory; Immunoassay; Photometric; Enzyme (EIA) | 29047 | VIDAS 12 | bioMerieux Inc | 40000
CHRISTIANA |  | HOSPITAL-CH | 0 | V12U1268 | DE |  |  |  | Analyzers; Laboratory; Immunoassay; Photometric; Enzyme (EIA) | 31319 | VIDAS 12 | bioMerieux Inc | 90000
CHRISTIANA |  | HOSPITAL-WH | 0 | 311 | DE |  |  |  |  | 19814 | 616-A | PICKER INTERNATIONAL LTD | 5000
CHRISTIANA |  | HOSPITAL-CH | 0 | 1107 | DE |  |  |  |  | 18687 | 616-A | PICKER INTERNATIONAL LTD | 5000
CHRISTIANA |  | HOSPITAL-CH | 0 | 10629309 | DE |  |  |  | Sterilizing Units; Steam/Ethylene Oxide; Bulk | 37946 | E3048-1 | STERIS Corp | 74999.99
CHRISTIANA |  | HOSPITAL-CH | 0 | 12349702 | DE |  |  |  | Sterilizing Units; Steam/Ethylene Oxide; Bulk | 37944 | E3048-1 | STERIS Corp | 74999.99
CHRISTIANA |  | HOSPITAL-CH | 0 | 95-0175-01 | DE |  |  |  | Transilluminators | 35411 | TL-33E | UVP LLC | 999
CHRISTIANA |  | Riverside Medical Arts Complex | 0 | 15942 | DE |  | 1995-01-09 19:00 |  | Data Management Systems; Patient | 22074 | 41A | VIASYS HEALTHCARE INC | 8042
CHRISTIANA |  | HOSPITAL-WH | 0 | BPE000105A | DE |  | 2001-03-07 19:00 |  | Data Management Systems; Patient | 31132 | 41A | VIASYS HEALTHCARE INC | 29999.99
CHRISTIANA |  | HOSPITAL-WH | 0 | BDB8Q01 | DE |  | 2001-03-07 19:00 |  | Data Management Systems; Patient | 31131 | 41A | VIASYS HEALTHCARE INC | 8999.99
CHRISTIANA |  | HOSPITAL-WH | 0 | 6535 | DE |  |  |  | Calibrators; Pipette | 31163 | 300-06D | ARTEL | 2000
CHRISTIANA |  | HOSPITAL-CH | 0 | 01B04434 | DE |  |  |  | Percussors; Manual; Airway Clearance | 21026 | MEDAVIBE | Bunn / Now Graham-Field | 1200
CHRISTIANA |  | HOSPITAL-CH | 0 | O1B04127 | DE |  |  |  | Percussors; Manual; Airway Clearance | 19593 | MEDAVIBE | Bunn / Now Graham-Field | 1200
CHRISTIANA |  | HOSPITAL-CH | 0 | 01B04383 | DE |  |  |  | Percussors; Manual; Airway Clearance | 19580 | MEDAVIBE | Bunn / Now Graham-Field | 1200
CHRISTIANA |  | HOSPITAL-CH | 0 | IPV1950001 | DE |  |  |  | Percussors; Manual; Airway Clearance | 30571 | IPV-1 | PERCUSSIONAIRE CORP | 999.99
CHRISTIANA |  | HOSPITAL-WH | 0 | 7832464 | DE |  |  |  | Light Sources; Fiberoptic | 29586 | CLK-4 | OLYMPUS AMERICA INC | 3999.99
CHRISTIANA |  | HOSPITAL-CH | 0 | 7934656 | DE |  | 1999-09-29 20:00 |  | Light Sources; Fiberoptic | 29729 | CLK-4 | OLYMPUS AMERICA INC | 3999.99
CHRISTIANA |  | HOSPITAL-WH | 0 | 7035786 | DE |  |  |  | Light Sources; Fiberoptic | 29533 | CLK-4 | OLYMPUS AMERICA INC | 3999.99
CHRISTIANA |  | HOSPITAL-CH | 0 | 7168630 | DE |  | 2011-06-20 20:00 |  | Light Sources; Fiberoptic | 47864 | CLK-4 | OLYMPUS AMERICA INC | 3500 | Purchased
CHRISTIANA |  | HOSPITAL-CH | 0 | 7934122 | DE |  |  |  | Light Sources; Fiberoptic | 29214 | CLK-4 | OLYMPUS AMERICA INC | 3999.99
CHRISTIANA |  | PMRI | 0 | 7726607 | DE |  |  |  | Light Sources; Fiberoptic | 27163 | CLK-4 | OLYMPUS AMERICA INC | 3999.99
CHRISTIANA |  | HOSPITAL-CH | 0 | 8216308 | DE |  |  |  | Light Sources; Fiberoptic | 20333 | CLK-4 | OLYMPUS AMERICA INC | 3999.99
CHRISTIANA |  | HOSPITAL-CH | 0 | 8215448 | DE |  | 1992-08-12 20:00 |  | Light Sources; Fiberoptic | 20025 | CLK-4 | OLYMPUS AMERICA INC | 3999.99
CHRISTIANA |  | HOSPITAL-CH | 0 | 8216146 | DE |  | 1993-03-16 19:00 |  | Light Sources; Fiberoptic | 20431 | CLK-4 | OLYMPUS AMERICA INC | 3999.99
CHRISTIANA |  | Carneys Point | 0 | 7830897 | NJ |  | 1999-11-14 19:00 |  | Light Sources; Fiberoptic | 28075 | CLK-4 | OLYMPUS AMERICA INC | 3999.99
CHRISTIANA |  | HOSPITAL-WH | 0 | 8215528 | DE |  |  |  | Light Sources; Fiberoptic | 20264 | CLK-4 | OLYMPUS AMERICA INC | 3999.99
CHRISTIANA |  | Carneys Point | 0 | 8216550 | NJ |  | 1993-10-30 20:00 |  | Light Sources; Fiberoptic | 20873 | CLK-4 | OLYMPUS AMERICA INC | 3999.99
CHRISTIANA |  | HOSPITAL-CH | 0 | 7240120 | DE |  |  |  | Light Sources; Fiberoptic | 31878 | CLK-4 | OLYMPUS AMERICA INC | 3999.99
CHRISTIANA |  | HOSPITAL-CH | 0 | 02RC7F | DE |  |  |  | Scanning Systems; Ultrasonic; Cardiac | 38772 | IE33 | PHILIPS MEDICAL SYSTEMS NORTH AMERICA | 123780
CHRISTIANA |  | HOSPITAL-CH | 0 | 02XDM0 | DE |  | 2006-08-29 20:00 |  | Scanning Systems; Ultrasonic; Cardiac | 38773 | IE33 | PHILIPS MEDICAL SYSTEMS NORTH AMERICA | 123780
CHRISTIANA |  | HOSPITAL-CH | 0 | 1008071 | DE |  | 2007-05-01 20:00 |  | Ventilators; Intensive Care; Neonatal/Pediatric | 39901 | Infant Transport Ventilator MVP-10 | International Biomedical Inc | 4675
CHRISTIANA |  | HOSPITAL-CH | 0 | 2353001 | DE |  | 2000-11-13 19:00 |  | Ventilators; Intensive Care; Neonatal/Pediatric | 30610 | Infant Transport Ventilator MVP-10 | International Biomedical Inc | 9999.99
CHRISTIANA |  | HOSPITAL-CH | 0 | 2123921 | DE |  | 2008-01-20 19:00 |  | Ventilators; Intensive Care; Neonatal/Pediatric | 26977 | Infant Transport Ventilator MVP-10 | International Biomedical Inc | 6000
CHRISTIANA |  | HOSPITAL-CH | 0 | 1793961 | DE |  | 1996-10-19 20:00 |  | Ventilators; Intensive Care; Neonatal/Pediatric | 25264 | Infant Transport Ventilator MVP-10 | International Biomedical Inc | 6000
CHRISTIANA |  | HOSPITAL-CH | 0 | 2125911 | DE |  | 2012-09-11 20:00 |  | Ventilators; Intensive Care; Neonatal/Pediatric | 47949 | Infant Transport Ventilator MVP-10 | International Biomedical Inc | 25000
CHRISTIANA |  | Woodstown | 0 | NONE | NJ |  |  |  | Lights; Examination | 23818 | 44200 | CARDINAL | 800
CHRISTIANA |  | Springside Connor Building | 0 | 5090 | DE |  | 2004-10-19 20:00 |  | Tables; Examination/Treatment; Adjustable; Physical Therapy | 36559 | 1440 Series Dual Lift Powermatic Mat Pla 1440-68 | HAUSMANN INDUSTRIES INC | 1700 | Purchased
CHRISTIANA |  | HOSPITAL-WH | 0 | 1294-177 | DE |  |  |  | Scales; Patient; Floor | 27481 | FLOOR | DETECTO SCALE CO DIV CARDINAL SCALE MFG CO | 1500
CHRISTIANA |  | HOSPITAL-CH | 0 | 0203 1526 | DE |  | 2002-06-04 20:00 |  | Scales; Patient; Floor | 33269 | FLOOR | DETECTO SCALE CO DIV CARDINAL SCALE MFG CO | 1500 | Purchased
CHRISTIANA |  | Riverside Medical Arts Complex | 0 | NONE | DE |  |  |  | Scales; Patient; Floor | 22160 | 135195 | CONTINENTAL SCALE CORP | 1000
CHRISTIANA |  | HOSPITAL-CH | 0 | ? | DE |  |  |  | Scales; Patient; Floor | 21976 | 135195 | CONTINENTAL SCALE CORP | 1000
CHRISTIANA |  | HOSPITAL-CH | 0 | K00191 | DE |  |  |  | Lithotripters; Intracorporeal; Impact; Ultrasonic | 47180 | EMS SA CH 1260 | BOSTON SCIENTIFIC - ENDOSURGERY GROUP | 0
CHRISTIANA |  | HOSPITAL-WH | 0 | 10061508 | DE |  | 2013-07-24 20:00 |  | Angioplasty Systems; Atherotomy | 52516 | 5000A | BOSTON SCIENTIFIC CORP | 36000
CHRISTIANA |  | HOSPITAL-CH | 0 | PFG002044P | DE |  |  |  | Pacemakers; Cardiac; External; Invasive Electrode | 25509 | 5388 | MEDTRONIC INC CARDIOVASCULAR SECTOR | 3000
CHRISTIANA |  | HOSPITAL-CH | 0 | PFG010266P | DE |  | 1999-07-05 20:00 |  | Pacemakers; Cardiac; External; Invasive Electrode | 28667 | 5388 | MEDTRONIC INC CARDIOVASCULAR SECTOR | 4600 | Purchased
CHRISTIANA |  | HOSPITAL-CH | 0 | PFG010128P | DE |  | 1999-07-05 20:00 |  | Pacemakers; Cardiac; External; Invasive Electrode | 28669 | 5388 | MEDTRONIC INC CARDIOVASCULAR SECTOR | 4600
CHRISTIANA |  | HOSPITAL-CH | 0 | PFG013606P | DE |  | 2000-07-24 20:00 |  | Pacemakers; Cardiac; External; Invasive Electrode | 30461 | 5388 | MEDTRONIC INC CARDIOVASCULAR SECTOR | 4800 | Purchased
CHRISTIANA |  | HOSPITAL-CH | 0 | PFG010098P | DE |  | 1999-07-05 20:00 |  | Pacemakers; Cardiac; External; Invasive Electrode | 28668 | 5388 | MEDTRONIC INC CARDIOVASCULAR SECTOR | 4600
CHRISTIANA |  | HOSPITAL-CH | 0 | PFG002045P | DE |  |  |  | Pacemakers; Cardiac; External; Invasive Electrode | 25508 | 5388 | MEDTRONIC INC CARDIOVASCULAR SECTOR | 3000
CHRISTIANA |  | HOSPITAL-CH | 0 | PFG013608P | DE |  |  |  | Pacemakers; Cardiac; External; Invasive Electrode | 30490 | 5388 | MEDTRONIC INC CARDIOVASCULAR SECTOR | 4800
CHRISTIANA |  | HOSPITAL-CH | 0 | PFG013604P | DE |  |  |  | Pacemakers; Cardiac; External; Invasive Electrode | 30485 | 5388 | MEDTRONIC INC CARDIOVASCULAR SECTOR | 4800
CHRISTIANA |  | HOSPITAL-CH | 0 | PFG013605P | DE |  |  |  | Pacemakers; Cardiac; External; Invasive Electrode | 30464 | 5388 | MEDTRONIC INC CARDIOVASCULAR SECTOR | 4800
CHRISTIANA |  | HOSPITAL-CH | 0 | PFG013609P | DE |  | 2000-07-24 20:00 |  | Pacemakers; Cardiac; External; Invasive Electrode | 30491 | 5388 | MEDTRONIC INC CARDIOVASCULAR SECTOR | 4800 | Purchased
CHRISTIANA |  | HOSPITAL-WH | 0 | 3633003004 | DE |  |  |  | Washer/Decontamination Units | 40115 | 444 | STERIS Corp | 0
CHRISTIANA |  | WH SURGI | 0 | 3600700004 | DE |  |  |  | Washer/Decontamination Units | 30160 | 444 | STERIS Corp | 37547.16
CHRISTIANA |  | HOSPITAL-CH | 0 | 3609601005 | DE |  |  |  | Washer/Decontamination Units | 34700 | 444 | STERIS Corp | 149999.99
CHRISTIANA |  | HOSPITAL-CH | 0 | 3624194002 | DE |  |  |  | Washer/Decontamination Units | 37779 | 444 | STERIS Corp | 149999.99
CHRISTIANA |  | HOSPITAL-WH | 0 | 3624798005 | DE |  |  |  | Washer/Decontamination Units | 40113 | 444 | STERIS Corp | 0
CHRISTIANA |  | CH-SURGI | 0 | 3602395001 | DE |  |  |  | Washer/Decontamination Units | 37785 | 444 | STERIS Corp | 149999.99
CHRISTIANA |  | HOSPITAL-WH | 0 | 3622900004 | DE |  |  |  | Washer/Decontamination Units | 40114 | 444 | STERIS Corp | 0
CHRISTIANA |  | HOSPITAL-CH | 0 | 55365VP1 | DE |  |  |  | X-Ray Generators | 29841 | ADVANTX E | GE MEDICAL SYSTEMS | 576876
CHRISTIANA |  | HOSPITAL-CH | 0 | T99F02854 | DE |  |  |  | Defibrillator/Pacemakers; External | 28736 | M SERIES | ZOLL MEDICAL CORP | 8670
CHRISTIANA |  | HOSPITAL-CH | 0 | T00C09987 | DE |  |  |  | Defibrillator/Pacemakers; External | 30331 | M SERIES | ZOLL MEDICAL CORP | 8811
CHRISTIANA |  | HOSPITAL-CH | 0 | T99F02881 | DE |  |  |  | Defibrillator/Pacemakers; External | 28735 | M SERIES | ZOLL MEDICAL CORP | 8670
CHRISTIANA |  | HOSPITAL-CH | 0 | T99L07606 | DE |  |  |  | Defibrillator/Pacemakers; External | 29382 | M SERIES | ZOLL MEDICAL CORP | 12100
CHRISTIANA |  | HOSPITAL-CH | 0 | T99L07807 | DE |  |  |  | Defibrillator/Pacemakers; External | 29383 | M SERIES | ZOLL MEDICAL CORP | 12100
CHRISTIANA |  | HOSPITAL-CH | 0 | T00C09986 | DE |  |  |  | Defibrillator/Pacemakers; External | 30332 | M SERIES | ZOLL MEDICAL CORP | 8811
CHRISTIANA |  | HOSPITAL-WH | 0 | 705 | DE |  |  |  | Biomechanics Platforms | 28148 | BALANCE MAST | NEUROCOM INTERNATIONAL INC | 24995
CHRISTIANA |  | HOSPITAL-WH | 0 | GLDB 784G | DE |  |  |  | Laser Imagers | 23125 | E558 | DUPONT MEDICAL PRODUCTS DIAGNOSTIC IMAGING DIV | 40000
CHRISTIANA |  | HOSPITAL-CH | 0 | GLDB 784D | DE |  |  |  | Laser Imagers | 23129 | E558 | DUPONT MEDICAL PRODUCTS DIAGNOSTIC IMAGING DIV | 40000
CHRISTIANA |  | HOSPITAL-CH | 0 | GLDB | DE |  |  |  | Laser Imagers | 23127 | E558 | DUPONT MEDICAL PRODUCTS DIAGNOSTIC IMAGING DIV | 40000
CHRISTIANA |  | HOSPITAL-CH | 0 | 11180 | DE |  |  |  | Laser Imagers | 23126 | E558 | DUPONT MEDICAL PRODUCTS DIAGNOSTIC IMAGING DIV | 40000
CHRISTIANA |  | HOSPITAL-CH | 0 | GLDB 784E | DE |  |  |  | Laser Imagers | 23130 | E558 | DUPONT MEDICAL PRODUCTS DIAGNOSTIC IMAGING DIV | 40000
CHRISTIANA |  | HOSPITAL-WH | 0 | GLDC 812B | DE |  |  |  | Laser Imagers | 23131 | E558 | DUPONT MEDICAL PRODUCTS DIAGNOSTIC IMAGING DIV | 40000
CHRISTIANA |  | HOSPITAL-CH | 0 | GLDB 784 C | DE |  |  |  | Laser Imagers | 23123 | E558 | DUPONT MEDICAL PRODUCTS DIAGNOSTIC IMAGING DIV | 40000
CHRISTIANA |  | HOSPITAL-WH | 0 | 1347 | DE |  |  |  | Laser Imagers | 23133 | E558 | DUPONT MEDICAL PRODUCTS DIAGNOSTIC IMAGING DIV | 40000
CHRISTIANA |  | HOSPITAL-WH | 0 | ERBK287A | DE |  |  |  | Laser Imagers | 23132 | E558 | DUPONT MEDICAL PRODUCTS DIAGNOSTIC IMAGING DIV | 40000
CHRISTIANA |  | CH-SURGI | 0 | P4-0029-R | DE |  |  |  | Radiographic/Fluoroscopic Systems; Urologic | 32209 | UROVIEW2800 | OEC MEDICAL SYSTEMS | 203544
CHRISTIANA |  | HOSPITAL-CH | 0 | 3446A14718 | DE |  |  |  | Defibrillator/Pacemakers; External | 22105 | M1722B | PHILIPS MEDICAL SYSTEMS CARDIAC & MONITORING SYSTEMS DIV | 7533
CHRISTIANA |  | HOSPITAL-CH | 0 | 3727A21540 | DE |  |  |  | Defibrillator/Pacemakers; External | 25507 | M1722B | PHILIPS MEDICAL SYSTEMS CARDIAC & MONITORING SYSTEMS DIV | 7500
CHRISTIANA |  | HOSPITAL-CH | 0 | 3814A24337 | DE |  |  |  | Defibrillator/Pacemakers; External | 27809 | M1722B | PHILIPS MEDICAL SYSTEMS CARDIAC & MONITORING SYSTEMS DIV | 7500
CHRISTIANA |  | HOSPITAL-CH | 0 | 3304A12508 | DE |  |  |  | Defibrillator/Pacemakers; External | 39608 | M1722B | PHILIPS MEDICAL SYSTEMS CARDIAC & MONITORING SYSTEMS DIV | 0
CHRISTIANA |  | HOSPITAL-CH | 0 | US00110122 | DE |  |  |  | Defibrillator/Pacemakers; External | 39609 | M1722B | PHILIPS MEDICAL SYSTEMS CARDIAC & MONITORING SYSTEMS DIV | 0
CHRISTIANA |  | HOSPITAL-CH | 0 | 3304A12554 | DE |  |  |  | Defibrillator/Pacemakers; External | 39611 | M1722B | PHILIPS MEDICAL SYSTEMS CARDIAC & MONITORING SYSTEMS DIV | 0
CHRISTIANA |  | CH-SURGI | 0 | 3303A01416 | DE |  |  |  | Defibrillator/Pacemakers; External | 20301 | M1722B | PHILIPS MEDICAL SYSTEMS CARDIAC & MONITORING SYSTEMS DIV | 8000
CHRISTIANA |  | HOSPITAL-CH | 0 | 3727A21431 | DE |  |  |  | Defibrillator/Pacemakers; External | 25502 | M1722B | PHILIPS MEDICAL SYSTEMS CARDIAC & MONITORING SYSTEMS DIV | 7500
CHRISTIANA |  | HOSPITAL-CH | 0 | 3727A21446 | DE |  |  |  | Defibrillator/Pacemakers; External | 25504 | M1722B | PHILIPS MEDICAL SYSTEMS CARDIAC & MONITORING SYSTEMS DIV | 7500
CHRISTIANA |  | HOSPITAL-CH | 0 | 3304A12510 | DE |  |  |  | Defibrillator/Pacemakers; External | 39610 | M1722B | PHILIPS MEDICAL SYSTEMS CARDIAC & MONITORING SYSTEMS DIV | 0
CHRISTIANA |  | HOSPITAL-CH | 0 | 3727A21529 | DE |  |  |  | Defibrillator/Pacemakers; External | 25506 | M1722B | PHILIPS MEDICAL SYSTEMS CARDIAC & MONITORING SYSTEMS DIV | 7500
CHRISTIANA |  | HOSPITAL-CH | 0 | 3727A21521 | DE |  |  |  | Defibrillator/Pacemakers; External | 25503 | M1722B | PHILIPS MEDICAL SYSTEMS CARDIAC & MONITORING SYSTEMS DIV | 7500
CHRISTIANA |  | HOSPITAL-CH | 0 | 3727A21522 | DE |  |  |  | Defibrillator/Pacemakers; External | 25496 | M1722B | PHILIPS MEDICAL SYSTEMS CARDIAC & MONITORING SYSTEMS DIV | 7500
CHRISTIANA |  | HOSPITAL-CH | 0 | 3727A21526 | DE |  |  |  | Defibrillator/Pacemakers; External | 25495 | M1722B | PHILIPS MEDICAL SYSTEMS CARDIAC & MONITORING SYSTEMS DIV | 7500
CHRISTIANA |  | HOSPITAL-CH | 0 | 3303A01418 | DE |  |  |  | Defibrillator/Pacemakers; External | 20305 | M1722B | PHILIPS MEDICAL SYSTEMS CARDIAC & MONITORING SYSTEMS DIV | 8000
CHRISTIANA |  | HOSPITAL-CH | 0 | US00102639 | DE |  |  |  | Defibrillator/Pacemakers; External | 28575 | M1722B | PHILIPS MEDICAL SYSTEMS CARDIAC & MONITORING SYSTEMS DIV | 7453
CHRISTIANA |  | HOSPITAL-CH | 0 | 3727A21568 | DE |  |  |  | Defibrillator/Pacemakers; External | 25497 | M1722B | PHILIPS MEDICAL SYSTEMS CARDIAC & MONITORING SYSTEMS DIV | 7500
CHRISTIANA |  | HOSPITAL-WH | 0 | 3714A20107 | DE |  |  |  | Defibrillator/Pacemakers; External | 24985 | M1722B | PHILIPS MEDICAL SYSTEMS CARDIAC & MONITORING SYSTEMS DIV | 7500
CHRISTIANA |  | HOSPITAL-CH | 0 | 3625A19350 | DE |  |  |  | Defibrillator/Pacemakers; External | 25233 | M1722B | PHILIPS MEDICAL SYSTEMS CARDIAC & MONITORING SYSTEMS DIV | 7500
CHRISTIANA |  | HOSPITAL-WH | 0 | 3714A20262 | DE |  |  |  | Defibrillator/Pacemakers; External | 24986 | M1722B | PHILIPS MEDICAL SYSTEMS CARDIAC & MONITORING SYSTEMS DIV | 7500
CHRISTIANA |  | HOSPITAL-CH | 0 | 3304A04162 | DE |  |  |  | Defibrillator/Pacemakers; External | 22184 | M1722B | PHILIPS MEDICAL SYSTEMS CARDIAC & MONITORING SYSTEMS DIV | 5718
CHRISTIANA |  | HOSPITAL-WH | 0 | 3814A24311 | DE |  |  |  | Defibrillator/Pacemakers; External | 27804 | M1722B | PHILIPS MEDICAL SYSTEMS CARDIAC & MONITORING SYSTEMS DIV | 7453.24
CHRISTIANA |  | HOSPITAL-CH | 0 | 3814A24306 | DE |  |  |  | Defibrillator/Pacemakers; External | 27806 | M1722B | PHILIPS MEDICAL SYSTEMS CARDIAC & MONITORING SYSTEMS DIV | 7453.24
CHRISTIANA |  | PMRI | 0 | 3714R20543 | DE |  |  |  | Defibrillator/Pacemakers; External | 25659 | M1722B | PHILIPS MEDICAL SYSTEMS CARDIAC & MONITORING SYSTEMS DIV | 7500
CHRISTIANA |  | HOSPITAL-CH | 0 | 3304A14155 | DE |  |  |  | Defibrillator/Pacemakers; External | 21709 | M1722B | PHILIPS MEDICAL SYSTEMS CARDIAC & MONITORING SYSTEMS DIV | 4740
CHRISTIANA |  | HOSPITAL-CH | 0 | 3240A00672 | DE |  |  |  | Defibrillator/Pacemakers; External | 20214 | M1722B | PHILIPS MEDICAL SYSTEMS CARDIAC & MONITORING SYSTEMS DIV | 5693
CHRISTIANA |  | HOSPITAL-CH | 0 | 3814A24310 | DE |  |  |  | Defibrillator/Pacemakers; External | 27803 | M1722B | PHILIPS MEDICAL SYSTEMS CARDIAC & MONITORING SYSTEMS DIV | 7453.24
CHRISTIANA |  | HOSPITAL-CH | 0 | 3814A24314 | DE |  |  |  | Defibrillator/Pacemakers; External | 27805 | M1722B | PHILIPS MEDICAL SYSTEMS CARDIAC & MONITORING SYSTEMS DIV | 7453.24
CHRISTIANA |  | HOSPITAL-CH | 0 | 3714A20523 | DE |  |  |  | Defibrillator/Pacemakers; External | 25660 | M1722B | PHILIPS MEDICAL SYSTEMS CARDIAC & MONITORING SYSTEMS DIV | 7500
CHRISTIANA |  | HOSPITAL-CH | 0 | 3814A24307 | DE |  |  |  | Defibrillator/Pacemakers; External | 27808 | M1722B | PHILIPS MEDICAL SYSTEMS CARDIAC & MONITORING SYSTEMS DIV | 7453.24
CHRISTIANA |  | HOSPITAL-CH | 0 | 3451A15463 | DE |  |  |  | Defibrillator/Pacemakers; External | 23020 | M1722B | PHILIPS MEDICAL SYSTEMS CARDIAC & MONITORING SYSTEMS DIV | 6583
CHRISTIANA |  | HOSPITAL-CH | 0 | 3714A19551 | DE |  |  |  | Defibrillator/Pacemakers; External | 25582 | M1722B | PHILIPS MEDICAL SYSTEMS CARDIAC & MONITORING SYSTEMS DIV | 7500
CHRISTIANA |  | HOSPITAL-CH | 0 | 3814A24313 | DE |  |  |  | Defibrillator/Pacemakers; External | 27807 | M1722B | PHILIPS MEDICAL SYSTEMS CARDIAC & MONITORING SYSTEMS DIV | 7453.24
CHRISTIANA |  | HCCC | 0 | 3451A15488 | DE |  |  |  | Defibrillator/Pacemakers; External | 23019 | M1722B | PHILIPS MEDICAL SYSTEMS CARDIAC & MONITORING SYSTEMS DIV | 6583
CHRISTIANA |  | HOSPITAL-CH | 0 | 3714A19610 | DE |  |  |  | Defibrillator/Pacemakers; External | 25583 | M1722B | PHILIPS MEDICAL SYSTEMS CARDIAC & MONITORING SYSTEMS DIV | 7500
CHRISTIANA |  | HOSPITAL-CH | 0 | 3304A12740 | DE |  |  |  | Defibrillator/Pacemakers; External | 39612 | M1722B | PHILIPS MEDICAL SYSTEMS CARDIAC & MONITORING SYSTEMS DIV | 0
CHRISTIANA |  | HOSPITAL-WH | 0 | 3304A02699 | DE |  |  |  | Defibrillator/Pacemakers; External | 24861 | M1722B | PHILIPS MEDICAL SYSTEMS CARDIAC & MONITORING SYSTEMS DIV | 8000
CHRISTIANA |  | HOSPITAL-WH | 0 | 3714A20260 | DE |  |  |  | Defibrillator/Pacemakers; External | 24983 | M1722B | PHILIPS MEDICAL SYSTEMS CARDIAC & MONITORING SYSTEMS DIV | 7500
CHRISTIANA |  | HOSPITAL-WH | 0 | 3304A14159 | DE |  |  |  | Defibrillator/Pacemakers; External | 32592 | M1722B | PHILIPS MEDICAL SYSTEMS CARDIAC & MONITORING SYSTEMS DIV | 0
CHRISTIANA |  | HOSPITAL-WH | 0 | 3714A20108 | DE |  |  |  | Defibrillator/Pacemakers; External | 24984 | M1722B | PHILIPS MEDICAL SYSTEMS CARDIAC & MONITORING SYSTEMS DIV | 7500
CHRISTIANA |  | HOSPITAL-WH | 0 | US00102926 | DE |  |  |  | Defibrillator/Pacemakers; External | 28716 | M1722B | PHILIPS MEDICAL SYSTEMS CARDIAC & MONITORING SYSTEMS DIV | 5608
CHRISTIANA |  | HOSPITAL-WH | 0 | 3304A14163 | DE |  |  |  | Defibrillator/Pacemakers; External | 22288 | M1722B | PHILIPS MEDICAL SYSTEMS CARDIAC & MONITORING SYSTEMS DIV | 10727
CHRISTIANA |  | HOSPITAL-WH | 0 | 3226A00143 | DE |  |  |  | Defibrillator/Pacemakers; External | 20907 | M1722B | PHILIPS MEDICAL SYSTEMS CARDIAC & MONITORING SYSTEMS DIV | 4721
CHRISTIANA |  | HOSPITAL-WH | 0 | 3814A24312 | DE |  |  |  | Defibrillator/Pacemakers; External | 27801 | M1722B | PHILIPS MEDICAL SYSTEMS CARDIAC & MONITORING SYSTEMS DIV | 7453.24
CHRISTIANA |  | HOSPITAL-CH | 0 | 3304A14160 | DE |  |  |  | Defibrillator/Pacemakers; External | 22286 | M1722B | PHILIPS MEDICAL SYSTEMS CARDIAC & MONITORING SYSTEMS DIV | 4707
CHRISTIANA |  | HOSPITAL-CH | 0 | 3226A00170 | DE |  |  |  | Defibrillator/Pacemakers; External | 20905 | M1722B | PHILIPS MEDICAL SYSTEMS CARDIAC & MONITORING SYSTEMS DIV | 5528
CHRISTIANA |  | HOSPITAL-CH | 0 | 3727A21518 | DE |  |  |  | Defibrillator/Pacemakers; External | 25488 | M1722B | PHILIPS MEDICAL SYSTEMS CARDIAC & MONITORING SYSTEMS DIV | 7500
CHRISTIANA |  | Springside Connor Building | 0 | 3226A00202 | DE |  |  |  | Defibrillator/Pacemakers; External | 20906 | M1722B | PHILIPS MEDICAL SYSTEMS CARDIAC & MONITORING SYSTEMS DIV | 4722
CHRISTIANA |  | HOSPITAL-CH | 0 | 3226A00188 | DE |  |  |  | Defibrillator/Pacemakers; External | 20908 | M1722B | PHILIPS MEDICAL SYSTEMS CARDIAC & MONITORING SYSTEMS DIV | 4721
CHRISTIANA |  | HOSPITAL-CH | 0 | US00107050 | DE |  |  |  | Defibrillator/Pacemakers; External | 32593 | M1722B | PHILIPS MEDICAL SYSTEMS CARDIAC & MONITORING SYSTEMS DIV | 4350
CHRISTIANA |  | HOSPITAL-CH | 0 | 3304A14019 | DE |  |  |  | Defibrillator/Pacemakers; External | 22285 | M1722B | PHILIPS MEDICAL SYSTEMS CARDIAC & MONITORING SYSTEMS DIV | 5666
CHRISTIANA |  | HOSPITAL-WH | 0 | 3304A14159 | DE |  |  |  | Defibrillator/Pacemakers; External | 22287 | M1722B | PHILIPS MEDICAL SYSTEMS CARDIAC & MONITORING SYSTEMS DIV | 6583
CHRISTIANA |  | HOSPITAL-CH | 0 | 3727A21449 | DE |  |  |  | Defibrillator/Pacemakers; External | 25489 | M1722B | PHILIPS MEDICAL SYSTEMS CARDIAC & MONITORING SYSTEMS DIV | 7500
CHRISTIANA |  | HOSPITAL-CH | 0 | US00111032 | DE |  |  |  | Defibrillator/Pacemakers; External | 32591 | M1722B | PHILIPS MEDICAL SYSTEMS CARDIAC & MONITORING SYSTEMS DIV | 0
CHRISTIANA |  | HOSPITAL-CH | 0 | 3814A24309 | DE |  |  |  | Defibrillator/Pacemakers; External | 27802 | M1722B | PHILIPS MEDICAL SYSTEMS CARDIAC & MONITORING SYSTEMS DIV | 7453.24
CHRISTIANA |  | HOSPITAL-WH | 0 | 3727A21520 | DE |  |  |  | Defibrillator/Pacemakers; External | 25487 | M1722B | PHILIPS MEDICAL SYSTEMS CARDIAC & MONITORING SYSTEMS DIV | 7500
CHRISTIANA |  | HOSPITAL-CH | 0 | 3451A15765 | DE |  |  |  | Defibrillator/Pacemakers; External | 23038 | M1722B | PHILIPS MEDICAL SYSTEMS CARDIAC & MONITORING SYSTEMS DIV | 6583
CHRISTIANA |  | HOSPITAL-CH | 0 | 3451A15402 | DE |  |  |  | Defibrillator/Pacemakers; External | 37608 | M1722B | PHILIPS MEDICAL SYSTEMS CARDIAC & MONITORING SYSTEMS DIV | 2785
CHRISTIANA |  | HOSPITAL-CH | 0 | 3304A12080 | DE |  |  |  | Defibrillator/Pacemakers; External | 22453 | M1722B | PHILIPS MEDICAL SYSTEMS CARDIAC & MONITORING SYSTEMS DIV | 5580
CHRISTIANA |  | HOSPITAL-CH | 0 | US00102920 | DE |  |  |  | Defibrillator/Pacemakers; External | 28715 | M1722B | PHILIPS MEDICAL SYSTEMS CARDIAC & MONITORING SYSTEMS DIV | 5608
CHRISTIANA |  | HOSPITAL-CH | 0 | 3727A21530 | DE |  |  |  | Defibrillator/Pacemakers; External | 26581 | M1722B | PHILIPS MEDICAL SYSTEMS CARDIAC & MONITORING SYSTEMS DIV | 7500
CHRISTIANA |  | HOSPITAL-CH | 0 | 3727A21560 | DE |  |  |  | Defibrillator/Pacemakers; External | 26583 | M1722B | PHILIPS MEDICAL SYSTEMS CARDIAC & MONITORING SYSTEMS DIV | 7500
CHRISTIANA |  | HOSPITAL-CH | 0 | 3304A14162 | DE |  |  |  | Defibrillator/Pacemakers; External | 22284 | M1722B | PHILIPS MEDICAL SYSTEMS CARDIAC & MONITORING SYSTEMS DIV | 5666
CHRISTIANA |  | HOSPITAL-CH | 0 | 3727A21331 | DE |  |  |  | Defibrillator/Pacemakers; External | 25505 | M1722B | PHILIPS MEDICAL SYSTEMS CARDIAC & MONITORING SYSTEMS DIV | 7500
CHRISTIANA |  | HOSPITAL-CH | 0 | 3727A21541 | DE |  |  |  | Defibrillator/Pacemakers; External | 26584 | M1722B | PHILIPS MEDICAL SYSTEMS CARDIAC & MONITORING SYSTEMS DIV | 7500
CHRISTIANA |  | HOSPITAL-CH | 0 | 3304A14161 | DE |  |  |  | Defibrillator/Pacemakers; External | 22283 | M1722B | PHILIPS MEDICAL SYSTEMS CARDIAC & MONITORING SYSTEMS DIV | 6583
CHRISTIANA |  | HOSPITAL-WH | 0 | 3272A21517 | DE |  |  |  | Defibrillator/Pacemakers; External | 26579 | M1722B | PHILIPS MEDICAL SYSTEMS CARDIAC & MONITORING SYSTEMS DIV | 7500
CHRISTIANA |  | WH SURGI | 0 | 3814A24786 | DE |  |  |  | Defibrillator/Pacemakers; External | 29805 | M1722B | PHILIPS MEDICAL SYSTEMS CARDIAC & MONITORING SYSTEMS DIV | 0
CHRISTIANA |  | HOSPITAL-WH | 0 | 3272A21489 | DE |  |  |  | Defibrillator/Pacemakers; External | 26577 | M1722B | PHILIPS MEDICAL SYSTEMS CARDIAC & MONITORING SYSTEMS DIV | 7500
CHRISTIANA |  | HOSPITAL-WH | 0 | 3272A21519 | DE |  |  |  | Defibrillator/Pacemakers; External | 26578 | M1722B | PHILIPS MEDICAL SYSTEMS CARDIAC & MONITORING SYSTEMS DIV | 7500
CHRISTIANA |  | West Grove Medical Office Building | 0 | US00106209 | DE |  |  |  | Defibrillator/Monitors | 41604 | M1722B | PHILIPS MEDICAL SYSTEMS CARDIAC & MONITORING SYSTEMS DIV | 25000
CHRISTIANA |  | HOSPITAL-CH | 0 | 3727A21538 | DE |  |  |  | Defibrillator/Pacemakers; External | 26582 | M1722B | PHILIPS MEDICAL SYSTEMS CARDIAC & MONITORING SYSTEMS DIV | 7500
CHRISTIANA |  | HOSPITAL-CH | 0 | 3714A19553 | DE |  |  |  | Defibrillator/Pacemakers; External | 25571 | M1722B | PHILIPS MEDICAL SYSTEMS CARDIAC & MONITORING SYSTEMS DIV | 7500
CHRISTIANA |  | HOSPITAL-CH | 0 | US00103368 | DE |  |  |  | Defibrillator/Pacemakers; External | 28691 | M1722B | PHILIPS MEDICAL SYSTEMS CARDIAC & MONITORING SYSTEMS DIV | 6950
CHRISTIANA |  | HOSPITAL-CH | 0 | 3601A18004 | DE |  |  |  | Defibrillator/Pacemakers; External | 23827 | M1722B | PHILIPS MEDICAL SYSTEMS CARDIAC & MONITORING SYSTEMS DIV | 7500
CHRISTIANA |  | HOSPITAL-WH | 0 | 3727A21537 | DE |  |  |  | Defibrillator/Pacemakers; External | 26571 | M1722B | PHILIPS MEDICAL SYSTEMS CARDIAC & MONITORING SYSTEMS DIV | 7500
CHRISTIANA |  | HOSPITAL-WH | 0 | US00104740 | DE |  |  |  | Defibrillator/Pacemakers; External | 29033 | M1722B | PHILIPS MEDICAL SYSTEMS CARDIAC & MONITORING SYSTEMS DIV | 6080
CHRISTIANA |  | HOSPITAL-CH | 0 | 3714A20560 | DE |  |  |  | Defibrillator/Pacemakers; External | 26229 | M1722B | PHILIPS MEDICAL SYSTEMS CARDIAC & MONITORING SYSTEMS DIV | 7500
CHRISTIANA |  | HOSPITAL-CH | 0 | 3714A20557 | DE |  |  |  | Defibrillator/Pacemakers; External | 26230 | M1722B | PHILIPS MEDICAL SYSTEMS CARDIAC & MONITORING SYSTEMS DIV | 7500
CHRISTIANA |  | HOSPITAL-CH | 0 | 3625A18821 | DE |  |  |  | Defibrillator/Pacemakers; External | 24239 | M1722B | PHILIPS MEDICAL SYSTEMS CARDIAC & MONITORING SYSTEMS DIV | 6875
CHRISTIANA |  | HOSPITAL-CH | 0 | 3451A15764 | DE |  |  |  | Defibrillator/Pacemakers; External | 23028 | M1722B | PHILIPS MEDICAL SYSTEMS CARDIAC & MONITORING SYSTEMS DIV | 6583
CHRISTIANA |  | HOSPITAL-CH | 0 | 3601A18005 | DE |  |  |  | Defibrillator/Pacemakers; External | 23826 | M1722B | PHILIPS MEDICAL SYSTEMS CARDIAC & MONITORING SYSTEMS DIV | 7500
CHRISTIANA |  | HOSPITAL-WH | 0 | 3272A21531 | DE |  |  |  | Defibrillator/Pacemakers; External | 26572 | M1722B | PHILIPS MEDICAL SYSTEMS CARDIAC & MONITORING SYSTEMS DIV | 7500
CHRISTIANA |  | HOSPITAL-CH | 0 | 3727A21539 | DE |  |  |  | Defibrillator/Pacemakers; External | 26580 | M1722B | PHILIPS MEDICAL SYSTEMS CARDIAC & MONITORING SYSTEMS DIV | 7500
CHRISTIANA |  | HOSPITAL-CH | 0 | 3714A20577 | DE |  |  |  | Defibrillator/Pacemakers; External | 25478 | M1722B | PHILIPS MEDICAL SYSTEMS CARDIAC & MONITORING SYSTEMS DIV | 7500
CHRISTIANA |  | HOSPITAL-WH | 0 | 3714A20261 | DE |  |  |  | Defibrillator/Pacemakers; External | 24982 | M1722B | PHILIPS MEDICAL SYSTEMS CARDIAC & MONITORING SYSTEMS DIV | 7500
CHRISTIANA |  | HOSPITAL-WH | 0 | 3272A21566 | DE |  |  |  | Defibrillator/Pacemakers; External | 26574 | M1722B | PHILIPS MEDICAL SYSTEMS CARDIAC & MONITORING SYSTEMS DIV | 7500
CHRISTIANA |  | HOSPITAL-WH | 0 | 3272A21532 | DE |  |  |  | Defibrillator/Pacemakers; External | 26576 | M1722B | PHILIPS MEDICAL SYSTEMS CARDIAC & MONITORING SYSTEMS DIV | 7500
CHRISTIANA |  | HOSPITAL-CH | 0 | 3304A02498 | DE |  |  |  | Defibrillator/Pacemakers; External | 24876 | M1722B | PHILIPS MEDICAL SYSTEMS CARDIAC & MONITORING SYSTEMS DIV | 8000
CHRISTIANA |  | HOSPITAL-WH | 0 | 3727A21528 | DE |  |  |  | Defibrillator/Pacemakers; External | 26573 | M1722B | PHILIPS MEDICAL SYSTEMS CARDIAC & MONITORING SYSTEMS DIV | 7500
CHRISTIANA |  | HOSPITAL-WH | 0 | 3272A21534 | DE |  |  |  | Defibrillator/Pacemakers; External | 26575 | M1722B | PHILIPS MEDICAL SYSTEMS CARDIAC & MONITORING SYSTEMS DIV | 7500
CHRISTIANA |  | CANCER CENTER | 0 | GGB69B15 | DE |  |  |  | Centrifuges | 42956 | CS-15R | Beckman Coulter Inc | 0
CHRISTIANA |  | HOSPITAL-WH | 0 | 7604123 | DE |  | 2006-07-26 20:00 |  | Light Sources; Fiberoptic | 38337 | CLV-180 | OLYMPUS AMERICA INC | 124450 | Purchased
CHRISTIANA |  | HOSPITAL-WH | 0 | 7909254 | DE |  |  |  | Light Sources; Fiberoptic | 42280 | CLV-180 | OLYMPUS AMERICA INC | 11700
CHRISTIANA |  | HOSPITAL-CH | 0 | 13247P4X116B | DE |  | 2019-03-29 08:54 |  | Probes; Ultrasonic | 13247P4X116B | P4-1C | ZONARE Medical Systems Inc | 10000 | Purchased
CHRISTIANA |  | HOSPITAL-CH | 0 | 13261P4X116B | DE |  | 2019-03-29 08:54 |  | Probes; Ultrasonic | 13261P4X116B | P4-1C | ZONARE Medical Systems Inc | 10000 | Purchased
CHRISTIANA |  | MIDDLETOWN ED | 0 | 13234P4X116A | DE |  | 2019-03-29 08:54 |  | Probes; Ultrasonic | 13234P4X116A | P4-1C | ZONARE Medical Systems Inc | 10000 | Purchased
CHRISTIANA |  | HOSPITAL-CH | 0 | 13246P4X116B | DE |  | 2019-03-29 08:54 |  | Probes; Ultrasonic | 13246P4X116B | P4-1C | ZONARE Medical Systems Inc | 10000 | Purchased
CHRISTIANA |  | Middletown Care Center(Sleepy Hollow) | 0 | B1617B | DE |  | 2019-03-29 08:54 |  | Probes; Ultrasonic | B1617B | C10-3V | Philips Healthcare North America | 10000
CHRISTIANA |  | HOSPITAL-CH | 0 | B1Q2LD | DE |  | 2017-11-08 19:00 |  | Probes; Ultrasonic | B1Q2LD | C10-3V | Philips Healthcare North America | 6950
CHRISTIANA |  | HOSPITAL-CH | 0 | B1Q9KC | DE |  |  |  | Probes; Ultrasonic | B1Q9KC | C10-3V | Philips Healthcare North America | 10000
CHRISTIANA |  | CONCORD M.O.B. | 0 | B04NG2 | PA |  | 2019-03-29 08:54 |  | Probes; Ultrasonic | B04NG2 | C10-3V | Philips Healthcare North America | 10000 | Purchased
CHRISTIANA |  | MIDDLETOWN ED | 0 | B1zP1N | DE |  | 2017-10-09 20:00 |  | Probes; Ultrasonic | B1zP1N | C10-3V | Philips Healthcare North America | 10000 | Purchased
CHRISTIANA |  | CANCER CENTER | 0 | 19045501 | DE |  | 2018-01-31 19:00 |  | Scanning Systems; Ultrasonic; General-Purpose | 66376 | EUB-515 plus | HITACHI INSTRUMENTS INC | 0
CHRISTIANA |  | HOSPITAL-WH | 0 | 07P081405 | DE |  | 2007-08-28 20:00 |  | Infusion Pumps; Anesthesia; Syringe | 39696 | Klein Infiltration Pump KIP-II | HK SURGICAL | 1710 | Purchased
CHRISTIANA |  | HOSPITAL-WH | 0 | 07P082403 | DE |  | 2007-08-28 20:00 |  | Infusion Pumps; Anesthesia; Syringe | 39714 | Klein Infiltration Pump KIP-II | HK SURGICAL | 1710 | Purchased
CHRISTIANA |  | HOSPITAL-WH | 0 | 07P082804 | DE |  | 2007-10-06 20:00 |  | Infusion Pumps; Anesthesia; Syringe | 40365 | Klein Infiltration Pump KIP-II | HK SURGICAL | 1710 | Purchased
CHRISTIANA |  | HOSPITAL-WH | 0 | 07P082803 | DE |  | 2007-10-06 20:00 |  | Infusion Pumps; Anesthesia; Syringe | 40364 | Klein Infiltration Pump KIP-II | HK SURGICAL | 1710
CHRISTIANA |  | HOSPITAL-CH | 0 | D1 3837 | DE |  |  |  | Aspirators | 32021 | Gomco Tabletop Aspirator 402 | GOMCO SURGICAL MFG CO | 1500
CHRISTIANA |  | HOSPITAL-CH | 0 | D1-3838 | DE |  | 2001-10-03 20:00 |  | Aspirators | 32022 | Gomco Tabletop Aspirator 402 | GOMCO SURGICAL MFG CO | 1500 | Purchased
CHRISTIANA |  | HOSPITAL-CH | 0 | 9325JWD02911 | DE |  |  |  | Stimulators; Electrical; Peripheral Nerve; Block Monitoring | 47420 | Innervator NS252J | FISHER & PAYKEL MEDICAL INC | 500
CHRISTIANA |  | HOSPITAL-CH | 0 | 92272395 NS252JW | DE |  |  |  | Stimulators; Electrical; Peripheral Nerve; Block Monitoring | 65702 | Innervator NS252J | FISHER & PAYKEL MEDICAL INC | 500
CHRISTIANA |  | HOSPITAL-CH | 0 | NS252J | DE |  | 1995-02-06 19:00 |  | Stimulators; Electrical; Peripheral Nerve; Block Monitoring | 42756 | Innervator NS252J | FISHER & PAYKEL MEDICAL INC | 4500
CHRISTIANA |  | HOSPITAL-CH | 0 | 92272082N252JW | DE |  | 1995-02-06 19:00 |  | Stimulators; Electrical; Peripheral Nerve; Block Monitoring | 22176 | Innervator NS252J | FISHER & PAYKEL MEDICAL INC | 500
CHRISTIANA |  | HOSPITAL-CH | 225 | 351140 | DE |  | 1992-09-07 20:00 |  | Slit Lamps | 20042 | Slit Lamp SL-3E | TOPCON INSTRUMENT CORP OF AMERICA | 5280
CHRISTIANA |  | HCCC | 225 | 90073644 | DE |  | 2001-10-16 20:00 |  | Slit Lamps | 31993 | Slit Lamp 900 | HAAG-STREIT AG | 2500 | Purchased
CHRISTIANA |  | HOSPITAL-WH | 225 | NONE | DE |  |  |  | Slit Lamps | 14597 | Slit Lamp 900 | HAAG-STREIT AG | 10000
CHRISTIANA |  | HCCC | 225 | 90049227 | DE |  | 2001-10-16 20:00 |  | Slit Lamps | 31997 | Slit Lamp 900 | HAAG-STREIT AG | 2500 | Purchased
CHRISTIANA |  | HOSPITAL-WH | 0 | 2685 | DE |  |  |  | Radiographic Units; Dental | 27979 | D3200 | SIEMENS HEALTH SYSTEMS | 10000
CHRISTIANA |  | HOSPITAL-WH | 0 | 552911000000 | DE |  |  |  | Laboratory Rotators | 18925 | M48215 | THERMOLYNE CORP SUB SYBRON CORP | 800
CHRISTIANA |  | CH-SURGI | 0 | ML-1748 | DE |  |  |  | Arthroscopic Shaver Systems | 30338 | 20712120 | STORZ ENDOSCOPY-AMERICA INC | 0
CHRISTIANA |  | CH-SURGI | 0 | GJ2054 | DE |  |  |  | Arthroscopic Shaver Systems | 32210 | 20712120 | STORZ ENDOSCOPY-AMERICA INC | 0
CHRISTIANA |  | HOSPITAL-CH | 0 | 228869 | DE |  |  |  | Microscopes; Light; Laboratory | 19124 | BH-2 | OLYMPUS AMERICA INC | 3751
CHRISTIANA |  | HOSPITAL-CH | 0 | 951047 | DE |  |  |  | Microscopes; Light; Laboratory | 34574 | MEDILUX II | SEILER INSTRUMENT CO PRECISION MICROSCOPES DIV | 3500
CHRISTIANA |  | MAP II | 0 | 96211 | DE |  |  |  | Microscopes; Light; Laboratory | 39527 | MEDILUX II | SEILER INSTRUMENT CO PRECISION MICROSCOPES DIV | 3500
CHRISTIANA |  | HCCC | 0 | 23810 | DE |  |  |  | Microscopes; Light; Laboratory | 45387 | MEDILUX II | SEILER INSTRUMENT CO PRECISION MICROSCOPES DIV | 3500
CHRISTIANA |  | HCCC | 0 | 951059 | DE |  |  |  | Microscopes; Light; Laboratory | 23810 | MEDILUX II | SEILER INSTRUMENT CO PRECISION MICROSCOPES DIV | 2000
CHRISTIANA |  | HOSPITAL-CH | 0 | 6600-0287-901 | DE |  |  |  | Phototherapy Units; Visible Light; Hyperbilirubinemia | 32104 | LR87400 | GE MEDICAL SYSTEMS | 2820
CHRISTIANA |  | HOSPITAL-CH | 0 | LD-2 ORLIGHT | DE |  |  |  |  | LD-2 OR LIGHT | C-570 | BERCHTOLD CORP | 29999.99
CHRISTIANA |  | HOSPITAL-CH | 0 | LD-1 OR LIGHT | DE |  |  |  |  | LD-1 OR LIGHT | C-570 | BERCHTOLD CORP | 29999.99
CHRISTIANA |  | HOSPITAL-CH | 0 | LD-3 OR LIGHT | DE |  |  |  |  | LD-3 OR LIGHT | C-570 | BERCHTOLD CORP | 29999.99
CHRISTIANA |  | HOSPITAL-CH | 0 | TB07870 | DE |  |  |  | MONITORING SYSTEMS; Physiologic; Acute Care | 18938 | 106 | CARDINAL | 9410
CHRISTIANA |  | HOSPITAL-CH | 0 | 10056 | DE |  |  |  | MONITORING SYSTEMS; Physiologic; Acute Care | 20049 | E100 | MEDICAL DATA ELECTRONICS INC SUB INVIVO CORP | 10000
CHRISTIANA |  | HOSPITAL-WH | 0 | 12805 | DE |  |  |  | MONITORING SYSTEMS; Physiologic; Acute Care | 20624 | E100 | MEDICAL DATA ELECTRONICS INC SUB INVIVO CORP | 12504
CHRISTIANA |  | HOSPITAL-CH | 0 | 12804 | DE |  |  |  | MONITORING SYSTEMS; Physiologic; Acute Care | 20621 | E100 | MEDICAL DATA ELECTRONICS INC SUB INVIVO CORP | 10000
CHRISTIANA |  | HOSPITAL-CH | 0 | 6866 | DE |  |  |  | MONITORING SYSTEMS; Physiologic; Acute Care | 19044 | E100 | MEDICAL DATA ELECTRONICS INC SUB INVIVO CORP | 10000
CHRISTIANA |  | HOSPITAL-CH | 0 | 6175 | DE |  | 1991-04-16 20:00 |  | MONITORING SYSTEMS; Physiologic; Acute Care | 18912 | E100 | MEDICAL DATA ELECTRONICS INC SUB INVIVO CORP | 8416
CHRISTIANA |  | HOSPITAL-CH | 0 | 13833 | DE |  | 1994-10-12 20:00 |  | MONITORING SYSTEMS; Physiologic; Acute Care | 21474 | E100 | MEDICAL DATA ELECTRONICS INC SUB INVIVO CORP | 7638
CHRISTIANA |  | HOSPITAL-WH | 0 | 8640 | DE |  | 1992-02-25 19:00 |  | MONITORING SYSTEMS; Physiologic; Acute Care | 19512 | E100 | MEDICAL DATA ELECTRONICS INC SUB INVIVO CORP | 7638
CHRISTIANA |  | HOSPITAL-CH | 0 | 2408A04507 | DE |  |  |  | MONITORING SYSTEMS; Physiologic; Acute Care | 12651 | 78353A | PHILIPS MEDICAL SYSTEMS CARDIAC & MONITORING SYSTEMS DIV | 15419
CHRISTIANA |  | HOSPITAL-CH | 0 | 990H0014659 | DE |  |  |  | MONITORING SYSTEMS; Physiologic; Acute Care | 29196 | 117222 | GE MEDICAL SYSTEMS | 6650
CHRISTIANA |  | HOSPITAL-CH | 0 | 990H0014660 | DE |  |  |  | MONITORING SYSTEMS; Physiologic; Acute Care | 29201 | 117222 | GE MEDICAL SYSTEMS | 6650
CHRISTIANA |  | HOSPITAL-CH | 0 | 990H0014657 | DE |  |  |  | MONITORING SYSTEMS; Physiologic; Acute Care | 29206 | 117222 | GE MEDICAL SYSTEMS | 6650
CHRISTIANA |  | HOSPITAL-CH | 0 | 990H0014658 | DE |  |  |  | MONITORING SYSTEMS; Physiologic; Acute Care | 29191 | 117222 | GE MEDICAL SYSTEMS | 6650
CHRISTIANA |  | HOSPITAL-CH | 0 | 990H0014654 | DE |  |  |  | MONITORING SYSTEMS; Physiologic; Acute Care | 29171 | 117222 | GE MEDICAL SYSTEMS | 6650
CHRISTIANA |  | HOSPITAL-CH | 0 | 990H0014651 | DE |  |  |  | MONITORING SYSTEMS; Physiologic; Acute Care | 29181 | 117222 | GE MEDICAL SYSTEMS | 6650
CHRISTIANA |  | HOSPITAL-CH | 0 | 990H0014652 | DE |  |  |  | MONITORING SYSTEMS; Physiologic; Acute Care | 29176 | 117222 | GE MEDICAL SYSTEMS | 6650
CHRISTIANA |  | HOSPITAL-CH | 0 | AP-1102386 | DE |  | 2011-08-25 20:00 |  | Nebulizers; Ultrasonic | 47918 | 30-349 Rev A | AEROGEN INC | 685
CHRISTIANA |  | HOSPITAL-CH | 0 | AP-1102509 | DE |  | 2011-08-25 20:00 |  | Nebulizers; Ultrasonic | 47920 | 30-349 Rev A | AEROGEN INC | 685
CHRISTIANA |  | HOSPITAL-CH | 0 | 20070100378 | DE |  | 2006-12-19 19:00 |  | Sphygmomanometers; Electronic; Automatic | 39480 | Spot Vital Signs LXi 45NT0 | CARDINAL | 750 | Purchased
CHRISTIANA |  | Singerly | 0 | 20110604268 | MD |  | 2011-07-11 20:00 |  | Sphygmomanometers; Electronic; Automatic | 47505 | Spot Vital Signs LXi 45NT0 | CARDINAL | 750 | Purchased
CHRISTIANA |  | HOSPITAL-CC | 0 | 20061204737 | MD |  | 2006-12-19 19:00 |  | Sphygmomanometers; Electronic; Automatic | 39482 | Spot Vital Signs LXi 45NT0 | CARDINAL | 2167.5 | Purchased
CHRISTIANA |  | HOSPITAL-CH | 0 | 20061204769 | DE |  | 2006-12-19 19:00 |  | Sphygmomanometers; Electronic; Automatic | 39472 | Spot Vital Signs LXi 45NT0 | CARDINAL | 2047.5 | Purchased
CHRISTIANA |  | HOSPITAL-CH | 0 | 20061204742 | DE |  |  |  | Sphygmomanometers; Electronic; Automatic | 39473 | Spot Vital Signs LXi 45NT0 | CARDINAL | 2047.5
CHRISTIANA |  | MAP II | 0 | 20070200632 | DE |  | 2007-02-21 19:00 |  | Sphygmomanometers; Electronic; Automatic | 39600 | Spot Vital Signs LXi 45NT0 | CARDINAL | 2167.5 | Purchased
CHRISTIANA |  | HOSPITAL-WH | 0 | 20091005526 | DE |  | 2009-11-17 19:00 |  | Sphygmomanometers; Electronic; Automatic | 46433 | Spot Vital Signs LXi 45NT0 | CARDINAL | 750 | Purchased
CHRISTIANA |  | HOSPITAL-CC | 0 | 20061003588 | MD |  | 2006-10-31 19:00 |  | Sphygmomanometers; Electronic; Automatic | 39289 | Spot Vital Signs LXi 45NT0 | CARDINAL | 2167.5 | Purchased
CHRISTIANA |  | HOSPITAL-CH | 0 | 20061003590 | DE |  | 2006-10-31 19:00 |  | Sphygmomanometers; Electronic; Automatic | 39299 | Spot Vital Signs LXi 45NT0 | CARDINAL | 2167.5 | Purchased
CHRISTIANA |  | HOSPITAL-CH | 0 | 20061003488 | DE |  | 2006-10-31 19:00 |  | Sphygmomanometers; Electronic; Automatic | 39298 | Spot Vital Signs LXi 45NT0 | CARDINAL | 2047.5 | Purchased
CHRISTIANA |  | CANCER CENTER | 0 | 20061003599 | DE |  | 2006-10-31 19:00 |  | Sphygmomanometers; Electronic; Automatic | 39313 | Spot Vital Signs LXi 45NT0 | CARDINAL | 750 | Purchased
CHRISTIANA |  | HOSPITAL-CH | 0 | 20061003502 | DE |  | 2006-10-31 19:00 |  | Sphygmomanometers; Electronic; Automatic | 39305 | Spot Vital Signs LXi 45NT0 | CARDINAL | 2047.5 | Purchased
CHRISTIANA |  | HOSPITAL-CH | 0 | 20061003589 | DE |  | 2006-10-31 19:00 |  | Sphygmomanometers; Electronic; Automatic | 39301 | Spot Vital Signs LXi 45NT0 | CARDINAL | 750 | Purchased
CHRISTIANA |  | HOSPITAL-CH | 0 | 20061003600 | DE |  | 2006-10-31 19:00 |  | Sphygmomanometers; Electronic; Automatic | 39300 | Spot Vital Signs LXi 45NT0 | CARDINAL | 750 | Purchased
CHRISTIANA |  | CANCER CENTER | 0 | 20090602542 | DE |  | 2006-07-23 20:00 |  | Sphygmomanometers; Electronic; Automatic | 42637 | Spot Vital Signs LXi 45NT0 | CARDINAL | 1360 | Purchased
CHRISTIANA |  | HOSPITAL-CH | 0 | 20061003503 | DE |  |  |  | Sphygmomanometers; Electronic; Automatic | 39352 | Spot Vital Signs LXi 45NT0 | CARDINAL | 2047.5
CHRISTIANA |  | HOSPITAL-CH | 0 | 2000106886 | DE |  | 2010-04-12 20:00 |  | Sphygmomanometers; Electronic; Automatic | 62754 | Spot Vital Signs LXi 45NT0 | CARDINAL | 2167.5 | Purchased
CHRISTIANA |  | HOSPITAL-CH | 0 | NONE | DE |  | 2006-10-31 19:00 |  | Sphygmomanometers; Electronic; Automatic | 46549 | Spot Vital Signs LXi 45NT0 | CARDINAL | 2536.89 | Purchased
CHRISTIANA |  | HOSPITAL-CH | 0 | 20061003597 | DE |  | 2006-10-31 19:00 |  | Sphygmomanometers; Electronic; Automatic | 39304 | Spot Vital Signs LXi 45NT0 | CARDINAL | 2047.5 | Purchased
CHRISTIANA |  | HOSPITAL-CH | 0 | 20081106409 | DE |  | 2006-12-19 19:00 |  | Sphygmomanometers; Electronic; Automatic | 47358 | Spot Vital Signs LXi 45NT0 | CARDINAL | 2167.5 | Purchased
CHRISTIANA |  | HOSPITAL-CH | 0 | 20060802174 | DE |  | 2006-07-23 20:00 |  | Sphygmomanometers; Electronic; Automatic | 38544 | Spot Vital Signs LXi 45NT0 | CARDINAL | 1360 | Purchased
CHRISTIANA |  | CANCER CENTER | 0 | 20100100782 | DE |  | 2012-06-26 20:00 |  | Sphygmomanometers; Electronic; Automatic | 49192 | Spot Vital Signs LXi 45NT0 | CARDINAL | 750 | Purchased
CHRISTIANA |  | CANCER CENTER | 0 | 20061003500 | DE |  | 2006-10-31 19:00 |  | Sphygmomanometers; Electronic; Automatic | 39308 | Spot Vital Signs LXi 45NT0 | CARDINAL | 2047.5 | Purchased
CHRISTIANA |  | HOSPITAL-CH | 0 | 20061003584 | DE |  | 2006-10-31 19:00 |  | Sphygmomanometers; Electronic; Automatic | 39302 | Spot Vital Signs LXi 45NT0 | CARDINAL | 2047.5 | Purchased
CHRISTIANA |  | HOSPITAL-CH | 0 | 20061003598 | DE |  | 2006-10-31 19:00 |  | Sphygmomanometers; Electronic; Automatic | 39309 | Spot Vital Signs LXi 45NT0 | CARDINAL | 2167.5 | Purchased
CHRISTIANA |  | HOSPITAL-CH | 0 | 20061003483 | DE |  | 2006-10-31 19:00 |  | Sphygmomanometers; Electronic; Automatic | 39297 | Spot Vital Signs LXi 45NT0 | CARDINAL | 2047.5 | Purchased
CHRISTIANA |  | HOSPITAL-CH | 0 | 20091207019 | DE |  | 2006-10-31 19:00 |  | Sphygmomanometers; Electronic; Automatic | 46577 | Spot Vital Signs LXi 45NT0 | CARDINAL | 2167.5 | Purchased
CHRISTIANA |  | HOSPITAL-CH | 0 | 20090502260 | DE |  | 2006-10-31 19:00 |  | Sphygmomanometers; Electronic; Automatic | 42912 | Spot Vital Signs LXi 45NT0 | CARDINAL | 2200 | Purchased
CHRISTIANA |  | HOSPITAL-WH | 0 | 1247 | DE |  |  |  | Light Sources | 27031 | 7150 | KAY ELEMETRICS CORP | 2000
CHRISTIANA |  | HOSPITAL-CH | 0 | 342 | DE |  |  |  | Tables; Examination/Treatment; Adjustable; Physical Therapy | 13713 | 2106E | LABERNE MFG CO INC | 1188
CHRISTIANA |  | HOSPITAL-CH | 0 | NONE | DE |  |  |  | Tables; Examination/Treatment; Adjustable; Physical Therapy | 41718 | 2106E | LABERNE MFG CO INC | 1700
CHRISTIANA |  | HOSPITAL-CH | 0 | US30433984 | DE |  |  |  | Scanning Systems; Ultrasonic; Portable | 35542 | M2430A | PHILIPS MEDICAL SYSTEMS NORTH AMERICA | 15867
CHRISTIANA |  | HOSPITAL-CH | 0 | US30432741 | DE |  |  |  | Scanning Systems; Ultrasonic; Portable | 35543 | M2430A | PHILIPS MEDICAL SYSTEMS NORTH AMERICA | 15867
CHRISTIANA |  | HOSPITAL-CH | 0 | 33032-89 | DE |  | 2020-02-25 09:43 |  | Incubators; Incubators; Laboratory; Aerobic | 19724 | 3195 | AMERICAN SCIENTIFIC PRODUCTS DIV AMERICAN HOSPITAL SUPPLY CORP | 3383
CHRISTIANA |  | HOSPITAL-CH | 0 | 3153300/000518 | DE |  |  |  | Software; Digital Radiographic System; Dental | 24800 | 9896 33741 | PHILIPS MEDICAL SYSTEMS NORTH AMERICA | 100000
CHRISTIANA |  | Hockessin Primary Care | 0 | 10720394 | DE |  |  |  | X-Ray Film Processors; Automatic | 27685 | SRX-201 | KONICA MEDICAL IMAGING INC | 5000
CHRISTIANA |  | Hockessin Primary Care | 0 | ? | DE |  |  |  | X-Ray Film Processors; Automatic | BI-123 | SRX-201 | KONICA MEDICAL IMAGING INC | 5000
CHRISTIANA |  | HOSPITAL-CH | 0 | 20085784 | DE |  | 2010-08-30 20:00 |  | Scanning Systems; Ultrasonic; General-Purpose | 47165 | ProSound Alpha 5 | Aloka Co Ltd (USA) | 203000
CHRISTIANA |  | Star Campus | 0 | e02617-0120 | DE |  | 2017-02-28 19:00 |  | Scales; Patient; Floor | 64300 | 6855 standing with rails | DETECTO SCALE CO DIV CARDINAL SCALE MFG CO | 1500
CHRISTIANA |  | Middletown Care Center(Sleepy Hollow) | 0 | E02617-0123 | DE |  | 2017-02-28 19:00 |  | Scales; Patient; Floor | 64298 | 6855 standing with rails | DETECTO SCALE CO DIV CARDINAL SCALE MFG CO | 1500
CHRISTIANA |  | Glasgow Medical Center | 0 | E02617-0127 | DE |  | 2017-02-28 19:00 |  | Scales; Patient; Floor | 64299 | 6855 standing with rails | DETECTO SCALE CO DIV CARDINAL SCALE MFG CO | 1500 | Purchased
CHRISTIANA |  | HOSPITAL-CH | 0 | 32-26970 | DE |  |  |  | Airway Clearance Units; High-Frequency Chest Wall Oscillation; Vest | 36620 | The Vest Airway Clearance System 103 | Hill-Rom Co Inc | 2900
CHRISTIANA |  | HOSPITAL-CH | 0 | 32-24389 | DE |  |  |  | Airway Clearance Units; High-Frequency Chest Wall Oscillation; Vest | 36621 | The Vest Airway Clearance System 103 | Hill-Rom Co Inc | 2900
CHRISTIANA |  | HOSPITAL-CH | 0 | 31-02824 | DE |  |  |  | Airway Clearance Units; High-Frequency Chest Wall Oscillation; Percussion | 40271 | 103 | ADVANCED RESPIRATORY | 2900
CHRISTIANA |  | HOSPITAL-CH | 0 | C091653 | DE |  |  |  | Alarms; Occupancy; Chair/Wheelchair | C091653 | CHAIR CHECK II | BED-CHECK CORP | 0
CHRISTIANA |  | HOSPITAL-WH | 0 | C071296 | DE |  |  |  | Alarms; Occupancy; Chair/Wheelchair | C071296 | CHAIR CHECK II | BED-CHECK CORP | 0
CHRISTIANA |  | HOSPITAL-CH | 0 | C072313 | DE |  |  |  | Alarms; Occupancy; Chair/Wheelchair | C072313 | CHAIR CHECK II | BED-CHECK CORP | 0
CHRISTIANA |  | HOSPITAL-CH | 0 | C072298 | DE |  |  |  | Alarms; Occupancy; Chair/Wheelchair | C072298 | CHAIR CHECK II | BED-CHECK CORP | 0
CHRISTIANA |  | HOSPITAL-WH | 0 | C050710 | DE |  |  |  | Alarms; Occupancy; Chair/Wheelchair | WCE42 | CHAIR CHECK II | BED-CHECK CORP | 0
CHRISTIANA |  | HOSPITAL-WH | 0 | C050712 | DE |  |  |  | Alarms; Occupancy; Chair/Wheelchair | WCE | CHAIR CHECK II | BED-CHECK CORP | 0
CHRISTIANA |  | HOSPITAL-WH | 0 | C032604 | DE |  |  |  | Alarms; Occupancy; Chair/Wheelchair | WCE26 | CHAIR CHECK II | BED-CHECK CORP | 150
CHRISTIANA |  | HOSPITAL-CH | 0 | C092467 | DE |  |  |  | Alarms; Occupancy; Chair/Wheelchair | C092467 | CHAIR CHECK II | BED-CHECK CORP | 150
CHRISTIANA |  | HOSPITAL-WH | 0 | C070301 | DE |  |  |  | Alarms; Occupancy; Chair/Wheelchair | WBE75 | CHAIR CHECK II | BED-CHECK CORP | 0
CHRISTIANA |  | HOSPITAL-WH | 0 | C053218 | DE |  |  |  | Alarms; Occupancy; Chair/Wheelchair | WCE58 | CHAIR CHECK II | BED-CHECK CORP | 0
CHRISTIANA |  | HOSPITAL-CH | 0 | C072250 | DE |  |  |  | Alarms; Occupancy; Chair/Wheelchair | C072250 | CHAIR CHECK II | BED-CHECK CORP | 0
CHRISTIANA |  | HOSPITAL-CH | 0 | C070324 | DE |  |  |  | Alarms; Occupancy; Chair/Wheelchair | C070324 | CHAIR CHECK II | BED-CHECK CORP | 0
CHRISTIANA |  | HOSPITAL-CH | 0 | C072297 | DE |  |  |  | Alarms; Occupancy; Chair/Wheelchair | C072297 | CHAIR CHECK II | BED-CHECK CORP | 0
CHRISTIANA |  | HOSPITAL-WH | 0 | C053935 | DE |  |  |  | Alarms; Occupancy; Chair/Wheelchair | WCE69 | CHAIR CHECK II | BED-CHECK CORP | 0
CHRISTIANA |  | HOSPITAL-WH | 0 | C053940 | DE |  |  |  | Alarms; Occupancy; Chair/Wheelchair | WCE71 | CHAIR CHECK II | BED-CHECK CORP | 0
CHRISTIANA |  | HOSPITAL-CH | 0 | C091651 | DE |  |  |  | Alarms; Occupancy; Chair/Wheelchair | C091651 | CHAIR CHECK II | BED-CHECK CORP | 0
CHRISTIANA |  | HOSPITAL-CH | 0 | C100418 | DE |  |  |  | Alarms; Occupancy; Chair/Wheelchair | C100418 | CHAIR CHECK II | BED-CHECK CORP | 150
CHRISTIANA |  | HOSPITAL-CH | 0 | C072345 | DE |  |  |  | Alarms; Occupancy; Chair/Wheelchair | C072345 | CHAIR CHECK II | BED-CHECK CORP | 0
CHRISTIANA |  | HOSPITAL-CH | 0 | C072323 | DE |  |  |  | Alarms; Occupancy; Chair/Wheelchair | C072323 | CHAIR CHECK II | BED-CHECK CORP | 0
CHRISTIANA |  | HOSPITAL-CH | 0 | C072237 | DE |  |  |  | Alarms; Occupancy; Chair/Wheelchair | C072237 | CHAIR CHECK II | BED-CHECK CORP | 0
CHRISTIANA |  | HOSPITAL-WH | 0 | C050711 | DE |  |  |  | Alarms; Occupancy; Chair/Wheelchair | WCE43 | CHAIR CHECK II | BED-CHECK CORP | 0
CHRISTIANA |  | HOSPITAL-WH | 0 | C050708 | DE |  |  |  | Alarms; Occupancy; Chair/Wheelchair | WCE45 | CHAIR CHECK II | BED-CHECK CORP | 0
CHRISTIANA |  | HOSPITAL-WH | 0 | C032615 | DE |  |  |  | Alarms; Occupancy; Chair/Wheelchair | WCE25 | CHAIR CHECK II | BED-CHECK CORP | 150
CHRISTIANA |  | HOSPITAL-WH | 0 | C070305 | DE |  |  |  | Alarms; Occupancy; Chair/Wheelchair | WBE74 | CHAIR CHECK II | BED-CHECK CORP | 0
CHRISTIANA |  | HOSPITAL-WH | 0 | C070164 | DE |  |  |  | Alarms; Occupancy; Chair/Wheelchair | WBE76 | CHAIR CHECK II | BED-CHECK CORP | 0
CHRISTIANA |  | HOSPITAL-WH | 0 | C053220 | DE |  |  |  | Alarms; Occupancy; Chair/Wheelchair | WCE59 | CHAIR CHECK II | BED-CHECK CORP | 0
CHRISTIANA |  | HOSPITAL-CH | 0 | C072239 | DE |  |  |  | Alarms; Occupancy; Chair/Wheelchair | C072239 | CHAIR CHECK II | BED-CHECK CORP | 0
CHRISTIANA |  | HOSPITAL-WH | 0 | C091721 | DE |  |  |  | Alarms; Occupancy; Chair/Wheelchair | C091721 | CHAIR CHECK II | BED-CHECK CORP | 0
CHRISTIANA |  | HOSPITAL-WH | 0 | C086967 | DE |  |  |  | Alarms; Occupancy; Chair/Wheelchair | C086967 | CHAIR CHECK II | BED-CHECK CORP | 0
CHRISTIANA |  | HOSPITAL-CH | 0 | C062622 | DE |  |  |  | Alarms; Occupancy; Chair/Wheelchair | C062622 | CHAIR CHECK II | BED-CHECK CORP | 0
CHRISTIANA |  | HOSPITAL-CH | 0 | C031783 | DE |  |  |  | Alarms; Occupancy; Chair/Wheelchair | C031783 | CHAIR CHECK II | BED-CHECK CORP | 0
CHRISTIANA |  | HOSPITAL-CH | 0 | C072286 | DE |  |  |  | Alarms; Occupancy; Chair/Wheelchair | C072286 | CHAIR CHECK II | BED-CHECK CORP | 0
CHRISTIANA |  | HOSPITAL-CH | 0 | C072285 | DE |  |  |  | Alarms; Occupancy; Chair/Wheelchair | C072285 | CHAIR CHECK II | BED-CHECK CORP | 0
CHRISTIANA |  | HOSPITAL-CH | 0 | C086728 | DE |  |  |  | Alarms; Occupancy; Chair/Wheelchair | C086728 | CHAIR CHECK II | BED-CHECK CORP | 150
CHRISTIANA |  | HOSPITAL-WH | 0 | C053943 | DE |  |  |  | Alarms; Occupancy; Chair/Wheelchair | WCE68 | CHAIR CHECK II | BED-CHECK CORP | 0
CHRISTIANA |  | HOSPITAL-WH | 0 | C053936 | DE |  |  |  | Alarms; Occupancy; Chair/Wheelchair | WCE70 | CHAIR CHECK II | BED-CHECK CORP | 0
CHRISTIANA |  | HOSPITAL-CH | 0 | C072229 | DE |  |  |  | Alarms; Occupancy; Chair/Wheelchair | C072229 | CHAIR CHECK II | BED-CHECK CORP | 0
CHRISTIANA |  | HOSPITAL-WH | 0 | C071295 | DE |  |  |  | Alarms; Occupancy; Chair/Wheelchair | C071295 | CHAIR CHECK II | BED-CHECK CORP | 0
CHRISTIANA |  | HOSPITAL-CH | 0 | C092398 | DE |  |  |  | Alarms; Occupancy; Chair/Wheelchair | C092398 | CHAIR CHECK II | BED-CHECK CORP | 150
CHRISTIANA |  | HOSPITAL-CH | 0 | C092400 | DE |  |  |  | Alarms; Occupancy; Chair/Wheelchair | C092400 | CHAIR CHECK II | BED-CHECK CORP | 150
CHRISTIANA |  | HOSPITAL-CH | 0 | C101374 | DE |  |  |  | Alarms; Occupancy; Chair/Wheelchair | C101374 | CHAIR CHECK II | BED-CHECK CORP | 150
CHRISTIANA |  | HOSPITAL-CH | 0 | C101372 | DE |  |  |  | Alarms; Occupancy; Chair/Wheelchair | C101372 | CHAIR CHECK II | BED-CHECK CORP | 150
CHRISTIANA |  | HOSPITAL-CH | 0 | C101369 | DE |  |  |  | Alarms; Occupancy; Chair/Wheelchair | C101369 | CHAIR CHECK II | BED-CHECK CORP | 150
CHRISTIANA |  | HOSPITAL-CH | 0 | C072332 | DE |  |  |  | Alarms; Occupancy; Chair/Wheelchair | C072332 | CHAIR CHECK II | BED-CHECK CORP | 0
CHRISTIANA |  | HOSPITAL-CH | 0 | C0072309 | DE |  |  |  | Alarms; Occupancy; Chair/Wheelchair | C072309 | CHAIR CHECK II | BED-CHECK CORP | 0
CHRISTIANA |  | HOSPITAL-CH | 0 | C072238 | DE |  |  |  | Alarms; Occupancy; Chair/Wheelchair | C072238 | CHAIR CHECK II | BED-CHECK CORP | 0
CHRISTIANA |  | HOSPITAL-CH | 0 | C072291 | DE |  |  |  | Alarms; Occupancy; Chair/Wheelchair | C072291 | CHAIR CHECK II | BED-CHECK CORP | 0
CHRISTIANA |  | HOSPITAL-CH | 0 | C070318 | DE |  |  |  | Alarms; Occupancy; Chair/Wheelchair | C070318 | CHAIR CHECK II | BED-CHECK CORP | 0
CHRISTIANA |  | HOSPITAL-CH | 0 | C070323 | DE |  |  |  | Alarms; Occupancy; Chair/Wheelchair | C070323 | CHAIR CHECK II | BED-CHECK CORP | 0
CHRISTIANA |  | HOSPITAL-CH | 0 | C072290 | DE |  |  |  | Alarms; Occupancy; Chair/Wheelchair | C072290 | CHAIR CHECK II | BED-CHECK CORP | 0
CHRISTIANA |  | HOSPITAL-CH | 0 | C072266 | DE |  |  |  | Alarms; Occupancy; Chair/Wheelchair | C072266 | CHAIR CHECK II | BED-CHECK CORP | 0
CHRISTIANA |  | HOSPITAL-CH | 0 | C072249 | DE |  |  |  | Alarms; Occupancy; Chair/Wheelchair | C072249 | CHAIR CHECK II | BED-CHECK CORP | 0
CHRISTIANA |  | HOSPITAL-CH | 0 | C072264 | DE |  |  |  | Alarms; Occupancy; Chair/Wheelchair | C072264 | CHAIR CHECK II | BED-CHECK CORP | 0
CHRISTIANA |  | HOSPITAL-WH | 0 | C071294 | DE |  |  |  | Alarms; Occupancy; Chair/Wheelchair | C071294 | CHAIR CHECK II | BED-CHECK CORP | 0
CHRISTIANA |  | HOSPITAL-WH | 0 | C071297 | DE |  |  |  | Alarms; Occupancy; Chair/Wheelchair | C071297 | CHAIR CHECK II | BED-CHECK CORP | 0
CHRISTIANA |  | HOSPITAL-CH | 0 | C092461 | DE |  |  |  | Alarms; Occupancy; Chair/Wheelchair | C092461 | CHAIR CHECK II | BED-CHECK CORP | 150
CHRISTIANA |  | HOSPITAL-CH | 0 | C072324 | DE |  |  |  | Alarms; Occupancy; Chair/Wheelchair | C072324 | CHAIR CHECK II | BED-CHECK CORP | 0
CHRISTIANA |  | HOSPITAL-CH | 0 | C072352 | DE |  |  |  | Alarms; Occupancy; Chair/Wheelchair | C072352 | CHAIR CHECK II | BED-CHECK CORP | 0
CHRISTIANA |  | HOSPITAL-CH | 0 | C072283 | DE |  |  |  | Alarms; Occupancy; Chair/Wheelchair | C072283 | CHAIR CHECK II | BED-CHECK CORP | 0
CHRISTIANA |  | HOSPITAL-CH | 0 | C070317 | DE |  |  |  | Alarms; Occupancy; Chair/Wheelchair | C070317 | CHAIR CHECK II | BED-CHECK CORP | 0
CHRISTIANA |  | HOSPITAL-CH | 0 | C072265 | DE |  |  |  | Alarms; Occupancy; Chair/Wheelchair | C072265 | CHAIR CHECK II | BED-CHECK CORP | 0
CHRISTIANA |  | HOSPITAL-CH | 0 | C072259 | DE |  |  |  | Alarms; Occupancy; Chair/Wheelchair | C072259 | CHAIR CHECK II | BED-CHECK CORP | 0
CHRISTIANA |  | HOSPITAL-CH | 0 | C072230 | DE |  |  |  | Alarms; Occupancy; Chair/Wheelchair | C072230 | CHAIR CHECK II | BED-CHECK CORP | 0
CHRISTIANA |  | HOSPITAL-CH | 0 | C072329 | DE |  |  |  | Alarms; Occupancy; Chair/Wheelchair | C072329 | CHAIR CHECK II | BED-CHECK CORP | 0
CHRISTIANA |  | HOSPITAL-CH | 0 | C072273 | DE |  |  |  | Alarms; Occupancy; Chair/Wheelchair | C072273 | CHAIR CHECK II | BED-CHECK CORP | 0
CHRISTIANA |  | HOSPITAL-WH | 0 | C050713 | DE |  |  |  | Alarms; Occupancy; Chair/Wheelchair | WCE38 | CHAIR CHECK II | BED-CHECK CORP | 0
CHRISTIANA |  | HOSPITAL-CH | 0 | C091657 | DE |  |  |  | Alarms; Occupancy; Chair/Wheelchair | C091657 | CHAIR CHECK II | BED-CHECK CORP | 0
CHRISTIANA |  | HOSPITAL-CH | 0 | C101371 | DE |  |  |  | Alarms; Occupancy; Chair/Wheelchair | C101371 | CHAIR CHECK II | BED-CHECK CORP | 150
CHRISTIANA |  | HOSPITAL-CH | 0 | C101370 | DE |  |  |  | Alarms; Occupancy; Chair/Wheelchair | C101370 | CHAIR CHECK II | BED-CHECK CORP | 150
CHRISTIANA |  | HOSPITAL-CH | 0 | C072346 | DE |  |  |  | Alarms; Occupancy; Chair/Wheelchair | C072346 | CHAIR CHECK II | BED-CHECK CORP | 0
CHRISTIANA |  | HOSPITAL-CH | 0 | C041611 | DE |  |  |  | Alarms; Occupancy; Chair/Wheelchair | C041611 | CHAIR CHECK II | BED-CHECK CORP | 275
CHRISTIANA |  | HOSPITAL-CH | 0 | C110596 | DE |  |  |  | Alarms; Occupancy; Chair/Wheelchair | C110596 | CHAIR CHECK II | BED-CHECK CORP | 0
CHRISTIANA |  | HOSPITAL-CH | 0 | C070690 | DE |  |  |  | Alarms; Occupancy; Chair/Wheelchair | C070690 | CHAIR CHECK II | BED-CHECK CORP | 150
CHRISTIANA |  | HOSPITAL-CH | 0 | C070319 | DE |  |  |  | Alarms; Occupancy; Chair/Wheelchair | C070319 | CHAIR CHECK II | BED-CHECK CORP | 0
CHRISTIANA |  | HOSPITAL-CH | 0 | C072267 | DE |  |  |  | Alarms; Occupancy; Chair/Wheelchair | C072267 | CHAIR CHECK II | BED-CHECK CORP | 0
CHRISTIANA |  | HOSPITAL-CH | 0 | C072253 | DE |  |  |  | Alarms; Occupancy; Chair/Wheelchair | C072253 | CHAIR CHECK II | BED-CHECK CORP | 0
CHRISTIANA |  | HOSPITAL-CH | 0 | C072246 | DE |  |  |  | Alarms; Occupancy; Chair/Wheelchair | C072246 | CHAIR CHECK II | BED-CHECK CORP | 0
CHRISTIANA |  | HOSPITAL-CH | 0 | C072272 | DE |  |  |  | Alarms; Occupancy; Chair/Wheelchair | C072272 | CHAIR CHECK II | BED-CHECK CORP | 0
CHRISTIANA |  | HOSPITAL-CH | 0 | C01002053 | DE |  |  |  | Alarms; Occupancy; Chair/Wheelchair | C01002053 | CHAIR CHECK II | BED-CHECK CORP | 250
CHRISTIANA |  | HOSPITAL-CH | 0 | 72350 | DE |  |  |  | Alarms; Occupancy; Chair/Wheelchair | C072350 | CHAIR CHECK II | BED-CHECK CORP | 0
CHRISTIANA |  | HOSPITAL-CH | 0 | C041615 | DE |  |  |  | Alarms; Occupancy; Chair/Wheelchair | C041615 | CHAIR CHECK II | BED-CHECK CORP | 275
CHRISTIANA |  | HOSPITAL-CH | 0 | C070674 | DE |  |  |  | Alarms; Occupancy; Chair/Wheelchair | C070674 | CHAIR CHECK II | BED-CHECK CORP | 150
CHRISTIANA |  | HOSPITAL-CH | 0 | C070322 | DE |  |  |  | Alarms; Occupancy; Chair/Wheelchair | C070322 | CHAIR CHECK II | BED-CHECK CORP | 0
CHRISTIANA |  | HOSPITAL-CH | 0 | C070321 | DE |  |  |  | Alarms; Occupancy; Chair/Wheelchair | C070321 | CHAIR CHECK II | BED-CHECK CORP | 0
CHRISTIANA |  | HOSPITAL-CH | 0 | C070320 | DE |  |  |  | Alarms; Occupancy; Chair/Wheelchair | C070320 | CHAIR CHECK II | BED-CHECK CORP | 0
CHRISTIANA |  | HOSPITAL-CH | 0 | C072242 | DE |  |  |  | Alarms; Occupancy; Chair/Wheelchair | C072242 | CHAIR CHECK II | BED-CHECK CORP | 0
CHRISTIANA |  | HOSPITAL-CH | 0 | C072254 | DE |  |  |  | Alarms; Occupancy; Chair/Wheelchair | C072254 | CHAIR CHECK II | BED-CHECK CORP | 0
CHRISTIANA |  | HOSPITAL-CH | 0 | C072300 | DE |  |  |  | Alarms; Occupancy; Chair/Wheelchair | C072300 | CHAIR CHECK II | BED-CHECK CORP | 0
CHRISTIANA |  | HOSPITAL-CH | 0 | C072304 | DE |  |  |  | Alarms; Occupancy; Chair/Wheelchair | C072304 | CHAIR CHECK II | BED-CHECK CORP | 0
CHRISTIANA |  | HOSPITAL-CH | 0 | C072282 | DE |  |  |  | Alarms; Occupancy; Chair/Wheelchair | C072282 | CHAIR CHECK II | BED-CHECK CORP | 0
CHRISTIANA |  | HOSPITAL-CH | 0 | NONE | DE |  |  |  | Alarms; Occupancy; Chair/Wheelchair | C072299 | CHAIR CHECK II | BED-CHECK CORP | 0
CHRISTIANA |  | HOSPITAL-WH | 0 | C050715 | DE |  |  |  | Alarms; Occupancy; Chair/Wheelchair | WCE40 | CHAIR CHECK II | BED-CHECK CORP | 0
CHRISTIANA |  | HOSPITAL-CH | 0 | C091656 | DE |  |  |  | Alarms; Occupancy; Chair/Wheelchair | C091656 | CHAIR CHECK II | BED-CHECK CORP | 0
CHRISTIANA |  | HOSPITAL-WH | 0 | C053937 | DE |  |  |  | Alarms; Occupancy; Chair/Wheelchair | WCE65 | CHAIR CHECK II | BED-CHECK CORP | 0
CHRISTIANA |  | HOSPITAL-WH | 0 | C059939 | DE |  |  |  | Alarms; Occupancy; Chair/Wheelchair | WCE67 | CHAIR CHECK II | BED-CHECK CORP | 0
CHRISTIANA |  | HOSPITAL-WH | 0 | C070162 | DE |  |  |  | Alarms; Occupancy; Chair/Wheelchair | WBE71 | CHAIR CHECK II | BED-CHECK CORP | 0
CHRISTIANA |  | HOSPITAL-WH | 0 | C070163 | DE |  |  |  | Alarms; Occupancy; Chair/Wheelchair | WBE73 | CHAIR CHECK II | BED-CHECK CORP | 0
CHRISTIANA |  | HOSPITAL-CH | 0 | C072305 | DE |  |  |  | Alarms; Occupancy; Chair/Wheelchair | C072305 | CHAIR CHECK II | BED-CHECK CORP | 0
CHRISTIANA |  | HOSPITAL-CH | 0 | C072315 | DE |  |  |  | Alarms; Occupancy; Chair/Wheelchair | C072315 | CHAIR CHECK II | BED-CHECK CORP | 0
CHRISTIANA |  | HOSPITAL-CH | 0 | C072271 | DE |  |  |  | Alarms; Occupancy; Chair/Wheelchair | C072271 | CHAIR CHECK II | BED-CHECK CORP | 0
CHRISTIANA |  | HOSPITAL-CH | 0 | C072251 | DE |  |  |  | Alarms; Occupancy; Chair/Wheelchair | C072251 | CHAIR CHECK II | BED-CHECK CORP | 0
CHRISTIANA |  | HOSPITAL-WH | 0 | C050714 | DE |  |  |  | Alarms; Occupancy; Chair/Wheelchair | WCE39 | CHAIR CHECK II | BED-CHECK CORP | 0
CHRISTIANA |  | HOSPITAL-WH | 0 | C050716 | DE |  |  |  | Alarms; Occupancy; Chair/Wheelchair | WCE41 | CHAIR CHECK II | BED-CHECK CORP | 0
CHRISTIANA |  | HOSPITAL-CH | 0 | C091658 | DE |  |  |  | Alarms; Occupancy; Chair/Wheelchair | C091658 | CHAIR CHECK II | BED-CHECK CORP | 0
CHRISTIANA |  | HOSPITAL-CH | 0 | C091650 | DE |  |  |  | Alarms; Occupancy; Chair/Wheelchair | C091650 | CHAIR CHECK II | BED-CHECK CORP | 0
CHRISTIANA |  | HOSPITAL-CH | 0 | C100506 | DE |  |  |  | Alarms; Occupancy; Chair/Wheelchair | C100506 | CHAIR CHECK II | BED-CHECK CORP | 150
CHRISTIANA |  | HOSPITAL-CH | 0 | C100504 | DE |  |  |  | Alarms; Occupancy; Chair/Wheelchair | C100504 | CHAIR CHECK II | BED-CHECK CORP | 150
CHRISTIANA |  | HOSPITAL-CH | 0 | C100505 | DE |  |  |  | Alarms; Occupancy; Chair/Wheelchair | C100505 | CHAIR CHECK II | BED-CHECK CORP | 150
CHRISTIANA |  | HOSPITAL-WH | 0 | C053941 | DE |  |  |  | Alarms; Occupancy; Chair/Wheelchair | WCE66 | CHAIR CHECK II | BED-CHECK CORP | 0
CHRISTIANA |  | HOSPITAL-WH | 0 | C070306 | DE |  |  |  | Alarms; Occupancy; Chair/Wheelchair | WBE72 | CHAIR CHECK II | BED-CHECK CORP | 0
CHRISTIANA |  | HOSPITAL-CH | 0 | C072245 | DE |  |  |  | Alarms; Occupancy; Chair/Wheelchair | C072245 | CHAIR CHECK II | BED-CHECK CORP | 0
CHRISTIANA |  | HOSPITAL-WH | 0 | C053225 | DE |  |  |  | Alarms; Occupancy; Chair/Wheelchair | WCE47 | CHAIR CHECK II | BED-CHECK CORP | 0
CHRISTIANA |  | HOSPITAL-CH | 0 | V070431 | DE |  |  |  | Alarms; Occupancy; Chair/Wheelchair | V070431 | CHAIR CHECK II | BED-CHECK CORP | 150
CHRISTIANA |  | HOSPITAL-CH | 0 | C070673 | DE |  |  |  | Alarms; Occupancy; Chair/Wheelchair | C070673 | CHAIR CHECK II | BED-CHECK CORP | 150
CHRISTIANA |  | HOSPITAL-CH | 0 | C072335 | DE |  |  |  | Alarms; Occupancy; Chair/Wheelchair | C072335 | CHAIR CHECK II | BED-CHECK CORP | 0
CHRISTIANA |  | HOSPITAL-CH | 0 | C072280 | DE |  |  |  | Alarms; Occupancy; Chair/Wheelchair | C072280 | CHAIR CHECK II | BED-CHECK CORP | 0
CHRISTIANA |  | HOSPITAL-CH | 0 | C072243 | DE |  |  |  | Alarms; Occupancy; Chair/Wheelchair | C072243 | CHAIR CHECK II | BED-CHECK CORP | 0
CHRISTIANA |  | HOSPITAL-CH | 0 | C072281 | DE |  |  |  | Alarms; Occupancy; Chair/Wheelchair | C072281 | CHAIR CHECK II | BED-CHECK CORP | 0
CHRISTIANA |  | HOSPITAL-WH | 0 | C053299 | DE |  |  |  | Alarms; Occupancy; Chair/Wheelchair | WCE46 | CHAIR CHECK II | BED-CHECK CORP | 0
CHRISTIANA |  | HOSPITAL-CH | 0 | V070422 | DE |  |  |  | Alarms; Occupancy; Chair/Wheelchair | V070422 | CHAIR CHECK II | BED-CHECK CORP | 150
CHRISTIANA |  | HOSPITAL-CH | 0 | C01001403 | DE |  |  |  | Alarms; Occupancy; Chair/Wheelchair | C01001403 | CHAIR CHECK II | BED-CHECK CORP | 0
CHRISTIANA |  | HOSPITAL-CH | 0 | C072295 | DE |  |  |  | Alarms; Occupancy; Chair/Wheelchair | C072295 | CHAIR CHECK II | BED-CHECK CORP | 0
CHRISTIANA |  | HOSPITAL-CH | 0 | C086726 | DE |  |  |  | Alarms; Occupancy; Chair/Wheelchair | C086726 | CHAIR CHECK II | BED-CHECK CORP | 150
CHRISTIANA |  | HOSPITAL-WH | 0 | C053228 | DE |  |  |  | Alarms; Occupancy; Chair/Wheelchair | WCE49 | CHAIR CHECK II | BED-CHECK CORP | 0
CHRISTIANA |  | HOSPITAL-WH | 0 | C032598 | DE |  |  |  | Alarms; Occupancy; Chair/Wheelchair | WCE27 | CHAIR CHECK II | BED-CHECK CORP | 150
CHRISTIANA |  | HOSPITAL-WH | 0 | C032602 | DE |  |  |  | Alarms; Occupancy; Chair/Wheelchair | WCE29 | CHAIR CHECK II | BED-CHECK CORP | 150
CHRISTIANA |  | HOSPITAL-WH | 0 | C053942 | DE |  |  |  | Alarms; Occupancy; Chair/Wheelchair | WCE61 | CHAIR CHECK II | BED-CHECK CORP | 0
CHRISTIANA |  | HOSPITAL-CH | 0 | C091655 | DE |  |  |  | Alarms; Occupancy; Chair/Wheelchair | C091655 | CHAIR CHECK II | BED-CHECK CORP | 0
CHRISTIANA |  | HOSPITAL-CH | 0 | C091660 | DE |  |  |  | Alarms; Occupancy; Chair/Wheelchair | C091660 | CHAIR CHECK II | BED-CHECK CORP | 0
CHRISTIANA |  | HOSPITAL-WH | 0 | C091696 | DE |  |  |  | Alarms; Occupancy; Chair/Wheelchair | C091696 | CHAIR CHECK II | BED-CHECK CORP | 0
CHRISTIANA |  | HOSPITAL-WH | 0 | C053226 | DE |  |  |  | Alarms; Occupancy; Chair/Wheelchair | WCE48 | CHAIR CHECK II | BED-CHECK CORP | 0
CHRISTIANA |  | HOSPITAL-WH | 0 | C053219 | DE |  |  |  | Alarms; Occupancy; Chair/Wheelchair | WCE50 | CHAIR CHECK II | BED-CHECK CORP | 0
CHRISTIANA |  | HOSPITAL-WH | 0 | C032622 | DE |  |  |  | Alarms; Occupancy; Chair/Wheelchair | WCE28 | CHAIR CHECK II | BED-CHECK CORP | 150
CHRISTIANA |  | HOSPITAL-CH | 0 | C091661 | DE |  |  |  | Alarms; Occupancy; Chair/Wheelchair | C091661 | CHAIR CHECK II | BED-CHECK CORP | 0
CHRISTIANA |  | HOSPITAL-WH | 0 | C053216 | DE |  |  |  | Alarms; Occupancy; Chair/Wheelchair | WCE51 | CHAIR CHECK II | BED-CHECK CORP | 0
CHRISTIANA |  | HOSPITAL-WH | 0 | C032600 | DE |  |  |  | Alarms; Occupancy; Chair/Wheelchair | WCE31 | CHAIR CHECK II | BED-CHECK CORP | 150
CHRISTIANA |  | HOSPITAL-WH | 0 | C032597 | DE |  |  |  | Alarms; Occupancy; Chair/Wheelchair | WCE33 | CHAIR CHECK II | BED-CHECK CORP | 150
CHRISTIANA |  | HOSPITAL-WH | 0 | C053944 | DE |  |  |  | Alarms; Occupancy; Chair/Wheelchair | WCE63 | CHAIR CHECK II | BED-CHECK CORP | 0
CHRISTIANA |  | HOSPITAL-CH | 0 | C091654 | DE |  |  |  | Alarms; Occupancy; Chair/Wheelchair | C091654 | CHAIR CHECK II | BED-CHECK CORP | 0
CHRISTIANA |  | HOSPITAL-CH | 0 | C100503 | DE |  |  |  | Alarms; Occupancy; Chair/Wheelchair | C100503 | CHAIR CHECK II | BED-CHECK CORP | 150
CHRISTIANA |  | HOSPITAL-CH | 0 | C100417 | DE |  |  |  | Alarms; Occupancy; Chair/Wheelchair | C100417 | CHAIR CHECK II | BED-CHECK CORP | 150
CHRISTIANA |  | HOSPITAL-CH | 0 | C072234 | DE |  |  |  | Alarms; Occupancy; Chair/Wheelchair | C072234 | CHAIR CHECK II | BED-CHECK CORP | 0
CHRISTIANA |  | HOSPITAL-CH | 0 | C072294 | DE |  |  |  | Alarms; Occupancy; Chair/Wheelchair | C072294 | CHAIR CHECK II | BED-CHECK CORP | 0
CHRISTIANA |  | HOSPITAL-CH | 0 | V070246 | DE |  |  |  | Alarms; Occupancy; Chair/Wheelchair | V070246 | CHAIR CHECK II | BED-CHECK CORP | 150
CHRISTIANA |  | HOSPITAL-WH | 0 | C032592 | DE |  |  |  | Alarms; Occupancy; Chair/Wheelchair | WCE30 | CHAIR CHECK II | BED-CHECK CORP | 150
CHRISTIANA |  | HOSPITAL-WH | 0 | C032612 | DE |  |  |  | Alarms; Occupancy; Chair/Wheelchair | WCE32 | CHAIR CHECK II | BED-CHECK CORP | 150
CHRISTIANA |  | HOSPITAL-WH | 0 | C053938 | DE |  |  |  | Alarms; Occupancy; Chair/Wheelchair | WCE62 | CHAIR CHECK II | BED-CHECK CORP | 0
CHRISTIANA |  | HOSPITAL-WH | 0 | C053934 | DE |  |  |  | Alarms; Occupancy; Chair/Wheelchair | WCE64 | CHAIR CHECK II | BED-CHECK CORP | 0
CHRISTIANA |  | HOSPITAL-CH | 0 | C091659 | DE |  |  |  | Alarms; Occupancy; Chair/Wheelchair | C091659 | CHAIR CHECK II | BED-CHECK CORP | 0
CHRISTIANA |  | HOSPITAL-CH | 0 | C110594 | DE |  |  |  | Alarms; Occupancy; Chair/Wheelchair | C110594 | CHAIR CHECK II | BED-CHECK CORP | 0
CHRISTIANA |  | HOSPITAL-CH | 0 | C072288 | DE |  |  |  | Alarms; Occupancy; Chair/Wheelchair | C072288 | CHAIR CHECK II | BED-CHECK CORP | 0
CHRISTIANA |  | HOSPITAL-CH | 0 | V070426 | DE |  |  |  | Alarms; Occupancy; Chair/Wheelchair | V070426 | CHAIR CHECK II | BED-CHECK CORP | 150
CHRISTIANA |  | HOSPITAL-CH | 0 | C070866 | DE |  |  |  | Alarms; Occupancy; Chair/Wheelchair | C070866 | CHAIR CHECK II | BED-CHECK CORP | 150
CHRISTIANA |  | HOSPITAL-CH | 0 | C072258 | DE |  |  |  | Alarms; Occupancy; Chair/Wheelchair | C072258 | CHAIR CHECK II | BED-CHECK CORP | 0
CHRISTIANA |  | HOSPITAL-CH | 0 | C072247 | DE |  |  |  | Alarms; Occupancy; Chair/Wheelchair | C072247 | CHAIR CHECK II | BED-CHECK CORP | 0
CHRISTIANA |  | HOSPITAL-CH | 0 | C072257 | DE |  |  |  | Alarms; Occupancy; Chair/Wheelchair | C072257 | CHAIR CHECK II | BED-CHECK CORP | 0
CHRISTIANA |  | HOSPITAL-CH | 0 | C072277 | DE |  |  |  | Alarms; Occupancy; Chair/Wheelchair | C072277 | CHAIR CHECK II | BED-CHECK CORP | 0
CHRISTIANA |  | HOSPITAL-CH | 0 | C072296 | DE |  |  |  | Alarms; Occupancy; Chair/Wheelchair | C072296 | CHAIR CHECK II | BED-CHECK CORP | 0
CHRISTIANA |  | HOSPITAL-CH | 0 | V070245 | DE |  |  |  | Alarms; Occupancy; Chair/Wheelchair | V070245 | CHAIR CHECK II | BED-CHECK CORP | 150
CHRISTIANA |  | HOSPITAL-CH | 0 | C0670688 | DE |  |  |  | Alarms; Occupancy; Chair/Wheelchair | C0670688 | CHAIR CHECK II | BED-CHECK CORP | 150
CHRISTIANA |  | HOSPITAL-WH | 0 | C032594 | DE |  |  |  | Alarms; Occupancy; Chair/Wheelchair | WCE34 | CHAIR CHECK II | BED-CHECK CORP | 150
CHRISTIANA |  | HOSPITAL-CH | 0 | 72231 | DE |  |  |  | Alarms; Occupancy; Chair/Wheelchair | C072231 | CHAIR CHECK II | BED-CHECK CORP | 0
CHRISTIANA |  | HOSPITAL-CH | 0 | C072269 | DE |  |  |  | Alarms; Occupancy; Chair/Wheelchair | C072269 | CHAIR CHECK II | BED-CHECK CORP | 0
CHRISTIANA |  | HOSPITAL-CH | 0 | C110599 | DE |  |  |  | Alarms; Occupancy; Chair/Wheelchair | C110599 | CHAIR CHECK II | BED-CHECK CORP | 0
CHRISTIANA |  | HOSPITAL-CH | 0 | C072289 | DE |  |  |  | Alarms; Occupancy; Chair/Wheelchair | C072289 | CHAIR CHECK II | BED-CHECK CORP | 0
CHRISTIANA |  | HOSPITAL-CH | 0 | C072327 | DE |  |  |  | Alarms; Occupancy; Chair/Wheelchair | C072327 | CHAIR CHECK II | BED-CHECK CORP | 0
CHRISTIANA |  | HOSPITAL-WH | 0 | C032605 | DE |  |  |  | Alarms; Occupancy; Chair/Wheelchair | WCE35 | CHAIR CHECK II | BED-CHECK CORP | 150
CHRISTIANA |  | HOSPITAL-CH | 0 | V070423 | DE |  |  |  | Alarms; Occupancy; Chair/Wheelchair | V070423 | CHAIR CHECK II | BED-CHECK CORP | 150
CHRISTIANA |  | HOSPITAL-WH | 0 | C070877 | DE |  |  |  | Alarms; Occupancy; Chair/Wheelchair | C070877 | CHAIR CHECK II | BED-CHECK CORP | 0
CHRISTIANA |  | HOSPITAL-CH | 0 | NONE | DE |  |  |  | Alarms; Occupancy; Chair/Wheelchair | C072351 | CHAIR CHECK II | BED-CHECK CORP | 0
CHRISTIANA |  | HOSPITAL-WH | 0 | C032625 | DE |  |  |  | Alarms; Occupancy; Chair/Wheelchair | WCE11 | CHAIR CHECK II | BED-CHECK CORP | 150
CHRISTIANA |  | HOSPITAL-WH | 0 | C032596 | DE |  |  |  | Alarms; Occupancy; Chair/Wheelchair | WCE13 | CHAIR CHECK II | BED-CHECK CORP | 150
CHRISTIANA |  | HOSPITAL-CH | 0 | NONE | DE |  |  |  | Alarms; Occupancy; Chair/Wheelchair | C091652 | CHAIR CHECK II | BED-CHECK CORP | 0
CHRISTIANA |  | HOSPITAL-CH | 0 | C072337 | DE |  |  |  | Alarms; Occupancy; Chair/Wheelchair | C072337 | CHAIR CHECK II | BED-CHECK CORP | 0
CHRISTIANA |  | HOSPITAL-CH | 0 | C072317 | DE |  |  |  | Alarms; Occupancy; Chair/Wheelchair | C072317 | CHAIR CHECK II | BED-CHECK CORP | 0
CHRISTIANA |  | HOSPITAL-CH | 0 | C072276 | DE |  |  |  | Alarms; Occupancy; Chair/Wheelchair | C072276 | CHAIR CHECK II | BED-CHECK CORP | 0
CHRISTIANA |  | HOSPITAL-WH | 0 | C091722 | DE |  |  |  | Alarms; Occupancy; Chair/Wheelchair | C091722 | CHAIR CHECK II | BED-CHECK CORP | 0
CHRISTIANA |  | HOSPITAL-CH | 0 | C072248 | DE |  |  |  | Alarms; Occupancy; Chair/Wheelchair | C072248 | CHAIR CHECK II | BED-CHECK CORP | 0
CHRISTIANA |  | HOSPITAL-CH | 0 | V070427 | DE |  |  |  | Alarms; Occupancy; Chair/Wheelchair | V070427 | CHAIR CHECK II | BED-CHECK CORP | 150
CHRISTIANA |  | HOSPITAL-WH | 0 | C070877 | DE |  |  |  | Alarms; Occupancy; Chair/Wheelchair | C071054 | CHAIR CHECK II | BED-CHECK CORP | 0
CHRISTIANA |  | HOSPITAL-CH | 0 | C072310 | DE |  |  |  | Alarms; Occupancy; Chair/Wheelchair | C072310 | CHAIR CHECK II | BED-CHECK CORP | 0
CHRISTIANA |  | HOSPITAL-CH | 0 | C072339 | DE |  |  |  | Alarms; Occupancy; Chair/Wheelchair | C072339 | CHAIR CHECK II | BED-CHECK CORP | 0
CHRISTIANA |  | HOSPITAL-WH | 0 | C032617 | DE |  |  |  | Alarms; Occupancy; Chair/Wheelchair | WCE12 | CHAIR CHECK II | BED-CHECK CORP | 150
CHRISTIANA |  | HOSPITAL-CH | 0 | C072353 | DE |  |  |  | Alarms; Occupancy; Chair/Wheelchair | C072353 | CHAIR CHECK II | BED-CHECK CORP | 0
CHRISTIANA |  | HOSPITAL-CH | 0 | C072292 | DE |  |  |  | Alarms; Occupancy; Chair/Wheelchair | C072292 | CHAIR CHECK II | BED-CHECK CORP | 0
CHRISTIANA |  | HOSPITAL-WH | 0 | C071050 | DE |  |  |  | Alarms; Occupancy; Chair/Wheelchair | C071050 | CHAIR CHECK II | BED-CHECK CORP | 0
CHRISTIANA |  | HOSPITAL-CH | 0 | C01001343 | DE |  |  |  | Alarms; Occupancy; Chair/Wheelchair | C01001343 | CHAIR CHECK II | BED-CHECK CORP | 250
CHRISTIANA |  | HOSPITAL-CH | 0 | C086729 | DE |  |  |  | Alarms; Occupancy; Chair/Wheelchair | C086729 | CHAIR CHECK II | BED-CHECK CORP | 150
CHRISTIANA |  | HOSPITAL-CH | 0 | C072261 | DE |  |  |  | Alarms; Occupancy; Chair/Wheelchair | C072261 | CHAIR CHECK II | BED-CHECK CORP | 0
CHRISTIANA |  | HOSPITAL-WH | 0 | C071056 | DE |  |  |  | Alarms; Occupancy; Chair/Wheelchair | C071056 | CHAIR CHECK II | BED-CHECK CORP | 0
CHRISTIANA |  | HOSPITAL-WH | 0 | C071052 | DE |  |  |  | Alarms; Occupancy; Chair/Wheelchair | C071052 | CHAIR CHECK II | BED-CHECK CORP | 0
CHRISTIANA |  | HOSPITAL-WH | 0 | C070879 | DE |  |  |  | Alarms; Occupancy; Chair/Wheelchair | C070879 | CHAIR CHECK II | BED-CHECK CORP | 0
CHRISTIANA |  | HOSPITAL-WH | 0 | C032619 | DE |  |  |  | Alarms; Occupancy; Chair/Wheelchair | WCE15 | CHAIR CHECK II | BED-CHECK CORP | 150
CHRISTIANA |  | HOSPITAL-CH | 0 | C072343 | DE |  |  |  | Alarms; Occupancy; Chair/Wheelchair | C072343 | CHAIR CHECK II | BED-CHECK CORP | 0
CHRISTIANA |  | HOSPITAL-CH | 0 | C072278 | DE |  |  |  | Alarms; Occupancy; Chair/Wheelchair | C072278 | CHAIR CHECK II | BED-CHECK CORP | 0
CHRISTIANA |  | HOSPITAL-CH | 0 | C072287 | DE |  |  |  | Alarms; Occupancy; Chair/Wheelchair | C072287 | CHAIR CHECK II | BED-CHECK CORP | 0
CHRISTIANA |  | HOSPITAL-CH | 0 | C072274 | DE |  |  |  | Alarms; Occupancy; Chair/Wheelchair | C072274 | CHAIR CHECK II | BED-CHECK CORP | 0
CHRISTIANA |  | HOSPITAL-CH | 0 | C072275 | DE |  |  |  | Alarms; Occupancy; Chair/Wheelchair | C072275 | CHAIR CHECK II | BED-CHECK CORP | 0
CHRISTIANA |  | HOSPITAL-WH | 0 | C070881 | DE |  |  |  | Alarms; Occupancy; Chair/Wheelchair | C070881 | CHAIR CHECK II | BED-CHECK CORP | 0
CHRISTIANA |  | HOSPITAL-WH | 0 | C071057 | DE |  |  |  | Alarms; Occupancy; Chair/Wheelchair | C071057 | CHAIR CHECK II | BED-CHECK CORP | 0
CHRISTIANA |  | HOSPITAL-CH | 0 | C01001363 | DE |  |  |  | Alarms; Occupancy; Chair/Wheelchair | C01001363 | CHAIR CHECK II | BED-CHECK CORP | 250
CHRISTIANA |  | HOSPITAL-WH | 0 | C070880 | DE |  |  |  | Alarms; Occupancy; Chair/Wheelchair | C070880 | CHAIR CHECK II | BED-CHECK CORP | 0
CHRISTIANA |  | HOSPITAL-WH | 0 | C071058 | DE |  |  |  | Alarms; Occupancy; Chair/Wheelchair | C071058 | CHAIR CHECK II | BED-CHECK CORP | 0
CHRISTIANA |  | HOSPITAL-WH | 0 | C071062 | DE |  |  |  | Alarms; Occupancy; Chair/Wheelchair | C071062 | CHAIR CHECK II | BED-CHECK CORP | 0
CHRISTIANA |  | HOSPITAL-WH | 0 | C071055 | DE |  |  |  | Alarms; Occupancy; Chair/Wheelchair | C071055 | CHAIR CHECK II | BED-CHECK CORP | 0
CHRISTIANA |  | HOSPITAL-WH | 0 | C032611 | DE |  |  |  | Alarms; Occupancy; Chair/Wheelchair | WCE14 | CHAIR CHECK II | BED-CHECK CORP | 150
CHRISTIANA |  | HOSPITAL-WH | 0 | C032609 | DE |  |  |  | Alarms; Occupancy; Chair/Wheelchair | WCE16 | CHAIR CHECK II | BED-CHECK CORP | 150
CHRISTIANA |  | HOSPITAL-CH | 0 | C086727 | DE |  |  |  | Alarms; Occupancy; Chair/Wheelchair | C086727 | CHAIR CHECK II | BED-CHECK CORP | 150
CHRISTIANA |  | HOSPITAL-CH | 0 | C072236 | DE |  |  |  | Alarms; Occupancy; Chair/Wheelchair | C072236 | CHAIR CHECK II | BED-CHECK CORP | 0
CHRISTIANA |  | HOSPITAL-CH | 0 | C072235 | DE |  |  |  | Alarms; Occupancy; Chair/Wheelchair | C072235 | CHAIR CHECK II | BED-CHECK CORP | 0
CHRISTIANA |  | HOSPITAL-CH | 0 | C071154 | DE |  |  |  | Alarms; Occupancy; Chair/Wheelchair | C071154 | CHAIR CHECK II | BED-CHECK CORP | 0
CHRISTIANA |  | HOSPITAL-CH | 0 | C072293 | DE |  |  |  | Alarms; Occupancy; Chair/Wheelchair | C072293 | CHAIR CHECK II | BED-CHECK CORP | 0
CHRISTIANA |  | HOSPITAL-WH | 0 | C071063 | DE |  |  |  | Alarms; Occupancy; Chair/Wheelchair | C071063 | CHAIR CHECK II | BED-CHECK CORP | 0
CHRISTIANA |  | HOSPITAL-WH | 0 | C032595 | DE |  |  |  | Alarms; Occupancy; Chair/Wheelchair | WCE17 | CHAIR CHECK II | BED-CHECK CORP | 150
CHRISTIANA |  | HOSPITAL-CH | 0 | C041612 | DE |  |  |  | Alarms; Occupancy; Chair/Wheelchair | C041612 | CHAIR CHECK II | BED-CHECK CORP | 250
CHRISTIANA |  | HOSPITAL-CH | 0 | C072319 | DE |  |  |  | Alarms; Occupancy; Chair/Wheelchair | C072319 | CHAIR CHECK II | BED-CHECK CORP | 0
CHRISTIANA |  | HOSPITAL-CH | 0 | C110597 | DE |  |  |  | Alarms; Occupancy; Chair/Wheelchair | C110597 | CHAIR CHECK II | BED-CHECK CORP | 0
CHRISTIANA |  | HOSPITAL-CH | 0 | C072273 | DE |  |  |  | Alarms; Occupancy; Chair/Wheelchair | C072263 | CHAIR CHECK II | BED-CHECK CORP | 0
CHRISTIANA |  | HOSPITAL-WH | 0 | C070882 | DE |  |  |  | Alarms; Occupancy; Chair/Wheelchair | C070882 | CHAIR CHECK II | BED-CHECK CORP | 0
CHRISTIANA |  | HOSPITAL-WH | 0 | C032614 | DE |  |  |  | Alarms; Occupancy; Chair/Wheelchair | WCE18 | CHAIR CHECK II | BED-CHECK CORP | 150
CHRISTIANA |  | HOSPITAL-CH | 0 | C01001273 | DE |  |  |  | Alarms; Occupancy; Chair/Wheelchair | C01001273 | CHAIR CHECK II | BED-CHECK CORP | 250
CHRISTIANA |  | HOSPITAL-WH | 0 | C072883 | DE |  |  |  | Alarms; Occupancy; Chair/Wheelchair | C072883 | CHAIR CHECK II | BED-CHECK CORP | 0
CHRISTIANA |  | HOSPITAL-CH | 0 | C072311 | DE |  |  |  | Alarms; Occupancy; Chair/Wheelchair | C072311 | CHAIR CHECK II | BED-CHECK CORP | 0
CHRISTIANA |  | HOSPITAL-CH | 0 | C072279 | DE |  |  |  | Alarms; Occupancy; Chair/Wheelchair | C072279 | CHAIR CHECK II | BED-CHECK CORP | 0
CHRISTIANA |  | HOSPITAL-CH | 0 | C072342 | DE |  |  |  | Alarms; Occupancy; Chair/Wheelchair | C072342 | CHAIR CHECK II | BED-CHECK CORP | 0
CHRISTIANA |  | HOSPITAL-CH | 0 | C01001383 | DE |  |  |  | Alarms; Occupancy; Chair/Wheelchair | C01001383 | CHAIR CHECK II | BED-CHECK CORP | 250
CHRISTIANA |  | HOSPITAL-CH | 0 | C072334 | DE |  |  |  | Alarms; Occupancy; Chair/Wheelchair | C072334 | CHAIR CHECK II | BED-CHECK CORP | 0
CHRISTIANA |  | HOSPITAL-CH | 0 | C072330 | DE |  |  |  | Alarms; Occupancy; Chair/Wheelchair | C072330 | CHAIR CHECK II | BED-CHECK CORP | 0
CHRISTIANA |  | HOSPITAL-CH | 0 | C110600 | DE |  |  |  | Alarms; Occupancy; Chair/Wheelchair | C110600 | CHAIR CHECK II | BED-CHECK CORP | 0
CHRISTIANA |  | HOSPITAL-CH | 0 | C01001393 | DE |  |  |  | Alarms; Occupancy; Chair/Wheelchair | C01001393 | CHAIR CHECK II | BED-CHECK CORP | 250
CHRISTIANA |  | HOSPITAL-CH | 0 | C01001283 | DE |  |  |  | Alarms; Occupancy; Chair/Wheelchair | C01001283 | CHAIR CHECK II | BED-CHECK CORP | 250
CHRISTIANA |  | HOSPITAL-WH | 0 | C091723 | DE |  |  |  | Alarms; Occupancy; Chair/Wheelchair | C091723 | CHAIR CHECK II | BED-CHECK CORP | 0
CHRISTIANA |  | HOSPITAL-CH | 0 | C072308 | DE |  |  |  | Alarms; Occupancy; Chair/Wheelchair | C072308 | CHAIR CHECK II | BED-CHECK CORP | 0
CHRISTIANA |  | HOSPITAL-CH | 0 | C072347 | DE |  |  |  | Alarms; Occupancy; Chair/Wheelchair | C072347 | CHAIR CHECK II | BED-CHECK CORP | 0
CHRISTIANA |  | HOSPITAL-CH | 0 | C01006712 | DE |  |  |  | Alarms; Occupancy; Chair/Wheelchair | C01006712 | CHAIR CHECK II | BED-CHECK CORP | 250
CHRISTIANA |  | HOSPITAL-WH | 0 | C070161 | DE |  |  |  | Alarms; Occupancy; Chair/Wheelchair | WBE77 | CHAIR CHECK II | BED-CHECK CORP | 0
CHRISTIANA |  | HOSPITAL-CH | 0 | C072270 | DE |  |  |  | Alarms; Occupancy; Chair/Wheelchair | C072270 | CHAIR CHECK II | BED-CHECK CORP | 0
CHRISTIANA |  | HOSPITAL-WH | 0 | V070200 | DE |  |  |  | Alarms; Occupancy; Chair/Wheelchair | V070200 | CHAIR CHECK II | BED-CHECK CORP | 0
CHRISTIANA |  | HOSPITAL-WH | 0 | C071059 | DE |  |  |  | Alarms; Occupancy; Chair/Wheelchair | C071059 | CHAIR CHECK II | BED-CHECK CORP | 0
CHRISTIANA |  | HOSPITAL-WH | 0 | C032626 | DE |  |  |  | Alarms; Occupancy; Chair/Wheelchair | WCE10 | CHAIR CHECK II | BED-CHECK CORP | 150
CHRISTIANA |  | HOSPITAL-WH | 0 | C086966 | DE |  |  |  | Alarms; Occupancy; Chair/Wheelchair | C086966 | CHAIR CHECK II | BED-CHECK CORP | 0
CHRISTIANA |  | HOSPITAL-CH | 0 | C072316 | DE |  |  |  | Alarms; Occupancy; Chair/Wheelchair | C072316 | CHAIR CHECK II | BED-CHECK CORP | 0
CHRISTIANA |  | HOSPITAL-CH | 0 | C072284 | DE |  |  |  | Alarms; Occupancy; Chair/Wheelchair | C072284 | CHAIR CHECK II | BED-CHECK CORP | 0
CHRISTIANA |  | HOSPITAL-CH | 0 | C042320 | DE |  |  |  | Alarms; Occupancy; Chair/Wheelchair | C042320 | CHAIR CHECK II | BED-CHECK CORP | 250
CHRISTIANA |  | HOSPITAL-CH | 0 | C072348 | DE |  |  |  | Alarms; Occupancy; Chair/Wheelchair | C072348 | CHAIR CHECK II | BED-CHECK CORP | 0
CHRISTIANA |  | HOSPITAL-CH | 0 | C091206 | DE |  |  |  | Alarms; Occupancy; Chair/Wheelchair | C091206 | CHAIR CHECK II | BED-CHECK CORP | 150
CHRISTIANA |  | HOSPITAL-CH | 0 | C091133 | DE |  |  |  | Alarms; Occupancy; Chair/Wheelchair | C091133 | CHAIR CHECK II | BED-CHECK CORP | 150
CHRISTIANA |  | HOSPITAL-CH | 0 | C072262 | DE |  |  |  | Alarms; Occupancy; Chair/Wheelchair | C072262 | CHAIR CHECK II | BED-CHECK CORP | 0
CHRISTIANA |  | HOSPITAL-CH | 0 | C072256 | DE |  |  |  | Alarms; Occupancy; Chair/Wheelchair | C072256 | CHAIR CHECK II | BED-CHECK CORP | 0
CHRISTIANA |  | HOSPITAL-CH | 0 | C072326 | DE |  |  |  | Alarms; Occupancy; Chair/Wheelchair | C072326 | CHAIR CHECK II | BED-CHECK CORP | 0
CHRISTIANA |  | HOSPITAL-WH | 0 | V070201 | DE |  |  |  | Alarms; Occupancy; Chair/Wheelchair | V070201 | CHAIR CHECK II | BED-CHECK CORP | 0
CHRISTIANA |  | HOSPITAL-WH | 0 | V070199 | DE |  |  |  | Alarms; Occupancy; Chair/Wheelchair | V070199 | CHAIR CHECK II | BED-CHECK CORP | 0
CHRISTIANA |  | HOSPITAL-WH | 0 | C071061 | DE |  |  |  | Alarms; Occupancy; Chair/Wheelchair | C071061 | CHAIR CHECK II | BED-CHECK CORP | 0
CHRISTIANA |  | HOSPITAL-WH | 0 | C071060 | DE |  |  |  | Alarms; Occupancy; Chair/Wheelchair | C071060 | CHAIR CHECK II | BED-CHECK CORP | 0
CHRISTIANA |  | HOSPITAL-WH | 0 | C053223 | DE |  |  |  | Alarms; Occupancy; Chair/Wheelchair | WCE60 | CHAIR CHECK II | BED-CHECK CORP | 0
CHRISTIANA |  | HOSPITAL-CH | 0 | C086730 | DE |  |  |  | Alarms; Occupancy; Chair/Wheelchair | C086730 | CHAIR CHECK II | BED-CHECK CORP | 150
CHRISTIANA |  | HOSPITAL-CH | 0 | C110593 | DE |  |  |  | Alarms; Occupancy; Chair/Wheelchair | C110593 | CHAIR CHECK II | BED-CHECK CORP | 0
CHRISTIANA |  | HOSPITAL-WH | 0 | C032624 | DE |  |  |  | Alarms; Occupancy; Chair/Wheelchair | WCE24 | CHAIR CHECK II | BED-CHECK CORP | 150
CHRISTIANA |  | HOSPITAL-CH | 0 | C01001373 | DE |  |  |  | Alarms; Occupancy; Chair/Wheelchair | C01001373 | CHAIR CHECK II | BED-CHECK CORP | 250
CHRISTIANA |  | HOSPITAL-CH | 0 | C072340 | DE |  |  |  | Alarms; Occupancy; Chair/Wheelchair | C072340 | CHAIR CHECK II | BED-CHECK CORP | 0
CHRISTIANA |  | HOSPITAL-CH | 0 | C091134 | DE |  |  |  | Alarms; Occupancy; Chair/Wheelchair | C091134 | CHAIR CHECK II | BED-CHECK CORP | 150
CHRISTIANA |  | HOSPITAL-CH | 0 | C072241 | DE |  |  |  | Alarms; Occupancy; Chair/Wheelchair | C072241 | CHAIR CHECK II | BED-CHECK CORP | 0
CHRISTIANA |  | HOSPITAL-WH | 0 | C070304 | DE |  |  |  | Alarms; Occupancy; Chair/Wheelchair | WBE79 | CHAIR CHECK II | BED-CHECK CORP | 0
CHRISTIANA |  | HOSPITAL-WH | 0 | C032593 | DE |  |  |  | Alarms; Occupancy; Chair/Wheelchair | WCE1 | CHAIR CHECK II | BED-CHECK CORP | 150
CHRISTIANA |  | HOSPITAL-WH | 0 | C032606 | DE |  |  |  | Alarms; Occupancy; Chair/Wheelchair | WCE2 | CHAIR CHECK II | BED-CHECK CORP | 150
CHRISTIANA |  | HOSPITAL-CH | 0 | C072331 | DE |  |  |  | Alarms; Occupancy; Chair/Wheelchair | C072331 | CHAIR CHECK II | BED-CHECK CORP | 0
CHRISTIANA |  | HOSPITAL-CH | 0 | C072325 | DE |  |  |  | Alarms; Occupancy; Chair/Wheelchair | C072325 | CHAIR CHECK II | BED-CHECK CORP | 0
CHRISTIANA |  | HOSPITAL-CH | 0 | C070687 | DE |  |  |  | Alarms; Occupancy; Chair/Wheelchair | C070687 | CHAIR CHECK II | BED-CHECK CORP | 150
CHRISTIANA |  | HOSPITAL-CH | 0 | C070864 | DE |  |  |  | Alarms; Occupancy; Chair/Wheelchair | C070864 | CHAIR CHECK II | BED-CHECK CORP | 150
CHRISTIANA |  | HOSPITAL-CH | 0 | C072312 | DE |  |  |  | Alarms; Occupancy; Chair/Wheelchair | C072312 | CHAIR CHECK II | BED-CHECK CORP | 0
CHRISTIANA |  | HOSPITAL-CH | 0 | C072302 | DE |  |  |  | Alarms; Occupancy; Chair/Wheelchair | C072302 | CHAIR CHECK II | BED-CHECK CORP | 0
CHRISTIANA |  | HOSPITAL-WH | 0 | C070302 | DE |  |  |  | Alarms; Occupancy; Chair/Wheelchair | WBE78 | CHAIR CHECK II | BED-CHECK CORP | 0
CHRISTIANA |  | HOSPITAL-CH | 0 | C072333 | DE |  |  |  | Alarms; Occupancy; Chair/Wheelchair | C072333 | CHAIR CHECK II | BED-CHECK CORP | 0
CHRISTIANA |  | HOSPITAL-CH | 0 | C072307 | DE |  |  |  | Alarms; Occupancy; Chair/Wheelchair | C072307 | CHAIR CHECK II | BED-CHECK CORP | 0
CHRISTIANA |  | HOSPITAL-CH | 0 | V070424 | DE |  |  |  | Alarms; Occupancy; Chair/Wheelchair | V070424 | CHAIR CHECK II | BED-CHECK CORP | 150
CHRISTIANA |  | HOSPITAL-CH | 0 | C092397 | DE |  |  |  | Alarms; Occupancy; Chair/Wheelchair | C092397 | CHAIR CHECK II | BED-CHECK CORP | 150
CHRISTIANA |  | HOSPITAL-CH | 0 | C072318 | DE |  |  |  | Alarms; Occupancy; Chair/Wheelchair | C072318 | CHAIR CHECK II | BED-CHECK CORP | 0
CHRISTIANA |  | HOSPITAL-CH | 0 | C072301 | DE |  |  |  | Alarms; Occupancy; Chair/Wheelchair | C072301 | CHAIR CHECK II | BED-CHECK CORP | 0
CHRISTIANA |  | HOSPITAL-WH | 0 | V061580 | DE |  |  |  | Alarms; Occupancy; Chair/Wheelchair | WCE76 | CHAIR CHECK II | BED-CHECK CORP | 0
CHRISTIANA |  | HOSPITAL-WH | 0 | V061571 | DE |  |  |  | Alarms; Occupancy; Chair/Wheelchair | WCE74 | CHAIR CHECK II | BED-CHECK CORP | 0
CHRISTIANA |  | HOSPITAL-WH | 0 | C070876 | DE |  |  |  | Alarms; Occupancy; Chair/Wheelchair | C070876 | CHAIR CHECK II | BED-CHECK CORP | 0
CHRISTIANA |  | HOSPITAL-WH | 0 | C032613 | DE |  |  |  | Alarms; Occupancy; Chair/Wheelchair | WCE4 | CHAIR CHECK II | BED-CHECK CORP | 150
CHRISTIANA |  | HOSPITAL-WH | 0 | C032610 | DE |  |  |  | Alarms; Occupancy; Chair/Wheelchair | WCE6 | CHAIR CHECK II | BED-CHECK CORP | 150
CHRISTIANA |  | HOSPITAL-WH | 0 | C053222 | DE |  |  |  | Alarms; Occupancy; Chair/Wheelchair | WCE52 | CHAIR CHECK II | BED-CHECK CORP | 0
CHRISTIANA |  | HOSPITAL-WH | 0 | C053224 | DE |  |  |  | Alarms; Occupancy; Chair/Wheelchair | WCE54 | CHAIR CHECK II | BED-CHECK CORP | 0
CHRISTIANA |  | HOSPITAL-CH | 0 | C072314 | DE |  |  |  | Alarms; Occupancy; Chair/Wheelchair | C072314 | CHAIR CHECK II | BED-CHECK CORP | 0
CHRISTIANA |  | HOSPITAL-CH | 0 | C072321 | DE |  |  |  | Alarms; Occupancy; Chair/Wheelchair | C072321 | CHAIR CHECK II | BED-CHECK CORP | 0
CHRISTIANA |  | HOSPITAL-CH | 0 | C072244 | DE |  |  |  | Alarms; Occupancy; Chair/Wheelchair | C072244 | CHAIR CHECK II | BED-CHECK CORP | 0
CHRISTIANA |  | HOSPITAL-CH | 0 | C070689 | DE |  |  |  | Alarms; Occupancy; Chair/Wheelchair | C070689 | CHAIR CHECK II | BED-CHECK CORP | 150
CHRISTIANA |  | HOSPITAL-WH | 0 | C050709 | DE |  |  |  | Alarms; Occupancy; Chair/Wheelchair | WCE37 | CHAIR CHECK II | BED-CHECK CORP | 0
CHRISTIANA |  | HOSPITAL-WH | 0 | C032608 | DE |  |  |  | Alarms; Occupancy; Chair/Wheelchair | WCE19 | CHAIR CHECK II | BED-CHECK CORP | 150
CHRISTIANA |  | HOSPITAL-CH | 0 | C092463 | DE |  |  |  | Alarms; Occupancy; Chair/Wheelchair | C092463 | CHAIR CHECK II | BED-CHECK CORP | 150
CHRISTIANA |  | HOSPITAL-CH | 0 | C092462 | DE |  |  |  | Alarms; Occupancy; Chair/Wheelchair | C092462 | CHAIR CHECK II | BED-CHECK CORP | 150
CHRISTIANA |  | HOSPITAL-CH | 0 | C072303 | DE |  |  |  | Alarms; Occupancy; Chair/Wheelchair | C072303 | CHAIR CHECK II | BED-CHECK CORP | 0
CHRISTIANA |  | HOSPITAL-CH | 0 | C072349 | DE |  |  |  | Alarms; Occupancy; Chair/Wheelchair | C072349 | CHAIR CHECK II | BED-CHECK CORP | 0
CHRISTIANA |  | HOSPITAL-CH | 0 | C091207 | DE |  |  |  | Alarms; Occupancy; Chair/Wheelchair | C091207 | CHAIR CHECK II | BED-CHECK CORP | 150
CHRISTIANA |  | HOSPITAL-CH | 0 | C101373 | DE |  |  |  | Alarms; Occupancy; Chair/Wheelchair | C101373 | CHAIR CHECK II | BED-CHECK CORP | 150
CHRISTIANA |  | HOSPITAL-WH | 0 | C070303 | DE |  |  |  | Alarms; Occupancy; Chair/Wheelchair | WBE80 | CHAIR CHECK II | BED-CHECK CORP | 0
CHRISTIANA |  | HOSPITAL-WH | 0 | V061579 | DE |  |  |  | Alarms; Occupancy; Chair/Wheelchair | WCE75 | CHAIR CHECK II | BED-CHECK CORP | 0
CHRISTIANA |  | HOSPITAL-WH | 0 | C0701053 | DE |  |  |  | Alarms; Occupancy; Chair/Wheelchair | C0701053 | CHAIR CHECK II | BED-CHECK CORP | 0
CHRISTIANA |  | HOSPITAL-WH | 0 | C032616 | DE |  |  |  | Alarms; Occupancy; Chair/Wheelchair | WCE3 | CHAIR CHECK II | BED-CHECK CORP | 150
CHRISTIANA |  | HOSPITAL-WH | 0 | C032620 | DE |  |  |  | Alarms; Occupancy; Chair/Wheelchair | WCE5 | CHAIR CHECK II | BED-CHECK CORP | 150
CHRISTIANA |  | HOSPITAL-WH | 0 | C053227 | DE |  |  |  | Alarms; Occupancy; Chair/Wheelchair | WCE53 | CHAIR CHECK II | BED-CHECK CORP | 0
CHRISTIANA |  | HOSPITAL-CH | 0 | C072306 | DE |  |  |  | Alarms; Occupancy; Chair/Wheelchair | C072306 | CHAIR CHECK II | BED-CHECK CORP | 0
CHRISTIANA |  | HOSPITAL-CH | 0 | C072240 | DE |  |  |  | Alarms; Occupancy; Chair/Wheelchair | C072240 | CHAIR CHECK II | BED-CHECK CORP | 0
CHRISTIANA |  | HOSPITAL-CH | 0 | C072268 | DE |  |  |  | Alarms; Occupancy; Chair/Wheelchair | C072268 | CHAIR CHECK II | BED-CHECK CORP | 0
CHRISTIANA |  | HOSPITAL-CH | 0 | C070865 | DE |  |  |  | Alarms; Occupancy; Chair/Wheelchair | C070865 | CHAIR CHECK II | BED-CHECK CORP | 150
CHRISTIANA |  | HOSPITAL-CH | 0 | C070863 | DE |  |  |  | Alarms; Occupancy; Chair/Wheelchair | C070863 | CHAIR CHECK II | BED-CHECK CORP | 150
CHRISTIANA |  | HOSPITAL-WH | 0 | C050707 | DE |  |  |  | Alarms; Occupancy; Chair/Wheelchair | WCE36 | CHAIR CHECK II | BED-CHECK CORP | 0
CHRISTIANA |  | HOSPITAL-WH | 0 | C032621 | DE |  |  |  | Alarms; Occupancy; Chair/Wheelchair | WCE20 | CHAIR CHECK II | BED-CHECK CORP | 150
CHRISTIANA |  | HOSPITAL-CH | 0 | C092399 | DE |  |  |  | Alarms; Occupancy; Chair/Wheelchair | C092399 | CHAIR CHECK II | BED-CHECK CORP | 150
CHRISTIANA |  | HOSPITAL-CH | 0 | C072344 | DE |  |  |  | Alarms; Occupancy; Chair/Wheelchair | C072344 | CHAIR CHECK II | BED-CHECK CORP | 0
CHRISTIANA |  | HOSPITAL-CH | 0 | C072320 | DE |  |  |  | Alarms; Occupancy; Chair/Wheelchair | C072320 | CHAIR CHECK II | BED-CHECK CORP | 0
CHRISTIANA |  | HOSPITAL-CH | 0 | C072322 | DE |  |  |  | Alarms; Occupancy; Chair/Wheelchair | C072322 | CHAIR CHECK II | BED-CHECK CORP | 0
CHRISTIANA |  | HOSPITAL-WH | 0 | V070198 | DE |  |  |  | Alarms; Occupancy; Chair/Wheelchair | V070198 | CHAIR CHECK II | BED-CHECK CORP | 0
CHRISTIANA |  | HOSPITAL-WH | 0 | C071064 | DE |  |  |  | Alarms; Occupancy; Chair/Wheelchair | C071064 | CHAIR CHECK II | BED-CHECK CORP | 0
CHRISTIANA |  | HOSPITAL-WH | 0 | C070550 | DE |  |  |  | Alarms; Occupancy; Chair/Wheelchair | C070550 | CHAIR CHECK II | BED-CHECK CORP | 0
CHRISTIANA |  | HOSPITAL-WH | 0 | C032623 | DE |  |  |  | Alarms; Occupancy; Chair/Wheelchair | WCE8 | CHAIR CHECK II | BED-CHECK CORP | 150
CHRISTIANA |  | HOSPITAL-WH | 0 | C053215 | DE |  |  |  | Alarms; Occupancy; Chair/Wheelchair | WCE56 | CHAIR CHECK II | BED-CHECK CORP | 0
CHRISTIANA |  | HOSPITAL-WH | 0 | C091724 | DE |  |  |  | Alarms; Occupancy; Chair/Wheelchair | C091724 | CHAIR CHECK II | BED-CHECK CORP | 0
CHRISTIANA |  | HOSPITAL-CH | 0 | C072252 | DE |  |  |  | Alarms; Occupancy; Chair/Wheelchair | C072252 | CHAIR CHECK II | BED-CHECK CORP | 0
CHRISTIANA |  | HOSPITAL-CH | 0 | C072228 | DE |  |  |  | Alarms; Occupancy; Chair/Wheelchair | C072228 | CHAIR CHECK II | BED-CHECK CORP | 0
CHRISTIANA |  | HOSPITAL-CH | 0 | V070425 | DE |  |  |  | Alarms; Occupancy; Chair/Wheelchair | V070425 | CHAIR CHECK II | BED-CHECK CORP | 150
CHRISTIANA |  | HOSPITAL-CH | 0 | V070430 | DE |  |  |  | Alarms; Occupancy; Chair/Wheelchair | V070430 | CHAIR CHECK II | BED-CHECK CORP | 150
CHRISTIANA |  | HOSPITAL-WH | 0 | C032607 | DE |  |  |  | Alarms; Occupancy; Chair/Wheelchair | WCE21 | CHAIR CHECK II | BED-CHECK CORP | 150
CHRISTIANA |  | HOSPITAL-WH | 0 | C032601 | DE |  |  |  | Alarms; Occupancy; Chair/Wheelchair | WCE23 | CHAIR CHECK II | BED-CHECK CORP | 150
CHRISTIANA |  | HOSPITAL-CH | 0 | C092465 | DE |  |  |  | Alarms; Occupancy; Chair/Wheelchair | C092465 | CHAIR CHECK II | BED-CHECK CORP | 150
CHRISTIANA |  | HOSPITAL-CH | 0 | C072338 | DE |  |  |  | Alarms; Occupancy; Chair/Wheelchair | C072338 | CHAIR CHECK II | BED-CHECK CORP | 0
CHRISTIANA |  | HOSPITAL-CH | 0 | C072328 | DE |  |  |  | Alarms; Occupancy; Chair/Wheelchair | C072328 | CHAIR CHECK II | BED-CHECK CORP | 0
CHRISTIANA |  | HOSPITAL-CH | 0 | C091131 | DE |  |  |  | Alarms; Occupancy; Chair/Wheelchair | C091131 | CHAIR CHECK II | BED-CHECK CORP | 150
CHRISTIANA |  | HOSPITAL-WH | 0 | V061578 | DE |  |  |  | Alarms; Occupancy; Chair/Wheelchair | WCE73 | CHAIR CHECK II | BED-CHECK CORP | 0
CHRISTIANA |  | HOSPITAL-WH | 0 | V061570 | DE |  |  |  | Alarms; Occupancy; Chair/Wheelchair | WCE72 | CHAIR CHECK II | BED-CHECK CORP | 0
CHRISTIANA |  | HOSPITAL-WH | 0 | C070878 | DE |  |  |  | Alarms; Occupancy; Chair/Wheelchair | C070878 | CHAIR CHECK II | BED-CHECK CORP | 0
CHRISTIANA |  | HOSPITAL-WH | 0 | C032599 | DE |  |  |  | Alarms; Occupancy; Chair/Wheelchair | WCE7 | CHAIR CHECK II | BED-CHECK CORP | 150
CHRISTIANA |  | HOSPITAL-WH | 0 | C032603 | DE |  |  |  | Alarms; Occupancy; Chair/Wheelchair | WCE9 | CHAIR CHECK II | BED-CHECK CORP | 150
CHRISTIANA |  | HOSPITAL-WH | 0 | C053221 | DE |  |  |  | Alarms; Occupancy; Chair/Wheelchair | WCE55 | CHAIR CHECK II | BED-CHECK CORP | 0
CHRISTIANA |  | HOSPITAL-WH | 0 | C053217 | DE |  |  |  | Alarms; Occupancy; Chair/Wheelchair | WCE57 | CHAIR CHECK II | BED-CHECK CORP | 0
CHRISTIANA |  | HOSPITAL-CH | 0 | C072260 | DE |  |  |  | Alarms; Occupancy; Chair/Wheelchair | C072260 | CHAIR CHECK II | BED-CHECK CORP | 0
CHRISTIANA |  | HOSPITAL-CH | 0 | C072233 | DE |  |  |  | Alarms; Occupancy; Chair/Wheelchair | C072233 | CHAIR CHECK II | BED-CHECK CORP | 0
CHRISTIANA |  | HOSPITAL-CH | 0 | C070675 | DE |  |  |  | Alarms; Occupancy; Chair/Wheelchair | C070675 | CHAIR CHECK II | BED-CHECK CORP | 150
CHRISTIANA |  | HOSPITAL-CH | 0 | C110591 | DE |  |  |  | Alarms; Occupancy; Chair/Wheelchair | C110591 | CHAIR CHECK II | BED-CHECK CORP | 0
CHRISTIANA |  | HOSPITAL-WH | 0 | C032618 | DE |  |  |  | Alarms; Occupancy; Chair/Wheelchair | WCE22 | CHAIR CHECK II | BED-CHECK CORP | 150
CHRISTIANA |  | HOSPITAL-CH | 0 | C092396 | DE |  |  |  | Alarms; Occupancy; Chair/Wheelchair | C092396 | CHAIR CHECK II | BED-CHECK CORP | 150
CHRISTIANA |  | HOSPITAL-CH | 0 | C092466 | DE |  |  |  | Alarms; Occupancy; Chair/Wheelchair | C092466 | CHAIR CHECK II | BED-CHECK CORP | 150
CHRISTIANA |  | HOSPITAL-CH | 0 | C072341 | DE |  |  |  | Alarms; Occupancy; Chair/Wheelchair | C072341 | CHAIR CHECK II | BED-CHECK CORP | 0
CHRISTIANA |  | HOSPITAL-CH | 0 | C072336 | DE |  |  |  | Alarms; Occupancy; Chair/Wheelchair | C072336 | CHAIR CHECK II | BED-CHECK CORP | 0
CHRISTIANA |  | HOSPITAL-CH | 0 | C086725 | DE |  |  |  | Alarms; Occupancy; Chair/Wheelchair | C086725 | CHAIR CHECK II | BED-CHECK CORP | 150
CHRISTIANA |  | HOSPITAL-CH | 0 | C091132 | DE |  |  |  | Alarms; Occupancy; Chair/Wheelchair | C091132 | CHAIR CHECK II | BED-CHECK CORP | 150
CHRISTIANA |  | HOSPITAL-CH | 0 | C091205 | DE |  |  |  | Alarms; Occupancy; Chair/Wheelchair | C091205 | CHAIR CHECK II | BED-CHECK CORP | 150
CHRISTIANA |  | HOSPITAL-CH | 0 | NONE | DE |  |  |  | Lights; Examination | 39531 | 6600-0832-801 | GE MEDICAL SYSTEMS | 1500
CHRISTIANA |  | HOSPITAL-CH | 0 | 2-97BURT | DE |  | 1997-05-03 20:00 |  | Lights; Examination | 25366 | 6600-0832-801 | GE MEDICAL SYSTEMS | 2000
CHRISTIANA |  | HOSPITAL-CH | 0 | 1-97BURT | DE |  | 1997-05-03 20:00 |  | Lights; Examination | 25369 | 6600-0832-801 | GE MEDICAL SYSTEMS | 20
CHRISTIANA |  | HOSPITAL-CH | 0 | NONE | DE |  | 2009-08-31 20:00 |  | Lights; Examination | 46166 | 6600-0832-801 | GE MEDICAL SYSTEMS | 1500 | Purchased
CHRISTIANA |  | HCCC | 0 | HF001608 | DE |  | 2008-01-20 19:00 |  |  | 27705 | Ritter 355 Procedure Light 355-005 | RITTER-MIDWEST DIV SYBRON CORP | 800
CHRISTIANA |  | HOSPITAL-CH | 0 | 0305 0210 | DE |  | 2019-03-29 08:56 |  | TEST EQUIPMENT; TEST EQUIPMENT | 49486 | TPC-1 | GAYMAR INDUSTRIES INC | 5000 | Purchased
CHRISTIANA |  | HOSPITAL-CH | 0 | 2890210 | DE |  | 2012-06-20 20:00 |  | TEST EQUIPMENT; TEST EQUIPMENT | 49368 | TPC-1 | GAYMAR INDUSTRIES INC | 5000 | Purchased
CHRISTIANA |  | HOSPITAL-CH | 0 | 2930210 | DE |  | 2019-08-09 07:14 |  | TEST EQUIPMENT; TEST EQUIPMENT | 49367 | TPC-1 | GAYMAR INDUSTRIES INC | 5000 | Purchased
CHRISTIANA |  | HOSPITAL-CH | 0 | 2950210 | DE |  | 2012-06-20 20:00 |  | TEST EQUIPMENT; TEST EQUIPMENT | 64868 | TPC-1 | GAYMAR INDUSTRIES INC | 5000 | Purchased
CHRISTIANA |  | HOSPITAL-CH | 0 | 0292-0210 | DE |  | 2019-03-29 08:56 |  | TEST EQUIPMENT; TEST EQUIPMENT | 49562 | TPC-1 | GAYMAR INDUSTRIES INC | 5000 | Purchased
CHRISTIANA |  | HOSPITAL-CH | 0 | 0259 1009 | DE |  | 2012-06-20 20:00 |  | TEST EQUIPMENT; TEST EQUIPMENT | 49567 | TPC-1 | GAYMAR INDUSTRIES INC | 5000 | Purchased
CHRISTIANA |  | MAP II | 0 | 09F13905D | DE |  | 2010-09-22 20:00 |  | Auditory Function Screening Devices | 46395 | Bio-logic AuDX Pro | BIO-LOGIC SYSTEMS | 4697.5
CHRISTIANA |  | MAP II | 0 | 09F13900D | DE |  | 2010-09-22 20:00 |  | Auditory Function Screening Devices | 46396 | Bio-logic AuDX Pro | BIO-LOGIC SYSTEMS | 4697.5
CHRISTIANA |  | HOSPITAL-CH | 0 | 1506202 | DE |  | 2015-03-26 20:00 |  | Oximeters; Tissue Saturation | 57393 | Foresight Elite Tissue Oximeter | CAS Medical Systems Inc | 2000 | Purchased
CHRISTIANA |  | HOSPITAL-CH | 0 | 1429204 | DE |  | 2014-09-04 20:00 |  | Oximeters; Tissue Saturation | 54489 | Foresight Elite Tissue Oximeter | CAS Medical Systems Inc | 7500 | Purchased
CHRISTIANA |  | HOSPITAL-CH | 0 | 1429205 | DE |  | 2014-09-04 20:00 |  | Oximeters; Tissue Saturation | 54490 | Foresight Elite Tissue Oximeter | CAS Medical Systems Inc | 7500 | Purchased
CHRISTIANA |  | HOSPITAL-CH | 0 | M00735 | DE |  | 2010-05-10 20:00 |  | Analyzers; Laboratory; Hematology; Blood Grouping | 42970 | Galileo Echo | IMMUCOR INC | 75000 | Purchased
CHRISTIANA |  | HOSPITAL-CH | 0 | M00734 | DE |  | 2010-05-11 20:00 |  | Analyzers; Laboratory; Hematology; Blood Grouping | 42971 | Galileo Echo | IMMUCOR INC | 75000 | Purchased
CHRISTIANA |  | HOSPITAL-WH | 0 | M00779 | DE |  | 2010-05-10 20:00 |  | Analyzers; Laboratory; Hematology; Blood Grouping | 46432 | Galileo Echo | IMMUCOR INC | 75000 | Purchased
CHRISTIANA |  | CH-SURGI | 0 | 4211 | DE |  | 1992-04-27 20:00 |  | Light Sources; Endoscope; Fiberoptic Cable | 19772 | Pilling Fiberoptic Endoscope Light Sourc 52-1211 | PILLING CO | 792 | Purchased
CHRISTIANA |  | HOSPITAL-CH | 0 | 14095 | DE |  |  |  | Cast Cutters (Retired) | 18387 | CCI | Zimmer Biomet | 800
CHRISTIANA |  | HOSPITAL-WH | 0 | 14644 | DE |  | 2008-01-20 19:00 |  | Cast Cutters (Retired) | 17859 | CCI | Zimmer Biomet | 300
CHRISTIANA |  | PMRI | 0 | NONE | DE |  |  |  | Scales; Patient; Floor | 26382 | Health O Meter Mechanical Scale 503KLS | HEALTH O METER INC DIV SUNBEAM CORP | 1000
CHRISTIANA |  | PMRI | 0 | NONE | DE |  | 2008-01-20 19:00 |  | Scales; Patient; Floor | 25560 | Health O Meter Mechanical Scale 503KLS | HEALTH O METER INC DIV SUNBEAM CORP | 1000
CHRISTIANA |  | PMRI | 0 | NONE | DE |  |  |  | Scales; Patient; Floor | 27205 | Health O Meter Mechanical Scale 503KLS | HEALTH O METER INC DIV SUNBEAM CORP | 1000
CHRISTIANA |  | MAP II | 0 | A-7 | DE |  | 2008-01-20 19:00 |  | Scales; Patient; Floor | 26719 | Health O Meter Mechanical Scale 503KLS | HEALTH O METER INC DIV SUNBEAM CORP | 1000
CHRISTIANA |  | Limestone Mill Creek Medical Center | 0 | 401100046 | DE |  | 2013-09-29 20:00 |  | Scales; Patient; Floor | 52213 | Health O Meter Mechanical Scale 503KLS | HEALTH O METER INC DIV SUNBEAM CORP | 1500 | Purchased
CHRISTIANA |  | CANCER CENTER | 0 | 1127152420 | DE |  |  |  | Scales; Clinical; Laboratory | 47406 | XS104 | METTLER TOLEDO INC | 4930.2
CHRISTIANA |  | HOSPITAL-CH | 0 | 124400 | DE |  | 1988-08-27 20:00 |  | Balances; Mechanical | 12952 | Torsion Balance DRX | Torsion Balance Co | 2500
CHRISTIANA |  | Smyrna Health & Wellness Center | 0 | 20780 | DE |  | 2016-11-09 19:00 |  | Stretchers; Mobile; Hospital | 62557 | Universal Procedure Stretcher 540 | PEDIGO PRODUCTS INC | 7500
CHRISTIANA |  | HOSPITAL-CH | 0 | H145063612 | DE |  | 2019-03-29 08:56 |  | TEST EQUIPMENT; TEST EQUIPMENT | 64864 | 72-8155 | TENMA | 5000 | Purchased
CHRISTIANA |  | HOSPITAL-CH | 0 | 13080677 | DE |  | 2019-03-29 08:56 |  | Electrical Multimeters | 64878 | AM-220 Multimeter | AMAPROBE | 2500 | Purchased
CHRISTIANA |  | HOSPITAL-CH | 0 | 9027938 | DE |  | 2018-06-20 20:00 |  | TEST EQUIPMENT; TEST EQUIPMENT | 67851 | DM220 | EXTECH INSTRUMENTS CORP | 5000 | Purchased
CHRISTIANA |  | HOSPITAL-CH | 0 | 9027977 | DE |  | 2018-06-20 20:00 |  | TEST EQUIPMENT; TEST EQUIPMENT | 67854 | DM220 | EXTECH INSTRUMENTS CORP | 5000 | Purchased
CHRISTIANA |  | HOSPITAL-CH | 0 | 9027901 | DE |  | 2018-06-20 20:00 |  | TEST EQUIPMENT; TEST EQUIPMENT | 64835 | DM220 | EXTECH INSTRUMENTS CORP | 5000
CHRISTIANA |  | HOSPITAL-WH | 0 | 510612000000 | DE |  | 2010-11-16 19:00 |  | Automation Systems; Medication Dispensing; Clinical Pharmacy | ID55761 | ACUD-VAULT | MCKESSON CORP | 75000 | Purchased
CHRISTIANA |  | HOSPITAL-WH | 0 | 510612000000 | DE |  | 2010-11-16 19:00 |  | Automation Systems; Medication Dispensing; Clinical Pharmacy | ID55762 | ACUD-VAULT | MCKESSON CORP | 75000 | Purchased
CHRISTIANA |  | HOSPITAL-WH | 0 | 1385380 | DE |  | 2019-03-29 08:56 |  | Positive Airway Pressure Units; Continuous | 31301 | REMSTAR; POSTIVE PRESSURE UNIT; CONTINUOUS | Philips Respironics Inc | 2999.99
CHRISTIANA |  | HOSPITAL-CH | 0 | 470801 | DE |  |  |  | Microscopes; Light; Laboratory | 30640 | 20 | Carl Zeiss Meditec Inc | 0
CHRISTIANA |  | WH SURGI | 0 | 168757 | DE |  | 1988-08-27 20:00 |  | Microscopes; Light; Operating | 15433 | 65FR | Carl Zeiss Meditec Inc | 40000 | Purchased
CHRISTIANA |  | HOSPITAL-CH | 0 | 1369-003435 | DE |  |  |  | MONITORING SYSTEMS; Physiologic; Acute Care | 38324 | 91369 | Spacelabs Healthcare Inc An OSI Systems Co | 6847
CHRISTIANA |  | HOSPITAL-CH | 0 | 1369-003437 | DE |  |  |  | MONITORING SYSTEMS; Physiologic; Acute Care | 38320 | 91369 | Spacelabs Healthcare Inc An OSI Systems Co | 6847
CHRISTIANA |  | HOSPITAL-CH | 0 | 1369-003436 | DE |  |  |  | MONITORING SYSTEMS; Physiologic; Acute Care | 38322 | 91369 | Spacelabs Healthcare Inc An OSI Systems Co | 6847
CHRISTIANA |  | HOSPITAL-CH | 0 | 1369-008584 | DE |  |  |  | MONITORING SYSTEMS; Physiologic; Acute Care | 41438 | 91369 | Spacelabs Healthcare Inc An OSI Systems Co | 2150
CHRISTIANA |  | HOSPITAL-CH | 0 | 1369-008583 | DE |  |  |  | MONITORING SYSTEMS; Physiologic; Acute Care | 41437 | 91369 | Spacelabs Healthcare Inc An OSI Systems Co | 2150
CHRISTIANA |  | HOSPITAL-CH | 0 | 3732A72242 | DE |  |  |  | MONITORING SYSTEMS; Physiologic; Acute Care | 26887 | M1046A | PHILIPS MEDICAL SYSTEMS CARDIAC & MONITORING SYSTEMS DIV | 10000
CHRISTIANA |  | HOSPITAL-CH | 0 | 3629A65825 | DE |  |  |  | MONITORING SYSTEMS; Physiologic; Acute Care | 25081 | M1046A | PHILIPS MEDICAL SYSTEMS CARDIAC & MONITORING SYSTEMS DIV | 10000
CHRISTIANA |  | WH SURGI | 0 | 3920G40032 | DE |  |  |  | MONITORING SYSTEMS; Physiologic; Acute Care | 30153 | M1046A | PHILIPS MEDICAL SYSTEMS CARDIAC & MONITORING SYSTEMS DIV | 10000
CHRISTIANA |  | CH-SURGI | 0 | 3920G46187 | DE |  |  |  | MONITORING SYSTEMS; Physiologic; Acute Care | 33602 | M1046A | PHILIPS MEDICAL SYSTEMS CARDIAC & MONITORING SYSTEMS DIV | 14605.38
CHRISTIANA |  | HOSPITAL-WH | 0 | 3629A65117 | DE |  |  |  | MONITORING SYSTEMS; Physiologic; Acute Care | 24699 | M1046A | PHILIPS MEDICAL SYSTEMS CARDIAC & MONITORING SYSTEMS DIV | 10000
CHRISTIANA |  | WH SURGI | 0 | 3920G40033 | DE |  |  |  | MONITORING SYSTEMS; Physiologic; Acute Care | 30157 | M1046A | PHILIPS MEDICAL SYSTEMS CARDIAC & MONITORING SYSTEMS DIV | 10000
CHRISTIANA |  | HOSPITAL-WH | 0 | 3629A65118 | DE |  |  |  | MONITORING SYSTEMS; Physiologic; Acute Care | 24675 | M1046A | PHILIPS MEDICAL SYSTEMS CARDIAC & MONITORING SYSTEMS DIV | 10000
CHRISTIANA |  | HOSPITAL-WH | 0 | 3629A65113 | DE |  |  |  | MONITORING SYSTEMS; Physiologic; Acute Care | 24691 | M1046A | PHILIPS MEDICAL SYSTEMS CARDIAC & MONITORING SYSTEMS DIV | 10000
CHRISTIANA |  | CH-SURGI | 0 | 3445A5114 | DE |  |  |  | MONITORING SYSTEMS; Physiologic; Acute Care | 22297 | M1046A | PHILIPS MEDICAL SYSTEMS CARDIAC & MONITORING SYSTEMS DIV | 8167.2
CHRISTIANA |  | WH SURGI | 0 | 3920G44731 | DE |  |  |  | MONITORING SYSTEMS; Physiologic; Acute Care | 34267 | M1046A | PHILIPS MEDICAL SYSTEMS CARDIAC & MONITORING SYSTEMS DIV | 14605.38
CHRISTIANA |  | WH SURGI | 0 | 3920G40018 | DE |  |  |  | MONITORING SYSTEMS; Physiologic; Acute Care | 30154 | M1046A | PHILIPS MEDICAL SYSTEMS CARDIAC & MONITORING SYSTEMS DIV | 10000
CHRISTIANA |  | HOSPITAL-WH | 0 | NONE | DE |  |  |  | MONITORING SYSTEMS; Physiologic; Acute Care | 24683 | M1046A | PHILIPS MEDICAL SYSTEMS CARDIAC & MONITORING SYSTEMS DIV | 10000
CHRISTIANA |  | HOSPITAL-CH | 0 | 3822A76763 | DE |  |  |  | MONITORING SYSTEMS; Physiologic; Acute Care | 27852 | M1046A | PHILIPS MEDICAL SYSTEMS CARDIAC & MONITORING SYSTEMS DIV | 10000
CHRISTIANA |  | HOSPITAL-CH | 0 | 3629A65820 | DE |  |  |  | MONITORING SYSTEMS; Physiologic; Acute Care | 25087 | M1046A | PHILIPS MEDICAL SYSTEMS CARDIAC & MONITORING SYSTEMS DIV | 10000
CHRISTIANA |  | HOSPITAL-CH | 0 | 3732A72503 | DE |  |  |  | MONITORING SYSTEMS; Physiologic; Acute Care | 26886 | M1046A | PHILIPS MEDICAL SYSTEMS CARDIAC & MONITORING SYSTEMS DIV | 10000
CHRISTIANA |  | HOSPITAL-CH | 0 | 2939A06884 | DE |  |  |  | MONITORING SYSTEMS; Physiologic; Acute Care | 30513 | M1046A | PHILIPS MEDICAL SYSTEMS CARDIAC & MONITORING SYSTEMS DIV | 14605.38
CHRISTIANA |  | HOSPITAL-CH | 0 | 3629A65615 | DE |  |  |  | MONITORING SYSTEMS; Physiologic; Acute Care | 24778 | M1046A | PHILIPS MEDICAL SYSTEMS CARDIAC & MONITORING SYSTEMS DIV | 10000
CHRISTIANA |  | HOSPITAL-CH | 0 | 3692A65823 | DE |  |  |  | MONITORING SYSTEMS; Physiologic; Acute Care | 25085 | M1046A | PHILIPS MEDICAL SYSTEMS CARDIAC & MONITORING SYSTEMS DIV | 10000
CHRISTIANA |  | HOSPITAL-CH | 0 | 3629A65424 | DE |  |  |  | MONITORING SYSTEMS; Physiologic; Acute Care | 24773 | M1046A | PHILIPS MEDICAL SYSTEMS CARDIAC & MONITORING SYSTEMS DIV | 10000
CHRISTIANA |  | HOSPITAL-CH | 0 | 3920G42167 | DE |  |  |  | MONITORING SYSTEMS; Physiologic; Acute Care | 30613 | M1046A | PHILIPS MEDICAL SYSTEMS CARDIAC & MONITORING SYSTEMS DIV | 14605.38
CHRISTIANA |  | HOSPITAL-CH | 0 | 3629A65423 | DE |  |  |  | MONITORING SYSTEMS; Physiologic; Acute Care | 24772 | M1046A | PHILIPS MEDICAL SYSTEMS CARDIAC & MONITORING SYSTEMS DIV | 10000
CHRISTIANA |  | WH SURGI | 0 | 3920G40034 | DE |  |  |  | MONITORING SYSTEMS; Physiologic; Acute Care | 30152 | M1046A | PHILIPS MEDICAL SYSTEMS CARDIAC & MONITORING SYSTEMS DIV | 10000
CHRISTIANA |  | HOSPITAL-CH | 0 | 3418A45794 | DE |  |  |  | MONITORING SYSTEMS; Physiologic; Acute Care | 21596 | M1046A | PHILIPS MEDICAL SYSTEMS CARDIAC & MONITORING SYSTEMS DIV | 5449
CHRISTIANA |  | HOSPITAL-CH | 0 | 3601A61016 | DE |  |  |  | MONITORING SYSTEMS; Physiologic; Acute Care | 23577 | M1046A | PHILIPS MEDICAL SYSTEMS CARDIAC & MONITORING SYSTEMS DIV | 10000
CHRISTIANA |  | HOSPITAL-CH | 0 | 3601A61013 | DE |  |  |  | MONITORING SYSTEMS; Physiologic; Acute Care | 23569 | M1046A | PHILIPS MEDICAL SYSTEMS CARDIAC & MONITORING SYSTEMS DIV | 10000
CHRISTIANA |  | HOSPITAL-CH | 0 | 3601A60985 | DE |  |  |  | MONITORING SYSTEMS; Physiologic; Acute Care | 23575 | M1046A | PHILIPS MEDICAL SYSTEMS CARDIAC & MONITORING SYSTEMS DIV | 10000
CHRISTIANA |  | HOSPITAL-CH | 0 | 3629A65817 | DE |  |  |  | MONITORING SYSTEMS; Physiologic; Acute Care | 25075 | M1046A | PHILIPS MEDICAL SYSTEMS CARDIAC & MONITORING SYSTEMS DIV | 10000
CHRISTIANA |  | HOSPITAL-CH | 0 | 3601A61018 | DE |  |  |  | MONITORING SYSTEMS; Physiologic; Acute Care | 23567 | M1046A | PHILIPS MEDICAL SYSTEMS CARDIAC & MONITORING SYSTEMS DIV | 10000
CHRISTIANA |  | HOSPITAL-CH | 0 | 3601A61019 | DE |  |  |  | MONITORING SYSTEMS; Physiologic; Acute Care | 23730 | M1046A | PHILIPS MEDICAL SYSTEMS CARDIAC & MONITORING SYSTEMS DIV | 10000
CHRISTIANA |  | HOSPITAL-CH | 0 | 3601A61014 | DE |  |  |  | MONITORING SYSTEMS; Physiologic; Acute Care | 23731 | M1046A | PHILIPS MEDICAL SYSTEMS CARDIAC & MONITORING SYSTEMS DIV | 10000
CHRISTIANA |  | HOSPITAL-CH | 0 | 3601A61017 | DE |  |  |  | MONITORING SYSTEMS; Physiologic; Acute Care | 23725 | M1046A | PHILIPS MEDICAL SYSTEMS CARDIAC & MONITORING SYSTEMS DIV | 10000
CHRISTIANA |  | HOSPITAL-CH | 0 | 3601A60986 | DE |  |  |  | MONITORING SYSTEMS; Physiologic; Acute Care | 23723 | M1046A | PHILIPS MEDICAL SYSTEMS CARDIAC & MONITORING SYSTEMS DIV | 10000
CHRISTIANA |  | HOSPITAL-CH | 0 | 3601A60941 | DE |  |  |  | MONITORING SYSTEMS; Physiologic; Acute Care | 23719 | M1046A | PHILIPS MEDICAL SYSTEMS CARDIAC & MONITORING SYSTEMS DIV | 10000
CHRISTIANA |  | HOSPITAL-CH | 0 | 3601A60984 | DE |  |  |  | MONITORING SYSTEMS; Physiologic; Acute Care | 23715 | M1046A | PHILIPS MEDICAL SYSTEMS CARDIAC & MONITORING SYSTEMS DIV | 10000
CHRISTIANA |  | HOSPITAL-CH | 0 | 3629A65818 | DE |  |  |  | MONITORING SYSTEMS; Physiologic; Acute Care | 25091 | M1046A | PHILIPS MEDICAL SYSTEMS CARDIAC & MONITORING SYSTEMS DIV | 10000
CHRISTIANA |  | HOSPITAL-CH | 0 | 3629A65422 | DE |  |  |  | MONITORING SYSTEMS; Physiologic; Acute Care | 24774 | M1046A | PHILIPS MEDICAL SYSTEMS CARDIAC & MONITORING SYSTEMS DIV | 10000
CHRISTIANA |  | HOSPITAL-CH | 0 | 3601A60983 | DE |  |  |  | MONITORING SYSTEMS; Physiologic; Acute Care | 23721 | M1046A | PHILIPS MEDICAL SYSTEMS CARDIAC & MONITORING SYSTEMS DIV | 10000
CHRISTIANA |  | HOSPITAL-CH | 0 | 3601A61015 | DE |  |  |  | MONITORING SYSTEMS; Physiologic; Acute Care | 23717 | M1046A | PHILIPS MEDICAL SYSTEMS CARDIAC & MONITORING SYSTEMS DIV | 10000
CHRISTIANA |  | HOSPITAL-CH | 0 | 3629A65827 | DE |  |  |  | MONITORING SYSTEMS; Physiologic; Acute Care | 25083 | M1046A | PHILIPS MEDICAL SYSTEMS CARDIAC & MONITORING SYSTEMS DIV | 10000
CHRISTIANA |  | HOSPITAL-WH | 0 | 3601A62807 | DE |  |  |  | MONITORING SYSTEMS; Physiologic; Acute Care | 23921 | M1046A | PHILIPS MEDICAL SYSTEMS CARDIAC & MONITORING SYSTEMS DIV | 17813
CHRISTIANA |  | HOSPITAL-CH | 0 | 3629A70584 | DE |  |  |  | MONITORING SYSTEMS; Physiologic; Acute Care | 30524 | M1046A | PHILIPS MEDICAL SYSTEMS CARDIAC & MONITORING SYSTEMS DIV | 14605.38
CHRISTIANA |  | HOSPITAL-WH | 0 | 3601A62809 | DE |  |  |  | MONITORING SYSTEMS; Physiologic; Acute Care | 23925 | M1046A | PHILIPS MEDICAL SYSTEMS CARDIAC & MONITORING SYSTEMS DIV | 17813
CHRISTIANA |  | HOSPITAL-CH | 0 | 3041A43426 | DE |  |  |  | MONITORING SYSTEMS; Physiologic; Acute Care | 21439 | M1046A | PHILIPS MEDICAL SYSTEMS CARDIAC & MONITORING SYSTEMS DIV | 8000
CHRISTIANA |  | HOSPITAL-WH | 0 | 3251A32147 | DE |  |  |  | MONITORING SYSTEMS; Physiologic; Acute Care | 30508 | M1046A | PHILIPS MEDICAL SYSTEMS CARDIAC & MONITORING SYSTEMS DIV | 14605.38
CHRISTIANA |  | HOSPITAL-CH | 0 | 3629A65824 | DE |  |  |  | MONITORING SYSTEMS; Physiologic; Acute Care | 25079 | M1046A | PHILIPS MEDICAL SYSTEMS CARDIAC & MONITORING SYSTEMS DIV | 10000
CHRISTIANA |  | HOSPITAL-CH | 0 | 2939A06879 | DE |  |  |  | MONITORING SYSTEMS; Physiologic; Acute Care | 30518 | M1046A | PHILIPS MEDICAL SYSTEMS CARDIAC & MONITORING SYSTEMS DIV | 14605.38
CHRISTIANA |  | HOSPITAL-CH | 0 | 3110A17687 | DE |  |  |  | MONITORING SYSTEMS; Physiologic; Acute Care | 30502 | M1046A | PHILIPS MEDICAL SYSTEMS CARDIAC & MONITORING SYSTEMS DIV | 14605.38
CHRISTIANA |  | HOSPITAL-CH | 0 | 3732A72260 | DE |  |  |  | MONITORING SYSTEMS; Physiologic; Acute Care | 26884 | M1046A | PHILIPS MEDICAL SYSTEMS CARDIAC & MONITORING SYSTEMS DIV | 10000
CHRISTIANA |  | HOSPITAL-CH | 0 | 3629A65821 | DE |  |  |  | MONITORING SYSTEMS; Physiologic; Acute Care | 25093 | M1046A | PHILIPS MEDICAL SYSTEMS CARDIAC & MONITORING SYSTEMS DIV | 10000
CHRISTIANA |  | EDUCATION | 0 | 3510A54772 | DE |  |  |  | MONITORING SYSTEMS; Physiologic; Acute Care | 36585 | M1046A | PHILIPS MEDICAL SYSTEMS CARDIAC & MONITORING SYSTEMS DIV | 999.99
CHRISTIANA |  | HOSPITAL-CH | 0 | 3732A72239 | DE |  |  |  | MONITORING SYSTEMS; Physiologic; Acute Care | 26883 | M1046A | PHILIPS MEDICAL SYSTEMS CARDIAC & MONITORING SYSTEMS DIV | 10000
CHRISTIANA |  | HOSPITAL-CH | 0 | 3732A72243 | DE |  |  |  | MONITORING SYSTEMS; Physiologic; Acute Care | 26885 | M1046A | PHILIPS MEDICAL SYSTEMS CARDIAC & MONITORING SYSTEMS DIV | 10000
CHRISTIANA |  | HOSPITAL-CH | 0 | 3629A65822 | DE |  |  |  | MONITORING SYSTEMS; Physiologic; Acute Care | 25089 | M1046A | PHILIPS MEDICAL SYSTEMS CARDIAC & MONITORING SYSTEMS DIV | 10000
CHRISTIANA |  | HOSPITAL-WH | 0 | 3629A65114 | DE |  |  |  | MONITORING SYSTEMS; Physiologic; Acute Care | 24659 | M1046A | PHILIPS MEDICAL SYSTEMS CARDIAC & MONITORING SYSTEMS DIV | 10000
CHRISTIANA |  | HOSPITAL-CH | 0 | 3501A54468 | DE |  |  |  | MONITORING SYSTEMS; Physiologic; Acute Care | 22982 | M1046A | PHILIPS MEDICAL SYSTEMS CARDIAC & MONITORING SYSTEMS DIV | 15028
CHRISTIANA |  | HOSPITAL-CH | 0 | 3732A72259 | DE |  |  |  | MONITORING SYSTEMS; Physiologic; Acute Care | 26888 | M1046A | PHILIPS MEDICAL SYSTEMS CARDIAC & MONITORING SYSTEMS DIV | 10000
CHRISTIANA |  | HOSPITAL-CH | 0 | 3629A65850 | DE |  |  |  | MONITORING SYSTEMS; Physiologic; Acute Care | 25013 | M1046A | PHILIPS MEDICAL SYSTEMS CARDIAC & MONITORING SYSTEMS DIV | 10000
CHRISTIANA |  | HOSPITAL-CH | 0 | 3629A65853 | DE |  |  |  | MONITORING SYSTEMS; Physiologic; Acute Care | 25011 | M1046A | PHILIPS MEDICAL SYSTEMS CARDIAC & MONITORING SYSTEMS DIV | 10000
CHRISTIANA |  | HOSPITAL-WH | 0 | 3629A65116 | DE |  |  |  | MONITORING SYSTEMS; Physiologic; Acute Care | 24667 | M1046A | PHILIPS MEDICAL SYSTEMS CARDIAC & MONITORING SYSTEMS DIV | 10000
CHRISTIANA |  | HOSPITAL-CH | 0 | 3629A65854 | DE |  |  |  | MONITORING SYSTEMS; Physiologic; Acute Care | 25009 | M1046A | PHILIPS MEDICAL SYSTEMS CARDIAC & MONITORING SYSTEMS DIV | 10000
CHRISTIANA |  | HOSPITAL-CH | 0 | 3629A65851 | DE |  |  |  | MONITORING SYSTEMS; Physiologic; Acute Care | 25005 | M1046A | PHILIPS MEDICAL SYSTEMS CARDIAC & MONITORING SYSTEMS DIV | 10000
CHRISTIANA |  | HOSPITAL-CH | 0 | 3629A65852 | DE |  |  |  | MONITORING SYSTEMS; Physiologic; Acute Care | 25007 | M1046A | PHILIPS MEDICAL SYSTEMS CARDIAC & MONITORING SYSTEMS DIV | 10000
CHRISTIANA |  | HOSPITAL-CH | 0 | 3629A65826 | DE |  |  |  | MONITORING SYSTEMS; Physiologic; Acute Care | 25077 | M1046A | PHILIPS MEDICAL SYSTEMS CARDIAC & MONITORING SYSTEMS DIV | 10000
CHRISTIANA |  | HOSPITAL-WH | 0 | 3601A62793 | DE |  |  |  | MONITORING SYSTEMS; Physiologic; Acute Care | 23905 | M1046A | PHILIPS MEDICAL SYSTEMS CARDIAC & MONITORING SYSTEMS DIV | 17813
CHRISTIANA |  | HOSPITAL-CH | 0 | 3629A70583 | DE |  |  |  | MONITORING SYSTEMS; Physiologic; Acute Care | 30529 | M1046A | PHILIPS MEDICAL SYSTEMS CARDIAC & MONITORING SYSTEMS DIV | 14605.38
CHRISTIANA |  | HOSPITAL-CH | 0 | 3629A65816 | DE |  |  |  | MONITORING SYSTEMS; Physiologic; Acute Care | 25073 | M1046A | PHILIPS MEDICAL SYSTEMS CARDIAC & MONITORING SYSTEMS DIV | 10000
CHRISTIANA |  | CH-SURGI | 0 | 3536A59350 | DE |  |  |  | MONITORING SYSTEMS; Physiologic; Acute Care | 23328 | M1046A | PHILIPS MEDICAL SYSTEMS CARDIAC & MONITORING SYSTEMS DIV | 15027
CHRISTIANA |  | HOSPITAL-CH | 0 | 3744A72675 | DE |  |  |  | MONITORING SYSTEMS; Physiologic; Acute Care | 26908 | M1046A | PHILIPS MEDICAL SYSTEMS CARDIAC & MONITORING SYSTEMS DIV | 10000
CHRISTIANA |  | HOSPITAL-WH | 0 | 3601A62806 | DE |  |  |  | MONITORING SYSTEMS; Physiologic; Acute Care | 23907 | M1046A | PHILIPS MEDICAL SYSTEMS CARDIAC & MONITORING SYSTEMS DIV | 17813
CHRISTIANA |  | HOSPITAL-WH | 0 | 3601A62795 | DE |  |  |  | MONITORING SYSTEMS; Physiologic; Acute Care | 23915 | M1046A | PHILIPS MEDICAL SYSTEMS CARDIAC & MONITORING SYSTEMS DIV | 17813
CHRISTIANA |  | HOSPITAL-WH | 0 | 3601A62808 | DE |  |  |  | MONITORING SYSTEMS; Physiologic; Acute Care | 23917 | M1046A | PHILIPS MEDICAL SYSTEMS CARDIAC & MONITORING SYSTEMS DIV | 17813
CHRISTIANA |  | HOSPITAL-CH | 0 | 3629A65819 | DE |  |  |  | MONITORING SYSTEMS; Physiologic; Acute Care | 25095 | M1046A | PHILIPS MEDICAL SYSTEMS CARDIAC & MONITORING SYSTEMS DIV | 10000
CHRISTIANA |  | HOSPITAL-WH | 0 | 3601A62804 | DE |  |  |  | MONITORING SYSTEMS; Physiologic; Acute Care | 23911 | M1046A | PHILIPS MEDICAL SYSTEMS CARDIAC & MONITORING SYSTEMS DIV | 17813
CHRISTIANA |  | HOSPITAL-WH | 0 | 3601A62805 | DE |  |  |  | MONITORING SYSTEMS; Physiologic; Acute Care | 23919 | M1046A | PHILIPS MEDICAL SYSTEMS CARDIAC & MONITORING SYSTEMS DIV | 17813
CHRISTIANA |  | HOSPITAL-WH | 0 | 3601A62794 | DE |  |  |  | MONITORING SYSTEMS; Physiologic; Acute Care | 23923 | M1046A | PHILIPS MEDICAL SYSTEMS CARDIAC & MONITORING SYSTEMS DIV | 17813
CHRISTIANA |  | CH-SURGI | 0 | 3920G41243 | DE |  |  |  | MONITORING SYSTEMS; Physiologic; Acute Care | 29780 | M1046A | PHILIPS MEDICAL SYSTEMS CARDIAC & MONITORING SYSTEMS DIV | 9999.99
CHRISTIANA |  | HOSPITAL-CH | 0 | 3744A72673 | DE |  |  |  | MONITORING SYSTEMS; Physiologic; Acute Care | 26909 | M1046A | PHILIPS MEDICAL SYSTEMS CARDIAC & MONITORING SYSTEMS DIV | 10000
CHRISTIANA |  | HOSPITAL-CH | 0 | 403MA0582 | DE |  |  |  | Analyzers; Laboratory; Hematology; Coagulation; Automated | 22301 | MDA-180 | bioMerieux Inc | 60495
CHRISTIANA |  | HOSPITAL-CH | 0 | NONE | DE |  | 2019-03-29 08:56 |  | Video Systems; Endoscopic | 47247 | in-Reach iLogic SUPERDIMENSION | MEDTRONIC NAVIGATION INC | 15000
CHRISTIANA |  | HOSPITAL-CH | 0 | B28KVV | DE |  | 2017-11-05 19:00 |  | Probe; Ultrasonic; Transesophageal Echocardiography | B28KVV | X7-2T | Philips Healthcare North America | 18750 | Purchased
CHRISTIANA |  | HOSPITAL-CH | 0 | B12GNQ | DE |  | 2017-11-07 19:00 |  | Probe; Ultrasonic; Transesophageal Echocardiography | B12GNQ | X7-2T | Philips Healthcare North America | 28000
CHRISTIANA |  | HOSPITAL-CH | 0 | B1YFZV | DE |  | 2019-03-29 08:56 |  | Probe; Ultrasonic; Transesophageal Echocardiography | B1YFZV | X7-2T | Philips Healthcare North America | 18750
CHRISTIANA |  | HOSPITAL-CH | 0 | B1FH10 | DE |  | 2017-11-07 19:00 |  | Probe; Ultrasonic; Transesophageal Echocardiography | B1FH10 | X7-2T | Philips Healthcare North America | 30000
CHRISTIANA |  | HOSPITAL-CH | 0 | B1YGGV | DE |  | 2018-05-09 20:00 |  | Probe; Ultrasonic; Transesophageal Echocardiography | B1YGGV | X7-2T | Philips Healthcare North America | 20000
CHRISTIANA |  | HOSPITAL-CH | 0 | B1122F | DE |  | 2018-05-28 20:00 |  | Probe; Ultrasonic; Transesophageal Echocardiography | B1122F | X7-2T | Philips Healthcare North America | 18750
CHRISTIANA |  | HOSPITAL-CH | 0 | B28HYF | DE |  | 2017-10-30 20:00 |  | Probe; Ultrasonic; Transesophageal Echocardiography | B28HYF | X7-2T | Philips Healthcare North America | 18750 | Purchased
CHRISTIANA |  | HOSPITAL-CH | 0 | B1ZGVJ | DE |  | 2017-12-11 19:00 |  | Probe; Ultrasonic; Transesophageal Echocardiography | B1ZGVJ | X7-2T | Philips Healthcare North America | 18300
CHRISTIANA |  | HOSPITAL-CH | 0 | B1CK7L | DE |  | 2017-05-11 20:00 |  | Probe; Ultrasonic; Transesophageal Echocardiography | B1CK7L | X7-2T | Philips Healthcare North America | 18810
CHRISTIANA |  | HOSPITAL-CH | 0 | 8136520000000 | DE |  | 2015-05-12 20:00 |  | Document Scanners; Bar-Code; Handheld Computer | 100241 | Motorola Solutions MC75A MC75A | MOTOROLA SYMBOL | 159.99
CHRISTIANA |  | HOSPITAL-CH | 0 | S10253522500134 | DE |  |  |  | Document Scanners; Bar-Code; Handheld Computer | 87705 | Motorola Solutions MC75A MC75A | MOTOROLA SYMBOL | 299
CHRISTIANA |  | HOSPITAL-CH | 0 | S10253522500108 | DE |  | 2016-01-26 19:00 |  | Document Scanners; Bar-Code; Handheld Computer | 87709 | Motorola Solutions MC75A MC75A | MOTOROLA SYMBOL | 299
CHRISTIANA |  | HOSPITAL-CH | 0 | 13317500000000 | DE |  |  |  | Document Scanners; Bar-Code; Handheld Computer | 87664 | Motorola Solutions MC75A MC75A | MOTOROLA SYMBOL | 159.99
CHRISTIANA |  | HOSPITAL-CH | 0 | S10253522500132 | DE |  |  |  | Document Scanners; Bar-Code; Handheld Computer | 87707 | Motorola Solutions MC75A MC75A | MOTOROLA SYMBOL | 299
CHRISTIANA |  | HOSPITAL-CH | 0 | 11188500000000 | DE |  |  |  | Document Scanners; Bar-Code; Handheld Computer | 86117 | Motorola Solutions MC75A MC75A | MOTOROLA SYMBOL | 159.99
CHRISTIANA |  | HOSPITAL-CH | 0 | 11117500000000 | DE |  | 2015-05-12 20:00 |  | Document Scanners; Bar-Code; Handheld Computer | 86143 | Motorola Solutions MC75A MC75A | MOTOROLA SYMBOL | 159.99 | Purchased
CHRISTIANA |  | HOSPITAL-CH | 0 | 14635200000000 | DE |  | 2015-05-12 20:00 |  | Document Scanners; Bar-Code; Handheld Computer | 86097 | Motorola Solutions MC75A MC75A | MOTOROLA SYMBOL | 159.99
CHRISTIANA |  | HOSPITAL-CH | 0 | 13317500000000 | DE |  |  |  | Document Scanners; Bar-Code; Handheld Computer | 87004 | Motorola Solutions MC75A MC75A | MOTOROLA SYMBOL | 159.99
CHRISTIANA |  | HOSPITAL-WH | 0 | 11117500000000 | DE |  |  |  | Document Scanners; Bar-Code; Handheld Computer | 87227 | Motorola Solutions MC75A MC75A | MOTOROLA SYMBOL | 299
CHRISTIANA |  | HOSPITAL-WH | 0 | 000M2099001 | DE |  |  |  | Sphygmomanometers; Electronic; Automatic | 31401 | PRO-300 | GE MEDICAL SYSTEMS | 4284
CHRISTIANA |  | HOSPITAL-CH | 0 | 010M2679088 | DE |  |  |  | Sphygmomanometers; Electronic; Automatic | 32035 | PRO-300 | GE MEDICAL SYSTEMS | 4284
CHRISTIANA |  | HOSPITAL-WH | 0 | 000M1469010 | DE |  | 2000-07-16 20:00 |  | Sphygmomanometers; Electronic; Automatic | 52385 | PRO-300 | GE MEDICAL SYSTEMS | 4109
CHRISTIANA |  | HOSPITAL-WH | 0 | 010M2929041 | DE |  |  |  | Sphygmomanometers; Electronic; Automatic | 32079 | PRO-300 | GE MEDICAL SYSTEMS | 4284
CHRISTIANA |  | HOSPITAL-CH | 0 | 10082541 | DE |  | 2011-03-01 19:00 |  | Cameras; Video; Endoscope | 46833 | IDC-1500 | GYRUS ACMI | 15000
CHRISTIANA |  | HOSPITAL-CH | 0 | 7121347 | DE |  |  |  | Cameras; Video; Endoscope | 39514 | IDC-1500 | GYRUS ACMI | 6000
CHRISTIANA |  | Springside Connor Building | 0 | 60485 | DE |  |  |  | Heating Units; Hot-Pack | 36553 | 2402/2403/2404 | CHATTANOOGA GROUP DIV ENCORE MEDICAL CORP | 5000
CHRISTIANA |  | CANCER CENTER | 0 | T1051C | DE |  | 2010-04-18 20:00 |  | Heating Units; Hot-Pack | 46792 | 2402/2403/2404 | CHATTANOOGA GROUP DIV ENCORE MEDICAL CORP | 5000
CHRISTIANA |  | HOSPITAL-WH | 0 | 30125 | DE |  |  |  | Heating Units; Hot-Pack | 36397 | 2402/2403/2404 | CHATTANOOGA GROUP DIV ENCORE MEDICAL CORP | 5000
CHRISTIANA |  | CANCER CENTER | 0 | 17674 | DE |  |  |  | Injectors; Contrast Media | 34929 | ENVISION CT | MEDRAD Inc Unit of Bayer Medical Care | 18326
CHRISTIANA |  | HOSPITAL-CH | 0 | 422559 | DE |  |  |  | Slide Stainers; Cytology/Histology | 34615 | LR-77131 | BENCHMARK MEDICAL INC | 7999.99
CHRISTIANA |  | HOSPITAL-CH | 0 | 51806 | DE |  |  |  | Slide Stainers; Cytology/Histology | 34614 | LR-77131 | BENCHMARK MEDICAL INC | 7999.99
CHRISTIANA |  | HOSPITAL-CH | 0 | 811281 | DE |  |  |  | Slide Stainers; Cytology/Histology | 34613 | LR-77131 | BENCHMARK MEDICAL INC | 7999.99
CHRISTIANA |  | HOSPITAL-CH | 0 | 810236 | DE |  |  |  | Slide Stainers; Cytology/Histology | 29930 | LR-77131 | BENCHMARK MEDICAL INC | 4999.99
CHRISTIANA |  | New Castle Center | 0 | 9507334 | DE |  |  |  | Sterilizing Units; Steam; Tabletop | 23787 | 2540M | Tuttnauer USA Co Ltd | 3000
CHRISTIANA |  | HOSPITAL-WH | 0 | IN60877 | DE |  |  |  | Incubators; Incubators; Laboratory; Aerobic | 16493 | COMMANDER | ABBOTT CRITICAL CARE SYSTEMS DIV ABBOTT LABORATORIES | 5000
CHRISTIANA |  | HOSPITAL-WH | 0 | NONE | DE |  |  |  | Incubators; Incubators; Laboratory; Aerobic | 27313 | COMMANDER | ABBOTT CRITICAL CARE SYSTEMS DIV ABBOTT LABORATORIES | 5000
CHRISTIANA |  | Trailer Life Net | 0 | 18877520 | DE |  |  |  | Infusion Pumps | 53190 | 13086 Gemstar | HOSPIRA HEALTHCARE CORP | 2085
CHRISTIANA |  | Trailer Life Net | 0 | 18877514 | DE |  |  |  | Infusion Pumps | 53191 | 13086 Gemstar | HOSPIRA HEALTHCARE CORP | 2085
CHRISTIANA |  | Trailer Life Net | 0 | 18877548 | DE |  |  |  | Infusion Pumps | 53195 | 13086 Gemstar | HOSPIRA HEALTHCARE CORP | 2085
CHRISTIANA |  | Trailer Life Net | 0 | 18877462 | DE |  |  |  | Infusion Pumps | 53186 | 13086 Gemstar | HOSPIRA HEALTHCARE CORP | 2085
CHRISTIANA |  | Trailer Life Net | 0 | 18877547 | DE |  |  |  | Infusion Pumps | 53198 | 13086 Gemstar | HOSPIRA HEALTHCARE CORP | 2085
CHRISTIANA |  | Trailer Life Net | 0 | 18877500 | DE |  |  |  | Infusion Pumps | 53189 | 13086 Gemstar | HOSPIRA HEALTHCARE CORP | 2085
CHRISTIANA |  | HOSPITAL-CH | 0 | 15651010 | DE |  |  |  | Infusion Pumps | 46373 | 13086 Gemstar | HOSPIRA HEALTHCARE CORP | 1980
CHRISTIANA |  | HOSPITAL-CH | 0 | 15651113 | DE |  |  |  | Infusion Pumps | 46372 | 13086 Gemstar | HOSPIRA HEALTHCARE CORP | 1980
CHRISTIANA |  | Trailer Life Net | 0 | 1877550 | DE |  |  |  | Infusion Pumps | 53194 | 13086 Gemstar | HOSPIRA HEALTHCARE CORP | 2085
CHRISTIANA |  | HOSPITAL-CH | 0 | 15651040 | DE |  |  |  | Infusion Pumps | 46374 | 13086 Gemstar | HOSPIRA HEALTHCARE CORP | 1980
CHRISTIANA |  | Trailer Life Net | 0 | 18877512 | DE |  |  |  | Infusion Pumps | 53185 | 13086 Gemstar | HOSPIRA HEALTHCARE CORP | 2085
CHRISTIANA |  | Trailer Life Net | 0 | 18877518 | DE |  |  |  | Infusion Pumps | 53197 | 13086 Gemstar | HOSPIRA HEALTHCARE CORP | 2085
CHRISTIANA |  | HOSPITAL-CH | 0 | 15651001 | DE |  |  |  | Infusion Pumps | 46369 | 13086 Gemstar | HOSPIRA HEALTHCARE CORP | 1980
CHRISTIANA |  | HOSPITAL-CH | 0 | 15651011 | DE |  |  |  | Infusion Pumps | 46371 | 13086 Gemstar | HOSPIRA HEALTHCARE CORP | 1980
CHRISTIANA |  | Trailer Life Net | 0 | 18877551 | DE |  |  |  | Infusion Pumps | 53188 | 13086 Gemstar | HOSPIRA HEALTHCARE CORP | 2085
CHRISTIANA |  | HOSPITAL-CH | 0 | 15651059 | DE |  |  |  | Infusion Pumps | 46370 | 13086 Gemstar | HOSPIRA HEALTHCARE CORP | 1980
CHRISTIANA |  | HOSPITAL-CH | 0 | 15651062 | DE |  |  |  | Infusion Pumps | 46366 | 13086 Gemstar | HOSPIRA HEALTHCARE CORP | 1980
CHRISTIANA |  | Trailer Life Net | 0 | 18877476 | DE |  |  |  | Infusion Pumps | 53193 | 13086 Gemstar | HOSPIRA HEALTHCARE CORP | 2085
CHRISTIANA |  | HOSPITAL-CH | 0 | 15651056 | DE |  |  |  | Infusion Pumps | 46375 | 13086 Gemstar | HOSPIRA HEALTHCARE CORP | 0
CHRISTIANA |  | Trailer Life Net | 0 | 18877552 | DE |  |  |  | Infusion Pumps | 53184 | 13086 Gemstar | HOSPIRA HEALTHCARE CORP | 2085
CHRISTIANA |  | HOSPITAL-CH | 0 | 15651070 | DE |  |  |  | Infusion Pumps | 46367 | 13086 Gemstar | HOSPIRA HEALTHCARE CORP | 1980
CHRISTIANA |  | HOSPITAL-CH | 0 | 15651022 | DE |  |  |  | Infusion Pumps | 46368 | 13086 Gemstar | HOSPIRA HEALTHCARE CORP | 1980
CHRISTIANA |  | Trailer Life Net | 0 | 18877519 | DE |  |  |  | Infusion Pumps | 53187 | 13086 Gemstar | HOSPIRA HEALTHCARE CORP | 2085
CHRISTIANA |  | Trailer Life Net | 0 | 18877546 | DE |  |  |  | Infusion Pumps | 53192 | 13086 Gemstar | HOSPIRA HEALTHCARE CORP | 2085
CHRISTIANA |  | Trailer Life Net | 0 | 18877549 | DE |  |  |  | Infusion Pumps | 53196 | 13086 Gemstar | HOSPIRA HEALTHCARE CORP | 2085
CHRISTIANA |  | HOSPITAL-WH | 0 | 21288 | DE |  |  |  | Cameras; Multi-Image | 13778 | 606-02001 | DUNN INSTRUMENTS | 25000
CHRISTIANA |  | HOSPITAL-CH | 0 | 333507 | DE |  | 2005-01-31 19:00 |  | Coagulation Analyzers; Manual | 36613 | COA DATA 2000 | SIGMA DIAGNOSTICS | 517.39
CHRISTIANA |  | HOSPITAL-CH | 0 | C-611 | DE |  |  |  | X-Ray Film Mounts; Dental | 14674 | 260EE | DUPONT MEDICAL PRODUCTS DIAGNOSTIC IMAGING DIV | 17700
CHRISTIANA |  | HOSPITAL-WH | 0 | 9703A0361 | DE |  | 2008-01-20 19:00 |  | Scales; Patient; Floor | 26381 | Health O Meter Handrail Scale 2101KL | HEALTH O METER INC DIV SUNBEAM CORP | 1500 | Purchased
CHRISTIANA |  | HOSPITAL-CH | 22849.42 | 3767 | DE |  | 2013-07-31 20:00 |  | Analyzers; Laboratory; Urine; Automated | 57195 | Iris iQ200 Series iQ200ELITE | IRIS MEDICAL INSTRUMENTS INC | 75000 | Purchased
CHRISTIANA |  | HOSPITAL-WH | 0 | C9098 | DE |  | 2018-07-23 20:00 |  | Analyzers; Laboratory; Urine; Automated | 61021 | Iris iQ200 Series iQ200ELITE | IRIS MEDICAL INSTRUMENTS INC | 83064.43 | Purchased
CHRISTIANA |  | HOSPITAL-CH | 0 | 17E00MLX8570 | DE |  | 2017-09-20 20:00 |  | Light Sources; Endoscope | 65344 | Luxtec Xenon Light Source MLX 300 | INTEGRA LIFESCIENCES | 5784.13 | Purchased
CHRISTIANA |  | HOSPITAL-CH | 0 | 12F00MLX8958 | DE |  | 2012-08-22 20:00 |  | Light Sources; Endoscope | 49924 | Luxtec Xenon Light Source MLX 300 | INTEGRA LIFESCIENCES | 5784.13 | Purchased
CHRISTIANA |  | HOSPITAL-CH | 0 | 16D00MLK6730 | DE |  | 2016-07-27 20:00 |  | Light Sources; Endoscope | 62532 | Luxtec Xenon Light Source MLX 300 | INTEGRA LIFESCIENCES | 5784.13 | Purchased
CHRISTIANA |  | HOSPITAL-CH | 0 | 16D00MLK6733 | DE |  | 2016-07-27 20:00 |  | Light Sources; Endoscope | 62530 | Luxtec Xenon Light Source MLX 300 | INTEGRA LIFESCIENCES | 5784.13 | Purchased
CHRISTIANA |  | HOSPITAL-CH | 0 | 17E00MLX8548 | DE |  | 2017-09-20 20:00 |  | Light Sources; Endoscope | 65347 | Luxtec Xenon Light Source MLX 300 | INTEGRA LIFESCIENCES | 5784.13 | Purchased
CHRISTIANA |  | HOSPITAL-WH | 0 | 033117-28 | DE |  | 2017-04-25 20:00 |  | Chairs; Examination/Treatment; Dentistry | 60718 | Mark Oral Surgery Chair 20X-3 | DEXTA CORP | 9500
CHRISTIANA |  | HOSPITAL-CH | 0 | 9010432 | DE |  | 2009-11-11 19:00 |  | Scales; Infant | 46545 | BD-585 | TANITA CORP OF AMERICA INC | 9.99 | Purchased
CHRISTIANA |  | HOSPITAL-CH | 0 | 3883002 | DE |  | 2018-07-17 20:00 |  | Pressure Meter | 67838 | DPM4-2H Pressure Meter DPM4-2H | FLUKE BIOMEDICAL CORP | 2159 | Purchased
CHRISTIANA |  | HOSPITAL-CH | 0 | 3883003 | DE |  | 2018-07-17 20:00 |  | Pressure Meter | 67665 | DPM4-2H Pressure Meter DPM4-2H | FLUKE BIOMEDICAL CORP | 2159 | Purchased
CHRISTIANA |  | HOSPITAL-CH | 0 | 3819010 | DE |  | 2013-10-23 20:00 |  | Pressure Meter | 64906 | DPM4-2H Pressure Meter DPM4-2H | FLUKE BIOMEDICAL CORP | 2159 | Purchased
CHRISTIANA |  | HOSPITAL-WH | 0 | 2H-82 | DE |  |  |  | Cast Cutters (Retired) | 15507 | 9003-210 | Stryker Corp | 800
CHRISTIANA |  | Riverside Medical Arts Complex | 0 | 41110 | DE |  |  |  | Cast Cutters (Retired) | 25531 | 9003-210 | Stryker Corp | 800
CHRISTIANA |  | Middletown Care Center(Sleepy Hollow) | 0 | 9317 | DE |  |  |  | Exercisers | 38226 | CL-108A0 | HEART TECHNOLOGY INC | 0
CHRISTIANA |  | HCCC | 0 | NONE | DE |  |  |  | Exercisers | 45397 | AP 2800 EXERCISERS; GENERAL | PARAMOUNT | 0
CHRISTIANA |  | Pike Creek | 0 | NONE | DE |  |  |  | Exercisers | 48101 | STRETCH TRAINING | BACKSYSTEM | 7500
CHRISTIANA |  | Pike Creek | 0 | NONE | DE |  |  |  | Exercisers | 48098 | STRETCH TRAINING | BACKSYSTEM | 7500
CHRISTIANA |  | WH SURGI | 0 | 0102061101X | DE |  |  |  | Lasers; Nd:YAG; Ophthalmic | 34350 | Ophthalas EyeLite Laser 532 | ALCON SURGICAL INC | 24500
CHRISTIANA |  | HOSPITAL-WH | 0 | 0401744201X | DE |  |  |  | Lasers; Nd:YAG; Ophthalmic | 34748 | Ophthalas EyeLite Laser 532 | ALCON SURGICAL INC | 24500
CHRISTIANA |  |  | 0 | 56332579B |  |  |  |  | Image Digitization Systems; Computed Radiography | 46001 | CR-IR 346RU | FUJI PHOTO FILM CO LTD | 30000
CHRISTIANA |  | Star Campus | 0 | 66235903B | DE |  | 2006-06-04 20:00 |  | Image Digitization Systems; Computed Radiography | 38432 | CR-IR 346RU | FUJI PHOTO FILM CO LTD | 71585.73
CHRISTIANA |  | HOSPITAL-CH | 0 | 66130663B | DE |  | 2011-07-17 20:00 |  | Image Digitization Systems; Computed Radiography | 38082 | CR-IR 346RU | FUJI PHOTO FILM CO LTD | 30000 | Purchased
CHRISTIANA |  | HOSPITAL-WH | 0 | 57135423 B | DE |  | 2005-09-27 20:00 |  | Image Digitization Systems; Computed Radiography | 38078 | CR-IR 346RU | FUJI PHOTO FILM CO LTD | 63762.48
CHRISTIANA |  | Springside Connor Building | 0 | 66235900B | DE |  | 2006-06-28 20:00 |  | Image Digitization Systems; Computed Radiography | 38372 | CR-IR 346RU | FUJI PHOTO FILM CO LTD | 71585.73 | Purchased
CHRISTIANA |  | HOSPITAL-CH | 0 | 311642AA | DE |  | 1994-10-11 20:00 |  | Infusion Pumps; Multitherapy; Syringe | 21054 | AS40A | BAXTER HEALTHCARE CORP IV SYSTEMS/IV THERAPY | 1896
CHRISTIANA |  | CH-SURGI | 0 | 312259AA | DE |  |  |  | Infusion Pumps; Multitherapy; Syringe | 22062 | AS40A | BAXTER HEALTHCARE CORP IV SYSTEMS/IV THERAPY | 2000
CHRISTIANA |  | CH-SURGI | 0 | 408064AA | DE |  |  |  | Infusion Pumps; Multitherapy; Syringe | 29390 | AS40A | BAXTER HEALTHCARE CORP IV SYSTEMS/IV THERAPY | 1395
CHRISTIANA |  | HOSPITAL-WH | 0 | 410247AA | DE |  |  |  | Infusion Pumps; Multitherapy; Syringe | 22248 | AS40A | BAXTER HEALTHCARE CORP IV SYSTEMS/IV THERAPY | 2000
CHRISTIANA |  | HOSPITAL-WH | 0 | 403548AA | DE |  |  |  | Infusion Pumps; Multitherapy; Syringe | 29907 | AS40A | BAXTER HEALTHCARE CORP IV SYSTEMS/IV THERAPY | 1395
CHRISTIANA |  | HOSPITAL-WH | 0 | 410088AA | DE |  |  |  | Infusion Pumps; Multitherapy; Syringe | 22246 | AS40A | BAXTER HEALTHCARE CORP IV SYSTEMS/IV THERAPY | 2000
CHRISTIANA |  | HOSPITAL-WH | 0 | 403273AA | DE |  |  |  | Infusion Pumps; Multitherapy; Syringe | 29909 | AS40A | BAXTER HEALTHCARE CORP IV SYSTEMS/IV THERAPY | 1395
CHRISTIANA |  | HOSPITAL-CH | 0 | 1312506AA | DE |  |  |  | Infusion Pumps; Multitherapy; Syringe | 31579 | AS40A | BAXTER HEALTHCARE CORP IV SYSTEMS/IV THERAPY | 1395
CHRISTIANA |  | HOSPITAL-WH | 0 | 403384AA | DE |  |  |  | Infusion Pumps; Multitherapy; Syringe | 21208 | AS40A | BAXTER HEALTHCARE CORP IV SYSTEMS/IV THERAPY | 2000
CHRISTIANA |  | HOSPITAL-CH | 0 | 403396AA | DE |  |  |  | Infusion Pumps; Multitherapy; Syringe | 21205 | AS40A | BAXTER HEALTHCARE CORP IV SYSTEMS/IV THERAPY | 2000
CHRISTIANA |  | HOSPITAL-CH | 0 | 410233AA | DE |  |  |  | Infusion Pumps; Multitherapy; Syringe | 22192 | AS40A | BAXTER HEALTHCARE CORP IV SYSTEMS/IV THERAPY | 1700
CHRISTIANA |  | HOSPITAL-WH | 0 | 403387AA | DE |  |  |  | Infusion Pumps; Multitherapy; Syringe | 21206 | AS40A | BAXTER HEALTHCARE CORP IV SYSTEMS/IV THERAPY | 2000
CHRISTIANA |  | HOSPITAL-WH | 0 | 306108AA | DE |  |  |  | Infusion Pumps; Multitherapy; Syringe | 31143 | AS40A | BAXTER HEALTHCARE CORP IV SYSTEMS/IV THERAPY | 1395
CHRISTIANA |  | HOSPITAL-CH | 0 | 310513AA | DE |  |  |  | Infusion Pumps; Multitherapy; Syringe | 22066 | AS40A | BAXTER HEALTHCARE CORP IV SYSTEMS/IV THERAPY | 2000
CHRISTIANA |  | HOSPITAL-WH | 0 | 403127AA | DE |  |  |  | Infusion Pumps; Multitherapy; Syringe | 21264 | AS40A | BAXTER HEALTHCARE CORP IV SYSTEMS/IV THERAPY | 2000
CHRISTIANA |  | CH-SURGI | 0 | 403098AA | DE |  |  |  | Infusion Pumps; Multitherapy; Syringe | 21263 | AS40A | BAXTER HEALTHCARE CORP IV SYSTEMS/IV THERAPY | 1700
CHRISTIANA |  | HOSPITAL-CH | 0 | 311668AA | DE |  |  |  | Infusion Pumps; Multitherapy; Syringe | 21055 | AS40A | BAXTER HEALTHCARE CORP IV SYSTEMS/IV THERAPY | 1896
CHRISTIANA |  | HOSPITAL-CH | 0 | 406085AA | DE |  |  |  | Infusion Pumps; Multitherapy; Syringe | 21643 | AS40A | BAXTER HEALTHCARE CORP IV SYSTEMS/IV THERAPY | 2000
CHRISTIANA |  | HOSPITAL-CH | 0 | 410002AA | DE |  |  |  | Infusion Pumps; Multitherapy; Syringe | 31347 | AS40A | BAXTER HEALTHCARE CORP IV SYSTEMS/IV THERAPY | 1600
CHRISTIANA |  | HOSPITAL-CH | 0 | 212482AA | DE |  |  |  | Infusion Pumps; Multitherapy; Syringe | 31349 | AS40A | BAXTER HEALTHCARE CORP IV SYSTEMS/IV THERAPY | 1600
CHRISTIANA |  | CH-SURGI | 0 | 312528AA | DE |  |  |  | Infusion Pumps; Multitherapy; Syringe | 31348 | AS40A | BAXTER HEALTHCARE CORP IV SYSTEMS/IV THERAPY | 1600
CHRISTIANA |  | HOSPITAL-CH | 0 | 310248AA | DE |  |  |  | Infusion Pumps; Multitherapy; Syringe | 32099 | AS40A | BAXTER HEALTHCARE CORP IV SYSTEMS/IV THERAPY | 2390
CHRISTIANA |  | HOSPITAL-CH | 0 | 403340AA | DE |  | 1994-05-10 20:00 |  | Infusion Pumps; Multitherapy; Syringe | 21199 | AS40A | BAXTER HEALTHCARE CORP IV SYSTEMS/IV THERAPY | 2000
CHRISTIANA |  | HOSPITAL-CH | 0 | 301451AA | DE |  |  |  | Infusion Pumps; Multitherapy; Syringe | 20499 | AS40A | BAXTER HEALTHCARE CORP IV SYSTEMS/IV THERAPY | 2000
CHRISTIANA |  | CH-SURGI | 0 | 312549AA | DE |  |  |  | Infusion Pumps; Multitherapy; Syringe | 31351 | AS40A | BAXTER HEALTHCARE CORP IV SYSTEMS/IV THERAPY | 1600
CHRISTIANA |  | HOSPITAL-CH | 0 | 403380AA | DE |  |  |  | Infusion Pumps; Multitherapy; Syringe | 21200 | AS40A | BAXTER HEALTHCARE CORP IV SYSTEMS/IV THERAPY | 1700
CHRISTIANA |  | HOSPITAL-CH | 0 | 403354AA | DE |  |  |  | Infusion Pumps; Multitherapy; Syringe | 21202 | AS40A | BAXTER HEALTHCARE CORP IV SYSTEMS/IV THERAPY | 2000
CHRISTIANA |  | HOSPITAL-CH | 0 | 312301AA | DE |  |  |  | Infusion Pumps; Multitherapy; Syringe | 31350 | AS40A | BAXTER HEALTHCARE CORP IV SYSTEMS/IV THERAPY | 1600
CHRISTIANA |  | HOSPITAL-CH | 0 | 211286AA | DE |  |  |  | Infusion Pumps; Multitherapy; Syringe | 32337 | AS40A | BAXTER HEALTHCARE CORP IV SYSTEMS/IV THERAPY | 1195
CHRISTIANA |  | HOSPITAL-CH | 0 | 403367AA | DE |  | 1994-05-10 20:00 |  | Infusion Pumps; Multitherapy; Syringe | 21201 | AS40A | BAXTER HEALTHCARE CORP IV SYSTEMS/IV THERAPY | 2000
CHRISTIANA |  | HOSPITAL-CH | 0 | 403385AA | DE |  |  |  | Infusion Pumps; Multitherapy; Syringe | 21204 | AS40A | BAXTER HEALTHCARE CORP IV SYSTEMS/IV THERAPY | 1700
CHRISTIANA |  | HOSPITAL-WH | 0 | 212087AA | DE |  |  |  | Infusion Pumps; Multitherapy; Syringe | 20361 | AS40A | BAXTER HEALTHCARE CORP IV SYSTEMS/IV THERAPY | 2400
CHRISTIANA |  | HOSPITAL-CH | 0 | 212120AA | DE |  |  |  | Infusion Pumps; Multitherapy; Syringe | 20362 | AS40A | BAXTER HEALTHCARE CORP IV SYSTEMS/IV THERAPY | 1895
CHRISTIANA |  | CH-SURGI | 0 | 306305AA | DE |  |  |  | Infusion Pumps; Multitherapy; Syringe | 20633 | AS40A | BAXTER HEALTHCARE CORP IV SYSTEMS/IV THERAPY | 2401
CHRISTIANA |  | HOSPITAL-CH | 0 | 403642AA | DE |  |  |  | Infusion Pumps; Multitherapy; Syringe | 32100 | AS40A | BAXTER HEALTHCARE CORP IV SYSTEMS/IV THERAPY | 1195
CHRISTIANA |  | HOSPITAL-CH | 0 | 403212AA | DE |  |  |  | Infusion Pumps; Multitherapy; Syringe | 21209 | AS40A | BAXTER HEALTHCARE CORP IV SYSTEMS/IV THERAPY | 1700
CHRISTIANA |  | HOSPITAL-CH | 0 | 508381AA | DE |  |  |  | Infusion Pumps; Multitherapy; Syringe | 29303 | AS40A | BAXTER HEALTHCARE CORP IV SYSTEMS/IV THERAPY | 1395
CHRISTIANA |  | HOSPITAL-CH | 0 | 404182AA | DE |  | 1994-06-07 20:00 |  | Infusion Pumps; Multitherapy; Syringe | 21698 | AS40A | BAXTER HEALTHCARE CORP IV SYSTEMS/IV THERAPY | 1598
CHRISTIANA |  | HOSPITAL-WH | 0 | 402052AA | DE |  |  |  | Infusion Pumps; Multitherapy; Syringe | 21127 | AS40A | BAXTER HEALTHCARE CORP IV SYSTEMS/IV THERAPY | 2125
CHRISTIANA |  | HOSPITAL-CH | 0 | 306460AA | DE |  |  |  | Infusion Pumps; Multitherapy; Syringe | 21130 | AS40A | BAXTER HEALTHCARE CORP IV SYSTEMS/IV THERAPY | 2125
CHRISTIANA |  | HOSPITAL-WH | 0 | 310546AA | DE |  |  |  | Infusion Pumps; Multitherapy; Syringe | 34427 | AS40A | BAXTER HEALTHCARE CORP IV SYSTEMS/IV THERAPY | 1395
CHRISTIANA |  | HOSPITAL-WH | 0 | 306051AA | DE |  |  |  | Infusion Pumps; Multitherapy; Syringe | 31142 | AS40A | BAXTER HEALTHCARE CORP IV SYSTEMS/IV THERAPY | 1395
CHRISTIANA |  | HOSPITAL-CH | 0 | 403345AA | DE |  |  |  | Infusion Pumps; Multitherapy; Syringe | 21210 | AS40A | BAXTER HEALTHCARE CORP IV SYSTEMS/IV THERAPY | 2000
CHRISTIANA |  | HOSPITAL-CH | 0 | 403391AA | DE |  | 1994-05-10 20:00 |  | Infusion Pumps; Multitherapy; Syringe | 21213 | AS40A | BAXTER HEALTHCARE CORP IV SYSTEMS/IV THERAPY | 2000
CHRISTIANA |  | HOSPITAL-WH | 0 | 604243AA | DE |  |  |  | Infusion Pumps; Multitherapy; Syringe | 23957 | AS40A | BAXTER HEALTHCARE CORP IV SYSTEMS/IV THERAPY | 2000
CHRISTIANA |  | HOSPITAL-CH | 0 | 403211AA | DE |  |  |  | Infusion Pumps; Multitherapy; Syringe | 21128 | AS40A | BAXTER HEALTHCARE CORP IV SYSTEMS/IV THERAPY | 2125
CHRISTIANA |  | HOSPITAL-CH | 0 | 402068AA | DE |  | 1994-05-04 20:00 |  | Infusion Pumps; Multitherapy; Syringe | 21131 | AS40A | BAXTER HEALTHCARE CORP IV SYSTEMS/IV THERAPY | 2125
CHRISTIANA |  | HOSPITAL-CH | 0 | 210589AA | DE |  |  |  | Infusion Pumps; Multitherapy; Syringe | 34428 | AS40A | BAXTER HEALTHCARE CORP IV SYSTEMS/IV THERAPY | 1395
CHRISTIANA |  | HOSPITAL-CH | 0 | 403343AA | DE |  | 1994-05-10 20:00 |  | Infusion Pumps; Multitherapy; Syringe | 21212 | AS40A | BAXTER HEALTHCARE CORP IV SYSTEMS/IV THERAPY | 1895
CHRISTIANA |  | HOSPITAL-CH | 0 | 410234AA | DE |  | 1995-03-20 19:00 |  | Infusion Pumps; Multitherapy; Syringe | 22193 | AS40A | BAXTER HEALTHCARE CORP IV SYSTEMS/IV THERAPY | 1700
CHRISTIANA |  | HOSPITAL-CH | 0 | 311438AA | DE |  |  |  | Infusion Pumps; Multitherapy; Syringe | 21046 | AS40A | BAXTER HEALTHCARE CORP IV SYSTEMS/IV THERAPY | 1896
CHRISTIANA |  | WH SURGI | 0 | 604232AA | DE |  |  |  | Infusion Pumps; Multitherapy; Syringe | 23954 | AS40A | BAXTER HEALTHCARE CORP IV SYSTEMS/IV THERAPY | 2000
CHRISTIANA |  | HOSPITAL-CH | 0 | 311405AA | DE |  |  |  | Infusion Pumps; Multitherapy; Syringe | 21047 | AS40A | BAXTER HEALTHCARE CORP IV SYSTEMS/IV THERAPY | 1896
CHRISTIANA |  | CH-SURGI | 0 | 507589AA | DE |  |  |  | Infusion Pumps; Multitherapy; Syringe | 23284 | AS40A | BAXTER HEALTHCARE CORP IV SYSTEMS/IV THERAPY | 2000
CHRISTIANA |  | HOSPITAL-WH | 0 | 604259AA | DE |  |  |  | Infusion Pumps; Multitherapy; Syringe | 23956 | AS40A | BAXTER HEALTHCARE CORP IV SYSTEMS/IV THERAPY | 2000
CHRISTIANA |  | WH SURGI | 0 | 307484AA | DE |  |  |  | Infusion Pumps; Multitherapy; Syringe | 29301 | AS40A | BAXTER HEALTHCARE CORP IV SYSTEMS/IV THERAPY | 1395
CHRISTIANA |  | HOSPITAL-CH | 0 | 403508AA | DE |  |  |  | Infusion Pumps; Multitherapy; Syringe | 29304 | AS40A | BAXTER HEALTHCARE CORP IV SYSTEMS/IV THERAPY | 1395
CHRISTIANA |  | HOSPITAL-CH | 0 | 403615AA | DE |  |  |  | Infusion Pumps; Multitherapy; Syringe | 28770 | AS40A | BAXTER HEALTHCARE CORP IV SYSTEMS/IV THERAPY | 1395
CHRISTIANA |  | CH-SURGI | 0 | 403265AA | DE |  |  |  | Infusion Pumps; Multitherapy; Syringe | 22222 | AS40A | BAXTER HEALTHCARE CORP IV SYSTEMS/IV THERAPY | 1895
CHRISTIANA |  | HOSPITAL-WH | 0 | 403294AA | DE |  |  |  | Infusion Pumps; Multitherapy; Syringe | 29820 | AS40A | BAXTER HEALTHCARE CORP IV SYSTEMS/IV THERAPY | 1395
CHRISTIANA |  | HOSPITAL-CH | 0 | 604230AA | DE |  |  |  | Infusion Pumps; Multitherapy; Syringe | 23979 | AS40A | BAXTER HEALTHCARE CORP IV SYSTEMS/IV THERAPY | 2125
CHRISTIANA |  | HOSPITAL-CH | 0 | 305242AA | DE |  |  |  | Infusion Pumps; Multitherapy; Syringe | 20681 | AS40A | BAXTER HEALTHCARE CORP IV SYSTEMS/IV THERAPY | 2131
CHRISTIANA |  | WH SURGI | 0 | 403512AA | DE |  |  |  | Infusion Pumps; Multitherapy; Syringe | 29731 | AS40A | BAXTER HEALTHCARE CORP IV SYSTEMS/IV THERAPY | 1395
CHRISTIANA |  | HOSPITAL-CH | 0 | 604263AA | DE |  |  |  | Infusion Pumps; Multitherapy; Syringe | 23978 | AS40A | BAXTER HEALTHCARE CORP IV SYSTEMS/IV THERAPY | 2125
CHRISTIANA |  | CH-SURGI | 0 | 212111AA | DE |  |  |  | Infusion Pumps; Multitherapy; Syringe | 18426 | AS40A | BAXTER HEALTHCARE CORP IV SYSTEMS/IV THERAPY | 2401
CHRISTIANA |  | HOSPITAL-CH | 0 | 305178AA | DE |  |  |  | Infusion Pumps; Multitherapy; Syringe | 20682 | AS40A | BAXTER HEALTHCARE CORP IV SYSTEMS/IV THERAPY | 2000
CHRISTIANA |  | HOSPITAL-CH | 0 | 301591AA | DE |  |  |  | Infusion Pumps; Multitherapy; Syringe | 20720 | AS40A | BAXTER HEALTHCARE CORP IV SYSTEMS/IV THERAPY | 1506
CHRISTIANA |  | CH-SURGI | 0 | 212113AA | DE |  |  |  | Infusion Pumps; Multitherapy; Syringe | 18428 | AS40A | BAXTER HEALTHCARE CORP IV SYSTEMS/IV THERAPY | 2401
CHRISTIANA |  | HOSPITAL-CH | 0 | 304233AA | DE |  |  |  | Infusion Pumps; Multitherapy; Syringe | 40032 | AS40A | BAXTER HEALTHCARE CORP IV SYSTEMS/IV THERAPY | 795
CHRISTIANA |  | WH SURGI | 0 | 403528AA | DE |  |  |  | Infusion Pumps; Multitherapy; Syringe | 29735 | AS40A | BAXTER HEALTHCARE CORP IV SYSTEMS/IV THERAPY | 1395
CHRISTIANA |  | CH-SURGI | 0 | 202165AA | DE |  |  |  | Infusion Pumps; Multitherapy; Syringe | 40033 | AS40A | BAXTER HEALTHCARE CORP IV SYSTEMS/IV THERAPY | 795
CHRISTIANA |  | CH-SURGI | 0 | 610004AA | DE |  |  |  | Infusion Pumps; Multitherapy; Syringe | 40035 | AS40A | BAXTER HEALTHCARE CORP IV SYSTEMS/IV THERAPY | 795
CHRISTIANA |  | HOSPITAL-WH | 0 | 306078AA | DE |  |  |  | Infusion Pumps; Multitherapy; Syringe | 29734 | AS40A | BAXTER HEALTHCARE CORP IV SYSTEMS/IV THERAPY | 1395
CHRISTIANA |  | CH-SURGI | 0 | 304230AA | DE |  |  |  | Infusion Pumps; Multitherapy; Syringe | 40034 | AS40A | BAXTER HEALTHCARE CORP IV SYSTEMS/IV THERAPY | 795
CHRISTIANA |  | CH-SURGI | 0 | 311073AA | DE |  |  |  | Infusion Pumps; Multitherapy; Syringe | 40036 | AS40A | BAXTER HEALTHCARE CORP IV SYSTEMS/IV THERAPY | 795
CHRISTIANA |  | HOSPITAL-CH | 0 | 8500886 | DE |  |  |  | Light Sources; Fiberoptic | 25179 | CLV-S20 | OLYMPUS AMERICA INC | 4000
CHRISTIANA |  | 1 Reads Way | 0 | 810514 | DE |  | 2015-11-10 19:00 |  | Scales; Infant | 62032 | Baby Scale 1584 | TANITA CORP OF AMERICA INC | 1500
CHRISTIANA |  | 1 Reads Way | 0 | 21206 | DE |  | 2014-09-04 20:00 |  | Scales; Infant | 54492 | Baby Scale 1584 | TANITA CORP OF AMERICA INC | 1500
CHRISTIANA |  | 1 Reads Way | 0 | 710713 | DE |  | 2015-11-10 19:00 |  | Scales; Infant | 62031 | Baby Scale 1584 | TANITA CORP OF AMERICA INC | 1500
CHRISTIANA |  | HOSPITAL-CH | 0 | 730311 | DE |  | 2016-03-08 19:00 |  | Scales; Infant | 62077 | Baby Scale 1584 | TANITA CORP OF AMERICA INC | 1500 | Purchased
CHRISTIANA |  | Smyrna Health & Wellness Center | 0 | 19091 | DE |  | 2009-07-15 20:00 |  | Scanning Systems; Magnetic Resonance Imaging | 46017 | PANORAMA 1.0T | PHILIPS MEDICAL SYSTEMS NORTH AMERICA | 1250000 | Purchased
CHRISTIANA |  | HOSPITAL-WH | 0 | 6981 | DE |  | 2007-12-05 19:00 |  | Saws; Cast; Electric | 40233 | Cast Saw 8909-01 | Zimmer Biomet | 1500
CHRISTIANA |  | HOSPITAL-WH | 0 | 2472 | DE |  |  |  | Saws; Cast; Electric | 18697 | Cast Saw 8909-01 | Zimmer Biomet | 800
CHRISTIANA |  | HOSPITAL-WH | 0 | 4483 | DE |  |  |  | Saws; Cast; Electric | 23845 | Cast Saw 8909-01 | Zimmer Biomet | 800
CHRISTIANA |  | CH-SURGI | 0 | B423197053 | DE |  | 2000-01-27 19:00 |  | Tables; Operating | 29431 | AMSCO Surgical Table 3080 SP | STERIS Corp | 30000
CHRISTIANA |  | MAP II | 0 | 82932 | DE |  |  |  | Printers; Video; Monochromatic | 39565 | UP Series UP-897MD | SONY MEDICAL SYSTEMS | 4999.99
CHRISTIANA |  | HOSPITAL-CH | 0 | 257823 | DE |  | 2013-04-09 20:00 |  | Printers; Video; Monochromatic | 51857 | UP Series UP-897MD | SONY MEDICAL SYSTEMS | 4999.99 | Purchased
CHRISTIANA |  | Riverside Medical Arts Complex | 0 | ARSB0045 | DE |  |  |  | Ventilators; Intensive Care | 33094 | Savina 300 | NORTH AMERICAN DRAEGER | 14742
CHRISTIANA |  | Riverside Medical Arts Complex | 0 | ARSA0120 | DE |  |  |  | Ventilators; Intensive Care | 33093 | Savina 300 | NORTH AMERICAN DRAEGER | 14742
CHRISTIANA |  | Riverside Medical Arts Complex | 0 | ARSB0053 | DE |  |  |  | Ventilators; Intensive Care | 33095 | Savina 300 | NORTH AMERICAN DRAEGER | 14742
CHRISTIANA |  | Riverside Medical Arts Complex | 0 | ARSB0062 | DE |  |  |  | Ventilators; Intensive Care | 33096 | Savina 300 | NORTH AMERICAN DRAEGER | 14742
CHRISTIANA |  | HOSPITAL-CH | 0 | ARSB0065 | DE |  |  |  | Ventilators; Intensive Care | 33097 | Savina 300 | NORTH AMERICAN DRAEGER | 14742
CHRISTIANA |  | Riverside Medical Arts Complex | 0 | ARWD-0080 | DE |  | 2005-05-16 20:00 |  | Ventilators; Intensive Care | 37454 | Savina 300 | NORTH AMERICAN DRAEGER | 19092.7 | Purchased
CHRISTIANA |  | HOSPITAL-WH | 0 | 56776 | DE |  | 2017-07-31 20:00 |  | TEST EQUIPMENT; TEST EQUIPMENT | 60768 | DIGITAL BAROMETER LE02 | KELLER | 0
CHRISTIANA |  | HOSPITAL-CH | 0 | W003678 | DE |  |  |  | Carts; Computer/Video Monitor | 84634 | INITI-PCT |  | 6589
CHRISTIANA |  | HOSPITAL-CH | 0 | W004198 | DE |  |  |  | Carts; Computer/Video Monitor | 84748 | INITI-PCT |  | 7056.04
CHRISTIANA |  | HOSPITAL-CH | 0 | W004199 | DE |  |  |  | Carts; Computer/Video Monitor | 84747 | INITI-PCT |  | 7056.04
CHRISTIANA |  | HOSPITAL-CH | 0 | W003683 | DE |  |  |  | Carts; Computer/Video Monitor | 84639 | INITI-PCT |  | 6589
CHRISTIANA |  | HOSPITAL-CH | 0 | w004174 | DE |  |  |  | Carts; Computer/Video Monitor | 84740 | INITI-PCT |  | 6589
CHRISTIANA |  | HOSPITAL-CH | 0 | W003685 | DE |  |  |  | Carts; Computer/Video Monitor | 84641 | INITI-PCT |  | 6589
CHRISTIANA |  | HOSPITAL-CH | 0 | W004222 | DE |  |  |  | Carts; Computer/Video Monitor | 84788 | INITI-PCT |  | 7056.04
CHRISTIANA |  | HOSPITAL-CH | 0 | W002544 | DE |  |  |  | Carts; Computer/Video Monitor | 82833 | INITI-PCT |  | 6589
CHRISTIANA |  | HOSPITAL-CH | 0 | W003675 | DE |  |  |  | Carts; Computer/Video Monitor | 82995 | INITI-PCT |  | 6589
CHRISTIANA |  | HOSPITAL-CH | 0 | W002538 | DE |  |  |  | Carts; Computer/Video Monitor | 82839 | INITI-PCT |  | 6589
CHRISTIANA |  | HOSPITAL-CH | 0 | W003679 | DE |  |  |  | Carts; Computer/Video Monitor | 84635 | INITI-PCT |  | 6589
CHRISTIANA |  | HOSPITAL-WH | 0 | W002102 | DE |  |  |  | Carts; Computer/Video Monitor | 80191IT |  |  | 6589
CHRISTIANA |  | HOSPITAL-CH | 0 | W002545 | DE |  |  |  | Carts; Computer/Video Monitor | 82802 | INITI-PCT |  | 6589
CHRISTIANA |  | HOSPITAL-WH | 0 | W002467 | DE |  |  |  | Carts; Computer/Video Monitor | 82700 |  |  | 6589
CHRISTIANA |  | HOSPITAL-CH | 0 | W0041713 | DE |  |  |  | Carts; Computer/Video Monitor | 84741 | INITI-PCT |  | 6589
CHRISTIANA |  | HOSPITAL-WH | 0 | W003154 | DE |  |  |  | Carts; Computer/Video Monitor | 83045 |  |  | 6589
CHRISTIANA |  | HOSPITAL-WH | 0 | W002023 | DE |  |  |  | Carts; Computer/Video Monitor | 80184IT |  |  | 6589
CHRISTIANA |  | HOSPITAL-CH | 0 | W004214 | DE |  |  |  | Carts; Computer/Video Monitor | 84780 | INITI-PCT |  | 7056.04
CHRISTIANA |  | HOSPITAL-WH | 0 | W004936 | DE |  |  |  | Carts; Computer/Video Monitor | 94768 |  |  | 6589
CHRISTIANA |  | HOSPITAL-CH | 0 | W004218 | DE |  |  |  | Carts; Computer/Video Monitor | 84784 | INITI-PCT |  | 7056.04
CHRISTIANA |  | HOSPITAL-CH | 0 | w003759 | DE |  |  |  | Carts; Computer/Video Monitor | 84690 | INITI-PCT |  | 6589
CHRISTIANA |  | HOSPITAL-WH | 0 | W002463 | DE |  |  |  | Carts; Computer/Video Monitor | 82702 |  |  | 6589
CHRISTIANA |  | HOSPITAL-WH | 0 | W002555 | DE |  |  |  | Carts; Computer/Video Monitor | 82791 |  |  | 6589
CHRISTIANA |  | HOSPITAL-WH | 0 | CE00810027 | DE |  | 2000-05-17 20:00 |  | Radiographic Units; Dental | 29607 | IRIX70-E | TROPHY RADIOLOGY INC | 3495 | Purchased
CHRISTIANA |  | HOSPITAL-WH | 0 | CE0029001 | DE |  |  |  | Radiographic Units; Dental | 42623 | IRIX70-E | TROPHY RADIOLOGY INC | 3495
CHRISTIANA |  | CANCER CENTER | 0 | KN2185255 | DE |  |  |  | Microscopes; Light; Laboratory | 46351 | DIAPHOT | NIKON INSTRUMENTS INC | 0
CHRISTIANA |  | HOSPITAL-CH | 0 | LOT# 297 BURT | DE |  |  |  | Phototherapy Units; Visible Light; Hyperbilirubinemia | 25364 | 6600-0029-900 | GE MEDICAL SYSTEMS | 2000
CHRISTIANA |  | HOSPITAL-CH | 0 | LOT# 7-96 BURT | DE |  |  |  | Phototherapy Units; Visible Light; Hyperbilirubinemia | 24345 | 6600-0029-900 | GE MEDICAL SYSTEMS | 2000
CHRISTIANA |  | HOSPITAL-CH | 0 | LOT# 297 BURT | DE |  |  |  | Phototherapy Units; Visible Light; Hyperbilirubinemia | 25363 | 6600-0029-900 | GE MEDICAL SYSTEMS | 2000
CHRISTIANA |  | HOSPITAL-CH | 0 | BURT 597 | DE |  |  |  | Phototherapy Units; Visible Light; Hyperbilirubinemia | 25494 | 6600-0029-900 | GE MEDICAL SYSTEMS | 2000
CHRISTIANA |  | HOSPITAL-CH | 0 | BURT 1296 | DE |  |  |  | Phototherapy Units; Visible Light; Hyperbilirubinemia | 26012 | 6600-0029-900 | GE MEDICAL SYSTEMS | 2000
CHRISTIANA |  | HOSPITAL-CH | 0 | JW000148 | DE |  |  |  | Flowmeters; Blood; Ultrasonic; Transcranial | 30758 | CPN APC MTHBD | NICOLET INSTRUMENT CORP | 25000
CHRISTIANA |  | HOSPITAL-WH | 0 | JW000149 | DE |  |  |  | Flowmeters; Blood; Ultrasonic; Transcranial | 30759 | CPN APC MTHBD | NICOLET INSTRUMENT CORP | 25000
CHRISTIANA |  | HOSPITAL-WH | 0 | 50562 | DE |  |  |  | Sterilizing Units; Dry Heat | 13560 | 62115V | BUFFALO DENTAL MFG CO INC | 1500
CHRISTIANA |  | HOSPITAL-CH | 0 | 369700601 | DE |  |  |  | Analyzers; Laboratory; Hematology; Platelet Aggregation | 28234 | PACKS-4 | HELENA LABORATORIES CORP | 10000
CHRISTIANA |  | HOSPITAL-CH | 0 | 3510A53873 | DE |  |  |  | MONITORING SYSTEMS; Physiologic; Acute Care | 22830 | M1176A "64" | PHILIPS MEDICAL SYSTEMS CARDIAC & MONITORING SYSTEMS DIV | 11644
CHRISTIANA |  | HOSPITAL-CH | 0 | 3510A53871 | DE |  |  |  | MONITORING SYSTEMS; Physiologic; Acute Care | 22832 | M1176A "64" | PHILIPS MEDICAL SYSTEMS CARDIAC & MONITORING SYSTEMS DIV | 11644
CHRISTIANA |  | HOSPITAL-CH | 0 | 3510A53829 | DE |  |  |  | MONITORING SYSTEMS; Physiologic; Acute Care | 22843 | M1176A "64" | PHILIPS MEDICAL SYSTEMS CARDIAC & MONITORING SYSTEMS DIV | 11644
CHRISTIANA |  | HOSPITAL-CH | 0 | 3510A53827 | DE |  |  |  | MONITORING SYSTEMS; Physiologic; Acute Care | 22799 | M1176A "64" | PHILIPS MEDICAL SYSTEMS CARDIAC & MONITORING SYSTEMS DIV | 11644
CHRISTIANA |  | HOSPITAL-CH | 0 | 3510A53875 | DE |  |  |  | MONITORING SYSTEMS; Physiologic; Acute Care | 22793 | M1176A "64" | PHILIPS MEDICAL SYSTEMS CARDIAC & MONITORING SYSTEMS DIV | 11644
CHRISTIANA |  | HOSPITAL-CH | 0 | 3510A53870 | DE |  |  |  | MONITORING SYSTEMS; Physiologic; Acute Care | 22801 | M1176A "64" | PHILIPS MEDICAL SYSTEMS CARDIAC & MONITORING SYSTEMS DIV | 11644
CHRISTIANA |  | HOSPITAL-CH | 0 | 3510A53828 | DE |  |  |  | MONITORING SYSTEMS; Physiologic; Acute Care | 22812 | M1176A "64" | PHILIPS MEDICAL SYSTEMS CARDIAC & MONITORING SYSTEMS DIV | 11644
CHRISTIANA |  | HOSPITAL-CH | 0 | 3510A53876 | DE |  |  |  | MONITORING SYSTEMS; Physiologic; Acute Care | 22795 | M1176A "64" | PHILIPS MEDICAL SYSTEMS CARDIAC & MONITORING SYSTEMS DIV | 11644
CHRISTIANA |  | HOSPITAL-CH | 0 | 3510A53874 | DE |  |  |  | MONITORING SYSTEMS; Physiologic; Acute Care | 22798 | M1176A "64" | PHILIPS MEDICAL SYSTEMS CARDIAC & MONITORING SYSTEMS DIV | 11644
CHRISTIANA |  | HOSPITAL-CH | 0 | 3510A53872 | DE |  |  |  | MONITORING SYSTEMS; Physiologic; Acute Care | 22815 | M1176A "64" | PHILIPS MEDICAL SYSTEMS CARDIAC & MONITORING SYSTEMS DIV | 15028
CHRISTIANA |  | HOSPITAL-CH | 0 | 2441G00206 | DE |  |  |  | MONITORING SYSTEMS; Physiologic; Acute Care | 12617 | 78354A | PHILIPS MEDICAL SYSTEMS CARDIAC & MONITORING SYSTEMS DIV | 3200
CHRISTIANA |  | HOSPITAL-CH | 0 | 2911A00808 | DE |  |  |  | MONITORING SYSTEMS; Physiologic; Acute Care | 17513 | 78354A | PHILIPS MEDICAL SYSTEMS CARDIAC & MONITORING SYSTEMS DIV | 8150
CHRISTIANA |  | HOSPITAL-CH | 0 | 2613G03578 | DE |  |  |  | MONITORING SYSTEMS; Physiologic; Acute Care | 15070 | 78354A | PHILIPS MEDICAL SYSTEMS CARDIAC & MONITORING SYSTEMS DIV | 3872
CHRISTIANA |  | HOSPITAL-CH | 0 | 2911A00809 | DE |  |  |  | MONITORING SYSTEMS; Physiologic; Acute Care | 17515 | 78354A | PHILIPS MEDICAL SYSTEMS CARDIAC & MONITORING SYSTEMS DIV | 8151
CHRISTIANA |  | HOSPITAL-WH | 0 | 2812G09407 | DE |  |  |  | MONITORING SYSTEMS; Physiologic; Acute Care | 12382 | 78354A | PHILIPS MEDICAL SYSTEMS CARDIAC & MONITORING SYSTEMS DIV | 7223
CHRISTIANA |  | HOSPITAL-WH | 0 | 2738G06684 | DE |  |  |  | MONITORING SYSTEMS; Physiologic; Acute Care | 15368 | 78354A | PHILIPS MEDICAL SYSTEMS CARDIAC & MONITORING SYSTEMS DIV | 10000
CHRISTIANA |  | HOSPITAL-WH | 0 | 2613G05782 | DE |  |  |  | MONITORING SYSTEMS; Physiologic; Acute Care | 15378 | 78354A | PHILIPS MEDICAL SYSTEMS CARDIAC & MONITORING SYSTEMS DIV | 20732
CHRISTIANA |  | HOSPITAL-CH | 0 | 2812G09408 | DE |  |  |  | MONITORING SYSTEMS; Physiologic; Acute Care | 18505 | 78354A | PHILIPS MEDICAL SYSTEMS CARDIAC & MONITORING SYSTEMS DIV | 10000
CHRISTIANA |  | HOSPITAL-WH | 0 | 2738G06532 | DE |  |  |  | MONITORING SYSTEMS; Physiologic; Acute Care | 15356 | 78354A | PHILIPS MEDICAL SYSTEMS CARDIAC & MONITORING SYSTEMS DIV | 7186
CHRISTIANA |  | HOSPITAL-WH | 0 | 2738G06647 | DE |  |  |  | MONITORING SYSTEMS; Physiologic; Acute Care | 15465 | 78354A | PHILIPS MEDICAL SYSTEMS CARDIAC & MONITORING SYSTEMS DIV | 8820
CHRISTIANA |  | HOSPITAL-CH | 0 | 2812G08390 | DE |  |  |  | MONITORING SYSTEMS; Physiologic; Acute Care | 16175 | 78354A | PHILIPS MEDICAL SYSTEMS CARDIAC & MONITORING SYSTEMS DIV | 7223
CHRISTIANA |  | HOSPITAL-CH | 0 | 287 | DE |  |  |  | Flowmeters; Blood; Ultrasonic | 34931 | BUTTERFLY | MEDI-STIM AS | 9.99
CHRISTIANA |  | HOSPITAL-CH | 0 | ? | DE |  |  |  | View Boxes; X-Ray; Motorized | BI-878 | PICKER | PICKER INTERNATIONAL LTD | 7000
CHRISTIANA |  | HOSPITAL-CH | 0 | ? | DE |  |  |  | View Boxes; X-Ray; Motorized | BI-877 | PICKER | PICKER INTERNATIONAL LTD | 7000
CHRISTIANA |  | HOSPITAL-CH | 0 | ? | DE |  |  |  | View Boxes; X-Ray; Motorized | BI-876 | PICKER | PICKER INTERNATIONAL LTD | 7000
CHRISTIANA |  | HOSPITAL-CH | 0 | NONE | DE |  |  |  | View Boxes; X-Ray; Motorized | BI-906 | MV213 | S & S X-RAY PRODUCTS INC | 7000
CHRISTIANA |  | HOSPITAL-CH | 0 | NONE | DE |  |  |  | View Boxes; X-Ray; Motorized | BI-908 | MV213 | S & S X-RAY PRODUCTS INC | 7000
CHRISTIANA |  | HOSPITAL-CH | 0 | NONE | DE |  |  |  | View Boxes; X-Ray; Motorized | BI-913 | MV200 | S & S X-RAY PRODUCTS INC | 7000
CHRISTIANA |  | HOSPITAL-WH | 0 | NONE | DE |  |  |  | View Boxes; X-Ray; Motorized | BI-921 | MV200 | S & S X-RAY PRODUCTS INC | 7000
CHRISTIANA |  | HOSPITAL-CH | 0 | NONE | DE |  |  |  | View Boxes; X-Ray; Motorized | BI-914 | MV200 | S & S X-RAY PRODUCTS INC | 7000
CHRISTIANA |  | HOSPITAL-WH | 0 | NONE | DE |  |  |  | View Boxes; X-Ray; Motorized | BI-922 | MV200 | S & S X-RAY PRODUCTS INC | 7000
CHRISTIANA |  | HOSPITAL-WH | 0 | ? | DE |  |  |  | View Boxes; X-Ray; Motorized | BI-858 | MV200 | S & S X-RAY PRODUCTS INC | 7000
CHRISTIANA |  | HOSPITAL-CH | 0 | NONE | DE |  |  |  | View Boxes; X-Ray; Motorized | BI-905 | MV200 | S & S X-RAY PRODUCTS INC | 7000
CHRISTIANA |  | HOSPITAL-CH | 0 | ? | DE |  |  |  | View Boxes; X-Ray; Motorized | BI-904 | MV200 | S & S X-RAY PRODUCTS INC | 7000
CHRISTIANA |  | HOSPITAL-CH | 0 | NONE | DE |  |  |  | View Boxes; X-Ray; Motorized | BI-907 | MV200 | S & S X-RAY PRODUCTS INC | 7000
CHRISTIANA |  | HOSPITAL-CH | 0 | NONE | DE |  |  |  | View Boxes; X-Ray; Motorized | BI-909 | MV200 | S & S X-RAY PRODUCTS INC | 7000
CHRISTIANA |  | HOSPITAL-CH | 0 | NONE | DE |  |  |  | View Boxes; X-Ray; Motorized | BI-910 | MV200 | S & S X-RAY PRODUCTS INC | 7000
CHRISTIANA |  | HOSPITAL-CH | 0 | NONE | DE |  |  |  | View Boxes; X-Ray; Motorized | BI-911 | MV200 | S & S X-RAY PRODUCTS INC | 7000
CHRISTIANA |  | HOSPITAL-CH | 0 | NONE | DE |  |  |  | View Boxes; X-Ray; Motorized | BI-912 | MV200 | S & S X-RAY PRODUCTS INC | 7000
CHRISTIANA |  | HOSPITAL-CH | 0 | ? | DE |  |  |  | View Boxes; X-Ray; Motorized | BI-903 | MV200 | S & S X-RAY PRODUCTS INC | 7000
CHRISTIANA |  | HOSPITAL-CH | 0 | ? | DE |  |  |  | View Boxes; X-Ray; Motorized | BI-900 | MV200 | S & S X-RAY PRODUCTS INC | 7000
CHRISTIANA |  | HOSPITAL-CH | 0 | NONE | DE |  |  |  | View Boxes; X-Ray; Motorized | BI-902 | MV200 | S & S X-RAY PRODUCTS INC | 7000
CHRISTIANA |  | HOSPITAL-CH | 0 | NONE | DE |  |  |  | View Boxes; X-Ray; Motorized | BI-901 | MV200 | S & S X-RAY PRODUCTS INC | 7000
CHRISTIANA |  | HOSPITAL-CH | 0 | D920X0444101-00 | DE |  | 2011-08-04 20:00 |  | Detectors; Fetal Heart; Ultrasonic | 47879 | Sonicaid Doppler D920 | HUNTLEIGH HEALTHCARE LLC | 1000 | Purchased
CHRISTIANA |  | Smyrna Health & Wellness Center | 0 | D930X0103556-99 | DE |  | 2012-09-13 20:00 |  | Detectors; Fetal Heart; Ultrasonic | 47903 | Sonicaid Doppler D920 | HUNTLEIGH HEALTHCARE LLC | 1000 | Purchased
CHRISTIANA |  | HOSPITAL-WH | 0 | TRL08061572 | DE |  | 2008-10-21 20:00 |  | Urodynamic Measurement Systems | 41758 | TRITON | LABORIE MEDICAL TECHNOLOGIES CORP. | 53634 | Purchased
CHRISTIANA |  | Riverside Medical Arts Complex | 0 | 01KT20 | DE |  |  |  | Scanning Systems; Ultrasonic; General-Purpose | 30046 | HDI-3000 | PHILIPS MEDICAL SYSTEMS NORTH AMERICA | 79999.99
CHRISTIANA |  | HOSPITAL-CH | 0 | 3480 | DE |  |  |  | Scanning Systems; Ultrasonic; General-Purpose | 39889 | HDI-3000 | PHILIPS MEDICAL SYSTEMS NORTH AMERICA | 69999.99
CHRISTIANA |  | HOSPITAL-CH | 0 | 10987 | DE |  |  |  | Scanning Systems; Ultrasonic; General-Purpose | 39890 | HDI-3000 | PHILIPS MEDICAL SYSTEMS NORTH AMERICA | 69999.99
CHRISTIANA |  | HOSPITAL-WH | 0 | 10188 | DE |  |  |  | Tables; Examination/Treatment; Adjustable; Physical Therapy | 19658 | Treatment Table 820 | TRI W-G GROUP | 3000
CHRISTIANA |  | HOSPITAL-WH | 0 | 9881 | DE |  |  |  | Tables; Examination/Treatment; Adjustable; Physical Therapy | 37816 | Treatment Table 820 | TRI W-G GROUP | 1700
CHRISTIANA |  | HOSPITAL-CH | 0 | A901246 | DE |  |  |  | Video Systems; Endoscopic | 28965 | OEV-203 | OLYMPUS AMERICA INC | 1500
CHRISTIANA |  | HOSPITAL-CH | 0 | A901242 | DE |  |  |  | Video Systems; Endoscopic | 28964 | OEV-203 | OLYMPUS AMERICA INC | 1500
CHRISTIANA |  | HOSPITAL-CH | 0 | A307777 | DE |  |  |  | Video Systems; Endoscopic | 34561 | OEV-203 | OLYMPUS AMERICA INC | 2530
CHRISTIANA |  | HOSPITAL-CH | 0 | A307768 | DE |  |  |  | Video Systems; Endoscopic | 34562 | OEV-203 | OLYMPUS AMERICA INC | 2530
CHRISTIANA |  | HOSPITAL-CH | 0 | A307781 | DE |  |  |  | Video Systems; Endoscopic | 34564 | OEV-203 | OLYMPUS AMERICA INC | 2530
CHRISTIANA |  | HOSPITAL-WH | 0 | A307776 | DE |  |  |  | Video Systems; Endoscopic | 34563 | OEV-203 | OLYMPUS AMERICA INC | 2530
CHRISTIANA |  | HOSPITAL-CH | 0 | A901243 | DE |  |  |  | Video Systems; Endoscopic | 28966 | OEV-203 | OLYMPUS AMERICA INC | 1500
CHRISTIANA |  | HOSPITAL-WH | 0 | A309313 | DE |  |  |  | Video Systems; Endoscopic | 35386 | OEV-203 | OLYMPUS AMERICA INC | 2530
CHRISTIANA |  | HOSPITAL-CH | 0 | A901245 | DE |  |  |  | Video Systems; Endoscopic | 28967 | OEV-203 | OLYMPUS AMERICA INC | 1500
CHRISTIANA |  | HOSPITAL-WH | 0 | NONE | DE |  |  |  | Light Sources | 24821 | 52-1147 | PILLING CO | 2000
CHRISTIANA |  | MAP II | 0 | V429358 | DE |  |  |  | Sterilizing Units; Steam; Tabletop | 41213 | M7 SPEEDCLAVE | MIDMARK CORP | 0
CHRISTIANA |  | Middletown Care Center(Sleepy Hollow) | 0 | V143699 | DE |  |  |  | Sterilizing Units; Steam; Tabletop | 39671 | M7 SPEEDCLAVE | MIDMARK CORP | 0
CHRISTIANA |  | Quillen Building | 0 | smv | DE |  | 2013-06-23 20:00 |  | Cameras; Gamma | 47669 | D5702483 Camera Gamma | SMV AMERICA | 85000
CHRISTIANA |  | HOSPITAL-WH | 0 | 240-1024 | DE |  |  |  | X-Ray Film Mounts; Dental | 13842 | ACU | DUPONT MEDICAL PRODUCTS DIAGNOSTIC IMAGING DIV | 3000
CHRISTIANA |  | HOSPITAL-WH | 0 | 240-1020 | DE |  |  |  | X-Ray Film Mounts; Dental | 13843 | ACU | DUPONT MEDICAL PRODUCTS DIAGNOSTIC IMAGING DIV | 3000
CHRISTIANA |  | HOSPITAL-WH | 0 | NONE | DE |  |  |  | X-Ray Film Processors; Automatic | BI-209 | QX-70 | KONICA MEDICAL IMAGING INC | 5000
CHRISTIANA |  | New Castle Center | 0 | NONE | DE |  |  |  | X-Ray Film Processors; Automatic | BI-120 | QX-70 | KONICA MEDICAL IMAGING INC | 5000
CHRISTIANA |  | HOSPITAL-CH | 0 | 11082074&11082077 | DE |  |  |  | Lights; Surgical; Ceiling-Mounted | LD1ORLIGHT | Aurora II AUR 5 | Skytron Div The KMW Group | 25000
CHRISTIANA |  | HOSPITAL-WH | 0 | 3667880 | DE |  |  |  | Infusion Pumps; General-Purpose | 33830 | 7130B | ALARIS MEDICAL SYSTEMS INC SUB CARDINAL HEALTH INC | 1435.5
CHRISTIANA |  | HOSPITAL-CH | 0 | 4125227 | DE |  |  |  | Infusion Pumps; General-Purpose | 36178 | 7130B | ALARIS MEDICAL SYSTEMS INC SUB CARDINAL HEALTH INC | 1795
CHRISTIANA |  | HOSPITAL-CH | 0 | 4124929 | DE |  |  |  | Infusion Pumps; General-Purpose | 36180 | 7130B | ALARIS MEDICAL SYSTEMS INC SUB CARDINAL HEALTH INC | 1795
CHRISTIANA |  | HOSPITAL-CH | 0 | 3663824 | DE |  |  |  | Infusion Pumps; General-Purpose | 32948 | 7130B | ALARIS MEDICAL SYSTEMS INC SUB CARDINAL HEALTH INC | 1435.5
CHRISTIANA |  | HOSPITAL-CH | 0 | 3663728 | DE |  |  |  | Infusion Pumps; General-Purpose | 32950 | 7130B | ALARIS MEDICAL SYSTEMS INC SUB CARDINAL HEALTH INC | 1435.5
CHRISTIANA |  | HOSPITAL-WH | 0 | 3666955 | DE |  |  |  | Infusion Pumps; General-Purpose | 32490 | 7130B | ALARIS MEDICAL SYSTEMS INC SUB CARDINAL HEALTH INC | 1435.5
CHRISTIANA |  | HOSPITAL-CH | 0 | 3663730 | DE |  |  |  | Infusion Pumps; General-Purpose | 34186 | 7130B | ALARIS MEDICAL SYSTEMS INC SUB CARDINAL HEALTH INC | 1435.5
CHRISTIANA |  | HOSPITAL-WH | 0 | 3663939 | DE |  |  |  | Infusion Pumps; General-Purpose | 34188 | 7130B | ALARIS MEDICAL SYSTEMS INC SUB CARDINAL HEALTH INC | 1435.5
CHRISTIANA |  | HOSPITAL-WH | 0 | 9893806 | DE |  |  |  | Infusion Pumps; General-Purpose | 37089 | 7130B | ALARIS MEDICAL SYSTEMS INC SUB CARDINAL HEALTH INC | 1795
CHRISTIANA |  | HOSPITAL-WH | 0 | 9893800 | DE |  |  |  | Infusion Pumps; General-Purpose | 37091 | 7130B | ALARIS MEDICAL SYSTEMS INC SUB CARDINAL HEALTH INC | 1795
CHRISTIANA |  | HOSPITAL-WH | 0 | 3633442 | DE |  |  |  | Infusion Pumps; General-Purpose | 33869 | 7130B | ALARIS MEDICAL SYSTEMS INC SUB CARDINAL HEALTH INC | 1435.5
CHRISTIANA |  | HOSPITAL-CH | 0 | 3666983 | DE |  |  |  | Infusion Pumps; General-Purpose | 32860 | 7130B | ALARIS MEDICAL SYSTEMS INC SUB CARDINAL HEALTH INC | 1435.5
CHRISTIANA |  | HOSPITAL-CH | 0 | 3666951 | DE |  |  |  | Infusion Pumps; General-Purpose | 32862 | 7130B | ALARIS MEDICAL SYSTEMS INC SUB CARDINAL HEALTH INC | 1435.5
CHRISTIANA |  | HOSPITAL-CH | 0 | 3663905 | DE |  |  |  | Infusion Pumps; General-Purpose | 32507 | 7130B | ALARIS MEDICAL SYSTEMS INC SUB CARDINAL HEALTH INC | 1435.5
CHRISTIANA |  | HOSPITAL-CH | 0 | 3663765 | DE |  |  |  | Infusion Pumps; General-Purpose | 33026 | 7130B | ALARIS MEDICAL SYSTEMS INC SUB CARDINAL HEALTH INC | 1435.5
CHRISTIANA |  | HOSPITAL-CH | 0 | 3663816 | DE |  |  |  | Infusion Pumps; General-Purpose | 33028 | 7130B | ALARIS MEDICAL SYSTEMS INC SUB CARDINAL HEALTH INC | 1435.5
CHRISTIANA |  | HOSPITAL-CH | 0 | 3666126 | DE |  |  |  | Infusion Pumps; General-Purpose | 34047 | 7130B | ALARIS MEDICAL SYSTEMS INC SUB CARDINAL HEALTH INC | 1435.5
CHRISTIANA |  | HOSPITAL-CH | 0 | 3666047 | DE |  |  |  | Infusion Pumps; General-Purpose | 34049 | 7130B | ALARIS MEDICAL SYSTEMS INC SUB CARDINAL HEALTH INC | 1435.5
CHRISTIANA |  | HOSPITAL-CH | 0 | 3666106 | DE |  |  |  | Infusion Pumps; General-Purpose | 34051 | 7130B | ALARIS MEDICAL SYSTEMS INC SUB CARDINAL HEALTH INC | 1435.5
CHRISTIANA |  | HOSPITAL-CH | 0 | 3663937 | DE |  |  |  | Infusion Pumps; General-Purpose | 34071 | 7130B | ALARIS MEDICAL SYSTEMS INC SUB CARDINAL HEALTH INC | 1435.5
CHRISTIANA |  | HOSPITAL-CH | 0 | 3663829 | DE |  |  |  | Infusion Pumps; General-Purpose | 34077 | 7130B | ALARIS MEDICAL SYSTEMS INC SUB CARDINAL HEALTH INC | 1435.5
CHRISTIANA |  | HOSPITAL-CH | 0 | 3667401 | DE |  |  |  | Infusion Pumps; General-Purpose | 33073 | 7130B | ALARIS MEDICAL SYSTEMS INC SUB CARDINAL HEALTH INC | 1435.5
CHRISTIANA |  | HOSPITAL-CH | 0 | 3663991 | DE |  |  |  | Infusion Pumps; General-Purpose | 32821 | 7130B | ALARIS MEDICAL SYSTEMS INC SUB CARDINAL HEALTH INC | 1435.5
CHRISTIANA |  | HOSPITAL-WH | 0 | 3667844 | DE |  |  |  | Infusion Pumps; General-Purpose | 33845 | 7130B | ALARIS MEDICAL SYSTEMS INC SUB CARDINAL HEALTH INC | 1435.5
CHRISTIANA |  | HOSPITAL-WH | 0 | 3667358 | DE |  |  |  | Infusion Pumps; General-Purpose | 33906 | 7130B | ALARIS MEDICAL SYSTEMS INC SUB CARDINAL HEALTH INC | 1435.5
CHRISTIANA |  | HOSPITAL-CH | 0 | 3663742 | DE |  |  |  | Infusion Pumps; General-Purpose | 32806 | 7130B | ALARIS MEDICAL SYSTEMS INC SUB CARDINAL HEALTH INC | 1435.5
CHRISTIANA |  | HOSPITAL-WH | 0 | 3654921 | DE |  |  |  | Infusion Pumps; General-Purpose | 33868 | 7130B | ALARIS MEDICAL SYSTEMS INC SUB CARDINAL HEALTH INC | 1435.5
CHRISTIANA |  | HOSPITAL-WH | 0 | 3654736 | DE |  |  |  | Infusion Pumps; General-Purpose | 33866 | 7130B | ALARIS MEDICAL SYSTEMS INC SUB CARDINAL HEALTH INC | 1435.5
CHRISTIANA |  | HOSPITAL-CH | 0 | 3666968 | DE |  |  |  | Infusion Pumps; General-Purpose | 32930 | 7130B | ALARIS MEDICAL SYSTEMS INC SUB CARDINAL HEALTH INC | 1435.5
CHRISTIANA |  | HOSPITAL-CH | 0 | 3666121 | DE |  |  |  | Infusion Pumps; General-Purpose | 33001 | 7130B | ALARIS MEDICAL SYSTEMS INC SUB CARDINAL HEALTH INC | 1435.5
CHRISTIANA |  | HOSPITAL-CH | 0 | 3666211 | DE |  |  |  | Infusion Pumps; General-Purpose | 33003 | 7130B | ALARIS MEDICAL SYSTEMS INC SUB CARDINAL HEALTH INC | 1435.5
CHRISTIANA |  | HOSPITAL-CH | 0 | 3667014 | DE |  |  |  | Infusion Pumps; General-Purpose | 33136 | 7130B | ALARIS MEDICAL SYSTEMS INC SUB CARDINAL HEALTH INC | 1435
CHRISTIANA |  | HOSPITAL-CH | 0 | 3666155 | DE |  |  |  | Infusion Pumps; General-Purpose | 32655 | 7130B | ALARIS MEDICAL SYSTEMS INC SUB CARDINAL HEALTH INC | 1435.5
CHRISTIANA |  | HOSPITAL-CH | 0 | 3666143 | DE |  |  |  | Infusion Pumps; General-Purpose | 32649 | 7130B | ALARIS MEDICAL SYSTEMS INC SUB CARDINAL HEALTH INC | 1435.5
CHRISTIANA |  | HOSPITAL-CH | 0 | 3663796 | DE |  |  |  | Infusion Pumps; General-Purpose | 32505 | 7130B | ALARIS MEDICAL SYSTEMS INC SUB CARDINAL HEALTH INC | 1435.5
CHRISTIANA |  | HOSPITAL-CH | 0 | 3666238 | DE |  |  |  | Infusion Pumps; General-Purpose | 32675 | 7130B | ALARIS MEDICAL SYSTEMS INC SUB CARDINAL HEALTH INC | 1435.5
CHRISTIANA |  | HOSPITAL-WH | 0 | 3633372 | DE |  |  |  | Infusion Pumps; General-Purpose | 33852 | 7130B | ALARIS MEDICAL SYSTEMS INC SUB CARDINAL HEALTH INC | 1435.5
CHRISTIANA |  | HOSPITAL-CH | 0 | 3667432 | DE |  |  |  | Infusion Pumps; General-Purpose | 33987 | 7130B | ALARIS MEDICAL SYSTEMS INC SUB CARDINAL HEALTH INC | 1435.5
CHRISTIANA |  | HOSPITAL-CH | 0 | 4124995 | DE |  |  |  | Infusion Pumps; General-Purpose | 36179 | 7130B | ALARIS MEDICAL SYSTEMS INC SUB CARDINAL HEALTH INC | 1795
CHRISTIANA |  | HOSPITAL-CH | 0 | 3663882 | DE |  |  |  | Infusion Pumps; General-Purpose | 32949 | 7130B | ALARIS MEDICAL SYSTEMS INC SUB CARDINAL HEALTH INC | 1435.5
CHRISTIANA |  | HOSPITAL-CH | 0 | 3654637 | DE |  |  |  | Infusion Pumps; General-Purpose | 32972 | 7130B | ALARIS MEDICAL SYSTEMS INC SUB CARDINAL HEALTH INC | 1435.5
CHRISTIANA |  | HOSPITAL-WH | 0 | 3667905 | DE |  |  |  | Infusion Pumps; General-Purpose | 33846 | 7130B | ALARIS MEDICAL SYSTEMS INC SUB CARDINAL HEALTH INC | 1435.5
CHRISTIANA |  | HOSPITAL-CH | 0 | 3666120 | DE |  |  |  | Infusion Pumps; General-Purpose | 34185 | 7130B | ALARIS MEDICAL SYSTEMS INC SUB CARDINAL HEALTH INC | 1435.5
CHRISTIANA |  | HOSPITAL-CH | 0 | 3666124 | DE |  |  |  | Infusion Pumps; General-Purpose | 34187 | 7130B | ALARIS MEDICAL SYSTEMS INC SUB CARDINAL HEALTH INC | 1435.5
CHRISTIANA |  | HOSPITAL-WH | 0 | 9893804 | DE |  |  |  | Infusion Pumps; General-Purpose | 37088 | 7130B | ALARIS MEDICAL SYSTEMS INC SUB CARDINAL HEALTH INC | 1795
CHRISTIANA |  | HOSPITAL-WH | 0 | 9891030 | DE |  |  |  | Infusion Pumps; General-Purpose | 37090 | 7130B | ALARIS MEDICAL SYSTEMS INC SUB CARDINAL HEALTH INC | 1795
CHRISTIANA |  | HOSPITAL-WH | 0 | 3667343 | DE |  |  |  | Infusion Pumps; General-Purpose | 33947 | 7130B | ALARIS MEDICAL SYSTEMS INC SUB CARDINAL HEALTH INC | 1435.5
CHRISTIANA |  | HOSPITAL-WH | 0 | 3641408 | DE |  |  |  | Infusion Pumps; General-Purpose | 33870 | 7130B | ALARIS MEDICAL SYSTEMS INC SUB CARDINAL HEALTH INC | 1435.5
CHRISTIANA |  | HOSPITAL-CH | 0 | 3666901 | DE |  |  |  | Infusion Pumps; General-Purpose | 32861 | 7130B | ALARIS MEDICAL SYSTEMS INC SUB CARDINAL HEALTH INC | 1435.5
CHRISTIANA |  | HOSPITAL-CH | 0 | 3663982 | DE |  |  |  | Infusion Pumps; General-Purpose | 32863 | 7130B | ALARIS MEDICAL SYSTEMS INC SUB CARDINAL HEALTH INC | 1435.5
CHRISTIANA |  | HOSPITAL-CH | 0 | 3666153 | DE |  |  |  | Infusion Pumps; General-Purpose | 32777 | 7130B | ALARIS MEDICAL SYSTEMS INC SUB CARDINAL HEALTH INC | 1435.5
CHRISTIANA |  | HOSPITAL-CH | 0 | 3667041 | DE |  |  |  | Infusion Pumps; General-Purpose | 32458 | 7130B | ALARIS MEDICAL SYSTEMS INC SUB CARDINAL HEALTH INC | 1435.5
CHRISTIANA |  | HOSPITAL-CH | 0 | 3666188 | DE |  |  |  | Infusion Pumps; General-Purpose | 33027 | 7130B | ALARIS MEDICAL SYSTEMS INC SUB CARDINAL HEALTH INC | 1435.5
CHRISTIANA |  | HOSPITAL-CH | 0 | 3666066 | DE |  |  |  | Infusion Pumps; General-Purpose | 34048 | 7130B | ALARIS MEDICAL SYSTEMS INC SUB CARDINAL HEALTH INC | 1435.5
CHRISTIANA |  | HOSPITAL-CH | 0 | 3666166 | DE |  |  |  | Infusion Pumps; General-Purpose | 34050 | 7130B | ALARIS MEDICAL SYSTEMS INC SUB CARDINAL HEALTH INC | 1435.5
CHRISTIANA |  | HOSPITAL-CH | 0 | 3666229 | DE |  |  |  | Infusion Pumps; General-Purpose | 34076 | 7130B | ALARIS MEDICAL SYSTEMS INC SUB CARDINAL HEALTH INC | 1435.5
CHRISTIANA |  | HOSPITAL-CH | 0 | 3666146 | DE |  |  |  | Infusion Pumps; General-Purpose | 34078 | 7130B | ALARIS MEDICAL SYSTEMS INC SUB CARDINAL HEALTH INC | 1435.5
CHRISTIANA |  | HOSPITAL-CH | 0 | 3667386 | DE |  |  |  | Infusion Pumps; General-Purpose | 33088 | 7130B | ALARIS MEDICAL SYSTEMS INC SUB CARDINAL HEALTH INC | 1435.5
CHRISTIANA |  | HOSPITAL-WH | 0 | 3667404 | DE |  |  |  | Infusion Pumps; General-Purpose | 33994 | 7130B | ALARIS MEDICAL SYSTEMS INC SUB CARDINAL HEALTH INC | 1435.5
CHRISTIANA |  | HOSPITAL-CH | 0 | 3654875 | DE |  |  |  | Infusion Pumps; General-Purpose | 33893 | 7130B | ALARIS MEDICAL SYSTEMS INC SUB CARDINAL HEALTH INC | 1435.5
CHRISTIANA |  | HOSPITAL-WH | 0 | 3667408 | DE |  |  |  | Infusion Pumps; General-Purpose | 33844 | 7130B | ALARIS MEDICAL SYSTEMS INC SUB CARDINAL HEALTH INC | 1435.5
CHRISTIANA |  | HOSPITAL-WH | 0 | 3619952 | DE |  |  |  | Infusion Pumps; General-Purpose | 33867 | 7130B | ALARIS MEDICAL SYSTEMS INC SUB CARDINAL HEALTH INC | 1435.5
CHRISTIANA |  | HOSPITAL-CH | 0 | 3663793 | DE |  |  |  | Infusion Pumps; General-Purpose | 32929 | 7130B | ALARIS MEDICAL SYSTEMS INC SUB CARDINAL HEALTH INC | 1435.5
CHRISTIANA |  | HOSPITAL-CH | 0 | 3663840 | DE |  |  |  | Infusion Pumps; General-Purpose | 32931 | 7130B | ALARIS MEDICAL SYSTEMS INC SUB CARDINAL HEALTH INC | 1435.5
CHRISTIANA |  | HOSPITAL-WH | 0 | 3666102 | DE |  |  |  | Infusion Pumps; General-Purpose | 33002 | 7130B | ALARIS MEDICAL SYSTEMS INC SUB CARDINAL HEALTH INC | 1435.5
CHRISTIANA |  | HOSPITAL-CH | 0 | 3666140 | DE |  |  |  | Infusion Pumps; General-Purpose | 33004 | 7130B | ALARIS MEDICAL SYSTEMS INC SUB CARDINAL HEALTH INC | 1435.5
CHRISTIANA |  | HOSPITAL-CH | 0 | 3667265 | DE |  |  |  | Infusion Pumps; General-Purpose | 33137 | 7130B | ALARIS MEDICAL SYSTEMS INC SUB CARDINAL HEALTH INC | 1435
CHRISTIANA |  | HOSPITAL-CH | 0 | 3666931 | DE |  |  |  | Infusion Pumps; General-Purpose | 32653 | 7130B | ALARIS MEDICAL SYSTEMS INC SUB CARDINAL HEALTH INC | 1435.5
CHRISTIANA |  | HOSPITAL-WH | 0 | 3667294 | DE |  |  |  | Infusion Pumps; General-Purpose | 33752 | 7130B | ALARIS MEDICAL SYSTEMS INC SUB CARDINAL HEALTH INC | 1435.5
CHRISTIANA |  | HOSPITAL-WH | 0 | 3633352 | DE |  |  |  | Infusion Pumps; General-Purpose | 33853 | 7130B | ALARIS MEDICAL SYSTEMS INC SUB CARDINAL HEALTH INC | 1435.5
CHRISTIANA |  | HOSPITAL-CH | 0 | 3667031 | DE |  |  |  | Infusion Pumps; General-Purpose | 32615 | 7130B | ALARIS MEDICAL SYSTEMS INC SUB CARDINAL HEALTH INC | 1435.5
CHRISTIANA |  | HOSPITAL-CH | 0 | 3666232 | DE |  |  |  | Infusion Pumps; General-Purpose | 32828 | 7130B | ALARIS MEDICAL SYSTEMS INC SUB CARDINAL HEALTH INC | 1435.5
CHRISTIANA |  | HOSPITAL-WH | 0 | 3667940 | DE |  |  |  | Infusion Pumps; General-Purpose | 33832 | 7130B | ALARIS MEDICAL SYSTEMS INC SUB CARDINAL HEALTH INC | 1435.5
CHRISTIANA |  | CANCER CENTER | 0 | 3667330 | DE |  |  |  | Infusion Pumps; General-Purpose | 33834 | 7130B | ALARIS MEDICAL SYSTEMS INC SUB CARDINAL HEALTH INC | 1435.5
CHRISTIANA |  | HOSPITAL-CH | 0 | 4127732 | DE |  |  |  | Infusion Pumps; General-Purpose | 36296 | 7130B | ALARIS MEDICAL SYSTEMS INC SUB CARDINAL HEALTH INC | 1795
CHRISTIANA |  | HOSPITAL-CH | 0 | 3666209 | DE |  |  |  | Infusion Pumps; General-Purpose | 32973 | 7130B | ALARIS MEDICAL SYSTEMS INC SUB CARDINAL HEALTH INC | 1435.5
CHRISTIANA |  | HOSPITAL-CH | 0 | 3666129 | DE |  |  |  | Infusion Pumps; General-Purpose | 32975 | 7130B | ALARIS MEDICAL SYSTEMS INC SUB CARDINAL HEALTH INC | 1435.5
CHRISTIANA |  | HOSPITAL-CH | 0 | 3663941 | DE |  |  |  | Infusion Pumps; General-Purpose | 32817 | 7130B | ALARIS MEDICAL SYSTEMS INC SUB CARDINAL HEALTH INC | 1435.5
CHRISTIANA |  | HOSPITAL-WH | 0 | 3667301 | DE |  |  |  | Infusion Pumps; General-Purpose | 33910 | 7130B | ALARIS MEDICAL SYSTEMS INC SUB CARDINAL HEALTH INC | 1435.5
CHRISTIANA |  | HOSPITAL-CH | 0 | 3663825 | DE |  |  |  | Infusion Pumps; General-Purpose | 32864 | 7130B | ALARIS MEDICAL SYSTEMS INC SUB CARDINAL HEALTH INC | 1435.5
CHRISTIANA |  | HOSPITAL-CH | 0 | 3663915 | DE |  |  |  | Infusion Pumps; General-Purpose | 32866 | 7130B | ALARIS MEDICAL SYSTEMS INC SUB CARDINAL HEALTH INC | 1435.5
CHRISTIANA |  | HOSPITAL-CH | 0 | 3666164 | DE |  |  |  | Infusion Pumps; General-Purpose | 34208 | 7130B | ALARIS MEDICAL SYSTEMS INC SUB CARDINAL HEALTH INC | 1435.5
CHRISTIANA |  | HOSPITAL-CH | 0 | 3666109 | DE |  |  |  | Infusion Pumps; General-Purpose | 34210 | 7130B | ALARIS MEDICAL SYSTEMS INC SUB CARDINAL HEALTH INC | 1435.5
CHRISTIANA |  | HOSPITAL-WH | 0 | 3667402 | DE |  |  |  | Infusion Pumps; General-Purpose | 33921 | 7130B | ALARIS MEDICAL SYSTEMS INC SUB CARDINAL HEALTH INC | 1435.5
CHRISTIANA |  | HOSPITAL-CH | 0 | 3666122 | DE |  |  |  | Infusion Pumps; General-Purpose | 32749 | 7130B | ALARIS MEDICAL SYSTEMS INC SUB CARDINAL HEALTH INC | 1435.5
CHRISTIANA |  | HOSPITAL-WH | 0 | 3667318 | DE |  |  |  | Infusion Pumps; General-Purpose | 33983 | 7130B | ALARIS MEDICAL SYSTEMS INC SUB CARDINAL HEALTH INC | 1435.5
CHRISTIANA |  | HOSPITAL-CH | 0 | 3663950 | DE |  |  |  | Infusion Pumps; General-Purpose | 32751 | 7130B | ALARIS MEDICAL SYSTEMS INC SUB CARDINAL HEALTH INC | 1435.5
CHRISTIANA |  | HOSPITAL-CH | 0 | 3663775 | DE |  |  |  | Infusion Pumps; General-Purpose | 33030 | 7130B | ALARIS MEDICAL SYSTEMS INC SUB CARDINAL HEALTH INC | 1435.5
CHRISTIANA |  | HOSPITAL-CH | 0 | 3663748 | DE |  |  |  | Infusion Pumps; General-Purpose | 33032 | 7130B | ALARIS MEDICAL SYSTEMS INC SUB CARDINAL HEALTH INC | 1435.5
CHRISTIANA |  | HOSPITAL-CH | 0 | 3666050 | DE |  |  |  | Infusion Pumps; General-Purpose | 34053 | 7130B | ALARIS MEDICAL SYSTEMS INC SUB CARDINAL HEALTH INC | 1435.5
CHRISTIANA |  | HOSPITAL-CH | 0 | 3666147 | DE |  |  |  | Infusion Pumps; General-Purpose | 34055 | 7130B | ALARIS MEDICAL SYSTEMS INC SUB CARDINAL HEALTH INC | 1435.5
CHRISTIANA |  | HOSPITAL-CH | 0 | 3667296 | DE |  |  |  | Infusion Pumps; General-Purpose | 33235 | 7130B | ALARIS MEDICAL SYSTEMS INC SUB CARDINAL HEALTH INC | 1435.5
CHRISTIANA |  | HOSPITAL-CH | 0 | 3663899 | DE |  |  |  | Infusion Pumps; General-Purpose | 32922 | 7130B | ALARIS MEDICAL SYSTEMS INC SUB CARDINAL HEALTH INC | 1435.5
CHRISTIANA |  | HOSPITAL-WH | 0 | 3653128 | DE |  |  |  | Infusion Pumps; General-Purpose | 33854 | 7130B | ALARIS MEDICAL SYSTEMS INC SUB CARDINAL HEALTH INC | 1435.5
CHRISTIANA |  | HOSPITAL-WH | 0 | 3634490 | DE |  |  |  | Infusion Pumps; General-Purpose | 33862 | 7130B | ALARIS MEDICAL SYSTEMS INC SUB CARDINAL HEALTH INC | 1435.5
CHRISTIANA |  | HOSPITAL-CH | 0 | 3663883 | DE |  |  |  | Infusion Pumps; General-Purpose | 32932 | 7130B | ALARIS MEDICAL SYSTEMS INC SUB CARDINAL HEALTH INC | 1435.5
CHRISTIANA |  | HOSPITAL-CH | 0 | 3663869 | DE |  |  |  | Infusion Pumps; General-Purpose | 32934 | 7130B | ALARIS MEDICAL SYSTEMS INC SUB CARDINAL HEALTH INC | 1435.5
CHRISTIANA |  | HOSPITAL-CH | 0 | 3663839 | DE |  |  |  | Infusion Pumps; General-Purpose | 32935 | 7130B | ALARIS MEDICAL SYSTEMS INC SUB CARDINAL HEALTH INC | 1435.5
CHRISTIANA |  | HOSPITAL-CH | 0 | 4124924 | DE |  |  |  | Infusion Pumps; General-Purpose | 36212 | 7130B | ALARIS MEDICAL SYSTEMS INC SUB CARDINAL HEALTH INC | 1795
CHRISTIANA |  | HOSPITAL-CH | 0 | 3666191 | DE |  |  |  | Infusion Pumps; General-Purpose | 33005 | 7130B | ALARIS MEDICAL SYSTEMS INC SUB CARDINAL HEALTH INC | 1435.5
CHRISTIANA |  | HOSPITAL-CH | 0 | 3666207 | DE |  |  |  | Infusion Pumps; General-Purpose | 33007 | 7130B | ALARIS MEDICAL SYSTEMS INC SUB CARDINAL HEALTH INC | 1435.5
CHRISTIANA |  | HOSPITAL-WH | 0 | 3666110 | DE |  |  |  | Infusion Pumps; General-Purpose | 34021 | 7130B | ALARIS MEDICAL SYSTEMS INC SUB CARDINAL HEALTH INC | 1435.5
CHRISTIANA |  | HOSPITAL-CH | 0 | 3663872 | DE |  |  |  | Infusion Pumps; General-Purpose | 33045 | 7130B | ALARIS MEDICAL SYSTEMS INC SUB CARDINAL HEALTH INC | 1435.5
CHRISTIANA |  | HOSPITAL-CH | 0 | 3664014 | DE |  |  |  | Infusion Pumps; General-Purpose | 32842 | 7130B | ALARIS MEDICAL SYSTEMS INC SUB CARDINAL HEALTH INC | 1435.5
CHRISTIANA |  | HOSPITAL-CH | 0 | 3666204 | DE |  |  |  | Infusion Pumps; General-Purpose | 32680 | 7130B | ALARIS MEDICAL SYSTEMS INC SUB CARDINAL HEALTH INC | 1435.5
CHRISTIANA |  | HOSPITAL-CH | 0 | 3667068 | DE |  |  |  | Infusion Pumps; General-Purpose | 32686 | 7130B | ALARIS MEDICAL SYSTEMS INC SUB CARDINAL HEALTH INC | 1435.5
CHRISTIANA |  | HOSPITAL-CH | 0 | 3663907 | DE |  |  |  | Infusion Pumps; General-Purpose | 32747 | 7130B | ALARIS MEDICAL SYSTEMS INC SUB CARDINAL HEALTH INC | 1435.5
CHRISTIANA |  | HOSPITAL-WH | 0 | 3667439 | DE |  |  |  | Infusion Pumps; General-Purpose | 33780 | 7130B | ALARIS MEDICAL SYSTEMS INC SUB CARDINAL HEALTH INC | 1435.5
CHRISTIANA |  | HOSPITAL-CH | 0 | 3663918 | DE |  |  |  | Infusion Pumps; General-Purpose | 32619 | 7130B | ALARIS MEDICAL SYSTEMS INC SUB CARDINAL HEALTH INC | 1435.5
CHRISTIANA |  | HOSPITAL-CH | 0 | 3666956 | DE |  |  |  | Infusion Pumps; General-Purpose | 32456 | 7130B | ALARIS MEDICAL SYSTEMS INC SUB CARDINAL HEALTH INC | 1435.5
CHRISTIANA |  | HOSPITAL-WH | 0 | 3667867 | DE |  |  |  | Infusion Pumps; General-Purpose | 33831 | 7130B | ALARIS MEDICAL SYSTEMS INC SUB CARDINAL HEALTH INC | 1435.5
CHRISTIANA |  | HOSPITAL-WH | 0 | 3667841 | DE |  |  |  | Infusion Pumps; General-Purpose | 33833 | 7130B | ALARIS MEDICAL SYSTEMS INC SUB CARDINAL HEALTH INC | 1435.5
CHRISTIANA |  | HOSPITAL-CH | 0 | 4124896 | DE |  |  |  | Infusion Pumps; General-Purpose | 36181 | 7130B | ALARIS MEDICAL SYSTEMS INC SUB CARDINAL HEALTH INC | 1795
CHRISTIANA |  | HOSPITAL-CH | 0 | 4124950 | DE |  |  |  | Infusion Pumps; General-Purpose | 36182 | 7130B | ALARIS MEDICAL SYSTEMS INC SUB CARDINAL HEALTH INC | 1795
CHRISTIANA |  | HOSPITAL-CH | 0 | 3666221 | DE |  |  |  | Infusion Pumps; General-Purpose | 32974 | 7130B | ALARIS MEDICAL SYSTEMS INC SUB CARDINAL HEALTH INC | 1435.5
CHRISTIANA |  | HOSPITAL-CH | 0 | 3666185 | DE |  |  |  | Infusion Pumps; General-Purpose | 32976 | 7130B | ALARIS MEDICAL SYSTEMS INC SUB CARDINAL HEALTH INC | 1435.5
CHRISTIANA |  | HOSPITAL-WH | 0 | 3667052 | DE |  |  |  | Infusion Pumps; General-Purpose | 33990 | 7130B | ALARIS MEDICAL SYSTEMS INC SUB CARDINAL HEALTH INC | 1435.5
CHRISTIANA |  | HOSPITAL-CH | 0 | 3663973 | DE |  |  |  | Infusion Pumps; General-Purpose | 32803 | 7130B | ALARIS MEDICAL SYSTEMS INC SUB CARDINAL HEALTH INC | 1435.5
CHRISTIANA |  | HOSPITAL-CH | 0 | 3666937 | DE |  |  |  | Infusion Pumps; General-Purpose | 32865 | 7130B | ALARIS MEDICAL SYSTEMS INC SUB CARDINAL HEALTH INC | 1435.5
CHRISTIANA |  | HOSPITAL-CH | 0 | 3663835 | DE |  |  |  | Infusion Pumps; General-Purpose | 34207 | 7130B | ALARIS MEDICAL SYSTEMS INC SUB CARDINAL HEALTH INC | 1435.5
CHRISTIANA |  | HOSPITAL-CH | 0 | 3666173 | DE |  |  |  | Infusion Pumps; General-Purpose | 34209 | 7130B | ALARIS MEDICAL SYSTEMS INC SUB CARDINAL HEALTH INC | 1435.5
CHRISTIANA |  | HOSPITAL-CH | 0 | 9900467 | DE |  |  |  | Infusion Pumps; General-Purpose | 37179 | 7130B | ALARIS MEDICAL SYSTEMS INC SUB CARDINAL HEALTH INC | 1795
CHRISTIANA |  | HOSPITAL-CH | 0 | 3663777 | DE |  |  |  | Infusion Pumps; General-Purpose | 33029 | 7130B | ALARIS MEDICAL SYSTEMS INC SUB CARDINAL HEALTH INC | 1435.5
CHRISTIANA |  | HOSPITAL-CH | 0 | 3663812 | DE |  |  |  | Infusion Pumps; General-Purpose | 33031 | 7130B | ALARIS MEDICAL SYSTEMS INC SUB CARDINAL HEALTH INC | 1435.5
CHRISTIANA |  | HOSPITAL-CH | 0 | 3666130 | DE |  |  |  | Infusion Pumps; General-Purpose | 34052 | 7130B | ALARIS MEDICAL SYSTEMS INC SUB CARDINAL HEALTH INC | 1435.5
CHRISTIANA |  | HOSPITAL-CH | 0 | 3666091 | DE |  |  |  | Infusion Pumps; General-Purpose | 34032 | 7130B | ALARIS MEDICAL SYSTEMS INC SUB CARDINAL HEALTH INC | 1435.5
CHRISTIANA |  | HOSPITAL-CH | 0 | 3667021 | DE |  |  |  | Infusion Pumps; General-Purpose | 33234 | 7130B | ALARIS MEDICAL SYSTEMS INC SUB CARDINAL HEALTH INC | 1435.5
CHRISTIANA |  | HOSPITAL-CH | 0 | 3667081 | DE |  |  |  | Infusion Pumps; General-Purpose | 33233 | 7130B | ALARIS MEDICAL SYSTEMS INC SUB CARDINAL HEALTH INC | 1435.5
CHRISTIANA |  | HOSPITAL-WH | 0 | 3667048 | DE |  |  |  | Infusion Pumps; General-Purpose | 33795 | 7130B | ALARIS MEDICAL SYSTEMS INC SUB CARDINAL HEALTH INC | 1435.5
CHRISTIANA |  | HOSPITAL-CH | 0 | 3663878 | DE |  |  |  | Infusion Pumps; General-Purpose | 32921 | 7130B | ALARIS MEDICAL SYSTEMS INC SUB CARDINAL HEALTH INC | 1435.5
CHRISTIANA |  | HOSPITAL-CH | 0 | 3666925 | DE |  |  |  | Infusion Pumps; General-Purpose | 32923 | 7130B | ALARIS MEDICAL SYSTEMS INC SUB CARDINAL HEALTH INC | 1435.5
CHRISTIANA |  | HOSPITAL-WH | 0 | 3664021 | DE |  |  |  | Infusion Pumps; General-Purpose | 32494 | 7130B | ALARIS MEDICAL SYSTEMS INC SUB CARDINAL HEALTH INC | 1435.5
CHRISTIANA |  | HOSPITAL-WH | 0 | 3667410 | DE |  |  |  | Infusion Pumps; General-Purpose | 33943 | 7130B | ALARIS MEDICAL SYSTEMS INC SUB CARDINAL HEALTH INC | 1435.5
CHRISTIANA |  | HOSPITAL-WH | 0 | 3654733 | DE |  |  |  | Infusion Pumps; General-Purpose | 33865 | 7130B | ALARIS MEDICAL SYSTEMS INC SUB CARDINAL HEALTH INC | 1435.5
CHRISTIANA |  | HOSPITAL-WH | 0 | 3634420 | DE |  |  |  | Infusion Pumps; General-Purpose | 33858 | 7130B | ALARIS MEDICAL SYSTEMS INC SUB CARDINAL HEALTH INC | 1435.5
CHRISTIANA |  | HOSPITAL-CH | 0 | 3663895 | DE |  |  |  | Infusion Pumps; General-Purpose | 32933 | 7130B | ALARIS MEDICAL SYSTEMS INC SUB CARDINAL HEALTH INC | 1435.5
CHRISTIANA |  | HOSPITAL-CH | 0 | 3666196 | DE |  |  |  | Infusion Pumps; General-Purpose | 33006 | 7130B | ALARIS MEDICAL SYSTEMS INC SUB CARDINAL HEALTH INC | 1435.5
CHRISTIANA |  | HOSPITAL-CH | 0 | 3666208 | DE |  |  |  | Infusion Pumps; General-Purpose | 33008 | 7130B | ALARIS MEDICAL SYSTEMS INC SUB CARDINAL HEALTH INC | 1435.5
CHRISTIANA |  | HOSPITAL-CH | 0 | 3663739 | DE |  |  |  | Infusion Pumps; General-Purpose | 32645 | 7130B | ALARIS MEDICAL SYSTEMS INC SUB CARDINAL HEALTH INC | 1435.5
CHRISTIANA |  | HOSPITAL-CH | 0 | 3663971 | DE |  |  |  | Infusion Pumps; General-Purpose | 34022 | 7130B | ALARIS MEDICAL SYSTEMS INC SUB CARDINAL HEALTH INC | 1435.5
CHRISTIANA |  | HOSPITAL-CH | 0 | 3666216 | DE |  |  |  | Infusion Pumps; General-Purpose | 32676 | 7130B | ALARIS MEDICAL SYSTEMS INC SUB CARDINAL HEALTH INC | 1435.5
CHRISTIANA |  | HOSPITAL-CH | 0 | 3666089 | DE |  |  |  | Infusion Pumps; General-Purpose | 32681 | 7130B | ALARIS MEDICAL SYSTEMS INC SUB CARDINAL HEALTH INC | 1435.5
CHRISTIANA |  | HOSPITAL-CH | 0 | 3666903 | DE |  |  |  | Infusion Pumps; General-Purpose | 32687 | 7130B | ALARIS MEDICAL SYSTEMS INC SUB CARDINAL HEALTH INC | 1435.5
CHRISTIANA |  | HOSPITAL-CH | 0 | 3666225 | DE |  |  |  | Infusion Pumps; General-Purpose | 32977 | 7130B | ALARIS MEDICAL SYSTEMS INC SUB CARDINAL HEALTH INC | 1435.5
CHRISTIANA |  | HOSPITAL-CH | 0 | 3663773 | DE |  |  |  | Infusion Pumps; General-Purpose | 33034 | 7130B | ALARIS MEDICAL SYSTEMS INC SUB CARDINAL HEALTH INC | 1435.5
CHRISTIANA |  | HOSPITAL-CH | 0 | 3663753 | DE |  |  |  | Infusion Pumps; General-Purpose | 33036 | 7130B | ALARIS MEDICAL SYSTEMS INC SUB CARDINAL HEALTH INC | 1435.5
CHRISTIANA |  | HOSPITAL-WH | 0 | 3634461 | DE |  |  |  | Infusion Pumps; General-Purpose | 33875 | 7130B | ALARIS MEDICAL SYSTEMS INC SUB CARDINAL HEALTH INC | 1435.5
CHRISTIANA |  | HOSPITAL-CH | 0 | 3664007 | DE |  |  |  | Infusion Pumps; General-Purpose | 32782 | 7130B | ALARIS MEDICAL SYSTEMS INC SUB CARDINAL HEALTH INC | 1435.5
CHRISTIANA |  | HOSPITAL-CH | 0 | 3700777 | DE |  |  |  | Infusion Pumps; General-Purpose | 32054 | 7130B | ALARIS MEDICAL SYSTEMS INC SUB CARDINAL HEALTH INC | 1615.5
CHRISTIANA |  | HOSPITAL-CH | 0 | 3663997 | DE |  |  |  | Infusion Pumps; General-Purpose | 34212 | 7130B | ALARIS MEDICAL SYSTEMS INC SUB CARDINAL HEALTH INC | 1435.5
CHRISTIANA |  | HOSPITAL-CH | 0 | 3663858 | DE |  |  |  | Infusion Pumps; General-Purpose | 34214 | 7130B | ALARIS MEDICAL SYSTEMS INC SUB CARDINAL HEALTH INC | 1435.5
CHRISTIANA |  | HOSPITAL-WH | 0 | 3667409 | DE |  |  |  | Infusion Pumps; General-Purpose | 33928 | 7130B | ALARIS MEDICAL SYSTEMS INC SUB CARDINAL HEALTH INC | 1435.5
CHRISTIANA |  | HOSPITAL-CH | 0 | 3666938 | DE |  |  |  | Infusion Pumps; General-Purpose | 32838 | 7130B | ALARIS MEDICAL SYSTEMS INC SUB CARDINAL HEALTH INC | 1435.5
CHRISTIANA |  | HOSPITAL-CH | 0 | 9900479 | DE |  |  |  | Infusion Pumps; General-Purpose | 37181 | 7130B | ALARIS MEDICAL SYSTEMS INC SUB CARDINAL HEALTH INC | 1795
CHRISTIANA |  | HOSPITAL-CH | 0 | 3663879 | DE |  |  |  | Infusion Pumps; General-Purpose | 32966 | 7130B | ALARIS MEDICAL SYSTEMS INC SUB CARDINAL HEALTH INC | 1435.5
CHRISTIANA |  | HOSPITAL-CH | 0 | 3663902 | DE |  |  |  | Infusion Pumps; General-Purpose | 32968 | 7130B | ALARIS MEDICAL SYSTEMS INC SUB CARDINAL HEALTH INC | 1435.5
CHRISTIANA |  | HOSPITAL-CH | 0 | 3634524 | DE |  |  |  | Infusion Pumps; General-Purpose | 33885 | 7130B | ALARIS MEDICAL SYSTEMS INC SUB CARDINAL HEALTH INC | 1435.5
CHRISTIANA |  | HOSPITAL-CH | 0 | 3663966 | DE |  |  |  | Infusion Pumps; General-Purpose | 32844 | 7130B | ALARIS MEDICAL SYSTEMS INC SUB CARDINAL HEALTH INC | 1435.5
CHRISTIANA |  | HOSPITAL-WH | 0 | 3667326 | DE |  |  |  | Infusion Pumps; General-Purpose | 33839 | 7130B | ALARIS MEDICAL SYSTEMS INC SUB CARDINAL HEALTH INC | 1435.5
CHRISTIANA |  | HOSPITAL-WH | 0 | 3667273 | DE |  |  |  | Infusion Pumps; General-Purpose | 31907 | 7130B | ALARIS MEDICAL SYSTEMS INC SUB CARDINAL HEALTH INC | 1435.5
CHRISTIANA |  | HOSPITAL-CH | 0 | 3667322 | DE |  |  |  | Infusion Pumps; General-Purpose | 33232 | 7130B | ALARIS MEDICAL SYSTEMS INC SUB CARDINAL HEALTH INC | 1435.5
CHRISTIANA |  | HOSPITAL-CH | 0 | 3666969 | DE |  |  |  | Infusion Pumps; General-Purpose | 33230 | 7130B | ALARIS MEDICAL SYSTEMS INC SUB CARDINAL HEALTH INC | 1435.5
CHRISTIANA |  | HOSPITAL-CH | 0 | 3667293 | DE |  |  |  | Infusion Pumps; General-Purpose | 33954 | 7130B | ALARIS MEDICAL SYSTEMS INC SUB CARDINAL HEALTH INC | 1435.5
CHRISTIANA |  | HOSPITAL-WH | 0 | 3667316 | DE |  |  |  | Infusion Pumps; General-Purpose | 33938 | 7130B | ALARIS MEDICAL SYSTEMS INC SUB CARDINAL HEALTH INC | 1435.5
CHRISTIANA |  | HOSPITAL-CH | 0 | 3663956 | DE |  |  |  | Infusion Pumps; General-Purpose | 32924 | 7130B | ALARIS MEDICAL SYSTEMS INC SUB CARDINAL HEALTH INC | 1435.5
CHRISTIANA |  | HOSPITAL-CH | 0 | 3663855 | DE |  |  |  | Infusion Pumps; General-Purpose | 32848 | 7130B | ALARIS MEDICAL SYSTEMS INC SUB CARDINAL HEALTH INC | 1435.5
CHRISTIANA |  | HOSPITAL-CH | 0 | 3666193 | DE |  |  |  | Infusion Pumps; General-Purpose | 32995 | 7130B | ALARIS MEDICAL SYSTEMS INC SUB CARDINAL HEALTH INC | 1435.5
CHRISTIANA |  | HOSPITAL-WH | 0 | 3667435 | DE |  |  |  | Infusion Pumps; General-Purpose | 33913 | 7130B | ALARIS MEDICAL SYSTEMS INC SUB CARDINAL HEALTH INC | 1435.5
CHRISTIANA |  | HOSPITAL-WH | 0 | 3667866 | DE |  |  |  | Infusion Pumps; General-Purpose | 33810 | 7130B | ALARIS MEDICAL SYSTEMS INC SUB CARDINAL HEALTH INC | 1435.5
CHRISTIANA |  | HOSPITAL-WH | 0 | 3654717 | DE |  |  |  | Infusion Pumps; General-Purpose | 33863 | 7130B | ALARIS MEDICAL SYSTEMS INC SUB CARDINAL HEALTH INC | 1435.5
CHRISTIANA |  | HOSPITAL-WH | 0 | 3633409 | DE |  |  |  | Infusion Pumps; General-Purpose | 33860 | 7130B | ALARIS MEDICAL SYSTEMS INC SUB CARDINAL HEALTH INC | 1435.5
CHRISTIANA |  | HOSPITAL-CH | 0 | 3666973 | DE |  |  |  | Infusion Pumps; General-Purpose | 32937 | 7130B | ALARIS MEDICAL SYSTEMS INC SUB CARDINAL HEALTH INC | 1435.5
CHRISTIANA |  | HOSPITAL-CH | 0 | 4125224 | DE |  |  |  | Infusion Pumps; General-Purpose | 36214 | 7130B | ALARIS MEDICAL SYSTEMS INC SUB CARDINAL HEALTH INC | 1795
CHRISTIANA |  | HOSPITAL-CH | 0 | 4124916 | DE |  |  |  | Infusion Pumps; General-Purpose | 36216 | 7130B | ALARIS MEDICAL SYSTEMS INC SUB CARDINAL HEALTH INC | 1795
CHRISTIANA |  | HOSPITAL-CH | 0 | 3666200 | DE |  |  |  | Infusion Pumps; General-Purpose | 33009 | 7130B | ALARIS MEDICAL SYSTEMS INC SUB CARDINAL HEALTH INC | 1435.5
CHRISTIANA |  | HOSPITAL-CH | 0 | 3666954 | DE |  |  |  | Infusion Pumps; General-Purpose | 32688 | 7130B | ALARIS MEDICAL SYSTEMS INC SUB CARDINAL HEALTH INC | 1435.5
CHRISTIANA |  | HOSPITAL-CH | 0 | 4105301 | DE |  |  |  | Infusion Pumps; General-Purpose | 35445 | 7130B | ALARIS MEDICAL SYSTEMS INC SUB CARDINAL HEALTH INC | 17950
CHRISTIANA |  | HOSPITAL-CH | 0 | 3666078 | DE |  |  |  | Infusion Pumps; General-Purpose | 34039 | 7130B | ALARIS MEDICAL SYSTEMS INC SUB CARDINAL HEALTH INC | 1435.5
CHRISTIANA |  | HOSPITAL-CH | 0 | 3666043 | DE |  |  |  | Infusion Pumps; General-Purpose | 34041 | 7130B | ALARIS MEDICAL SYSTEMS INC SUB CARDINAL HEALTH INC | 1435.5
CHRISTIANA |  | HOSPITAL-WH | 0 | 3667419 | DE |  |  |  | Infusion Pumps; General-Purpose | 33932 | 7130B | ALARIS MEDICAL SYSTEMS INC SUB CARDINAL HEALTH INC | 1435.5
CHRISTIANA |  | HOSPITAL-CH | 0 | 3663744 | DE |  |  |  | Infusion Pumps; General-Purpose | 33035 | 7130B | ALARIS MEDICAL SYSTEMS INC SUB CARDINAL HEALTH INC | 1435.5
CHRISTIANA |  | HOSPITAL-WH | 0 | 3654640 | DE |  |  |  | Infusion Pumps; General-Purpose | 33897 | 7130B | ALARIS MEDICAL SYSTEMS INC SUB CARDINAL HEALTH INC | 1435.5
CHRISTIANA |  | HOSPITAL-WH | 0 | 3654631 | DE |  |  |  | Infusion Pumps; General-Purpose | 33876 | 7130B | ALARIS MEDICAL SYSTEMS INC SUB CARDINAL HEALTH INC | 1435.5
CHRISTIANA |  | HOSPITAL-WH | 0 | 3666100 | DE |  |  |  | Infusion Pumps; General-Purpose | 32498 | 7130B | ALARIS MEDICAL SYSTEMS INC SUB CARDINAL HEALTH INC | 1435.5
CHRISTIANA |  | HOSPITAL-CH | 0 | 3700177 | DE |  |  |  | Infusion Pumps; General-Purpose | 32055 | 7130B | ALARIS MEDICAL SYSTEMS INC SUB CARDINAL HEALTH INC | 1615.5
CHRISTIANA |  | CANCER CENTER | 0 | 3667371 | DE |  |  |  | Infusion Pumps; General-Purpose | 33777 | 7130B | ALARIS MEDICAL SYSTEMS INC SUB CARDINAL HEALTH INC | 1435.5
CHRISTIANA |  | West Grove Medical Office Building | 0 | 3663803 | DE |  |  |  | Infusion Pumps; General-Purpose | 34211 | 7130B | ALARIS MEDICAL SYSTEMS INC SUB CARDINAL HEALTH INC | 1435.5
CHRISTIANA |  | HOSPITAL-CH | 0 | 3663976 | DE |  |  |  | Infusion Pumps; General-Purpose | 34213 | 7130B | ALARIS MEDICAL SYSTEMS INC SUB CARDINAL HEALTH INC | 1435.5
CHRISTIANA |  | HOSPITAL-CH | 0 | 9903429 | DE |  |  |  | Infusion Pumps; General-Purpose | 37180 | 7130B | ALARIS MEDICAL SYSTEMS INC SUB CARDINAL HEALTH INC | 1795
CHRISTIANA |  | HOSPITAL-CH | 0 | 3663841 | DE |  |  |  | Infusion Pumps; General-Purpose | 32947 | 7130B | ALARIS MEDICAL SYSTEMS INC SUB CARDINAL HEALTH INC | 1435.5
CHRISTIANA |  | HOSPITAL-CH | 0 | 3663904 | DE |  |  |  | Infusion Pumps; General-Purpose | 32962 | 7130B | ALARIS MEDICAL SYSTEMS INC SUB CARDINAL HEALTH INC | 1435.5
CHRISTIANA |  | HOSPITAL-WH | 0 | 3667902 | DE |  |  |  | Infusion Pumps; General-Purpose | 33838 | 7130B | ALARIS MEDICAL SYSTEMS INC SUB CARDINAL HEALTH INC | 1435.5
CHRISTIANA |  | CANCER CENTER | 0 | 3663776 | DE |  |  |  | Infusion Pumps; General-Purpose | 33033 | 7130B | ALARIS MEDICAL SYSTEMS INC SUB CARDINAL HEALTH INC | 1435.5
CHRISTIANA |  | HOSPITAL-CH | 0 | 3666894 | DE |  |  |  | Infusion Pumps; General-Purpose | 33231 | 7130B | ALARIS MEDICAL SYSTEMS INC SUB CARDINAL HEALTH INC | 1435.5
CHRISTIANA |  | HOSPITAL-CH | 0 | 3667045 | DE |  |  |  | Infusion Pumps; General-Purpose | 33229 | 7130B | ALARIS MEDICAL SYSTEMS INC SUB CARDINAL HEALTH INC | 1435.5
CHRISTIANA |  | HOSPITAL-WH | 0 | 3667846 | DE |  |  |  | Infusion Pumps; General-Purpose | 33788 | 7130B | ALARIS MEDICAL SYSTEMS INC SUB CARDINAL HEALTH INC | 1435.5
CHRISTIANA |  | HOSPITAL-CH | 0 | 3664026 | DE |  |  |  | Infusion Pumps; General-Purpose | 32814 | 7130B | ALARIS MEDICAL SYSTEMS INC SUB CARDINAL HEALTH INC | 1435.5
CHRISTIANA |  | HOSPITAL-CH | 0 | 3663957 | DE |  |  |  | Infusion Pumps; General-Purpose | 32925 | 7130B | ALARIS MEDICAL SYSTEMS INC SUB CARDINAL HEALTH INC | 1435.5
CHRISTIANA |  | HOSPITAL-CH | 0 | 3663854 | DE |  |  |  | Infusion Pumps; General-Purpose | 32849 | 7130B | ALARIS MEDICAL SYSTEMS INC SUB CARDINAL HEALTH INC | 1435.5
CHRISTIANA |  | HOSPITAL-CH | 0 | 3666195 | DE |  |  |  | Infusion Pumps; General-Purpose | 32994 | 7130B | ALARIS MEDICAL SYSTEMS INC SUB CARDINAL HEALTH INC | 1435.5
CHRISTIANA |  | HOSPITAL-CH | 0 | 3666107 | DE |  |  |  | Infusion Pumps; General-Purpose | 32996 | 7130B | ALARIS MEDICAL SYSTEMS INC SUB CARDINAL HEALTH INC | 1435.5
CHRISTIANA |  | HOSPITAL-CH | 0 | 3666234 | DE |  |  |  | Infusion Pumps; General-Purpose | 32781 | 7130B | ALARIS MEDICAL SYSTEMS INC SUB CARDINAL HEALTH INC | 1435.5
CHRISTIANA |  | HOSPITAL-WH | 0 | 3667845 | DE |  |  |  | Infusion Pumps; General-Purpose | 33753 | 7130B | ALARIS MEDICAL SYSTEMS INC SUB CARDINAL HEALTH INC | 1435.5
CHRISTIANA |  | HOSPITAL-WH | 0 | 3632722 | DE |  |  |  | Infusion Pumps; General-Purpose | 33864 | 7130B | ALARIS MEDICAL SYSTEMS INC SUB CARDINAL HEALTH INC | 1435.5
CHRISTIANA |  | HOSPITAL-WH | 0 | 3638428 | DE |  |  |  | Infusion Pumps; General-Purpose | 33861 | 7130B | ALARIS MEDICAL SYSTEMS INC SUB CARDINAL HEALTH INC | 1435.5
CHRISTIANA |  | HOSPITAL-CH | 0 | 3663891 | DE |  |  |  | Infusion Pumps; General-Purpose | 32936 | 7130B | ALARIS MEDICAL SYSTEMS INC SUB CARDINAL HEALTH INC | 1435.5
CHRISTIANA |  | HOSPITAL-CH | 0 | 3666127 | DE |  |  |  | Infusion Pumps; General-Purpose | 32938 | 7130B | ALARIS MEDICAL SYSTEMS INC SUB CARDINAL HEALTH INC | 1435.5
CHRISTIANA |  | HOSPITAL-CH | 0 | 4125217 | DE |  |  |  | Infusion Pumps; General-Purpose | 36213 | 7130B | ALARIS MEDICAL SYSTEMS INC SUB CARDINAL HEALTH INC | 1795
CHRISTIANA |  | HOSPITAL-CH | 0 | 4125214 | DE |  |  |  | Infusion Pumps; General-Purpose | 36215 | 7130B | ALARIS MEDICAL SYSTEMS INC SUB CARDINAL HEALTH INC | 1795
CHRISTIANA |  | HOSPITAL-CH | 0 | 3666219 | DE |  |  |  | Infusion Pumps; General-Purpose | 33010 | 7130B | ALARIS MEDICAL SYSTEMS INC SUB CARDINAL HEALTH INC | 1435.5
CHRISTIANA |  | CANCER CENTER | 0 | 3663994 | DE |  |  |  | Infusion Pumps; General-Purpose | 32605 | 7130B | ALARIS MEDICAL SYSTEMS INC SUB CARDINAL HEALTH INC | 1435.5
CHRISTIANA |  | HOSPITAL-WH | 0 | 3667377 | DE |  |  |  | Infusion Pumps; General-Purpose | 33927 | 7130B | ALARIS MEDICAL SYSTEMS INC SUB CARDINAL HEALTH INC | 1435.5
CHRISTIANA |  | HOSPITAL-CH | 0 | 3663914 | DE |  |  |  | Infusion Pumps; General-Purpose | 32700 | 7130B | ALARIS MEDICAL SYSTEMS INC SUB CARDINAL HEALTH INC | 1435.5
CHRISTIANA |  | HOSPITAL-CH | 0 | 3663875 | DE |  |  |  | Infusion Pumps; General-Purpose | 32754 | 7130B | ALARIS MEDICAL SYSTEMS INC SUB CARDINAL HEALTH INC | 1435.5
CHRISTIANA |  | HOSPITAL-CH | 0 | 3666064 | DE |  |  |  | Infusion Pumps; General-Purpose | 34038 | 7130B | ALARIS MEDICAL SYSTEMS INC SUB CARDINAL HEALTH INC | 1435.5
CHRISTIANA |  | HOSPITAL-CH | 0 | 3666095 | DE |  |  |  | Infusion Pumps; General-Purpose | 34040 | 7130B | ALARIS MEDICAL SYSTEMS INC SUB CARDINAL HEALTH INC | 1435.5
CHRISTIANA |  | HOSPITAL-CH | 0 | 3666113 | DE |  |  |  | Infusion Pumps; General-Purpose | 34042 | 7130B | ALARIS MEDICAL SYSTEMS INC SUB CARDINAL HEALTH INC | 1435.5
CHRISTIANA |  | HOSPITAL-WH | 0 | 3667280 | DE |  |  |  | Infusion Pumps; General-Purpose | 33979 | 7130B | ALARIS MEDICAL SYSTEMS INC SUB CARDINAL HEALTH INC | 1435.5
CHRISTIANA |  | HOSPITAL-CH | 0 | 3654662 | DE |  |  |  | Infusion Pumps; General-Purpose | 33889 | 7130B | ALARIS MEDICAL SYSTEMS INC SUB CARDINAL HEALTH INC | 1435.5
CHRISTIANA |  | HOSPITAL-CH | 0 | 3663968 | DE |  |  |  | Infusion Pumps; General-Purpose | 32824 | 7130B | ALARIS MEDICAL SYSTEMS INC SUB CARDINAL HEALTH INC | 1435.5
CHRISTIANA |  | HOSPITAL-CH | 0 | 3663804 | DE |  |  |  | Infusion Pumps; General-Purpose | 33038 | 7130B | ALARIS MEDICAL SYSTEMS INC SUB CARDINAL HEALTH INC | 1435.5
CHRISTIANA |  | HOSPITAL-CH | 0 | 3666239 | DE |  |  |  | Infusion Pumps; General-Purpose | 33040 | 7130B | ALARIS MEDICAL SYSTEMS INC SUB CARDINAL HEALTH INC | 1435.5
CHRISTIANA |  | HOSPITAL-WH | 0 | 3667310 | DE |  |  |  | Infusion Pumps; General-Purpose | 33950 | 7130B | ALARIS MEDICAL SYSTEMS INC SUB CARDINAL HEALTH INC | 1435.5
CHRISTIANA |  | HOSPITAL-CH | 0 | 3663954 | DE |  |  |  | Infusion Pumps; General-Purpose | 34184 | 7130B | ALARIS MEDICAL SYSTEMS INC SUB CARDINAL HEALTH INC | 1435.5
CHRISTIANA |  | HOSPITAL-WH | 0 | 3654938 | DE |  |  |  | Infusion Pumps; General-Purpose | 33873 | 7130B | ALARIS MEDICAL SYSTEMS INC SUB CARDINAL HEALTH INC | 1435.5
CHRISTIANA |  | HOSPITAL-WH | 0 | 3633326 | DE |  |  |  | Infusion Pumps; General-Purpose | 33871 | 7130B | ALARIS MEDICAL SYSTEMS INC SUB CARDINAL HEALTH INC | 1435.5
CHRISTIANA |  | HOSPITAL-WH | 0 | 3667429 | DE |  |  |  | Infusion Pumps; General-Purpose | 33809 | 7130B | ALARIS MEDICAL SYSTEMS INC SUB CARDINAL HEALTH INC | 1435.5
CHRISTIANA |  | HOSPITAL-WH | 0 | 3667460 | DE |  |  |  | Infusion Pumps; General-Purpose | 33917 | 7130B | ALARIS MEDICAL SYSTEMS INC SUB CARDINAL HEALTH INC | 1435.5
CHRISTIANA |  | HOSPITAL-CH | 0 | 3664012 | DE |  |  |  | Infusion Pumps; General-Purpose | 32835 | 7130B | ALARIS MEDICAL SYSTEMS INC SUB CARDINAL HEALTH INC | 1435.5
CHRISTIANA |  | HOSPITAL-CH | 0 | 3663806 | DE |  |  |  | Infusion Pumps; General-Purpose | 32961 | 7130B | ALARIS MEDICAL SYSTEMS INC SUB CARDINAL HEALTH INC | 1435.5
CHRISTIANA |  | HOSPITAL-CH | 0 | 3663819 | DE |  |  |  | Infusion Pumps; General-Purpose | 32963 | 7130B | ALARIS MEDICAL SYSTEMS INC SUB CARDINAL HEALTH INC | 1435.5
CHRISTIANA |  | HOSPITAL-WH | 0 | 3667396 | DE |  |  |  | Infusion Pumps; General-Purpose | 33975 | 7130B | ALARIS MEDICAL SYSTEMS INC SUB CARDINAL HEALTH INC | 1435.5
CHRISTIANA |  | HOSPITAL-CH | 0 | 3667018 | DE |  |  |  | Infusion Pumps; General-Purpose | 32485 | 7130B | ALARIS MEDICAL SYSTEMS INC SUB CARDINAL HEALTH INC | 1435.5
CHRISTIANA |  | HOSPITAL-CH | 0 | 3667054 | DE |  |  |  | Infusion Pumps; General-Purpose | 32482 | 7130B | ALARIS MEDICAL SYSTEMS INC SUB CARDINAL HEALTH INC | 1435.5
CHRISTIANA |  | HOSPITAL-WH | 0 | 3667847 | DE |  |  |  | Infusion Pumps; General-Purpose | 33841 | 7130B | ALARIS MEDICAL SYSTEMS INC SUB CARDINAL HEALTH INC | 1435.5
CHRISTIANA |  | HOSPITAL-WH | 0 | 3667854 | DE |  |  |  | Infusion Pumps; General-Purpose | 33843 | 7130B | ALARIS MEDICAL SYSTEMS INC SUB CARDINAL HEALTH INC | 1435.5
CHRISTIANA |  | HOSPITAL-CH | 0 | 3666999 | DE |  |  |  | Infusion Pumps; General-Purpose | 33228 | 7130B | ALARIS MEDICAL SYSTEMS INC SUB CARDINAL HEALTH INC | 1435.5
CHRISTIANA |  | HOSPITAL-CH | 0 | 3667035 | DE |  |  |  | Infusion Pumps; General-Purpose | 33226 | 7130B | ALARIS MEDICAL SYSTEMS INC SUB CARDINAL HEALTH INC | 1435.5
CHRISTIANA |  | HOSPITAL-WH | 0 | 9893781 | DE |  |  |  | Infusion Pumps; General-Purpose | 37087 | 7130B | ALARIS MEDICAL SYSTEMS INC SUB CARDINAL HEALTH INC | 1795
CHRISTIANA |  | HOSPITAL-CH | 0 | 3663850 | DE |  |  |  | Infusion Pumps; General-Purpose | 32850 | 7130B | ALARIS MEDICAL SYSTEMS INC SUB CARDINAL HEALTH INC | 1435.5
CHRISTIANA |  | HOSPITAL-CH | 0 | 3667004 | DE |  |  |  | Infusion Pumps; General-Purpose | 32926 | 7130B | ALARIS MEDICAL SYSTEMS INC SUB CARDINAL HEALTH INC | 1435.5
CHRISTIANA |  | HOSPITAL-CH | 0 | 3663874 | DE |  |  |  | Infusion Pumps; General-Purpose | 32928 | 7130B | ALARIS MEDICAL SYSTEMS INC SUB CARDINAL HEALTH INC | 1435.5
CHRISTIANA |  | HOSPITAL-CH | 0 | 3666224 | DE |  |  |  | Infusion Pumps; General-Purpose | 32997 | 7130B | ALARIS MEDICAL SYSTEMS INC SUB CARDINAL HEALTH INC | 1435.5
CHRISTIANA |  | HOSPITAL-CH | 0 | 3666197 | DE |  |  |  | Infusion Pumps; General-Purpose | 32999 | 7130B | ALARIS MEDICAL SYSTEMS INC SUB CARDINAL HEALTH INC | 1435.5
CHRISTIANA |  | HOSPITAL-CH | 0 | 3667036 | DE |  |  |  | Infusion Pumps; General-Purpose | 33134 | 7130B | ALARIS MEDICAL SYSTEMS INC SUB CARDINAL HEALTH INC | 1435
CHRISTIANA |  | HOSPITAL-WH | 0 | 3667457 | DE |  |  |  | Infusion Pumps; General-Purpose | 33775 | 7130B | ALARIS MEDICAL SYSTEMS INC SUB CARDINAL HEALTH INC | 1435.5
CHRISTIANA |  | HOSPITAL-CH | 0 | 9955911 | DE |  |  |  | Infusion Pumps; General-Purpose | 37970 | 7130B | ALARIS MEDICAL SYSTEMS INC SUB CARDINAL HEALTH INC | 2395
CHRISTIANA |  | HOSPITAL-CH | 0 | 3633316 | DE |  |  |  | Infusion Pumps; General-Purpose | 33857 | 7130B | ALARIS MEDICAL SYSTEMS INC SUB CARDINAL HEALTH INC | 1435.5
CHRISTIANA |  | HOSPITAL-WH | 0 | 3654568 | DE |  |  |  | Infusion Pumps; General-Purpose | 33855 | 7130B | ALARIS MEDICAL SYSTEMS INC SUB CARDINAL HEALTH INC | 1435.5
CHRISTIANA |  | HOSPITAL-CH | 0 | 3663784 | DE |  |  |  | Infusion Pumps; General-Purpose | 32939 | 7130B | ALARIS MEDICAL SYSTEMS INC SUB CARDINAL HEALTH INC | 1435.5
CHRISTIANA |  | HOSPITAL-CH | 0 | 3663892 | DE |  |  |  | Infusion Pumps; General-Purpose | 32941 | 7130B | ALARIS MEDICAL SYSTEMS INC SUB CARDINAL HEALTH INC | 1435.5
CHRISTIANA |  | HOSPITAL-CH | 0 | 4125213 | DE |  |  |  | Infusion Pumps; General-Purpose | 36219 | 7130B | ALARIS MEDICAL SYSTEMS INC SUB CARDINAL HEALTH INC | 1795
CHRISTIANA |  | HOSPITAL-WH | 0 | 3667415 | DE |  |  |  | Infusion Pumps; General-Purpose | 33776 | 7130B | ALARIS MEDICAL SYSTEMS INC SUB CARDINAL HEALTH INC | 1435.5
CHRISTIANA |  | HOSPITAL-CH | 0 | 3666070 | DE |  |  |  | Infusion Pumps; General-Purpose | 34043 | 7130B | ALARIS MEDICAL SYSTEMS INC SUB CARDINAL HEALTH INC | 1435.5
CHRISTIANA |  | HOSPITAL-CH | 0 | 3666170 | DE |  |  |  | Infusion Pumps; General-Purpose | 34045 | 7130B | ALARIS MEDICAL SYSTEMS INC SUB CARDINAL HEALTH INC | 1435.5
CHRISTIANA |  | HOSPITAL-WH | 0 | 3667427 | DE |  |  |  | Infusion Pumps; General-Purpose | 33799 | 7130B | ALARIS MEDICAL SYSTEMS INC SUB CARDINAL HEALTH INC | 1435.5
CHRISTIANA |  | HOSPITAL-CH | 0 | 3666993 | DE |  |  |  | Infusion Pumps; General-Purpose | 32912 | 7130B | ALARIS MEDICAL SYSTEMS INC SUB CARDINAL HEALTH INC | 1435.5
CHRISTIANA |  | HOSPITAL-CH | 0 | 3663866 | DE |  |  |  | Infusion Pumps; General-Purpose | 33037 | 7130B | ALARIS MEDICAL SYSTEMS INC SUB CARDINAL HEALTH INC | 1435.5
CHRISTIANA |  | HOSPITAL-CH | 0 | 3663774 | DE |  |  |  | Infusion Pumps; General-Purpose | 33039 | 7130B | ALARIS MEDICAL SYSTEMS INC SUB CARDINAL HEALTH INC | 1435.5
CHRISTIANA |  | HOSPITAL-CH | 0 | 3663745 | DE |  |  |  | Infusion Pumps; General-Purpose | 33041 | 7130B | ALARIS MEDICAL SYSTEMS INC SUB CARDINAL HEALTH INC | 1435.5
CHRISTIANA |  | HOSPITAL-WH | 0 | 3667449 | DE |  |  |  | Infusion Pumps; General-Purpose | 33902 | 7130B | ALARIS MEDICAL SYSTEMS INC SUB CARDINAL HEALTH INC | 1435.5
CHRISTIANA |  | HOSPITAL-CH | 0 | 3664017 | DE |  |  |  | Infusion Pumps; General-Purpose | 32810 | 7130B | ALARIS MEDICAL SYSTEMS INC SUB CARDINAL HEALTH INC | 1435.5
CHRISTIANA |  | HOSPITAL-WH | 0 | 3654901 | DE |  |  |  | Infusion Pumps; General-Purpose | 33874 | 7130B | ALARIS MEDICAL SYSTEMS INC SUB CARDINAL HEALTH INC | 1435.5
CHRISTIANA |  | HOSPITAL-WH | 0 | 3654712 | DE |  |  |  | Infusion Pumps; General-Purpose | 33872 | 7130B | ALARIS MEDICAL SYSTEMS INC SUB CARDINAL HEALTH INC | 1435.5
CHRISTIANA |  | HOSPITAL-CH | 0 | 3666891 | DE |  |  |  | Infusion Pumps; General-Purpose | 32859 | 7130B | ALARIS MEDICAL SYSTEMS INC SUB CARDINAL HEALTH INC | 1435.5
CHRISTIANA |  | HOSPITAL-CH | 0 | 3663808 | DE |  |  |  | Infusion Pumps; General-Purpose | 32501 | 7130B | ALARIS MEDICAL SYSTEMS INC SUB CARDINAL HEALTH INC | 1435.5
CHRISTIANA |  | HOSPITAL-CH | 0 | 3666978 | DE |  |  |  | Infusion Pumps; General-Purpose | 32609 | 7130B | ALARIS MEDICAL SYSTEMS INC SUB CARDINAL HEALTH INC | 1435.5
CHRISTIANA |  | HOSPITAL-CH | 0 | 3666074 | DE |  |  |  | Infusion Pumps; General-Purpose | 32742 | 7130B | ALARIS MEDICAL SYSTEMS INC SUB CARDINAL HEALTH INC | 1435.5
CHRISTIANA |  | HOSPITAL-CH | 0 | 4124928 | DE |  |  |  | Infusion Pumps; General-Purpose | 36177 | 7130B | ALARIS MEDICAL SYSTEMS INC SUB CARDINAL HEALTH INC | 1795
CHRISTIANA |  | HOSPITAL-CH | 0 | 3663885 | DE |  |  |  | Infusion Pumps; General-Purpose | 32965 | 7130B | ALARIS MEDICAL SYSTEMS INC SUB CARDINAL HEALTH INC | 1435.5
CHRISTIANA |  | HOSPITAL-CH | 0 | 3663792 | DE |  |  |  | Infusion Pumps; General-Purpose | 32964 | 7130B | ALARIS MEDICAL SYSTEMS INC SUB CARDINAL HEALTH INC | 1435.5
CHRISTIANA |  | HOSPITAL-WH | 0 | 3667842 | DE |  |  |  | Infusion Pumps; General-Purpose | 33840 | 7130B | ALARIS MEDICAL SYSTEMS INC SUB CARDINAL HEALTH INC | 1435.5
CHRISTIANA |  | HOSPITAL-WH | 0 | 3667837 | DE |  |  |  | Infusion Pumps; General-Purpose | 33842 | 7130B | ALARIS MEDICAL SYSTEMS INC SUB CARDINAL HEALTH INC | 1435.5
CHRISTIANA |  | HOSPITAL-CH | 0 | 3667288 | DE |  |  |  | Infusion Pumps; General-Purpose | 33227 | 7130B | ALARIS MEDICAL SYSTEMS INC SUB CARDINAL HEALTH INC | 1435.5
CHRISTIANA |  | HOSPITAL-WH | 0 | 9891031 | DE |  |  |  | Infusion Pumps; General-Purpose | 37086 | 7130B | ALARIS MEDICAL SYSTEMS INC SUB CARDINAL HEALTH INC | 1795
CHRISTIANA |  | HOSPITAL-CH | 0 | 3667411 | DE |  |  |  | Infusion Pumps; General-Purpose | 33939 | 7130B | ALARIS MEDICAL SYSTEMS INC SUB CARDINAL HEALTH INC | 1435.5
CHRISTIANA |  | HOSPITAL-CH | 0 | 3663755 | DE |  |  |  | Infusion Pumps; General-Purpose | 32927 | 7130B | ALARIS MEDICAL SYSTEMS INC SUB CARDINAL HEALTH INC | 1435.5
CHRISTIANA |  | HOSPITAL-CH | 0 | 3666137 | DE |  |  |  | Infusion Pumps; General-Purpose | 32998 | 7130B | ALARIS MEDICAL SYSTEMS INC SUB CARDINAL HEALTH INC | 1435.5
CHRISTIANA |  | HOSPITAL-CH | 0 | 3666218 | DE |  |  |  | Infusion Pumps; General-Purpose | 33000 | 7130B | ALARIS MEDICAL SYSTEMS INC SUB CARDINAL HEALTH INC | 1435.5
CHRISTIANA |  | HOSPITAL-CH | 0 | 3667016 | DE |  |  |  | Infusion Pumps; General-Purpose | 33135 | 7130B | ALARIS MEDICAL SYSTEMS INC SUB CARDINAL HEALTH INC | 1435
CHRISTIANA |  | HOSPITAL-WH | 0 | 3654839 | DE |  |  |  | Infusion Pumps; General-Purpose | 33859 | 7130B | ALARIS MEDICAL SYSTEMS INC SUB CARDINAL HEALTH INC | 1435.5
CHRISTIANA |  | HOSPITAL-WH | 0 | 3632786 | DE |  |  |  | Infusion Pumps; General-Purpose | 33856 | 7130B | ALARIS MEDICAL SYSTEMS INC SUB CARDINAL HEALTH INC | 1435.5
CHRISTIANA |  | HOSPITAL-CH | 0 | 3666230 | DE |  |  |  | Infusion Pumps; General-Purpose | 32940 | 7130B | ALARIS MEDICAL SYSTEMS INC SUB CARDINAL HEALTH INC | 1435.5
CHRISTIANA |  | HOSPITAL-CH | 0 | 3663864 | DE |  |  |  | Infusion Pumps; General-Purpose | 32942 | 7130B | ALARIS MEDICAL SYSTEMS INC SUB CARDINAL HEALTH INC | 1435.5
CHRISTIANA |  | HOSPITAL-CH | 0 | 4124868 | DE |  |  |  | Infusion Pumps; General-Purpose | 36218 | 7130B | ALARIS MEDICAL SYSTEMS INC SUB CARDINAL HEALTH INC | 1795
CHRISTIANA |  | HOSPITAL-CH | 0 | 4125204 | DE |  |  |  | Infusion Pumps; General-Purpose | 36221 | 7130B | ALARIS MEDICAL SYSTEMS INC SUB CARDINAL HEALTH INC | 1795
CHRISTIANA |  | HOSPITAL-WH | 0 | 3667391 | DE |  |  |  | Infusion Pumps; General-Purpose | 33925 | 7130B | ALARIS MEDICAL SYSTEMS INC SUB CARDINAL HEALTH INC | 1435.5
CHRISTIANA |  | HOSPITAL-CH | 0 | 3666138 | DE |  |  |  | Infusion Pumps; General-Purpose | 34044 | 7130B | ALARIS MEDICAL SYSTEMS INC SUB CARDINAL HEALTH INC | 1435.5
CHRISTIANA |  | HOSPITAL-CH | 0 | 3666068 | DE |  |  |  | Infusion Pumps; General-Purpose | 34046 | 7130B | ALARIS MEDICAL SYSTEMS INC SUB CARDINAL HEALTH INC | 1435.5
CHRISTIANA |  | HOSPITAL-WH | 0 | 3667883 | DE |  |  |  | Infusion Pumps; General-Purpose | 33827 | 7130B | ALARIS MEDICAL SYSTEMS INC SUB CARDINAL HEALTH INC | 1435.5
CHRISTIANA |  | HOSPITAL-WH | 0 | 3667852 | DE |  |  |  | Infusion Pumps; General-Purpose | 33829 | 7130B | ALARIS MEDICAL SYSTEMS INC SUB CARDINAL HEALTH INC | 1435.5
CHRISTIANA |  | HOSPITAL-CH | 0 | 3667314 | DE |  |  |  | Infusion Pumps; General-Purpose | 33087 | 7130B | ALARIS MEDICAL SYSTEMS INC SUB CARDINAL HEALTH INC | 1435.5
CHRISTIANA |  | HOSPITAL-CH | 0 | 3663947 | DE |  |  |  | Infusion Pumps; General-Purpose | 33084 | 7130B | ALARIS MEDICAL SYSTEMS INC SUB CARDINAL HEALTH INC | 1435.5
CHRISTIANA |  | HOSPITAL-WH | 0 | 3667339 | DE |  |  |  | Infusion Pumps; General-Purpose | 33797 | 7130B | ALARIS MEDICAL SYSTEMS INC SUB CARDINAL HEALTH INC | 1435.5
CHRISTIANA |  | HOSPITAL-CH | 0 | 3667835 | DE |  |  |  | Infusion Pumps; General-Purpose | 33847 | 7130B | ALARIS MEDICAL SYSTEMS INC SUB CARDINAL HEALTH INC | 1435.5
CHRISTIANA |  | HOSPITAL-CH | 0 | 3700717 | DE |  |  |  | Infusion Pumps; General-Purpose | 33657 | 7130B | ALARIS MEDICAL SYSTEMS INC SUB CARDINAL HEALTH INC | 1615.5
CHRISTIANA |  | HOSPITAL-CH | 0 | 3700708 | DE |  |  |  | Infusion Pumps; General-Purpose | 33659 | 7130B | ALARIS MEDICAL SYSTEMS INC SUB CARDINAL HEALTH INC | 1615.5
CHRISTIANA |  | HOSPITAL-CH | 0 | 3663722 | DE |  |  |  | Infusion Pumps; General-Purpose | 34118 | 7130B | ALARIS MEDICAL SYSTEMS INC SUB CARDINAL HEALTH INC | 1435.5
CHRISTIANA |  | HOSPITAL-WH | 0 | 3667458 | DE |  |  |  | Infusion Pumps; General-Purpose | 33920 | 7130B | ALARIS MEDICAL SYSTEMS INC SUB CARDINAL HEALTH INC | 1435.5
CHRISTIANA |  | HOSPITAL-CH | 0 | 4124937 | DE |  |  |  | Infusion Pumps; General-Purpose | 36165 | 7130B | ALARIS MEDICAL SYSTEMS INC SUB CARDINAL HEALTH INC | 1795
CHRISTIANA |  | Smyrna Health & Wellness Center | 0 | 3663877 | DE |  |  |  | Infusion Pumps; General-Purpose | 32944 | 7130B | ALARIS MEDICAL SYSTEMS INC SUB CARDINAL HEALTH INC | 1435.5
CHRISTIANA |  | HOSPITAL-CH | 0 | 3663809 | DE |  |  |  | Infusion Pumps; General-Purpose | 32971 | 7130B | ALARIS MEDICAL SYSTEMS INC SUB CARDINAL HEALTH INC | 1435.5
CHRISTIANA |  | HOSPITAL-CH | 0 | 3663757 | DE |  |  |  | Infusion Pumps; General-Purpose | 32668 | 7130B | ALARIS MEDICAL SYSTEMS INC SUB CARDINAL HEALTH INC | 1435.5
CHRISTIANA |  | HOSPITAL-CH | 0 | 3663787 | DE |  |  |  | Infusion Pumps; General-Purpose | 32708 | 7130B | ALARIS MEDICAL SYSTEMS INC SUB CARDINAL HEALTH INC | 1435.5
CHRISTIANA |  | HOSPITAL-CH | 0 | 3663734 | DE |  |  |  | Infusion Pumps; General-Purpose | 32662 | 7130B | ALARIS MEDICAL SYSTEMS INC SUB CARDINAL HEALTH INC | 1435.5
CHRISTIANA |  | HOSPITAL-CH | 0 | 3664011 | DE |  |  |  | Infusion Pumps; General-Purpose | 32822 | 7130B | ALARIS MEDICAL SYSTEMS INC SUB CARDINAL HEALTH INC | 1435.5
CHRISTIANA |  | HOSPITAL-CH | 0 | 3700745 | DE |  |  |  | Infusion Pumps; General-Purpose | 33484 | 7130B | ALARIS MEDICAL SYSTEMS INC SUB CARDINAL HEALTH INC | 1615.5
CHRISTIANA |  | HOSPITAL-CH | 0 | 3700814 | DE |  |  |  | Infusion Pumps; General-Purpose | 33482 | 7130B | ALARIS MEDICAL SYSTEMS INC SUB CARDINAL HEALTH INC | 1615.5
CHRISTIANA |  | CANCER CENTER | 0 | 3666132 | DE |  |  |  | Infusion Pumps; General-Purpose | 34097 | 7130B | ALARIS MEDICAL SYSTEMS INC SUB CARDINAL HEALTH INC | 1435.5
CHRISTIANA |  | HOSPITAL-CH | 0 | 3666058 | DE |  |  |  | Infusion Pumps; General-Purpose | 34099 | 7130B | ALARIS MEDICAL SYSTEMS INC SUB CARDINAL HEALTH INC | 1435.5
CHRISTIANA |  | HOSPITAL-CH | 0 | 3666184 | DE |  |  |  | Infusion Pumps; General-Purpose | 34101 | 7130B | ALARIS MEDICAL SYSTEMS INC SUB CARDINAL HEALTH INC | 1435.5
CHRISTIANA |  | HOSPITAL-CH | 0 | 3667046 | DE |  |  |  | Infusion Pumps; General-Purpose | 33067 | 7130B | ALARIS MEDICAL SYSTEMS INC SUB CARDINAL HEALTH INC | 1435.5
CHRISTIANA |  | HOSPITAL-CH | 0 | 3666964 | DE |  |  |  | Infusion Pumps; General-Purpose | 33065 | 7130B | ALARIS MEDICAL SYSTEMS INC SUB CARDINAL HEALTH INC | 1435.5
CHRISTIANA |  | HOSPITAL-CH | 0 | 3667030 | DE |  |  |  | Infusion Pumps; General-Purpose | 33974 | 7130B | ALARIS MEDICAL SYSTEMS INC SUB CARDINAL HEALTH INC | 1435.5
CHRISTIANA |  | HOSPITAL-WH | 0 | 3667422 | DE |  |  |  | Infusion Pumps; General-Purpose | 33905 | 7130B | ALARIS MEDICAL SYSTEMS INC SUB CARDINAL HEALTH INC | 1435.5
CHRISTIANA |  | HOSPITAL-CH | 0 | 3663984 | DE |  |  |  | Infusion Pumps; General-Purpose | 32807 | 7130B | ALARIS MEDICAL SYSTEMS INC SUB CARDINAL HEALTH INC | 1435.5
CHRISTIANA |  | HOSPITAL-CH | 0 | 4124965 | DE |  |  |  | Infusion Pumps; General-Purpose | 36207 | 7130B | ALARIS MEDICAL SYSTEMS INC SUB CARDINAL HEALTH INC | 1795
CHRISTIANA |  | HOSPITAL-CH | 0 | 4125215 | DE |  |  |  | Infusion Pumps; General-Purpose | 36209 | 7130B | ALARIS MEDICAL SYSTEMS INC SUB CARDINAL HEALTH INC | 1795
CHRISTIANA |  | HOSPITAL-WH | 0 | 4124923 | DE |  |  |  | Infusion Pumps; General-Purpose | 36145 | 7130B | ALARIS MEDICAL SYSTEMS INC SUB CARDINAL HEALTH INC | 1795
CHRISTIANA |  | HOSPITAL-CH | 0 | 3666953 | DE |  |  |  | Infusion Pumps; General-Purpose | 34223 | 7130B | ALARIS MEDICAL SYSTEMS INC SUB CARDINAL HEALTH INC | 1435.5
CHRISTIANA |  | HOSPITAL-CH | 0 | 3667059 | DE |  |  |  | Infusion Pumps; General-Purpose | 34225 | 7130B | ALARIS MEDICAL SYSTEMS INC SUB CARDINAL HEALTH INC | 1435.5
CHRISTIANA |  | HOSPITAL-CH | 0 | 3667010 | DE |  |  |  | Infusion Pumps; General-Purpose | 33207 | 7130B | ALARIS MEDICAL SYSTEMS INC SUB CARDINAL HEALTH INC | 1435.5
CHRISTIANA |  | HOSPITAL-CH | 0 | 3667267 | DE |  |  |  | Infusion Pumps; General-Purpose | 33205 | 7130B | ALARIS MEDICAL SYSTEMS INC SUB CARDINAL HEALTH INC | 1435.5
CHRISTIANA |  | HOSPITAL-CH | 0 | 3663751 | DE |  |  |  | Infusion Pumps; General-Purpose | 32504 | 7130B | ALARIS MEDICAL SYSTEMS INC SUB CARDINAL HEALTH INC | 1435.5
CHRISTIANA |  | HOSPITAL-CH | 0 | 3666950 | DE |  |  |  | Infusion Pumps; General-Purpose | 32843 | 7130B | ALARIS MEDICAL SYSTEMS INC SUB CARDINAL HEALTH INC | 1435.5
CHRISTIANA |  | HOSPITAL-CH | 0 | 3663750 | DE |  |  |  | Infusion Pumps; General-Purpose | 32673 | 7130B | ALARIS MEDICAL SYSTEMS INC SUB CARDINAL HEALTH INC | 1435.5
CHRISTIANA |  | HOSPITAL-CH | 0 | 3663906 | DE |  |  |  | Infusion Pumps; General-Purpose | 32746 | 7130B | ALARIS MEDICAL SYSTEMS INC SUB CARDINAL HEALTH INC | 1435.5
CHRISTIANA |  | HOSPITAL-WH | 0 | 3667376 | DE |  |  |  | Infusion Pumps; General-Purpose | 33988 | 7130B | ALARIS MEDICAL SYSTEMS INC SUB CARDINAL HEALTH INC | 1435.5
CHRISTIANA |  | HOSPITAL-WH | 0 | 4092168 | DE |  |  |  | Infusion Pumps; General-Purpose | 35103 | 7130B | ALARIS MEDICAL SYSTEMS INC SUB CARDINAL HEALTH INC | 1795
CHRISTIANA |  | HOSPITAL-WH | 0 | 4092179 | DE |  |  |  | Infusion Pumps; General-Purpose | 35105 | 7130B | ALARIS MEDICAL SYSTEMS INC SUB CARDINAL HEALTH INC | 1795
CHRISTIANA |  | HOSPITAL-CH | 0 | 3666158 | DE |  |  |  | Infusion Pumps; General-Purpose | 32612 | 7130B | ALARIS MEDICAL SYSTEMS INC SUB CARDINAL HEALTH INC | 1435.5
CHRISTIANA |  | HOSPITAL-WH | 0 | 3667445 | DE |  |  |  | Infusion Pumps; General-Purpose | 33828 | 7130B | ALARIS MEDICAL SYSTEMS INC SUB CARDINAL HEALTH INC | 1435.5
CHRISTIANA |  | CANCER CENTER | 0 | 3667078 | DE |  |  |  | Infusion Pumps; General-Purpose | 33086 | 7130B | ALARIS MEDICAL SYSTEMS INC SUB CARDINAL HEALTH INC | 1435.5
CHRISTIANA |  | HOSPITAL-CH | 0 | 3666917 | DE |  |  |  | Infusion Pumps; General-Purpose | 33083 | 7130B | ALARIS MEDICAL SYSTEMS INC SUB CARDINAL HEALTH INC | 1435.5
CHRISTIANA |  | HOSPITAL-CH | 0 | 3663923 | DE |  |  |  | Infusion Pumps; General-Purpose | 32763 | 7130B | ALARIS MEDICAL SYSTEMS INC SUB CARDINAL HEALTH INC | 1435.5
CHRISTIANA |  | HOSPITAL-CH | 0 | 3700198 | DE |  |  |  | Infusion Pumps; General-Purpose | 33658 | 7130B | ALARIS MEDICAL SYSTEMS INC SUB CARDINAL HEALTH INC | 1615.5
CHRISTIANA |  | HOSPITAL-CH | 0 | 3670631 | DE |  |  |  | Infusion Pumps; General-Purpose | 33660 | 7130B | ALARIS MEDICAL SYSTEMS INC SUB CARDINAL HEALTH INC | 1615.5
CHRISTIANA |  | HOSPITAL-WH | 0 | 3667357 | DE |  |  |  | Infusion Pumps; General-Purpose | 33942 | 7130B | ALARIS MEDICAL SYSTEMS INC SUB CARDINAL HEALTH INC | 1435.5
CHRISTIANA |  | HOSPITAL-CH | 0 | 3666046 | DE |  |  |  | Infusion Pumps; General-Purpose | 34117 | 7130B | ALARIS MEDICAL SYSTEMS INC SUB CARDINAL HEALTH INC | 1435.5
CHRISTIANA |  | HOSPITAL-CH | 0 | 3666053 | DE |  |  |  | Infusion Pumps; General-Purpose | 34119 | 7130B | ALARIS MEDICAL SYSTEMS INC SUB CARDINAL HEALTH INC | 1435.5
CHRISTIANA |  | HOSPITAL-CH | 0 | 4125208 | DE |  |  |  | Infusion Pumps; General-Purpose | 36164 | 7130B | ALARIS MEDICAL SYSTEMS INC SUB CARDINAL HEALTH INC | 1795
CHRISTIANA |  | HOSPITAL-CH | 0 | 4124967 | DE |  |  |  | Infusion Pumps; General-Purpose | 36166 | 7130B | ALARIS MEDICAL SYSTEMS INC SUB CARDINAL HEALTH INC | 1795
CHRISTIANA |  | HOSPITAL-CH | 0 | 3666236 | DE |  |  |  | Infusion Pumps; General-Purpose | 32943 | 7130B | ALARIS MEDICAL SYSTEMS INC SUB CARDINAL HEALTH INC | 1435.5
CHRISTIANA |  | HOSPITAL-CH | 0 | 3663800 | DE |  |  |  | Infusion Pumps; General-Purpose | 32945 | 7130B | ALARIS MEDICAL SYSTEMS INC SUB CARDINAL HEALTH INC | 1435.5
CHRISTIANA |  | HOSPITAL-WH | 0 | 3679346 | DE |  |  |  | Infusion Pumps; General-Purpose | 33784 | 7130B | ALARIS MEDICAL SYSTEMS INC SUB CARDINAL HEALTH INC | 1435.5
CHRISTIANA |  | HOSPITAL-CH | 0 | 3666982 | DE |  |  |  | Infusion Pumps; General-Purpose | 32459 | 7130B | ALARIS MEDICAL SYSTEMS INC SUB CARDINAL HEALTH INC | 1435.5
CHRISTIANA |  | HOSPITAL-CH | 0 | 3663735 | DE |  |  |  | Infusion Pumps; General-Purpose | 32832 | 7130B | ALARIS MEDICAL SYSTEMS INC SUB CARDINAL HEALTH INC | 1435.5
CHRISTIANA |  | HOSPITAL-CH | 0 | 3663848 | DE |  |  |  | Infusion Pumps; General-Purpose | 32644 | 7130B | ALARIS MEDICAL SYSTEMS INC SUB CARDINAL HEALTH INC | 1435.5
CHRISTIANA |  | HOSPITAL-CH | 0 | 3663788 | DE |  |  |  | Infusion Pumps; General-Purpose | 32703 | 7130B | ALARIS MEDICAL SYSTEMS INC SUB CARDINAL HEALTH INC | 1435.5
CHRISTIANA |  | HOSPITAL-WH | 0 | 3667403 | DE |  |  |  | Infusion Pumps; General-Purpose | 33995 | 7130B | ALARIS MEDICAL SYSTEMS INC SUB CARDINAL HEALTH INC | 1435.5
CHRISTIANA |  | HOSPITAL-CH | 0 | 3654659 | DE |  |  |  | Infusion Pumps; General-Purpose | 33892 | 7130B | ALARIS MEDICAL SYSTEMS INC SUB CARDINAL HEALTH INC | 1435.5
CHRISTIANA |  | HOSPITAL-CH | 0 | 4125207 | DE |  |  |  | Infusion Pumps; General-Purpose | 36196 | 7130B | ALARIS MEDICAL SYSTEMS INC SUB CARDINAL HEALTH INC | 1795
CHRISTIANA |  | HOSPITAL-CH | 0 | 3700842 | DE |  |  |  | Infusion Pumps; General-Purpose | 33485 | 7130B | ALARIS MEDICAL SYSTEMS INC SUB CARDINAL HEALTH INC | 1615.5
CHRISTIANA |  | HOSPITAL-CH | 0 | 3700868 | DE |  |  |  | Infusion Pumps; General-Purpose | 33483 | 7130B | ALARIS MEDICAL SYSTEMS INC SUB CARDINAL HEALTH INC | 1615.5
CHRISTIANA |  | HOSPITAL-CH | 0 | 3663766 | DE |  |  |  | Infusion Pumps; General-Purpose | 34098 | 7130B | ALARIS MEDICAL SYSTEMS INC SUB CARDINAL HEALTH INC | 1435.5
CHRISTIANA |  | HOSPITAL-CH | 0 | 3666111 | DE |  |  |  | Infusion Pumps; General-Purpose | 34100 | 7130B | ALARIS MEDICAL SYSTEMS INC SUB CARDINAL HEALTH INC | 1435.5
CHRISTIANA |  | HOSPITAL-CH | 0 | 3666913 | DE |  |  |  | Infusion Pumps; General-Purpose | 33066 | 7130B | ALARIS MEDICAL SYSTEMS INC SUB CARDINAL HEALTH INC | 1435.5
CHRISTIANA |  | HOSPITAL-CH | 0 | 3667266 | DE |  |  |  | Infusion Pumps; General-Purpose | 33064 | 7130B | ALARIS MEDICAL SYSTEMS INC SUB CARDINAL HEALTH INC | 1435.5
CHRISTIANA |  | HOSPITAL-CH | 0 | 3666936 | DE |  |  |  | Infusion Pumps; General-Purpose | 33068 | 7130B | ALARIS MEDICAL SYSTEMS INC SUB CARDINAL HEALTH INC | 1435.5
CHRISTIANA |  | HOSPITAL-WH | 0 | 3667329 | DE |  |  |  | Infusion Pumps; General-Purpose | 33973 | 7130B | ALARIS MEDICAL SYSTEMS INC SUB CARDINAL HEALTH INC | 1435.5
CHRISTIANA |  | HOSPITAL-WH | 0 | 3667347 | DE |  |  |  | Infusion Pumps; General-Purpose | 33944 | 7130B | ALARIS MEDICAL SYSTEMS INC SUB CARDINAL HEALTH INC | 1435.5
CHRISTIANA |  | HOSPITAL-CH | 0 | 3666227 | DE |  |  |  | Infusion Pumps; General-Purpose | 32651 | 7130B | ALARIS MEDICAL SYSTEMS INC SUB CARDINAL HEALTH INC | 1435.5
CHRISTIANA |  | HOSPITAL-CH | 0 | 4125234 | DE |  |  |  | Infusion Pumps; General-Purpose | 36208 | 7130B | ALARIS MEDICAL SYSTEMS INC SUB CARDINAL HEALTH INC | 1795
CHRISTIANA |  | HOSPITAL-WH | 0 | 4124909 | DE |  |  |  | Infusion Pumps; General-Purpose | 36144 | 7130B | ALARIS MEDICAL SYSTEMS INC SUB CARDINAL HEALTH INC | 1795
CHRISTIANA |  | HOSPITAL-CH | 0 | 3666997 | DE |  |  |  | Infusion Pumps; General-Purpose | 34222 | 7130B | ALARIS MEDICAL SYSTEMS INC SUB CARDINAL HEALTH INC | 1435.5
CHRISTIANA |  | HOSPITAL-WH | 0 | 3666984 | DE |  |  |  | Infusion Pumps; General-Purpose | 34224 | 7130B | ALARIS MEDICAL SYSTEMS INC SUB CARDINAL HEALTH INC | 1435.5
CHRISTIANA |  | HOSPITAL-CH | 0 | 3667001 | DE |  |  |  | Infusion Pumps; General-Purpose | 33206 | 7130B | ALARIS MEDICAL SYSTEMS INC SUB CARDINAL HEALTH INC | 1435.5
CHRISTIANA |  | CANCER CENTER | 0 | 3667037 | DE |  |  |  | Infusion Pumps; General-Purpose | 33204 | 7130B | ALARIS MEDICAL SYSTEMS INC SUB CARDINAL HEALTH INC | 1435.5
CHRISTIANA |  | HOSPITAL-CH | 0 | 3666141 | DE |  |  |  | Infusion Pumps; General-Purpose | 32672 | 7130B | ALARIS MEDICAL SYSTEMS INC SUB CARDINAL HEALTH INC | 1435.5
CHRISTIANA |  | HOSPITAL-CH | 0 | 3663853 | DE |  |  |  | Infusion Pumps; General-Purpose | 32674 | 7130B | ALARIS MEDICAL SYSTEMS INC SUB CARDINAL HEALTH INC | 1435.5
CHRISTIANA |  | CANCER CENTER | 0 | 3663760 | DE |  |  |  | Infusion Pumps; General-Purpose | 32679 | 7130B | ALARIS MEDICAL SYSTEMS INC SUB CARDINAL HEALTH INC | 1435.5
CHRISTIANA |  | HOSPITAL-WH | 0 | 4092133 | DE |  |  |  | Infusion Pumps; General-Purpose | 35104 | 7130B | ALARIS MEDICAL SYSTEMS INC SUB CARDINAL HEALTH INC | 1795
CHRISTIANA |  | HOSPITAL-WH | 0 | 4092130 | DE |  |  |  | Infusion Pumps; General-Purpose | 35106 | 7130B | ALARIS MEDICAL SYSTEMS INC SUB CARDINAL HEALTH INC | 1795
CHRISTIANA |  | HOSPITAL-CH | 0 | 3663953 | DE |  |  |  | Infusion Pumps; General-Purpose | 32614 | 7130B | ALARIS MEDICAL SYSTEMS INC SUB CARDINAL HEALTH INC | 1435.5
CHRISTIANA |  | HOSPITAL-CH | 0 | 3663967 | DE |  |  |  | Infusion Pumps; General-Purpose | 32829 | 7130B | ALARIS MEDICAL SYSTEMS INC SUB CARDINAL HEALTH INC | 1435.5
CHRISTIANA |  | HOSPITAL-CH | 0 | 4125226 | DE |  |  |  | Infusion Pumps; General-Purpose | 36184 | 7130B | ALARIS MEDICAL SYSTEMS INC SUB CARDINAL HEALTH INC | 1795
CHRISTIANA |  | HOSPITAL-CH | 0 | 3667025 | DE |  |  |  | Infusion Pumps; General-Purpose | 33082 | 7130B | ALARIS MEDICAL SYSTEMS INC SUB CARDINAL HEALTH INC | 1435.5
CHRISTIANA |  | HOSPITAL-CH | 0 | 3663754 | DE |  |  |  | Infusion Pumps; General-Purpose | 32818 | 7130B | ALARIS MEDICAL SYSTEMS INC SUB CARDINAL HEALTH INC | 1435.5
CHRISTIANA |  | HOSPITAL-WH | 0 | 3667901 | DE |  |  |  | Infusion Pumps; General-Purpose | 33849 | 7130B | ALARIS MEDICAL SYSTEMS INC SUB CARDINAL HEALTH INC | 1435.5
CHRISTIANA |  | HOSPITAL-WH | 0 | 3638083 | DE |  |  |  | Infusion Pumps; General-Purpose | 33879 | 7130B | ALARIS MEDICAL SYSTEMS INC SUB CARDINAL HEALTH INC | 1435.5
CHRISTIANA |  | HOSPITAL-CH | 0 | 3700797 | DE |  |  |  | Infusion Pumps; General-Purpose | 33478 | 7130B | ALARIS MEDICAL SYSTEMS INC SUB CARDINAL HEALTH INC | 1615.5
CHRISTIANA |  | HOSPITAL-WH | 0 | 3667320 | DE |  |  |  | Infusion Pumps; General-Purpose | 33909 | 7130B | ALARIS MEDICAL SYSTEMS INC SUB CARDINAL HEALTH INC | 1435.5
CHRISTIANA |  | HOSPITAL-CH | 0 | 3666112 | DE |  |  |  | Infusion Pumps; General-Purpose | 34120 | 7130B | ALARIS MEDICAL SYSTEMS INC SUB CARDINAL HEALTH INC | 1435.5
CHRISTIANA |  | HOSPITAL-CH | 0 | 3666049 | DE |  |  |  | Infusion Pumps; General-Purpose | 34122 | 7130B | ALARIS MEDICAL SYSTEMS INC SUB CARDINAL HEALTH INC | 1435.5
CHRISTIANA |  | HOSPITAL-WH | 0 | 3667838 | DE |  |  |  | Infusion Pumps; General-Purpose | 33772 | 7130B | ALARIS MEDICAL SYSTEMS INC SUB CARDINAL HEALTH INC | 1435.5
CHRISTIANA |  | HOSPITAL-WH | 0 | 3667400 | DE |  |  |  | Infusion Pumps; General-Purpose | 33771 | 7130B | ALARIS MEDICAL SYSTEMS INC SUB CARDINAL HEALTH INC | 1435.5
CHRISTIANA |  | HOSPITAL-CH | 0 | 3663898 | DE |  |  |  | Infusion Pumps; General-Purpose | 32748 | 7130B | ALARIS MEDICAL SYSTEMS INC SUB CARDINAL HEALTH INC | 1435.5
CHRISTIANA |  | HOSPITAL-CH | 0 | 3663845 | DE |  |  |  | Infusion Pumps; General-Purpose | 32967 | 7130B | ALARIS MEDICAL SYSTEMS INC SUB CARDINAL HEALTH INC | 1435.5
CHRISTIANA |  | HOSPITAL-WH | 0 | 3667385 | DE |  |  |  | Infusion Pumps; General-Purpose | 33984 | 7130B | ALARIS MEDICAL SYSTEMS INC SUB CARDINAL HEALTH INC | 1435.5
CHRISTIANA |  | HOSPITAL-CH | 0 | 3666930 | DE |  |  |  | Infusion Pumps; General-Purpose | 32695 | 7130B | ALARIS MEDICAL SYSTEMS INC SUB CARDINAL HEALTH INC | 1435.5
CHRISTIANA |  | HOSPITAL-CH | 0 | 3663769 | DE |  |  |  | Infusion Pumps; General-Purpose | 32677 | 7130B | ALARIS MEDICAL SYSTEMS INC SUB CARDINAL HEALTH INC | 1435.5
CHRISTIANA |  | HOSPITAL-CH | 0 | 3700098 | DE |  |  |  | Infusion Pumps; General-Purpose | 32056 | 7130B | ALARIS MEDICAL SYSTEMS INC SUB CARDINAL HEALTH INC | 1615.5
CHRISTIANA |  | HOSPITAL-CH | 0 | 3663823 | DE |  |  |  | Infusion Pumps; General-Purpose | 32770 | 7130B | ALARIS MEDICAL SYSTEMS INC SUB CARDINAL HEALTH INC | 1435.5
CHRISTIANA |  | HOSPITAL-CH | 0 | 4124869 | DE |  |  |  | Infusion Pumps; General-Purpose | 36197 | 7130B | ALARIS MEDICAL SYSTEMS INC SUB CARDINAL HEALTH INC | 1795
CHRISTIANA |  | HOSPITAL-CH | 0 | 4124978 | DE |  |  |  | Infusion Pumps; General-Purpose | 36199 | 7130B | ALARIS MEDICAL SYSTEMS INC SUB CARDINAL HEALTH INC | 1795
CHRISTIANA |  | HOSPITAL-CH | 0 | 3700893 | DE |  |  |  | Infusion Pumps; General-Purpose | 33480 | 7130B | ALARIS MEDICAL SYSTEMS INC SUB CARDINAL HEALTH INC | 1615.5
CHRISTIANA |  | HOSPITAL-CH | 0 | 3666090 | DE |  |  |  | Infusion Pumps; General-Purpose | 34103 | 7130B | ALARIS MEDICAL SYSTEMS INC SUB CARDINAL HEALTH INC | 1435.5
CHRISTIANA |  | HOSPITAL-CH | 0 | 3663705 | DE |  |  |  | Infusion Pumps; General-Purpose | 34105 | 7130B | ALARIS MEDICAL SYSTEMS INC SUB CARDINAL HEALTH INC | 1435.5
CHRISTIANA |  | HOSPITAL-CH | 0 | 3666991 | DE |  |  |  | Infusion Pumps; General-Purpose | 33063 | 7130B | ALARIS MEDICAL SYSTEMS INC SUB CARDINAL HEALTH INC | 1435.5
CHRISTIANA |  | HOSPITAL-WH | 0 | 3667364 | DE |  |  |  | Infusion Pumps; General-Purpose | 33971 | 7130B | ALARIS MEDICAL SYSTEMS INC SUB CARDINAL HEALTH INC | 1435.5
CHRISTIANA |  | HOSPITAL-WH | 0 | 3667372 | DE |  |  |  | Infusion Pumps; General-Purpose | 33969 | 7130B | ALARIS MEDICAL SYSTEMS INC SUB CARDINAL HEALTH INC | 1435.5
CHRISTIANA |  | HOSPITAL-CH | 0 | 3666117 | DE |  |  |  | Infusion Pumps; General-Purpose | 32654 | 7130B | ALARIS MEDICAL SYSTEMS INC SUB CARDINAL HEALTH INC | 1435.5
CHRISTIANA |  | HOSPITAL-CH | 0 | 3666935 | DE |  |  |  | Infusion Pumps; General-Purpose | 32657 | 7130B | ALARIS MEDICAL SYSTEMS INC SUB CARDINAL HEALTH INC | 1435.5
CHRISTIANA |  | HOSPITAL-CH | 0 | 3666916 | DE |  |  |  | Infusion Pumps; General-Purpose | 32659 | 7130B | ALARIS MEDICAL SYSTEMS INC SUB CARDINAL HEALTH INC | 1435.5
CHRISTIANA |  | HOSPITAL-CH | 0 | 4125205 | DE |  |  |  | Infusion Pumps; General-Purpose | 36211 | 7130B | ALARIS MEDICAL SYSTEMS INC SUB CARDINAL HEALTH INC | 1795
CHRISTIANA |  | HOSPITAL-CH | 0 | 3667356 | DE |  |  |  | Infusion Pumps; General-Purpose | 33203 | 7130B | ALARIS MEDICAL SYSTEMS INC SUB CARDINAL HEALTH INC | 1435.5
CHRISTIANA |  | CANCER CENTER | 0 | 3667302 | DE |  |  |  | Infusion Pumps; General-Purpose | 33201 | 7130B | ALARIS MEDICAL SYSTEMS INC SUB CARDINAL HEALTH INC | 1435.5
CHRISTIANA |  | HOSPITAL-CH | 0 | 3667360 | DE |  |  |  | Infusion Pumps; General-Purpose | 33145 | 7130B | ALARIS MEDICAL SYSTEMS INC SUB CARDINAL HEALTH INC | 1435.5
CHRISTIANA |  | HOSPITAL-WH | 0 | 3667443 | DE |  |  |  | Infusion Pumps; General-Purpose | 33781 | 7130B | ALARIS MEDICAL SYSTEMS INC SUB CARDINAL HEALTH INC | 1435.5
CHRISTIANA |  | HOSPITAL-WH | 0 | 9955759 | DE |  |  |  | Infusion Pumps; General-Purpose | 37844 | 7130B | ALARIS MEDICAL SYSTEMS INC SUB CARDINAL HEALTH INC | 1795
CHRISTIANA |  | HOSPITAL-WH | 0 | 4092160 | DE |  |  |  | Infusion Pumps; General-Purpose | 35107 | 7130B | ALARIS MEDICAL SYSTEMS INC SUB CARDINAL HEALTH INC | 1795
CHRISTIANA |  | HOSPITAL-CH | 0 | 3666974 | DE |  |  |  | Infusion Pumps; General-Purpose | 33081 | 7130B | ALARIS MEDICAL SYSTEMS INC SUB CARDINAL HEALTH INC | 1435.5
CHRISTIANA |  | HOSPITAL-WH | 0 | 3667365 | DE |  |  |  | Infusion Pumps; General-Purpose | 33991 | 7130B | ALARIS MEDICAL SYSTEMS INC SUB CARDINAL HEALTH INC | 1435.5
CHRISTIANA |  | HOSPITAL-WH | 0 | 3654983 | DE |  |  |  | Infusion Pumps; General-Purpose | 33896 | 7130B | ALARIS MEDICAL SYSTEMS INC SUB CARDINAL HEALTH INC | 1435.5
CHRISTIANA |  | HOSPITAL-WH | 0 | 3667888 | DE |  |  |  | Infusion Pumps; General-Purpose | 33848 | 7130B | ALARIS MEDICAL SYSTEMS INC SUB CARDINAL HEALTH INC | 1435.5
CHRISTIANA |  | HOSPITAL-WH | 0 | 3667943 | DE |  |  |  | Infusion Pumps; General-Purpose | 33882 | 7130B | ALARIS MEDICAL SYSTEMS INC SUB CARDINAL HEALTH INC | 1435.5
CHRISTIANA |  | HOSPITAL-WH | 0 | 3654829 | DE |  |  |  | Infusion Pumps; General-Purpose | 33880 | 7130B | ALARIS MEDICAL SYSTEMS INC SUB CARDINAL HEALTH INC | 1435.5
CHRISTIANA |  | HOSPITAL-CH | 0 | 3666087 | DE |  |  |  | Infusion Pumps; General-Purpose | 34121 | 7130B | ALARIS MEDICAL SYSTEMS INC SUB CARDINAL HEALTH INC | 1435.5
CHRISTIANA |  | HOSPITAL-CH | 0 | 3663719 | DE |  |  |  | Infusion Pumps; General-Purpose | 34123 | 7130B | ALARIS MEDICAL SYSTEMS INC SUB CARDINAL HEALTH INC | 1435.5
CHRISTIANA |  | HOSPITAL-WH | 0 | 3667278 | DE |  |  |  | Infusion Pumps; General-Purpose | 33761 | 7130B | ALARIS MEDICAL SYSTEMS INC SUB CARDINAL HEALTH INC | 1435
CHRISTIANA |  | HOSPITAL-WH | 0 | 3667336 | DE |  |  |  | Infusion Pumps; General-Purpose | 33768 | 7130B | ALARIS MEDICAL SYSTEMS INC SUB CARDINAL HEALTH INC | 1435.5
CHRISTIANA |  | HOSPITAL-WH | 0 | 3438735 | DE |  |  |  | Infusion Pumps; General-Purpose | 42237 | 7130B | ALARIS MEDICAL SYSTEMS INC SUB CARDINAL HEALTH INC | 1795
CHRISTIANA |  | HOSPITAL-CH | 0 | 4124981 | DE |  |  |  | Infusion Pumps; General-Purpose | 36168 | 7130B | ALARIS MEDICAL SYSTEMS INC SUB CARDINAL HEALTH INC | 1795
CHRISTIANA |  | HOSPITAL-WH | 0 | 3663881 | DE |  |  |  | Infusion Pumps; General-Purpose | 32969 | 7130B | ALARIS MEDICAL SYSTEMS INC SUB CARDINAL HEALTH INC | 1435.5
CHRISTIANA |  | HOSPITAL-CH | 0 | 3663844 | DE |  |  |  | Infusion Pumps; General-Purpose | 32946 | 7130B | ALARIS MEDICAL SYSTEMS INC SUB CARDINAL HEALTH INC | 1435.5
CHRISTIANA |  | HOSPITAL-CH | 0 | 3667368 | DE |  |  |  | Infusion Pumps; General-Purpose | 33144 | 7130B | ALARIS MEDICAL SYSTEMS INC SUB CARDINAL HEALTH INC | 1435.5
CHRISTIANA |  | HOSPITAL-CH | 0 | 3663911 | DE |  |  |  | Infusion Pumps; General-Purpose | 32618 | 7130B | ALARIS MEDICAL SYSTEMS INC SUB CARDINAL HEALTH INC | 1435.5
CHRISTIANA |  | HOSPITAL-CH | 0 | 3663833 | DE |  |  |  | Infusion Pumps; General-Purpose | 32647 | 7130B | ALARIS MEDICAL SYSTEMS INC SUB CARDINAL HEALTH INC | 1435.5
CHRISTIANA |  | HOSPITAL-CH | 0 | 3667026 | DE |  |  |  | Infusion Pumps; General-Purpose | 32642 | 7130B | ALARIS MEDICAL SYSTEMS INC SUB CARDINAL HEALTH INC | 1435.5
CHRISTIANA |  | HOSPITAL-WH | 0 | 3667437 | DE |  |  |  | Infusion Pumps; General-Purpose | 33801 | 7130B | ALARIS MEDICAL SYSTEMS INC SUB CARDINAL HEALTH INC | 1435.5
CHRISTIANA |  | HOSPITAL-CH | 0 | 4124866 | DE |  |  |  | Infusion Pumps; General-Purpose | 36198 | 7130B | ALARIS MEDICAL SYSTEMS INC SUB CARDINAL HEALTH INC | 1795
CHRISTIANA |  | HOSPITAL-CH | 0 | 3700819 | DE |  |  |  | Infusion Pumps; General-Purpose | 33481 | 7130B | ALARIS MEDICAL SYSTEMS INC SUB CARDINAL HEALTH INC | 1615.5
CHRISTIANA |  | HOSPITAL-CH | 0 | 3700886 | DE |  |  |  | Infusion Pumps; General-Purpose | 33479 | 7130B | ALARIS MEDICAL SYSTEMS INC SUB CARDINAL HEALTH INC | 1615.5
CHRISTIANA |  | HOSPITAL-CH | 0 | 3666226 | DE |  |  |  | Infusion Pumps; General-Purpose | 34102 | 7130B | ALARIS MEDICAL SYSTEMS INC SUB CARDINAL HEALTH INC | 1435.5
CHRISTIANA |  | HOSPITAL-CH | 0 | 3666041 | DE |  |  |  | Infusion Pumps; General-Purpose | 34104 | 7130B | ALARIS MEDICAL SYSTEMS INC SUB CARDINAL HEALTH INC | 1435.5
CHRISTIANA |  | HOSPITAL-WH | 0 | 3667387 | DE |  |  |  | Infusion Pumps; General-Purpose | 33972 | 7130B | ALARIS MEDICAL SYSTEMS INC SUB CARDINAL HEALTH INC | 1435.5
CHRISTIANA |  | HOSPITAL-WH | 0 | 3667341 | DE |  |  |  | Infusion Pumps; General-Purpose | 33970 | 7130B | ALARIS MEDICAL SYSTEMS INC SUB CARDINAL HEALTH INC | 1435.5
CHRISTIANA |  | HOSPITAL-WH | 0 | 3667338 | DE |  |  |  | Infusion Pumps; General-Purpose | 33968 | 7130B | ALARIS MEDICAL SYSTEMS INC SUB CARDINAL HEALTH INC | 1435.5
CHRISTIANA |  | HOSPITAL-WH | 0 | 3666910 | DE |  |  |  | Infusion Pumps; General-Purpose | 32493 | 7130B | ALARIS MEDICAL SYSTEMS INC SUB CARDINAL HEALTH INC | 1435.5
CHRISTIANA |  | HOSPITAL-CH | 0 | 3666223 | DE |  |  |  | Infusion Pumps; General-Purpose | 32656 | 7130B | ALARIS MEDICAL SYSTEMS INC SUB CARDINAL HEALTH INC | 1435.5
CHRISTIANA |  | HOSPITAL-CH | 0 | 3663838 | DE |  |  |  | Infusion Pumps; General-Purpose | 32658 | 7130B | ALARIS MEDICAL SYSTEMS INC SUB CARDINAL HEALTH INC | 1435.5
CHRISTIANA |  | HOSPITAL-CH | 0 | 4125209 | DE |  |  |  | Infusion Pumps; General-Purpose | 36210 | 7130B | ALARIS MEDICAL SYSTEMS INC SUB CARDINAL HEALTH INC | 1795
CHRISTIANA |  | HOSPITAL-CH | 0 | 3667369 | DE |  |  |  | Infusion Pumps; General-Purpose | 33202 | 7130B | ALARIS MEDICAL SYSTEMS INC SUB CARDINAL HEALTH INC | 1435.5
CHRISTIANA |  | HOSPITAL-WH | 0 | 3678750 | DE |  |  |  | Infusion Pumps; General-Purpose | 33926 | 7130B | ALARIS MEDICAL SYSTEMS INC SUB CARDINAL HEALTH INC | 1435.5
CHRISTIANA |  | HOSPITAL-WH | 0 | 9956183 | DE |  |  |  | Infusion Pumps; General-Purpose | 37843 | 7130B | ALARIS MEDICAL SYSTEMS INC SUB CARDINAL HEALTH INC | 1795
CHRISTIANA |  | HOSPITAL-WH | 0 | 9948493 | DE |  |  |  | Infusion Pumps; General-Purpose | 37845 | 7130B | ALARIS MEDICAL SYSTEMS INC SUB CARDINAL HEALTH INC | 1795
CHRISTIANA |  | HOSPITAL-CH | 0 | 3666900 | DE |  |  |  | Infusion Pumps; General-Purpose | 32896 | 7130B | ALARIS MEDICAL SYSTEMS INC SUB CARDINAL HEALTH INC | 1435.5
CHRISTIANA |  | HOSPITAL-CH | 0 | 3663998 | DE |  |  |  | Infusion Pumps; General-Purpose | 32758 | 7130B | ALARIS MEDICAL SYSTEMS INC SUB CARDINAL HEALTH INC | 1435.5
CHRISTIANA |  | HOSPITAL-WH | 0 | 3654669 | DE |  |  |  | Infusion Pumps; General-Purpose | 33878 | 7130B | ALARIS MEDICAL SYSTEMS INC SUB CARDINAL HEALTH INC | 1435.5
CHRISTIANA |  | HOSPITAL-CH | 0 | 3666136 | DE |  |  |  | Infusion Pumps; General-Purpose | 32852 | 7130B | ALARIS MEDICAL SYSTEMS INC SUB CARDINAL HEALTH INC | 1435.5
CHRISTIANA |  | HOSPITAL-CH | 0 | 3663986 | DE |  |  |  | Infusion Pumps; General-Purpose | 32854 | 7130B | ALARIS MEDICAL SYSTEMS INC SUB CARDINAL HEALTH INC | 1435.5
CHRISTIANA |  | HOSPITAL-CH | 0 | 3700829 | DE |  |  |  | Infusion Pumps; General-Purpose | 33476 | 7130B | ALARIS MEDICAL SYSTEMS INC SUB CARDINAL HEALTH INC | 1615.5
CHRISTIANA |  | HOSPITAL-CH | 0 | 3700748 | DE |  |  |  | Infusion Pumps; General-Purpose | 33474 | 7130B | ALARIS MEDICAL SYSTEMS INC SUB CARDINAL HEALTH INC | 1615.5
CHRISTIANA |  | HOSPITAL-CH | 0 | 3663842 | DE |  |  |  | Infusion Pumps; General-Purpose | 32783 | 7130B | ALARIS MEDICAL SYSTEMS INC SUB CARDINAL HEALTH INC | 1435.5
CHRISTIANA |  | HOSPITAL-CH | 0 | 3666119 | DE |  |  |  | Infusion Pumps; General-Purpose | 34130 | 7130B | ALARIS MEDICAL SYSTEMS INC SUB CARDINAL HEALTH INC | 1435.5
CHRISTIANA |  | HOSPITAL-WH | 0 | 3667444 | DE |  |  |  | Infusion Pumps; General-Purpose | 33767 | 7130B | ALARIS MEDICAL SYSTEMS INC SUB CARDINAL HEALTH INC | 1435.5
CHRISTIANA |  | HOSPITAL-CH | 0 | 3664003 | DE |  |  |  | Infusion Pumps; General-Purpose | 32839 | 7130B | ALARIS MEDICAL SYSTEMS INC SUB CARDINAL HEALTH INC | 1435.5
CHRISTIANA |  | HOSPITAL-CH | 0 | 3663772 | DE |  |  |  | Infusion Pumps; General-Purpose | 32836 | 7130B | ALARIS MEDICAL SYSTEMS INC SUB CARDINAL HEALTH INC | 1435.5
CHRISTIANA |  | HOSPITAL-CH | 0 | 3667285 | DE |  |  |  | Infusion Pumps; General-Purpose | 33143 | 7130B | ALARIS MEDICAL SYSTEMS INC SUB CARDINAL HEALTH INC | 1435.5
CHRISTIANA |  | HOSPITAL-CH | 0 | 3667382 | DE |  |  |  | Infusion Pumps; General-Purpose | 33141 | 7130B | ALARIS MEDICAL SYSTEMS INC SUB CARDINAL HEALTH INC | 1435.5
CHRISTIANA |  | HOSPITAL-CH | 0 | 3666959 | DE |  |  |  | Infusion Pumps; General-Purpose | 32486 | 7130B | ALARIS MEDICAL SYSTEMS INC SUB CARDINAL HEALTH INC | 1435.5
CHRISTIANA |  | HOSPITAL-CH | 0 | 3632798 | DE |  |  |  | Infusion Pumps; General-Purpose | 33883 | 7130B | ALARIS MEDICAL SYSTEMS INC SUB CARDINAL HEALTH INC | 1435.5
CHRISTIANA |  | HOSPITAL-CH | 0 | 3663738 | DE |  |  |  | Infusion Pumps; General-Purpose | 34091 | 7130B | ALARIS MEDICAL SYSTEMS INC SUB CARDINAL HEALTH INC | 1435.5
CHRISTIANA |  | HOSPITAL-CH | 0 | 3666908 | DE |  |  |  | Infusion Pumps; General-Purpose | 32710 | 7130B | ALARIS MEDICAL SYSTEMS INC SUB CARDINAL HEALTH INC | 1435.5
CHRISTIANA |  | HOSPITAL-WH | 0 | 3667299 | DE |  |  |  | Infusion Pumps; General-Purpose | 33955 | 7130B | ALARIS MEDICAL SYSTEMS INC SUB CARDINAL HEALTH INC | 1435.5
CHRISTIANA |  | HOSPITAL-WH | 0 | 3667344 | DE |  |  |  | Infusion Pumps; General-Purpose | 33936 | 7130B | ALARIS MEDICAL SYSTEMS INC SUB CARDINAL HEALTH INC | 1435.5
CHRISTIANA |  | HOSPITAL-CH | 0 | 4124936 | DE |  |  |  | Infusion Pumps; General-Purpose | 36201 | 7130B | ALARIS MEDICAL SYSTEMS INC SUB CARDINAL HEALTH INC | 1795
CHRISTIANA |  | HOSPITAL-CH | 0 | 3667284 | DE |  |  |  | Infusion Pumps; General-Purpose | 33215 | 7130B | ALARIS MEDICAL SYSTEMS INC SUB CARDINAL HEALTH INC | 1435.5
CHRISTIANA |  | HOSPITAL-CH | 0 | 3667286 | DE |  |  |  | Infusion Pumps; General-Purpose | 33213 | 7130B | ALARIS MEDICAL SYSTEMS INC SUB CARDINAL HEALTH INC | 1435.5
CHRISTIANA |  | HOSPITAL-WH | 0 | 3667389 | DE |  |  |  | Infusion Pumps; General-Purpose | 33967 | 7130B | ALARIS MEDICAL SYSTEMS INC SUB CARDINAL HEALTH INC | 1435.5
CHRISTIANA |  | HOSPITAL-WH | 0 | 3667279 | DE |  |  |  | Infusion Pumps; General-Purpose | 33965 | 7130B | ALARIS MEDICAL SYSTEMS INC SUB CARDINAL HEALTH INC | 1435.5
CHRISTIANA |  | HOSPITAL-CH | 0 | 3663764 | DE |  |  |  | Infusion Pumps; General-Purpose | 32661 | 7130B | ALARIS MEDICAL SYSTEMS INC SUB CARDINAL HEALTH INC | 1435.5
CHRISTIANA |  | HOSPITAL-CH | 0 | 3666928 | DE |  |  |  | Infusion Pumps; General-Purpose | 32664 | 7130B | ALARIS MEDICAL SYSTEMS INC SUB CARDINAL HEALTH INC | 1435.5
CHRISTIANA |  | HOSPITAL-CH | 0 | 3663952 | DE |  |  |  | Infusion Pumps; General-Purpose | 32800 | 7130B | ALARIS MEDICAL SYSTEMS INC SUB CARDINAL HEALTH INC | 1435.5
CHRISTIANA |  | HOSPITAL-CH | 0 | 3666231 | DE |  |  |  | Infusion Pumps; General-Purpose | 32692 | 7130B | ALARIS MEDICAL SYSTEMS INC SUB CARDINAL HEALTH INC | 1435.5
CHRISTIANA |  | HOSPITAL-WH | 0 | 9956608 | DE |  |  |  | Infusion Pumps; General-Purpose | 37872 | 7130B | ALARIS MEDICAL SYSTEMS INC SUB CARDINAL HEALTH INC | 1795
CHRISTIANA |  | HOSPITAL-WH | 0 | 9955877 | DE |  |  |  | Infusion Pumps; General-Purpose | 37874 | 7130B | ALARIS MEDICAL SYSTEMS INC SUB CARDINAL HEALTH INC | 1795
CHRISTIANA |  | HOSPITAL-WH | 0 | 3667340 | DE |  |  |  | Infusion Pumps; General-Purpose | 33931 | 7130B | ALARIS MEDICAL SYSTEMS INC SUB CARDINAL HEALTH INC | 1435.5
CHRISTIANA |  | HOSPITAL-CH | 0 | 3664025 | DE |  |  |  | Infusion Pumps; General-Purpose | 32898 | 7130B | ALARIS MEDICAL SYSTEMS INC SUB CARDINAL HEALTH INC | 1435.5
CHRISTIANA |  | HOSPITAL-CH | 0 | 3666150 | DE |  |  |  | Infusion Pumps; General-Purpose | 32867 | 7130B | ALARIS MEDICAL SYSTEMS INC SUB CARDINAL HEALTH INC | 1435.5
CHRISTIANA |  | HOSPITAL-WH | 0 | 3635081 | DE |  |  |  | Infusion Pumps; General-Purpose | 33877 | 7130B | ALARIS MEDICAL SYSTEMS INC SUB CARDINAL HEALTH INC | 1435.5
CHRISTIANA |  | HOSPITAL-CH | 0 | 3663901 | DE |  |  |  | Infusion Pumps; General-Purpose | 32851 | 7130B | ALARIS MEDICAL SYSTEMS INC SUB CARDINAL HEALTH INC | 1435.5
CHRISTIANA |  | HOSPITAL-CH | 0 | 3666139 | DE |  |  |  | Infusion Pumps; General-Purpose | 32853 | 7130B | ALARIS MEDICAL SYSTEMS INC SUB CARDINAL HEALTH INC | 1435.5
CHRISTIANA |  | HOSPITAL-CH | 0 | 3700189 | DE |  |  |  | Infusion Pumps; General-Purpose | 33477 | 7130B | ALARIS MEDICAL SYSTEMS INC SUB CARDINAL HEALTH INC | 1615.5
CHRISTIANA |  | HOSPITAL-CH | 0 | 3700721 | DE |  |  |  | Infusion Pumps; General-Purpose | 33475 | 7130B | ALARIS MEDICAL SYSTEMS INC SUB CARDINAL HEALTH INC | 1615.5
CHRISTIANA |  | HOSPITAL-WH | 0 | 3666985 | DE |  |  |  | Infusion Pumps; General-Purpose | 32497 | 7130B | ALARIS MEDICAL SYSTEMS INC SUB CARDINAL HEALTH INC | 1435.5
CHRISTIANA |  | HOSPITAL-CH | 0 | 4125228 | DE |  |  |  | Infusion Pumps; General-Purpose | 36220 | 7130B | ALARIS MEDICAL SYSTEMS INC SUB CARDINAL HEALTH INC | 1795
CHRISTIANA |  | HOSPITAL-WH | 0 | 3667373 | DE |  |  |  | Infusion Pumps; General-Purpose | 33778 | 7130B | ALARIS MEDICAL SYSTEMS INC SUB CARDINAL HEALTH INC | 1435.5
CHRISTIANA |  | HOSPITAL-CH | 0 | 3667070 | DE |  |  |  | Infusion Pumps; General-Purpose | 33142 | 7130B | ALARIS MEDICAL SYSTEMS INC SUB CARDINAL HEALTH INC | 1435.5
CHRISTIANA |  | HOSPITAL-CH | 0 | 3667076 | DE |  |  |  | Infusion Pumps; General-Purpose | 33140 | 7130B | ALARIS MEDICAL SYSTEMS INC SUB CARDINAL HEALTH INC | 1435.5
CHRISTIANA |  | HOSPITAL-CH | 0 | 3663975 | DE |  |  |  | Infusion Pumps; General-Purpose | 32845 | 7130B | ALARIS MEDICAL SYSTEMS INC SUB CARDINAL HEALTH INC | 1435.5
CHRISTIANA |  | HOSPITAL-CH | 0 | 3663736 | DE |  |  |  | Infusion Pumps; General-Purpose | 34092 | 7130B | ALARIS MEDICAL SYSTEMS INC SUB CARDINAL HEALTH INC | 1435.5
CHRISTIANA |  | HOSPITAL-CH | 0 | 3666175 | DE |  |  |  | Infusion Pumps; General-Purpose | 32678 | 7130B | ALARIS MEDICAL SYSTEMS INC SUB CARDINAL HEALTH INC | 1435.5
CHRISTIANA |  | HOSPITAL-WH | 0 | 3667027 | DE |  |  |  | Infusion Pumps; General-Purpose | 33793 | 7130B | ALARIS MEDICAL SYSTEMS INC SUB CARDINAL HEALTH INC | 1435.5
CHRISTIANA |  | HOSPITAL-CH | 0 | 3663912 | DE |  |  |  | Infusion Pumps; General-Purpose | 32815 | 7130B | ALARIS MEDICAL SYSTEMS INC SUB CARDINAL HEALTH INC | 1435.5
CHRISTIANA |  | HOSPITAL-CH | 0 | 4124917 | DE |  |  |  | Infusion Pumps; General-Purpose | 36200 | 7130B | ALARIS MEDICAL SYSTEMS INC SUB CARDINAL HEALTH INC | 1795
CHRISTIANA |  | HOSPITAL-CH | 0 | 4125230 | DE |  |  |  | Infusion Pumps; General-Purpose | 36202 | 7130B | ALARIS MEDICAL SYSTEMS INC SUB CARDINAL HEALTH INC | 1795
CHRISTIANA |  | HOSPITAL-CH | 0 | 3666118 | DE |  |  |  | Infusion Pumps; General-Purpose | 34106 | 7130B | ALARIS MEDICAL SYSTEMS INC SUB CARDINAL HEALTH INC | 1435.5
CHRISTIANA |  | HOSPITAL-CH | 0 | 3666902 | DE |  |  |  | Infusion Pumps; General-Purpose | 33216 | 7130B | ALARIS MEDICAL SYSTEMS INC SUB CARDINAL HEALTH INC | 1435.5
CHRISTIANA |  | HOSPITAL-CH | 0 | 3667050 | DE |  |  |  | Infusion Pumps; General-Purpose | 33214 | 7130B | ALARIS MEDICAL SYSTEMS INC SUB CARDINAL HEALTH INC | 1435.5
CHRISTIANA |  | HOSPITAL-CH | 0 | 3666988 | DE |  |  |  | Infusion Pumps; General-Purpose | 33212 | 7130B | ALARIS MEDICAL SYSTEMS INC SUB CARDINAL HEALTH INC | 1435.5
CHRISTIANA |  | HOSPITAL-WH | 0 | 3667348 | DE |  |  |  | Infusion Pumps; General-Purpose | 33966 | 7130B | ALARIS MEDICAL SYSTEMS INC SUB CARDINAL HEALTH INC | 1435.5
CHRISTIANA |  | HOSPITAL-WH | 0 | 3667459 | DE |  |  |  | Infusion Pumps; General-Purpose | 33964 | 7130B | ALARIS MEDICAL SYSTEMS INC SUB CARDINAL HEALTH INC | 1435.5
CHRISTIANA |  | HOSPITAL-CH | 0 | 3663805 | DE |  |  |  | Infusion Pumps; General-Purpose | 32660 | 7130B | ALARIS MEDICAL SYSTEMS INC SUB CARDINAL HEALTH INC | 1435.5
CHRISTIANA |  | HOSPITAL-CH | 0 | 3666899 | DE |  |  |  | Infusion Pumps; General-Purpose | 32663 | 7130B | ALARIS MEDICAL SYSTEMS INC SUB CARDINAL HEALTH INC | 1435.5
CHRISTIANA |  | HOSPITAL-CH | 0 | 3663945 | DE |  |  |  | Infusion Pumps; General-Purpose | 32604 | 7130B | ALARIS MEDICAL SYSTEMS INC SUB CARDINAL HEALTH INC | 1435.5
CHRISTIANA |  | HOSPITAL-CH | 0 | 3663897 | DE |  |  |  | Infusion Pumps; General-Purpose | 32753 | 7130B | ALARIS MEDICAL SYSTEMS INC SUB CARDINAL HEALTH INC | 1435.5
CHRISTIANA |  | HOSPITAL-CH | 0 | 3666967 | DE |  |  |  | Infusion Pumps; General-Purpose | 32648 | 7130B | ALARIS MEDICAL SYSTEMS INC SUB CARDINAL HEALTH INC | 1435.5
CHRISTIANA |  | HOSPITAL-WH | 0 | 9956645 | DE |  |  |  | Infusion Pumps; General-Purpose | 37873 | 7130B | ALARIS MEDICAL SYSTEMS INC SUB CARDINAL HEALTH INC | 1795
CHRISTIANA |  | HOSPITAL-WH | 0 | 3667395 | DE |  |  |  | Infusion Pumps; General-Purpose | 33980 | 7130B | ALARIS MEDICAL SYSTEMS INC SUB CARDINAL HEALTH INC | 1435.5
CHRISTIANA |  | HOSPITAL-CH | 0 | 3654663 | DE |  |  |  | Infusion Pumps; General-Purpose | 33888 | 7130B | ALARIS MEDICAL SYSTEMS INC SUB CARDINAL HEALTH INC | 1435.5
CHRISTIANA |  | HOSPITAL-CH | 0 | 3666169 | DE |  |  |  | Infusion Pumps; General-Purpose | 32825 | 7130B | ALARIS MEDICAL SYSTEMS INC SUB CARDINAL HEALTH INC | 1435.5
CHRISTIANA |  | HOSPITAL-CH | 0 | 3663921 | DE |  |  |  | Infusion Pumps; General-Purpose | 32760 | 7130B | ALARIS MEDICAL SYSTEMS INC SUB CARDINAL HEALTH INC | 1435.5
CHRISTIANA |  | HOSPITAL-CH | 0 | 3663927 | DE |  |  |  | Infusion Pumps; General-Purpose | 32762 | 7130B | ALARIS MEDICAL SYSTEMS INC SUB CARDINAL HEALTH INC | 1435.5
CHRISTIANA |  | HOSPITAL-CH | 0 | 3700212 | DE |  |  |  | Infusion Pumps; General-Purpose | 33653 | 7130B | ALARIS MEDICAL SYSTEMS INC SUB CARDINAL HEALTH INC | 1615.5
CHRISTIANA |  | CANCER CENTER | 0 | 3700731 | DE |  |  |  | Infusion Pumps; General-Purpose | 33655 | 7130B | ALARIS MEDICAL SYSTEMS INC SUB CARDINAL HEALTH INC | 1615.5
CHRISTIANA |  | HOSPITAL-WH | 0 | 3678689 | DE |  |  |  | Infusion Pumps; General-Purpose | 32489 | 7130B | ALARIS MEDICAL SYSTEMS INC SUB CARDINAL HEALTH INC | 1435.5
CHRISTIANA |  | HOSPITAL-WH | 0 | 3667276 | DE |  |  |  | Infusion Pumps; General-Purpose | 33951 | 7130B | ALARIS MEDICAL SYSTEMS INC SUB CARDINAL HEALTH INC | 1435.5
CHRISTIANA |  | HOSPITAL-CH | 0 | 3663791 | DE |  |  |  | Infusion Pumps; General-Purpose | 32856 | 7130B | ALARIS MEDICAL SYSTEMS INC SUB CARDINAL HEALTH INC | 1435.5
CHRISTIANA |  | HOSPITAL-CH | 0 | 3666915 | DE |  |  |  | Infusion Pumps; General-Purpose | 32858 | 7130B | ALARIS MEDICAL SYSTEMS INC SUB CARDINAL HEALTH INC | 1435.5
CHRISTIANA |  | HOSPITAL-CH | 0 | 3700770 | DE |  |  |  | Infusion Pumps; General-Purpose | 33472 | 7130B | ALARIS MEDICAL SYSTEMS INC SUB CARDINAL HEALTH INC | 1615.5
CHRISTIANA |  | HOSPITAL-WH | 0 | 3667359 | DE |  |  |  | Infusion Pumps; General-Purpose | 33916 | 7130B | ALARIS MEDICAL SYSTEMS INC SUB CARDINAL HEALTH INC | 1435.5
CHRISTIANA |  | HOSPITAL-WH | 0 | 4124994 | DE |  |  |  | Infusion Pumps; General-Purpose | 36183 | 7130B | ALARIS MEDICAL SYSTEMS INC SUB CARDINAL HEALTH INC | 1795
CHRISTIANA |  | HOSPITAL-WH | 0 | 4125240 | DE |  |  |  | Infusion Pumps; General-Purpose | 36163 | 7130B | ALARIS MEDICAL SYSTEMS INC SUB CARDINAL HEALTH INC | 1795
CHRISTIANA |  | HOSPITAL-CH | 0 | 3666963 | DE |  |  |  | Infusion Pumps; General-Purpose | 33139 | 7130B | ALARIS MEDICAL SYSTEMS INC SUB CARDINAL HEALTH INC | 1435.5
CHRISTIANA |  | HOSPITAL-CH | 0 | 3666886 | DE |  |  |  | Infusion Pumps; General-Purpose | 33090 | 7130B | ALARIS MEDICAL SYSTEMS INC SUB CARDINAL HEALTH INC | 1435.5
CHRISTIANA |  | HOSPITAL-CH | 0 | 3667272 | DE |  |  |  | Infusion Pumps; General-Purpose | 33089 | 7130B | ALARIS MEDICAL SYSTEMS INC SUB CARDINAL HEALTH INC | 1435.5
CHRISTIANA |  | HOSPITAL-WH | 0 | 3667291 | DE |  |  |  | Infusion Pumps; General-Purpose | 33976 | 7130B | ALARIS MEDICAL SYSTEMS INC SUB CARDINAL HEALTH INC | 1435.5
CHRISTIANA |  | HOSPITAL-CH | 0 | 3700828 | DE |  |  |  | Infusion Pumps; General-Purpose | 33486 | 7130B | ALARIS MEDICAL SYSTEMS INC SUB CARDINAL HEALTH INC | 1615.5
CHRISTIANA |  | HOSPITAL-WH | 0 | 3663794 | DE |  |  |  | Infusion Pumps; General-Purpose | 34093 | 7130B | ALARIS MEDICAL SYSTEMS INC SUB CARDINAL HEALTH INC | 1435.5
CHRISTIANA |  | HOSPITAL-CH | 0 | 3663789 | DE |  |  |  | Infusion Pumps; General-Purpose | 34095 | 7130B | ALARIS MEDICAL SYSTEMS INC SUB CARDINAL HEALTH INC | 1435.5
CHRISTIANA |  | HOSPITAL-CH | 0 | 3667044 | DE |  |  |  | Infusion Pumps; General-Purpose | 33069 | 7130B | ALARIS MEDICAL SYSTEMS INC SUB CARDINAL HEALTH INC | 1435.5
CHRISTIANA |  | HOSPITAL-CH | 0 | 4125223 | DE |  |  |  | Infusion Pumps; General-Purpose | 36203 | 7130B | ALARIS MEDICAL SYSTEMS INC SUB CARDINAL HEALTH INC | 1795
CHRISTIANA |  | HOSPITAL-CH | 0 | 4124982 | DE |  |  |  | Infusion Pumps; General-Purpose | 36205 | 7130B | ALARIS MEDICAL SYSTEMS INC SUB CARDINAL HEALTH INC | 1795
CHRISTIANA |  | HOSPITAL-WH | 0 | 4124910 | DE |  |  |  | Infusion Pumps; General-Purpose | 36143 | 7130B | ALARIS MEDICAL SYSTEMS INC SUB CARDINAL HEALTH INC | 1795
CHRISTIANA |  | HOSPITAL-CH | 0 | 3667063 | DE |  |  |  | Infusion Pumps; General-Purpose | 34219 | 7130B | ALARIS MEDICAL SYSTEMS INC SUB CARDINAL HEALTH INC | 1435.5
CHRISTIANA |  | HOSPITAL-CH | 0 | 3667056 | DE |  |  |  | Infusion Pumps; General-Purpose | 34221 | 7130B | ALARIS MEDICAL SYSTEMS INC SUB CARDINAL HEALTH INC | 1435.5
CHRISTIANA |  | HOSPITAL-CH | 0 | 3667073 | DE |  |  |  | Infusion Pumps; General-Purpose | 33211 | 7130B | ALARIS MEDICAL SYSTEMS INC SUB CARDINAL HEALTH INC | 1435.5
CHRISTIANA |  | Smyrna Health & Wellness Center | 0 | 3667262 | DE |  |  |  | Infusion Pumps; General-Purpose | 33209 | 7130B | ALARIS MEDICAL SYSTEMS INC SUB CARDINAL HEALTH INC | 1435.5
CHRISTIANA |  | HOSPITAL-WH | 0 | 3667839 | DE |  |  |  | Infusion Pumps; General-Purpose | 33807 | 7130B | ALARIS MEDICAL SYSTEMS INC SUB CARDINAL HEALTH INC | 1435.5
CHRISTIANA |  | HOSPITAL-WH | 0 | 3667352 | DE |  |  |  | Infusion Pumps; General-Purpose | 33963 | 7130B | ALARIS MEDICAL SYSTEMS INC SUB CARDINAL HEALTH INC | 1435.5
CHRISTIANA |  | HOSPITAL-CH | 0 | 3666148 | DE |  |  |  | Infusion Pumps; General-Purpose | 32667 | 7130B | ALARIS MEDICAL SYSTEMS INC SUB CARDINAL HEALTH INC | 1435.5
CHRISTIANA |  | HOSPITAL-CH | 0 | 3663863 | DE |  |  |  | Infusion Pumps; General-Purpose | 32671 | 7130B | ALARIS MEDICAL SYSTEMS INC SUB CARDINAL HEALTH INC | 1435.5
CHRISTIANA |  | HOSPITAL-WH | 0 | 4092116 | DE |  |  |  | Infusion Pumps; General-Purpose | 35101 | 7130B | ALARIS MEDICAL SYSTEMS INC SUB CARDINAL HEALTH INC | 1795
CHRISTIANA |  | HOSPITAL-CH | 0 | 3663771 | DE |  |  |  | Infusion Pumps; General-Purpose | 32691 | 7130B | ALARIS MEDICAL SYSTEMS INC SUB CARDINAL HEALTH INC | 1435.5
CHRISTIANA |  | HOSPITAL-CH | 0 | 3663770 | DE |  |  |  | Infusion Pumps; General-Purpose | 32701 | 7130B | ALARIS MEDICAL SYSTEMS INC SUB CARDINAL HEALTH INC | 1435.5
CHRISTIANA |  | HOSPITAL-CH | 0 | 3663782 | DE |  |  |  | Infusion Pumps; General-Purpose | 32689 | 7130B | ALARIS MEDICAL SYSTEMS INC SUB CARDINAL HEALTH INC | 1435.5
CHRISTIANA |  | HOSPITAL-WH | 0 | 3678930 | DE |  |  |  | Infusion Pumps; General-Purpose | 33804 | 7130B | ALARIS MEDICAL SYSTEMS INC SUB CARDINAL HEALTH INC | 1435.5
CHRISTIANA |  | HOSPITAL-CH | 0 | 3666233 | DE |  |  |  | Infusion Pumps; General-Purpose | 32759 | 7130B | ALARIS MEDICAL SYSTEMS INC SUB CARDINAL HEALTH INC | 1435.5
CHRISTIANA |  | HOSPITAL-CH | 0 | 3666092 | DE |  |  |  | Infusion Pumps; General-Purpose | 32761 | 7130B | ALARIS MEDICAL SYSTEMS INC SUB CARDINAL HEALTH INC | 1435.5
CHRISTIANA |  | HOSPITAL-CH | 0 | 3700684 | DE |  |  |  | Infusion Pumps; General-Purpose | 33654 | 7130B | ALARIS MEDICAL SYSTEMS INC SUB CARDINAL HEALTH INC | 1615.5
CHRISTIANA |  | HOSPITAL-CH | 0 | 3700174 | DE |  |  |  | Infusion Pumps; General-Purpose | 33656 | 7130B | ALARIS MEDICAL SYSTEMS INC SUB CARDINAL HEALTH INC | 1615.5
CHRISTIANA |  | HOSPITAL-WH | 0 | 3667428 | DE |  |  |  | Infusion Pumps; General-Purpose | 33791 | 7130B | ALARIS MEDICAL SYSTEMS INC SUB CARDINAL HEALTH INC | 1435.5
CHRISTIANA |  | HOSPITAL-CH | 0 | 3667405 | DE |  |  |  | Infusion Pumps; General-Purpose | 33901 | 7130B | ALARIS MEDICAL SYSTEMS INC SUB CARDINAL HEALTH INC | 1435.5
CHRISTIANA |  | HOSPITAL-CH | 0 | 3663880 | DE |  |  |  | Infusion Pumps; General-Purpose | 32811 | 7130B | ALARIS MEDICAL SYSTEMS INC SUB CARDINAL HEALTH INC | 1435.5
CHRISTIANA |  | HOSPITAL-CH | 0 | 3667009 | DE |  |  |  | Infusion Pumps; General-Purpose | 32855 | 7130B | ALARIS MEDICAL SYSTEMS INC SUB CARDINAL HEALTH INC | 1435.5
CHRISTIANA |  | HOSPITAL-CH | 0 | 3666960 | DE |  |  |  | Infusion Pumps; General-Purpose | 32857 | 7130B | ALARIS MEDICAL SYSTEMS INC SUB CARDINAL HEALTH INC | 1435.5
CHRISTIANA |  | HOSPITAL-CH | 0 | 3700765 | DE |  |  |  | Infusion Pumps; General-Purpose | 33473 | 7130B | ALARIS MEDICAL SYSTEMS INC SUB CARDINAL HEALTH INC | 1615.5
CHRISTIANA |  | HOSPITAL-CH | 0 | 3700764 | DE |  |  |  | Infusion Pumps; General-Purpose | 33471 | 7130B | ALARIS MEDICAL SYSTEMS INC SUB CARDINAL HEALTH INC | 1615.5
CHRISTIANA |  | HOSPITAL-CH | 0 | 3666920 | DE |  |  |  | Infusion Pumps; General-Purpose | 33054 | 7130B | ALARIS MEDICAL SYSTEMS INC SUB CARDINAL HEALTH INC | 1435.5
CHRISTIANA |  | HOSPITAL-CH | 0 | 3663970 | DE |  |  |  | Infusion Pumps; General-Purpose | 32778 | 7130B | ALARIS MEDICAL SYSTEMS INC SUB CARDINAL HEALTH INC | 1435.5
CHRISTIANA |  | HOSPITAL-CH | 0 | 4125220 | DE |  |  |  | Infusion Pumps; General-Purpose | 36162 | 7130B | ALARIS MEDICAL SYSTEMS INC SUB CARDINAL HEALTH INC | 1795
CHRISTIANA |  | HOSPITAL-CH | 0 | 3667012 | DE |  |  |  | Infusion Pumps; General-Purpose | 32608 | 7130B | ALARIS MEDICAL SYSTEMS INC SUB CARDINAL HEALTH INC | 1435.5
CHRISTIANA |  | HOSPITAL-WH | 0 | 3667848 | DE |  |  |  | Infusion Pumps; General-Purpose | 33826 | 7130B | ALARIS MEDICAL SYSTEMS INC SUB CARDINAL HEALTH INC | 1435.5
CHRISTIANA |  | HOSPITAL-CH | 0 | 3663949 | DE |  |  |  | Infusion Pumps; General-Purpose | 32741 | 7130B | ALARIS MEDICAL SYSTEMS INC SUB CARDINAL HEALTH INC | 1435.5
CHRISTIANA |  | HOSPITAL-CH | 0 | 3667015 | DE |  |  |  | Infusion Pumps; General-Purpose | 33138 | 7130B | ALARIS MEDICAL SYSTEMS INC SUB CARDINAL HEALTH INC | 1435.5
CHRISTIANA |  | HOSPITAL-CH | 0 | 3667390 | DE |  |  |  | Infusion Pumps; General-Purpose | 33085 | 7130B | ALARIS MEDICAL SYSTEMS INC SUB CARDINAL HEALTH INC | 1435.5
CHRISTIANA |  | HOSPITAL-CH | 0 | 3663851 | DE |  |  |  | Infusion Pumps; General-Purpose | 34094 | 7130B | ALARIS MEDICAL SYSTEMS INC SUB CARDINAL HEALTH INC | 1435.5
CHRISTIANA |  | HOSPITAL-CH | 0 | 3663827 | DE |  |  |  | Infusion Pumps; General-Purpose | 34096 | 7130B | ALARIS MEDICAL SYSTEMS INC SUB CARDINAL HEALTH INC | 1435.5
CHRISTIANA |  | HOSPITAL-CH | 0 | 3667062 | DE |  |  |  | Infusion Pumps; General-Purpose | 33070 | 7130B | ALARIS MEDICAL SYSTEMS INC SUB CARDINAL HEALTH INC | 1435.5
CHRISTIANA |  | HOSPITAL-CH | 0 | 4124872 | DE |  |  |  | Infusion Pumps; General-Purpose | 36204 | 7130B | ALARIS MEDICAL SYSTEMS INC SUB CARDINAL HEALTH INC | 1795
CHRISTIANA |  | HOSPITAL-CH | 0 | 4125216 | DE |  |  |  | Infusion Pumps; General-Purpose | 36206 | 7130B | ALARIS MEDICAL SYSTEMS INC SUB CARDINAL HEALTH INC | 1795
CHRISTIANA |  | HOSPITAL-WH | 0 | 4124874 | DE |  |  |  | Infusion Pumps; General-Purpose | 36142 | 7130B | ALARIS MEDICAL SYSTEMS INC SUB CARDINAL HEALTH INC | 1795
CHRISTIANA |  | HOSPITAL-CH | 0 | 3667013 | DE |  |  |  | Infusion Pumps; General-Purpose | 34218 | 7130B | ALARIS MEDICAL SYSTEMS INC SUB CARDINAL HEALTH INC | 1435.5
CHRISTIANA |  | HOSPITAL-CH | 0 | 3667033 | DE |  |  |  | Infusion Pumps; General-Purpose | 34220 | 7130B | ALARIS MEDICAL SYSTEMS INC SUB CARDINAL HEALTH INC | 1435.5
CHRISTIANA |  | HOSPITAL-CH | 0 | 3667268 | DE |  |  |  | Infusion Pumps; General-Purpose | 33210 | 7130B | ALARIS MEDICAL SYSTEMS INC SUB CARDINAL HEALTH INC | 1435.5
CHRISTIANA |  | HOSPITAL-CH | 0 | 3666992 | DE |  |  |  | Infusion Pumps; General-Purpose | 33208 | 7130B | ALARIS MEDICAL SYSTEMS INC SUB CARDINAL HEALTH INC | 1435.5
CHRISTIANA |  | HOSPITAL-WH | 0 | 3667297 | DE |  |  |  | Infusion Pumps; General-Purpose | 33962 | 7130B | ALARIS MEDICAL SYSTEMS INC SUB CARDINAL HEALTH INC | 1435.5
CHRISTIANA |  | HOSPITAL-CH | 0 | 3663759 | DE |  |  |  | Infusion Pumps; General-Purpose | 32666 | 7130B | ALARIS MEDICAL SYSTEMS INC SUB CARDINAL HEALTH INC | 1435.5
CHRISTIANA |  | HOSPITAL-CH | 0 | 3666176 | DE |  |  |  | Infusion Pumps; General-Purpose | 32669 | 7130B | ALARIS MEDICAL SYSTEMS INC SUB CARDINAL HEALTH INC | 1435.5
CHRISTIANA |  | HOSPITAL-WH | 0 | 3654701 | DE |  |  |  | Infusion Pumps; General-Purpose | 33948 | 7130B | ALARIS MEDICAL SYSTEMS INC SUB CARDINAL HEALTH INC | 1435.5
CHRISTIANA |  | HOSPITAL-WH | 0 | 4092230 | DE |  |  |  | Infusion Pumps; General-Purpose | 35102 | 7130B | ALARIS MEDICAL SYSTEMS INC SUB CARDINAL HEALTH INC | 1795
CHRISTIANA |  | HOSPITAL-WH | 0 | 3667361 | DE |  |  |  | Infusion Pumps; General-Purpose | 33924 | 7130B | ALARIS MEDICAL SYSTEMS INC SUB CARDINAL HEALTH INC | 1435.5
CHRISTIANA |  | HOSPITAL-CH | 0 | 3666940 | DE |  |  |  | Infusion Pumps; General-Purpose | 32693 | 7130B | ALARIS MEDICAL SYSTEMS INC SUB CARDINAL HEALTH INC | 1435.5
CHRISTIANA |  | HOSPITAL-CH | 0 | 3666237 | DE |  |  |  | Infusion Pumps; General-Purpose | 32684 | 7130B | ALARIS MEDICAL SYSTEMS INC SUB CARDINAL HEALTH INC | 1435.5
CHRISTIANA |  | HOSPITAL-CH | 0 | 3664019 | DE |  |  |  | Infusion Pumps; General-Purpose | 32830 | 7130B | ALARIS MEDICAL SYSTEMS INC SUB CARDINAL HEALTH INC | 1435.5
CHRISTIANA |  | HOSPITAL-CH | 0 | 3700779 | DE |  |  |  | Infusion Pumps; General-Purpose | 33500 | 7130B | ALARIS MEDICAL SYSTEMS INC SUB CARDINAL HEALTH INC | 1615.5
CHRISTIANA |  | HOSPITAL-CH | 0 | 3700680 | DE |  |  |  | Infusion Pumps; General-Purpose | 33666 | 7130B | ALARIS MEDICAL SYSTEMS INC SUB CARDINAL HEALTH INC | 1615.5
CHRISTIANA |  | HOSPITAL-WH | 0 | 3667346 | DE |  |  |  | Infusion Pumps; General-Purpose | 33798 | 7130B | ALARIS MEDICAL SYSTEMS INC SUB CARDINAL HEALTH INC | 1435.5
CHRISTIANA |  | HOSPITAL-CH | 0 | 3666151 | DE |  |  |  | Infusion Pumps; General-Purpose | 34169 | 7130B | ALARIS MEDICAL SYSTEMS INC SUB CARDINAL HEALTH INC | 1435.5
CHRISTIANA |  | HOSPITAL-CH | 0 | 3666174 | DE |  |  |  | Infusion Pumps; General-Purpose | 34171 | 7130B | ALARIS MEDICAL SYSTEMS INC SUB CARDINAL HEALTH INC | 1435.5
CHRISTIANA |  | HOSPITAL-CH | 0 | 3664008 | DE |  |  |  | Infusion Pumps; General-Purpose | 32915 | 7130B | ALARIS MEDICAL SYSTEMS INC SUB CARDINAL HEALTH INC | 1435.5
CHRISTIANA |  | HOSPITAL-CH | 0 | 3663847 | DE |  |  |  | Infusion Pumps; General-Purpose | 32917 | 7130B | ALARIS MEDICAL SYSTEMS INC SUB CARDINAL HEALTH INC | 1435.5
CHRISTIANA |  | HOSPITAL-CH | 0 | 3663861 | DE |  |  |  | Infusion Pumps; General-Purpose | 32919 | 7130B | ALARIS MEDICAL SYSTEMS INC SUB CARDINAL HEALTH INC | 1435.5
CHRISTIANA |  | HOSPITAL-CH | 0 | 3666103 | DE |  |  |  | Infusion Pumps; General-Purpose | 34115 | 7130B | ALARIS MEDICAL SYSTEMS INC SUB CARDINAL HEALTH INC | 1435.5
CHRISTIANA |  | HOSPITAL-WH | 0 | 3667060 | DE |  |  |  | Infusion Pumps; General-Purpose | 33763 | 7130B | ALARIS MEDICAL SYSTEMS INC SUB CARDINAL HEALTH INC | 1435.5
CHRISTIANA |  | HOSPITAL-WH | 0 | 3667283 | DE |  |  |  | Infusion Pumps; General-Purpose | 33958 | 7130B | ALARIS MEDICAL SYSTEMS INC SUB CARDINAL HEALTH INC | 1435.5
CHRISTIANA |  | HOSPITAL-WH | 0 | 3667319 | DE |  |  |  | Infusion Pumps; General-Purpose | 33956 | 7130B | ALARIS MEDICAL SYSTEMS INC SUB CARDINAL HEALTH INC | 1435.5
CHRISTIANA |  | HOSPITAL-WH | 0 | 3667448 | DE |  |  |  | Infusion Pumps; General-Purpose | 33760 | 7130B | ALARIS MEDICAL SYSTEMS INC SUB CARDINAL HEALTH INC | 1435.5
CHRISTIANA |  | HOSPITAL-WH | 0 | 3667380 | DE |  |  |  | Infusion Pumps; General-Purpose | 33812 | 7130B | ALARIS MEDICAL SYSTEMS INC SUB CARDINAL HEALTH INC | 1435.5
CHRISTIANA |  | HOSPITAL-CH | 0 | 3666181 | DE |  |  |  | Infusion Pumps; General-Purpose | 32908 | 7130B | ALARIS MEDICAL SYSTEMS INC SUB CARDINAL HEALTH INC | 1435.5
CHRISTIANA |  | HOSPITAL-CH | 0 | 3667453 | DE |  |  |  | Infusion Pumps; General-Purpose | 33769 | 7130B | ALARIS MEDICAL SYSTEMS INC SUB CARDINAL HEALTH INC | 1435.5
CHRISTIANA |  | HOSPITAL-WH | 0 | 3667335 | DE |  |  |  | Infusion Pumps; General-Purpose | 33985 | 7130B | ALARIS MEDICAL SYSTEMS INC SUB CARDINAL HEALTH INC | 1435.5
CHRISTIANA |  | HOSPITAL-CH | 0 | 2326502 | DE |  |  |  | Infusion Pumps; General-Purpose | 36326 | 7130B | ALARIS MEDICAL SYSTEMS INC SUB CARDINAL HEALTH INC | 1795
CHRISTIANA |  | HOSPITAL-CH | 0 | 3663834 | DE |  |  |  | Infusion Pumps; General-Purpose | 32879 | 7130B | ALARIS MEDICAL SYSTEMS INC SUB CARDINAL HEALTH INC | 1435.5
CHRISTIANA |  | HOSPITAL-CH | 0 | 3666911 | DE |  | 2002-02-19 19:00 |  | Infusion Pumps; General-Purpose | 32891 | 7130B | ALARIS MEDICAL SYSTEMS INC SUB CARDINAL HEALTH INC | 1435.5
CHRISTIANA |  | HOSPITAL-CH | 0 | 3663830 | DE |  |  |  | Infusion Pumps; General-Purpose | 32764 | 7130B | ALARIS MEDICAL SYSTEMS INC SUB CARDINAL HEALTH INC | 1435.5
CHRISTIANA |  | HOSPITAL-CH | 0 | 3663946 | DE |  |  |  | Infusion Pumps; General-Purpose | 32766 | 7130B | ALARIS MEDICAL SYSTEMS INC SUB CARDINAL HEALTH INC | 1435.5
CHRISTIANA |  | HOSPITAL-CH | 0 | 4124911 | DE |  |  |  | Infusion Pumps; General-Purpose | 36192 | 7130B | ALARIS MEDICAL SYSTEMS INC SUB CARDINAL HEALTH INC | 1795
CHRISTIANA |  | HOSPITAL-CH | 0 | 3666189 | DE |  |  |  | Infusion Pumps; General-Purpose | 32986 | 7130B | ALARIS MEDICAL SYSTEMS INC SUB CARDINAL HEALTH INC | 1435.5
CHRISTIANA |  | HOSPITAL-CH | 0 | 3666217 | DE |  |  |  | Infusion Pumps; General-Purpose | 32988 | 7130B | ALARIS MEDICAL SYSTEMS INC SUB CARDINAL HEALTH INC | 1435.5
CHRISTIANA |  | HOSPITAL-CH | 0 | 3667384 | DE |  |  |  | Infusion Pumps; General-Purpose | 33904 | 7130B | ALARIS MEDICAL SYSTEMS INC SUB CARDINAL HEALTH INC | 1435.5
CHRISTIANA |  | HOSPITAL-CH | 0 | 3663729 | DE |  |  |  | Infusion Pumps; General-Purpose | 32646 | 7130B | ALARIS MEDICAL SYSTEMS INC SUB CARDINAL HEALTH INC | 1435.5
CHRISTIANA |  | HOSPITAL-CH | 0 | 3663943 | DE |  |  |  | Infusion Pumps; General-Purpose | 32808 | 7130B | ALARIS MEDICAL SYSTEMS INC SUB CARDINAL HEALTH INC | 1435.5
CHRISTIANA |  | HOSPITAL-CH | 0 | 3663903 | DE |  |  |  | Infusion Pumps; General-Purpose | 32771 | 7130B | ALARIS MEDICAL SYSTEMS INC SUB CARDINAL HEALTH INC | 1435.5
CHRISTIANA |  | HOSPITAL-CH | 0 | 9893772 | DE |  |  |  | Infusion Pumps; General-Purpose | 37188 | 7130B | ALARIS MEDICAL SYSTEMS INC SUB CARDINAL HEALTH INC | 1795
CHRISTIANA |  | HOSPITAL-CH | 0 | 3663919 | DE |  |  |  | Infusion Pumps; General-Purpose | 32745 | 7130B | ALARIS MEDICAL SYSTEMS INC SUB CARDINAL HEALTH INC | 1435.5
CHRISTIANA |  | HOSPITAL-CH | 0 | 3666222 | DE |  |  |  | Infusion Pumps; General-Purpose | 32652 | 7130B | ALARIS MEDICAL SYSTEMS INC SUB CARDINAL HEALTH INC | 1435.5
CHRISTIANA |  | HOSPITAL-CH | 0 | 3666178 | DE |  |  |  | Infusion Pumps; General-Purpose | 34139 | 7130B | ALARIS MEDICAL SYSTEMS INC SUB CARDINAL HEALTH INC | 1435.5
CHRISTIANA |  | HOSPITAL-CH | 0 | 3666156 | DE |  |  |  | Infusion Pumps; General-Purpose | 34142 | 7130B | ALARIS MEDICAL SYSTEMS INC SUB CARDINAL HEALTH INC | 1435.5
CHRISTIANA |  | HOSPITAL-CH | 0 | 9921342 | DE |  |  |  | Infusion Pumps; General-Purpose | 35384 | 7130B | ALARIS MEDICAL SYSTEMS INC SUB CARDINAL HEALTH INC | 1795
CHRISTIANA |  | HOSPITAL-CH | 0 | 3663780 | DE |  |  |  | Infusion Pumps; General-Purpose | 33025 | 7130B | ALARIS MEDICAL SYSTEMS INC SUB CARDINAL HEALTH INC | 1435.5
CHRISTIANA |  | HOSPITAL-CH | 0 | 3700836 | DE |  |  |  | Infusion Pumps; General-Purpose | 33701 | 7130B | ALARIS MEDICAL SYSTEMS INC SUB CARDINAL HEALTH INC | 1615.5
CHRISTIANA |  | HOSPITAL-WH | 0 | 3667289 | DE |  |  |  | Infusion Pumps; General-Purpose | 33992 | 7130B | ALARIS MEDICAL SYSTEMS INC SUB CARDINAL HEALTH INC | 1435.5
CHRISTIANA |  | HOSPITAL-CH | 0 | 3666125 | DE |  |  |  | Infusion Pumps; General-Purpose | 34170 | 7130B | ALARIS MEDICAL SYSTEMS INC SUB CARDINAL HEALTH INC | 1435.5
CHRISTIANA |  | HOSPITAL-CH | 0 | 3666945 | DE |  |  |  | Infusion Pumps; General-Purpose | 32916 | 7130B | ALARIS MEDICAL SYSTEMS INC SUB CARDINAL HEALTH INC | 1435.5
CHRISTIANA |  | HOSPITAL-CH | 0 | 3663852 | DE |  |  |  | Infusion Pumps; General-Purpose | 32918 | 7130B | ALARIS MEDICAL SYSTEMS INC SUB CARDINAL HEALTH INC | 1435.5
CHRISTIANA |  | HOSPITAL-CH | 0 | 3666051 | DE |  |  |  | Infusion Pumps; General-Purpose | 34116 | 7130B | ALARIS MEDICAL SYSTEMS INC SUB CARDINAL HEALTH INC | 1435.5
CHRISTIANA |  | CANCER CENTER | 0 | 3667421 | DE |  |  |  | Infusion Pumps; General-Purpose | 33773 | 7130B | ALARIS MEDICAL SYSTEMS INC SUB CARDINAL HEALTH INC | 1435.5
CHRISTIANA |  | HOSPITAL-WH | 0 | 3667274 | DE |  |  |  | Infusion Pumps; General-Purpose | 33957 | 7130B | ALARIS MEDICAL SYSTEMS INC SUB CARDINAL HEALTH INC | 1435.5
CHRISTIANA |  | HOSPITAL-WH | 0 | 3667887 | DE |  |  |  | Infusion Pumps; General-Purpose | 33759 | 7130B | ALARIS MEDICAL SYSTEMS INC SUB CARDINAL HEALTH INC | 1435.5
CHRISTIANA |  | HOSPITAL-CH | 0 | 3666215 | DE |  |  |  | Infusion Pumps; General-Purpose | 32909 | 7130B | ALARIS MEDICAL SYSTEMS INC SUB CARDINAL HEALTH INC | 1435.5
CHRISTIANA |  | HOSPITAL-WH | 0 | 3667370 | DE |  |  |  | Infusion Pumps; General-Purpose | 33785 | 7130B | ALARIS MEDICAL SYSTEMS INC SUB CARDINAL HEALTH INC | 1435.5
CHRISTIANA |  | HOSPITAL-CH | 0 | 3666970 | DE |  |  |  | Infusion Pumps; General-Purpose | 32460 | 7130B | ALARIS MEDICAL SYSTEMS INC SUB CARDINAL HEALTH INC | 1435.5
CHRISTIANA |  | HOSPITAL-CH | 0 | 3663826 | DE |  |  |  | Infusion Pumps; General-Purpose | 32878 | 7130B | ALARIS MEDICAL SYSTEMS INC SUB CARDINAL HEALTH INC | 1435.5
CHRISTIANA |  | HOSPITAL-WH | 0 | 3667850 | DE |  |  |  | Infusion Pumps; General-Purpose | 33796 | 7130B | ALARIS MEDICAL SYSTEMS INC SUB CARDINAL HEALTH INC | 1435.5
CHRISTIANA |  | HOSPITAL-CH | 0 | 3634343 | DE |  |  |  | Infusion Pumps; General-Purpose | 33891 | 7130B | ALARIS MEDICAL SYSTEMS INC SUB CARDINAL HEALTH INC | 1435.5
CHRISTIANA |  | HOSPITAL-CH | 0 | 3663888 | DE |  |  |  | Infusion Pumps; General-Purpose | 32765 | 7130B | ALARIS MEDICAL SYSTEMS INC SUB CARDINAL HEALTH INC | 1435.5
CHRISTIANA |  | HOSPITAL-CH | 0 | 3663746 | DE |  |  |  | Infusion Pumps; General-Purpose | 32767 | 7130B | ALARIS MEDICAL SYSTEMS INC SUB CARDINAL HEALTH INC | 1435.5
CHRISTIANA |  | HOSPITAL-CH | 0 | 4124875 | DE |  |  |  | Infusion Pumps; General-Purpose | 36193 | 7130B | ALARIS MEDICAL SYSTEMS INC SUB CARDINAL HEALTH INC | 1795
CHRISTIANA |  | HOSPITAL-CH | 0 | 3667328 | DE |  |  |  | Infusion Pumps; General-Purpose | 33224 | 7130B | ALARIS MEDICAL SYSTEMS INC SUB CARDINAL HEALTH INC | 1435.5
CHRISTIANA |  | HOSPITAL-WH | 0 | 3666980 | DE |  |  |  | Infusion Pumps; General-Purpose | 32492 | 7130B | ALARIS MEDICAL SYSTEMS INC SUB CARDINAL HEALTH INC | 1435.5
CHRISTIANA |  | HOSPITAL-CH | 0 | 3666889 | DE |  |  |  | Infusion Pumps; General-Purpose | 32643 | 7130B | ALARIS MEDICAL SYSTEMS INC SUB CARDINAL HEALTH INC | 1435.5
CHRISTIANA |  | HOSPITAL-CH | 0 | 3663749 | DE |  |  |  | Infusion Pumps; General-Purpose | 32650 | 7130B | ALARIS MEDICAL SYSTEMS INC SUB CARDINAL HEALTH INC | 1435.5
CHRISTIANA |  | HOSPITAL-WH | 0 | 4124922 | DE |  |  |  | Infusion Pumps; General-Purpose | 36146 | 7130B | ALARIS MEDICAL SYSTEMS INC SUB CARDINAL HEALTH INC | 1795
CHRISTIANA |  | HOSPITAL-WH | 0 | 3667397 | DE |  |  |  | Infusion Pumps; General-Purpose | 33919 | 7130B | ALARIS MEDICAL SYSTEMS INC SUB CARDINAL HEALTH INC | 1435.5
CHRISTIANA |  | HOSPITAL-CH | 0 | 3666933 | DE |  |  |  | Infusion Pumps; General-Purpose | 32698 | 7130B | ALARIS MEDICAL SYSTEMS INC SUB CARDINAL HEALTH INC | 1435.5
CHRISTIANA |  | HOSPITAL-CH | 0 | 3666926 | DE |  |  |  | Infusion Pumps; General-Purpose | 32670 | 7130B | ALARIS MEDICAL SYSTEMS INC SUB CARDINAL HEALTH INC | 1435.5
CHRISTIANA |  | HOSPITAL-CH | 0 | 3663723 | DE |  |  |  | Infusion Pumps; General-Purpose | 34138 | 7130B | ALARIS MEDICAL SYSTEMS INC SUB CARDINAL HEALTH INC | 1435.5
CHRISTIANA |  | HOSPITAL-CH | 0 | 3666152 | DE |  |  |  | Infusion Pumps; General-Purpose | 34141 | 7130B | ALARIS MEDICAL SYSTEMS INC SUB CARDINAL HEALTH INC | 1435.5
CHRISTIANA |  | HOSPITAL-CH | 0 | 3660223 | DE |  |  |  | Infusion Pumps; General-Purpose | 34124 | 7130B | ALARIS MEDICAL SYSTEMS INC SUB CARDINAL HEALTH INC | 1435.5
CHRISTIANA |  | HOSPITAL-CH | 0 | 3663908 | DE |  |  |  | Infusion Pumps; General-Purpose | 32613 | 7130B | ALARIS MEDICAL SYSTEMS INC SUB CARDINAL HEALTH INC | 1435.5
CHRISTIANA |  | HOSPITAL-CH | 0 | 9921338 | DE |  |  |  | Infusion Pumps; General-Purpose | 35385 | 7130B | ALARIS MEDICAL SYSTEMS INC SUB CARDINAL HEALTH INC | 1795
CHRISTIANA |  | HOSPITAL-CH | 0 | 3700824 | DE |  |  |  | Infusion Pumps; General-Purpose | 33489 | 7130B | ALARIS MEDICAL SYSTEMS INC SUB CARDINAL HEALTH INC | 1615.5
CHRISTIANA |  | HOSPITAL-CH | 0 | 3700164 | DE |  |  |  | Infusion Pumps; General-Purpose | 33668 | 7130B | ALARIS MEDICAL SYSTEMS INC SUB CARDINAL HEALTH INC | 1615.5
CHRISTIANA |  | HOSPITAL-CH | 0 | 3700709 | DE |  |  |  | Infusion Pumps; General-Purpose | 33670 | 7130B | ALARIS MEDICAL SYSTEMS INC SUB CARDINAL HEALTH INC | 1615.5
CHRISTIANA |  | HOSPITAL-CH | 0 | 3667327 | DE |  |  |  | Infusion Pumps; General-Purpose | 33179 | 7130B | ALARIS MEDICAL SYSTEMS INC SUB CARDINAL HEALTH INC | 1435.5
CHRISTIANA |  | HOSPITAL-CH | 0 | 3667354 | DE |  |  |  | Infusion Pumps; General-Purpose | 33181 | 7130B | ALARIS MEDICAL SYSTEMS INC SUB CARDINAL HEALTH INC | 1435.5
CHRISTIANA |  | HOSPITAL-CH | 0 | 3663974 | DE |  |  |  | Infusion Pumps; General-Purpose | 32819 | 7130B | ALARIS MEDICAL SYSTEMS INC SUB CARDINAL HEALTH INC | 1435.5
CHRISTIANA |  | HOSPITAL-WH | 0 | 3667393 | DE |  |  |  | Infusion Pumps; General-Purpose | 33908 | 7130B | ALARIS MEDICAL SYSTEMS INC SUB CARDINAL HEALTH INC | 1435.5
CHRISTIANA |  | HOSPITAL-CH | 0 | 3663761 | DE |  |  |  | Infusion Pumps; General-Purpose | 32790 | 7130B | ALARIS MEDICAL SYSTEMS INC SUB CARDINAL HEALTH INC | 1435.5
CHRISTIANA |  | HOSPITAL-CH | 0 | 3667072 | DE |  |  |  | Infusion Pumps; General-Purpose | 34226 | 7130B | ALARIS MEDICAL SYSTEMS INC SUB CARDINAL HEALTH INC | 1435.5
CHRISTIANA |  | HOSPITAL-CH | 0 | 3666995 | DE |  |  |  | Infusion Pumps; General-Purpose | 34228 | 7130B | ALARIS MEDICAL SYSTEMS INC SUB CARDINAL HEALTH INC | 1435.5
CHRISTIANA |  | HOSPITAL-CH | 0 | 3666965 | DE |  |  |  | Infusion Pumps; General-Purpose | 34230 | 7130B | ALARIS MEDICAL SYSTEMS INC SUB CARDINAL HEALTH INC | 1435.5
CHRISTIANA |  | HOSPITAL-CH | 0 | 3666948 | DE |  |  |  | Infusion Pumps; General-Purpose | 32840 | 7130B | ALARIS MEDICAL SYSTEMS INC SUB CARDINAL HEALTH INC | 1435.5
CHRISTIANA |  | HOSPITAL-CH | 0 | 3663741 | DE |  |  |  | Infusion Pumps; General-Purpose | 32970 | 7130B | ALARIS MEDICAL SYSTEMS INC SUB CARDINAL HEALTH INC | 1435.5
CHRISTIANA |  | HOSPITAL-CH | 0 | 3666180 | DE |  |  |  | Infusion Pumps; General-Purpose | 32910 | 7130B | ALARIS MEDICAL SYSTEMS INC SUB CARDINAL HEALTH INC | 1435.5
CHRISTIANA |  | HOSPITAL-CH | 0 | 3666199 | DE |  |  |  | Infusion Pumps; General-Purpose | 33013 | 7130B | ALARIS MEDICAL SYSTEMS INC SUB CARDINAL HEALTH INC | 1435.5
CHRISTIANA |  | HOSPITAL-CH | 0 | 3666163 | DE |  |  |  | Infusion Pumps; General-Purpose | 33020 | 7130B | ALARIS MEDICAL SYSTEMS INC SUB CARDINAL HEALTH INC | 1435.5
CHRISTIANA |  | HOSPITAL-WH | 0 | 4124962 | DE |  |  |  | Infusion Pumps; General-Purpose | 36161 | 7130B | ALARIS MEDICAL SYSTEMS INC SUB CARDINAL HEALTH INC | 1795
CHRISTIANA |  | HOSPITAL-CH | 0 | 3666114 | DE |  |  |  | Infusion Pumps; General-Purpose | 34157 | 7130B | ALARIS MEDICAL SYSTEMS INC SUB CARDINAL HEALTH INC | 1435.5
CHRISTIANA |  | HOSPITAL-CH | 0 | 3666235 | DE |  |  |  | Infusion Pumps; General-Purpose | 34159 | 7130B | ALARIS MEDICAL SYSTEMS INC SUB CARDINAL HEALTH INC | 1435.5
CHRISTIANA |  | HOSPITAL-CH | 0 | 3666962 | DE |  |  |  | Infusion Pumps; General-Purpose | 32893 | 7130B | ALARIS MEDICAL SYSTEMS INC SUB CARDINAL HEALTH INC | 1435.5
CHRISTIANA |  | HOSPITAL-CH | 0 | 3666912 | DE |  |  |  | Infusion Pumps; General-Purpose | 32895 | 7130B | ALARIS MEDICAL SYSTEMS INC SUB CARDINAL HEALTH INC | 1435.5
CHRISTIANA |  | HOSPITAL-CH | 0 | 3667000 | DE |  |  |  | Infusion Pumps; General-Purpose | 33080 | 7130B | ALARIS MEDICAL SYSTEMS INC SUB CARDINAL HEALTH INC | 1435.5
CHRISTIANA |  | CANCER CENTER | 0 | 3666213 | DE |  |  |  | Infusion Pumps; General-Purpose | 33078 | 7130B | ALARIS MEDICAL SYSTEMS INC SUB CARDINAL HEALTH INC | 1435.5
CHRISTIANA |  | HOSPITAL-WH | 0 | 3667363 | DE |  |  |  | Infusion Pumps; General-Purpose | 33989 | 7130B | ALARIS MEDICAL SYSTEMS INC SUB CARDINAL HEALTH INC | 1435.5
CHRISTIANA |  | HOSPITAL-CH | 0 | 3663965 | DE |  |  |  | Infusion Pumps; General-Purpose | 32768 | 7130B | ALARIS MEDICAL SYSTEMS INC SUB CARDINAL HEALTH INC | 1435.5
CHRISTIANA |  | HOSPITAL-CH | 0 | 3666057 | DE |  |  |  | Infusion Pumps; General-Purpose | 32990 | 7130B | ALARIS MEDICAL SYSTEMS INC SUB CARDINAL HEALTH INC | 1435.5
CHRISTIANA |  | HOSPITAL-CH | 0 | 3666192 | DE |  |  |  | Infusion Pumps; General-Purpose | 32992 | 7130B | ALARIS MEDICAL SYSTEMS INC SUB CARDINAL HEALTH INC | 1435.5
CHRISTIANA |  | HOSPITAL-CH | 0 | 3667006 | DE |  |  |  | Infusion Pumps; General-Purpose | 34189 | 7130B | ALARIS MEDICAL SYSTEMS INC SUB CARDINAL HEALTH INC | 1435.5
CHRISTIANA |  | HOSPITAL-CH | 0 | 3667040 | DE |  |  |  | Infusion Pumps; General-Purpose | 34191 | 7130B | ALARIS MEDICAL SYSTEMS INC SUB CARDINAL HEALTH INC | 1435.5
CHRISTIANA |  | HOSPITAL-WH | 0 | 4124873 | DE |  |  |  | Infusion Pumps; General-Purpose | 36147 | 7130B | ALARIS MEDICAL SYSTEMS INC SUB CARDINAL HEALTH INC | 1795
CHRISTIANA |  | HOSPITAL-WH | 0 | 4124913 | DE |  |  |  | Infusion Pumps; General-Purpose | 36149 | 7130B | ALARIS MEDICAL SYSTEMS INC SUB CARDINAL HEALTH INC | 1795
CHRISTIANA |  | HOSPITAL-CH | 0 | 9890990 | DE |  |  |  | Infusion Pumps; General-Purpose | 37190 | 7130B | ALARIS MEDICAL SYSTEMS INC SUB CARDINAL HEALTH INC | 1795
CHRISTIANA |  | HOSPITAL-CH | 0 | 3666086 | DE |  |  |  | Infusion Pumps; General-Purpose | 32683 | 7130B | ALARIS MEDICAL SYSTEMS INC SUB CARDINAL HEALTH INC | 1435.5
CHRISTIANA |  | HOSPITAL-CH | 0 | 3666909 | DE |  |  |  | Infusion Pumps; General-Purpose | 32696 | 7130B | ALARIS MEDICAL SYSTEMS INC SUB CARDINAL HEALTH INC | 1435.5
CHRISTIANA |  | HOSPITAL-CH | 0 | 3663817 | DE |  |  |  | Infusion Pumps; General-Purpose | 32706 | 7130B | ALARIS MEDICAL SYSTEMS INC SUB CARDINAL HEALTH INC | 1435.5
CHRISTIANA |  | HOSPITAL-WH | 0 | 3667450 | DE |  |  |  | Infusion Pumps; General-Purpose | 33782 | 7130B | ALARIS MEDICAL SYSTEMS INC SUB CARDINAL HEALTH INC | 1435.5
CHRISTIANA |  | HOSPITAL-CH | 0 | 3700844 | DE |  |  |  | Infusion Pumps; General-Purpose | 33488 | 7130B | ALARIS MEDICAL SYSTEMS INC SUB CARDINAL HEALTH INC | 1615.5
CHRISTIANA |  | HOSPITAL-CH | 0 | 3679298 | DE |  |  |  | Infusion Pumps; General-Purpose | 33667 | 7130B | ALARIS MEDICAL SYSTEMS INC SUB CARDINAL HEALTH INC | 1615.5
CHRISTIANA |  | HOSPITAL-CH | 0 | 3700685 | DE |  |  |  | Infusion Pumps; General-Purpose | 33669 | 7130B | ALARIS MEDICAL SYSTEMS INC SUB CARDINAL HEALTH INC | 1615.5
CHRISTIANA |  | HOSPITAL-CH | 0 | 3666135 | DE |  |  |  | Infusion Pumps; General-Purpose | 33180 | 7130B | ALARIS MEDICAL SYSTEMS INC SUB CARDINAL HEALTH INC | 1435.5
CHRISTIANA |  | HOSPITAL-CH | 0 | 3667270 | DE |  |  |  | Infusion Pumps; General-Purpose | 33182 | 7130B | ALARIS MEDICAL SYSTEMS INC SUB CARDINAL HEALTH INC | 1435.5
CHRISTIANA |  | HOSPITAL-CH | 0 | 3666116 | DE |  |  |  | Infusion Pumps; General-Purpose | 34172 | 7130B | ALARIS MEDICAL SYSTEMS INC SUB CARDINAL HEALTH INC | 1435.5
CHRISTIANA |  | HOSPITAL-CH | 0 | 3654956 | DE |  |  |  | Infusion Pumps; General-Purpose | 33895 | 7130B | ALARIS MEDICAL SYSTEMS INC SUB CARDINAL HEALTH INC | 1435.5
CHRISTIANA |  | HOSPITAL-CH | 0 | 3663980 | DE |  |  |  | Infusion Pumps; General-Purpose | 32920 | 7130B | ALARIS MEDICAL SYSTEMS INC SUB CARDINAL HEALTH INC | 1435.5
CHRISTIANA |  | HOSPITAL-WH | 0 | 3679285 | DE |  |  |  | Infusion Pumps; General-Purpose | 32496 | 7130B | ALARIS MEDICAL SYSTEMS INC SUB CARDINAL HEALTH INC | 1435.5
CHRISTIANA |  | HOSPITAL-CH | 0 | 3667277 | DE |  |  |  | Infusion Pumps; General-Purpose | 34227 | 7130B | ALARIS MEDICAL SYSTEMS INC SUB CARDINAL HEALTH INC | 1435.5
CHRISTIANA |  | HOSPITAL-CH | 0 | 3667008 | DE |  |  |  | Infusion Pumps; General-Purpose | 34229 | 7130B | ALARIS MEDICAL SYSTEMS INC SUB CARDINAL HEALTH INC | 1435.5
CHRISTIANA |  | HOSPITAL-WH | 0 | 3667926 | DE |  |  |  | Infusion Pumps; General-Purpose | 33813 | 7130B | ALARIS MEDICAL SYSTEMS INC SUB CARDINAL HEALTH INC | 1435.5
CHRISTIANA |  | HOSPITAL-CH | 0 | 3663767 | DE |  |  |  | Infusion Pumps; General-Purpose | 33012 | 7130B | ALARIS MEDICAL SYSTEMS INC SUB CARDINAL HEALTH INC | 1435.5
CHRISTIANA |  | HOSPITAL-CH | 0 | 3663821 | DE |  |  |  | Infusion Pumps; General-Purpose | 33014 | 7130B | ALARIS MEDICAL SYSTEMS INC SUB CARDINAL HEALTH INC | 1435.5
CHRISTIANA |  | HOSPITAL-CH | 0 | 3663708 | DE |  |  |  | Infusion Pumps; General-Purpose | 34156 | 7130B | ALARIS MEDICAL SYSTEMS INC SUB CARDINAL HEALTH INC | 1435.5
CHRISTIANA |  | HOSPITAL-CH | 0 | 3666134 | DE |  |  |  | Infusion Pumps; General-Purpose | 34158 | 7130B | ALARIS MEDICAL SYSTEMS INC SUB CARDINAL HEALTH INC | 1435.5
CHRISTIANA |  | HOSPITAL-CH | 0 | 3663785 | DE |  |  |  | Infusion Pumps; General-Purpose | 32617 | 7130B | ALARIS MEDICAL SYSTEMS INC SUB CARDINAL HEALTH INC | 1435.5
CHRISTIANA |  | HOSPITAL-CH | 0 | 2326503 | DE |  |  |  | Infusion Pumps; General-Purpose | 36325 | 7130B | ALARIS MEDICAL SYSTEMS INC SUB CARDINAL HEALTH INC | 1795
CHRISTIANA |  | HOSPITAL-CH | 0 | 3666922 | DE |  |  |  | Infusion Pumps; General-Purpose | 32892 | 7130B | ALARIS MEDICAL SYSTEMS INC SUB CARDINAL HEALTH INC | 1435.5
CHRISTIANA |  | HOSPITAL-CH | 0 | 3663871 | DE |  |  |  | Infusion Pumps; General-Purpose | 32894 | 7130B | ALARIS MEDICAL SYSTEMS INC SUB CARDINAL HEALTH INC | 1435.5
CHRISTIANA |  | HOSPITAL-CH | 0 | 3666946 | DE |  |  |  | Infusion Pumps; General-Purpose | 33079 | 7130B | ALARIS MEDICAL SYSTEMS INC SUB CARDINAL HEALTH INC | 1435.5
CHRISTIANA |  | HOSPITAL-CH | 0 | 3663795 | DE |  |  |  | Infusion Pumps; General-Purpose | 32694 | 7130B | ALARIS MEDICAL SYSTEMS INC SUB CARDINAL HEALTH INC | 1435.5
CHRISTIANA |  | HOSPITAL-CH | 0 | 3664024 | DE |  |  |  | Infusion Pumps; General-Purpose | 32816 | 7130B | ALARIS MEDICAL SYSTEMS INC SUB CARDINAL HEALTH INC | 1435.5
CHRISTIANA |  | HOSPITAL-CH | 0 | 3663889 | DE |  |  |  | Infusion Pumps; General-Purpose | 32769 | 7130B | ALARIS MEDICAL SYSTEMS INC SUB CARDINAL HEALTH INC | 1435.5
CHRISTIANA |  | HOSPITAL-CH | 0 | 3666179 | DE |  |  |  | Infusion Pumps; General-Purpose | 32989 | 7130B | ALARIS MEDICAL SYSTEMS INC SUB CARDINAL HEALTH INC | 1435.5
CHRISTIANA |  | HOSPITAL-CH | 0 | 3666101 | DE |  |  |  | Infusion Pumps; General-Purpose | 32991 | 7130B | ALARIS MEDICAL SYSTEMS INC SUB CARDINAL HEALTH INC | 1435.5
CHRISTIANA |  | HOSPITAL-CH | 0 | 3667061 | DE |  |  |  | Infusion Pumps; General-Purpose | 34190 | 7130B | ALARIS MEDICAL SYSTEMS INC SUB CARDINAL HEALTH INC | 1435.5
CHRISTIANA |  | HOSPITAL-WH | 0 | 3667064 | DE |  |  |  | Infusion Pumps; General-Purpose | 34192 | 7130B | ALARIS MEDICAL SYSTEMS INC SUB CARDINAL HEALTH INC | 1435.5
CHRISTIANA |  | HOSPITAL-WH | 0 | 4124897 | DE |  |  |  | Infusion Pumps; General-Purpose | 36148 | 7130B | ALARIS MEDICAL SYSTEMS INC SUB CARDINAL HEALTH INC | 1795
CHRISTIANA |  | HOSPITAL-WH | 0 | 4124926 | DE |  |  |  | Infusion Pumps; General-Purpose | 36150 | 7130B | ALARIS MEDICAL SYSTEMS INC SUB CARDINAL HEALTH INC | 1795
CHRISTIANA |  | HOSPITAL-CH | 0 | 3663890 | DE |  |  |  | Infusion Pumps; General-Purpose | 32509 | 7130B | ALARIS MEDICAL SYSTEMS INC SUB CARDINAL HEALTH INC | 1435.5
CHRISTIANA |  | HOSPITAL-CH | 0 | 3663942 | DE |  |  |  | Infusion Pumps; General-Purpose | 32510 | 7130B | ALARIS MEDICAL SYSTEMS INC SUB CARDINAL HEALTH INC | 1435.5
CHRISTIANA |  | HOSPITAL-WH | 0 | 3667454 | DE |  |  |  | Infusion Pumps; General-Purpose | 33923 | 7130B | ALARIS MEDICAL SYSTEMS INC SUB CARDINAL HEALTH INC | 1435.5
CHRISTIANA |  | HOSPITAL-CH | 0 | 9890993 | DE |  |  |  | Infusion Pumps; General-Purpose | 37189 | 7130B | ALARIS MEDICAL SYSTEMS INC SUB CARDINAL HEALTH INC | 1795
CHRISTIANA |  | HOSPITAL-CH | 0 | 3663859 | DE |  |  |  | Infusion Pumps; General-Purpose | 32699 | 7130B | ALARIS MEDICAL SYSTEMS INC SUB CARDINAL HEALTH INC | 1435.5
CHRISTIANA |  | HOSPITAL-CH | 0 | 3663862 | DE |  |  |  | Infusion Pumps; General-Purpose | 32704 | 7130B | ALARIS MEDICAL SYSTEMS INC SUB CARDINAL HEALTH INC | 1435.5
CHRISTIANA |  | HOSPITAL-WH | 0 | 3667456 | DE |  |  |  | Infusion Pumps; General-Purpose | 33981 | 7130B | ALARIS MEDICAL SYSTEMS INC SUB CARDINAL HEALTH INC | 1435.5
CHRISTIANA |  | HOSPITAL-CH | 0 | 3699923 | DE |  |  |  | Infusion Pumps; General-Purpose | 33491 | 7130B | ALARIS MEDICAL SYSTEMS INC SUB CARDINAL HEALTH INC | 1615.5
CHRISTIANA |  | HOSPITAL-WH | 0 | 3700771 | DE |  |  |  | Infusion Pumps; General-Purpose | 33493 | 7130B | ALARIS MEDICAL SYSTEMS INC SUB CARDINAL HEALTH INC | 1615.5
CHRISTIANA |  | HOSPITAL-CH | 0 | 3700205 | DE |  |  |  | Infusion Pumps; General-Purpose | 33672 | 7130B | ALARIS MEDICAL SYSTEMS INC SUB CARDINAL HEALTH INC | 1615.5
CHRISTIANA |  | HOSPITAL-CH | 0 | 3700778 | DE |  |  |  | Infusion Pumps; General-Purpose | 33652 | 7130B | ALARIS MEDICAL SYSTEMS INC SUB CARDINAL HEALTH INC | 1615.5
CHRISTIANA |  | HOSPITAL-CH | 0 | 3666212 | DE |  |  |  | Infusion Pumps; General-Purpose | 33183 | 7130B | ALARIS MEDICAL SYSTEMS INC SUB CARDINAL HEALTH INC | 1435.5
CHRISTIANA |  | HOSPITAL-CH | 0 | 3663778 | DE |  |  |  | Infusion Pumps; General-Purpose | 34145 | 7130B | ALARIS MEDICAL SYSTEMS INC SUB CARDINAL HEALTH INC | 1435.5
CHRISTIANA |  | HOSPITAL-WH | 0 | 3667313 | DE |  |  |  | Infusion Pumps; General-Purpose | 33952 | 7130B | ALARIS MEDICAL SYSTEMS INC SUB CARDINAL HEALTH INC | 1435.5
CHRISTIANA |  | HOSPITAL-CH | 0 | 3663721 | DE |  |  |  | Infusion Pumps; General-Purpose | 34108 | 7130B | ALARIS MEDICAL SYSTEMS INC SUB CARDINAL HEALTH INC | 1435.5
CHRISTIANA |  | HOSPITAL-CH | 0 | 3667032 | DE |  |  |  | Infusion Pumps; General-Purpose | 34232 | 7130B | ALARIS MEDICAL SYSTEMS INC SUB CARDINAL HEALTH INC | 1435.5
CHRISTIANA |  | HOSPITAL-CH | 0 | 3663999 | DE |  |  |  | Infusion Pumps; General-Purpose | 32665 | 7130B | ALARIS MEDICAL SYSTEMS INC SUB CARDINAL HEALTH INC | 1435.5
CHRISTIANA |  | HOSPITAL-CH | 0 | 3663981 | DE |  |  |  | Infusion Pumps; General-Purpose | 32837 | 7130B | ALARIS MEDICAL SYSTEMS INC SUB CARDINAL HEALTH INC | 1435.5
CHRISTIANA |  | HOSPITAL-CH | 0 | 3666203 | DE |  |  |  | Infusion Pumps; General-Purpose | 33015 | 7130B | ALARIS MEDICAL SYSTEMS INC SUB CARDINAL HEALTH INC | 1435.5
CHRISTIANA |  | HOSPITAL-WH | 0 | 3667851 | DE |  |  |  | Infusion Pumps; General-Purpose | 33766 | 7130B | ALARIS MEDICAL SYSTEMS INC SUB CARDINAL HEALTH INC | 1435.5
CHRISTIANA |  | HOSPITAL-WH | 0 | 3667379 | DE |  |  |  | Infusion Pumps; General-Purpose | 33977 | 7130B | ALARIS MEDICAL SYSTEMS INC SUB CARDINAL HEALTH INC | 1435.5
CHRISTIANA |  | HOSPITAL-CH | 0 | 3663857 | DE |  |  |  | Infusion Pumps; General-Purpose | 34161 | 7130B | ALARIS MEDICAL SYSTEMS INC SUB CARDINAL HEALTH INC | 1435.5
CHRISTIANA |  | HOSPITAL-CH | 0 | 3663797 | DE |  |  |  | Infusion Pumps; General-Purpose | 34163 | 7130B | ALARIS MEDICAL SYSTEMS INC SUB CARDINAL HEALTH INC | 1435.5
CHRISTIANA |  | CANCER CENTER | 0 | 3666918 | DE |  |  |  | Infusion Pumps; General-Purpose | 32487 | 7130B | ALARIS MEDICAL SYSTEMS INC SUB CARDINAL HEALTH INC | 1435.5
CHRISTIANA |  | HOSPITAL-CH | 0 | 3633342 | DE |  |  |  | Infusion Pumps; General-Purpose | 33881 | 7130B | ALARIS MEDICAL SYSTEMS INC SUB CARDINAL HEALTH INC | 1435.5
CHRISTIANA |  | HOSPITAL-CH | 0 | 4125212 | DE |  |  |  | Infusion Pumps; General-Purpose | 36186 | 7130B | ALARIS MEDICAL SYSTEMS INC SUB CARDINAL HEALTH INC | 1795
CHRISTIANA |  | HOSPITAL-CH | 0 | 3664016 | DE |  |  |  | Infusion Pumps; General-Purpose | 33076 | 7130B | ALARIS MEDICAL SYSTEMS INC SUB CARDINAL HEALTH INC | 1435.5
CHRISTIANA |  | HOSPITAL-CH | 0 | 3667042 | DE |  |  |  | Infusion Pumps; General-Purpose | 33074 | 7130B | ALARIS MEDICAL SYSTEMS INC SUB CARDINAL HEALTH INC | 1435.5
CHRISTIANA |  | HOSPITAL-WH | 0 | 3667452 | DE |  |  |  | Infusion Pumps; General-Purpose | 33899 | 7130B | ALARIS MEDICAL SYSTEMS INC SUB CARDINAL HEALTH INC | 1435.5
CHRISTIANA |  | HOSPITAL-CH | 0 | 3666998 | DE |  |  |  | Infusion Pumps; General-Purpose | 34193 | 7130B | ALARIS MEDICAL SYSTEMS INC SUB CARDINAL HEALTH INC | 1435.5
CHRISTIANA |  | West Grove Medical Office Building | 0 | 3667065 | DE |  |  |  | Infusion Pumps; General-Purpose | 34196 | 7130B | ALARIS MEDICAL SYSTEMS INC SUB CARDINAL HEALTH INC | 1435.5
CHRISTIANA |  | HOSPITAL-CH | 0 | 3663951 | DE |  |  |  | Infusion Pumps; General-Purpose | 32801 | 7130B | ALARIS MEDICAL SYSTEMS INC SUB CARDINAL HEALTH INC | 1435.5
CHRISTIANA |  | HOSPITAL-WH | 0 | 4124935 | DE |  |  |  | Infusion Pumps; General-Purpose | 36151 | 7130B | ALARIS MEDICAL SYSTEMS INC SUB CARDINAL HEALTH INC | 1795
CHRISTIANA |  | HOSPITAL-WH | 0 | 4124952 | DE |  |  |  | Infusion Pumps; General-Purpose | 36153 | 7130B | ALARIS MEDICAL SYSTEMS INC SUB CARDINAL HEALTH INC | 1795
CHRISTIANA |  | HOSPITAL-CH | 0 | 3666157 | DE |  |  |  | Infusion Pumps; General-Purpose | 32709 | 7130B | ALARIS MEDICAL SYSTEMS INC SUB CARDINAL HEALTH INC | 1435.5
CHRISTIANA |  | HOSPITAL-CH | 0 | 3663933 | DE |  |  |  | Infusion Pumps; General-Purpose | 32309 | 7130B | ALARIS MEDICAL SYSTEMS INC SUB CARDINAL HEALTH INC | 1435.5
CHRISTIANA |  | HOSPITAL-WH | 0 | 3667433 | DE |  |  |  | Infusion Pumps; General-Purpose | 33800 | 7130B | ALARIS MEDICAL SYSTEMS INC SUB CARDINAL HEALTH INC | 1435.5
CHRISTIANA |  | HOSPITAL-CH | 0 | 3700127 | DE |  |  |  | Infusion Pumps; General-Purpose | 33490 | 7130B | ALARIS MEDICAL SYSTEMS INC SUB CARDINAL HEALTH INC | 1615.5
CHRISTIANA |  | HOSPITAL-CH | 0 | 3700173 | DE |  |  |  | Infusion Pumps; General-Purpose | 33492 | 7130B | ALARIS MEDICAL SYSTEMS INC SUB CARDINAL HEALTH INC | 1615.5
CHRISTIANA |  | HOSPITAL-CH | 0 | 3700759 | DE |  |  |  | Infusion Pumps; General-Purpose | 33671 | 7130B | ALARIS MEDICAL SYSTEMS INC SUB CARDINAL HEALTH INC | 1615.5
CHRISTIANA |  | HOSPITAL-CH | 0 | 3700729 | DE |  |  |  | Infusion Pumps; General-Purpose | 33651 | 7130B | ALARIS MEDICAL SYSTEMS INC SUB CARDINAL HEALTH INC | 1615.5
CHRISTIANA |  | HOSPITAL-WH | 0 | 3667426 | DE |  |  |  | Infusion Pumps; General-Purpose | 33794 | 7130B | ALARIS MEDICAL SYSTEMS INC SUB CARDINAL HEALTH INC | 1435.5
CHRISTIANA |  | HOSPITAL-WH | 0 | 3666075 | DE |  |  |  | Infusion Pumps; General-Purpose | 34144 | 7130B | ALARIS MEDICAL SYSTEMS INC SUB CARDINAL HEALTH INC | 1435.5
CHRISTIANA |  | HOSPITAL-CH | 0 | 3666055 | DE |  |  |  | Infusion Pumps; General-Purpose | 34107 | 7130B | ALARIS MEDICAL SYSTEMS INC SUB CARDINAL HEALTH INC | 1435.5
CHRISTIANA |  | HOSPITAL-CH | 0 | 3666045 | DE |  |  |  | Infusion Pumps; General-Purpose | 34109 | 7130B | ALARIS MEDICAL SYSTEMS INC SUB CARDINAL HEALTH INC | 1435.5
CHRISTIANA |  | HOSPITAL-CH | 0 | 3667075 | DE |  |  |  | Infusion Pumps; General-Purpose | 34231 | 7130B | ALARIS MEDICAL SYSTEMS INC SUB CARDINAL HEALTH INC | 1435.5
CHRISTIANA |  | HOSPITAL-CH | 0 | 3667049 | DE |  |  |  | Infusion Pumps; General-Purpose | 34233 | 7130B | ALARIS MEDICAL SYSTEMS INC SUB CARDINAL HEALTH INC | 1435.5
CHRISTIANA |  | HOSPITAL-CH | 0 | 3664022 | DE |  |  |  | Infusion Pumps; General-Purpose | 32607 | 7130B | ALARIS MEDICAL SYSTEMS INC SUB CARDINAL HEALTH INC | 1435.5
CHRISTIANA |  | CANCER CENTER | 0 | 3663815 | DE |  |  |  | Infusion Pumps; General-Purpose | 33018 | 7130B | ALARIS MEDICAL SYSTEMS INC SUB CARDINAL HEALTH INC | 1435.5
CHRISTIANA |  | HOSPITAL-CH | 0 | 3663733 | DE |  |  |  | Infusion Pumps; General-Purpose | 33019 | 7130B | ALARIS MEDICAL SYSTEMS INC SUB CARDINAL HEALTH INC | 1435.5
CHRISTIANA |  | HOSPITAL-CH | 0 | 3663743 | DE |  |  |  | Infusion Pumps; General-Purpose | 33017 | 7130B | ALARIS MEDICAL SYSTEMS INC SUB CARDINAL HEALTH INC | 1435.5
CHRISTIANA |  | HOSPITAL-WH | 0 | 3667304 | DE |  |  |  | Infusion Pumps; General-Purpose | 33806 | 7130B | ALARIS MEDICAL SYSTEMS INC SUB CARDINAL HEALTH INC | 1435.5
CHRISTIANA |  | HOSPITAL-CH | 0 | 3666144 | DE |  |  |  | Infusion Pumps; General-Purpose | 34160 | 7130B | ALARIS MEDICAL SYSTEMS INC SUB CARDINAL HEALTH INC | 1435.5
CHRISTIANA |  | HOSPITAL-CH | 0 | 3663737 | DE |  |  |  | Infusion Pumps; General-Purpose | 34162 | 7130B | ALARIS MEDICAL SYSTEMS INC SUB CARDINAL HEALTH INC | 1435.5
CHRISTIANA |  | HOSPITAL-CH | 0 | 3663763 | DE |  |  |  | Infusion Pumps; General-Purpose | 34164 | 7130B | ALARIS MEDICAL SYSTEMS INC SUB CARDINAL HEALTH INC | 1435.5
CHRISTIANA |  | HOSPITAL-CH | 0 | 3663959 | DE |  |  |  | Infusion Pumps; General-Purpose | 32846 | 7130B | ALARIS MEDICAL SYSTEMS INC SUB CARDINAL HEALTH INC | 1435.5
CHRISTIANA |  | HOSPITAL-CH | 0 | 3663920 | DE |  |  |  | Infusion Pumps; General-Purpose | 32897 | 7130B | ALARIS MEDICAL SYSTEMS INC SUB CARDINAL HEALTH INC | 1435.5
CHRISTIANA |  | HOSPITAL-CH | 0 | 4124899 | DE |  |  |  | Infusion Pumps; General-Purpose | 36185 | 7130B | ALARIS MEDICAL SYSTEMS INC SUB CARDINAL HEALTH INC | 1795
CHRISTIANA |  | HOSPITAL-CH | 0 | 4125225 | DE |  |  |  | Infusion Pumps; General-Purpose | 36187 | 7130B | ALARIS MEDICAL SYSTEMS INC SUB CARDINAL HEALTH INC | 1795
CHRISTIANA |  | HOSPITAL-CH | 0 | 3666890 | DE |  |  |  | Infusion Pumps; General-Purpose | 33077 | 7130B | ALARIS MEDICAL SYSTEMS INC SUB CARDINAL HEALTH INC | 1435.5
CHRISTIANA |  | HOSPITAL-CH | 0 | 3666976 | DE |  |  |  | Infusion Pumps; General-Purpose | 33075 | 7130B | ALARIS MEDICAL SYSTEMS INC SUB CARDINAL HEALTH INC | 1435.5
CHRISTIANA |  | HOSPITAL-WH | 0 | 3667351 | DE |  |  |  | Infusion Pumps; General-Purpose | 33789 | 7130B | ALARIS MEDICAL SYSTEMS INC SUB CARDINAL HEALTH INC | 1435.5
CHRISTIANA |  | HOSPITAL-WH | 0 | 3666077 | DE |  |  |  | Infusion Pumps; General-Purpose | 32993 | 7130B | ALARIS MEDICAL SYSTEMS INC SUB CARDINAL HEALTH INC | 1435.5
CHRISTIANA |  | HOSPITAL-CH | 0 | 3667029 | DE |  |  |  | Infusion Pumps; General-Purpose | 34194 | 7130B | ALARIS MEDICAL SYSTEMS INC SUB CARDINAL HEALTH INC | 1435.5
CHRISTIANA |  | HOSPITAL-CH | 0 | 3667047 | DE |  |  |  | Infusion Pumps; General-Purpose | 34197 | 7130B | ALARIS MEDICAL SYSTEMS INC SUB CARDINAL HEALTH INC | 1435.5
CHRISTIANA |  | HOSPITAL-WH | 0 | 3667290 | DE |  |  |  | Infusion Pumps; General-Purpose | 33912 | 7130B | ALARIS MEDICAL SYSTEMS INC SUB CARDINAL HEALTH INC | 1435.5
CHRISTIANA |  | HOSPITAL-WH | 0 | 4124918 | DE |  |  |  | Infusion Pumps; General-Purpose | 36152 | 7130B | ALARIS MEDICAL SYSTEMS INC SUB CARDINAL HEALTH INC | 1795
CHRISTIANA |  | HOSPITAL-WH | 0 | 3667392 | DE |  |  |  | Infusion Pumps; General-Purpose | 33933 | 7130B | ALARIS MEDICAL SYSTEMS INC SUB CARDINAL HEALTH INC | 1435.5
CHRISTIANA |  | HOSPITAL-CH | 0 | 3663896 | DE |  |  |  | Infusion Pumps; General-Purpose | 32752 | 7130B | ALARIS MEDICAL SYSTEMS INC SUB CARDINAL HEALTH INC | 1435.5
CHRISTIANA |  | HOSPITAL-CH | 0 | 3663779 | DE |  |  |  | Infusion Pumps; General-Purpose | 32707 | 7130B | ALARIS MEDICAL SYSTEMS INC SUB CARDINAL HEALTH INC | 1435.5
CHRISTIANA |  | HOSPITAL-CH | 0 | 3663934 | DE |  |  |  | Infusion Pumps; General-Purpose | 32308 | 7130B | ALARIS MEDICAL SYSTEMS INC SUB CARDINAL HEALTH INC | 1435.5
CHRISTIANA |  | HOSPITAL-CH | 0 | 3666228 | DE |  |  |  | Infusion Pumps; General-Purpose | 32310 | 7130B | ALARIS MEDICAL SYSTEMS INC SUB CARDINAL HEALTH INC | 1435.5
CHRISTIANA |  | HOSPITAL-CH | 0 | 3633340 | DE |  |  |  | Infusion Pumps; General-Purpose | 33887 | 7130B | ALARIS MEDICAL SYSTEMS INC SUB CARDINAL HEALTH INC | 1435.5
CHRISTIANA |  | HOSPITAL-CH | 0 | 3663909 | DE |  |  |  | Infusion Pumps; General-Purpose | 32826 | 7130B | ALARIS MEDICAL SYSTEMS INC SUB CARDINAL HEALTH INC | 1435.5
CHRISTIANA |  | HOSPITAL-WH | 0 | 3666934 | DE |  |  |  | Infusion Pumps; General-Purpose | 32913 | 7130B | ALARIS MEDICAL SYSTEMS INC SUB CARDINAL HEALTH INC | 1435.5
CHRISTIANA |  | HOSPITAL-WH | 0 | 3667281 | DE |  |  |  | Infusion Pumps; General-Purpose | 33949 | 7130B | ALARIS MEDICAL SYSTEMS INC SUB CARDINAL HEALTH INC | 1435.5
CHRISTIANA |  | HOSPITAL-CH | 0 | 3666093 | DE |  |  |  | Infusion Pumps; General-Purpose | 34111 | 7130B | ALARIS MEDICAL SYSTEMS INC SUB CARDINAL HEALTH INC | 1435.5
CHRISTIANA |  | HOSPITAL-CH | 0 | 3666083 | DE |  |  |  | Infusion Pumps; General-Purpose | 34113 | 7130B | ALARIS MEDICAL SYSTEMS INC SUB CARDINAL HEALTH INC | 1435.5
CHRISTIANA |  | HOSPITAL-WH | 0 | 3667399 | DE |  |  |  | Infusion Pumps; General-Purpose | 33960 | 7130B | ALARIS MEDICAL SYSTEMS INC SUB CARDINAL HEALTH INC | 1435.5
CHRISTIANA |  | HOSPITAL-WH | 0 | 3667323 | DE |  |  |  | Infusion Pumps; General-Purpose | 33915 | 7130B | ALARIS MEDICAL SYSTEMS INC SUB CARDINAL HEALTH INC | 1435.5
CHRISTIANA |  | HOSPITAL-WH | 0 | 3667955 | DE |  |  |  | Infusion Pumps; General-Purpose | 33758 | 7130B | ALARIS MEDICAL SYSTEMS INC SUB CARDINAL HEALTH INC | 1435.5
CHRISTIANA |  | HOSPITAL-WH | 0 | 4124865 | DE |  |  |  | Infusion Pumps; General-Purpose | 36156 | 7130B | ALARIS MEDICAL SYSTEMS INC SUB CARDINAL HEALTH INC | 1795
CHRISTIANA |  | HOSPITAL-CH | 0 | 3666160 | DE |  |  |  | Infusion Pumps; General-Purpose | 33016 | 7130B | ALARIS MEDICAL SYSTEMS INC SUB CARDINAL HEALTH INC | 1435.5
CHRISTIANA |  | HOSPITAL-CH | 0 | 3663756 | DE |  |  |  | Infusion Pumps; General-Purpose | 33022 | 7130B | ALARIS MEDICAL SYSTEMS INC SUB CARDINAL HEALTH INC | 1435.5
CHRISTIANA |  | HOSPITAL-CH | 0 | 3663752 | DE |  |  |  | Infusion Pumps; General-Purpose | 33024 | 7130B | ALARIS MEDICAL SYSTEMS INC SUB CARDINAL HEALTH INC | 1435.5
CHRISTIANA |  | HOSPITAL-CH | 0 | 3700782 | DE |  |  |  | Infusion Pumps; General-Purpose | 33702 | 7130B | ALARIS MEDICAL SYSTEMS INC SUB CARDINAL HEALTH INC | 1615.5
CHRISTIANA |  | HOSPITAL-CH | 0 | 3663740 | DE |  |  |  | Infusion Pumps; General-Purpose | 34165 | 7130B | ALARIS MEDICAL SYSTEMS INC SUB CARDINAL HEALTH INC | 1435.5
CHRISTIANA |  | HOSPITAL-CH | 0 | 3666054 | DE |  |  |  | Infusion Pumps; General-Purpose | 34167 | 7130B | ALARIS MEDICAL SYSTEMS INC SUB CARDINAL HEALTH INC | 1435.5
CHRISTIANA |  | HOSPITAL-WH | 0 | 3667447 | DE |  |  |  | Infusion Pumps; General-Purpose | 33935 | 7130B | ALARIS MEDICAL SYSTEMS INC SUB CARDINAL HEALTH INC | 1435.5
CHRISTIANA |  | HOSPITAL-CH | 0 | 4125211 | DE |  |  |  | Infusion Pumps; General-Purpose | 36188 | 7130B | ALARIS MEDICAL SYSTEMS INC SUB CARDINAL HEALTH INC | 1795
CHRISTIANA |  | HOSPITAL-CH | 0 | 4125206 | DE |  |  |  | Infusion Pumps; General-Purpose | 36190 | 7130B | ALARIS MEDICAL SYSTEMS INC SUB CARDINAL HEALTH INC | 1795
CHRISTIANA |  | HOSPITAL-CH | 0 | 3666949 | DE |  |  |  | Infusion Pumps; General-Purpose | 33225 | 7130B | ALARIS MEDICAL SYSTEMS INC SUB CARDINAL HEALTH INC | 1435.5
CHRISTIANA |  | HOSPITAL-CH | 0 | 3667002 | DE |  |  |  | Infusion Pumps; General-Purpose | 33071 | 7130B | ALARIS MEDICAL SYSTEMS INC SUB CARDINAL HEALTH INC | 1435.5
CHRISTIANA |  | HOSPITAL-CH | 0 | 3663786 | DE |  |  |  | Infusion Pumps; General-Purpose | 32641 | 7130B | ALARIS MEDICAL SYSTEMS INC SUB CARDINAL HEALTH INC | 1435.5
CHRISTIANA |  | HOSPITAL-CH | 0 | 3666190 | DE |  |  |  | Infusion Pumps; General-Purpose | 33567 | 7130B | ALARIS MEDICAL SYSTEMS INC SUB CARDINAL HEALTH INC | 1435.5
CHRISTIANA |  | HOSPITAL-CH | 0 | 3663961 | DE |  |  |  | Infusion Pumps; General-Purpose | 32500 | 7130B | ALARIS MEDICAL SYSTEMS INC SUB CARDINAL HEALTH INC | 1435.5
CHRISTIANA |  | HOSPITAL-CH | 0 | 3663887 | DE |  |  |  | Infusion Pumps; General-Purpose | 32503 | 7130B | ALARIS MEDICAL SYSTEMS INC SUB CARDINAL HEALTH INC | 1435.5
CHRISTIANA |  | HOSPITAL-CH | 0 | 3663832 | DE |  |  |  | Infusion Pumps; General-Purpose | 34198 | 7130B | ALARIS MEDICAL SYSTEMS INC SUB CARDINAL HEALTH INC | 1435.5
CHRISTIANA |  | HOSPITAL-CH | 0 | 3663801 | DE |  |  |  | Infusion Pumps; General-Purpose | 32682 | 7130B | ALARIS MEDICAL SYSTEMS INC SUB CARDINAL HEALTH INC | 1435.5
CHRISTIANA |  | HOSPITAL-CH | 0 | 3666161 | DE |  |  |  | Infusion Pumps; General-Purpose | 32690 | 7130B | ALARIS MEDICAL SYSTEMS INC SUB CARDINAL HEALTH INC | 1435.5
CHRISTIANA |  | CANCER CENTER | 0 | 3666941 | DE |  |  |  | Infusion Pumps; General-Purpose | 32697 | 7130B | ALARIS MEDICAL SYSTEMS INC SUB CARDINAL HEALTH INC | 1435.5
CHRISTIANA |  | HOSPITAL-WH | 0 | 3666115 | DE |  |  |  | Infusion Pumps; General-Purpose | 32611 | 7130B | ALARIS MEDICAL SYSTEMS INC SUB CARDINAL HEALTH INC | 1435.5
CHRISTIANA |  | HOSPITAL-CH | 0 | 3663718 | DE |  |  |  | Infusion Pumps; General-Purpose | 34072 | 7130B | ALARIS MEDICAL SYSTEMS INC SUB CARDINAL HEALTH INC | 1435.5
CHRISTIANA |  | HOSPITAL-CH | 0 | 3666067 | DE |  |  |  | Infusion Pumps; General-Purpose | 34074 | 7130B | ALARIS MEDICAL SYSTEMS INC SUB CARDINAL HEALTH INC | 1435.5
CHRISTIANA |  | HOSPITAL-CH | 0 | 3666883 | DE |  |  |  | Infusion Pumps; General-Purpose | 32914 | 7130B | ALARIS MEDICAL SYSTEMS INC SUB CARDINAL HEALTH INC | 1435.5
CHRISTIANA |  | HOSPITAL-CH | 0 | 3700878 | DE |  |  |  | Infusion Pumps; General-Purpose | 33494 | 7130B | ALARIS MEDICAL SYSTEMS INC SUB CARDINAL HEALTH INC | 1615.5
CHRISTIANA |  | HOSPITAL-CH | 0 | 3700023 | DE |  |  |  | Infusion Pumps; General-Purpose | 33487 | 7130B | ALARIS MEDICAL SYSTEMS INC SUB CARDINAL HEALTH INC | 1615.5
CHRISTIANA |  | HOSPITAL-WH | 0 | 3667003 | DE |  |  |  | Infusion Pumps; General-Purpose | 33787 | 7130B | ALARIS MEDICAL SYSTEMS INC SUB CARDINAL HEALTH INC | 1435.5
CHRISTIANA |  | HOSPITAL-WH | 0 | 3667332 | DE |  |  |  | Infusion Pumps; General-Purpose | 33900 | 7130B | ALARIS MEDICAL SYSTEMS INC SUB CARDINAL HEALTH INC | 1435.5
CHRISTIANA |  | HOSPITAL-WH | 0 | 3667079 | DE |  |  |  | Infusion Pumps; General-Purpose | 33940 | 7130B | ALARIS MEDICAL SYSTEMS INC SUB CARDINAL HEALTH INC | 1435.5
CHRISTIANA |  | HOSPITAL-CH | 0 | 3663935 | DE |  |  |  | Infusion Pumps; General-Purpose | 32812 | 7130B | ALARIS MEDICAL SYSTEMS INC SUB CARDINAL HEALTH INC | 1435.5
CHRISTIANA |  | HOSPITAL-CH | 0 | 3666061 | DE |  |  |  | Infusion Pumps; General-Purpose | 34112 | 7130B | ALARIS MEDICAL SYSTEMS INC SUB CARDINAL HEALTH INC | 1435.5
CHRISTIANA |  | HOSPITAL-CH | 0 | 3666048 | DE |  |  |  | Infusion Pumps; General-Purpose | 34114 | 7130B | ALARIS MEDICAL SYSTEMS INC SUB CARDINAL HEALTH INC | 1435.5
CHRISTIANA |  | HOSPITAL-CH | 0 | 3667378 | DE |  |  |  | Infusion Pumps; General-Purpose | 33961 | 7130B | ALARIS MEDICAL SYSTEMS INC SUB CARDINAL HEALTH INC | 1435.5
CHRISTIANA |  | HOSPITAL-WH | 0 | 3667305 | DE |  |  |  | Infusion Pumps; General-Purpose | 33959 | 7130B | ALARIS MEDICAL SYSTEMS INC SUB CARDINAL HEALTH INC | 1435.5
CHRISTIANA |  | HOSPITAL-WH | 0 | 3663983 | DE |  |  |  | Infusion Pumps; General-Purpose | 32779 | 7130B | ALARIS MEDICAL SYSTEMS INC SUB CARDINAL HEALTH INC | 1435.5
CHRISTIANA |  | HOSPITAL-WH | 0 | 3667948 | DE |  |  |  | Infusion Pumps; General-Purpose | 33757 | 7130B | ALARIS MEDICAL SYSTEMS INC SUB CARDINAL HEALTH INC | 1435.5
CHRISTIANA |  | HOSPITAL-CH | 0 | 4124919 | DE |  |  |  | Infusion Pumps; General-Purpose | 36154 | 7130B | ALARIS MEDICAL SYSTEMS INC SUB CARDINAL HEALTH INC | 1795
CHRISTIANA |  | HOSPITAL-WH | 0 | 3667440 | DE |  |  |  | Infusion Pumps; General-Purpose | 33770 | 7130B | ALARIS MEDICAL SYSTEMS INC SUB CARDINAL HEALTH INC | 1435.5
CHRISTIANA |  | HOSPITAL-CH | 0 | 3663807 | DE |  |  |  | Infusion Pumps; General-Purpose | 32620 | 7130B | ALARIS MEDICAL SYSTEMS INC SUB CARDINAL HEALTH INC | 1435.5
CHRISTIANA |  | HOSPITAL-CH | 0 | 3663802 | DE |  |  |  | Infusion Pumps; General-Purpose | 33021 | 7130B | ALARIS MEDICAL SYSTEMS INC SUB CARDINAL HEALTH INC | 1435.5
CHRISTIANA |  | HOSPITAL-CH | 0 | 3663814 | DE |  |  |  | Infusion Pumps; General-Purpose | 33023 | 7130B | ALARIS MEDICAL SYSTEMS INC SUB CARDINAL HEALTH INC | 1435.5
CHRISTIANA |  | HOSPITAL-CH | 0 | 3700858 | DE |  |  |  | Infusion Pumps; General-Purpose | 33703 | 7130B | ALARIS MEDICAL SYSTEMS INC SUB CARDINAL HEALTH INC | 1615.5
CHRISTIANA |  | HOSPITAL-CH | 0 | 3666096 | DE |  |  |  | Infusion Pumps; General-Purpose | 34166 | 7130B | ALARIS MEDICAL SYSTEMS INC SUB CARDINAL HEALTH INC | 1435.5
CHRISTIANA |  | HOSPITAL-CH | 0 | 3666042 | DE |  |  |  | Infusion Pumps; General-Purpose | 34168 | 7130B | ALARIS MEDICAL SYSTEMS INC SUB CARDINAL HEALTH INC | 1435.5
CHRISTIANA |  | HOSPITAL-CH | 0 | 4125236 | DE |  |  |  | Infusion Pumps; General-Purpose | 36189 | 7130B | ALARIS MEDICAL SYSTEMS INC SUB CARDINAL HEALTH INC | 1795
CHRISTIANA |  | HOSPITAL-CH | 0 | 4124964 | DE |  |  |  | Infusion Pumps; General-Purpose | 36191 | 7130B | ALARIS MEDICAL SYSTEMS INC SUB CARDINAL HEALTH INC | 1795
CHRISTIANA |  | HOSPITAL-CH | 0 | 3667051 | DE |  |  |  | Infusion Pumps; General-Purpose | 33072 | 7130B | ALARIS MEDICAL SYSTEMS INC SUB CARDINAL HEALTH INC | 1435.5
CHRISTIANA |  | HOSPITAL-CH | 0 | 3667355 | DE |  |  |  | Infusion Pumps; General-Purpose | 33501 | 7130B | ALARIS MEDICAL SYSTEMS INC SUB CARDINAL HEALTH INC | 1435.5
CHRISTIANA |  | HOSPITAL-CH | 0 | 3666885 | DE |  |  |  | Infusion Pumps; General-Purpose | 32685 | 7130B | ALARIS MEDICAL SYSTEMS INC SUB CARDINAL HEALTH INC | 1435.5
CHRISTIANA |  | HOSPITAL-CH | 0 | 3663768 | DE |  |  |  | Infusion Pumps; General-Purpose | 32702 | 7130B | ALARIS MEDICAL SYSTEMS INC SUB CARDINAL HEALTH INC | 1435.5
CHRISTIANA |  | HOSPITAL-CH | 0 | 3663856 | DE |  |  |  | Infusion Pumps; General-Purpose | 32833 | 7130B | ALARIS MEDICAL SYSTEMS INC SUB CARDINAL HEALTH INC | 1435.5
CHRISTIANA |  | HOSPITAL-CH | 0 | 3666076 | DE |  |  |  | Infusion Pumps; General-Purpose | 34073 | 7130B | ALARIS MEDICAL SYSTEMS INC SUB CARDINAL HEALTH INC | 1435.5
CHRISTIANA |  | HOSPITAL-CH | 0 | 3663790 | DE |  |  |  | Infusion Pumps; General-Purpose | 34075 | 7130B | ALARIS MEDICAL SYSTEMS INC SUB CARDINAL HEALTH INC | 1435.5
CHRISTIANA |  | HOSPITAL-WH | 0 | 3667375 | DE |  |  |  | Infusion Pumps; General-Purpose | 33996 | 7130B | ALARIS MEDICAL SYSTEMS INC SUB CARDINAL HEALTH INC | 1435.5
CHRISTIANA |  | HOSPITAL-CH | 0 | 3663992 | DE |  |  |  | Infusion Pumps; General-Purpose | 32483 | 7130B | ALARIS MEDICAL SYSTEMS INC SUB CARDINAL HEALTH INC | 1435.5
CHRISTIANA |  | HOSPITAL-CH | 0 | 3663978 | DE |  |  |  | Infusion Pumps; General-Purpose | 32831 | 7130B | ALARIS MEDICAL SYSTEMS INC SUB CARDINAL HEALTH INC | 1435.5
CHRISTIANA |  | HOSPITAL-CH | 0 | 4105274 | DE |  |  |  | Infusion Pumps; General-Purpose | 35452 | 7130B | ALARIS MEDICAL SYSTEMS INC SUB CARDINAL HEALTH INC | 1795
CHRISTIANA |  | HOSPITAL-CH | 0 | 3700125 | DE |  |  |  | Infusion Pumps; General-Purpose | 33664 | 7130B | ALARIS MEDICAL SYSTEMS INC SUB CARDINAL HEALTH INC | 1615.5
CHRISTIANA |  | HOSPITAL-WH | 0 | 4092159 | DE |  |  |  | Infusion Pumps; General-Purpose | 35118 | 7130B | ALARIS MEDICAL SYSTEMS INC SUB CARDINAL HEALTH INC | 1795
CHRISTIANA |  | HOSPITAL-CH | 0 | 3663963 | DE |  |  |  | Infusion Pumps; General-Purpose | 32820 | 7130B | ALARIS MEDICAL SYSTEMS INC SUB CARDINAL HEALTH INC | 1435.5
CHRISTIANA |  | HOSPITAL-CH | 0 | 3663707 | DE |  |  |  | Infusion Pumps; General-Purpose | 34067 | 7130B | ALARIS MEDICAL SYSTEMS INC SUB CARDINAL HEALTH INC | 1435.5
CHRISTIANA |  | HOSPITAL-CH | 0 | 3666056 | DE |  |  |  | Infusion Pumps; General-Purpose | 34069 | 7130B | ALARIS MEDICAL SYSTEMS INC SUB CARDINAL HEALTH INC | 1435.5
CHRISTIANA |  | HOSPITAL-CH | 0 | 3663962 | DE |  |  |  | Infusion Pumps; General-Purpose | 32805 | 7130B | ALARIS MEDICAL SYSTEMS INC SUB CARDINAL HEALTH INC | 1435.5
CHRISTIANA |  | HOSPITAL-WH | 0 | 3667877 | DE |  |  |  | Infusion Pumps; General-Purpose | 33774 | 7130B | ALARIS MEDICAL SYSTEMS INC SUB CARDINAL HEALTH INC | 1435.5
CHRISTIANA |  | HOSPITAL-CH | 0 | 3663860 | DE |  |  |  | Infusion Pumps; General-Purpose | 32506 | 7130B | ALARIS MEDICAL SYSTEMS INC SUB CARDINAL HEALTH INC | 1435.5
CHRISTIANA |  | HOSPITAL-CH | 0 | 3663922 | DE |  |  |  | Infusion Pumps; General-Purpose | 34203 | 7130B | ALARIS MEDICAL SYSTEMS INC SUB CARDINAL HEALTH INC | 1435.5
CHRISTIANA |  | HOSPITAL-CH | 0 | 3663831 | DE |  |  |  | Infusion Pumps; General-Purpose | 34205 | 7130B | ALARIS MEDICAL SYSTEMS INC SUB CARDINAL HEALTH INC | 1435.5
CHRISTIANA |  | HOSPITAL-CH | 0 | 4125239 | DE |  |  |  | Infusion Pumps; General-Purpose | 36223 | 7130B | ALARIS MEDICAL SYSTEMS INC SUB CARDINAL HEALTH INC | 1795
CHRISTIANA |  | HOSPITAL-WH | 0 | 3699112 | DE |  |  |  | Infusion Pumps; General-Purpose | 33661 | 7130B | ALARIS MEDICAL SYSTEMS INC SUB CARDINAL HEALTH INC | 1615.5
CHRISTIANA |  | HOSPITAL-WH | 0 | 3667362 | DE |  |  |  | Infusion Pumps; General-Purpose | 33986 | 7130B | ALARIS MEDICAL SYSTEMS INC SUB CARDINAL HEALTH INC | 1435.5
CHRISTIANA |  | HOSPITAL-CH | 0 | 3666972 | DE |  |  |  | Infusion Pumps; General-Purpose | 32880 | 7130B | ALARIS MEDICAL SYSTEMS INC SUB CARDINAL HEALTH INC | 1435.5
CHRISTIANA |  | HOSPITAL-CH | 0 | 3663964 | DE |  |  |  | Infusion Pumps; General-Purpose | 32743 | 7130B | ALARIS MEDICAL SYSTEMS INC SUB CARDINAL HEALTH INC | 1435.5
CHRISTIANA |  | HOSPITAL-CH | 0 | 3666098 | DE |  |  |  | Infusion Pumps; General-Purpose | 32985 | 7130B | ALARIS MEDICAL SYSTEMS INC SUB CARDINAL HEALTH INC | 1435.5
CHRISTIANA |  | HOSPITAL-CH | 0 | 3666977 | DE |  |  |  | Infusion Pumps; General-Purpose | 33223 | 7130B | ALARIS MEDICAL SYSTEMS INC SUB CARDINAL HEALTH INC | 1435.5
CHRISTIANA |  | HOSPITAL-CH | 0 | 3667315 | DE |  |  |  | Infusion Pumps; General-Purpose | 33221 | 7130B | ALARIS MEDICAL SYSTEMS INC SUB CARDINAL HEALTH INC | 1435.5
CHRISTIANA |  | HOSPITAL-WH | 0 | 3666996 | DE |  |  |  | Infusion Pumps; General-Purpose | 33903 | 7130B | ALARIS MEDICAL SYSTEMS INC SUB CARDINAL HEALTH INC | 1435.5
CHRISTIANA |  | HOSPITAL-WH | 0 | 3667394 | DE |  |  |  | Infusion Pumps; General-Purpose | 33946 | 7130B | ALARIS MEDICAL SYSTEMS INC SUB CARDINAL HEALTH INC | 1435.5
CHRISTIANA |  | HOSPITAL-CH | 0 | 3663731 | DE |  |  |  | Infusion Pumps; General-Purpose | 32774 | 7130B | ALARIS MEDICAL SYSTEMS INC SUB CARDINAL HEALTH INC | 1435.5
CHRISTIANA |  | HOSPITAL-WH | 0 | 3654645 | DE |  |  |  | Infusion Pumps; General-Purpose | 33850 | 7130B | ALARIS MEDICAL SYSTEMS INC SUB CARDINAL HEALTH INC | 1435.5
CHRISTIANA |  | HOSPITAL-CH | 0 | 3663813 | DE |  |  |  | Infusion Pumps; General-Purpose | 32906 | 7130B | ALARIS MEDICAL SYSTEMS INC SUB CARDINAL HEALTH INC | 1435.5
CHRISTIANA |  | HOSPITAL-CH | 0 | 3666094 | DE |  |  |  | Infusion Pumps; General-Purpose | 34028 | 7130B | ALARIS MEDICAL SYSTEMS INC SUB CARDINAL HEALTH INC | 1435.5
CHRISTIANA |  | HOSPITAL-CH | 0 | 3663944 | DE |  |  |  | Infusion Pumps; General-Purpose | 34030 | 7130B | ALARIS MEDICAL SYSTEMS INC SUB CARDINAL HEALTH INC | 1435.5
CHRISTIANA |  | HOSPITAL-CH | 0 | 3700760 | DE |  |  |  | Infusion Pumps; General-Purpose | 33458 | 7130B | ALARIS MEDICAL SYSTEMS INC SUB CARDINAL HEALTH INC | 1615.5
CHRISTIANA |  | HOSPITAL-WH | 0 | 3667295 | DE |  |  |  | Infusion Pumps; General-Purpose | 33783 | 7130B | ALARIS MEDICAL SYSTEMS INC SUB CARDINAL HEALTH INC | 1435.5
CHRISTIANA |  | HOSPITAL-WH | 0 | 9955620 | DE |  |  |  | Infusion Pumps; General-Purpose | 37840 | 7130B | ALARIS MEDICAL SYSTEMS INC SUB CARDINAL HEALTH INC | 1795
CHRISTIANA |  | HOSPITAL-WH | 0 | 9955977 | DE |  |  |  | Infusion Pumps; General-Purpose | 37842 | 7130B | ALARIS MEDICAL SYSTEMS INC SUB CARDINAL HEALTH INC | 1795
CHRISTIANA |  | HOSPITAL-CH | 0 | 3663799 | DE |  |  |  | Infusion Pumps; General-Purpose | 34153 | 7130B | ALARIS MEDICAL SYSTEMS INC SUB CARDINAL HEALTH INC | 1435.5
CHRISTIANA |  | HOSPITAL-CH | 0 | 3666240 | DE |  |  |  | Infusion Pumps; General-Purpose | 34155 | 7130B | ALARIS MEDICAL SYSTEMS INC SUB CARDINAL HEALTH INC | 1435.5
CHRISTIANA |  | HOSPITAL-CH | 0 | 4105311 | DE |  |  |  | Infusion Pumps; General-Purpose | 35451 | 7130B | ALARIS MEDICAL SYSTEMS INC SUB CARDINAL HEALTH INC | 1795
CHRISTIANA |  | HOSPITAL-CH | 0 | 3700696 | DE |  |  |  | Infusion Pumps; General-Purpose | 33665 | 7130B | ALARIS MEDICAL SYSTEMS INC SUB CARDINAL HEALTH INC | 1615.5
CHRISTIANA |  | HOSPITAL-WH | 0 | 3667366 | DE |  |  |  | Infusion Pumps; General-Purpose | 33993 | 7130B | ALARIS MEDICAL SYSTEMS INC SUB CARDINAL HEALTH INC | 1435.5
CHRISTIANA |  | HOSPITAL-WH | 0 | 4092246 | DE |  |  |  | Infusion Pumps; General-Purpose | 35119 | 7130B | ALARIS MEDICAL SYSTEMS INC SUB CARDINAL HEALTH INC | 1795
CHRISTIANA |  | HOSPITAL-CH | 0 | 3663928 | DE |  |  |  | Infusion Pumps; General-Purpose | 34068 | 7130B | ALARIS MEDICAL SYSTEMS INC SUB CARDINAL HEALTH INC | 1435.5
CHRISTIANA |  | HOSPITAL-CH | 0 | 3663938 | DE |  |  |  | Infusion Pumps; General-Purpose | 34070 | 7130B | ALARIS MEDICAL SYSTEMS INC SUB CARDINAL HEALTH INC | 1435.5
CHRISTIANA |  | HOSPITAL-WH | 0 | 3663936 | DE |  |  |  | Infusion Pumps; General-Purpose | 34204 | 7130B | ALARIS MEDICAL SYSTEMS INC SUB CARDINAL HEALTH INC | 1435.5
CHRISTIANA |  | HOSPITAL-CH | 0 | 3663926 | DE |  |  |  | Infusion Pumps; General-Purpose | 34206 | 7130B | ALARIS MEDICAL SYSTEMS INC SUB CARDINAL HEALTH INC | 1435.5
CHRISTIANA |  | HOSPITAL-WH | 0 | 4125242 | DE |  |  |  | Infusion Pumps; General-Purpose | 36222 | 7130B | ALARIS MEDICAL SYSTEMS INC SUB CARDINAL HEALTH INC | 1795
CHRISTIANA |  | HOSPITAL-CH | 0 | 4125222 | DE |  |  |  | Infusion Pumps; General-Purpose | 36228 | 7130B | ALARIS MEDICAL SYSTEMS INC SUB CARDINAL HEALTH INC | 1795
CHRISTIANA |  | HOSPITAL-CH | 0 | 3667024 | DE |  |  |  | Infusion Pumps; General-Purpose | 32481 | 7130B | ALARIS MEDICAL SYSTEMS INC SUB CARDINAL HEALTH INC | 1435.5
CHRISTIANA |  | HOSPITAL-WH | 0 | 3667834 | DE |  |  |  | Infusion Pumps; General-Purpose | 33802 | 7130B | ALARIS MEDICAL SYSTEMS INC SUB CARDINAL HEALTH INC | 1435.5
CHRISTIANA |  | HOSPITAL-CH | 0 | 3654707 | DE |  |  |  | Infusion Pumps; General-Purpose | 33890 | 7130B | ALARIS MEDICAL SYSTEMS INC SUB CARDINAL HEALTH INC | 1435.5
CHRISTIANA |  | HOSPITAL-CH | 0 | 3663958 | DE |  |  |  | Infusion Pumps; General-Purpose | 32823 | 7130B | ALARIS MEDICAL SYSTEMS INC SUB CARDINAL HEALTH INC | 1435.5
CHRISTIANA |  | HOSPITAL-CH | 0 | 3666975 | DE |  |  |  | Infusion Pumps; General-Purpose | 33222 | 7130B | ALARIS MEDICAL SYSTEMS INC SUB CARDINAL HEALTH INC | 1435.5
CHRISTIANA |  | HOSPITAL-WH | 0 | 3667057 | DE |  |  |  | Infusion Pumps; General-Purpose | 32491 | 7130B | ALARIS MEDICAL SYSTEMS INC SUB CARDINAL HEALTH INC | 1435.5
CHRISTIANA |  | HOSPITAL-WH | 0 | 3667413 | DE |  |  |  | Infusion Pumps; General-Purpose | 33918 | 7130B | ALARIS MEDICAL SYSTEMS INC SUB CARDINAL HEALTH INC | 1435.5
CHRISTIANA |  | HOSPITAL-WH | 0 | 3634496 | DE |  |  |  | Infusion Pumps; General-Purpose | 33851 | 7130B | ALARIS MEDICAL SYSTEMS INC SUB CARDINAL HEALTH INC | 1435.5
CHRISTIANA |  | HOSPITAL-CH | 0 | 3663811 | DE |  |  |  | Infusion Pumps; General-Purpose | 32907 | 7130B | ALARIS MEDICAL SYSTEMS INC SUB CARDINAL HEALTH INC | 1435.5
CHRISTIANA |  | HOSPITAL-CH | 0 | 3666088 | DE |  |  |  | Infusion Pumps; General-Purpose | 34029 | 7130B | ALARIS MEDICAL SYSTEMS INC SUB CARDINAL HEALTH INC | 1435.5
CHRISTIANA |  | HOSPITAL-CH | 0 | 3666154 | DE |  |  |  | Infusion Pumps; General-Purpose | 34031 | 7130B | ALARIS MEDICAL SYSTEMS INC SUB CARDINAL HEALTH INC | 1435.5
CHRISTIANA |  | HOSPITAL-CH | 0 | 3700735 | DE |  |  |  | Infusion Pumps; General-Purpose | 33662 | 7130B | ALARIS MEDICAL SYSTEMS INC SUB CARDINAL HEALTH INC | 1615.5
CHRISTIANA |  | HOSPITAL-WH | 0 | 9955987 | DE |  |  |  | Infusion Pumps; General-Purpose | 37841 | 7130B | ALARIS MEDICAL SYSTEMS INC SUB CARDINAL HEALTH INC | 1795
CHRISTIANA |  | HOSPITAL-CH | 0 | 3666133 | DE |  |  |  | Infusion Pumps; General-Purpose | 34152 | 7130B | ALARIS MEDICAL SYSTEMS INC SUB CARDINAL HEALTH INC | 1435.5
CHRISTIANA |  | HOSPITAL-CH | 0 | 3666142 | DE |  |  |  | Infusion Pumps; General-Purpose | 34154 | 7130B | ALARIS MEDICAL SYSTEMS INC SUB CARDINAL HEALTH INC | 1435.5
CHRISTIANA |  | HOSPITAL-CH | 0 | 3663846 | DE |  |  |  | Infusion Pumps; General-Purpose | 34054 | 7130B | ALARIS MEDICAL SYSTEMS INC SUB CARDINAL HEALTH INC | 1435.5
CHRISTIANA |  | HOSPITAL-WH | 0 | 3663993 | DE |  |  |  | Infusion Pumps; General-Purpose | 33048 | 7130B | ALARIS MEDICAL SYSTEMS INC SUB CARDINAL HEALTH INC | 1435.5
CHRISTIANA |  | HOSPITAL-CH | 0 | 3667022 | DE |  |  |  | Infusion Pumps; General-Purpose | 33049 | 7130B | ALARIS MEDICAL SYSTEMS INC SUB CARDINAL HEALTH INC | 1435.5
CHRISTIANA |  | HOSPITAL-CH | 0 | 3667028 | DE |  |  |  | Infusion Pumps; General-Purpose | 33061 | 7130B | ALARIS MEDICAL SYSTEMS INC SUB CARDINAL HEALTH INC | 1435.5
CHRISTIANA |  | HOSPITAL-WH | 0 | 3667342 | DE |  |  |  | Infusion Pumps; General-Purpose | 33907 | 7130B | ALARIS MEDICAL SYSTEMS INC SUB CARDINAL HEALTH INC | 1435.5
CHRISTIANA |  | HOSPITAL-CH | 0 | 3664002 | DE |  |  |  | Infusion Pumps; General-Purpose | 32841 | 7130B | ALARIS MEDICAL SYSTEMS INC SUB CARDINAL HEALTH INC | 1435.5
CHRISTIANA |  | HOSPITAL-WH | 0 | 3667950 | DE |  |  |  | Infusion Pumps; General-Purpose | 33815 | 7130B | ALARIS MEDICAL SYSTEMS INC SUB CARDINAL HEALTH INC | 1435.5
CHRISTIANA |  | HOSPITAL-WH | 0 | 3667972 | DE |  |  |  | Infusion Pumps; General-Purpose | 33817 | 7130B | ALARIS MEDICAL SYSTEMS INC SUB CARDINAL HEALTH INC | 1435.5
CHRISTIANA |  | HOSPITAL-WH | 0 | 9891029 | DE |  |  |  | Infusion Pumps; General-Purpose | 37191 | 7130B | ALARIS MEDICAL SYSTEMS INC SUB CARDINAL HEALTH INC | 1795
CHRISTIANA |  | HOSPITAL-CH | 0 | 4125232 | DE |  |  |  | Infusion Pumps; General-Purpose | 36229 | 7130B | ALARIS MEDICAL SYSTEMS INC SUB CARDINAL HEALTH INC | 1795
CHRISTIANA |  | HOSPITAL-CH | 0 | 4125218 | DE |  |  |  | Infusion Pumps; General-Purpose | 36234 | 7130B | ALARIS MEDICAL SYSTEMS INC SUB CARDINAL HEALTH INC | 1795
CHRISTIANA |  | HOSPITAL-CH | 0 | 3700204 | DE |  |  |  | Infusion Pumps; General-Purpose | 33673 | 7130B | ALARIS MEDICAL SYSTEMS INC SUB CARDINAL HEALTH INC | 1615.5
CHRISTIANA |  | HOSPITAL-CH | 0 | 3700146 | DE |  |  |  | Infusion Pumps; General-Purpose | 33675 | 7130B | ALARIS MEDICAL SYSTEMS INC SUB CARDINAL HEALTH INC | 1615.5
CHRISTIANA |  | HOSPITAL-WH | 0 | 3667398 | DE |  |  |  | Infusion Pumps; General-Purpose | 33779 | 7130B | ALARIS MEDICAL SYSTEMS INC SUB CARDINAL HEALTH INC | 1435.5
CHRISTIANA |  | HOSPITAL-WH | 0 | 4092200 | DE |  |  |  | Infusion Pumps; General-Purpose | 35108 | 7130B | ALARIS MEDICAL SYSTEMS INC SUB CARDINAL HEALTH INC | 1795
CHRISTIANA |  | HOSPITAL-CH | 0 | 4092203 | DE |  |  |  | Infusion Pumps; General-Purpose | 35110 | 7130B | ALARIS MEDICAL SYSTEMS INC SUB CARDINAL HEALTH INC | 1795
CHRISTIANA |  | HOSPITAL-CH | 0 | 3654690 | DE |  |  |  | Infusion Pumps; General-Purpose | 33884 | 7130B | ALARIS MEDICAL SYSTEMS INC SUB CARDINAL HEALTH INC | 1435.5
CHRISTIANA |  | HOSPITAL-CH | 0 | 3663828 | DE |  |  |  | Infusion Pumps; General-Purpose | 34033 | 7130B | ALARIS MEDICAL SYSTEMS INC SUB CARDINAL HEALTH INC | 1435.5
CHRISTIANA |  | HOSPITAL-CH | 0 | 3667069 | DE |  |  |  | Infusion Pumps; General-Purpose | 34195 | 7130B | ALARIS MEDICAL SYSTEMS INC SUB CARDINAL HEALTH INC | 1435.5
CHRISTIANA |  | HOSPITAL-CH | 0 | 3666182 | DE |  |  |  | Infusion Pumps; General-Purpose | 34173 | 7130B | ALARIS MEDICAL SYSTEMS INC SUB CARDINAL HEALTH INC | 1435.5
CHRISTIANA |  | HOSPITAL-CH | 0 | 3666165 | DE |  |  |  | Infusion Pumps; General-Purpose | 34175 | 7130B | ALARIS MEDICAL SYSTEMS INC SUB CARDINAL HEALTH INC | 1435.5
CHRISTIANA |  | HOSPITAL-CH | 0 | 3667039 | DE |  |  |  | Infusion Pumps; General-Purpose | 33219 | 7130B | ALARIS MEDICAL SYSTEMS INC SUB CARDINAL HEALTH INC | 1435.5
CHRISTIANA |  | HOSPITAL-CH | 0 | 3667334 | DE |  |  |  | Infusion Pumps; General-Purpose | 33217 | 7130B | ALARIS MEDICAL SYSTEMS INC SUB CARDINAL HEALTH INC | 1435.5
CHRISTIANA |  | HOSPITAL-WH | 0 | 3575596 | DE |  |  |  | Infusion Pumps; General-Purpose | 39657 | 7130B | ALARIS MEDICAL SYSTEMS INC SUB CARDINAL HEALTH INC | 795
CHRISTIANA |  | HOSPITAL-CH | 0 | 3664018 | DE |  |  |  | Infusion Pumps; General-Purpose | 32802 | 7130B | ALARIS MEDICAL SYSTEMS INC SUB CARDINAL HEALTH INC | 1435.5
CHRISTIANA |  | HOSPITAL-CH | 0 | 3700180 | DE |  |  |  | Infusion Pumps; General-Purpose | 33465 | 7130B | ALARIS MEDICAL SYSTEMS INC SUB CARDINAL HEALTH INC | 1615.5
CHRISTIANA |  | HOSPITAL-CH | 0 | 3666961 | DE |  |  |  | Infusion Pumps; General-Purpose | 32868 | 7130B | ALARIS MEDICAL SYSTEMS INC SUB CARDINAL HEALTH INC | 1435.5
CHRISTIANA |  | HOSPITAL-CH | 0 | 4124912 | DE |  |  |  | Infusion Pumps; General-Purpose | 36170 | 7130B | ALARIS MEDICAL SYSTEMS INC SUB CARDINAL HEALTH INC | 1795
CHRISTIANA |  | HOSPITAL-CH | 0 | 3666104 | DE |  |  |  | Infusion Pumps; General-Purpose | 34034 | 7130B | ALARIS MEDICAL SYSTEMS INC SUB CARDINAL HEALTH INC | 1435.5
CHRISTIANA |  | HOSPITAL-CH | 0 | 3663917 | DE |  |  |  | Infusion Pumps; General-Purpose | 34036 | 7130B | ALARIS MEDICAL SYSTEMS INC SUB CARDINAL HEALTH INC | 1435.5
CHRISTIANA |  | HOSPITAL-CH | 0 | 3666942 | DE |  |  |  | Infusion Pumps; General-Purpose | 32457 | 7130B | ALARIS MEDICAL SYSTEMS INC SUB CARDINAL HEALTH INC | 1435.5
CHRISTIANA |  | HOSPITAL-CH | 0 | 3663865 | DE |  |  |  | Infusion Pumps; General-Purpose | 34056 | 7130B | ALARIS MEDICAL SYSTEMS INC SUB CARDINAL HEALTH INC | 1435.5
CHRISTIANA |  | HOSPITAL-WH | 0 | 3667423 | DE |  |  |  | Infusion Pumps; General-Purpose | 33790 | 7130B | ALARIS MEDICAL SYSTEMS INC SUB CARDINAL HEALTH INC | 1435.5
CHRISTIANA |  | HOSPITAL-WH | 0 | 3654896 | DE |  |  |  | Infusion Pumps; General-Purpose | 33894 | 7130B | ALARIS MEDICAL SYSTEMS INC SUB CARDINAL HEALTH INC | 1435.5
CHRISTIANA |  | HOSPITAL-CH | 0 | 3663940 | DE |  |  |  | Infusion Pumps; General-Purpose | 33043 | 7130B | ALARIS MEDICAL SYSTEMS INC SUB CARDINAL HEALTH INC | 1435.5
CHRISTIANA |  | HOSPITAL-CH | 0 | 3667020 | DE |  |  |  | Infusion Pumps; General-Purpose | 33050 | 7130B | ALARIS MEDICAL SYSTEMS INC SUB CARDINAL HEALTH INC | 1435.5
CHRISTIANA |  | HOSPITAL-CH | 0 | 3667011 | DE |  |  |  | Infusion Pumps; General-Purpose | 33062 | 7130B | ALARIS MEDICAL SYSTEMS INC SUB CARDINAL HEALTH INC | 1435.5
CHRISTIANA |  | HOSPITAL-CH | 0 | 3667271 | DE |  |  |  | Infusion Pumps; General-Purpose | 33060 | 7130B | ALARIS MEDICAL SYSTEMS INC SUB CARDINAL HEALTH INC | 1435.5
CHRISTIANA |  | HOSPITAL-WH | 0 | 3666979 | DE |  |  |  | Infusion Pumps; General-Purpose | 32495 | 7130B | ALARIS MEDICAL SYSTEMS INC SUB CARDINAL HEALTH INC | 1435.5
CHRISTIANA |  | HOSPITAL-WH | 0 | 3667414 | DE |  |  |  | Infusion Pumps; General-Purpose | 33945 | 7130B | ALARIS MEDICAL SYSTEMS INC SUB CARDINAL HEALTH INC | 1435.5
CHRISTIANA |  | HOSPITAL-WH | 0 | 3667434 | DE |  |  |  | Infusion Pumps; General-Purpose | 33200 | 7130B | ALARIS MEDICAL SYSTEMS INC SUB CARDINAL HEALTH INC | 1435.5
CHRISTIANA |  | HOSPITAL-WH | 0 | 3667436 | DE |  |  |  | Infusion Pumps; General-Purpose | 33814 | 7130B | ALARIS MEDICAL SYSTEMS INC SUB CARDINAL HEALTH INC | 1435.5
CHRISTIANA |  | HOSPITAL-WH | 0 | 3667886 | DE |  |  |  | Infusion Pumps; General-Purpose | 33816 | 7130B | ALARIS MEDICAL SYSTEMS INC SUB CARDINAL HEALTH INC | 1435.5
CHRISTIANA |  | HOSPITAL-WH | 0 | 3654916 | DE |  |  |  | Infusion Pumps; General-Purpose | 31900 | 7130B | ALARIS MEDICAL SYSTEMS INC SUB CARDINAL HEALTH INC | 1435.5
CHRISTIANA |  | HOSPITAL-CH | 0 | 4125238 | DE |  |  |  | Infusion Pumps; General-Purpose | 36232 | 7130B | ALARIS MEDICAL SYSTEMS INC SUB CARDINAL HEALTH INC | 1795
CHRISTIANA |  | HOSPITAL-CH | 0 | 4125235 | DE |  |  |  | Infusion Pumps; General-Purpose | 36235 | 7130B | ALARIS MEDICAL SYSTEMS INC SUB CARDINAL HEALTH INC | 1795
CHRISTIANA |  | HOSPITAL-WH | 0 | 3700210 | DE |  |  |  | Infusion Pumps; General-Purpose | 33674 | 7130B | ALARIS MEDICAL SYSTEMS INC SUB CARDINAL HEALTH INC | 1615.5
CHRISTIANA |  | HOSPITAL-CH | 0 | 3700811 | DE |  |  |  | Infusion Pumps; General-Purpose | 33676 | 7130B | ALARIS MEDICAL SYSTEMS INC SUB CARDINAL HEALTH INC | 1615.5
CHRISTIANA |  | Smyrna Health & Wellness Center | 0 | 4092215 | DE |  |  |  | Infusion Pumps; General-Purpose | 35109 | 7130B | ALARIS MEDICAL SYSTEMS INC SUB CARDINAL HEALTH INC | 1795
CHRISTIANA |  | HOSPITAL-CH | 0 | 3663762 | DE |  |  |  | Infusion Pumps; General-Purpose | 32616 | 7130B | ALARIS MEDICAL SYSTEMS INC SUB CARDINAL HEALTH INC | 1435.5
CHRISTIANA |  | HOSPITAL-CH | 0 | 3663948 | DE |  |  |  | Infusion Pumps; General-Purpose | 32847 | 7130B | ALARIS MEDICAL SYSTEMS INC SUB CARDINAL HEALTH INC | 1435.5
CHRISTIANA |  | HOSPITAL-CH | 0 | 3666108 | DE |  |  |  | Infusion Pumps; General-Purpose | 34149 | 7130B | ALARIS MEDICAL SYSTEMS INC SUB CARDINAL HEALTH INC | 1435.5
CHRISTIANA |  | HOSPITAL-CH | 0 | 3666128 | DE |  |  |  | Infusion Pumps; General-Purpose | 34174 | 7130B | ALARIS MEDICAL SYSTEMS INC SUB CARDINAL HEALTH INC | 1435.5
CHRISTIANA |  | HOSPITAL-CH | 0 | 3667324 | DE |  |  |  | Infusion Pumps; General-Purpose | 33220 | 7130B | ALARIS MEDICAL SYSTEMS INC SUB CARDINAL HEALTH INC | 1435.5
CHRISTIANA |  | HOSPITAL-CH | 0 | 3667282 | DE |  |  |  | Infusion Pumps; General-Purpose | 33218 | 7130B | ALARIS MEDICAL SYSTEMS INC SUB CARDINAL HEALTH INC | 1435.5
CHRISTIANA |  | HOSPITAL-CH | 0 | 3700802 | DE |  |  |  | Infusion Pumps; General-Purpose | 33466 | 7130B | ALARIS MEDICAL SYSTEMS INC SUB CARDINAL HEALTH INC | 1615.5
CHRISTIANA |  | HOSPITAL-CH | 0 | 3663867 | DE |  |  |  | Infusion Pumps; General-Purpose | 32508 | 7130B | ALARIS MEDICAL SYSTEMS INC SUB CARDINAL HEALTH INC | 1435.5
CHRISTIANA |  | HOSPITAL-WH | 0 | 3667317 | DE |  |  |  | Infusion Pumps; General-Purpose | 33922 | 7130B | ALARIS MEDICAL SYSTEMS INC SUB CARDINAL HEALTH INC | 1435.5
CHRISTIANA |  | HOSPITAL-CH | 0 | 3666971 | DE |  |  |  | Infusion Pumps; General-Purpose | 32869 | 7130B | ALARIS MEDICAL SYSTEMS INC SUB CARDINAL HEALTH INC | 1435.5
CHRISTIANA |  | HOSPITAL-CH | 0 | 3663876 | DE |  |  |  | Infusion Pumps; General-Purpose | 32750 | 7130B | ALARIS MEDICAL SYSTEMS INC SUB CARDINAL HEALTH INC | 1435.5
CHRISTIANA |  | HOSPITAL-CH | 0 | 4124966 | DE |  |  |  | Infusion Pumps; General-Purpose | 36169 | 7130B | ALARIS MEDICAL SYSTEMS INC SUB CARDINAL HEALTH INC | 1795
CHRISTIANA |  | HOSPITAL-CH | 0 | 3666172 | DE |  |  |  | Infusion Pumps; General-Purpose | 34035 | 7130B | ALARIS MEDICAL SYSTEMS INC SUB CARDINAL HEALTH INC | 1435.5
CHRISTIANA |  | HOSPITAL-CH | 0 | 3666081 | DE |  |  |  | Infusion Pumps; General-Purpose | 34037 | 7130B | ALARIS MEDICAL SYSTEMS INC SUB CARDINAL HEALTH INC | 1435.5
CHRISTIANA |  | HOSPITAL-WH | 0 | 3667350 | DE |  |  |  | Infusion Pumps; General-Purpose | 33982 | 7130B | ALARIS MEDICAL SYSTEMS INC SUB CARDINAL HEALTH INC | 1435.5
CHRISTIANA |  | HOSPITAL-CH | 0 | 3619881 | DE |  |  |  | Infusion Pumps; General-Purpose | 33886 | 7130B | ALARIS MEDICAL SYSTEMS INC SUB CARDINAL HEALTH INC | 1435.5
CHRISTIANA |  | HOSPITAL-CH | 0 | 3663990 | DE |  |  |  | Infusion Pumps; General-Purpose | 32827 | 7130B | ALARIS MEDICAL SYSTEMS INC SUB CARDINAL HEALTH INC | 1435.5
CHRISTIANA |  | HOSPITAL-CH | 0 | 3663720 | DE |  |  |  | Infusion Pumps; General-Purpose | 34057 | 7130B | ALARIS MEDICAL SYSTEMS INC SUB CARDINAL HEALTH INC | 1435.5
CHRISTIANA |  | HOSPITAL-CH | 0 | 3663929 | DE |  |  |  | Infusion Pumps; General-Purpose | 34059 | 7130B | ALARIS MEDICAL SYSTEMS INC SUB CARDINAL HEALTH INC | 1435.5
CHRISTIANA |  | HOSPITAL-CH | 0 | 3666065 | DE |  |  |  | Infusion Pumps; General-Purpose | 34061 | 7130B | ALARIS MEDICAL SYSTEMS INC SUB CARDINAL HEALTH INC | 1435.5
CHRISTIANA |  | HOSPITAL-WH | 0 | 3667311 | DE |  |  |  | Infusion Pumps; General-Purpose | 33953 | 7130B | ALARIS MEDICAL SYSTEMS INC SUB CARDINAL HEALTH INC | 1435.5
CHRISTIANA |  | HOSPITAL-WH | 0 | 3667263 | DE |  |  |  | Infusion Pumps; General-Purpose | 33937 | 7130B | ALARIS MEDICAL SYSTEMS INC SUB CARDINAL HEALTH INC | 1435.5
CHRISTIANA |  | HOSPITAL-CH | 0 | 3666888 | DE |  |  |  | Infusion Pumps; General-Purpose | 33053 | 7130B | ALARIS MEDICAL SYSTEMS INC SUB CARDINAL HEALTH INC | 1435.5
CHRISTIANA |  | HOSPITAL-CH | 0 | 3667053 | DE |  |  |  | Infusion Pumps; General-Purpose | 34216 | 7130B | ALARIS MEDICAL SYSTEMS INC SUB CARDINAL HEALTH INC | 1435.5
CHRISTIANA |  | HOSPITAL-CH | 0 | 3667038 | DE |  |  |  | Infusion Pumps; General-Purpose | 33059 | 7130B | ALARIS MEDICAL SYSTEMS INC SUB CARDINAL HEALTH INC | 1435.5
CHRISTIANA |  | HOSPITAL-CH | 0 | 3667261 | DE |  |  |  | Infusion Pumps; General-Purpose | 33057 | 7130B | ALARIS MEDICAL SYSTEMS INC SUB CARDINAL HEALTH INC | 1435.5
CHRISTIANA |  | HOSPITAL-CH | 0 | 3666943 | DE |  |  |  | Infusion Pumps; General-Purpose | 33047 | 7130B | ALARIS MEDICAL SYSTEMS INC SUB CARDINAL HEALTH INC | 1435.5
CHRISTIANA |  | HOSPITAL-CH | 0 | 3666986 | DE |  |  |  | Infusion Pumps; General-Purpose | 33042 | 7130B | ALARIS MEDICAL SYSTEMS INC SUB CARDINAL HEALTH INC | 1435.5
CHRISTIANA |  | HOSPITAL-CH | 0 | 3667383 | DE |  |  |  | Infusion Pumps; General-Purpose | 33199 | 7130B | ALARIS MEDICAL SYSTEMS INC SUB CARDINAL HEALTH INC | 1435.5
CHRISTIANA |  | HOSPITAL-CH | 0 | 3667374 | DE |  |  |  | Infusion Pumps; General-Purpose | 33197 | 7130B | ALARIS MEDICAL SYSTEMS INC SUB CARDINAL HEALTH INC | 1435.5
CHRISTIANA |  | HOSPITAL-WH | 0 | 3667900 | DE |  |  |  | Infusion Pumps; General-Purpose | 33819 | 7130B | ALARIS MEDICAL SYSTEMS INC SUB CARDINAL HEALTH INC | 1435.5
CHRISTIANA |  | HOSPITAL-WH | 0 | 3667438 | DE |  |  |  | Infusion Pumps; General-Purpose | 33821 | 7130B | ALARIS MEDICAL SYSTEMS INC SUB CARDINAL HEALTH INC | 1435.5
CHRISTIANA |  | HOSPITAL-WH | 0 | 9891000 | DE |  |  |  | Infusion Pumps; General-Purpose | 37193 | 7130B | ALARIS MEDICAL SYSTEMS INC SUB CARDINAL HEALTH INC | 1795
CHRISTIANA |  | HOSPITAL-CH | 0 | 4125229 | DE |  |  |  | Infusion Pumps; General-Purpose | 36236 | 7130B | ALARIS MEDICAL SYSTEMS INC SUB CARDINAL HEALTH INC | 1795
CHRISTIANA |  | HOSPITAL-CH | 0 | 3700710 | DE |  |  |  | Infusion Pumps; General-Purpose | 33677 | 7130B | ALARIS MEDICAL SYSTEMS INC SUB CARDINAL HEALTH INC | 1615.5
CHRISTIANA |  | HOSPITAL-CH | 0 | 3700761 | DE |  |  |  | Infusion Pumps; General-Purpose | 33679 | 7130B | ALARIS MEDICAL SYSTEMS INC SUB CARDINAL HEALTH INC | 1615.5
CHRISTIANA |  | HOSPITAL-WH | 0 | 3667333 | DE |  |  |  | Infusion Pumps; General-Purpose | 33978 | 7130B | ALARIS MEDICAL SYSTEMS INC SUB CARDINAL HEALTH INC | 1435.5
CHRISTIANA |  | HOSPITAL-WH | 0 | 4092214 | DE |  |  |  | Infusion Pumps; General-Purpose | 35112 | 7130B | ALARIS MEDICAL SYSTEMS INC SUB CARDINAL HEALTH INC | 1795
CHRISTIANA |  | HOSPITAL-CH | 0 | 3664010 | DE |  |  |  | Infusion Pumps; General-Purpose | 32488 | 7130B | ALARIS MEDICAL SYSTEMS INC SUB CARDINAL HEALTH INC | 1435.5
CHRISTIANA |  | HOSPITAL-WH | 0 | 3667897 | DE |  |  |  | Infusion Pumps; General-Purpose | 33836 | 7130B | ALARIS MEDICAL SYSTEMS INC SUB CARDINAL HEALTH INC | 1435.5
CHRISTIANA |  | HOSPITAL-CH | 0 | 3666084 | DE |  |  |  | Infusion Pumps; General-Purpose | 32979 | 7130B | ALARIS MEDICAL SYSTEMS INC SUB CARDINAL HEALTH INC | 1435.5
CHRISTIANA |  | HOSPITAL-CH | 0 | 3663818 | DE |  |  |  | Infusion Pumps; General-Purpose | 34146 | 7130B | ALARIS MEDICAL SYSTEMS INC SUB CARDINAL HEALTH INC | 1435.5
CHRISTIANA |  | HOSPITAL-WH | 0 | 3667353 | DE |  |  |  | Infusion Pumps; General-Purpose | 33898 | 7130B | ALARIS MEDICAL SYSTEMS INC SUB CARDINAL HEALTH INC | 1435.5
CHRISTIANA |  | HOSPITAL-WH | 0 | 3666952 | DE |  |  |  | Infusion Pumps; General-Purpose | 32499 | 7130B | ALARIS MEDICAL SYSTEMS INC SUB CARDINAL HEALTH INC | 1435.5
CHRISTIANA |  | HOSPITAL-CH | 0 | 3666159 | DE |  |  |  | Infusion Pumps; General-Purpose | 33011 | 7130B | ALARIS MEDICAL SYSTEMS INC SUB CARDINAL HEALTH INC | 1435.5
CHRISTIANA |  | HOSPITAL-CH | 0 | 3700801 | DE |  |  |  | Infusion Pumps; General-Purpose | 33463 | 7130B | ALARIS MEDICAL SYSTEMS INC SUB CARDINAL HEALTH INC | 1615.5
CHRISTIANA |  | HOSPITAL-CH | 0 | 3700810 | DE |  |  |  | Infusion Pumps; General-Purpose | 33461 | 7130B | ALARIS MEDICAL SYSTEMS INC SUB CARDINAL HEALTH INC | 1615.5
CHRISTIANA |  | HOSPITAL-CH | 0 | 3666044 | DE |  |  |  | Infusion Pumps; General-Purpose | 34133 | 7130B | ALARIS MEDICAL SYSTEMS INC SUB CARDINAL HEALTH INC | 1435.5
CHRISTIANA |  | HOSPITAL-CH | 0 | 3666162 | DE |  |  |  | Infusion Pumps; General-Purpose | 34131 | 7130B | ALARIS MEDICAL SYSTEMS INC SUB CARDINAL HEALTH INC | 1435.5
CHRISTIANA |  | HOSPITAL-WH | 0 | 3667446 | DE |  |  |  | Infusion Pumps; General-Purpose | 33765 | 7130B | ALARIS MEDICAL SYSTEMS INC SUB CARDINAL HEALTH INC | 1435
CHRISTIANA |  | HOSPITAL-CH | 0 | 3666149 | DE |  |  |  | Infusion Pumps; General-Purpose | 32705 | 7130B | ALARIS MEDICAL SYSTEMS INC SUB CARDINAL HEALTH INC | 1435.5
CHRISTIANA |  | HOSPITAL-CH | 0 | 3666906 | DE |  |  |  | Infusion Pumps; General-Purpose | 32870 | 7130B | ALARIS MEDICAL SYSTEMS INC SUB CARDINAL HEALTH INC | 1435.5
CHRISTIANA |  | HOSPITAL-CH | 0 | 3663995 | DE |  |  |  | Infusion Pumps; General-Purpose | 32872 | 7130B | ALARIS MEDICAL SYSTEMS INC SUB CARDINAL HEALTH INC | 1435.5
CHRISTIANA |  | HOSPITAL-CH | 0 | 4124867 | DE |  |  |  | Infusion Pumps; General-Purpose | 36172 | 7130B | ALARIS MEDICAL SYSTEMS INC SUB CARDINAL HEALTH INC | 1795
CHRISTIANA |  | CANCER CENTER | 0 | 3700113 | DE |  |  |  | Infusion Pumps; General-Purpose | 33708 | 7130B | ALARIS MEDICAL SYSTEMS INC SUB CARDINAL HEALTH INC | 1615.5
CHRISTIANA |  | HOSPITAL-WH | 0 | 3700706 | DE |  |  |  | Infusion Pumps; General-Purpose | 33706 | 7130B | ALARIS MEDICAL SYSTEMS INC SUB CARDINAL HEALTH INC | 1615.5
CHRISTIANA |  | HOSPITAL-WH | 0 | 3667858 | DE |  |  |  | Infusion Pumps; General-Purpose | 33805 | 7130B | ALARIS MEDICAL SYSTEMS INC SUB CARDINAL HEALTH INC | 1435.5
CHRISTIANA |  | HOSPITAL-CH | 0 | 3666079 | DE |  |  |  | Infusion Pumps; General-Purpose | 34058 | 7130B | ALARIS MEDICAL SYSTEMS INC SUB CARDINAL HEALTH INC | 1435.5
CHRISTIANA |  | HOSPITAL-CH | 0 | 3666062 | DE |  |  |  | Infusion Pumps; General-Purpose | 34060 | 7130B | ALARIS MEDICAL SYSTEMS INC SUB CARDINAL HEALTH INC | 1435.5
CHRISTIANA |  | HOSPITAL-CH | 0 | 3663925 | DE |  |  |  | Infusion Pumps; General-Purpose | 32813 | 7130B | ALARIS MEDICAL SYSTEMS INC SUB CARDINAL HEALTH INC | 1435.5
CHRISTIANA |  | HOSPITAL-CH | 0 | 3663783 | DE |  |  |  | Infusion Pumps; General-Purpose | 33051 | 7130B | ALARIS MEDICAL SYSTEMS INC SUB CARDINAL HEALTH INC | 1435.5
CHRISTIANA |  | HOSPITAL-CH | 0 | 3663932 | DE |  |  |  | Infusion Pumps; General-Purpose | 33052 | 7130B | ALARIS MEDICAL SYSTEMS INC SUB CARDINAL HEALTH INC | 1435.5
CHRISTIANA |  | HOSPITAL-CH | 0 | 3667023 | DE |  |  |  | Infusion Pumps; General-Purpose | 34217 | 7130B | ALARIS MEDICAL SYSTEMS INC SUB CARDINAL HEALTH INC | 1435.5
CHRISTIANA |  | HOSPITAL-CH | 0 | 3667080 | DE |  |  |  | Infusion Pumps; General-Purpose | 33058 | 7130B | ALARIS MEDICAL SYSTEMS INC SUB CARDINAL HEALTH INC | 1435.5
CHRISTIANA |  | HOSPITAL-CH | 0 | 3667019 | DE |  |  |  | Infusion Pumps; General-Purpose | 33056 | 7130B | ALARIS MEDICAL SYSTEMS INC SUB CARDINAL HEALTH INC | 1435.5
CHRISTIANA |  | HOSPITAL-WH | 0 | 9955888 | DE |  |  |  | Infusion Pumps; General-Purpose | 37965 | 7130B | ALARIS MEDICAL SYSTEMS INC SUB CARDINAL HEALTH INC | 1795
CHRISTIANA |  | HOSPITAL-CH | 0 | 3663900 | DE |  |  |  | Infusion Pumps; General-Purpose | 33046 | 7130B | ALARIS MEDICAL SYSTEMS INC SUB CARDINAL HEALTH INC | 1435.5
CHRISTIANA |  | HOSPITAL-CH | 0 | 3667066 | DE |  |  |  | Infusion Pumps; General-Purpose | 33044 | 7130B | ALARIS MEDICAL SYSTEMS INC SUB CARDINAL HEALTH INC | 1435.5
CHRISTIANA |  | HOSPITAL-CH | 0 | 3666063 | DE |  |  |  | Infusion Pumps; General-Purpose | 34023 | 7130B | ALARIS MEDICAL SYSTEMS INC SUB CARDINAL HEALTH INC | 1435.5
CHRISTIANA |  | HOSPITAL-CH | 0 | 3667442 | DE |  |  |  | Infusion Pumps; General-Purpose | 33198 | 7130B | ALARIS MEDICAL SYSTEMS INC SUB CARDINAL HEALTH INC | 1435.5
CHRISTIANA |  | HOSPITAL-CH | 0 | 3667416 | DE |  |  |  | Infusion Pumps; General-Purpose | 33196 | 7130B | ALARIS MEDICAL SYSTEMS INC SUB CARDINAL HEALTH INC | 1435.5
CHRISTIANA |  | HOSPITAL-CH | 0 | 3666958 | DE |  |  |  | Infusion Pumps; General-Purpose | 32606 | 7130B | ALARIS MEDICAL SYSTEMS INC SUB CARDINAL HEALTH INC | 1435.5
CHRISTIANA |  | HOSPITAL-WH | 0 | 3667836 | DE |  |  |  | Infusion Pumps; General-Purpose | 33818 | 7130B | ALARIS MEDICAL SYSTEMS INC SUB CARDINAL HEALTH INC | 1435.5
CHRISTIANA |  | HOSPITAL-WH | 0 | 3667885 | DE |  |  |  | Infusion Pumps; General-Purpose | 33820 | 7130B | ALARIS MEDICAL SYSTEMS INC SUB CARDINAL HEALTH INC | 1435.5
CHRISTIANA |  | HOSPITAL-WH | 0 | 9891028 | DE |  |  |  | Infusion Pumps; General-Purpose | 37192 | 7130B | ALARIS MEDICAL SYSTEMS INC SUB CARDINAL HEALTH INC | 1795
CHRISTIANA |  | HOSPITAL-CH | 0 | 9893805 | DE |  |  |  | Infusion Pumps; General-Purpose | 37194 | 7130B | ALARIS MEDICAL SYSTEMS INC SUB CARDINAL HEALTH INC | 1795
CHRISTIANA |  | HOSPITAL-CH | 0 | 3663972 | DE |  |  |  | Infusion Pumps; General-Purpose | 32755 | 7130B | ALARIS MEDICAL SYSTEMS INC SUB CARDINAL HEALTH INC | 1435.5
CHRISTIANA |  | HOSPITAL-CH | 0 | 4125237 | DE |  |  |  | Infusion Pumps; General-Purpose | 36239 | 7130B | ALARIS MEDICAL SYSTEMS INC SUB CARDINAL HEALTH INC | 1795
CHRISTIANA |  | HOSPITAL-CH | 0 | 3700750 | DE |  |  |  | Infusion Pumps; General-Purpose | 33678 | 7130B | ALARIS MEDICAL SYSTEMS INC SUB CARDINAL HEALTH INC | 1615.5
CHRISTIANA |  | HOSPITAL-CH | 0 | 3700803 | DE |  |  |  | Infusion Pumps; General-Purpose | 33680 | 7130B | ALARIS MEDICAL SYSTEMS INC SUB CARDINAL HEALTH INC | 1615.5
CHRISTIANA |  | HOSPITAL-WH | 0 | 4092249 | DE |  |  |  | Infusion Pumps; General-Purpose | 35111 | 7130B | ALARIS MEDICAL SYSTEMS INC SUB CARDINAL HEALTH INC | 1795
CHRISTIANA |  | HOSPITAL-WH | 0 | 4092182 | DE |  |  |  | Infusion Pumps; General-Purpose | 35113 | 7130B | ALARIS MEDICAL SYSTEMS INC SUB CARDINAL HEALTH INC | 1795
CHRISTIANA |  | HOSPITAL-WH | 0 | 3667874 | DE |  |  |  | Infusion Pumps; General-Purpose | 33835 | 7130B | ALARIS MEDICAL SYSTEMS INC SUB CARDINAL HEALTH INC | 1435.5
CHRISTIANA |  | HOSPITAL-WH | 0 | 3667853 | DE |  |  |  | Infusion Pumps; General-Purpose | 33837 | 7130B | ALARIS MEDICAL SYSTEMS INC SUB CARDINAL HEALTH INC | 1435.5
CHRISTIANA |  | HOSPITAL-CH | 0 | 3666206 | DE |  |  |  | Infusion Pumps; General-Purpose | 32978 | 7130B | ALARIS MEDICAL SYSTEMS INC SUB CARDINAL HEALTH INC | 1435.5
CHRISTIANA |  | HOSPITAL-CH | 0 | 3666205 | DE |  |  |  | Infusion Pumps; General-Purpose | 32980 | 7130B | ALARIS MEDICAL SYSTEMS INC SUB CARDINAL HEALTH INC | 1435.5
CHRISTIANA |  | HOSPITAL-WH | 0 | 3667307 | DE |  |  |  | Infusion Pumps; General-Purpose | 33911 | 7130B | ALARIS MEDICAL SYSTEMS INC SUB CARDINAL HEALTH INC | 1435.5
CHRISTIANA |  | HOSPITAL-CH | 0 | 3666198 | DE |  |  |  | Infusion Pumps; General-Purpose | 32901 | 7130B | ALARIS MEDICAL SYSTEMS INC SUB CARDINAL HEALTH INC | 1435.5
CHRISTIANA |  | HOSPITAL-CH | 0 | 3700755 | DE |  |  |  | Infusion Pumps; General-Purpose | 33464 | 7130B | ALARIS MEDICAL SYSTEMS INC SUB CARDINAL HEALTH INC | 1615.5
CHRISTIANA |  | HOSPITAL-CH | 0 | 3700788 | DE |  |  |  | Infusion Pumps; General-Purpose | 33462 | 7130B | ALARIS MEDICAL SYSTEMS INC SUB CARDINAL HEALTH INC | 1615.5
CHRISTIANA |  | HOSPITAL-CH | 0 | 3666167 | DE |  |  |  | Infusion Pumps; General-Purpose | 34110 | 7130B | ALARIS MEDICAL SYSTEMS INC SUB CARDINAL HEALTH INC | 1435.5
CHRISTIANA |  | HOSPITAL-CH | 0 | 3666085 | DE |  |  |  | Infusion Pumps; General-Purpose | 34132 | 7130B | ALARIS MEDICAL SYSTEMS INC SUB CARDINAL HEALTH INC | 1435.5
CHRISTIANA |  | HOSPITAL-WH | 0 | 3667388 | DE |  |  |  | Infusion Pumps; General-Purpose | 33930 | 7130B | ALARIS MEDICAL SYSTEMS INC SUB CARDINAL HEALTH INC | 1435.5
CHRISTIANA |  | HOSPITAL-CH | 0 | 3666994 | DE |  |  |  | Infusion Pumps; General-Purpose | 32871 | 7130B | ALARIS MEDICAL SYSTEMS INC SUB CARDINAL HEALTH INC | 1435.5
CHRISTIANA |  | HOSPITAL-CH | 0 | 3666927 | DE |  |  |  | Infusion Pumps; General-Purpose | 32873 | 7130B | ALARIS MEDICAL SYSTEMS INC SUB CARDINAL HEALTH INC | 1435.5
CHRISTIANA |  | HOSPITAL-CH | 0 | 4125231 | DE |  |  |  | Infusion Pumps; General-Purpose | 36171 | 7130B | ALARIS MEDICAL SYSTEMS INC SUB CARDINAL HEALTH INC | 1795
CHRISTIANA |  | HOSPITAL-CH | 0 | 4122281 | DE |  |  |  | Infusion Pumps; General-Purpose | 36173 | 7130B | ALARIS MEDICAL SYSTEMS INC SUB CARDINAL HEALTH INC | 1795
CHRISTIANA |  | HOSPITAL-CH | 0 | 4125210 | DE |  |  |  | Infusion Pumps; General-Purpose | 36243 | 7130B | ALARIS MEDICAL SYSTEMS INC SUB CARDINAL HEALTH INC | 1795
CHRISTIANA |  | HOSPITAL-CH | 0 | 3700769 | DE |  |  |  | Infusion Pumps; General-Purpose | 33707 | 7130B | ALARIS MEDICAL SYSTEMS INC SUB CARDINAL HEALTH INC | 1615.5
CHRISTIANA |  | HOSPITAL-CH | 0 | 3666080 | DE |  |  |  | Infusion Pumps; General-Purpose | 34065 | 7130B | ALARIS MEDICAL SYSTEMS INC SUB CARDINAL HEALTH INC | 1435.5
CHRISTIANA |  | HOSPITAL-WH | 0 | 3699963 | DE |  |  |  | Infusion Pumps; General-Purpose | 33709 | 7130B | ALARIS MEDICAL SYSTEMS INC SUB CARDINAL HEALTH INC | 1615.5
CHRISTIANA |  | HOSPITAL-CH | 0 | 3666131 | DE |  |  |  | Infusion Pumps; General-Purpose | 33055 | 7130B | ALARIS MEDICAL SYSTEMS INC SUB CARDINAL HEALTH INC | 1435.5
CHRISTIANA |  | HOSPITAL-CH | 0 | 3663798 | DE |  |  |  | Infusion Pumps; General-Purpose | 34199 | 7130B | ALARIS MEDICAL SYSTEMS INC SUB CARDINAL HEALTH INC | 1435.5
CHRISTIANA |  | HOSPITAL-CH | 0 | 3663837 | DE |  |  |  | Infusion Pumps; General-Purpose | 34201 | 7130B | ALARIS MEDICAL SYSTEMS INC SUB CARDINAL HEALTH INC | 1435.5
CHRISTIANA |  | HOSPITAL-WH | 0 | 3667420 | DE |  |  |  | Infusion Pumps; General-Purpose | 33914 | 7130B | ALARIS MEDICAL SYSTEMS INC SUB CARDINAL HEALTH INC | 1435.5
CHRISTIANA |  | HOSPITAL-CH | 0 | 3666123 | DE |  |  |  | Infusion Pumps; General-Purpose | 34024 | 7130B | ALARIS MEDICAL SYSTEMS INC SUB CARDINAL HEALTH INC | 1435.5
CHRISTIANA |  | HOSPITAL-CH | 0 | 3663747 | DE |  |  |  | Infusion Pumps; General-Purpose | 34026 | 7130B | ALARIS MEDICAL SYSTEMS INC SUB CARDINAL HEALTH INC | 1435.5
CHRISTIANA |  | HOSPITAL-WH | 0 | 3667417 | DE |  |  |  | Infusion Pumps; General-Purpose | 33764 | 7130B | ALARIS MEDICAL SYSTEMS INC SUB CARDINAL HEALTH INC | 1435.5
CHRISTIANA |  | HOSPITAL-CH | 0 | 9893766 | DE |  |  |  | Infusion Pumps; General-Purpose | 37195 | 7130B | ALARIS MEDICAL SYSTEMS INC SUB CARDINAL HEALTH INC | 1795
CHRISTIANA |  | HOSPITAL-CH | 0 | 4105287 | DE |  |  |  | Infusion Pumps; General-Purpose | 35446 | 7130B | ALARIS MEDICAL SYSTEMS INC SUB CARDINAL HEALTH INC | 1795
CHRISTIANA |  | HOSPITAL-CH | 0 | 4105315 | DE |  |  |  | Infusion Pumps; General-Purpose | 35450 | 7130B | ALARIS MEDICAL SYSTEMS INC SUB CARDINAL HEALTH INC | 1795
CHRISTIANA |  | HOSPITAL-CH | 0 | 3700774 | DE |  |  |  | Infusion Pumps; General-Purpose | 33681 | 7130B | ALARIS MEDICAL SYSTEMS INC SUB CARDINAL HEALTH INC | 1615.5
CHRISTIANA |  | HOSPITAL-CH | 0 | 3700806 | DE |  |  |  | Infusion Pumps; General-Purpose | 33683 | 7130B | ALARIS MEDICAL SYSTEMS INC SUB CARDINAL HEALTH INC | 1615.5
CHRISTIANA |  | HOSPITAL-WH | 0 | 3667275 | DE |  |  |  | Infusion Pumps; General-Purpose | 33803 | 7130B | ALARIS MEDICAL SYSTEMS INC SUB CARDINAL HEALTH INC | 1435.5
CHRISTIANA |  | HOSPITAL-WH | 0 | 4092232 | DE |  |  |  | Infusion Pumps; General-Purpose | 35114 | 7130B | ALARIS MEDICAL SYSTEMS INC SUB CARDINAL HEALTH INC | 1795
CHRISTIANA |  | HOSPITAL-CH | 0 | 4092180 | DE |  |  |  | Infusion Pumps; General-Purpose | 35116 | 7130B | ALARIS MEDICAL SYSTEMS INC SUB CARDINAL HEALTH INC | 1795
CHRISTIANA |  | HOSPITAL-WH | 0 | 3667007 | DE |  |  |  | Infusion Pumps; General-Purpose | 33934 | 7130B | ALARIS MEDICAL SYSTEMS INC SUB CARDINAL HEALTH INC | 1435.5
CHRISTIANA |  | HOSPITAL-CH | 0 | 3666194 | DE |  |  |  | Infusion Pumps; General-Purpose | 32981 | 7130B | ALARIS MEDICAL SYSTEMS INC SUB CARDINAL HEALTH INC | 1435.5
CHRISTIANA |  | HOSPITAL-CH | 0 | 3666202 | DE |  |  |  | Infusion Pumps; General-Purpose | 32983 | 7130B | ALARIS MEDICAL SYSTEMS INC SUB CARDINAL HEALTH INC | 1435.5
CHRISTIANA |  | HOSPITAL-WH | 0 | 3667331 | DE |  |  |  | Infusion Pumps; General-Purpose | 33751 | 7130B | ALARIS MEDICAL SYSTEMS INC SUB CARDINAL HEALTH INC | 1435.5
CHRISTIANA |  | HOSPITAL-CH | 0 | 3666099 | DE |  |  |  | Infusion Pumps; General-Purpose | 34148 | 7130B | ALARIS MEDICAL SYSTEMS INC SUB CARDINAL HEALTH INC | 1435.5
CHRISTIANA |  | HOSPITAL-CH | 0 | 3663977 | DE |  |  |  | Infusion Pumps; General-Purpose | 34181 | 7130B | ALARIS MEDICAL SYSTEMS INC SUB CARDINAL HEALTH INC | 1435.5
CHRISTIANA |  | HOSPITAL-CH | 0 | 3663913 | DE |  |  |  | Infusion Pumps; General-Purpose | 34183 | 7130B | ALARIS MEDICAL SYSTEMS INC SUB CARDINAL HEALTH INC | 1435.5
CHRISTIANA |  | HOSPITAL-CH | 0 | 3663732 | DE |  |  |  | Infusion Pumps; General-Purpose | 32809 | 7130B | ALARIS MEDICAL SYSTEMS INC SUB CARDINAL HEALTH INC | 1435.5
CHRISTIANA |  | HOSPITAL-CH | 0 | 3663886 | DE |  |  |  | Infusion Pumps; General-Purpose | 32502 | 7130B | ALARIS MEDICAL SYSTEMS INC SUB CARDINAL HEALTH INC | 1435.5
CHRISTIANA |  | HOSPITAL-CH | 0 | 3666214 | DE |  |  |  | Infusion Pumps; General-Purpose | 32902 | 7130B | ALARIS MEDICAL SYSTEMS INC SUB CARDINAL HEALTH INC | 1435.5
CHRISTIANA |  | HOSPITAL-CH | 0 | 3654724 | DE |  |  |  | Infusion Pumps; General-Purpose | 32904 | 7130B | ALARIS MEDICAL SYSTEMS INC SUB CARDINAL HEALTH INC | 1435.5
CHRISTIANA |  | HOSPITAL-CH | 0 | 3700792 | DE |  |  |  | Infusion Pumps; General-Purpose | 33459 | 7130B | ALARIS MEDICAL SYSTEMS INC SUB CARDINAL HEALTH INC | 1615.5
CHRISTIANA |  | HOSPITAL-CH | 0 | 3666052 | DE |  |  |  | Infusion Pumps; General-Purpose | 34134 | 7130B | ALARIS MEDICAL SYSTEMS INC SUB CARDINAL HEALTH INC | 1435.5
CHRISTIANA |  | HOSPITAL-CH | 0 | 3666105 | DE |  |  |  | Infusion Pumps; General-Purpose | 34136 | 7130B | ALARIS MEDICAL SYSTEMS INC SUB CARDINAL HEALTH INC | 1435.5
CHRISTIANA |  | HOSPITAL-CH | 0 | 3663781 | DE |  |  |  | Infusion Pumps; General-Purpose | 34151 | 7130B | ALARIS MEDICAL SYSTEMS INC SUB CARDINAL HEALTH INC | 1435.5
CHRISTIANA |  | HOSPITAL-WH | 0 | 3663884 | DE |  |  |  | Infusion Pumps; General-Purpose | 32610 | 7130B | ALARIS MEDICAL SYSTEMS INC SUB CARDINAL HEALTH INC | 1435.5
CHRISTIANA |  | HOSPITAL-CH | 0 | 3664013 | DE |  |  |  | Infusion Pumps; General-Purpose | 32874 | 7130B | ALARIS MEDICAL SYSTEMS INC SUB CARDINAL HEALTH INC | 1435.5
CHRISTIANA |  | HOSPITAL-CH | 0 | 3663910 | DE |  |  |  | Infusion Pumps; General-Purpose | 32875 | 7130B | ALARIS MEDICAL SYSTEMS INC SUB CARDINAL HEALTH INC | 1435.5
CHRISTIANA |  | HOSPITAL-CH | 0 | 4124925 | DE |  |  |  | Infusion Pumps; General-Purpose | 36174 | 7130B | ALARIS MEDICAL SYSTEMS INC SUB CARDINAL HEALTH INC | 1795
CHRISTIANA |  | HOSPITAL-CH | 0 | 4125203 | DE |  |  |  | Infusion Pumps; General-Purpose | 36176 | 7130B | ALARIS MEDICAL SYSTEMS INC SUB CARDINAL HEALTH INC | 1795
CHRISTIANA |  | HOSPITAL-CH | 0 | 4125243 | DE |  |  |  | Infusion Pumps; General-Purpose | 36245 | 7130B | ALARIS MEDICAL SYSTEMS INC SUB CARDINAL HEALTH INC | 1795
CHRISTIANA |  | HOSPITAL-CH | 0 | 4125219 | DE |  |  |  | Infusion Pumps; General-Purpose | 36250 | 7130B | ALARIS MEDICAL SYSTEMS INC SUB CARDINAL HEALTH INC | 1795
CHRISTIANA |  | HOSPITAL-CH | 0 | 3700846 | DE |  |  |  | Infusion Pumps; General-Purpose | 33704 | 7130B | ALARIS MEDICAL SYSTEMS INC SUB CARDINAL HEALTH INC | 1615.5
CHRISTIANA |  | HOSPITAL-CH | 0 | 3663870 | DE |  |  |  | Infusion Pumps; General-Purpose | 34062 | 7130B | ALARIS MEDICAL SYSTEMS INC SUB CARDINAL HEALTH INC | 1435.5
CHRISTIANA |  | HOSPITAL-CH | 0 | 3663836 | DE |  |  |  | Infusion Pumps; General-Purpose | 34063 | 7130B | ALARIS MEDICAL SYSTEMS INC SUB CARDINAL HEALTH INC | 1435.5
CHRISTIANA |  | HOSPITAL-CH | 0 | 3666073 | DE |  |  |  | Infusion Pumps; General-Purpose | 34066 | 7130B | ALARIS MEDICAL SYSTEMS INC SUB CARDINAL HEALTH INC | 1435.5
CHRISTIANA |  | HOSPITAL-WH | 0 | 3667337 | DE |  |  |  | Infusion Pumps; General-Purpose | 33792 | 7130B | ALARIS MEDICAL SYSTEMS INC SUB CARDINAL HEALTH INC | 1435.5
CHRISTIANA |  | HOSPITAL-WH | 0 | 3667349 | DE |  |  |  | Infusion Pumps; General-Purpose | 33941 | 7130B | ALARIS MEDICAL SYSTEMS INC SUB CARDINAL HEALTH INC | 1435.5
CHRISTIANA |  | HOSPITAL-CH | 0 | 3663924 | DE |  |  |  | Infusion Pumps; General-Purpose | 34200 | 7130B | ALARIS MEDICAL SYSTEMS INC SUB CARDINAL HEALTH INC | 1435.5
CHRISTIANA |  | HOSPITAL-CH | 0 | 3663843 | DE |  |  |  | Infusion Pumps; General-Purpose | 34202 | 7130B | ALARIS MEDICAL SYSTEMS INC SUB CARDINAL HEALTH INC | 1435.5
CHRISTIANA |  | HOSPITAL-CH | 0 | 3663930 | DE |  |  |  | Infusion Pumps; General-Purpose | 32780 | 7130B | ALARIS MEDICAL SYSTEMS INC SUB CARDINAL HEALTH INC | 1435.5
CHRISTIANA |  | HOSPITAL-CH | 0 | 3663894 | DE |  | 2020-01-14 14:27 |  | Infusion Pumps; General-Purpose | 34025 | 7130B | ALARIS MEDICAL SYSTEMS INC SUB CARDINAL HEALTH INC | 1435.5
CHRISTIANA |  | HOSPITAL-WH | 0 | 3667425 | DE |  |  |  | Infusion Pumps; General-Purpose | 33786 | 7130B | ALARIS MEDICAL SYSTEMS INC SUB CARDINAL HEALTH INC | 1435.5
CHRISTIANA |  | HOSPITAL-WH | 0 | 3667406 | DE |  |  |  | Infusion Pumps; General-Purpose | 33929 | 7130B | ALARIS MEDICAL SYSTEMS INC SUB CARDINAL HEALTH INC | 1435.5
CHRISTIANA |  | HOSPITAL-CH | 0 | 4105309 | DE |  |  |  | Infusion Pumps; General-Purpose | 35449 | 7130B | ALARIS MEDICAL SYSTEMS INC SUB CARDINAL HEALTH INC | 1795
CHRISTIANA |  | HOSPITAL-CH | 0 | 3700206 | DE |  |  |  | Infusion Pumps; General-Purpose | 33682 | 7130B | ALARIS MEDICAL SYSTEMS INC SUB CARDINAL HEALTH INC | 1615.5
CHRISTIANA |  | HOSPITAL-CH | 0 | 3700088 | DE |  |  |  | Infusion Pumps; General-Purpose | 33663 | 7130B | ALARIS MEDICAL SYSTEMS INC SUB CARDINAL HEALTH INC | 1615.5
CHRISTIANA |  | HOSPITAL-WH | 0 | 4092175 | DE |  |  |  | Infusion Pumps; General-Purpose | 35115 | 7130B | ALARIS MEDICAL SYSTEMS INC SUB CARDINAL HEALTH INC | 1795
CHRISTIANA |  | HOSPITAL-WH | 0 | 4092213 | DE |  |  |  | Infusion Pumps; General-Purpose | 35117 | 7130B | ALARIS MEDICAL SYSTEMS INC SUB CARDINAL HEALTH INC | 1795
CHRISTIANA |  | HOSPITAL-CH | 0 | 3666186 | DE |  |  |  | Infusion Pumps; General-Purpose | 32982 | 7130B | ALARIS MEDICAL SYSTEMS INC SUB CARDINAL HEALTH INC | 1435.5
CHRISTIANA |  | HOSPITAL-CH | 0 | 3666201 | DE |  |  |  | Infusion Pumps; General-Purpose | 32984 | 7130B | ALARIS MEDICAL SYSTEMS INC SUB CARDINAL HEALTH INC | 1435.5
CHRISTIANA |  | HOSPITAL-CH | 0 | 3666071 | DE |  |  |  | Infusion Pumps; General-Purpose | 34147 | 7130B | ALARIS MEDICAL SYSTEMS INC SUB CARDINAL HEALTH INC | 1435.5
CHRISTIANA |  | HOSPITAL-CH | 0 | 3666069 | DE |  |  |  | Infusion Pumps; General-Purpose | 34143 | 7130B | ALARIS MEDICAL SYSTEMS INC SUB CARDINAL HEALTH INC | 1435.5
CHRISTIANA |  | HOSPITAL-CH | 0 | 3666168 | DE |  |  |  | Infusion Pumps; General-Purpose | 34182 | 7130B | ALARIS MEDICAL SYSTEMS INC SUB CARDINAL HEALTH INC | 1435.5
CHRISTIANA |  | HOSPITAL-WH | 0 | 3666923 | DE |  |  |  | Infusion Pumps; General-Purpose | 33808 | 7130B | ALARIS MEDICAL SYSTEMS INC SUB CARDINAL HEALTH INC | 1435.5
CHRISTIANA |  | HOSPITAL-CH | 0 | 3666171 | DE |  |  |  | Infusion Pumps; General-Purpose | 32903 | 7130B | ALARIS MEDICAL SYSTEMS INC SUB CARDINAL HEALTH INC | 1435.5
CHRISTIANA |  | HOSPITAL-CH | 0 | 3666187 | DE |  |  |  | Infusion Pumps; General-Purpose | 32905 | 7130B | ALARIS MEDICAL SYSTEMS INC SUB CARDINAL HEALTH INC | 1435.5
CHRISTIANA |  | HOSPITAL-CH | 0 | 3666059 | DE |  |  |  | Infusion Pumps; General-Purpose | 34027 | 7130B | ALARIS MEDICAL SYSTEMS INC SUB CARDINAL HEALTH INC | 1435.5
CHRISTIANA |  | HOSPITAL-CH | 0 | 3700208 | DE |  |  |  | Infusion Pumps; General-Purpose | 33460 | 7130B | ALARIS MEDICAL SYSTEMS INC SUB CARDINAL HEALTH INC | 1615.5
CHRISTIANA |  | HOSPITAL-CH | 0 | 3700791 | DE |  |  |  | Infusion Pumps; General-Purpose | 33457 | 7130B | ALARIS MEDICAL SYSTEMS INC SUB CARDINAL HEALTH INC | 1615.5