CHRISTIANA |  | HOSPITAL-CH | 0 | 3666097 | DE |  |  |  | Infusion Pumps; General-Purpose | 34135 | 7130B | ALARIS MEDICAL SYSTEMS INC SUB CARDINAL HEALTH INC | 1435.5
CHRISTIANA |  | HOSPITAL-CH | 0 | 3666060 | DE |  |  |  | Infusion Pumps; General-Purpose | 34137 | 7130B | ALARIS MEDICAL SYSTEMS INC SUB CARDINAL HEALTH INC | 1435.5
CHRISTIANA |  | HOSPITAL-CH | 0 | 3663873 | DE |  |  |  | Infusion Pumps; General-Purpose | 34150 | 7130B | ALARIS MEDICAL SYSTEMS INC SUB CARDINAL HEALTH INC | 1435.5
CHRISTIANA |  | HOSPITAL-CH | 0 | 3663820 | DE |  |  |  | Infusion Pumps; General-Purpose | 34215 | 7130B | ALARIS MEDICAL SYSTEMS INC SUB CARDINAL HEALTH INC | 1435.5
CHRISTIANA |  | HOSPITAL-CH | 0 | 3664004 | DE |  |  |  | Infusion Pumps; General-Purpose | 32834 | 7130B | ALARIS MEDICAL SYSTEMS INC SUB CARDINAL HEALTH INC | 1435.5
CHRISTIANA |  | HOSPITAL-CH | 0 | 3666924 | DE |  |  |  | Infusion Pumps; General-Purpose | 32877 | 7130B | ALARIS MEDICAL SYSTEMS INC SUB CARDINAL HEALTH INC | 1435.5
CHRISTIANA |  | HOSPITAL-CH | 0 | 3666939 | DE |  |  |  | Infusion Pumps; General-Purpose | 32876 | 7130B | ALARIS MEDICAL SYSTEMS INC SUB CARDINAL HEALTH INC | 1435.5
CHRISTIANA |  | HOSPITAL-CH | 0 | 4124927 | DE |  |  |  | Infusion Pumps; General-Purpose | 36175 | 7130B | ALARIS MEDICAL SYSTEMS INC SUB CARDINAL HEALTH INC | 1795
CHRISTIANA |  | HOSPITAL-CH | 0 | 4125233 | DE |  |  |  | Infusion Pumps; General-Purpose | 36249 | 7130B | ALARIS MEDICAL SYSTEMS INC SUB CARDINAL HEALTH INC | 1795
CHRISTIANA |  | HOSPITAL-CH | 0 | 3700697 | DE |  |  |  | Infusion Pumps; General-Purpose | 33705 | 7130B | ALARIS MEDICAL SYSTEMS INC SUB CARDINAL HEALTH INC | 1615.5
CHRISTIANA |  | HOSPITAL-WH | 0 | 3667412 | DE |  |  |  | Infusion Pumps; General-Purpose | 33997 | 7130B | ALARIS MEDICAL SYSTEMS INC SUB CARDINAL HEALTH INC | 1435.5
CHRISTIANA |  | HOSPITAL-CH | 0 | 3663989 | DE |  |  |  | Infusion Pumps; General-Purpose | 32484 | 7130B | ALARIS MEDICAL SYSTEMS INC SUB CARDINAL HEALTH INC | 1435.5
CHRISTIANA |  | HOSPITAL-CH | 0 | 72820514 | DE |  | 2012-06-13 20:00 |  | Electrical Multimeters | 49415 | Fluke 87V Industrial Multimeter | FLUKE BIOMEDICAL CORP | 599 | Purchased
CHRISTIANA |  | HOSPITAL-CH | 0 | N N | DE |  |  |  | Microscopes; Light; Laboratory | 12898 | Balplan Incident Light Microscope | BAUSCH & LOMB | 2000
CHRISTIANA |  | HOSPITAL-CH | 0 | 35432GW | DE |  | 1988-08-27 20:00 |  | Microscopes; Light; Laboratory | 12944 | Balplan Incident Light Microscope | BAUSCH & LOMB | 1757
CHRISTIANA |  | HOSPITAL-CH | 0 | DSP10031 | DE |  | 2016-06-13 20:00 |  | Larynxes; Artificial | 62264 | Dolores One | Delores Speech Products; LLC | 5120
CHRISTIANA |  | HOSPITAL-CH | 0 | 14211604 | DE |  | 2014-12-03 19:00 |  | Infusion Pumps; General-Purpose (LVP) | 58812 | 8100 ALARIS PUMP | ALARIS MEDICAL SYSTEMS INC SUB CARDINAL HEALTH INC | 4000 | Purchased
CHRISTIANA |  | HOSPITAL-CH | 0 | 14208173 | DE |  | 2014-12-03 19:00 |  | Infusion Pumps; General-Purpose (LVP) | 58814 | 8100 ALARIS PUMP | ALARIS MEDICAL SYSTEMS INC SUB CARDINAL HEALTH INC | 4000 | Purchased
CHRISTIANA |  | HOSPITAL-CH | 0 | 14211141 | DE |  | 2014-12-03 19:00 |  | Infusion Pumps; General-Purpose (LVP) | 58816 | 8100 ALARIS PUMP | ALARIS MEDICAL SYSTEMS INC SUB CARDINAL HEALTH IN | 4000 | Purchased
CHRISTIANA |  | HOSPITAL-CH | 0 | 14212205 | DE |  | 2014-12-03 19:00 |  | Infusion Pumps; General-Purpose (LVP) | 56903 | 8100 ALARIS PUMP | ALARIS MEDICAL SYSTEMS INC SUB CARDINAL HEALTH IN | 4000 | Purchased
CHRISTIANA |  | HOSPITAL-CH | 0 | 14128147 | DE |  | 2014-12-03 19:00 |  | Infusion Pumps; General-Purpose (LVP) | 56905 | 8100 ALARIS PUMP | ALARIS MEDICAL SYSTEMS INC SUB CARDINAL HEALTH INC | 4000 | Purchased
CHRISTIANA |  | HOSPITAL-CH | 0 | 14210777 | DE |  | 2014-12-03 19:00 |  | Infusion Pumps; General-Purpose (LVP) | 58979 | 8100 ALARIS PUMP | ALARIS MEDICAL SYSTEMS INC SUB CARDINAL HEALTH IN | 4000 | Purchased
CHRISTIANA |  | HOSPITAL-CH | 0 | 14212239 | DE |  | 2014-12-03 19:00 |  | Infusion Pumps; General-Purpose (LVP) | 56422 | 8100 ALARIS PUMP | ALARIS MEDICAL SYSTEMS INC SUB CARDINAL HEALTH IN | 4000 | Purchased
CHRISTIANA |  | HOSPITAL-CH | 0 | 14209312 | DE |  | 2014-12-03 19:00 |  | Infusion Pumps; General-Purpose (LVP) | 56424 | 8100 ALARIS PUMP | ALARIS MEDICAL SYSTEMS INC SUB CARDINAL HEALTH IN | 4000 | Purchased
CHRISTIANA |  | HOSPITAL-CH | 0 | 14214118 | DE |  | 2014-12-03 19:00 |  | Infusion Pumps; General-Purpose (LVP) | 56785 | 8100 ALARIS PUMP | ALARIS MEDICAL SYSTEMS INC SUB CARDINAL HEALTH IN | 4000 | Purchased
CHRISTIANA |  | HOSPITAL-CH | 0 | 14214455 | DE |  | 2014-12-03 19:00 |  | Infusion Pumps; General-Purpose (LVP) | 56782 | 8100 ALARIS PUMP | ALARIS MEDICAL SYSTEMS INC SUB CARDINAL HEALTH IN | 4000 | Purchased
CHRISTIANA |  | HOSPITAL-CH | 0 | 12718742 | DE |  | 2017-11-07 19:00 |  | Infusion Pumps; General-Purpose (LVP) | 65852 | 8100 ALARIS PUMP | ALARIS MEDICAL SYSTEMS INC SUB CARDINAL HEALTH IN | 4000 | Purchased
CHRISTIANA |  | HOSPITAL-CH | 0 | 14212035 | DE |  | 2014-12-03 19:00 |  | Infusion Pumps; General-Purpose (LVP) | 59966 | 8100 ALARIS PUMP | ALARIS MEDICAL SYSTEMS INC SUB CARDINAL HEALTH INC | 4000 | Purchased
CHRISTIANA |  | HOSPITAL-CH | 0 | 14214329 | DE |  | 2014-12-03 19:00 |  | Infusion Pumps; General-Purpose (LVP) | 59964 | 8100 ALARIS PUMP | ALARIS MEDICAL SYSTEMS INC SUB CARDINAL HEALTH INC | 4000 | Purchased
CHRISTIANA |  | HOSPITAL-CH | 0 | 14210795 | DE |  | 2014-07-13 20:00 |  | Infusion Pumps; General-Purpose (LVP) | 59282 | 8100 ALARIS PUMP | ALARIS MEDICAL SYSTEMS INC SUB CARDINAL HEALTH IN | 4000 | Purchased
CHRISTIANA |  | HOSPITAL-CH | 0 | 14210407 | DE |  | 2014-07-13 20:00 |  | Infusion Pumps; General-Purpose (LVP) | 59283 | 8100 ALARIS PUMP | ALARIS MEDICAL SYSTEMS INC SUB CARDINAL HEALTH INC | 4000 | Purchased
CHRISTIANA |  | HOSPITAL-CH | 0 | 14236359 | DE |  | 2014-12-03 19:00 |  | Infusion Pumps; General-Purpose (LVP) | 56126 | 8100 ALARIS PUMP | ALARIS MEDICAL SYSTEMS INC SUB CARDINAL HEALTH INC | 4000 | Purchased
CHRISTIANA |  | HOSPITAL-CH | 0 | 14213383 | DE |  | 2014-12-03 19:00 |  | Infusion Pumps; General-Purpose (LVP) | 55215 | 8100 ALARIS PUMP | ALARIS MEDICAL SYSTEMS INC SUB CARDINAL HEALTH INC | 4000 | Purchased
CHRISTIANA |  | HOSPITAL-CH | 0 | 14213326 | DE |  | 2014-12-03 19:00 |  | Infusion Pumps; General-Purpose (LVP) | 55217 | 8100 ALARIS PUMP | ALARIS MEDICAL SYSTEMS INC SUB CARDINAL HEALTH INC | 4000 | Purchased
CHRISTIANA |  | HOSPITAL-CH | 0 | 14792204 | DE |  | 2017-12-26 19:00 |  | Infusion Pumps; General-Purpose (LVP) | 66034 | 8100 ALARIS PUMP | ALARIS MEDICAL SYSTEMS INC SUB CARDINAL HEALTH INC | 4000 | Rental
CHRISTIANA |  | HOSPITAL-CH | 0 | 13220623 | DE |  | 2017-11-07 19:00 |  | Infusion Pumps; General-Purpose (LVP) | 65888 | 8100 ALARIS PUMP | ALARIS MEDICAL SYSTEMS INC SUB CARDINAL HEALTH IN | 4000 | Purchased
CHRISTIANA |  | HOSPITAL-CH | 0 | 14210052 | DE |  | 2014-12-03 19:00 |  | Infusion Pumps; General-Purpose (LVP) | 55409 | 8100 ALARIS PUMP | ALARIS MEDICAL SYSTEMS INC SUB CARDINAL HEALTH INC | 4000 | Purchased
CHRISTIANA |  | HOSPITAL-CH | 0 | 13150437 | DE |  | 2017-11-07 19:00 |  | Infusion Pumps; General-Purpose (LVP) | 65959 | 8100 ALARIS PUMP | ALARIS MEDICAL SYSTEMS INC SUB CARDINAL HEALTH IN | 4000 | Rental
CHRISTIANA |  | HOSPITAL-CH | 0 | 13107284 | DE |  | 2017-11-07 19:00 |  | Infusion Pumps; General-Purpose (LVP) | 65824 | 8100 ALARIS PUMP | ALARIS MEDICAL SYSTEMS INC SUB CARDINAL HEALTH IN | 4000 | Purchased
CHRISTIANA |  | HOSPITAL-CH | 0 | 14212039 | DE |  | 2014-12-03 19:00 |  | Infusion Pumps; General-Purpose (LVP) | 59705 | 8100 ALARIS PUMP | ALARIS MEDICAL SYSTEMS INC SUB CARDINAL HEALTH INC | 4000 | Purchased
CHRISTIANA |  | HOSPITAL-CH | 0 | 14213719 | DE |  | 2014-12-03 19:00 |  | Infusion Pumps; General-Purpose (LVP) | 59707 | 8100 ALARIS PUMP | ALARIS MEDICAL SYSTEMS INC SUB CARDINAL HEALTH INC | 4000 | Purchased
CHRISTIANA |  | HOSPITAL-CH | 0 | 14214219 | DE |  | 2014-12-03 19:00 |  | Infusion Pumps; General-Purpose (LVP) | 59709 | 8100 ALARIS PUMP | ALARIS MEDICAL SYSTEMS INC SUB CARDINAL HEALTH IN | 4000 | Purchased
CHRISTIANA |  | HOSPITAL-CH | 0 | 13530919 | DE |  | 2017-11-07 19:00 |  | Infusion Pumps; General-Purpose (LVP) | 65880 | 8100 ALARIS PUMP | ALARIS MEDICAL SYSTEMS INC SUB CARDINAL HEALTH IN | 4000 | Purchased
CHRISTIANA |  | HOSPITAL-CH | 0 | 14214287 | DE |  | 2014-12-03 19:00 |  | Infusion Pumps; General-Purpose (LVP) | 56786 | 8100 ALARIS PUMP | ALARIS MEDICAL SYSTEMS INC SUB CARDINAL HEALTH INC | 4000 | Purchased
CHRISTIANA |  | HOSPITAL-WH | 0 | 14140220 | DE |  | 2014-07-13 20:00 |  | Infusion Pumps; General-Purpose (LVP) | 54283 | 8100 ALARIS PUMP | ALARIS MEDICAL SYSTEMS INC SUB CARDINAL HEALTH INC | 4000 | Purchased
CHRISTIANA |  | HOSPITAL-WH | 0 | 14216218 | DE |  | 2014-12-03 19:00 |  | Infusion Pumps; General-Purpose (LVP) | 59934 | 8100 ALARIS PUMP | ALARIS MEDICAL SYSTEMS INC SUB CARDINAL HEALTH IN | 4000 | Purchased
CHRISTIANA |  | Union Professional Building Elkton | 0 | 14212625 | MD |  | 2014-12-03 19:00 |  | Infusion Pumps; General-Purpose (LVP) | 59932 | 8100 ALARIS PUMP | ALARIS MEDICAL SYSTEMS INC SUB CARDINAL HEALTH IN | 4000 | Purchased
CHRISTIANA |  | HOSPITAL-CH | 0 | 13078523 | DE |  | 2017-11-07 19:00 |  | Infusion Pumps; General-Purpose (LVP) | 65915 | 8100 ALARIS PUMP | ALARIS MEDICAL SYSTEMS INC SUB CARDINAL HEALTH IN | 4000 | Purchased
CHRISTIANA |  | HOSPITAL-CH | 0 | 14209405 | DE |  | 2014-12-03 19:00 |  | Infusion Pumps; General-Purpose (LVP) | 58549 | 8100 ALARIS PUMP | ALARIS MEDICAL SYSTEMS INC SUB CARDINAL HEALTH INC | 4000 | Purchased
CHRISTIANA |  | HOSPITAL-CH | 0 | 14211268 | DE |  | 2014-12-03 19:00 |  | Infusion Pumps; General-Purpose (LVP) | 58551 | 8100 ALARIS PUMP | ALARIS MEDICAL SYSTEMS INC SUB CARDINAL HEALTH IN | 4000 | Purchased
CHRISTIANA |  | HOSPITAL-CH | 0 | 13543300 | DE |  | 2017-11-07 19:00 |  | Infusion Pumps; General-Purpose (LVP) | 65737 | 8100 ALARIS PUMP | ALARIS MEDICAL SYSTEMS INC SUB CARDINAL HEALTH INC | 4000 | Rental
CHRISTIANA |  | HOSPITAL-CH | 0 | 14215448 | DE |  | 2014-12-03 19:00 |  | Infusion Pumps; General-Purpose (LVP) | 60024 | 8100 ALARIS PUMP | ALARIS MEDICAL SYSTEMS INC SUB CARDINAL HEALTH INC | 4000 | Purchased
CHRISTIANA |  | HOSPITAL-CH | 0 | 12717719 | DE |  | 2017-11-07 19:00 |  | Infusion Pumps; General-Purpose (LVP) | 63911 | 8100 ALARIS PUMP | ALARIS MEDICAL SYSTEMS INC SUB CARDINAL HEALTH IN | 4000 | Purchased
CHRISTIANA |  | HOSPITAL-CH | 0 | 14209443 | DE |  | 2014-12-03 19:00 |  | Infusion Pumps; General-Purpose (LVP) | 58907 | 8100 ALARIS PUMP | ALARIS MEDICAL SYSTEMS INC SUB CARDINAL HEALTH INC | 4000 | Purchased
CHRISTIANA |  | HOSPITAL-CH | 0 | 14209441 | DE |  | 2014-12-03 19:00 |  | Infusion Pumps; General-Purpose (LVP) | 58909 | 8100 ALARIS PUMP | ALARIS MEDICAL SYSTEMS INC SUB CARDINAL HEALTH INC | 4000 | Purchased
CHRISTIANA |  | HOSPITAL-CH | 0 | 14215911 | DE |  | 2014-12-03 19:00 |  | Infusion Pumps; General-Purpose (LVP) | 58397 | 8100 ALARIS PUMP | ALARIS MEDICAL SYSTEMS INC SUB CARDINAL HEALTH INC | 4000 | Purchased
CHRISTIANA |  | HOSPITAL-CH | 0 | 14211565 | DE |  | 2014-12-03 19:00 |  | Infusion Pumps; General-Purpose (LVP) | 58399 | 8100 ALARIS PUMP | ALARIS MEDICAL SYSTEMS INC SUB CARDINAL HEALTH INC | 4000 | Purchased
CHRISTIANA |  | HOSPITAL-CH | 0 | 14211340 | DE |  | 2014-12-03 19:00 |  | Infusion Pumps; General-Purpose (LVP) | 59359 | 8100 ALARIS PUMP | ALARIS MEDICAL SYSTEMS INC SUB CARDINAL HEALTH IN | 4000 | Purchased
CHRISTIANA |  | HOSPITAL-CH | 0 | 14209716 | DE |  | 2014-12-03 19:00 |  | Infusion Pumps; General-Purpose (LVP) | 110637 | 8100 ALARIS PUMP | ALARIS MEDICAL SYSTEMS INC SUB CARDINAL HEALTH IN | 4000 | Purchased
CHRISTIANA |  | HOSPITAL-CH | 0 | 14210272 | DE |  | 2014-12-03 19:00 |  | Infusion Pumps; General-Purpose (LVP) | 59363 | 8100 ALARIS PUMP | ALARIS MEDICAL SYSTEMS INC SUB CARDINAL HEALTH IN | 4000 | Purchased
CHRISTIANA |  | HOSPITAL-CH | 0 | 14212313 | DE |  | 2014-12-03 19:00 |  | Infusion Pumps; General-Purpose (LVP) | 56283 | 8100 ALARIS PUMP | ALARIS MEDICAL SYSTEMS INC SUB CARDINAL HEALTH INC | 4000 | Purchased
CHRISTIANA |  | HOSPITAL-CH | 0 | 14212318 | DE |  | 2014-12-03 19:00 |  | Infusion Pumps; General-Purpose (LVP) | 56285 | 8100 ALARIS PUMP | ALARIS MEDICAL SYSTEMS INC SUB CARDINAL HEALTH IN | 4000 | Purchased
CHRISTIANA |  | HOSPITAL-CH | 0 | 13876655 | DE |  | 2017-04-30 20:00 |  | Infusion Pumps; General-Purpose (LVP) | 64612 | 8100 ALARIS PUMP | ALARIS MEDICAL SYSTEMS INC SUB CARDINAL HEALTH INC | 4000 | Rental
CHRISTIANA |  | HOSPITAL-CH | 0 | 4097689 | DE |  | 2017-11-07 19:00 |  | Infusion Pumps; General-Purpose (LVP) | 63931 | 8100 ALARIS PUMP | ALARIS MEDICAL SYSTEMS INC SUB CARDINAL HEALTH INC | 4000 | Purchased
CHRISTIANA |  | HOSPITAL-CH | 0 | 14212140 | DE |  | 2014-12-03 19:00 |  | Infusion Pumps; General-Purpose (LVP) | 59980 | 8100 ALARIS PUMP | ALARIS MEDICAL SYSTEMS INC SUB CARDINAL HEALTH IN | 4000 | Purchased
CHRISTIANA |  | HOSPITAL-CH | 0 | 13084781 | DE |  | 2017-11-07 19:00 |  | Infusion Pumps; General-Purpose (LVP) | 66042 | 8100 ALARIS PUMP | ALARIS MEDICAL SYSTEMS INC SUB CARDINAL HEALTH IN | 4000 | Rental
CHRISTIANA |  | HOSPITAL-CH | 0 | 14210129 | DE |  | 2014-12-03 19:00 |  | Infusion Pumps; General-Purpose (LVP) | 58929 | 8100 ALARIS PUMP | ALARIS MEDICAL SYSTEMS INC SUB CARDINAL HEALTH INC | 4000 | Purchased
CHRISTIANA |  | HOSPITAL-CH | 0 | 14210672 | DE |  | 2014-12-03 19:00 |  | Infusion Pumps; General-Purpose (LVP) | 58931 | 8100 ALARIS PUMP | ALARIS MEDICAL SYSTEMS INC SUB CARDINAL HEALTH IN | 4000 | Purchased
CHRISTIANA |  | HOSPITAL-CH | 0 | 14210289 | DE |  | 2014-12-03 19:00 |  | Infusion Pumps; General-Purpose (LVP) | 58933 | 8100 ALARIS PUMP | ALARIS MEDICAL SYSTEMS INC SUB CARDINAL HEALTH IN | 4000 | Purchased
CHRISTIANA |  | HOSPITAL-CH | 0 | 13841210 | DE |  | 2017-11-07 19:00 |  | Infusion Pumps; General-Purpose (LVP) | 63845 | 8100 ALARIS PUMP | ALARIS MEDICAL SYSTEMS INC SUB CARDINAL HEALTH INC | 4000 | Rental
CHRISTIANA |  | HOSPITAL-CH | 0 | 13106970 | DE |  | 2017-11-07 19:00 |  | Infusion Pumps; General-Purpose (LVP) | 63938 | 8100 ALARIS PUMP | ALARIS MEDICAL SYSTEMS INC SUB CARDINAL HEALTH IN | 4000 | Rental
CHRISTIANA |  | HOSPITAL-CH | 0 | 14212608 | DE |  | 2014-12-03 19:00 |  | Infusion Pumps; General-Purpose (LVP) | 59621 | 8100 ALARIS PUMP | ALARIS MEDICAL SYSTEMS INC SUB CARDINAL HEALTH INC | 4000 | Purchased
CHRISTIANA |  | HOSPITAL-CH | 0 | 14213902 | DE |  | 2014-12-03 19:00 |  | Infusion Pumps; General-Purpose (LVP) | 59623 | 8100 ALARIS PUMP | ALARIS MEDICAL SYSTEMS INC SUB CARDINAL HEALTH IN | 4000 | Purchased
CHRISTIANA |  | Union Professional Building Elkton | 0 | 13163885 | MD |  | 2017-04-30 20:00 |  | Infusion Pumps; General-Purpose (LVP) | 64551 | 8100 ALARIS PUMP | ALARIS MEDICAL SYSTEMS INC SUB CARDINAL HEALTH IN | 4000 | Rental
CHRISTIANA |  | HOSPITAL-CH | 0 | 14214643 | DE |  | 2014-12-03 19:00 |  | Infusion Pumps; General-Purpose (LVP) | 55422 | 8100 ALARIS PUMP | ALARIS MEDICAL SYSTEMS INC SUB CARDINAL HEALTH INC | 4000 | Purchased
CHRISTIANA |  | HOSPITAL-CH | 0 | 14214363 | DE |  | 2014-12-03 19:00 |  | Infusion Pumps; General-Purpose (LVP) | 55424 | 8100 ALARIS PUMP | ALARIS MEDICAL SYSTEMS INC SUB CARDINAL HEALTH IN | 4000 | Purchased
CHRISTIANA |  | HOSPITAL-CH | 0 | 14213559 | DE |  | 2014-12-03 19:00 |  | Infusion Pumps; General-Purpose (LVP) | 59683 | 8100 ALARIS PUMP | ALARIS MEDICAL SYSTEMS INC SUB CARDINAL HEALTH IN | 4000 | Purchased
CHRISTIANA |  | HOSPITAL-CH | 0 | 14214215 | DE |  | 2014-12-03 19:00 |  | Infusion Pumps; General-Purpose (LVP) | 59684 | 8100 ALARIS PUMP | ALARIS MEDICAL SYSTEMS INC SUB CARDINAL HEALTH INC | 4000 | Purchased
CHRISTIANA |  | HOSPITAL-CH | 0 | 14213777 | DE |  | 2014-12-03 19:00 |  | Infusion Pumps; General-Purpose (LVP) | 59686 | 8100 ALARIS PUMP | ALARIS MEDICAL SYSTEMS INC SUB CARDINAL HEALTH IN | 4000 | Purchased
CHRISTIANA |  | HOSPITAL-CH | 0 | 14212227 | DE |  | 2014-12-03 19:00 |  | Infusion Pumps; General-Purpose (LVP) | 56834 | 8100 ALARIS PUMP | ALARIS MEDICAL SYSTEMS INC SUB CARDINAL HEALTH INC | 4000 | Purchased
CHRISTIANA |  | HOSPITAL-CH | 0 | 14212142 | DE |  | 2014-12-03 19:00 |  | Infusion Pumps; General-Purpose (LVP) | 56837 | 8100 ALARIS PUMP | ALARIS MEDICAL SYSTEMS INC SUB CARDINAL HEALTH INC | 4000 | Purchased
CHRISTIANA |  | HOSPITAL-CH | 0 | 14212438 | DE |  | 2014-12-03 19:00 |  | Infusion Pumps; General-Purpose (LVP) | 59889 | 8100 ALARIS PUMP | ALARIS MEDICAL SYSTEMS INC SUB CARDINAL HEALTH IN | 4000 | Purchased
CHRISTIANA |  | HOSPITAL-CH | 0 | 14212117 | DE |  | 2014-12-03 19:00 |  | Infusion Pumps; General-Purpose (LVP) | 59887 | 8100 ALARIS PUMP | ALARIS MEDICAL SYSTEMS INC SUB CARDINAL HEALTH INC | 4000 | Purchased
CHRISTIANA |  | HOSPITAL-CH | 0 | 14211267 | DE |  | 2014-12-03 19:00 |  | Infusion Pumps; General-Purpose (LVP) | 56383 | 8100 ALARIS PUMP | ALARIS MEDICAL SYSTEMS INC SUB CARDINAL HEALTH IN | 4000 | Purchased
CHRISTIANA |  | HOSPITAL-CH | 0 | 14214591 | DE |  | 2014-12-03 19:00 |  | Infusion Pumps; General-Purpose (LVP) | 55443 | 8100 ALARIS PUMP | ALARIS MEDICAL SYSTEMS INC SUB CARDINAL HEALTH INC | 4000 | Purchased
CHRISTIANA |  | HOSPITAL-CH | 0 | 14214511 | DE |  | 2014-12-03 19:00 |  | Infusion Pumps; General-Purpose (LVP) | 55445 | 8100 ALARIS PUMP | ALARIS MEDICAL SYSTEMS INC SUB CARDINAL HEALTH INC | 4000 | Purchased
CHRISTIANA |  | HOSPITAL-CH | 0 | 13841154 | DE |  | 2017-11-07 19:00 |  | Infusion Pumps; General-Purpose (LVP) | 65916 | 8100 ALARIS PUMP | ALARIS MEDICAL SYSTEMS INC SUB CARDINAL HEALTH IN | 4000 | Purchased
CHRISTIANA |  | CANCER CENTER | 0 | 14966268 | DE |  | 2017-08-01 20:00 |  | Infusion Pumps; General-Purpose (LVP) | 65023 | 8100 ALARIS PUMP | ALARIS MEDICAL SYSTEMS INC SUB CARDINAL HEALTH INC | 4000 | Purchased
CHRISTIANA |  | HOSPITAL-CH | 0 | 14212827 | DE |  | 2014-12-03 19:00 |  | Infusion Pumps; General-Purpose (LVP) | 56267 | 8100 ALARIS PUMP | ALARIS MEDICAL SYSTEMS INC SUB CARDINAL HEALTH INC | 4000 | Purchased
CHRISTIANA |  | HOSPITAL-CH | 0 | 14212730 | DE |  | 2014-12-03 19:00 |  | Infusion Pumps; General-Purpose (LVP) | 56269 | 8100 ALARIS PUMP | ALARIS MEDICAL SYSTEMS INC SUB CARDINAL HEALTH INC | 4000 | Purchased
CHRISTIANA |  | HOSPITAL-CH | 0 | 12715001 | DE |  | 2017-11-07 19:00 |  | Infusion Pumps; General-Purpose (LVP) | 65879 | 8100 ALARIS PUMP | ALARIS MEDICAL SYSTEMS INC SUB CARDINAL HEALTH IN | 4000 | Purchased
CHRISTIANA |  | HOSPITAL-CH | 0 | 14213088 | DE |  | 2014-12-03 19:00 |  | Infusion Pumps; General-Purpose (LVP) | 58630 | 8100 ALARIS PUMP | ALARIS MEDICAL SYSTEMS INC SUB CARDINAL HEALTH IN | 4000 | Purchased
CHRISTIANA |  | HOSPITAL-CH | 0 | 14212154 | DE |  | 2014-12-03 19:00 |  | Infusion Pumps; General-Purpose (LVP) | 58632 | 8100 ALARIS PUMP | ALARIS MEDICAL SYSTEMS INC SUB CARDINAL HEALTH INC | 4000 | Purchased
CHRISTIANA |  | HOSPITAL-CH | 0 | 14212942 | DE |  | 2014-12-03 19:00 |  | Infusion Pumps; General-Purpose (LVP) | 58634 | 8100 ALARIS PUMP | ALARIS MEDICAL SYSTEMS INC SUB CARDINAL HEALTH INC | 4000 | Purchased
CHRISTIANA |  | HOSPITAL-CH | 0 | 14213540 | DE |  | 2014-12-03 19:00 |  | Infusion Pumps; General-Purpose (LVP) | 55462 | 8100 ALARIS PUMP | ALARIS MEDICAL SYSTEMS INC SUB CARDINAL HEALTH INC | 4000 | Purchased
CHRISTIANA |  | HOSPITAL-CH | 0 | 13163873 | DE |  | 2017-04-30 20:00 |  | Infusion Pumps; General-Purpose (LVP) | 64558 | 8100 ALARIS PUMP | ALARIS MEDICAL SYSTEMS INC SUB CARDINAL HEALTH IN | 4000 | Rental
CHRISTIANA |  | HOSPITAL-CH | 0 | 12396966 | DE |  | 2014-12-03 19:00 |  | Infusion Pumps; General-Purpose (LVP) | 66011 | 8100 ALARIS PUMP | ALARIS MEDICAL SYSTEMS INC SUB CARDINAL HEALTH IN | 4000 | Rental
CHRISTIANA |  | HOSPITAL-CH | 0 | 14211952 | DE |  | 2014-07-13 20:00 |  | Infusion Pumps; General-Purpose (LVP) | 55204 | 8100 ALARIS PUMP | ALARIS MEDICAL SYSTEMS INC SUB CARDINAL HEALTH INC | 4000 | Purchased
CHRISTIANA |  | HOSPITAL-CH | 0 | 14214471 | DE |  | 2014-12-03 19:00 |  | Infusion Pumps; General-Purpose (LVP) | 58888 | 8100 ALARIS PUMP | ALARIS MEDICAL SYSTEMS INC SUB CARDINAL HEALTH INC | 4000 | Purchased
CHRISTIANA |  | HOSPITAL-CH | 0 | 14214392 | DE |  | 2014-12-03 19:00 |  | Infusion Pumps; General-Purpose (LVP) | 58884 | 8100 ALARIS PUMP | ALARIS MEDICAL SYSTEMS INC SUB CARDINAL HEALTH INC | 4000 | Purchased
CHRISTIANA |  | HOSPITAL-CH | 0 | 14214413 | DE |  | 2014-12-03 19:00 |  | Infusion Pumps; General-Purpose (LVP) | 58886 | 8100 ALARIS PUMP | ALARIS MEDICAL SYSTEMS INC SUB CARDINAL HEALTH IN | 4000 | Purchased
CHRISTIANA |  | HOSPITAL-CH | 0 | 10938662 | DE |  | 2017-11-07 19:00 |  | Infusion Pumps; General-Purpose (LVP) | 63820 | 8100 ALARIS PUMP | ALARIS MEDICAL SYSTEMS INC SUB CARDINAL HEALTH INC | 4000 | Purchased
CHRISTIANA |  | HOSPITAL-CH | 0 | 14214420 | DE |  | 2014-12-03 19:00 |  | Infusion Pumps; General-Purpose (LVP) | 56890 | 8100 ALARIS PUMP | ALARIS MEDICAL SYSTEMS INC SUB CARDINAL HEALTH INC | 4000 | Purchased
CHRISTIANA |  | HOSPITAL-CH | 0 | 12381953 | DE |  | 2017-11-07 19:00 |  | Infusion Pumps; General-Purpose (LVP) | 66010 | 8100 ALARIS PUMP | ALARIS MEDICAL SYSTEMS INC SUB CARDINAL HEALTH INC | 4000 | Rental
CHRISTIANA |  | HOSPITAL-CH | 0 | 14212528 | DE |  | 2014-12-03 19:00 |  | Infusion Pumps; General-Purpose (LVP) | 56613 | 8100 ALARIS PUMP | ALARIS MEDICAL SYSTEMS INC SUB CARDINAL HEALTH IN | 4000 | Purchased
CHRISTIANA |  | HOSPITAL-CH | 0 | 14212346 | DE |  | 2014-12-03 19:00 |  | Infusion Pumps; General-Purpose (LVP) | 56449 | 8100 ALARIS PUMP | ALARIS MEDICAL SYSTEMS INC SUB CARDINAL HEALTH INC | 4000 | Purchased
CHRISTIANA |  | HOSPITAL-CH | 0 | 14212190 | DE |  | 2014-12-03 19:00 |  | Infusion Pumps; General-Purpose (LVP) | 59842 | 8100 ALARIS PUMP | ALARIS MEDICAL SYSTEMS INC SUB CARDINAL HEALTH IN | 4000 | Purchased
CHRISTIANA |  | HOSPITAL-CH | 0 | 13840865 | DE |  | 2017-11-07 19:00 |  | Infusion Pumps; General-Purpose (LVP) | 63935 | 8100 ALARIS PUMP | ALARIS MEDICAL SYSTEMS INC SUB CARDINAL HEALTH IN | 4000 | Rental
CHRISTIANA |  | HOSPITAL-CH | 0 | 12770452 | DE |  | 2017-11-07 19:00 |  | Infusion Pumps; General-Purpose (LVP) | 63783 | 8100 ALARIS PUMP | ALARIS MEDICAL SYSTEMS INC SUB CARDINAL HEALTH IN | 4000 | Rental
CHRISTIANA |  | HOSPITAL-CH | 0 | 14214556 | DE |  | 2014-07-13 20:00 |  | Infusion Pumps; General-Purpose (LVP) | 55150 | 8100 ALARIS PUMP | ALARIS MEDICAL SYSTEMS INC SUB CARDINAL HEALTH INC | 4000 | Purchased
CHRISTIANA |  | HOSPITAL-CH | 0 | 14209972 | DE |  | 2014-12-03 19:00 |  | Infusion Pumps; General-Purpose (LVP) | 58811 | 8100 ALARIS PUMP | ALARIS MEDICAL SYSTEMS INC SUB CARDINAL HEALTH IN | 4000 | Purchased
CHRISTIANA |  | HOSPITAL-CH | 0 | 14206749 | DE |  | 2014-12-03 19:00 |  | Infusion Pumps; General-Purpose (LVP) | 58813 | 8100 ALARIS PUMP | ALARIS MEDICAL SYSTEMS INC SUB CARDINAL HEALTH INC | 4000 | Purchased
CHRISTIANA |  | HOSPITAL-CH | 0 | 14211606 | DE |  | 2014-12-03 19:00 |  | Infusion Pumps; General-Purpose (LVP) | 58815 | 8100 ALARIS PUMP | ALARIS MEDICAL SYSTEMS INC SUB CARDINAL HEALTH INC | 4000 | Purchased
CHRISTIANA |  | HOSPITAL-CH | 0 | 14212325 | DE |  | 2014-12-03 19:00 |  | Infusion Pumps; General-Purpose (LVP) | 56904 | 8100 ALARIS PUMP | ALARIS MEDICAL SYSTEMS INC SUB CARDINAL HEALTH INC | 4000 | Purchased
CHRISTIANA |  | HOSPITAL-CH | 0 | 14146662 | DE |  | 2014-12-03 19:00 |  | Infusion Pumps; General-Purpose (LVP) | 56906 | 8100 ALARIS PUMP | ALARIS MEDICAL SYSTEMS INC SUB CARDINAL HEALTH INC | 4000 | Purchased
CHRISTIANA |  | HOSPITAL-CH | 0 | 12401064 | DE |  | 2017-11-07 19:00 |  | Infusion Pumps; General-Purpose (LVP) | 65778 | 8100 ALARIS PUMP | ALARIS MEDICAL SYSTEMS INC SUB CARDINAL HEALTH IN | 4000 | Rental
CHRISTIANA |  | HOSPITAL-CH | 0 | 14210512 | DE |  | 2014-12-03 19:00 |  | Infusion Pumps; General-Purpose (LVP) | 58980 | 8100 ALARIS PUMP | ALARIS MEDICAL SYSTEMS INC SUB CARDINAL HEALTH IN | 4000 | Purchased
CHRISTIANA |  | HOSPITAL-CH | 0 | 13084690 | DE |  | 2014-12-03 19:00 |  | Infusion Pumps; General-Purpose (LVP) | 65319 | 8100 ALARIS PUMP | ALARIS MEDICAL SYSTEMS INC SUB CARDINAL HEALTH IN | 4000 | Rental
CHRISTIANA |  | HOSPITAL-CH | 0 | 12718402 | DE |  | 2017-11-07 19:00 |  | Infusion Pumps; General-Purpose (LVP) | 63842 | 8100 ALARIS PUMP | ALARIS MEDICAL SYSTEMS INC SUB CARDINAL HEALTH IN | 4000 | Rental
CHRISTIANA |  | CANCER CENTER | 0 | 14966202 | DE |  | 2017-08-01 20:00 |  | Infusion Pumps; General-Purpose (LVP) | 65011 | 8100 ALARIS PUMP | ALARIS MEDICAL SYSTEMS INC SUB CARDINAL HEALTH INC | 4000 | Purchased
CHRISTIANA |  | HOSPITAL-CH | 0 | 12718237 | DE |  | 2017-11-07 19:00 |  | Infusion Pumps; General-Purpose (LVP) | 63894 | 8100 ALARIS PUMP | ALARIS MEDICAL SYSTEMS INC SUB CARDINAL HEALTH INC | 4000 | Rental
CHRISTIANA |  | HOSPITAL-CH | 0 | 14200794 | DE |  | 2014-12-03 19:00 |  | Infusion Pumps; General-Purpose (LVP) | 56423 | 8100 ALARIS PUMP | ALARIS MEDICAL SYSTEMS INC SUB CARDINAL HEALTH IN | 4000 | Purchased
CHRISTIANA |  | HOSPITAL-CH | 0 | 14211846 | DE |  | 2014-07-13 20:00 |  | Infusion Pumps; General-Purpose (LVP) | 58627 | 8100 ALARIS PUMP | ALARIS MEDICAL SYSTEMS INC SUB CARDINAL HEALTH IN | 4000 | Purchased
CHRISTIANA |  | HOSPITAL-CH | 0 | 14213955 | DE |  | 2014-12-03 19:00 |  | Infusion Pumps; General-Purpose (LVP) | 56783 | 8100 ALARIS PUMP | ALARIS MEDICAL SYSTEMS INC SUB CARDINAL HEALTH INC | 4000 | Purchased
CHRISTIANA |  | HOSPITAL-CH | 0 | 14214349 | DE |  | 2014-12-03 19:00 |  | Infusion Pumps; General-Purpose (LVP) | 59965 | 8100 ALARIS PUMP | ALARIS MEDICAL SYSTEMS INC SUB CARDINAL HEALTH IN | 4000 | Purchased
CHRISTIANA |  | HOSPITAL-CH | 0 | 14213102 | DE |  | 2014-12-03 19:00 |  | Infusion Pumps; General-Purpose (LVP) | 55214 | 8100 ALARIS PUMP | ALARIS MEDICAL SYSTEMS INC SUB CARDINAL HEALTH IN | 4000 | Purchased
CHRISTIANA |  | HOSPITAL-CH | 0 | 14213117 | DE |  | 2014-12-03 19:00 |  | Infusion Pumps; General-Purpose (LVP) | 55216 | 8100 ALARIS PUMP | ALARIS MEDICAL SYSTEMS INC SUB CARDINAL HEALTH IN | 4000 | Purchased
CHRISTIANA |  | HOSPITAL-CH | 0 | 13871768 | DE |  | 2017-04-30 20:00 |  | Infusion Pumps; General-Purpose (LVP) | 64647 | 8100 ALARIS PUMP | ALARIS MEDICAL SYSTEMS INC SUB CARDINAL HEALTH IN | 4000 | Purchased
CHRISTIANA |  | HOSPITAL-CH | 0 | 12770336 | DE |  | 2017-11-07 19:00 |  | Infusion Pumps; General-Purpose (LVP) | 63836 | 8100 ALARIS PUMP | ALARIS MEDICAL SYSTEMS INC SUB CARDINAL HEALTH INC | 4000 | Rental
CHRISTIANA |  | HOSPITAL-CH | 0 | 12718475 | DE |  | 2017-04-30 20:00 |  | Infusion Pumps; General-Purpose (LVP) | 64604 | 8100 ALARIS PUMP | ALARIS MEDICAL SYSTEMS INC SUB CARDINAL HEALTH IN | 4000 | Rental
CHRISTIANA |  | HOSPITAL-CH | 0 | 14213574 | DE |  | 2014-12-03 19:00 |  | Infusion Pumps; General-Purpose (LVP) | 59706 | 8100 ALARIS PUMP | ALARIS MEDICAL SYSTEMS INC SUB CARDINAL HEALTH IN | 4000 | Purchased
CHRISTIANA |  | HOSPITAL-WH | 0 | 14214177 | DE |  | 2014-12-03 19:00 |  | Infusion Pumps; General-Purpose (LVP) | 59708 | 8100 ALARIS PUMP | ALARIS MEDICAL SYSTEMS INC SUB CARDINAL HEALTH IN | 4000 | Purchased
CHRISTIANA |  | HOSPITAL-CH | 0 | 14214695 | DE |  | 2014-12-03 19:00 |  | Infusion Pumps; General-Purpose (LVP) | 55446 | 8100 ALARIS PUMP | ALARIS MEDICAL SYSTEMS INC SUB CARDINAL HEALTH INC | 4000 | Purchased
CHRISTIANA |  | HOSPITAL-CH | 0 | 14212478 | DE |  | 2014-12-03 19:00 |  | Infusion Pumps; General-Purpose (LVP) | 56762 | 8100 ALARIS PUMP | ALARIS MEDICAL SYSTEMS INC SUB CARDINAL HEALTH INC | 4000 | Purchased
CHRISTIANA |  | HOSPITAL-CH | 0 | 14212023 | DE |  | 2014-07-13 20:00 |  | Infusion Pumps; General-Purpose (LVP) | 55190 | 8100 ALARIS PUMP | ALARIS MEDICAL SYSTEMS INC SUB CARDINAL HEALTH INC | 4000 | Purchased
CHRISTIANA |  | HOSPITAL-CH | 0 | 14214605 | DE |  | 2014-12-03 19:00 |  | Infusion Pumps; General-Purpose (LVP) | 59933 | 8100 ALARIS PUMP | ALARIS MEDICAL SYSTEMS INC SUB CARDINAL HEALTH INC | 4000 | Purchased
CHRISTIANA |  | HOSPITAL-CH | 0 | 14211157 | DE |  | 2014-12-03 19:00 |  | Infusion Pumps; General-Purpose (LVP) | 58550 | 8100 ALARIS PUMP | ALARIS MEDICAL SYSTEMS INC SUB CARDINAL HEALTH INC | 4000 | Purchased
CHRISTIANA |  | HOSPITAL-CH | 0 | 13841452 | DE |  | 2017-04-30 20:00 |  | Infusion Pumps; General-Purpose (LVP) | 64563 | 8100 ALARIS PUMP | ALARIS MEDICAL SYSTEMS INC SUB CARDINAL HEALTH INC | 4000 | Rental
CHRISTIANA |  | Union Professional Building Elkton | 0 | 14211939 | MD |  | 2014-12-03 19:00 |  | Infusion Pumps; General-Purpose (LVP) | 56442 | 8100 ALARIS PUMP | ALARIS MEDICAL SYSTEMS INC SUB CARDINAL HEALTH IN | 4000 | Purchased
CHRISTIANA |  | HOSPITAL-CH | 0 | 12744964 | DE |  | 2017-04-30 20:00 |  | Infusion Pumps; General-Purpose (LVP) | 64631 | 8100 ALARIS PUMP | ALARIS MEDICAL SYSTEMS INC SUB CARDINAL HEALTH IN | 4000 | Rental
CHRISTIANA |  | HOSPITAL-CH | 0 | 14212215 | DE |  | 2014-07-13 20:00 |  | Infusion Pumps; General-Purpose (LVP) | 56976 | 8100 ALARIS PUMP | ALARIS MEDICAL SYSTEMS INC SUB CARDINAL HEALTH IN | 4000 | Purchased
CHRISTIANA |  | HOSPITAL-CH | 0 | 12718314 | DE |  | 2017-11-07 19:00 |  | Infusion Pumps; General-Purpose (LVP) | 65860 | 8100 ALARIS PUMP | ALARIS MEDICAL SYSTEMS INC SUB CARDINAL HEALTH IN | 4000 | Purchased
CHRISTIANA |  | HOSPITAL-CH | 0 | 14209612 | DE |  | 2014-12-03 19:00 |  | Infusion Pumps; General-Purpose (LVP) | 58908 | 8100 ALARIS PUMP | ALARIS MEDICAL SYSTEMS INC SUB CARDINAL HEALTH INC | 4000 | Purchased
CHRISTIANA |  | HOSPITAL-CH | 0 | 14214501 | DE |  | 2014-12-03 19:00 |  | Infusion Pumps; General-Purpose (LVP) | 58947 | 8100 ALARIS PUMP | ALARIS MEDICAL SYSTEMS INC SUB CARDINAL HEALTH IN | 4000 | Purchased
CHRISTIANA |  | HOSPITAL-CH | 0 | 13106879 | DE |  | 2017-11-07 19:00 |  | Infusion Pumps; General-Purpose (LVP) | 65927 | 8100 ALARIS PUMP | ALARIS MEDICAL SYSTEMS INC SUB CARDINAL HEALTH IN | 4000 | Purchased
CHRISTIANA |  | HOSPITAL-CH | 0 | 14210731 | DE |  | 2014-12-03 19:00 |  | Infusion Pumps; General-Purpose (LVP) | 58396 | 8100 ALARIS PUMP | ALARIS MEDICAL SYSTEMS INC SUB CARDINAL HEALTH INC | 4000 | Purchased
CHRISTIANA |  | CANCER CENTER | 0 | 14198396 | DE |  | 2014-12-03 19:00 |  | Infusion Pumps; General-Purpose (LVP) | 58398 | 8100 ALARIS PUMP | ALARIS MEDICAL SYSTEMS INC SUB CARDINAL HEALTH INC | 4000 | Purchased
CHRISTIANA |  | HOSPITAL-CH | 0 | 14211339 | DE |  | 2014-12-03 19:00 |  | Infusion Pumps; General-Purpose (LVP) | 59360 | 8100 ALARIS PUMP | ALARIS MEDICAL SYSTEMS INC SUB CARDINAL HEALTH INC | 4000 | Purchased
CHRISTIANA |  | HOSPITAL-CH | 0 | 14210412 | DE |  | 2014-12-03 19:00 |  | Infusion Pumps; General-Purpose (LVP) | 59362 | 8100 ALARIS PUMP | ALARIS MEDICAL SYSTEMS INC SUB CARDINAL HEALTH INC | 4000 | Purchased
CHRISTIANA |  | HOSPITAL-CH | 0 | 14212226 | DE |  | 2014-12-03 19:00 |  | Infusion Pumps; General-Purpose (LVP) | 56284 | 8100 ALARIS PUMP | ALARIS MEDICAL SYSTEMS INC SUB CARDINAL HEALTH IN | 4000 | Purchased
CHRISTIANA |  | HOSPITAL-CH | 0 | 14212485 | DE |  | 2014-12-03 19:00 |  | Infusion Pumps; General-Purpose (LVP) | 56286 | 8100 ALARIS PUMP | ALARIS MEDICAL SYSTEMS INC SUB CARDINAL HEALTH INC | 4000 | Purchased
CHRISTIANA |  | HOSPITAL-CH | 0 | 14213410 | DE |  | 2014-12-03 19:00 |  | Infusion Pumps; General-Purpose (LVP) | 59979 | 8100 ALARIS PUMP | ALARIS MEDICAL SYSTEMS INC SUB CARDINAL HEALTH IN | 4000 | Purchased
CHRISTIANA |  | HOSPITAL-CH | 0 | 14210297 | DE |  | 2014-12-03 19:00 |  | Infusion Pumps; General-Purpose (LVP) | 58930 | 8100 ALARIS PUMP | ALARIS MEDICAL SYSTEMS INC SUB CARDINAL HEALTH IN | 4000 | Purchased
CHRISTIANA |  | HOSPITAL-CH | 0 | 14210140 | DE |  | 2014-12-03 19:00 |  | Infusion Pumps; General-Purpose (LVP) | 58932 | 8100 ALARIS PUMP | ALARIS MEDICAL SYSTEMS INC SUB CARDINAL HEALTH IN | 4000 | Purchased
CHRISTIANA |  | HOSPITAL-CH | 0 | 14210133 | DE |  | 2014-12-03 19:00 |  | Infusion Pumps; General-Purpose (LVP) | 58934 | 8100 ALARIS PUMP | ALARIS MEDICAL SYSTEMS INC SUB CARDINAL HEALTH INC | 4000 | Purchased
CHRISTIANA |  | HOSPITAL-CH | 0 | 14212672 | DE |  | 2014-12-03 19:00 |  | Infusion Pumps; General-Purpose (LVP) | 59620 | 8100 ALARIS PUMP | ALARIS MEDICAL SYSTEMS INC SUB CARDINAL HEALTH IN | 4000 | Purchased
CHRISTIANA |  | HOSPITAL-CH | 0 | 14213650 | DE |  | 2014-12-03 19:00 |  | Infusion Pumps; General-Purpose (LVP) | 59622 | 8100 ALARIS PUMP | ALARIS MEDICAL SYSTEMS INC SUB CARDINAL HEALTH INC | 4000 | Purchased
CHRISTIANA |  | HOSPITAL-CH | 0 | 14213528 | DE |  | 2014-12-03 19:00 |  | Infusion Pumps; General-Purpose (LVP) | 59624 | 8100 ALARIS PUMP | ALARIS MEDICAL SYSTEMS INC SUB CARDINAL HEALTH INC | 4000 | Purchased
CHRISTIANA |  | HOSPITAL-CH | 0 | 14197498 | DE |  | 2014-12-03 19:00 |  | Infusion Pumps; General-Purpose (LVP) | 55421 | 8100 ALARIS PUMP | ALARIS MEDICAL SYSTEMS INC SUB CARDINAL HEALTH IN | 4000 | Purchased
CHRISTIANA |  | HOSPITAL-CH | 0 | 14213490 | DE |  | 2014-12-03 19:00 |  | Infusion Pumps; General-Purpose (LVP) | 55423 | 8100 ALARIS PUMP | ALARIS MEDICAL SYSTEMS INC SUB CARDINAL HEALTH IN | 4000 | Purchased
CHRISTIANA |  | HOSPITAL-CH | 0 | 14213212 | DE |  | 2014-12-03 19:00 |  | Infusion Pumps; General-Purpose (LVP) | 59685 | 8100 ALARIS PUMP | ALARIS MEDICAL SYSTEMS INC SUB CARDINAL HEALTH INC | 4000 | Purchased
CHRISTIANA |  | HOSPITAL-CH | 0 | 14213275 | DE |  | 2014-12-03 19:00 |  | Infusion Pumps; General-Purpose (LVP) | 59687 | 8100 ALARIS PUMP | ALARIS MEDICAL SYSTEMS INC SUB CARDINAL HEALTH INC | 4000 | Purchased
CHRISTIANA |  | HOSPITAL-CH | 0 | 12718440 | DE |  | 2017-04-30 20:00 |  | Infusion Pumps; General-Purpose (LVP) | 64578 | 8100 ALARIS PUMP | ALARIS MEDICAL SYSTEMS INC SUB CARDINAL HEALTH IN | 4000 | Rental
CHRISTIANA |  | CANCER CENTER | 0 | 14213280 | DE |  | 2014-07-13 20:00 |  | Infusion Pumps; General-Purpose (LVP) | 55176 | 8100 ALARIS PUMP | ALARIS MEDICAL SYSTEMS INC SUB CARDINAL HEALTH IN | 4000 | Purchased
CHRISTIANA |  | HOSPITAL-CH | 0 | 13841311 | DE |  | 2017-04-30 20:00 |  | Infusion Pumps; General-Purpose (LVP) | 64628 | 8100 ALARIS PUMP | ALARIS MEDICAL SYSTEMS INC SUB CARDINAL HEALTH IN | 4000 | Rental
CHRISTIANA |  | HOSPITAL-CH | 0 | 14212112 | DE |  | 2014-12-03 19:00 |  | Infusion Pumps; General-Purpose (LVP) | 56835 | 8100 ALARIS PUMP | ALARIS MEDICAL SYSTEMS INC SUB CARDINAL HEALTH INC | 4000 | Purchased
CHRISTIANA |  | HOSPITAL-CH | 0 | 13841192 | DE |  | 2017-11-07 19:00 |  | Infusion Pumps; General-Purpose (LVP) | 65744 | 8100 ALARIS PUMP | ALARIS MEDICAL SYSTEMS INC SUB CARDINAL HEALTH IN | 4000 | Purchased
CHRISTIANA |  | CANCER CENTER | 0 | 14213424 | DE |  | 2014-12-03 19:00 |  | Infusion Pumps; General-Purpose (LVP) | 59890 | 8100 ALARIS PUMP | ALARIS MEDICAL SYSTEMS INC SUB CARDINAL HEALTH INC | 4000 | Purchased
CHRISTIANA |  | HOSPITAL-CH | 0 | 14212526 | DE |  | 2014-12-03 19:00 |  | Infusion Pumps; General-Purpose (LVP) | 59888 | 8100 ALARIS PUMP | ALARIS MEDICAL SYSTEMS INC SUB CARDINAL HEALTH INC | 4000 | Purchased
CHRISTIANA |  | HOSPITAL-CH | 0 | 14211225 | DE |  | 2014-12-03 19:00 |  | Infusion Pumps; General-Purpose (LVP) | 56382 | 8100 ALARIS PUMP | ALARIS MEDICAL SYSTEMS INC SUB CARDINAL HEALTH INC | 4000 | Purchased
CHRISTIANA |  | HOSPITAL-WH | 0 | 14213861 | DE |  | 2014-12-03 19:00 |  | Infusion Pumps; General-Purpose (LVP) | 55444 | 8100 ALARIS PUMP | ALARIS MEDICAL SYSTEMS INC SUB CARDINAL HEALTH IN | 4000 | Purchased
CHRISTIANA |  | HOSPITAL-CH | 0 | 13358821 | DE |  | 2017-04-30 20:00 |  | Infusion Pumps; General-Purpose (LVP) | 64606 | 8100 ALARIS PUMP | ALARIS MEDICAL SYSTEMS INC SUB CARDINAL HEALTH INC | 4000 | Rental
CHRISTIANA |  | HOSPITAL-CH | 0 | 13841111 | DE |  | 2017-04-30 20:00 |  | Infusion Pumps; General-Purpose (LVP) | 64561 | 8100 ALARIS PUMP | ALARIS MEDICAL SYSTEMS INC SUB CARDINAL HEALTH IN | 4000 | Rental
CHRISTIANA |  | HOSPITAL-CH | 0 | 14212693 | DE |  | 2014-12-03 19:00 |  | Infusion Pumps; General-Purpose (LVP) | 56268 | 8100 ALARIS PUMP | ALARIS MEDICAL SYSTEMS INC SUB CARDINAL HEALTH INC | 4000 | Purchased
CHRISTIANA |  | HOSPITAL-CH | 0 | 14212529 | DE |  | 2014-12-03 19:00 |  | Infusion Pumps; General-Purpose (LVP) | 56270 | 8100 ALARIS PUMP | ALARIS MEDICAL SYSTEMS INC SUB CARDINAL HEALTH INC | 4000 | Purchased
CHRISTIANA |  | HOSPITAL-CH | 0 | 14212714 | DE |  | 2014-12-03 19:00 |  | Infusion Pumps; General-Purpose (LVP) | 58631 | 8100 ALARIS PUMP | ALARIS MEDICAL SYSTEMS INC SUB CARDINAL HEALTH INC | 4000 | Purchased
CHRISTIANA |  | HOSPITAL-CH | 0 | 14211935 | DE |  | 2014-12-03 19:00 |  | Infusion Pumps; General-Purpose (LVP) | 58633 | 8100 ALARIS PUMP | ALARIS MEDICAL SYSTEMS INC SUB CARDINAL HEALTH INC | 4000 | Purchased
CHRISTIANA |  | HOSPITAL-CH | 0 | 12718363 | DE |  | 2017-04-30 20:00 |  | Infusion Pumps; General-Purpose (LVP) | 64539 | 8100 ALARIS PUMP | ALARIS MEDICAL SYSTEMS INC SUB CARDINAL HEALTH INC | 4000 | Purchased
CHRISTIANA |  | HOSPITAL-CH | 0 | 14214722 | DE |  | 2014-12-03 19:00 |  | Infusion Pumps; General-Purpose (LVP) | 58887 | 8100 ALARIS PUMP | ALARIS MEDICAL SYSTEMS INC SUB CARDINAL HEALTH IN | 4000 | Purchased
CHRISTIANA |  | HOSPITAL-CH | 0 | 14214706 | DE |  | 2014-12-03 19:00 |  | Infusion Pumps; General-Purpose (LVP) | 58885 | 8100 ALARIS PUMP | ALARIS MEDICAL SYSTEMS INC SUB CARDINAL HEALTH INC | 4000 | Purchased
CHRISTIANA |  | HOSPITAL-CH | 0 | 14212523 | DE |  | 2014-12-03 19:00 |  | Infusion Pumps; General-Purpose (LVP) | 56893 | 8100 ALARIS PUMP | ALARIS MEDICAL SYSTEMS INC SUB CARDINAL HEALTH IN | 4000 | Purchased
CHRISTIANA |  | HOSPITAL-CH | 0 | 14210437 | DE |  | 2014-12-03 19:00 |  | Infusion Pumps; General-Purpose (LVP) | 56895 | 8100 ALARIS PUMP | ALARIS MEDICAL SYSTEMS INC SUB CARDINAL HEALTH INC | 4000 | Purchased
CHRISTIANA |  | HOSPITAL-CH | 0 | 12770157 | DE |  | 2017-11-07 19:00 |  | Infusion Pumps; General-Purpose (LVP) | 65843 | 8100 ALARIS PUMP | ALARIS MEDICAL SYSTEMS INC SUB CARDINAL HEALTH IN | 4000 | Purchased
CHRISTIANA |  | HOSPITAL-CH | 0 | 13876737 | DE |  | 2017-04-30 20:00 |  | Infusion Pumps; General-Purpose (LVP) | 64740 | 8100 ALARIS PUMP | ALARIS MEDICAL SYSTEMS INC SUB CARDINAL HEALTH INC | 4000 | Rental
CHRISTIANA |  | HOSPITAL-CH | 0 | 14212956 | DE |  | 2014-12-03 19:00 |  | Infusion Pumps; General-Purpose (LVP) | 56616 | 8100 ALARIS PUMP | ALARIS MEDICAL SYSTEMS INC SUB CARDINAL HEALTH INC | 4000 | Purchased
CHRISTIANA |  | HOSPITAL-CH | 0 | 14212664 | DE |  | 2014-12-03 19:00 |  | Infusion Pumps; General-Purpose (LVP) | 56618 | 8100 ALARIS PUMP | ALARIS MEDICAL SYSTEMS INC SUB CARDINAL HEALTH INC | 4000 | Purchased
CHRISTIANA |  | HOSPITAL-CH | 0 | 13876715 | DE |  | 2017-11-07 19:00 |  | Infusion Pumps; General-Purpose (LVP) | 65783 | 8100 ALARIS PUMP | ALARIS MEDICAL SYSTEMS INC SUB CARDINAL HEALTH INC | 4000 | Rental
CHRISTIANA |  | HOSPITAL-CH | 0 | 13790227 | DE |  | 2017-11-07 19:00 |  | Infusion Pumps; General-Purpose (LVP) | 65802 | 8100 ALARIS PUMP | ALARIS MEDICAL SYSTEMS INC SUB CARDINAL HEALTH IN | 4000 | Purchased
CHRISTIANA |  | HOSPITAL-CH | 0 | 14212669 | DE |  | 2014-12-03 19:00 |  | Infusion Pumps; General-Purpose (LVP) | 56404 | 8100 ALARIS PUMP | ALARIS MEDICAL SYSTEMS INC SUB CARDINAL HEALTH IN | 4000 | Purchased
CHRISTIANA |  | HOSPITAL-CH | 0 | 14206334 | DE |  | 2014-12-03 19:00 |  | Infusion Pumps; General-Purpose (LVP) | 58673 | 8100 ALARIS PUMP | ALARIS MEDICAL SYSTEMS INC SUB CARDINAL HEALTH INC | 4000 | Purchased
CHRISTIANA |  | HOSPITAL-CH | 0 | 13841815 | DE |  | 2017-11-07 19:00 |  | Infusion Pumps; General-Purpose (LVP) | 65817 | 8100 ALARIS PUMP | ALARIS MEDICAL SYSTEMS INC SUB CARDINAL HEALTH IN | 4000 | Purchased
CHRISTIANA |  | HOSPITAL-CH | 0 | 12691578 | DE |  | 2017-04-30 20:00 |  | Infusion Pumps; General-Purpose (LVP) | 64622 | 8100 ALARIS PUMP | ALARIS MEDICAL SYSTEMS INC SUB CARDINAL HEALTH INC | 4000 | Rental
CHRISTIANA |  | HOSPITAL-CH | 0 | 13876199 | DE |  | 2017-11-07 19:00 |  | Infusion Pumps; General-Purpose (LVP) | 66041 | 8100 ALARIS PUMP | ALARIS MEDICAL SYSTEMS INC SUB CARDINAL HEALTH IN | 4000 | Rental
CHRISTIANA |  | HOSPITAL-CH | 0 | 12718450 | DE |  | 2017-11-07 19:00 |  | Infusion Pumps; General-Purpose (LVP) | 65849 | 8100 ALARIS PUMP | ALARIS MEDICAL SYSTEMS INC SUB CARDINAL HEALTH IN | 4000 | Purchased
CHRISTIANA |  | HOSPITAL-CH | 0 | 12399320 | DE |  | 2017-11-07 19:00 |  | Infusion Pumps; General-Purpose (LVP) | 66158 | 8100 ALARIS PUMP | ALARIS MEDICAL SYSTEMS INC SUB CARDINAL HEALTH IN | 4000 | Rental
CHRISTIANA |  | HOSPITAL-CH | 0 | 14213792 | DE |  | 2014-12-03 19:00 |  | Infusion Pumps; General-Purpose (LVP) | 56777 | 8100 ALARIS PUMP | ALARIS MEDICAL SYSTEMS INC SUB CARDINAL HEALTH INC | 4000 | Purchased
CHRISTIANA |  | HOSPITAL-CH | 0 | 14214269 | DE |  | 2014-12-03 19:00 |  | Infusion Pumps; General-Purpose (LVP) | 56774 | 8100 ALARIS PUMP | ALARIS MEDICAL SYSTEMS INC SUB CARDINAL HEALTH INC | 4000 | Purchased
CHRISTIANA |  | HOSPITAL-CH | 0 | 14212038 | DE |  | 2014-12-03 19:00 |  | Infusion Pumps; General-Purpose (LVP) | 59962 | 8100 ALARIS PUMP | ALARIS MEDICAL SYSTEMS INC SUB CARDINAL HEALTH INC | 4000 | Purchased
CHRISTIANA |  | HOSPITAL-CH | 0 | 14213203 | DE |  | 2014-12-03 19:00 |  | Infusion Pumps; General-Purpose (LVP) | 59960 | 8100 ALARIS PUMP | ALARIS MEDICAL SYSTEMS INC SUB CARDINAL HEALTH INC | 4000 | Purchased
CHRISTIANA |  | HOSPITAL-CH | 0 | 14213896 | DE |  | 2014-12-03 19:00 |  | Infusion Pumps; General-Purpose (LVP) | 55219 | 8100 ALARIS PUMP | ALARIS MEDICAL SYSTEMS INC SUB CARDINAL HEALTH IN | 4000 | Purchased
CHRISTIANA |  | HOSPITAL-CH | 0 | 14213125 | DE |  | 2014-12-03 19:00 |  | Infusion Pumps; General-Purpose (LVP) | 59711 | 8100 ALARIS PUMP | ALARIS MEDICAL SYSTEMS INC SUB CARDINAL HEALTH IN | 4000 | Purchased
CHRISTIANA |  | HOSPITAL-CH | 0 | 14213590 | DE |  | 2014-12-03 19:00 |  | Infusion Pumps; General-Purpose (LVP) | 59713 | 8100 ALARIS PUMP | ALARIS MEDICAL SYSTEMS INC SUB CARDINAL HEALTH IN | 4000 | Purchased
CHRISTIANA |  | HOSPITAL-CH | 0 | 14214213 | DE |  | 2014-12-03 19:00 |  | Infusion Pumps; General-Purpose (LVP) | 59715 | 8100 ALARIS PUMP | ALARIS MEDICAL SYSTEMS INC SUB CARDINAL HEALTH IN | 4000 | Purchased
CHRISTIANA |  | HOSPITAL-CH | 0 | 14214607 | DE |  | 2014-12-03 19:00 |  | Infusion Pumps; General-Purpose (LVP) | 55447 | 8100 ALARIS PUMP | ALARIS MEDICAL SYSTEMS INC SUB CARDINAL HEALTH IN | 4000 | Purchased
CHRISTIANA |  | HOSPITAL-CH | 0 | 14214712 | DE |  | 2014-12-03 19:00 |  | Infusion Pumps; General-Purpose (LVP) | 55449 | 8100 ALARIS PUMP | ALARIS MEDICAL SYSTEMS INC SUB CARDINAL HEALTH IN | 4000 | Purchased
CHRISTIANA |  | HOSPITAL-CH | 0 | 13543230 | DE |  | 2017-11-07 19:00 |  | Infusion Pumps; General-Purpose (LVP) | 63949 | 8100 ALARIS PUMP | ALARIS MEDICAL SYSTEMS INC SUB CARDINAL HEALTH IN | 4000 | Purchased
CHRISTIANA |  | HOSPITAL-CH | 0 | 13876741 | DE |  | 2017-11-07 19:00 |  | Infusion Pumps; General-Purpose (LVP) | 65787 | 8100 ALARIS PUMP | ALARIS MEDICAL SYSTEMS INC SUB CARDINAL HEALTH IN | 4000 | Purchased
CHRISTIANA |  | HOSPITAL-CH | 0 | 14213344 | DE |  | 2014-12-03 19:00 |  | Infusion Pumps; General-Purpose (LVP) | 59752 | 8100 ALARIS PUMP | ALARIS MEDICAL SYSTEMS INC SUB CARDINAL HEALTH INC | 4000 | Purchased
CHRISTIANA |  | HOSPITAL-CH | 0 | 14215668 | DE |  | 2014-12-03 19:00 |  | Infusion Pumps; General-Purpose (LVP) | 59995 | 8100 ALARIS PUMP | ALARIS MEDICAL SYSTEMS INC SUB CARDINAL HEALTH INC | 4000 | Purchased
CHRISTIANA |  | HOSPITAL-CH | 0 | 14212712 | DE |  | 2014-12-03 19:00 |  | Infusion Pumps; General-Purpose (LVP) | 56940 | 8100 ALARIS PUMP | ALARIS MEDICAL SYSTEMS INC SUB CARDINAL HEALTH INC | 4000 | Purchased
CHRISTIANA |  | HOSPITAL-CH | 0 | 14214313 | DE |  | 2014-12-03 19:00 |  | Infusion Pumps; General-Purpose (LVP) | 59119 | 8100 ALARIS PUMP | ALARIS MEDICAL SYSTEMS INC SUB CARDINAL HEALTH IN | 4000 | Purchased
CHRISTIANA |  | HOSPITAL-CH | 0 | 14213816 | DE |  | 2014-12-03 19:00 |  | Infusion Pumps; General-Purpose (LVP) | 59121 | 8100 ALARIS PUMP | ALARIS MEDICAL SYSTEMS INC SUB CARDINAL HEALTH IN | 4000 | Purchased
CHRISTIANA |  | HOSPITAL-CH | 0 | 14214665 | DE |  | 2014-12-03 19:00 |  | Infusion Pumps; General-Purpose (LVP) | 59123 | 8100 ALARIS PUMP | ALARIS MEDICAL SYSTEMS INC SUB CARDINAL HEALTH IN | 4000 | Purchased
CHRISTIANA |  | HOSPITAL-CH | 0 | 14212093 | DE |  | 2014-12-03 19:00 |  | Infusion Pumps; General-Purpose (LVP) | 55303 | 8100 ALARIS PUMP | ALARIS MEDICAL SYSTEMS INC SUB CARDINAL HEALTH INC | 4000 | Purchased
CHRISTIANA |  | HOSPITAL-CH | 0 | 14211930 | DE |  | 2014-12-03 19:00 |  | Infusion Pumps; General-Purpose (LVP) | 55305 | 8100 ALARIS PUMP | ALARIS MEDICAL SYSTEMS INC SUB CARDINAL HEALTH INC | 4000 | Purchased
CHRISTIANA |  | HOSPITAL-CH | 0 | 14214554 | DE |  | 2014-12-03 19:00 |  | Infusion Pumps; General-Purpose (LVP) | 55370 | 8100 ALARIS PUMP | ALARIS MEDICAL SYSTEMS INC SUB CARDINAL HEALTH IN | 4000 | Purchased
CHRISTIANA |  | HOSPITAL-CH | 0 | 13530927 | DE |  | 2017-04-30 20:00 |  | Infusion Pumps; General-Purpose (LVP) | 64639 | 8100 ALARIS PUMP | ALARIS MEDICAL SYSTEMS INC SUB CARDINAL HEALTH IN | 4000 | Rental
CHRISTIANA |  | HOSPITAL-CH | 0 | 13187480 | DE |  | 2017-11-07 19:00 |  | Infusion Pumps; General-Purpose (LVP) | 63824 | 8100 ALARIS PUMP | ALARIS MEDICAL SYSTEMS INC SUB CARDINAL HEALTH IN | 4000 | Rental
CHRISTIANA |  | HOSPITAL-CH | 0 | 14210332 | DE |  | 2014-12-03 19:00 |  | Infusion Pumps; General-Purpose (LVP) | 58911 | 8100 ALARIS PUMP | ALARIS MEDICAL SYSTEMS INC SUB CARDINAL HEALTH INC | 4000 | Purchased
CHRISTIANA |  | HOSPITAL-CH | 0 | 14211464 | DE |  | 2014-12-03 19:00 |  | Infusion Pumps; General-Purpose (LVP) | 58913 | 8100 ALARIS PUMP | ALARIS MEDICAL SYSTEMS INC SUB CARDINAL HEALTH IN | 4000 | Purchased
CHRISTIANA |  | HOSPITAL-CH | 0 | 14209406 | DE |  | 2014-12-03 19:00 |  | Infusion Pumps; General-Purpose (LVP) | 58915 | 8100 ALARIS PUMP | ALARIS MEDICAL SYSTEMS INC SUB CARDINAL HEALTH IN | 4000 | Purchased
CHRISTIANA |  | HOSPITAL-CH | 0 | 14213464 | DE |  | 2014-12-03 19:00 |  | Infusion Pumps; General-Purpose (LVP) | 58948 | 8100 ALARIS PUMP | ALARIS MEDICAL SYSTEMS INC SUB CARDINAL HEALTH IN | 4000 | Purchased
CHRISTIANA |  | HOSPITAL-CH | 0 | 14214638 | DE |  | 2014-12-03 19:00 |  | Infusion Pumps; General-Purpose (LVP) | 58966 | 8100 ALARIS PUMP | ALARIS MEDICAL SYSTEMS INC SUB CARDINAL HEALTH IN | 4000 | Purchased
CHRISTIANA |  | HOSPITAL-CH | 0 | 13736364 | DE |  | 2017-11-07 19:00 |  | Infusion Pumps; General-Purpose (LVP) | 65929 | 8100 ALARIS PUMP | ALARIS MEDICAL SYSTEMS INC SUB CARDINAL HEALTH INC | 4000 | Rental
CHRISTIANA |  | HOSPITAL-CH | 0 | 14211165 | DE |  | 2014-12-03 19:00 |  | Infusion Pumps; General-Purpose (LVP) | 58401 | 8100 ALARIS PUMP | ALARIS MEDICAL SYSTEMS INC SUB CARDINAL HEALTH IN | 4000 | Purchased
CHRISTIANA |  | HOSPITAL-CH | 0 | 14215898 | DE |  | 2014-12-03 19:00 |  | Infusion Pumps; General-Purpose (LVP) | 58403 | 8100 ALARIS PUMP | ALARIS MEDICAL SYSTEMS INC SUB CARDINAL HEALTH IN | 4000 | Purchased
CHRISTIANA |  | HOSPITAL-CH | 0 | 14210178 | DE |  | 2014-12-03 19:00 |  | Infusion Pumps; General-Purpose (LVP) | 59365 | 8100 ALARIS PUMP | ALARIS MEDICAL SYSTEMS INC SUB CARDINAL HEALTH INC | 4000 | Purchased
CHRISTIANA |  | HOSPITAL-CH | 0 | 14210086 | DE |  | 2014-12-03 19:00 |  | Infusion Pumps; General-Purpose (LVP) | 59367 | 8100 ALARIS PUMP | ALARIS MEDICAL SYSTEMS INC SUB CARDINAL HEALTH INC | 4000 | Purchased
CHRISTIANA |  | HOSPITAL-CH | 0 | 13543260 | DE |  | 2017-11-07 19:00 |  | Infusion Pumps; General-Purpose (LVP) | 65781 | 8100 ALARIS PUMP | ALARIS MEDICAL SYSTEMS INC SUB CARDINAL HEALTH IN | 4000 | Purchased
CHRISTIANA |  | HOSPITAL-CH | 0 | 13876188 | DE |  | 2017-04-30 20:00 |  | Infusion Pumps; General-Purpose (LVP) | 64597 | 8100 ALARIS PUMP | ALARIS MEDICAL SYSTEMS INC SUB CARDINAL HEALTH IN | 4000 | Purchased
CHRISTIANA |  | HOSPITAL-CH | 0 | 14211980 | DE |  | 2014-12-03 19:00 |  | Infusion Pumps; General-Purpose (LVP) | 56287 | 8100 ALARIS PUMP | ALARIS MEDICAL SYSTEMS INC SUB CARDINAL HEALTH IN | 4000 | Purchased
CHRISTIANA |  | HOSPITAL-CH | 0 | 14212290 | DE |  | 2014-12-03 19:00 |  | Infusion Pumps; General-Purpose (LVP) | 56289 | 8100 ALARIS PUMP | ALARIS MEDICAL SYSTEMS INC SUB CARDINAL HEALTH INC | 4000 | Purchased
CHRISTIANA |  | HOSPITAL-CH | 0 | 12665555 | DE |  | 2017-11-07 19:00 |  | Infusion Pumps; General-Purpose (LVP) | 65809 | 8100 ALARIS PUMP | ALARIS MEDICAL SYSTEMS INC SUB CARDINAL HEALTH IN | 4000 | Purchased
CHRISTIANA |  | HOSPITAL-CH | 0 | 13841632 | DE |  | 2017-04-30 20:00 |  | Infusion Pumps; General-Purpose (LVP) | 64652 | 8100 ALARIS PUMP | ALARIS MEDICAL SYSTEMS INC SUB CARDINAL HEALTH INC | 4000 | Rental
CHRISTIANA |  | HOSPITAL-CH | 0 | 13841026 | DE |  | 2017-04-30 20:00 |  | Infusion Pumps; General-Purpose (LVP) | 64500 | 8100 ALARIS PUMP | ALARIS MEDICAL SYSTEMS INC SUB CARDINAL HEALTH IN | 4000 | Purchased
CHRISTIANA |  | HOSPITAL-CH | 0 | 14212032 | DE |  | 2014-07-13 20:00 |  | Infusion Pumps; General-Purpose (LVP) | 56986 | 8100 ALARIS PUMP | ALARIS MEDICAL SYSTEMS INC SUB CARDINAL HEALTH IN | 4000 | Purchased
CHRISTIANA |  | HOSPITAL-CH | 0 | 14212660 | DE |  | 2014-12-03 19:00 |  | Infusion Pumps; General-Purpose (LVP) | 59978 | 8100 ALARIS PUMP | ALARIS MEDICAL SYSTEMS INC SUB CARDINAL HEALTH IN | 4000 | Purchased
CHRISTIANA |  | HOSPITAL-CH | 0 | 14212136 | DE |  | 2014-12-03 19:00 |  | Infusion Pumps; General-Purpose (LVP) | 59976 | 8100 ALARIS PUMP | ALARIS MEDICAL SYSTEMS INC SUB CARDINAL HEALTH INC | 4000 | Purchased
CHRISTIANA |  | HOSPITAL-CH | 0 | 14213720 | DE |  | 2014-12-03 19:00 |  | Infusion Pumps; General-Purpose (LVP) | 59625 | 8100 ALARIS PUMP | ALARIS MEDICAL SYSTEMS INC SUB CARDINAL HEALTH INC | 4000 | Purchased
CHRISTIANA |  | HOSPITAL-CH | 0 | 14213799 | DE |  | 2014-12-03 19:00 |  | Infusion Pumps; General-Purpose (LVP) | 59627 | 8100 ALARIS PUMP | ALARIS MEDICAL SYSTEMS INC SUB CARDINAL HEALTH INC | 4000 | Purchased
CHRISTIANA |  | HOSPITAL-CH | 0 | 14214295 | DE |  | 2014-12-03 19:00 |  | Infusion Pumps; General-Purpose (LVP) | 59630 | 8100 ALARIS PUMP | ALARIS MEDICAL SYSTEMS INC SUB CARDINAL HEALTH IN | 4000 | Purchased
CHRISTIANA |  | HOSPITAL-CH | 0 | 14214498 | DE |  | 2014-12-03 19:00 |  | Infusion Pumps; General-Purpose (LVP) | 55426 | 8100 ALARIS PUMP | ALARIS MEDICAL SYSTEMS INC SUB CARDINAL HEALTH INC | 4000 | Purchased
CHRISTIANA |  | HOSPITAL-CH | 0 | 14213607 | DE |  | 2014-12-03 19:00 |  | Infusion Pumps; General-Purpose (LVP) | 59688 | 8100 ALARIS PUMP | ALARIS MEDICAL SYSTEMS INC SUB CARDINAL HEALTH INC | 4000 | Purchased
CHRISTIANA |  | HOSPITAL-CH | 0 | 12718226 | DE |  | 2017-11-07 19:00 |  | Infusion Pumps; General-Purpose (LVP) | 65867 | 8100 ALARIS PUMP | ALARIS MEDICAL SYSTEMS INC SUB CARDINAL HEALTH IN | 4000 | Purchased
CHRISTIANA |  | HOSPITAL-CH | 0 | 14213961 | DE |  | 2014-12-03 19:00 |  | Infusion Pumps; General-Purpose (LVP) | 56839 | 8100 ALARIS PUMP | ALARIS MEDICAL SYSTEMS INC SUB CARDINAL HEALTH INC | 4000 | Purchased
CHRISTIANA |  | HOSPITAL-CH | 0 | 14213954 | DE |  | 2014-12-03 19:00 |  | Infusion Pumps; General-Purpose (LVP) | 56841 | 8100 ALARIS PUMP | ALARIS MEDICAL SYSTEMS INC SUB CARDINAL HEALTH INC | 4000 | Purchased
CHRISTIANA |  | HOSPITAL-CH | 0 | 13785702 | DE |  | 2017-11-07 19:00 |  | Infusion Pumps; General-Purpose (LVP) | 65943 | 8100 ALARIS PUMP | ALARIS MEDICAL SYSTEMS INC SUB CARDINAL HEALTH INC | 4000 | Rental
CHRISTIANA |  | HOSPITAL-CH | 0 | 14212973 | DE |  | 2014-07-13 20:00 |  | Infusion Pumps; General-Purpose (LVP) | 59799 | 8100 ALARIS PUMP | ALARIS MEDICAL SYSTEMS INC SUB CARDINAL HEALTH INC | 4000 | Purchased
CHRISTIANA |  | HOSPITAL-CH | 0 | 4130274 | DE |  | 2019-03-29 09:01 |  | Infusion Pumps; General-Purpose (LVP) | 65996 | 8100 ALARIS PUMP | ALARIS MEDICAL SYSTEMS INC SUB CARDINAL HEALTH INC | 4000 | Purchased
CHRISTIANA |  | HOSPITAL-CH | 0 | 13871887 | DE |  | 2017-11-07 19:00 |  | Infusion Pumps; General-Purpose (LVP) | 63877 | 8100 ALARIS PUMP | ALARIS MEDICAL SYSTEMS INC SUB CARDINAL HEALTH INC | 4000 | Rental
CHRISTIANA |  | HOSPITAL-CH | 0 | 14214523 | DE |  | 2014-12-03 19:00 |  | Infusion Pumps; General-Purpose (LVP) | 59033 | 8100 ALARIS PUMP | ALARIS MEDICAL SYSTEMS INC SUB CARDINAL HEALTH IN | 4000 | Purchased
CHRISTIANA |  | HOSPITAL-CH | 0 | 14212694 | DE |  | 2014-12-03 19:00 |  | Infusion Pumps; General-Purpose (LVP) | 56271 | 8100 ALARIS PUMP | ALARIS MEDICAL SYSTEMS INC SUB CARDINAL HEALTH IN | 4000 | Purchased
CHRISTIANA |  | HOSPITAL-CH | 0 | 14212929 | DE |  | 2014-12-03 19:00 |  | Infusion Pumps; General-Purpose (LVP) | 56273 | 8100 ALARIS PUMP | ALARIS MEDICAL SYSTEMS INC SUB CARDINAL HEALTH INC | 4000 | Purchased
CHRISTIANA |  | HOSPITAL-CH | 0 | 14212742 | DE |  | 2014-12-03 19:00 |  | Infusion Pumps; General-Purpose (LVP) | 58636 | 8100 ALARIS PUMP | ALARIS MEDICAL SYSTEMS INC SUB CARDINAL HEALTH INC | 4000 | Purchased
CHRISTIANA |  | HOSPITAL-CH | 0 | 14213988 | DE |  | 2014-12-03 19:00 |  | Infusion Pumps; General-Purpose (LVP) | 58890 | 8100 ALARIS PUMP | ALARIS MEDICAL SYSTEMS INC SUB CARDINAL HEALTH INC | 4000 | Purchased
CHRISTIANA |  | HOSPITAL-CH | 0 | 14214365 | DE |  | 2014-12-03 19:00 |  | Infusion Pumps; General-Purpose (LVP) | 58892 | 8100 ALARIS PUMP | ALARIS MEDICAL SYSTEMS INC SUB CARDINAL HEALTH INC | 4000 | Purchased
CHRISTIANA |  | HOSPITAL-CH | 0 | 14214391 | DE |  | 2014-12-03 19:00 |  | Infusion Pumps; General-Purpose (LVP) | 56892 | 8100 ALARIS PUMP | ALARIS MEDICAL SYSTEMS INC SUB CARDINAL HEALTH IN | 4000 | Purchased
CHRISTIANA |  | HOSPITAL-CH | 0 | 14211953 | DE |  | 2014-12-03 19:00 |  | Infusion Pumps; General-Purpose (LVP) | 56894 | 8100 ALARIS PUMP | ALARIS MEDICAL SYSTEMS INC SUB CARDINAL HEALTH IN | 4000 | Purchased
CHRISTIANA |  | HOSPITAL-CH | 0 | 12924859 | DE |  | 2017-01-27 19:00 |  | Infusion Pumps; General-Purpose (LVP) | 64224 | 8100 ALARIS PUMP | ALARIS MEDICAL SYSTEMS INC SUB CARDINAL HEALTH IN | 4000 | Rental
CHRISTIANA |  | HOSPITAL-CH | 0 | 14212583 | DE |  | 2014-12-03 19:00 |  | Infusion Pumps; General-Purpose (LVP) | 56615 | 8100 ALARIS PUMP | ALARIS MEDICAL SYSTEMS INC SUB CARDINAL HEALTH INC | 4000 | Purchased
CHRISTIANA |  | HOSPITAL-CH | 0 | 14212516 | DE |  | 2014-12-03 19:00 |  | Infusion Pumps; General-Purpose (LVP) | 56617 | 8100 ALARIS PUMP | ALARIS MEDICAL SYSTEMS INC SUB CARDINAL HEALTH IN | 4000 | Purchased
CHRISTIANA |  | HOSPITAL-CH | 0 | 12718663 | DE |  | 2017-11-07 19:00 |  | Infusion Pumps; General-Purpose (LVP) | 63903 | 8100 ALARIS PUMP | ALARIS MEDICAL SYSTEMS INC SUB CARDINAL HEALTH IN | 4000 | Rental
CHRISTIANA |  | HOSPITAL-CH | 0 | 14212650 | DE |  | 2014-12-03 19:00 |  | Infusion Pumps; General-Purpose (LVP) | 56402 | 8100 ALARIS PUMP | ALARIS MEDICAL SYSTEMS INC SUB CARDINAL HEALTH IN | 4000 | Purchased
CHRISTIANA |  | HOSPITAL-CH | 0 | 14212690 | DE |  | 2014-12-03 19:00 |  | Infusion Pumps; General-Purpose (LVP) | 56403 | 8100 ALARIS PUMP | ALARIS MEDICAL SYSTEMS INC SUB CARDINAL HEALTH INC | 4000 | Purchased
CHRISTIANA |  | HOSPITAL-CH | 0 | 14207001 | DE |  | 2014-12-03 19:00 |  | Infusion Pumps; General-Purpose (LVP) | 58672 | 8100 ALARIS PUMP | ALARIS MEDICAL SYSTEMS INC SUB CARDINAL HEALTH INC | 4000 | Purchased
CHRISTIANA |  | HOSPITAL-CH | 0 | 14201906 | DE |  | 2014-12-03 19:00 |  | Infusion Pumps; General-Purpose (LVP) | 58674 | 8100 ALARIS PUMP | ALARIS MEDICAL SYSTEMS INC SUB CARDINAL HEALTH INC | 4000 | Purchased
CHRISTIANA |  | HOSPITAL-CH | 0 | 14211589 | DE |  | 2014-12-03 19:00 |  | Infusion Pumps; General-Purpose (LVP) | 58817 | 8100 ALARIS PUMP | ALARIS MEDICAL SYSTEMS INC SUB CARDINAL HEALTH INC | 4000 | Purchased
CHRISTIANA |  | HOSPITAL-CH | 0 | 14966062 | DE |  | 2017-08-01 20:00 |  | Infusion Pumps; General-Purpose (LVP) | 65012 | 8100 ALARIS PUMP | ALARIS MEDICAL SYSTEMS INC SUB CARDINAL HEALTH IN | 4000 | Purchased
CHRISTIANA |  | HOSPITAL-CH | 0 | 14212016 | DE |  | 2014-12-03 19:00 |  | Infusion Pumps; General-Purpose (LVP) | 56425 | 8100 ALARIS PUMP | ALARIS MEDICAL SYSTEMS INC SUB CARDINAL HEALTH IN | 4000 | Purchased
CHRISTIANA |  | HOSPITAL-CH | 0 | 12717305 | DE |  | 2017-11-07 19:00 |  | Infusion Pumps; General-Purpose (LVP) | 63799 | 8100 ALARIS PUMP | ALARIS MEDICAL SYSTEMS INC SUB CARDINAL HEALTH INC | 4000 | Rental
CHRISTIANA |  | HOSPITAL-CH | 0 | 14214054 | DE |  | 2014-12-03 19:00 |  | Infusion Pumps; General-Purpose (LVP) | 56778 | 8100 ALARIS PUMP | ALARIS MEDICAL SYSTEMS INC SUB CARDINAL HEALTH INC | 4000 | Purchased
CHRISTIANA |  | HOSPITAL-CH | 0 | 14213754 | DE |  | 2014-12-03 19:00 |  | Infusion Pumps; General-Purpose (LVP) | 56776 | 8100 ALARIS PUMP | ALARIS MEDICAL SYSTEMS INC SUB CARDINAL HEALTH IN | 4000 | Purchased
CHRISTIANA |  | HOSPITAL-CH | 0 | 14213934 | DE |  | 2014-07-13 20:00 |  | Infusion Pumps; General-Purpose (LVP) | 55157 | 8100 ALARIS PUMP | ALARIS MEDICAL SYSTEMS INC SUB CARDINAL HEALTH IN | 4000 | Purchased
CHRISTIANA |  | HOSPITAL-CH | 0 | 14212054 | DE |  | 2014-12-03 19:00 |  | Infusion Pumps; General-Purpose (LVP) | 59963 | 8100 ALARIS PUMP | ALARIS MEDICAL SYSTEMS INC SUB CARDINAL HEALTH IN | 4000 | Purchased
CHRISTIANA |  | HOSPITAL-CH | 0 | 14213190 | DE |  | 2014-12-03 19:00 |  | Infusion Pumps; General-Purpose (LVP) | 59961 | 8100 ALARIS PUMP | ALARIS MEDICAL SYSTEMS INC SUB CARDINAL HEALTH INC | 4000 | Purchased
CHRISTIANA |  | HOSPITAL-CH | 0 | 14213149 | DE |  | 2014-12-03 19:00 |  | Infusion Pumps; General-Purpose (LVP) | 55218 | 8100 ALARIS PUMP | ALARIS MEDICAL SYSTEMS INC SUB CARDINAL HEALTH INC | 4000 | Purchased
CHRISTIANA |  | HOSPITAL-CH | 0 | 12731405 | DE |  | 2017-11-07 19:00 |  | Infusion Pumps; General-Purpose (LVP) | 63866 | 8100 ALARIS PUMP | ALARIS MEDICAL SYSTEMS INC SUB CARDINAL HEALTH INC | 4000 | Rental
CHRISTIANA |  | HOSPITAL-CH | 0 | 14214256 | DE |  | 2014-12-03 19:00 |  | Infusion Pumps; General-Purpose (LVP) | 59710 | 8100 ALARIS PUMP | ALARIS MEDICAL SYSTEMS INC SUB CARDINAL HEALTH INC | 4000 | Purchased
CHRISTIANA |  | HOSPITAL-CH | 0 | 14213895 | DE |  | 2014-12-03 19:00 |  | Infusion Pumps; General-Purpose (LVP) | 59712 | 8100 ALARIS PUMP | ALARIS MEDICAL SYSTEMS INC SUB CARDINAL HEALTH INC | 4000 | Purchased
CHRISTIANA |  | HOSPITAL-CH | 0 | 14214216 | DE |  | 2014-12-03 19:00 |  | Infusion Pumps; General-Purpose (LVP) | 59714 | 8100 ALARIS PUMP | ALARIS MEDICAL SYSTEMS INC SUB CARDINAL HEALTH INC | 4000 | Purchased
CHRISTIANA |  | CANCER CENTER | 0 | 14214694 | DE |  | 2014-12-03 19:00 |  | Infusion Pumps; General-Purpose (LVP) | 55448 | 8100 ALARIS PUMP | ALARIS MEDICAL SYSTEMS INC SUB CARDINAL HEALTH INC | 4000 | Purchased
CHRISTIANA |  | HOSPITAL-CH | 0 | 13841784 | DE |  | 2017-04-30 20:00 |  | Infusion Pumps; General-Purpose (LVP) | 64738 | 8100 ALARIS PUMP | ALARIS MEDICAL SYSTEMS INC SUB CARDINAL HEALTH IN | 4000 | Purchased
CHRISTIANA |  | HOSPITAL-CH | 0 | 13598360 | DE |  | 2017-11-07 19:00 |  | Infusion Pumps; General-Purpose (LVP) | 66051 | 8100 ALARIS PUMP | ALARIS MEDICAL SYSTEMS INC SUB CARDINAL HEALTH INC | 4000 | Rental
CHRISTIANA |  | HOSPITAL-CH | 0 | 14210778 | DE |  | 2014-12-03 19:00 |  | Infusion Pumps; General-Purpose (LVP) | 58336 | 8100 ALARIS PUMP | ALARIS MEDICAL SYSTEMS INC SUB CARDINAL HEALTH IN | 4000 | Purchased
CHRISTIANA |  | HOSPITAL-CH | 0 | 14214602 | DE |  | 2014-12-03 19:00 |  | Infusion Pumps; General-Purpose (LVP) | 59118 | 8100 ALARIS PUMP | ALARIS MEDICAL SYSTEMS INC SUB CARDINAL HEALTH INC | 4000 | Purchased
CHRISTIANA |  | HOSPITAL-CH | 0 | 14214264 | DE |  | 2014-12-03 19:00 |  | Infusion Pumps; General-Purpose (LVP) | 59120 | 8100 ALARIS PUMP | ALARIS MEDICAL SYSTEMS INC SUB CARDINAL HEALTH IN | 4000 | Purchased
CHRISTIANA |  | HOSPITAL-CH | 0 | 14214314 | DE |  | 2014-12-03 19:00 |  | Infusion Pumps; General-Purpose (LVP) | 59122 | 8100 ALARIS PUMP | ALARIS MEDICAL SYSTEMS INC SUB CARDINAL HEALTH INC | 4000 | Purchased
CHRISTIANA |  | HOSPITAL-CH | 0 | 14211947 | DE |  | 2014-12-03 19:00 |  | Infusion Pumps; General-Purpose (LVP) | 55304 | 8100 ALARIS PUMP | ALARIS MEDICAL SYSTEMS INC SUB CARDINAL HEALTH IN | 4000 | Purchased
CHRISTIANA |  | HOSPITAL-CH | 0 | 12402804 | DE |  | 2017-11-07 19:00 |  | Infusion Pumps; General-Purpose (LVP) | 63858 | 8100 ALARIS PUMP | ALARIS MEDICAL SYSTEMS INC SUB CARDINAL HEALTH IN | 4000 | Rental
CHRISTIANA |  | HOSPITAL-CH | 0 | 14214505 | DE |  | 2014-12-03 19:00 |  | Infusion Pumps; General-Purpose (LVP) | 55369 | 8100 ALARIS PUMP | ALARIS MEDICAL SYSTEMS INC SUB CARDINAL HEALTH IN | 4000 | Purchased
CHRISTIANA |  | HOSPITAL-CH | 0 | 12719191 | DE |  | 2017-11-07 19:00 |  | Infusion Pumps; General-Purpose (LVP) | 65834 | 8100 ALARIS PUMP | ALARIS MEDICAL SYSTEMS INC SUB CARDINAL HEALTH IN | 4000 | Purchased
CHRISTIANA |  | HOSPITAL-CH | 0 | 12717254 | DE |  | 2017-11-07 19:00 |  | Infusion Pumps; General-Purpose (LVP) | 65771 | 8100 ALARIS PUMP | ALARIS MEDICAL SYSTEMS INC SUB CARDINAL HEALTH IN | 4000 | Purchased
CHRISTIANA |  | HOSPITAL-CH | 0 | 14212403 | DE |  | 2014-07-13 20:00 |  | Infusion Pumps; General-Purpose (LVP) | 55208 | 8100 ALARIS PUMP | ALARIS MEDICAL SYSTEMS INC SUB CARDINAL HEALTH INC | 4000 | Purchased
CHRISTIANA |  | HOSPITAL-CH | 0 | 14212853 | DE |  | 2014-07-13 20:00 |  | Infusion Pumps; General-Purpose (LVP) | 55209 | 8100 ALARIS PUMP | ALARIS MEDICAL SYSTEMS INC SUB CARDINAL HEALTH IN | 4000
CHRISTIANA |  | HOSPITAL-CH | 0 | 14210279 | DE |  | 2014-12-03 19:00 |  | Infusion Pumps; General-Purpose (LVP) | 58910 | 8100 ALARIS PUMP | ALARIS MEDICAL SYSTEMS INC SUB CARDINAL HEALTH INC | 4000 | Purchased
CHRISTIANA |  | HOSPITAL-CH | 0 | 14203783 | DE |  | 2014-12-03 19:00 |  | Infusion Pumps; General-Purpose (LVP) | 58912 | 8100 ALARIS PUMP | ALARIS MEDICAL SYSTEMS INC SUB CARDINAL HEALTH INC | 4000 | Purchased
CHRISTIANA |  | HOSPITAL-CH | 0 | 14209684 | DE |  | 2014-12-03 19:00 |  | Infusion Pumps; General-Purpose (LVP) | 58914 | 8100 ALARIS PUMP | ALARIS MEDICAL SYSTEMS INC SUB CARDINAL HEALTH IN | 4000 | Purchased
CHRISTIANA |  | CANCER CENTER | 0 | 14213772 | DE |  | 2014-12-03 19:00 |  | Infusion Pumps; General-Purpose (LVP) | 58965 | 8100 ALARIS PUMP | ALARIS MEDICAL SYSTEMS INC SUB CARDINAL HEALTH INC | 4000 | Purchased
CHRISTIANA |  | HOSPITAL-CH | 0 | 12419558 | DE |  | 2017-01-27 19:00 |  | Infusion Pumps; General-Purpose (LVP) | 64233 | 8100 ALARIS PUMP | ALARIS MEDICAL SYSTEMS INC SUB CARDINAL HEALTH INC | 4000 | Rental
CHRISTIANA |  | HOSPITAL-CH | 0 | 14214512 | DE |  | 2014-12-03 19:00 |  | Infusion Pumps; General-Purpose (LVP) | 59143 | 8100 ALARIS PUMP | ALARIS MEDICAL SYSTEMS INC SUB CARDINAL HEALTH IN | 4000 | Purchased
CHRISTIANA |  | HOSPITAL-CH | 0 | 14215575 | DE |  | 2014-12-03 19:00 |  | Infusion Pumps; General-Purpose (LVP) | 58400 | 8100 ALARIS PUMP | ALARIS MEDICAL SYSTEMS INC SUB CARDINAL HEALTH INC | 4000 | Purchased
CHRISTIANA |  | HOSPITAL-CH | 0 | 14216038 | DE |  | 2014-12-03 19:00 |  | Infusion Pumps; General-Purpose (LVP) | 58402 | 8100 ALARIS PUMP | ALARIS MEDICAL SYSTEMS INC SUB CARDINAL HEALTH INC | 4000 | Purchased
CHRISTIANA |  | HOSPITAL-CH | 0 | 14210456 | DE |  | 2014-12-03 19:00 |  | Infusion Pumps; General-Purpose (LVP) | 59364 | 8100 ALARIS PUMP | ALARIS MEDICAL SYSTEMS INC SUB CARDINAL HEALTH INC | 4000 | Purchased
CHRISTIANA |  | HOSPITAL-CH | 0 | 14210352 | DE |  | 2014-12-03 19:00 |  | Infusion Pumps; General-Purpose (LVP) | 59366 | 8100 ALARIS PUMP | ALARIS MEDICAL SYSTEMS INC SUB CARDINAL HEALTH INC | 4000 | Purchased
CHRISTIANA |  | HOSPITAL-CH | 0 | 14210333 | DE |  | 2014-12-03 19:00 |  | Infusion Pumps; General-Purpose (LVP) | 59368 | 8100 ALARIS PUMP | ALARIS MEDICAL SYSTEMS INC SUB CARDINAL HEALTH INC | 4000 | Purchased
CHRISTIANA |  | HOSPITAL-CH | 0 | 14212432 | DE |  | 2014-12-03 19:00 |  | Infusion Pumps; General-Purpose (LVP) | 56288 | 8100 ALARIS PUMP | ALARIS MEDICAL SYSTEMS INC SUB CARDINAL HEALTH IN | 4000 | Purchased
CHRISTIANA |  | HOSPITAL-CH | 0 | 14212020 | DE |  | 2014-12-03 19:00 |  | Infusion Pumps; General-Purpose (LVP) | 56290 | 8100 ALARIS PUMP | ALARIS MEDICAL SYSTEMS INC SUB CARDINAL HEALTH INC | 4000 | Purchased
CHRISTIANA |  | HOSPITAL-CH | 0 | 12329167 | DE |  | 2017-11-07 19:00 |  | Infusion Pumps; General-Purpose (LVP) | 65812 | 8100 ALARIS PUMP | ALARIS MEDICAL SYSTEMS INC SUB CARDINAL HEALTH INC | 550
CHRISTIANA |  | Trailer Life Net | 0 | 12927328 | DE |  | 2014-12-03 19:00 |  | Infusion Pumps; General-Purpose (LVP) | 64741 | 8100 ALARIS PUMP | ALARIS MEDICAL SYSTEMS INC SUB CARDINAL HEALTH INC | 4000 | Rental
CHRISTIANA |  | HOSPITAL-CH | 0 | 9861499 | DE |  | 2017-04-30 20:00 |  | Infusion Pumps; General-Purpose (LVP) | 64657 | 8100 ALARIS PUMP | ALARIS MEDICAL SYSTEMS INC SUB CARDINAL HEALTH INC | 4000 | Rental
CHRISTIANA |  | HOSPITAL-CH | 0 | 14213075 | DE |  | 2014-12-03 19:00 |  | Infusion Pumps; General-Purpose (LVP) | 59977 | 8100 ALARIS PUMP | ALARIS MEDICAL SYSTEMS INC SUB CARDINAL HEALTH IN | 4000 | Purchased
CHRISTIANA |  | CANCER CENTER | 0 | 14965962 | DE |  | 2017-08-01 20:00 |  | Infusion Pumps; General-Purpose (LVP) | 65003 | 8100 ALARIS PUMP | ALARIS MEDICAL SYSTEMS INC SUB CARDINAL HEALTH IN | 4000 | Purchased
CHRISTIANA |  | HOSPITAL-CH | 0 | 13875244 | DE |  | 2017-11-07 19:00 |  | Infusion Pumps; General-Purpose (LVP) | 63870 | 8100 ALARIS PUMP | ALARIS MEDICAL SYSTEMS INC SUB CARDINAL HEALTH INC | 4000 | Rental
CHRISTIANA |  | HOSPITAL-CH | 0 | 14213782 | DE |  | 2014-12-03 19:00 |  | Infusion Pumps; General-Purpose (LVP) | 59626 | 8100 ALARIS PUMP | ALARIS MEDICAL SYSTEMS INC SUB CARDINAL HEALTH IN | 4000 | Purchased
CHRISTIANA |  | CANCER CENTER | 0 | 14213656 | DE |  | 2014-12-03 19:00 |  | Infusion Pumps; General-Purpose (LVP) | 59628 | 8100 ALARIS PUMP | ALARIS MEDICAL SYSTEMS INC SUB CARDINAL HEALTH INC | 4000 | Purchased
CHRISTIANA |  | HOSPITAL-CH | 0 | 14214056 | DE |  | 2014-12-03 19:00 |  | Infusion Pumps; General-Purpose (LVP) | 55425 | 8100 ALARIS PUMP | ALARIS MEDICAL SYSTEMS INC SUB CARDINAL HEALTH IN | 4000 | Purchased
CHRISTIANA |  | HOSPITAL-CH | 0 | 14214557 | DE |  | 2014-12-03 19:00 |  | Infusion Pumps; General-Purpose (LVP) | 55427 | 8100 ALARIS PUMP | ALARIS MEDICAL SYSTEMS INC SUB CARDINAL HEALTH IN | 4000 | Purchased
CHRISTIANA |  | HOSPITAL-CH | 0 | 14212433 | DE |  | 2014-07-13 20:00 |  | Infusion Pumps; General-Purpose (LVP) | 55178 | 8100 ALARIS PUMP | ALARIS MEDICAL SYSTEMS INC SUB CARDINAL HEALTH INC | 4000 | Purchased
CHRISTIANA |  | HOSPITAL-CH | 0 | 14214419 | DE |  | 2014-12-03 19:00 |  | Infusion Pumps; General-Purpose (LVP) | 56838 | 8100 ALARIS PUMP | ALARIS MEDICAL SYSTEMS INC SUB CARDINAL HEALTH INC | 4000 | Purchased
CHRISTIANA |  | HOSPITAL-CH | 0 | 14214456 | DE |  | 2014-12-03 19:00 |  | Infusion Pumps; General-Purpose (LVP) | 56840 | 8100 ALARIS PUMP | ALARIS MEDICAL SYSTEMS INC SUB CARDINAL HEALTH INC | 4000 | Purchased
CHRISTIANA |  | HOSPITAL-CH | 0 | 13085606 | DE |  | 2017-11-07 19:00 |  | Infusion Pumps; General-Purpose (LVP) | 63928 | 8100 ALARIS PUMP | ALARIS MEDICAL SYSTEMS INC SUB CARDINAL HEALTH INC | 4000 | Rental
CHRISTIANA |  | HOSPITAL-CH | 0 | 14137122 | DE |  | 2014-07-13 20:00 |  | Infusion Pumps; General-Purpose (LVP) | 54272 | 8100 ALARIS PUMP | ALARIS MEDICAL SYSTEMS INC SUB CARDINAL HEALTH IN | 4000 | Purchased
CHRISTIANA |  | HOSPITAL-CH | 0 | 13164002 | DE |  | 2017-11-07 19:00 |  | Infusion Pumps; General-Purpose (LVP) | 65736 | 8100 ALARIS PUMP | ALARIS MEDICAL SYSTEMS INC SUB CARDINAL HEALTH IN | 4000 | Rental
CHRISTIANA |  | HOSPITAL-CH | 0 | 13106795 | DE |  | 2017-11-07 19:00 |  | Infusion Pumps; General-Purpose (LVP) | 63827 | 8100 ALARIS PUMP | ALARIS MEDICAL SYSTEMS INC SUB CARDINAL HEALTH INC | 4000 | Rental
CHRISTIANA |  | HOSPITAL-CH | 0 | 14212056 | DE |  | 2014-12-03 19:00 |  | Infusion Pumps; General-Purpose (LVP) | 59886 | 8100 ALARIS PUMP | ALARIS MEDICAL SYSTEMS INC SUB CARDINAL HEALTH IN | 4000 | Purchased
CHRISTIANA |  | HOSPITAL-CH | 0 | 13530662 | DE |  | 2017-11-07 19:00 |  | Infusion Pumps; General-Purpose (LVP) | 65825 | 8100 ALARIS PUMP | ALARIS MEDICAL SYSTEMS INC SUB CARDINAL HEALTH IN | 4000 | Purchased
CHRISTIANA |  | HOSPITAL-CH | 0 | 13841523 | DE |  | 2017-11-07 19:00 |  | Infusion Pumps; General-Purpose (LVP) | 65735 | 8100 ALARIS PUMP | ALARIS MEDICAL SYSTEMS INC SUB CARDINAL HEALTH IN | 4000 | Purchased
CHRISTIANA |  | HOSPITAL-CH | 0 | 14214075 | DE |  | 2014-07-13 20:00 |  | Infusion Pumps; General-Purpose (LVP) | 55195 | 8100 ALARIS PUMP | ALARIS MEDICAL SYSTEMS INC SUB CARDINAL HEALTH IN | 4000 | Purchased
CHRISTIANA |  | HOSPITAL-CH | 0 | 14213083 | DE |  | 2014-12-03 19:00 |  | Infusion Pumps; General-Purpose (LVP) | 59032 | 8100 ALARIS PUMP | ALARIS MEDICAL SYSTEMS INC SUB CARDINAL HEALTH INC | 4000 | Purchased
CHRISTIANA |  | HOSPITAL-CH | 0 | 13695210 | DE |  | 2017-04-30 20:00 |  | Infusion Pumps; General-Purpose (LVP) | 64575 | 8100 ALARIS PUMP | ALARIS MEDICAL SYSTEMS INC SUB CARDINAL HEALTH INC | 4000 | Rental
CHRISTIANA |  | HOSPITAL-CH | 0 | 14212283 | DE |  | 2014-12-03 19:00 |  | Infusion Pumps; General-Purpose (LVP) | 56272 | 8100 ALARIS PUMP | ALARIS MEDICAL SYSTEMS INC SUB CARDINAL HEALTH INC | 4000 | Purchased
CHRISTIANA |  | HOSPITAL-CH | 0 | 14212944 | DE |  | 2014-12-03 19:00 |  | Infusion Pumps; General-Purpose (LVP) | 58635 | 8100 ALARIS PUMP | ALARIS MEDICAL SYSTEMS INC SUB CARDINAL HEALTH INC | 4000 | Purchased
CHRISTIANA |  | HOSPITAL-CH | 0 | 14212467 | DE |  | 2014-12-03 19:00 |  | Infusion Pumps; General-Purpose (LVP) | 58637 | 8100 ALARIS PUMP | ALARIS MEDICAL SYSTEMS INC SUB CARDINAL HEALTH IN | 4000 | Purchased
CHRISTIANA |  | HOSPITAL-CH | 0 | 13806770 | DE |  | 2017-11-07 19:00 |  | Infusion Pumps; General-Purpose (LVP) | 65782 | 8100 ALARIS PUMP | ALARIS MEDICAL SYSTEMS INC SUB CARDINAL HEALTH INC | 4000 | Rental
CHRISTIANA |  | HOSPITAL-CH | 0 | 14214755 | DE |  | 2014-12-03 19:00 |  | Infusion Pumps; General-Purpose (LVP) | 58889 | 8100 ALARIS PUMP | ALARIS MEDICAL SYSTEMS INC SUB CARDINAL HEALTH INC | 4000 | Purchased
CHRISTIANA |  | HOSPITAL-CH | 0 | 14214589 | DE |  | 2014-12-03 19:00 |  | Infusion Pumps; General-Purpose (LVP) | 58893 | 8100 ALARIS PUMP | ALARIS MEDICAL SYSTEMS INC SUB CARDINAL HEALTH IN | 4000 | Purchased
CHRISTIANA |  | HOSPITAL-CH | 0 | 14212708 | DE |  | 2014-12-03 19:00 |  | Infusion Pumps; General-Purpose (LVP) | 56897 | 8100 ALARIS PUMP | ALARIS MEDICAL SYSTEMS INC SUB CARDINAL HEALTH INC | 4000 | Purchased
CHRISTIANA |  | HOSPITAL-CH | 0 | 14212168 | DE |  | 2014-12-03 19:00 |  | Infusion Pumps; General-Purpose (LVP) | 56899 | 8100 ALARIS PUMP | ALARIS MEDICAL SYSTEMS INC SUB CARDINAL HEALTH INC | 4000 | Purchased
CHRISTIANA |  | HOSPITAL-CH | 0 | 14212701 | DE |  | 2014-12-03 19:00 |  | Infusion Pumps; General-Purpose (LVP) | 56406 | 8100 ALARIS PUMP | ALARIS MEDICAL SYSTEMS INC SUB CARDINAL HEALTH INC | 4000 | Purchased
CHRISTIANA |  | HOSPITAL-CH | 0 | 13841252 | DE |  | 2017-11-07 19:00 |  | Infusion Pumps; General-Purpose (LVP) | 65933 | 8100 ALARIS PUMP | ALARIS MEDICAL SYSTEMS INC SUB CARDINAL HEALTH IN | 4000 | Rental
CHRISTIANA |  | HOSPITAL-CH | 0 | 12386210 | DE |  | 2014-12-03 19:00 |  | Infusion Pumps; General-Purpose (LVP) | 66003 | 8100 ALARIS PUMP | ALARIS MEDICAL SYSTEMS INC SUB CARDINAL HEALTH INC | 4000 | Rental
CHRISTIANA |  | HOSPITAL-CH | 0 | 14213871 | DE |  | 2014-12-03 19:00 |  | Infusion Pumps; General-Purpose (LVP) | 55403 | 8100 ALARIS PUMP | ALARIS MEDICAL SYSTEMS INC SUB CARDINAL HEALTH INC | 4000 | Purchased
CHRISTIANA |  | HOSPITAL-CH | 0 | 14214281 | DE |  | 2014-12-03 19:00 |  | Infusion Pumps; General-Purpose (LVP) | 56772 | 8100 ALARIS PUMP | ALARIS MEDICAL SYSTEMS INC SUB CARDINAL HEALTH INC | 4000 | Purchased
CHRISTIANA |  | HOSPITAL-CH | 0 | 14213095 | DE |  | 2014-12-03 19:00 |  | Infusion Pumps; General-Purpose (LVP) | 56769 | 8100 ALARIS PUMP | ALARIS MEDICAL SYSTEMS INC SUB CARDINAL HEALTH IN | 4000 | Purchased
CHRISTIANA |  | HOSPITAL-CH | 0 | 14212145 | DE |  | 2014-07-13 20:00 |  | Infusion Pumps; General-Purpose (LVP) | 55182 | 8100 ALARIS PUMP | ALARIS MEDICAL SYSTEMS INC SUB CARDINAL HEALTH IN | 4000 | Purchased
CHRISTIANA |  | HOSPITAL-CH | 0 | 12383379 | DE |  | 2017-04-30 20:00 |  | Infusion Pumps; General-Purpose (LVP) | 64621 | 8100 ALARIS PUMP | ALARIS MEDICAL SYSTEMS INC SUB CARDINAL HEALTH INC | 4000 | Rental
CHRISTIANA |  | HOSPITAL-CH | 0 | 14139634 | DE |  | 2014-07-13 20:00 |  | Infusion Pumps; General-Purpose (LVP) | 54276 | 8100 ALARIS PUMP | ALARIS MEDICAL SYSTEMS INC SUB CARDINAL HEALTH IN | 4000 | Purchased
CHRISTIANA |  | HOSPITAL-CH | 0 | 13790548 | DE |  | 2017-11-07 19:00 |  | Infusion Pumps; General-Purpose (LVP) | 65833 | 8100 ALARIS PUMP | ALARIS MEDICAL SYSTEMS INC SUB CARDINAL HEALTH IN | 4000 | Purchased
CHRISTIANA |  | HOSPITAL-CH | 0 | 14214277 | DE |  | 2014-12-03 19:00 |  | Infusion Pumps; General-Purpose (LVP) | 59717 | 8100 ALARIS PUMP | ALARIS MEDICAL SYSTEMS INC SUB CARDINAL HEALTH INC | 4000 | Purchased
CHRISTIANA |  | HOSPITAL-CH | 0 | 14213155 | DE |  | 2014-12-03 19:00 |  | Infusion Pumps; General-Purpose (LVP) | 59719 | 8100 ALARIS PUMP | ALARIS MEDICAL SYSTEMS INC SUB CARDINAL HEALTH INC | 4000 | Purchased
CHRISTIANA |  | HOSPITAL-CH | 0 | 14214636 | DE |  | 2014-12-03 19:00 |  | Infusion Pumps; General-Purpose (LVP) | 55451 | 8100 ALARIS PUMP | ALARIS MEDICAL SYSTEMS INC SUB CARDINAL HEALTH IN | 4000 | Purchased
CHRISTIANA |  | HOSPITAL-CH | 0 | 14214709 | DE |  | 2014-12-03 19:00 |  | Infusion Pumps; General-Purpose (LVP) | 55453 | 8100 ALARIS PUMP | ALARIS MEDICAL SYSTEMS INC SUB CARDINAL HEALTH INC | 4000 | Purchased
CHRISTIANA |  | HOSPITAL-CH | 0 | 14215497 | DE |  | 2014-12-03 19:00 |  | Infusion Pumps; General-Purpose (LVP) | 59997 | 8100 ALARIS PUMP | ALARIS MEDICAL SYSTEMS INC SUB CARDINAL HEALTH INC | 4000 | Purchased
CHRISTIANA |  | HOSPITAL-CH | 0 | 14162854 | DE |  | 2014-07-13 20:00 |  | Infusion Pumps; General-Purpose (LVP) | 55199 | 8100 ALARIS PUMP | ALARIS MEDICAL SYSTEMS INC SUB CARDINAL HEALTH INC | 4000 | Purchased
CHRISTIANA |  | HOSPITAL-CH | 0 | 14212939 | DE |  | 2014-12-03 19:00 |  | Infusion Pumps; General-Purpose (LVP) | 56942 | 8100 ALARIS PUMP | ALARIS MEDICAL SYSTEMS INC SUB CARDINAL HEALTH INC | 4000 | Purchased
CHRISTIANA |  | HOSPITAL-CH | 0 | 14212711 | DE |  | 2014-12-03 19:00 |  | Infusion Pumps; General-Purpose (LVP) | 56944 | 8100 ALARIS PUMP | ALARIS MEDICAL SYSTEMS INC SUB CARDINAL HEALTH IN | 4000 | Purchased
CHRISTIANA |  | Union Professional Building Elkton | 0 | 14213679 | MD |  | 2014-12-03 19:00 |  | Infusion Pumps; General-Purpose (LVP) | 59125 | 8100 ALARIS PUMP | ALARIS MEDICAL SYSTEMS INC SUB CARDINAL HEALTH IN | 4000 | Purchased
CHRISTIANA |  | HOSPITAL-CH | 0 | 14211923 | DE |  | 2014-12-03 19:00 |  | Infusion Pumps; General-Purpose (LVP) | 55307 | 8100 ALARIS PUMP | ALARIS MEDICAL SYSTEMS INC SUB CARDINAL HEALTH INC | 4000 | Purchased
CHRISTIANA |  | HOSPITAL-CH | 0 | 14213925 | DE |  | 2014-12-03 19:00 |  | Infusion Pumps; General-Purpose (LVP) | 55372 | 8100 ALARIS PUMP | ALARIS MEDICAL SYSTEMS INC SUB CARDINAL HEALTH INC | 4000 | Purchased
CHRISTIANA |  | HOSPITAL-CH | 0 | 13875814 | DE |  | 2017-04-30 20:00 |  | Infusion Pumps; General-Purpose (LVP) | 64534 | 8100 ALARIS PUMP | ALARIS MEDICAL SYSTEMS INC SUB CARDINAL HEALTH IN | 4000 | Rental
CHRISTIANA |  | HOSPITAL-CH | 0 | 13363522 | DE |  | 2017-11-07 19:00 |  | Infusion Pumps; General-Purpose (LVP) | 63890 | 8100 ALARIS PUMP | ALARIS MEDICAL SYSTEMS INC SUB CARDINAL HEALTH INC | 4000 | Rental
CHRISTIANA |  | HOSPITAL-CH | 0 | 14211352 | DE |  | 2014-12-03 19:00 |  | Infusion Pumps; General-Purpose (LVP) | 58802 | 8100 ALARIS PUMP | ALARIS MEDICAL SYSTEMS INC SUB CARDINAL HEALTH INC | 4000 | Purchased
CHRISTIANA |  | HOSPITAL-CH | 0 | 14195675 | DE |  | 2014-12-03 19:00 |  | Infusion Pumps; General-Purpose (LVP) | 58804 | 8100 ALARIS PUMP | ALARIS MEDICAL SYSTEMS INC SUB CARDINAL HEALTH INC | 4000 | Purchased
CHRISTIANA |  | HOSPITAL-CH | 0 | 14213880 | DE |  | 2014-12-03 19:00 |  | Infusion Pumps; General-Purpose (LVP) | 56881 | 8100 ALARIS PUMP | ALARIS MEDICAL SYSTEMS INC SUB CARDINAL HEALTH IN | 4000 | Purchased
CHRISTIANA |  | HOSPITAL-CH | 0 | 14213655 | DE |  | 2014-12-03 19:00 |  | Infusion Pumps; General-Purpose (LVP) | 56883 | 8100 ALARIS PUMP | ALARIS MEDICAL SYSTEMS INC SUB CARDINAL HEALTH INC | 4000 | Purchased
CHRISTIANA |  | HOSPITAL-CH | 0 | 14209822 | DE |  | 2014-12-03 19:00 |  | Infusion Pumps; General-Purpose (LVP) | 58917 | 8100 ALARIS PUMP | ALARIS MEDICAL SYSTEMS INC SUB CARDINAL HEALTH INC | 4000 | Purchased
CHRISTIANA |  | HOSPITAL-CH | 0 | 14209567 | DE |  | 2014-12-03 19:00 |  | Infusion Pumps; General-Purpose (LVP) | 58920 | 8100 ALARIS PUMP | ALARIS MEDICAL SYSTEMS INC SUB CARDINAL HEALTH IN | 4000 | Purchased
CHRISTIANA |  | HOSPITAL-CH | 0 | 14210060 | DE |  | 2014-12-03 19:00 |  | Infusion Pumps; General-Purpose (LVP) | 58922 | 8100 ALARIS PUMP | ALARIS MEDICAL SYSTEMS INC SUB CARDINAL HEALTH IN | 4000 | Purchased
CHRISTIANA |  | HOSPITAL-CH | 0 | 13790131 | DE |  | 2017-11-07 19:00 |  | Infusion Pumps; General-Purpose (LVP) | 63905 | 8100 ALARIS PUMP | ALARIS MEDICAL SYSTEMS INC SUB CARDINAL HEALTH IN | 4000 | Rental
CHRISTIANA |  | HOSPITAL-CH | 0 | 14210733 | DE |  | 2014-12-03 19:00 |  | Infusion Pumps; General-Purpose (LVP) | 58405 | 8100 ALARIS PUMP | ALARIS MEDICAL SYSTEMS INC SUB CARDINAL HEALTH INC | 4000 | Purchased
CHRISTIANA |  | HOSPITAL-CH | 0 | 14211171 | DE |  | 2014-12-03 19:00 |  | Infusion Pumps; General-Purpose (LVP) | 59369 | 8100 ALARIS PUMP | ALARIS MEDICAL SYSTEMS INC SUB CARDINAL HEALTH IN | 4000 | Purchased
CHRISTIANA |  | HOSPITAL-CH | 0 | 14209688 | DE |  | 2014-12-03 19:00 |  | Infusion Pumps; General-Purpose (LVP) | 59371 | 8100 ALARIS PUMP | ALARIS MEDICAL SYSTEMS INC SUB CARDINAL HEALTH INC | 4000 | Purchased
CHRISTIANA |  | HOSPITAL-CH | 0 | 14210655 | DE |  | 2014-12-03 19:00 |  | Infusion Pumps; General-Purpose (LVP) | 59373 | 8100 ALARIS PUMP | ALARIS MEDICAL SYSTEMS INC SUB CARDINAL HEALTH IN | 4000 | Purchased
CHRISTIANA |  | CANCER CENTER | 0 | 14212189 | DE |  | 2014-12-03 19:00 |  | Infusion Pumps; General-Purpose (LVP) | 56291 | 8100 ALARIS PUMP | ALARIS MEDICAL SYSTEMS INC SUB CARDINAL HEALTH INC | 4000 | Purchased
CHRISTIANA |  | HOSPITAL-CH | 0 | 13530931 | DE |  | 2017-11-07 19:00 |  | Infusion Pumps; General-Purpose (LVP) | 63844 | 8100 ALARIS PUMP | ALARIS MEDICAL SYSTEMS INC SUB CARDINAL HEALTH INC | 4000 | Rental
CHRISTIANA |  | HOSPITAL-CH | 0 | 14213682 | DE |  | 2014-12-03 19:00 |  | Infusion Pumps; General-Purpose (LVP) | 59632 | 8100 ALARIS PUMP | ALARIS MEDICAL SYSTEMS INC SUB CARDINAL HEALTH INC | 4000 | Purchased
CHRISTIANA |  | HOSPITAL-CH | 0 | 14213658 | DE |  | 2014-12-03 19:00 |  | Infusion Pumps; General-Purpose (LVP) | 59634 | 8100 ALARIS PUMP | ALARIS MEDICAL SYSTEMS INC SUB CARDINAL HEALTH INC | 4000 | Purchased
CHRISTIANA |  | HOSPITAL-CH | 0 | 14214565 | DE |  | 2014-12-03 19:00 |  | Infusion Pumps; General-Purpose (LVP) | 55428 | 8100 ALARIS PUMP | ALARIS MEDICAL SYSTEMS INC SUB CARDINAL HEALTH IN | 4000 | Purchased
CHRISTIANA |  | HCCC | 0 | 14211168 | DE |  | 2014-12-03 19:00 |  | Infusion Pumps; General-Purpose (LVP) | 56375 | 8100 ALARIS PUMP | ALARIS MEDICAL SYSTEMS INC SUB CARDINAL HEALTH INC | 4000
CHRISTIANA |  | HOSPITAL-CH | 0 | 14211166 | DE |  | 2014-12-03 19:00 |  | Infusion Pumps; General-Purpose (LVP) | 56377 | 8100 ALARIS PUMP | ALARIS MEDICAL SYSTEMS INC SUB CARDINAL HEALTH IN | 4000 | Purchased
CHRISTIANA |  | HOSPITAL-CH | 0 | 12722440 | DE |  | 2017-11-07 19:00 |  | Infusion Pumps; General-Purpose (LVP) | 63913 | 8100 ALARIS PUMP | ALARIS MEDICAL SYSTEMS INC SUB CARDINAL HEALTH INC | 4000 | Rental
CHRISTIANA |  | HOSPITAL-CH | 0 | 12926385 | DE |  | 2014-12-03 19:00 |  | Infusion Pumps; General-Purpose (LVP) | 65947 | 8100 ALARIS PUMP | ALARIS MEDICAL SYSTEMS INC SUB CARDINAL HEALTH INC | 4000 | Rental
CHRISTIANA |  | MIDDLETOWN ED | 0 | 14213995 | DE |  | 2014-07-13 20:00 |  | Infusion Pumps; General-Purpose (LVP) | 55160 | 8100 ALARIS PUMP | ALARIS MEDICAL SYSTEMS INC SUB CARDINAL HEALTH IN | 4000 | Purchased
CHRISTIANA |  | HOSPITAL-CH | 0 | 13553166 | DE |  | 2017-11-07 19:00 |  | Infusion Pumps; General-Purpose (LVP) | 66095 | 8100 ALARIS PUMP | ALARIS MEDICAL SYSTEMS INC SUB CARDINAL HEALTH INC | 4000 | Rental
CHRISTIANA |  | HOSPITAL-CH | 0 | 12330399 | DE |  | 2017-11-07 19:00 |  | Infusion Pumps; General-Purpose (LVP) | 63849 | 8100 ALARIS PUMP | ALARIS MEDICAL SYSTEMS INC SUB CARDINAL HEALTH INC | 4000 | Rental
CHRISTIANA |  | HOSPITAL-CH | 0 | 14213578 | DE |  | 2014-07-13 20:00 |  | Infusion Pumps; General-Purpose (LVP) | 59801 | 8100 ALARIS PUMP | ALARIS MEDICAL SYSTEMS INC SUB CARDINAL HEALTH IN | 4000 | Purchased
CHRISTIANA |  | HOSPITAL-CH | 0 | 14212105 | DE |  | 2014-12-03 19:00 |  | Infusion Pumps; General-Purpose (LVP) | 59882 | 8100 ALARIS PUMP | ALARIS MEDICAL SYSTEMS INC SUB CARDINAL HEALTH INC | 4000 | Purchased
CHRISTIANA |  | HOSPITAL-CH | 0 | 14213881 | DE |  | 2014-12-03 19:00 |  | Infusion Pumps; General-Purpose (LVP) | 59880 | 8100 ALARIS PUMP | ALARIS MEDICAL SYSTEMS INC SUB CARDINAL HEALTH INC | 4000 | Purchased
CHRISTIANA |  | HOSPITAL-CH | 0 | 14211559 | DE |  | 2014-12-03 19:00 |  | Infusion Pumps; General-Purpose (LVP) | 58874 | 8100 ALARIS PUMP | ALARIS MEDICAL SYSTEMS INC SUB CARDINAL HEALTH IN | 4000 | Purchased
CHRISTIANA |  | HOSPITAL-CH | 0 | 14213161 | DE |  | 2014-12-03 19:00 |  | Infusion Pumps; General-Purpose (LVP) | 59035 | 8100 ALARIS PUMP | ALARIS MEDICAL SYSTEMS INC SUB CARDINAL HEALTH INC | 4000 | Purchased
CHRISTIANA |  | HOSPITAL-CH | 0 | 14214705 | DE |  | 2014-12-03 19:00 |  | Infusion Pumps; General-Purpose (LVP) | 59037 | 8100 ALARIS PUMP | ALARIS MEDICAL SYSTEMS INC SUB CARDINAL HEALTH IN | 4000 | Purchased
CHRISTIANA |  | HOSPITAL-CH | 0 | 14212627 | DE |  | 2014-12-03 19:00 |  | Infusion Pumps; General-Purpose (LVP) | 56275 | 8100 ALARIS PUMP | ALARIS MEDICAL SYSTEMS INC SUB CARDINAL HEALTH INC | 4000 | Purchased
CHRISTIANA |  | HOSPITAL-CH | 0 | 14212651 | DE |  | 2014-12-03 19:00 |  | Infusion Pumps; General-Purpose (LVP) | 56277 | 8100 ALARIS PUMP | ALARIS MEDICAL SYSTEMS INC SUB CARDINAL HEALTH IN | 4000 | Purchased
CHRISTIANA |  | HOSPITAL-CH | 0 | 14213803 | DE |  | 2014-12-03 19:00 |  | Infusion Pumps; General-Purpose (LVP) | 59656 | 8100 ALARIS PUMP | ALARIS MEDICAL SYSTEMS INC SUB CARDINAL HEALTH IN | 4000 | Purchased
CHRISTIANA |  | HOSPITAL-CH | 0 | 13163992 | DE |  | 2017-11-07 19:00 |  | Infusion Pumps; General-Purpose (LVP) | 63952 | 8100 ALARIS PUMP | ALARIS MEDICAL SYSTEMS INC SUB CARDINAL HEALTH IN | 4000 | Rental
CHRISTIANA |  | HOSPITAL-CH | 0 | 12400595 | DE |  | 2017-11-07 19:00 |  | Infusion Pumps; General-Purpose (LVP) | 63910 | 8100 ALARIS PUMP | ALARIS MEDICAL SYSTEMS INC SUB CARDINAL HEALTH IN | 4000 | Purchased
CHRISTIANA |  | HOSPITAL-CH | 0 | 14792196 | DE |  | 2017-11-07 19:00 |  | Infusion Pumps; General-Purpose (LVP) | 66040 | 8100 ALARIS PUMP | ALARIS MEDICAL SYSTEMS INC SUB CARDINAL HEALTH INC | 4000 | Rental
CHRISTIANA |  | HOSPITAL-CH | 0 | 14213488 | DE |  | 2014-12-03 19:00 |  | Infusion Pumps; General-Purpose (LVP) | 58894 | 8100 ALARIS PUMP | ALARIS MEDICAL SYSTEMS INC SUB CARDINAL HEALTH INC | 4000 | Purchased
CHRISTIANA |  | HOSPITAL-CH | 0 | 14214412 | DE |  | 2014-12-03 19:00 |  | Infusion Pumps; General-Purpose (LVP) | 58896 | 8100 ALARIS PUMP | ALARIS MEDICAL SYSTEMS INC SUB CARDINAL HEALTH INC | 4000 | Purchased
CHRISTIANA |  | HOSPITAL-CH | 0 | 14213867 | DE |  | 2014-12-03 19:00 |  | Infusion Pumps; General-Purpose (LVP) | 58898 | 8100 ALARIS PUMP | ALARIS MEDICAL SYSTEMS INC SUB CARDINAL HEALTH IN | 4000 | Purchased
CHRISTIANA |  | HOSPITAL-CH | 0 | 14212716 | DE |  | 2014-12-03 19:00 |  | Infusion Pumps; General-Purpose (LVP) | 56896 | 8100 ALARIS PUMP | ALARIS MEDICAL SYSTEMS INC SUB CARDINAL HEALTH IN | 4000 | Purchased
CHRISTIANA |  | HOSPITAL-CH | 0 | 14116738 | DE |  | 2014-12-03 19:00 |  | Infusion Pumps; General-Purpose (LVP) | 56898 | 8100 ALARIS PUMP | ALARIS MEDICAL SYSTEMS INC SUB CARDINAL HEALTH INC | 4000 | Purchased
CHRISTIANA |  | HOSPITAL-CH | 0 | 13530466 | DE |  | 2017-11-07 19:00 |  | Infusion Pumps; General-Purpose (LVP) | 65898 | 8100 ALARIS PUMP | ALARIS MEDICAL SYSTEMS INC SUB CARDINAL HEALTH IN | 4000 | Purchased
CHRISTIANA |  | HOSPITAL-CH | 0 | 14212527 | DE |  | 2014-12-03 19:00 |  | Infusion Pumps; General-Purpose (LVP) | 56405 | 8100 ALARIS PUMP | ALARIS MEDICAL SYSTEMS INC SUB CARDINAL HEALTH INC | 4000 | Purchased
CHRISTIANA |  | HOSPITAL-CH | 0 | 14212692 | DE |  | 2014-12-03 19:00 |  | Infusion Pumps; General-Purpose (LVP) | 56407 | 8100 ALARIS PUMP | ALARIS MEDICAL SYSTEMS INC SUB CARDINAL HEALTH IN | 4000 | Purchased
CHRISTIANA |  | HOSPITAL-CH | 0 | 14965933 | DE |  | 2017-08-01 20:00 |  | Infusion Pumps; General-Purpose (LVP) | 65017 | 8100 ALARIS PUMP | ALARIS MEDICAL SYSTEMS INC SUB CARDINAL HEALTH IN | 4000 | Purchased
CHRISTIANA |  | HOSPITAL-CH | 0 | 13725086 | DE |  | 2017-11-07 19:00 |  | Infusion Pumps; General-Purpose (LVP) | 65914 | 8100 ALARIS PUMP | ALARIS MEDICAL SYSTEMS INC SUB CARDINAL HEALTH IN | 4000 | Purchased
CHRISTIANA |  | HOSPITAL-CH | 0 | 13841125 | DE |  | 2017-04-30 20:00 |  | Infusion Pumps; General-Purpose (LVP) | 64553 | 8100 ALARIS PUMP | ALARIS MEDICAL SYSTEMS INC SUB CARDINAL HEALTH INC | 4000 | Rental
CHRISTIANA |  | HOSPITAL-CH | 0 | 14214580 | DE |  | 2014-12-03 19:00 |  | Infusion Pumps; General-Purpose (LVP) | 55402 | 8100 ALARIS PUMP | ALARIS MEDICAL SYSTEMS INC SUB CARDINAL HEALTH INC | 4000 | Purchased
CHRISTIANA |  | HOSPITAL-CH | 0 | 14214462 | DE |  | 2014-12-03 19:00 |  | Infusion Pumps; General-Purpose (LVP) | 55404 | 8100 ALARIS PUMP | ALARIS MEDICAL SYSTEMS INC SUB CARDINAL HEALTH INC | 4000 | Purchased
CHRISTIANA |  | HOSPITAL-CH | 0 | 13736476 | DE |  | 2017-11-07 19:00 |  | Infusion Pumps; General-Purpose (LVP) | 65931 | 8100 ALARIS PUMP | ALARIS MEDICAL SYSTEMS INC SUB CARDINAL HEALTH IN | 4000 | Rental
CHRISTIANA |  | HOSPITAL-CH | 0 | 14214345 | DE |  | 2014-07-13 20:00 |  | Infusion Pumps; General-Purpose (LVP) | 56676 | 8100 ALARIS PUMP | ALARIS MEDICAL SYSTEMS INC SUB CARDINAL HEALTH INC | 4000 | Purchased
CHRISTIANA |  | CANCER CENTER | 0 | 12770415 | DE |  | 2017-04-30 20:00 |  | Infusion Pumps; General-Purpose (LVP) | 64508 | 8100 ALARIS PUMP | ALARIS MEDICAL SYSTEMS INC SUB CARDINAL HEALTH IN | 4000 | Rental
CHRISTIANA |  | HOSPITAL-CH | 0 | 13107232 | DE |  | 2017-11-07 19:00 |  | Infusion Pumps; General-Purpose (LVP) | 63850 | 8100 ALARIS PUMP | ALARIS MEDICAL SYSTEMS INC SUB CARDINAL HEALTH INC | 4000 | Rental
CHRISTIANA |  | HOSPITAL-CH | 0 | 14214240 | DE |  | 2014-12-03 19:00 |  | Infusion Pumps; General-Purpose (LVP) | 56773 | 8100 ALARIS PUMP | ALARIS MEDICAL SYSTEMS INC SUB CARDINAL HEALTH INC | 4000 | Purchased
CHRISTIANA |  | HOSPITAL-CH | 0 | 14213422 | DE |  | 2014-12-03 19:00 |  | Infusion Pumps; General-Purpose (LVP) | 56771 | 8100 ALARIS PUMP | ALARIS MEDICAL SYSTEMS INC SUB CARDINAL HEALTH INC | 4000 | Purchased
CHRISTIANA |  | HOSPITAL-CH | 0 | 12719050 | DE |  | 2017-11-07 19:00 |  | Infusion Pumps; General-Purpose (LVP) | 63867 | 8100 ALARIS PUMP | ALARIS MEDICAL SYSTEMS INC SUB CARDINAL HEALTH INC | 4000 | Rental
CHRISTIANA |  | HOSPITAL-CH | 0 | 14212320 | DE |  | 2014-12-03 19:00 |  | Infusion Pumps; General-Purpose (LVP) | 59959 | 8100 ALARIS PUMP | ALARIS MEDICAL SYSTEMS INC SUB CARDINAL HEALTH INC | 4000 | Purchased
CHRISTIANA |  | HOSPITAL-CH | 0 | 12718627 | DE |  | 2017-11-07 19:00 |  | Infusion Pumps; General-Purpose (LVP) | 63809 | 8100 ALARIS PUMP | ALARIS MEDICAL SYSTEMS INC SUB CARDINAL HEALTH IN | 4000 | Rental
CHRISTIANA |  | HOSPITAL-CH | 0 | 14213071 | DE |  | 2014-12-03 19:00 |  | Infusion Pumps; General-Purpose (LVP) | 58544 | 8100 ALARIS PUMP | ALARIS MEDICAL SYSTEMS INC SUB CARDINAL HEALTH IN | 4000 | Purchased
CHRISTIANA |  | HOSPITAL-CH | 0 | 14214209 | DE |  | 2014-12-03 19:00 |  | Infusion Pumps; General-Purpose (LVP) | 59716 | 8100 ALARIS PUMP | ALARIS MEDICAL SYSTEMS INC SUB CARDINAL HEALTH INC | 4000 | Purchased
CHRISTIANA |  | HOSPITAL-CH | 0 | 14213765 | DE |  | 2014-12-03 19:00 |  | Infusion Pumps; General-Purpose (LVP) | 59718 | 8100 ALARIS PUMP | ALARIS MEDICAL SYSTEMS INC SUB CARDINAL HEALTH IN | 4000 | Purchased
CHRISTIANA |  | MIDDLETOWN ED | 0 | 14214713 | DE |  | 2014-12-03 19:00 |  | Infusion Pumps; General-Purpose (LVP) | 55450 | 8100 ALARIS PUMP | ALARIS MEDICAL SYSTEMS INC SUB CARDINAL HEALTH IN | 4000 | Purchased
CHRISTIANA |  | HOSPITAL-CH | 0 | 14214510 | DE |  | 2014-12-03 19:00 |  | Infusion Pumps; General-Purpose (LVP) | 55452 | 8100 ALARIS PUMP | ALARIS MEDICAL SYSTEMS INC SUB CARDINAL HEALTH INC | 4000 | Purchased
CHRISTIANA |  | HOSPITAL-CH | 0 | 12927736 | DE |  | 2017-11-07 19:00 |  | Infusion Pumps; General-Purpose (LVP) | 66059 | 8100 ALARIS PUMP | ALARIS MEDICAL SYSTEMS INC SUB CARDINAL HEALTH IN | 4000 | Rental
CHRISTIANA |  | HOSPITAL-CH | 0 | 13876195 | DE |  | 2017-04-30 20:00 |  | Infusion Pumps; General-Purpose (LVP) | 64601 | 8100 ALARIS PUMP | ALARIS MEDICAL SYSTEMS INC SUB CARDINAL HEALTH IN | 4000 | Rental
CHRISTIANA |  | HOSPITAL-CH | 0 | 14215497 | DE |  | 2014-12-03 19:00 |  | Infusion Pumps; General-Purpose (LVP) | 59996 | 8100 ALARIS PUMP | ALARIS MEDICAL SYSTEMS INC SUB CARDINAL HEALTH INC | 4000 | Purchased
CHRISTIANA |  | HOSPITAL-CH | 0 | 14213966 | DE |  | 2014-12-03 19:00 |  | Infusion Pumps; General-Purpose (LVP) | 59998 | 8100 ALARIS PUMP | ALARIS MEDICAL SYSTEMS INC SUB CARDINAL HEALTH INC | 4000 | Purchased
CHRISTIANA |  | HOSPITAL-CH | 0 | 12718419 | DE |  | 2017-11-07 19:00 |  | Infusion Pumps; General-Purpose (LVP) | 63865 | 8100 ALARIS PUMP | ALARIS MEDICAL SYSTEMS INC SUB CARDINAL HEALTH INC | 4000 | Rental
CHRISTIANA |  | HOSPITAL-CH | 0 | 14212927 | DE |  | 2014-12-03 19:00 |  | Infusion Pumps; General-Purpose (LVP) | 56941 | 8100 ALARIS PUMP | ALARIS MEDICAL SYSTEMS INC SUB CARDINAL HEALTH IN | 4000 | Purchased
CHRISTIANA |  | HOSPITAL-CH | 0 | 14212487 | DE |  | 2014-12-03 19:00 |  | Infusion Pumps; General-Purpose (LVP) | 56943 | 8100 ALARIS PUMP | ALARIS MEDICAL SYSTEMS INC SUB CARDINAL HEALTH INC | 4000 | Purchased
CHRISTIANA |  | Ketlay Plaza | 0 | 14215690 | DE |  | 2014-12-03 19:00 |  | Infusion Pumps; General-Purpose (LVP) | 58338 | 8100 ALARIS PUMP | ALARIS MEDICAL SYSTEMS INC SUB CARDINAL HEALTH IN | 4000 | Purchased
CHRISTIANA |  | HOSPITAL-CH | 0 | 14214081 | DE |  | 2014-12-03 19:00 |  | Infusion Pumps; General-Purpose (LVP) | 59124 | 8100 ALARIS PUMP | ALARIS MEDICAL SYSTEMS INC SUB CARDINAL HEALTH INC | 4000 | Purchased
CHRISTIANA |  | HOSPITAL-CH | 0 | 13473437 | DE |  | 2017-04-30 20:00 |  | Infusion Pumps; General-Purpose (LVP) | 64574 | 8100 ALARIS PUMP | ALARIS MEDICAL SYSTEMS INC SUB CARDINAL HEALTH INC | 4000 | Rental
CHRISTIANA |  | HOSPITAL-CH | 0 | 14211899 | DE |  | 2014-12-03 19:00 |  | Infusion Pumps; General-Purpose (LVP) | 55306 | 8100 ALARIS PUMP | ALARIS MEDICAL SYSTEMS INC SUB CARDINAL HEALTH INC | 4000 | Purchased
CHRISTIANA |  | HOSPITAL-CH | 0 | 14214185 | DE |  | 2014-12-03 19:00 |  | Infusion Pumps; General-Purpose (LVP) | 55308 | 8100 ALARIS PUMP | ALARIS MEDICAL SYSTEMS INC SUB CARDINAL HEALTH INC | 4000 | Purchased
CHRISTIANA |  | HOSPITAL-CH | 0 | 14214486 | DE |  | 2014-12-03 19:00 |  | Infusion Pumps; General-Purpose (LVP) | 55371 | 8100 ALARIS PUMP | ALARIS MEDICAL SYSTEMS INC SUB CARDINAL HEALTH IN | 4000 | Purchased
CHRISTIANA |  | HOSPITAL-CH | 0 | 14214568 | DE |  | 2014-12-03 19:00 |  | Infusion Pumps; General-Purpose (LVP) | 55373 | 8100 ALARIS PUMP | ALARIS MEDICAL SYSTEMS INC SUB CARDINAL HEALTH IN | 4000 | Purchased
CHRISTIANA |  | HOSPITAL-CH | 0 | 13876207 | DE |  | 2017-11-07 19:00 |  | Infusion Pumps; General-Purpose (LVP) | 63863 | 8100 ALARIS PUMP | ALARIS MEDICAL SYSTEMS INC SUB CARDINAL HEALTH INC | 4000 | Rental
CHRISTIANA |  | HOSPITAL-CH | 0 | 12718239 | DE |  | 2017-11-07 19:00 |  | Infusion Pumps; General-Purpose (LVP) | 63966 | 8100 ALARIS PUMP | ALARIS MEDICAL SYSTEMS INC SUB CARDINAL HEALTH IN | 4000 | Rental
CHRISTIANA |  | HOSPITAL-CH | 0 | 14210826 | DE |  | 2014-12-03 19:00 |  | Infusion Pumps; General-Purpose (LVP) | 58801 | 8100 ALARIS PUMP | ALARIS MEDICAL SYSTEMS INC SUB CARDINAL HEALTH IN | 4000 | Purchased
CHRISTIANA |  | HOSPITAL-CH | 0 | 14205229 | DE |  | 2014-12-03 19:00 |  | Infusion Pumps; General-Purpose (LVP) | 58803 | 8100 ALARIS PUMP | ALARIS MEDICAL SYSTEMS INC SUB CARDINAL HEALTH INC | 4000 | Purchased
CHRISTIANA |  | HOSPITAL-CH | 0 | 14213120 | DE |  | 2014-12-03 19:00 |  | Infusion Pumps; General-Purpose (LVP) | 56882 | 8100 ALARIS PUMP | ALARIS MEDICAL SYSTEMS INC SUB CARDINAL HEALTH INC | 4000 | Purchased
CHRISTIANA |  | HOSPITAL-CH | 0 | 14210143 | DE |  | 2014-12-03 19:00 |  | Infusion Pumps; General-Purpose (LVP) | 58918 | 8100 ALARIS PUMP | ALARIS MEDICAL SYSTEMS INC SUB CARDINAL HEALTH IN | 4000 | Purchased
CHRISTIANA |  | HOSPITAL-CH | 0 | 14210414 | DE |  | 2014-12-03 19:00 |  | Infusion Pumps; General-Purpose (LVP) | 58921 | 8100 ALARIS PUMP | ALARIS MEDICAL SYSTEMS INC SUB CARDINAL HEALTH INC | 4000 | Purchased
CHRISTIANA |  | HOSPITAL-CH | 0 | 14202288 | DE |  | 2014-12-03 19:00 |  | Infusion Pumps; General-Purpose (LVP) | 58404 | 8100 ALARIS PUMP | ALARIS MEDICAL SYSTEMS INC SUB CARDINAL HEALTH INC | 4000 | Purchased
CHRISTIANA |  | HOSPITAL-CH | 0 | 14211162 | DE |  | 2014-12-03 19:00 |  | Infusion Pumps; General-Purpose (LVP) | 58406 | 8100 ALARIS PUMP | ALARIS MEDICAL SYSTEMS INC SUB CARDINAL HEALTH INC | 4000 | Purchased
CHRISTIANA |  | HOSPITAL-CH | 0 | 14210354 | DE |  | 2014-12-03 19:00 |  | Infusion Pumps; General-Purpose (LVP) | 59370 | 8100 ALARIS PUMP | ALARIS MEDICAL SYSTEMS INC SUB CARDINAL HEALTH IN | 4000 | Purchased
CHRISTIANA |  | HOSPITAL-CH | 0 | 14210417 | DE |  | 2014-12-03 19:00 |  | Infusion Pumps; General-Purpose (LVP) | 59374 | 8100 ALARIS PUMP | ALARIS MEDICAL SYSTEMS INC SUB CARDINAL HEALTH IN | 4000 | Purchased
CHRISTIANA |  | HOSPITAL-CH | 0 | 13790212 | DE |  | 2017-11-07 19:00 |  | Infusion Pumps; General-Purpose (LVP) | 65858 | 8100 ALARIS PUMP | ALARIS MEDICAL SYSTEMS INC SUB CARDINAL HEALTH IN | 4000 | Purchased
CHRISTIANA |  | HOSPITAL-CH | 0 | 13841498 | DE |  | 2017-11-07 19:00 |  | Infusion Pumps; General-Purpose (LVP) | 63868 | 8100 ALARIS PUMP | ALARIS MEDICAL SYSTEMS INC SUB CARDINAL HEALTH INC | 4000 | Rental
CHRISTIANA |  | HOSPITAL-CH | 0 | 12717675 | DE |  | 2017-11-07 19:00 |  | Infusion Pumps; General-Purpose (LVP) | 63929 | 8100 ALARIS PUMP | ALARIS MEDICAL SYSTEMS INC SUB CARDINAL HEALTH INC | 4000 | Rental
CHRISTIANA |  | HOSPITAL-CH | 0 | 14212193 | DE |  | 2014-12-03 19:00 |  | Infusion Pumps; General-Purpose (LVP) | 59631 | 8100 ALARIS PUMP | ALARIS MEDICAL SYSTEMS INC SUB CARDINAL HEALTH INC | 4000 | Purchased
CHRISTIANA |  | HOSPITAL-CH | 0 | 14213676 | DE |  | 2014-12-03 19:00 |  | Infusion Pumps; General-Purpose (LVP) | 59633 | 8100 ALARIS PUMP | ALARIS MEDICAL SYSTEMS INC SUB CARDINAL HEALTH INC | 4000 | Purchased
CHRISTIANA |  | HOSPITAL-CH | 0 | 14213481 | DE |  | 2014-12-03 19:00 |  | Infusion Pumps; General-Purpose (LVP) | 59635 | 8100 ALARIS PUMP | ALARIS MEDICAL SYSTEMS INC SUB CARDINAL HEALTH IN | 4000 | Purchased
CHRISTIANA |  | HOSPITAL-CH | 0 | 13840938 | DE |  | 2017-11-07 19:00 |  | Infusion Pumps; General-Purpose (LVP) | 65791 | 8100 ALARIS PUMP | ALARIS MEDICAL SYSTEMS INC SUB CARDINAL HEALTH IN | 4000 | Purchased
CHRISTIANA |  | HOSPITAL-CH | 0 | 14211285 | DE |  | 2014-12-03 19:00 |  | Infusion Pumps; General-Purpose (LVP) | 56376 | 8100 ALARIS PUMP | ALARIS MEDICAL SYSTEMS INC SUB CARDINAL HEALTH INC | 4000 | Purchased
CHRISTIANA |  | HOSPITAL-CH | 0 | 14210467 | DE |  | 2014-12-03 19:00 |  | Infusion Pumps; General-Purpose (LVP) | 56378 | 8100 ALARIS PUMP | ALARIS MEDICAL SYSTEMS INC SUB CARDINAL HEALTH IN | 4000 | Purchased
CHRISTIANA |  | CANCER CENTER | 0 | 14946148 | DE |  | 2017-08-01 20:00 |  | Infusion Pumps; General-Purpose (LVP) | 65009 | 8100 ALARIS PUMP | ALARIS MEDICAL SYSTEMS INC SUB CARDINAL HEALTH IN | 4000 | Purchased
CHRISTIANA |  | HOSPITAL-CH | 0 | 12429222 | DE |  | 2017-11-07 19:00 |  | Infusion Pumps; General-Purpose (LVP) | 65950 | 8100 ALARIS PUMP | ALARIS MEDICAL SYSTEMS INC SUB CARDINAL HEALTH INC | 4000 | Rental
CHRISTIANA |  | HOSPITAL-CH | 0 | 14211957 | DE |  | 2014-12-03 19:00 |  | Infusion Pumps; General-Purpose (LVP) | 59881 | 8100 ALARIS PUMP | ALARIS MEDICAL SYSTEMS INC SUB CARDINAL HEALTH IN | 4000 | Purchased
CHRISTIANA |  | CANCER CENTER | 0 | 14966401 | DE |  | 2017-08-01 20:00 |  | Infusion Pumps; General-Purpose (LVP) | 65283 | 8100 ALARIS PUMP | ALARIS MEDICAL SYSTEMS INC SUB CARDINAL HEALTH IN | 4000 | Purchased
CHRISTIANA |  | HOSPITAL-CH | 0 | 14214526 | DE |  | 2014-12-03 19:00 |  | Infusion Pumps; General-Purpose (LVP) | 58877 | 8100 ALARIS PUMP | ALARIS MEDICAL SYSTEMS INC SUB CARDINAL HEALTH IN | 4000 | Purchased
CHRISTIANA |  | HOSPITAL-CH | 0 | 14214674 | DE |  | 2014-12-03 19:00 |  | Infusion Pumps; General-Purpose (LVP) | 59034 | 8100 ALARIS PUMP | ALARIS MEDICAL SYSTEMS INC SUB CARDINAL HEALTH INC | 4000 | Purchased
CHRISTIANA |  | HOSPITAL-CH | 0 | 14213596 | DE |  | 2014-12-03 19:00 |  | Infusion Pumps; General-Purpose (LVP) | 59036 | 8100 ALARIS PUMP | ALARIS MEDICAL SYSTEMS INC SUB CARDINAL HEALTH IN | 4000 | Purchased
CHRISTIANA |  | HOSPITAL-CH | 0 | 14214569 | DE |  | 2014-12-03 19:00 |  | Infusion Pumps; General-Purpose (LVP) | 59038 | 8100 ALARIS PUMP | ALARIS MEDICAL SYSTEMS INC SUB CARDINAL HEALTH IN | 4000 | Purchased
CHRISTIANA |  | HOSPITAL-CH | 0 | 12854166 | DE |  | 2014-12-03 19:00 |  | Infusion Pumps; General-Purpose (LVP) | 66015 | 8100 ALARIS PUMP | ALARIS MEDICAL SYSTEMS INC SUB CARDINAL HEALTH INC | 4000 | Rental
CHRISTIANA |  | HOSPITAL-CH | 0 | 12401701 | DE |  | 2017-11-07 19:00 |  | Infusion Pumps; General-Purpose (LVP) | 63798 | 8100 ALARIS PUMP | ALARIS MEDICAL SYSTEMS INC SUB CARDINAL HEALTH INC | 4000 | Rental
CHRISTIANA |  | HOSPITAL-CH | 0 | 14212751 | DE |  | 2014-12-03 19:00 |  | Infusion Pumps; General-Purpose (LVP) | 56274 | 8100 ALARIS PUMP | ALARIS MEDICAL SYSTEMS INC SUB CARDINAL HEALTH INC | 4000 | Purchased
CHRISTIANA |  | HOSPITAL-CH | 0 | 14212483 | DE |  | 2014-12-03 19:00 |  | Infusion Pumps; General-Purpose (LVP) | 56278 | 8100 ALARIS PUMP | ALARIS MEDICAL SYSTEMS INC SUB CARDINAL HEALTH IN | 4000 | Purchased
CHRISTIANA |  | HOSPITAL-CH | 0 | 13163997 | DE |  | 2017-11-07 19:00 |  | Infusion Pumps; General-Purpose (LVP) | 63906 | 8100 ALARIS PUMP | ALARIS MEDICAL SYSTEMS INC SUB CARDINAL HEALTH IN | 4000 | Rental
CHRISTIANA |  | HOSPITAL-CH | 0 | 14213248 | DE |  | 2014-07-13 20:00 |  | Infusion Pumps; General-Purpose (LVP) | 56689 | 8100 ALARIS PUMP | ALARIS MEDICAL SYSTEMS INC SUB CARDINAL HEALTH INC | 4000 | Purchased
CHRISTIANA |  | HOSPITAL-CH | 0 | 13875707 | DE |  | 2017-11-07 19:00 |  | Infusion Pumps; General-Purpose (LVP) | 63901 | 8100 ALARIS PUMP | ALARIS MEDICAL SYSTEMS INC SUB CARDINAL HEALTH INC | 4000 | Rental
CHRISTIANA |  | CANCER CENTER | 0 | 14966388 | DE |  | 2017-08-01 20:00 |  | Infusion Pumps; General-Purpose (LVP) | 65281 | 8100 ALARIS PUMP | ALARIS MEDICAL SYSTEMS INC SUB CARDINAL HEALTH IN | 4000 | Purchased
CHRISTIANA |  | HOSPITAL-CH | 0 | 14214639 | DE |  | 2014-07-13 20:00 |  | Infusion Pumps; General-Purpose (LVP) | 55146 | 8100 ALARIS PUMP | ALARIS MEDICAL SYSTEMS INC SUB CARDINAL HEALTH IN | 4000 | Purchased
CHRISTIANA |  | HOSPITAL-CH | 0 | 14214480 | DE |  | 2014-12-03 19:00 |  | Infusion Pumps; General-Purpose (LVP) | 58895 | 8100 ALARIS PUMP | ALARIS MEDICAL SYSTEMS INC SUB CARDINAL HEALTH IN | 4000 | Purchased
CHRISTIANA |  | HOSPITAL-CH | 0 | 14214482 | DE |  | 2014-12-03 19:00 |  | Infusion Pumps; General-Purpose (LVP) | 58897 | 8100 ALARIS PUMP | ALARIS MEDICAL SYSTEMS INC SUB CARDINAL HEALTH IN | 4000 | Purchased
CHRISTIANA |  | HOSPITAL-CH | 0 | 14206562 | DE |  | 2014-12-03 19:00 |  | Infusion Pumps; General-Purpose (LVP) | 56901 | 8100 ALARIS PUMP | ALARIS MEDICAL SYSTEMS INC SUB CARDINAL HEALTH IN | 4000 | Purchased
CHRISTIANA |  | HOSPITAL-CH | 0 | 12718692 | DE |  | 2017-11-07 19:00 |  | Infusion Pumps; General-Purpose (LVP) | 65868 | 8100 ALARIS PUMP | ALARIS MEDICAL SYSTEMS INC SUB CARDINAL HEALTH IN | 4000 | Purchased
CHRISTIANA |  | HOSPITAL-CH | 0 | 14212577 | DE |  | 2014-12-03 19:00 |  | Infusion Pumps; General-Purpose (LVP) | 56408 | 8100 ALARIS PUMP | ALARIS MEDICAL SYSTEMS INC SUB CARDINAL HEALTH INC | 4000 | Purchased
CHRISTIANA |  | Quillen Building | 0 | 14212440 | DE |  | 2014-12-03 19:00 |  | Infusion Pumps; General-Purpose (LVP) | 56410 | 8100 ALARIS PUMP | ALARIS MEDICAL SYSTEMS INC SUB CARDINAL HEALTH INC | 4000 | Purchased
CHRISTIANA |  | HOSPITAL-CH | 0 | 12718502 | DE |  | 2017-11-07 19:00 |  | Infusion Pumps; General-Purpose (LVP) | 63828 | 8100 ALARIS PUMP | ALARIS MEDICAL SYSTEMS INC SUB CARDINAL HEALTH INC | 4000 | Rental
CHRISTIANA |  | HOSPITAL-CH | 0 | 14213351 | DE |  | 2014-12-03 19:00 |  | Infusion Pumps; General-Purpose (LVP) | 55213 | 8100 ALARIS PUMP | ALARIS MEDICAL SYSTEMS INC SUB CARDINAL HEALTH INC | 4000 | Purchased
CHRISTIANA |  | Stoney Batter Medical Pavilion | 0 | 14214691 | DE |  | 2014-12-03 19:00 |  | Infusion Pumps; General-Purpose (LVP) | 55405 | 8100 ALARIS PUMP | ALARIS MEDICAL SYSTEMS INC SUB CARDINAL HEALTH IN | 4000 | Purchased
CHRISTIANA |  | HOSPITAL-CH | 0 | 14214039 | DE |  | 2014-12-03 19:00 |  | Infusion Pumps; General-Purpose (LVP) | 55407 | 8100 ALARIS PUMP | ALARIS MEDICAL SYSTEMS INC SUB CARDINAL HEALTH INC | 4000 | Purchased
CHRISTIANA |  | HOSPITAL-CH | 0 | 13106841 | DE |  | 2017-04-30 20:00 |  | Infusion Pumps; General-Purpose (LVP) | 64554 | 8100 ALARIS PUMP | ALARIS MEDICAL SYSTEMS INC SUB CARDINAL HEALTH INC | 4000 | Rental
CHRISTIANA |  | HOSPITAL-CH | 0 | 14212195 | DE |  | 2014-12-03 19:00 |  | Infusion Pumps; General-Purpose (LVP) | 59703 | 8100 ALARIS PUMP | ALARIS MEDICAL SYSTEMS INC SUB CARDINAL HEALTH INC | 4000 | Purchased
CHRISTIANA |  | HOSPITAL-CH | 0 | 14212410 | DE |  | 2014-12-03 19:00 |  | Infusion Pumps; General-Purpose (LVP) | 56432 | 8100 ALARIS PUMP | ALARIS MEDICAL SYSTEMS INC SUB CARDINAL HEALTH INC | 4000 | Purchased
CHRISTIANA |  | HOSPITAL-CH | 0 | 13538962 | DE |  | 2017-04-30 20:00 |  | Infusion Pumps; General-Purpose (LVP) | 64512 | 8100 ALARIS PUMP | ALARIS MEDICAL SYSTEMS INC SUB CARDINAL HEALTH IN | 4000 | Purchased
CHRISTIANA |  | HOSPITAL-CH | 0 | 12690847 | DE |  | 2017-04-30 20:00 |  | Infusion Pumps; General-Purpose (LVP) | 64633 | 8100 ALARIS PUMP | ALARIS MEDICAL SYSTEMS INC SUB CARDINAL HEALTH INC | 4000 | Rental
CHRISTIANA |  | HOSPITAL-CH | 0 | 14213998 | DE |  | 2014-12-03 19:00 |  | Infusion Pumps; General-Purpose (LVP) | 56767 | 8100 ALARIS PUMP | ALARIS MEDICAL SYSTEMS INC SUB CARDINAL HEALTH IN | 4000 | Purchased
CHRISTIANA |  | HOSPITAL-CH | 0 | 14214267 | DE |  | 2014-12-03 19:00 |  | Infusion Pumps; General-Purpose (LVP) | 56765 | 8100 ALARIS PUMP | ALARIS MEDICAL SYSTEMS INC SUB CARDINAL HEALTH IN | 4000 | Purchased
CHRISTIANA |  | HOSPITAL-CH | 0 | 14213798 | DE |  | 2014-12-03 19:00 |  | Infusion Pumps; General-Purpose (LVP) | 56788 | 8100 ALARIS PUMP | ALARIS MEDICAL SYSTEMS INC SUB CARDINAL HEALTH INC | 4000 | Purchased
CHRISTIANA |  | HOSPITAL-CH | 0 | 14212241 | DE |  | 2014-07-13 20:00 |  | Infusion Pumps; General-Purpose (LVP) | 55165 | 8100 ALARIS PUMP | ALARIS MEDICAL SYSTEMS INC SUB CARDINAL HEALTH INC | 4000 | Purchased
CHRISTIANA |  | HOSPITAL-CH | 0 | 14216285 | DE |  | 2014-12-03 19:00 |  | Infusion Pumps; General-Purpose (LVP) | 59936 | 8100 ALARIS PUMP | ALARIS MEDICAL SYSTEMS INC SUB CARDINAL HEALTH INC | 4000 | Purchased
CHRISTIANA |  | HOSPITAL-CH | 0 | 13841308 | DE |  | 2017-11-07 19:00 |  | Infusion Pumps; General-Purpose (LVP) | 65856 | 8100 ALARIS PUMP | ALARIS MEDICAL SYSTEMS INC SUB CARDINAL HEALTH IN | 4000 | Purchased
CHRISTIANA |  | HOSPITAL-CH | 0 | 12744289 | DE |  | 2017-11-07 19:00 |  | Infusion Pumps; General-Purpose (LVP) | 63953 | 8100 ALARIS PUMP | ALARIS MEDICAL SYSTEMS INC SUB CARDINAL HEALTH IN | 4000 | Purchased
CHRISTIANA |  | HOSPITAL-CH | 0 | 14212179 | DE |  | 2014-12-03 19:00 |  | Infusion Pumps; General-Purpose (LVP) | 58545 | 8100 ALARIS PUMP | ALARIS MEDICAL SYSTEMS INC SUB CARDINAL HEALTH IN | 4000 | Purchased
CHRISTIANA |  | HOSPITAL-CH | 0 | 14211282 | DE |  | 2014-12-03 19:00 |  | Infusion Pumps; General-Purpose (LVP) | 58547 | 8100 ALARIS PUMP | ALARIS MEDICAL SYSTEMS INC SUB CARDINAL HEALTH INC | 4000 | Purchased
CHRISTIANA |  | HOSPITAL-CH | 0 | 14211900 | DE |  | 2014-12-03 19:00 |  | Infusion Pumps; General-Purpose (LVP) | 56441 | 8100 ALARIS PUMP | ALARIS MEDICAL SYSTEMS INC SUB CARDINAL HEALTH IN | 4000 | Purchased
CHRISTIANA |  | HOSPITAL-CH | 0 | 12718199 | DE |  | 2017-11-07 19:00 |  | Infusion Pumps; General-Purpose (LVP) | 65859 | 8100 ALARIS PUMP | ALARIS MEDICAL SYSTEMS INC SUB CARDINAL HEALTH IN | 4000 | Purchased
CHRISTIANA |  | HOSPITAL-CH | 0 | 13358841 | DE |  | 2017-11-07 19:00 |  | Infusion Pumps; General-Purpose (LVP) | 65872 | 8100 ALARIS PUMP | ALARIS MEDICAL SYSTEMS INC SUB CARDINAL HEALTH IN | 4000 | Purchased
CHRISTIANA |  | HOSPITAL-CH | 0 | 14214046 | DE |  | 2014-12-03 19:00 |  | Infusion Pumps; General-Purpose (LVP) | 59999 | 8100 ALARIS PUMP | ALARIS MEDICAL SYSTEMS INC SUB CARDINAL HEALTH INC | 4000 | Purchased
CHRISTIANA |  | HOSPITAL-CH | 0 | 14212959 | DE |  | 2014-12-03 19:00 |  | Infusion Pumps; General-Purpose (LVP) | 56946 | 8100 ALARIS PUMP | ALARIS MEDICAL SYSTEMS INC SUB CARDINAL HEALTH IN | 4000 | Purchased
CHRISTIANA |  | HOSPITAL-CH | 0 | 12398529 | DE |  | 2017-11-07 19:00 |  | Infusion Pumps; General-Purpose (LVP) | 63921 | 8100 ALARIS PUMP | ALARIS MEDICAL SYSTEMS INC SUB CARDINAL HEALTH IN | 4000 | Rental
CHRISTIANA |  | HOSPITAL-CH | 0 | 14213897 | DE |  | 2014-12-03 19:00 |  | Infusion Pumps; General-Purpose (LVP) | 55374 | 8100 ALARIS PUMP | ALARIS MEDICAL SYSTEMS INC SUB CARDINAL HEALTH IN | 4000 | Purchased
CHRISTIANA |  | HOSPITAL-CH | 0 | 14212207 | DE |  | 2014-12-03 19:00 |  | Infusion Pumps; General-Purpose (LVP) | 55376 | 8100 ALARIS PUMP | ALARIS MEDICAL SYSTEMS INC SUB CARDINAL HEALTH IN | 4000 | Purchased
CHRISTIANA |  | HOSPITAL-CH | 0 | 14139459 | DE |  | 2014-07-13 20:00 |  | Infusion Pumps; General-Purpose (LVP) | 56992 | 8100 ALARIS PUMP | ALARIS MEDICAL SYSTEMS INC SUB CARDINAL HEALTH IN | 4000 | Purchased
CHRISTIANA |  | HOSPITAL-CH | 0 | 14211590 | DE |  | 2014-12-03 19:00 |  | Infusion Pumps; General-Purpose (LVP) | 58806 | 8100 ALARIS PUMP | ALARIS MEDICAL SYSTEMS INC SUB CARDINAL HEALTH IN | 4000 | Purchased
CHRISTIANA |  | HOSPITAL-CH | 0 | 14198352 | DE |  | 2014-12-03 19:00 |  | Infusion Pumps; General-Purpose (LVP) | 58808 | 8100 ALARIS PUMP | ALARIS MEDICAL SYSTEMS INC SUB CARDINAL HEALTH INC | 4000 | Purchased
CHRISTIANA |  | HOSPITAL-CH | 0 | 14202444 | DE |  | 2014-12-03 19:00 |  | Infusion Pumps; General-Purpose (LVP) | 58810 | 8100 ALARIS PUMP | ALARIS MEDICAL SYSTEMS INC SUB CARDINAL HEALTH INC | 4000 | Purchased
CHRISTIANA |  | HOSPITAL-CH | 0 | 13790300 | DE |  | 2017-11-07 19:00 |  | Infusion Pumps; General-Purpose (LVP) | 65842 | 8100 ALARIS PUMP | ALARIS MEDICAL SYSTEMS INC SUB CARDINAL HEALTH IN | 4000 | Purchased
CHRISTIANA |  | HOSPITAL-CH | 0 | 14214092 | DE |  | 2014-12-03 19:00 |  | Infusion Pumps; General-Purpose (LVP) | 56885 | 8100 ALARIS PUMP | ALARIS MEDICAL SYSTEMS INC SUB CARDINAL HEALTH INC | 4000 | Purchased
CHRISTIANA |  | HOSPITAL-CH | 0 | 12718531 | DE |  | 2017-04-30 20:00 |  | Infusion Pumps; General-Purpose (LVP) | 64616 | 8100 ALARIS PUMP | ALARIS MEDICAL SYSTEMS INC SUB CARDINAL HEALTH IN | 4000 | Rental
CHRISTIANA |  | HOSPITAL-CH | 0 | 14210156 | DE |  | 2014-12-03 19:00 |  | Infusion Pumps; General-Purpose (LVP) | 58925 | 8100 ALARIS PUMP | ALARIS MEDICAL SYSTEMS INC SUB CARDINAL HEALTH IN | 4000 | Purchased
CHRISTIANA |  | HOSPITAL-CH | 0 | 14210415 | DE |  | 2014-12-03 19:00 |  | Infusion Pumps; General-Purpose (LVP) | 58927 | 8100 ALARIS PUMP | ALARIS MEDICAL SYSTEMS INC SUB CARDINAL HEALTH INC | 4000 | Purchased
CHRISTIANA |  | HOSPITAL-CH | 0 | 14210702 | DE |  | 2014-12-03 19:00 |  | Infusion Pumps; General-Purpose (LVP) | 58407 | 8100 ALARIS PUMP | ALARIS MEDICAL SYSTEMS INC SUB CARDINAL HEALTH INC | 4000 | Purchased
CHRISTIANA |  | HOSPITAL-CH | 0 | 14211142 | DE |  | 2014-12-03 19:00 |  | Infusion Pumps; General-Purpose (LVP) | 58409 | 8100 ALARIS PUMP | ALARIS MEDICAL SYSTEMS INC SUB CARDINAL HEALTH IN | 4000 | Purchased
CHRISTIANA |  | HOSPITAL-CH | 0 | 14210921 | DE |  | 2014-12-03 19:00 |  | Infusion Pumps; General-Purpose (LVP) | 59375 | 8100 ALARIS PUMP | ALARIS MEDICAL SYSTEMS INC SUB CARDINAL HEALTH INC | 4000 | Purchased
CHRISTIANA |  | HOSPITAL-CH | 0 | 14210219 | DE |  | 2014-12-03 19:00 |  | Infusion Pumps; General-Purpose (LVP) | 59377 | 8100 ALARIS PUMP | ALARIS MEDICAL SYSTEMS INC SUB CARDINAL HEALTH IN | 4000 | Purchased
CHRISTIANA |  | HOSPITAL-CH | 0 | 14214255 | DE |  | 2014-12-03 19:00 |  | Infusion Pumps; General-Purpose (LVP) | 59680 | 8100 ALARIS PUMP | ALARIS MEDICAL SYSTEMS INC SUB CARDINAL HEALTH INC | 4000 | Purchased
CHRISTIANA |  | HOSPITAL-CH | 0 | 12770479 | DE |  | 2017-04-30 20:00 |  | Infusion Pumps; General-Purpose (LVP) | 64600 | 8100 ALARIS PUMP | ALARIS MEDICAL SYSTEMS INC SUB CARDINAL HEALTH IN | 4000 | Rental
CHRISTIANA |  | HOSPITAL-CH | 0 | 13873366 | DE |  | 2017-04-30 20:00 |  | Infusion Pumps; General-Purpose (LVP) | 64513 | 8100 ALARIS PUMP | ALARIS MEDICAL SYSTEMS INC SUB CARDINAL HEALTH IN | 4000 | Rental
CHRISTIANA |  | HOSPITAL-CH | 0 | 12401094 | DE |  | 2017-11-07 19:00 |  | Infusion Pumps; General-Purpose (LVP) | 63789 | 8100 ALARIS PUMP | ALARIS MEDICAL SYSTEMS INC SUB CARDINAL HEALTH INC | 4000 | Rental
CHRISTIANA |  | HOSPITAL-CH | 0 | 14212104 | DE |  | 2014-12-03 19:00 |  | Infusion Pumps; General-Purpose (LVP) | 59891 | 8100 ALARIS PUMP | ALARIS MEDICAL SYSTEMS INC SUB CARDINAL HEALTH IN | 4000 | Purchased
CHRISTIANA |  | HOSPITAL-CH | 0 | 14211485 | DE |  | 2014-12-03 19:00 |  | Infusion Pumps; General-Purpose (LVP) | 56379 | 8100 ALARIS PUMP | ALARIS MEDICAL SYSTEMS INC SUB CARDINAL HEALTH INC | 4000 | Purchased
CHRISTIANA |  | HOSPITAL-CH | 0 | 14211441 | DE |  | 2014-12-03 19:00 |  | Infusion Pumps; General-Purpose (LVP) | 56381 | 8100 ALARIS PUMP | ALARIS MEDICAL SYSTEMS INC SUB CARDINAL HEALTH INC | 4000 | Purchased
CHRISTIANA |  | HOSPITAL-CH | 0 | 14212147 | DE |  | 2014-12-03 19:00 |  | Infusion Pumps; General-Purpose (LVP) | 55439 | 8100 ALARIS PUMP | ALARIS MEDICAL SYSTEMS INC SUB CARDINAL HEALTH IN | 4000 | Purchased
CHRISTIANA |  | HOSPITAL-CH | 0 | 14211586 | DE |  | 2014-12-03 19:00 |  | Infusion Pumps; General-Purpose (LVP) | 55441 | 8100 ALARIS PUMP | ALARIS MEDICAL SYSTEMS INC SUB CARDINAL HEALTH INC | 4000 | Purchased
CHRISTIANA |  | HOSPITAL-CH | 0 | 14212242 | DE |  | 2014-07-13 20:00 |  | Infusion Pumps; General-Purpose (LVP) | 55186 | 8100 ALARIS PUMP | ALARIS MEDICAL SYSTEMS INC SUB CARDINAL HEALTH INC | 4000 | Purchased
CHRISTIANA |  | HOSPITAL-CH | 0 | 12690084 | DE |  | 2017-04-30 20:00 |  | Infusion Pumps; General-Purpose (LVP) | 64515 | 8100 ALARIS PUMP | ALARIS MEDICAL SYSTEMS INC SUB CARDINAL HEALTH INC | 4000 | Rental
CHRISTIANA |  | HOSPITAL-CH | 0 | 12718443 | DE |  | 2017-11-07 19:00 |  | Infusion Pumps; General-Purpose (LVP) | 63959 | 8100 ALARIS PUMP | ALARIS MEDICAL SYSTEMS INC SUB CARDINAL HEALTH IN | 4000 | Purchased
CHRISTIANA |  | HOSPITAL-CH | 0 | 14212611 | DE |  | 2014-12-03 19:00 |  | Infusion Pumps; General-Purpose (LVP) | 56262 | 8100 ALARIS PUMP | ALARIS MEDICAL SYSTEMS INC SUB CARDINAL HEALTH INC | 4000 | Purchased
CHRISTIANA |  | HOSPITAL-CH | 0 | 14097660 | DE |  | 2014-12-03 19:00 |  | Infusion Pumps; General-Purpose (LVP) | 56264 | 8100 ALARIS PUMP | ALARIS MEDICAL SYSTEMS INC SUB CARDINAL HEALTH INC | 4000 | Purchased
CHRISTIANA |  | HOSPITAL-CH | 0 | 14212086 | DE |  | 2014-07-13 20:00 |  | Infusion Pumps; General-Purpose (LVP) | 56981 | 8100 ALARIS PUMP | ALARIS MEDICAL SYSTEMS INC SUB CARDINAL HEALTH IN | 4000 | Purchased
CHRISTIANA |  | HOSPITAL-CH | 0 | 14214425 | DE |  | 2014-12-03 19:00 |  | Infusion Pumps; General-Purpose (LVP) | 58878 | 8100 ALARIS PUMP | ALARIS MEDICAL SYSTEMS INC SUB CARDINAL HEALTH INC | 4000 | Purchased
CHRISTIANA |  | HOSPITAL-CH | 0 | 14214328 | DE |  | 2014-12-03 19:00 |  | Infusion Pumps; General-Purpose (LVP) | 58880 | 8100 ALARIS PUMP | ALARIS MEDICAL SYSTEMS INC SUB CARDINAL HEALTH IN | 4000 | Purchased
CHRISTIANA |  | HOSPITAL-CH | 0 | 14212993 | DE |  | 2014-12-03 19:00 |  | Infusion Pumps; General-Purpose (LVP) | 58882 | 8100 ALARIS PUMP | ALARIS MEDICAL SYSTEMS INC SUB CARDINAL HEALTH IN | 4000 | Purchased
CHRISTIANA |  | HOSPITAL-CH | 0 | 14210753 | DE |  | 2014-12-03 19:00 |  | Infusion Pumps; General-Purpose (LVP) | 59039 | 8100 ALARIS PUMP | ALARIS MEDICAL SYSTEMS INC SUB CARDINAL HEALTH INC | 4000 | Purchased
CHRISTIANA |  | HOSPITAL-CH | 0 | 12718533 | DE |  | 2017-11-07 19:00 |  | Infusion Pumps; General-Purpose (LVP) | 63915 | 8100 ALARIS PUMP | ALARIS MEDICAL SYSTEMS INC SUB CARDINAL HEALTH INC | 4000 | Rental
CHRISTIANA |  | HOSPITAL-CH | 0 | 14215914 | DE |  | 2014-12-03 19:00 |  | Infusion Pumps; General-Purpose (LVP) | 58393 | 8100 ALARIS PUMP | ALARIS MEDICAL SYSTEMS INC SUB CARDINAL HEALTH INC | 4000 | Purchased
CHRISTIANA |  | HOSPITAL-CH | 0 | 14213751 | DE |  | 2014-12-03 19:00 |  | Infusion Pumps; General-Purpose (LVP) | 58395 | 8100 ALARIS PUMP | ALARIS MEDICAL SYSTEMS INC SUB CARDINAL HEALTH INC | 4000 | Purchased
CHRISTIANA |  | HOSPITAL-CH | 0 | 14210498 | DE |  | 2014-12-03 19:00 |  | Infusion Pumps; General-Purpose (LVP) | 59355 | 8100 ALARIS PUMP | ALARIS MEDICAL SYSTEMS INC SUB CARDINAL HEALTH IN | 4000 | Purchased
CHRISTIANA |  | HOSPITAL-CH | 0 | 14211417 | DE |  | 2014-12-03 19:00 |  | Infusion Pumps; General-Purpose (LVP) | 59357 | 8100 ALARIS PUMP | ALARIS MEDICAL SYSTEMS INC SUB CARDINAL HEALTH INC | 4000 | Purchased
CHRISTIANA |  | HOSPITAL-CH | 0 | 14213052 | DE |  | 2014-12-03 19:00 |  | Infusion Pumps; General-Purpose (LVP) | 56279 | 8100 ALARIS PUMP | ALARIS MEDICAL SYSTEMS INC SUB CARDINAL HEALTH INC | 4000 | Purchased
CHRISTIANA |  | HOSPITAL-CH | 0 | 14213073 | DE |  | 2014-12-03 19:00 |  | Infusion Pumps; General-Purpose (LVP) | 56281 | 8100 ALARIS PUMP | ALARIS MEDICAL SYSTEMS INC SUB CARDINAL HEALTH INC | 4000 | Purchased
CHRISTIANA |  | HOSPITAL-CH | 0 | 14212176 | DE |  | 2014-12-03 19:00 |  | Infusion Pumps; General-Purpose (LVP) | 59658 | 8100 ALARIS PUMP | ALARIS MEDICAL SYSTEMS INC SUB CARDINAL HEALTH IN | 4000 | Purchased
CHRISTIANA |  | HOSPITAL-CH | 0 | 14213688 | DE |  | 2014-12-03 19:00 |  | Infusion Pumps; General-Purpose (LVP) | 59660 | 8100 ALARIS PUMP | ALARIS MEDICAL SYSTEMS INC SUB CARDINAL HEALTH INC | 4000 | Purchased
CHRISTIANA |  | HOSPITAL-CH | 0 | 13368072 | DE |  | 2014-12-03 19:00 |  | Infusion Pumps; General-Purpose (LVP) | 65320 | 8100 ALARIS PUMP | ALARIS MEDICAL SYSTEMS INC SUB CARDINAL HEALTH IN | 4000 | Rental
CHRISTIANA |  | HOSPITAL-CH | 0 | 4080615 | DE |  | 2017-11-07 19:00 |  | Infusion Pumps; General-Purpose (LVP) | 66091 | 8100 ALARIS PUMP | ALARIS MEDICAL SYSTEMS INC SUB CARDINAL HEALTH IN | 4000 | Purchased
CHRISTIANA |  | HOSPITAL-CH | 0 | 13841496 | DE |  | 2017-11-07 19:00 |  | Infusion Pumps; General-Purpose (LVP) | 63878 | 8100 ALARIS PUMP | ALARIS MEDICAL SYSTEMS INC SUB CARDINAL HEALTH INC | 4000 | Rental
CHRISTIANA |  | HOSPITAL-CH | 0 | 14212396 | DE |  | 2014-12-03 19:00 |  | Infusion Pumps; General-Purpose (LVP) | 56900 | 8100 ALARIS PUMP | ALARIS MEDICAL SYSTEMS INC SUB CARDINAL HEALTH IN | 4000 | Purchased
CHRISTIANA |  | HOSPITAL-CH | 0 | 12686669 | DE |  | 2017-04-30 20:00 |  | Infusion Pumps; General-Purpose (LVP) | 64635 | 8100 ALARIS PUMP | ALARIS MEDICAL SYSTEMS INC SUB CARDINAL HEALTH INC | 4000 | Rental
CHRISTIANA |  | HOSPITAL-CH | 0 | 14212667 | DE |  | 2014-12-03 19:00 |  | Infusion Pumps; General-Purpose (LVP) | 56409 | 8100 ALARIS PUMP | ALARIS MEDICAL SYSTEMS INC SUB CARDINAL HEALTH INC | 4000 | Purchased
CHRISTIANA |  | HOSPITAL-CH | 0 | 14211830 | DE |  | 2014-12-03 19:00 |  | Infusion Pumps; General-Purpose (LVP) | 56421 | 8100 ALARIS PUMP | ALARIS MEDICAL SYSTEMS INC SUB CARDINAL HEALTH IN | 4000 | Purchased
CHRISTIANA |  | HOSPITAL-CH | 0 | 14213279 | DE |  | 2014-07-13 20:00 |  | Infusion Pumps; General-Purpose (LVP) | 55172 | 8100 ALARIS PUMP | ALARIS MEDICAL SYSTEMS INC SUB CARDINAL HEALTH IN | 4000 | Purchased
CHRISTIANA |  | HOSPITAL-CH | 0 | 14216453 | DE |  | 2014-12-03 19:00 |  | Infusion Pumps; General-Purpose (LVP) | 55242 | 8100 ALARIS PUMP | ALARIS MEDICAL SYSTEMS INC SUB CARDINAL HEALTH IN | 4000 | Purchased
CHRISTIANA |  | HOSPITAL-CH | 0 | 14214726 | DE |  | 2014-12-03 19:00 |  | Infusion Pumps; General-Purpose (LVP) | 55406 | 8100 ALARIS PUMP | ALARIS MEDICAL SYSTEMS INC SUB CARDINAL HEALTH IN | 4000 | Purchased
CHRISTIANA |  | HOSPITAL-CH | 0 | 14214194 | DE |  | 2014-12-03 19:00 |  | Infusion Pumps; General-Purpose (LVP) | 55408 | 8100 ALARIS PUMP | ALARIS MEDICAL SYSTEMS INC SUB CARDINAL HEALTH IN | 4000 | Purchased
CHRISTIANA |  | HOSPITAL-WH | 0 | 4094329 | DE |  | 2017-11-07 19:00 |  | Infusion Pumps; General-Purpose (LVP) | 63822 | 8100 ALARIS PUMP | ALARIS MEDICAL SYSTEMS INC SUB CARDINAL HEALTH IN | 4000 | Rental
CHRISTIANA |  | HOSPITAL-CH | 0 | 14212319 | DE |  | 2014-12-03 19:00 |  | Infusion Pumps; General-Purpose (LVP) | 59704 | 8100 ALARIS PUMP | ALARIS MEDICAL SYSTEMS INC SUB CARDINAL HEALTH IN | 4000 | Purchased
CHRISTIANA |  | HOSPITAL-CH | 0 | 14213992 | DE |  | 2014-12-03 19:00 |  | Infusion Pumps; General-Purpose (LVP) | 56768 | 8100 ALARIS PUMP | ALARIS MEDICAL SYSTEMS INC SUB CARDINAL HEALTH INC | 4000 | Purchased
CHRISTIANA |  | HOSPITAL-CH | 0 | 14212285 | DE |  | 2014-12-03 19:00 |  | Infusion Pumps; General-Purpose (LVP) | 56766 | 8100 ALARIS PUMP | ALARIS MEDICAL SYSTEMS INC SUB CARDINAL HEALTH INC | 4000 | Purchased
CHRISTIANA |  | HOSPITAL-CH | 0 | 14152258 | DE |  | 2014-12-03 19:00 |  | Infusion Pumps; General-Purpose (LVP) | 55987 | 8100 ALARIS PUMP | ALARIS MEDICAL SYSTEMS INC SUB CARDINAL HEALTH INC | 4000 | Purchased
CHRISTIANA |  | HOSPITAL-CH | 0 | 14214457 | DE |  | 2014-12-03 19:00 |  | Infusion Pumps; General-Purpose (LVP) | 56789 | 8100 ALARIS PUMP | ALARIS MEDICAL SYSTEMS INC SUB CARDINAL HEALTH INC | 4000 | Purchased
CHRISTIANA |  | HOSPITAL-CH | 0 | 14214276 | DE |  | 2014-12-03 19:00 |  | Infusion Pumps; General-Purpose (LVP) | 56787 | 8100 ALARIS PUMP | ALARIS MEDICAL SYSTEMS INC SUB CARDINAL HEALTH IN | 4000 | Purchased
CHRISTIANA |  | HOSPITAL-CH | 0 | 13395135 | DE |  | 2017-11-07 19:00 |  | Infusion Pumps; General-Purpose (LVP) | 65841 | 8100 ALARIS PUMP | ALARIS MEDICAL SYSTEMS INC SUB CARDINAL HEALTH IN | 4000 | Purchased
CHRISTIANA |  | HOSPITAL-CH | 0 | 13841245 | DE |  | 2017-11-07 19:00 |  | Infusion Pumps; General-Purpose (LVP) | 63955 | 8100 ALARIS PUMP | ALARIS MEDICAL SYSTEMS INC SUB CARDINAL HEALTH IN | 4000 | Rental
CHRISTIANA |  | HOSPITAL-CH | 0 | 13129917 | DE |  | 2016-05-22 20:00 |  | Infusion Pumps; General-Purpose (LVP) | 62203 | 8100 ALARIS PUMP | ALARIS MEDICAL SYSTEMS INC SUB CARDINAL HEALTH INC | 4000 | Rental
CHRISTIANA |  | HOSPITAL-CH | 0 | 14209455 | DE |  | 2014-12-03 19:00 |  | Infusion Pumps; General-Purpose (LVP) | 59937 | 8100 ALARIS PUMP | ALARIS MEDICAL SYSTEMS INC SUB CARDINAL HEALTH INC | 4000 | Purchased
CHRISTIANA |  | HOSPITAL-CH | 0 | 14216191 | DE |  | 2014-12-03 19:00 |  | Infusion Pumps; General-Purpose (LVP) | 59935 | 8100 ALARIS PUMP | ALARIS MEDICAL SYSTEMS INC SUB CARDINAL HEALTH IN | 4000 | Purchased
CHRISTIANA |  | CANCER CENTER | 0 | 14213602 | DE |  | 2014-07-13 20:00 |  | Infusion Pumps; General-Purpose (LVP) | 59805 | 8100 ALARIS PUMP | ALARIS MEDICAL SYSTEMS INC SUB CARDINAL HEALTH IN | 4000 | Purchased
CHRISTIANA |  | CANCER CENTER | 0 | 14211158 | DE |  | 2014-12-03 19:00 |  | Infusion Pumps; General-Purpose (LVP) | 58546 | 8100 ALARIS PUMP | ALARIS MEDICAL SYSTEMS INC SUB CARDINAL HEALTH IN | 4000 | Purchased
CHRISTIANA |  | HOSPITAL-CH | 0 | 14210927 | DE |  | 2014-12-03 19:00 |  | Infusion Pumps; General-Purpose (LVP) | 58548 | 8100 ALARIS PUMP | ALARIS MEDICAL SYSTEMS INC SUB CARDINAL HEALTH IN | 4000 | Purchased
CHRISTIANA |  | CANCER CENTER | 0 | 14966075 | DE |  | 2017-08-01 20:00 |  | Infusion Pumps; General-Purpose (LVP) | 65270 | 8100 ALARIS PUMP | ALARIS MEDICAL SYSTEMS INC SUB CARDINAL HEALTH IN | 4000 | Purchased
CHRISTIANA |  | HOSPITAL-CH | 0 | 14204076 | DE |  | 2014-07-13 20:00 |  | Infusion Pumps; General-Purpose (LVP) | 56684 | 8100 ALARIS PUMP | ALARIS MEDICAL SYSTEMS INC SUB CARDINAL HEALTH IN | 4000 | Purchased
CHRISTIANA |  | CANCER CENTER | 0 | 14966297 | DE |  | 2017-08-01 20:00 |  | Infusion Pumps; General-Purpose (LVP) | 65284 | 8100 ALARIS PUMP | ALARIS MEDICAL SYSTEMS INC SUB CARDINAL HEALTH IN | 4000 | Purchased
CHRISTIANA |  | HOSPITAL-CH | 0 | 14214051 | DE |  | 2014-12-03 19:00 |  | Infusion Pumps; General-Purpose (LVP) | 60000 | 8100 ALARIS PUMP | ALARIS MEDICAL SYSTEMS INC SUB CARDINAL HEALTH INC | 4000 | Purchased
CHRISTIANA |  | HOSPITAL-CH | 0 | 14212503 | DE |  | 2014-12-03 19:00 |  | Infusion Pumps; General-Purpose (LVP) | 56945 | 8100 ALARIS PUMP | ALARIS MEDICAL SYSTEMS INC SUB CARDINAL HEALTH INC | 4000 | Purchased
CHRISTIANA |  | HOSPITAL-CH | 0 | 14212852 | DE |  | 2014-12-03 19:00 |  | Infusion Pumps; General-Purpose (LVP) | 56947 | 8100 ALARIS PUMP | ALARIS MEDICAL SYSTEMS INC SUB CARDINAL HEALTH IN | 4000 | Purchased
CHRISTIANA |  | HOSPITAL-CH | 0 | 14211184 | DE |  | 2014-12-03 19:00 |  | Infusion Pumps; General-Purpose (LVP) | 56611 | 8100 ALARIS PUMP | ALARIS MEDICAL SYSTEMS INC SUB CARDINAL HEALTH INC | 4000 | Purchased
CHRISTIANA |  | HOSPITAL-CH | 0 | 14213862 | DE |  | 2014-12-03 19:00 |  | Infusion Pumps; General-Purpose (LVP) | 55375 | 8100 ALARIS PUMP | ALARIS MEDICAL SYSTEMS INC SUB CARDINAL HEALTH INC | 4000 | Purchased
CHRISTIANA |  | HOSPITAL-CH | 0 | 13841415 | DE |  | 2017-11-07 19:00 |  | Infusion Pumps; General-Purpose (LVP) | 65919 | 8100 ALARIS PUMP | ALARIS MEDICAL SYSTEMS INC SUB CARDINAL HEALTH IN | 4000 | Purchased
CHRISTIANA |  | HOSPITAL-CH | 0 | 14213480 | DE |  | 2014-12-03 19:00 |  | Infusion Pumps; General-Purpose (LVP) | 59840 | 8100 ALARIS PUMP | ALARIS MEDICAL SYSTEMS INC SUB CARDINAL HEALTH IN | 4000 | Purchased
CHRISTIANA |  | HOSPITAL-CH | 0 | 13530651 | DE |  | 2017-11-07 19:00 |  | Infusion Pumps; General-Purpose (LVP) | 63926 | 8100 ALARIS PUMP | ALARIS MEDICAL SYSTEMS INC SUB CARDINAL HEALTH INC | 4000 | Rental
CHRISTIANA |  | HOSPITAL-CH | 0 | 14193210 | DE |  | 2014-12-03 19:00 |  | Infusion Pumps; General-Purpose (LVP) | 58805 | 8100 ALARIS PUMP | ALARIS MEDICAL SYSTEMS INC SUB CARDINAL HEALTH IN | 4000 | Purchased
CHRISTIANA |  | HOSPITAL-CH | 0 | 14208147 | DE |  | 2014-12-03 19:00 |  | Infusion Pumps; General-Purpose (LVP) | 58807 | 8100 ALARIS PUMP | ALARIS MEDICAL SYSTEMS INC SUB CARDINAL HEALTH INC | 4000 | Purchased
CHRISTIANA |  | HOSPITAL-CH | 0 | 14208170 | DE |  | 2014-12-03 19:00 |  | Infusion Pumps; General-Purpose (LVP) | 58809 | 8100 ALARIS PUMP | ALARIS MEDICAL SYSTEMS INC SUB CARDINAL HEALTH INC | 4000 | Purchased
CHRISTIANA |  | HOSPITAL-CH | 0 | 14213122 | DE |  | 2014-12-03 19:00 |  | Infusion Pumps; General-Purpose (LVP) | 56884 | 8100 ALARIS PUMP | ALARIS MEDICAL SYSTEMS INC SUB CARDINAL HEALTH INC | 4000 | Purchased
CHRISTIANA |  | HOSPITAL-CH | 0 | 14214265 | DE |  | 2014-12-03 19:00 |  | Infusion Pumps; General-Purpose (LVP) | 56887 | 8100 ALARIS PUMP | ALARIS MEDICAL SYSTEMS INC SUB CARDINAL HEALTH INC | 4000 | Purchased
CHRISTIANA |  | HOSPITAL-CH | 0 | 14209439 | DE |  | 2014-12-03 19:00 |  | Infusion Pumps; General-Purpose (LVP) | 58923 | 8100 ALARIS PUMP | ALARIS MEDICAL SYSTEMS INC SUB CARDINAL HEALTH INC | 4000 | Purchased
CHRISTIANA |  | HOSPITAL-CH | 0 | 14210738 | DE |  | 2014-12-03 19:00 |  | Infusion Pumps; General-Purpose (LVP) | 58926 | 8100 ALARIS PUMP | ALARIS MEDICAL SYSTEMS INC SUB CARDINAL HEALTH IN | 4000 | Purchased
CHRISTIANA |  | HOSPITAL-CH | 0 | 14210336 | DE |  | 2014-12-03 19:00 |  | Infusion Pumps; General-Purpose (LVP) | 58928 | 8100 ALARIS PUMP | ALARIS MEDICAL SYSTEMS INC SUB CARDINAL HEALTH IN | 4000 | Purchased
CHRISTIANA |  | HOSPITAL-CH | 0 | 14210737 | DE |  | 2014-12-03 19:00 |  | Infusion Pumps; General-Purpose (LVP) | 58408 | 8100 ALARIS PUMP | ALARIS MEDICAL SYSTEMS INC SUB CARDINAL HEALTH INC | 4000 | Purchased
CHRISTIANA |  | HOSPITAL-CH | 0 | 14210205 | DE |  | 2014-12-03 19:00 |  | Infusion Pumps; General-Purpose (LVP) | 59376 | 8100 ALARIS PUMP | ALARIS MEDICAL SYSTEMS INC SUB CARDINAL HEALTH IN | 4000 | Purchased
CHRISTIANA |  | HOSPITAL-CH | 0 | 14211140 | DE |  | 2014-12-03 19:00 |  | Infusion Pumps; General-Purpose (LVP) | 59378 | 8100 ALARIS PUMP | ALARIS MEDICAL SYSTEMS INC SUB CARDINAL HEALTH INC | 4000 | Purchased
CHRISTIANA |  | CANCER CENTER | 0 | 14966344 | DE |  | 2017-08-01 20:00 |  | Infusion Pumps; General-Purpose (LVP) | 65019 | 8100 ALARIS PUMP | ALARIS MEDICAL SYSTEMS INC SUB CARDINAL HEALTH IN | 4000 | Purchased
CHRISTIANA |  | HOSPITAL-CH | 0 | 14213786 | DE |  | 2014-12-03 19:00 |  | Infusion Pumps; General-Purpose (LVP) | 59682 | 8100 ALARIS PUMP | ALARIS MEDICAL SYSTEMS INC SUB CARDINAL HEALTH INC | 4000 | Purchased
CHRISTIANA |  | HOSPITAL-CH | 0 | 13653173 | DE |  | 2017-11-07 19:00 |  | Infusion Pumps; General-Purpose (LVP) | 66073 | 8100 ALARIS PUMP | ALARIS MEDICAL SYSTEMS INC SUB CARDINAL HEALTH INC | 4000 | Rental
CHRISTIANA |  | HOSPITAL-CH | 0 | 14213791 | DE |  | 2014-12-03 19:00 |  | Infusion Pumps; General-Purpose (LVP) | 56833 | 8100 ALARIS PUMP | CareFusion Alaris / 303 | 4000 | Purchased
CHRISTIANA |  | HOSPITAL-CH | 0 | 14211549 | DE |  | 2014-07-13 20:00 |  | Infusion Pumps; General-Purpose (LVP) | 59278 | 8100 ALARIS PUMP | ALARIS MEDICAL SYSTEMS INC SUB CARDINAL HEALTH IN | 4000 | Purchased
CHRISTIANA |  | HOSPITAL-CH | 0 | 12718499 | DE |  | 2017-11-07 19:00 |  | Infusion Pumps; General-Purpose (LVP) | 63916 | 8100 ALARIS PUMP | ALARIS MEDICAL SYSTEMS INC SUB CARDINAL HEALTH INC | 4000 | Rental
CHRISTIANA |  | HOSPITAL-CH | 0 | 14211145 | DE |  | 2014-12-03 19:00 |  | Infusion Pumps; General-Purpose (LVP) | 56380 | 8100 ALARIS PUMP | ALARIS MEDICAL SYSTEMS INC SUB CARDINAL HEALTH INC | 4000 | Purchased
CHRISTIANA |  | HOSPITAL-CH | 0 | 12396683 | DE |  | 2017-11-07 19:00 |  | Infusion Pumps; General-Purpose (LVP) | 63838 | 8100 ALARIS PUMP | ALARIS MEDICAL SYSTEMS INC SUB CARDINAL HEALTH INC | 4000 | Rental
CHRISTIANA |  | HOSPITAL-CH | 0 | 14213104 | DE |  | 2014-12-03 19:00 |  | Infusion Pumps; General-Purpose (LVP) | 55440 | 8100 ALARIS PUMP | ALARIS MEDICAL SYSTEMS INC SUB CARDINAL HEALTH INC | 4000 | Purchased
CHRISTIANA |  | HOSPITAL-CH | 0 | 14214073 | DE |  | 2014-12-03 19:00 |  | Infusion Pumps; General-Purpose (LVP) | 55442 | 8100 ALARIS PUMP | ALARIS MEDICAL SYSTEMS INC SUB CARDINAL HEALTH IN | 4000 | Purchased
CHRISTIANA |  | HOSPITAL-CH | 0 | 13788838 | DE |  | 2017-04-30 20:00 |  | Infusion Pumps; General-Purpose (LVP) | 64506 | 8100 ALARIS PUMP | ALARIS MEDICAL SYSTEMS INC SUB CARDINAL HEALTH INC | 4000 | Rental
CHRISTIANA |  | HOSPITAL-WH | 0 | 14139801 | DE |  | 2014-07-13 20:00 |  | Infusion Pumps; General-Purpose (LVP) | 54279 | 8100 ALARIS PUMP | ALARIS MEDICAL SYSTEMS INC SUB CARDINAL HEALTH IN | 4000 | Purchased
CHRISTIANA |  | HOSPITAL-CH | 0 | 13872446 | DE |  | 2017-11-07 19:00 |  | Infusion Pumps; General-Purpose (LVP) | 65806 | 8100 ALARIS PUMP | ALARIS MEDICAL SYSTEMS INC SUB CARDINAL HEALTH IN | 4000 | Purchased
CHRISTIANA |  | HOSPITAL-CH | 0 | 14097216 | DE |  | 2014-12-03 19:00 |  | Infusion Pumps; General-Purpose (LVP) | 56263 | 8100 ALARIS PUMP | ALARIS MEDICAL SYSTEMS INC SUB CARDINAL HEALTH IN | 4000 | Purchased
CHRISTIANA |  | HOSPITAL-CH | 0 | 14212622 | DE |  | 2014-12-03 19:00 |  | Infusion Pumps; General-Purpose (LVP) | 56266 | 8100 ALARIS PUMP | ALARIS MEDICAL SYSTEMS INC SUB CARDINAL HEALTH INC | 4000 | Purchased
CHRISTIANA |  | HOSPITAL-CH | 0 | 12719051 | DE |  | 2017-11-07 19:00 |  | Infusion Pumps; General-Purpose (LVP) | 65792 | 8100 ALARIS PUMP | ALARIS MEDICAL SYSTEMS INC SUB CARDINAL HEALTH IN | 4000 | Purchased
CHRISTIANA |  | HOSPITAL-CH | 0 | 13367110 | DE |  | 2017-11-07 19:00 |  | Infusion Pumps; General-Purpose (LVP) | 65938 | 8100 ALARIS PUMP | ALARIS MEDICAL SYSTEMS INC SUB CARDINAL HEALTH INC | 4000 | Rental
CHRISTIANA |  | HOSPITAL-CH | 0 | 14213973 | DE |  | 2014-12-03 19:00 |  | Infusion Pumps; General-Purpose (LVP) | 58879 | 8100 ALARIS PUMP | ALARIS MEDICAL SYSTEMS INC SUB CARDINAL HEALTH INC | 4000 | Purchased
CHRISTIANA |  | HOSPITAL-CH | 0 | 14213543 | DE |  | 2014-12-03 19:00 |  | Infusion Pumps; General-Purpose (LVP) | 58881 | 8100 ALARIS PUMP | ALARIS MEDICAL SYSTEMS INC SUB CARDINAL HEALTH INC | 4000 | Purchased
CHRISTIANA |  | HOSPITAL-CH | 0 | 14211958 | DE |  | 2014-12-03 19:00 |  | Infusion Pumps; General-Purpose (LVP) | 58883 | 8100 ALARIS PUMP | ALARIS MEDICAL SYSTEMS INC SUB CARDINAL HEALTH INC | 4000 | Purchased
CHRISTIANA |  | Trailer Life Net | 0 | 13161358 | DE |  | 2014-12-03 19:00 |  | Infusion Pumps; General-Purpose (LVP) | 64742 | 8100 ALARIS PUMP | ALARIS MEDICAL SYSTEMS INC SUB CARDINAL HEALTH INC | 4000 | Rental
CHRISTIANA |  | HOSPITAL-CH | 0 | 13085821 | DE |  | 2017-11-07 19:00 |  | Infusion Pumps; General-Purpose (LVP) | 63793 | 8100 ALARIS PUMP | ALARIS MEDICAL SYSTEMS INC SUB CARDINAL HEALTH INC | 4000 | Rental
CHRISTIANA |  | HOSPITAL-CH | 0 | 14209843 | DE |  | 2014-12-03 19:00 |  | Infusion Pumps; General-Purpose (LVP) | 58394 | 8100 ALARIS PUMP | ALARIS MEDICAL SYSTEMS INC SUB CARDINAL HEALTH INC | 4000 | Purchased
CHRISTIANA |  | HOSPITAL-CH | 0 | 14210951 | DE |  | 2014-12-03 19:00 |  | Infusion Pumps; General-Purpose (LVP) | 59354 | 8100 ALARIS PUMP | ALARIS MEDICAL SYSTEMS INC SUB CARDINAL HEALTH INC | 4000 | Purchased
CHRISTIANA |  | HOSPITAL-CH | 0 | 14211461 | DE |  | 2014-12-03 19:00 |  | Infusion Pumps; General-Purpose (LVP) | 59356 | 8100 ALARIS PUMP | ALARIS MEDICAL SYSTEMS INC SUB CARDINAL HEALTH INC | 4000 | Purchased
CHRISTIANA |  | HOSPITAL-CH | 0 | 14210341 | DE |  | 2014-12-03 19:00 |  | Infusion Pumps; General-Purpose (LVP) | 59358 | 8100 ALARIS PUMP | ALARIS MEDICAL SYSTEMS INC SUB CARDINAL HEALTH INC | 4000 | Purchased
CHRISTIANA |  | HOSPITAL-CH | 0 | 14211835 | DE |  | 2014-12-03 19:00 |  | Infusion Pumps; General-Purpose (LVP) | 56280 | 8100 ALARIS PUMP | ALARIS MEDICAL SYSTEMS INC SUB CARDINAL HEALTH INC | 4000 | Purchased
CHRISTIANA |  | HOSPITAL-CH | 0 | 14211866 | DE |  | 2014-12-03 19:00 |  | Infusion Pumps; General-Purpose (LVP) | 56282 | 8100 ALARIS PUMP | ALARIS MEDICAL SYSTEMS INC SUB CARDINAL HEALTH IN | 4000 | Purchased
CHRISTIANA |  | HOSPITAL-CH | 0 | 14212393 | DE |  | 2014-12-03 19:00 |  | Infusion Pumps; General-Purpose (LVP) | 59657 | 8100 ALARIS PUMP | ALARIS MEDICAL SYSTEMS INC SUB CARDINAL HEALTH IN | 4000 | Purchased
CHRISTIANA |  | HOSPITAL-CH | 0 | 14213737 | DE |  | 2014-12-03 19:00 |  | Infusion Pumps; General-Purpose (LVP) | 59659 | 8100 ALARIS PUMP | ALARIS MEDICAL SYSTEMS INC SUB CARDINAL HEALTH IN | 4000 | Purchased
CHRISTIANA |  | HOSPITAL-CH | 0 | 12718688 | DE |  | 2017-04-30 20:00 |  | Infusion Pumps; General-Purpose (LVP) | 64624 | 8100 ALARIS PUMP | ALARIS MEDICAL SYSTEMS INC SUB CARDINAL HEALTH IN | 4000 | Purchased
CHRISTIANA |  | HOSPITAL-CH | 0 | 13841063 | DE |  | 2017-11-07 19:00 |  | Infusion Pumps; General-Purpose (LVP) | 65894 | 8100 ALARIS PUMP | ALARIS MEDICAL SYSTEMS INC SUB CARDINAL HEALTH IN | 4000 | Purchased
CHRISTIANA |  | HOSPITAL-CH | 0 | 12401086 | DE |  | 2017-11-07 19:00 |  | Infusion Pumps; General-Purpose (LVP) | 63963 | 8100 ALARIS PUMP | ALARIS MEDICAL SYSTEMS INC SUB CARDINAL HEALTH IN | 4000 | Rental
CHRISTIANA |  | CANCER CENTER | 0 | 14966404 | DE |  | 2017-08-01 20:00 |  | Infusion Pumps; General-Purpose (LVP) | 65002 | 8100 ALARIS PUMP | ALARIS MEDICAL SYSTEMS INC SUB CARDINAL HEALTH INC | 4000 | Purchased
CHRISTIANA |  | HOSPITAL-CH | 0 | 13163990 | DE |  | 2017-11-07 19:00 |  | Infusion Pumps; General-Purpose (LVP) | 63791 | 8100 ALARIS PUMP | ALARIS MEDICAL SYSTEMS INC SUB CARDINAL HEALTH INC | 4000 | Rental
CHRISTIANA |  | Union Professional Building Elkton | 0 | 14966299 | MD |  | 2017-08-01 20:00 |  | Infusion Pumps; General-Purpose (LVP) | 65288 | 8100 ALARIS PUMP | ALARIS MEDICAL SYSTEMS INC SUB CARDINAL HEALTH IN | 4000 | Purchased
CHRISTIANA |  | HOSPITAL-CH | 0 | 12625460 | DE |  | 2017-04-30 20:00 |  | Infusion Pumps; General-Purpose (LVP) | 64543 | 8100 ALARIS PUMP | ALARIS MEDICAL SYSTEMS INC SUB CARDINAL HEALTH INC | 4000 | Rental
CHRISTIANA |  | HOSPITAL-CH | 0 | 14235673 | DE |  | 2014-07-13 20:00 |  | Infusion Pumps; General-Purpose (LVP) | 56990 | 8100 ALARIS PUMP | ALARIS MEDICAL SYSTEMS INC SUB CARDINAL HEALTH INC | 4000 | Purchased
CHRISTIANA |  | HOSPITAL-CH | 0 | 14201465 | DE |  | 2014-12-03 19:00 |  | Infusion Pumps; General-Purpose (LVP) | 58754 | 8100 ALARIS PUMP | ALARIS MEDICAL SYSTEMS INC SUB CARDINAL HEALTH INC | 4000 | Purchased
CHRISTIANA |  | HOSPITAL-CH | 0 | 14213382 | DE |  | 2014-12-03 19:00 |  | Infusion Pumps; General-Purpose (LVP) | 59879 | 8100 ALARIS PUMP | ALARIS MEDICAL SYSTEMS INC SUB CARDINAL HEALTH INC | 4000 | Purchased
CHRISTIANA |  | HOSPITAL-CH | 0 | 14213768 | DE |  | 2014-12-03 19:00 |  | Infusion Pumps; General-Purpose (LVP) | 59877 | 8100 ALARIS PUMP | ALARIS MEDICAL SYSTEMS INC SUB CARDINAL HEALTH INC | 4000 | Purchased
CHRISTIANA |  | HOSPITAL-CH | 0 | 13163915 | DE |  | 2014-12-03 19:00 |  | Infusion Pumps; General-Purpose (LVP) | 65322 | 8100 ALARIS PUMP | ALARIS MEDICAL SYSTEMS INC SUB CARDINAL HEALTH INC | 4000 | Rental
CHRISTIANA |  | HOSPITAL-CH | 0 | 14210901 | DE |  | 2014-12-03 19:00 |  | Infusion Pumps; General-Purpose (LVP) | 58412 | 8100 ALARIS PUMP | ALARIS MEDICAL SYSTEMS INC SUB CARDINAL HEALTH INC | 4000 | Purchased
CHRISTIANA |  | HOSPITAL-CH | 0 | 14210493 | DE |  | 2014-12-03 19:00 |  | Infusion Pumps; General-Purpose (LVP) | 58414 | 8100 ALARIS PUMP | ALARIS MEDICAL SYSTEMS INC SUB CARDINAL HEALTH IN | 4000 | Purchased
CHRISTIANA |  | HOSPITAL-CH | 0 | 14211440 | DE |  | 2014-12-03 19:00 |  | Infusion Pumps; General-Purpose (LVP) | 55396 | 8100 ALARIS PUMP | ALARIS MEDICAL SYSTEMS INC SUB CARDINAL HEALTH IN | 4000 | Purchased
CHRISTIANA |  | HOSPITAL-CH | 0 | 13875248 | DE |  | 2017-04-30 20:00 |  | Infusion Pumps; General-Purpose (LVP) | 64564 | 8100 ALARIS PUMP | ALARIS MEDICAL SYSTEMS INC SUB CARDINAL HEALTH INC | 4000 | Rental
CHRISTIANA |  | HOSPITAL-CH | 0 | 14213458 | DE |  | 2014-12-03 19:00 |  | Infusion Pumps; General-Purpose (LVP) | 59859 | 8100 ALARIS PUMP | ALARIS MEDICAL SYSTEMS INC SUB CARDINAL HEALTH IN | 4000 | Purchased
CHRISTIANA |  | HOSPITAL-CH | 0 | 14214431 | DE |  | 2014-12-03 19:00 |  | Infusion Pumps; General-Purpose (LVP) | 59857 | 8100 ALARIS PUMP | ALARIS MEDICAL SYSTEMS INC SUB CARDINAL HEALTH INC | 4000 | Purchased
CHRISTIANA |  | HOSPITAL-CH | 0 | 14213652 | DE |  | 2014-12-03 19:00 |  | Infusion Pumps; General-Purpose (LVP) | 59855 | 8100 ALARIS PUMP | ALARIS MEDICAL SYSTEMS INC SUB CARDINAL HEALTH INC | 4000 | Purchased
CHRISTIANA |  | HOSPITAL-CH | 0 | 14213993 | DE |  | 2014-07-13 20:00 |  | Infusion Pumps; General-Purpose (LVP) | 55173 | 8100 ALARIS PUMP | ALARIS MEDICAL SYSTEMS INC SUB CARDINAL HEALTH INC | 4000 | Purchased
CHRISTIANA |  | HOSPITAL-CH | 0 | 13396767 | DE |  | 2017-11-07 19:00 |  | Infusion Pumps; General-Purpose (LVP) | 63784 | 8100 ALARIS PUMP | ALARIS MEDICAL SYSTEMS INC SUB CARDINAL HEALTH INC | 4000 | Rental
CHRISTIANA |  | HOSPITAL-CH | 0 | 14213580 | DE |  | 2014-12-03 19:00 |  | Infusion Pumps; General-Purpose (LVP) | 59093 | 8100 ALARIS PUMP | ALARIS MEDICAL SYSTEMS INC SUB CARDINAL HEALTH INC | 4000 | Purchased
CHRISTIANA |  | HOSPITAL-CH | 0 | 14210646 | DE |  | 2014-12-03 19:00 |  | Infusion Pumps; General-Purpose (LVP) | 59395 | 8100 ALARIS PUMP | ALARIS MEDICAL SYSTEMS INC SUB CARDINAL HEALTH INC | 4000 | Purchased
CHRISTIANA |  | HOSPITAL-CH | 0 | 14213074 | DE |  | 2014-12-03 19:00 |  | Infusion Pumps; General-Purpose (LVP) | 58609 | 8100 ALARIS PUMP | ALARIS MEDICAL SYSTEMS INC SUB CARDINAL HEALTH IN | 4000 | Purchased
CHRISTIANA |  | HOSPITAL-CH | 0 | 14211880 | DE |  | 2014-12-03 19:00 |  | Infusion Pumps; General-Purpose (LVP) | 58611 | 8100 ALARIS PUMP | ALARIS MEDICAL SYSTEMS INC SUB CARDINAL HEALTH INC | 4000 | Purchased
CHRISTIANA |  | HOSPITAL-CH | 0 | 14213107 | DE |  | 2014-12-03 19:00 |  | Infusion Pumps; General-Purpose (LVP) | 56474 | 8100 ALARIS PUMP | ALARIS MEDICAL SYSTEMS INC SUB CARDINAL HEALTH IN | 4000 | Purchased
CHRISTIANA |  | HOSPITAL-CH | 0 | 14201845 | DE |  | 2014-12-03 19:00 |  | Infusion Pumps; General-Purpose (LVP) | 58763 | 8100 ALARIS PUMP | ALARIS MEDICAL SYSTEMS INC SUB CARDINAL HEALTH INC | 4000 | Purchased
CHRISTIANA |  | HOSPITAL-CH | 0 | 14207672 | DE |  | 2014-12-03 19:00 |  | Infusion Pumps; General-Purpose (LVP) | 58765 | 8100 ALARIS PUMP | ALARIS MEDICAL SYSTEMS INC SUB CARDINAL HEALTH INC | 4000 | Purchased
CHRISTIANA |  | HOSPITAL-CH | 0 | 14199095 | DE |  | 2014-12-03 19:00 |  | Infusion Pumps; General-Purpose (LVP) | 58767 | 8100 ALARIS PUMP | ALARIS MEDICAL SYSTEMS INC SUB CARDINAL HEALTH IN | 4000 | Purchased
CHRISTIANA |  | HOSPITAL-CH | 0 | 14212677 | DE |  | 2014-07-13 20:00 |  | Infusion Pumps; General-Purpose (LVP) | 55191 | 8100 ALARIS PUMP | ALARIS MEDICAL SYSTEMS INC SUB CARDINAL HEALTH INC | 4000 | Purchased
CHRISTIANA |  | HOSPITAL-CH | 0 | 13876389 | DE |  | 2017-11-07 19:00 |  | Infusion Pumps; General-Purpose (LVP) | 65907 | 8100 ALARIS PUMP | ALARIS MEDICAL SYSTEMS INC SUB CARDINAL HEALTH IN | 4000 | Purchased
CHRISTIANA |  | HOSPITAL-CH | 0 | 14212416 | DE |  | 2014-12-03 19:00 |  | Infusion Pumps; General-Purpose (LVP) | 56935 | 8100 ALARIS PUMP | ALARIS MEDICAL SYSTEMS INC SUB CARDINAL HEALTH INC | 4000 | Purchased
CHRISTIANA |  | HOSPITAL-CH | 0 | 14212391 | DE |  | 2014-12-03 19:00 |  | Infusion Pumps; General-Purpose (LVP) | 56937 | 8100 ALARIS PUMP | ALARIS MEDICAL SYSTEMS INC SUB CARDINAL HEALTH INC | 4000 | Purchased
CHRISTIANA |  | HOSPITAL-WH | 0 | 14213968 | DE |  | 2014-12-03 19:00 |  | Infusion Pumps; General-Purpose (LVP) | 59113 | 8100 ALARIS PUMP | ALARIS MEDICAL SYSTEMS INC SUB CARDINAL HEALTH IN | 4000 | Purchased
CHRISTIANA |  | HOSPITAL-CH | 0 | 14214588 | DE |  | 2014-12-03 19:00 |  | Infusion Pumps; General-Purpose (LVP) | 59115 | 8100 ALARIS PUMP | ALARIS MEDICAL SYSTEMS INC SUB CARDINAL HEALTH IN | 4000 | Purchased
CHRISTIANA |  | HOSPITAL-CH | 0 | 14212605 | DE |  | 2014-12-03 19:00 |  | Infusion Pumps; General-Purpose (LVP) | 55362 | 8100 ALARIS PUMP | ALARIS MEDICAL SYSTEMS INC SUB CARDINAL HEALTH IN | 4000 | Purchased
CHRISTIANA |  | HOSPITAL-CH | 0 | 14214728 | DE |  | 2014-12-03 19:00 |  | Infusion Pumps; General-Purpose (LVP) | 55364 | 8100 ALARIS PUMP | ALARIS MEDICAL SYSTEMS INC SUB CARDINAL HEALTH IN | 4000 | Purchased
CHRISTIANA |  | HOSPITAL-CH | 0 | 14213802 | DE |  | 2014-12-03 19:00 |  | Infusion Pumps; General-Purpose (LVP) | 59578 | 8100 ALARIS PUMP | ALARIS MEDICAL SYSTEMS INC SUB CARDINAL HEALTH IN | 4000 | Purchased
CHRISTIANA |  | HOSPITAL-CH | 0 | 14211945 | DE |  | 2014-12-03 19:00 |  | Infusion Pumps; General-Purpose (LVP) | 56330 | 8100 ALARIS PUMP | ALARIS MEDICAL SYSTEMS INC SUB CARDINAL HEALTH IN | 4000 | Purchased
CHRISTIANA |  | HOSPITAL-CH | 0 | 14213053 | DE |  | 2014-12-03 19:00 |  | Infusion Pumps; General-Purpose (LVP) | 56332 | 8100 ALARIS PUMP | ALARIS MEDICAL SYSTEMS INC SUB CARDINAL HEALTH INC | 4000 | Purchased
CHRISTIANA |  | CANCER CENTER | 0 | 14210422 | DE |  | 2014-12-03 19:00 |  | Infusion Pumps; General-Purpose (LVP) | 58436 | 8100 ALARIS PUMP | ALARIS MEDICAL SYSTEMS INC SUB CARDINAL HEALTH INC | 4000 | Purchased
CHRISTIANA |  | HOSPITAL-CH | 0 | 14211418 | DE |  | 2014-12-03 19:00 |  | Infusion Pumps; General-Purpose (LVP) | 56391 | 8100 ALARIS PUMP | ALARIS MEDICAL SYSTEMS INC SUB CARDINAL HEALTH IN | 4000 | Purchased
CHRISTIANA |  | HOSPITAL-CH | 0 | 14214178 | DE |  | 2014-07-13 20:00 |  | Infusion Pumps; General-Purpose (LVP) | 56686 | 8100 ALARIS PUMP | ALARIS MEDICAL SYSTEMS INC SUB CARDINAL HEALTH IN | 4000 | Purchased
CHRISTIANA |  | HOSPITAL-CH | 0 | 14211482 | DE |  | 2014-12-03 19:00 |  | Infusion Pumps; General-Purpose (LVP) | 58663 | 8100 ALARIS PUMP | ALARIS MEDICAL SYSTEMS INC SUB CARDINAL HEALTH INC | 4000 | Purchased
CHRISTIANA |  | HOSPITAL-CH | 0 | 14199567 | DE |  | 2014-12-03 19:00 |  | Infusion Pumps; General-Purpose (LVP) | 58664 | 8100 ALARIS PUMP | ALARIS MEDICAL SYSTEMS INC SUB CARDINAL HEALTH IN | 4000 | Purchased
CHRISTIANA |  | HOSPITAL-CH | 0 | 12717302 | DE |  | 2017-11-07 19:00 |  | Infusion Pumps; General-Purpose (LVP) | 65906 | 8100 ALARIS PUMP | ALARIS MEDICAL SYSTEMS INC SUB CARDINAL HEALTH IN | 4000 | Purchased
CHRISTIANA |  | HOSPITAL-CH | 0 | 14212936 | DE |  | 2014-07-13 20:00 |  | Infusion Pumps; General-Purpose (LVP) | 56975 | 8100 ALARIS PUMP | ALARIS MEDICAL SYSTEMS INC SUB CARDINAL HEALTH IN | 4000 | Purchased
CHRISTIANA |  | HOSPITAL-CH | 0 | 13161582 | DE |  | 2017-04-30 20:00 |  | Infusion Pumps; General-Purpose (LVP) | 64620 | 8100 ALARIS PUMP | ALARIS MEDICAL SYSTEMS INC SUB CARDINAL HEALTH INC | 4000 | Rental
CHRISTIANA |  | HOSPITAL-CH | 0 | 14212749 | DE |  | 2014-12-03 19:00 |  | Infusion Pumps; General-Purpose (LVP) | 56874 | 8100 ALARIS PUMP | ALARIS MEDICAL SYSTEMS INC SUB CARDINAL HEALTH INC | 4000 | Purchased
CHRISTIANA |  | HOSPITAL-CH | 0 | 12401942 | DE |  | 2017-11-07 19:00 |  | Infusion Pumps; General-Purpose (LVP) | 65944 | 8100 ALARIS PUMP | ALARIS MEDICAL SYSTEMS INC SUB CARDINAL HEALTH IN | 4000 | Purchased
CHRISTIANA |  | HOSPITAL-CH | 0 | 14214322 | DE |  | 2014-12-03 19:00 |  | Infusion Pumps; General-Purpose (LVP) | 56353 | 8100 ALARIS PUMP | ALARIS MEDICAL SYSTEMS INC SUB CARDINAL HEALTH INC | 4000 | Purchased
CHRISTIANA |  | HOSPITAL-CH | 0 | 14214346 | DE |  | 2014-12-03 19:00 |  | Infusion Pumps; General-Purpose (LVP) | 56355 | 8100 ALARIS PUMP | ALARIS MEDICAL SYSTEMS INC SUB CARDINAL HEALTH INC | 4000 | Purchased
CHRISTIANA |  | HOSPITAL-CH | 0 | 14213362 | DE |  | 2014-12-03 19:00 |  | Infusion Pumps; General-Purpose (LVP) | 59662 | 8100 ALARIS PUMP | ALARIS MEDICAL SYSTEMS INC SUB CARDINAL HEALTH IN | 4000 | Purchased
CHRISTIANA |  | HOSPITAL-CH | 0 | 14213561 | DE |  | 2014-12-03 19:00 |  | Infusion Pumps; General-Purpose (LVP) | 59664 | 8100 ALARIS PUMP | ALARIS MEDICAL SYSTEMS INC SUB CARDINAL HEALTH INC | 4000 | Purchased
CHRISTIANA |  | HOSPITAL-CH | 0 | 14213423 | DE |  | 2014-12-03 19:00 |  | Infusion Pumps; General-Purpose (LVP) | 59666 | 8100 ALARIS PUMP | ALARIS MEDICAL SYSTEMS INC SUB CARDINAL HEALTH IN | 4000 | Purchased
CHRISTIANA |  | HOSPITAL-CH | 0 | 12719055 | DE |  | 2017-11-07 19:00 |  | Infusion Pumps; General-Purpose (LVP) | 63860 | 8100 ALARIS PUMP | ALARIS MEDICAL SYSTEMS INC SUB CARDINAL HEALTH IN | 4000 | Purchased
CHRISTIANA |  | HOSPITAL-CH | 0 | 13841346 | DE |  | 2017-11-07 19:00 |  | Infusion Pumps; General-Purpose (LVP) | 65935 | 8100 ALARIS PUMP | ALARIS MEDICAL SYSTEMS INC SUB CARDINAL HEALTH INC | 4000 | Rental
CHRISTIANA |  | HOSPITAL-CH | 0 | 14210474 | DE |  | 2014-12-03 19:00 |  | Infusion Pumps; General-Purpose (LVP) | 56725 | 8100 ALARIS PUMP | ALARIS MEDICAL SYSTEMS INC SUB CARDINAL HEALTH INC | 4000 | Purchased
CHRISTIANA |  | HOSPITAL-CH | 0 | 14210409 | DE |  | 2014-12-03 19:00 |  | Infusion Pumps; General-Purpose (LVP) | 56727 | 8100 ALARIS PUMP | ALARIS MEDICAL SYSTEMS INC SUB CARDINAL HEALTH INC | 4000 | Purchased
CHRISTIANA |  | HOSPITAL-CH | 0 | 12625414 | DE |  | 2017-11-07 19:00 |  | Infusion Pumps; General-Purpose (LVP) | 63923 | 8100 ALARIS PUMP | ALARIS MEDICAL SYSTEMS INC SUB CARDINAL HEALTH IN | 4000 | Rental
CHRISTIANA |  | HOSPITAL-CH | 0 | 13160940 | DE |  | 2017-04-30 20:00 |  | Infusion Pumps; General-Purpose (LVP) | 64510 | 8100 ALARIS PUMP | ALARIS MEDICAL SYSTEMS INC SUB CARDINAL HEALTH INC | 4000 | Rental
CHRISTIANA |  | HOSPITAL-CH | 0 | 14212524 | DE |  | 2014-12-03 19:00 |  | Infusion Pumps; General-Purpose (LVP) | 59901 | 8100 ALARIS PUMP | ALARIS MEDICAL SYSTEMS INC SUB CARDINAL HEALTH IN | 4000 | Purchased
CHRISTIANA |  | HOSPITAL-CH | 0 | 14212941 | DE |  | 2014-12-03 19:00 |  | Infusion Pumps; General-Purpose (LVP) | 56368 | 8100 ALARIS PUMP | ALARIS MEDICAL SYSTEMS INC SUB CARDINAL HEALTH INC | 4000 | Purchased
CHRISTIANA |  | HOSPITAL-CH | 0 | 14212931 | DE |  | 2014-12-03 19:00 |  | Infusion Pumps; General-Purpose (LVP) | 56367 | 8100 ALARIS PUMP | ALARIS MEDICAL SYSTEMS INC SUB CARDINAL HEALTH INC | 4000 | Purchased
CHRISTIANA |  | HOSPITAL-CH | 0 | 14213744 | DE |  | 2014-12-03 19:00 |  | Infusion Pumps; General-Purpose (LVP) | 56370 | 8100 ALARIS PUMP | ALARIS MEDICAL SYSTEMS INC SUB CARDINAL HEALTH IN | 4000 | Purchased
CHRISTIANA |  | HOSPITAL-CH | 0 | 14213735 | DE |  | 2014-12-03 19:00 |  | Infusion Pumps; General-Purpose (LVP) | 59772 | 8100 ALARIS PUMP | ALARIS MEDICAL SYSTEMS INC SUB CARDINAL HEALTH INC | 4000 | Purchased
CHRISTIANA |  | HOSPITAL-CH | 0 | 14213537 | DE |  | 2014-12-03 19:00 |  | Infusion Pumps; General-Purpose (LVP) | 59774 | 8100 ALARIS PUMP | ALARIS MEDICAL SYSTEMS INC SUB CARDINAL HEALTH INC | 4000 | Purchased
CHRISTIANA |  | HOSPITAL-CH | 0 | 14213438 | DE |  | 2014-12-03 19:00 |  | Infusion Pumps; General-Purpose (LVP) | 59776 | 8100 ALARIS PUMP | ALARIS MEDICAL SYSTEMS INC SUB CARDINAL HEALTH IN | 4000 | Purchased
CHRISTIANA |  | HOSPITAL-CH | 0 | 14215377 | DE |  | 2014-12-03 19:00 |  | Infusion Pumps; General-Purpose (LVP) | 58334 | 8100 ALARIS PUMP | ALARIS MEDICAL SYSTEMS INC SUB CARDINAL HEALTH IN | 4000 | Purchased
CHRISTIANA |  | HOSPITAL-WH | 0 | 14211498 | DE |  | 2014-12-03 19:00 |  | Infusion Pumps; General-Purpose (LVP) | 58332 | 8100 ALARIS PUMP | ALARIS MEDICAL SYSTEMS INC SUB CARDINAL HEALTH INC | 4000 | Purchased
CHRISTIANA |  | HOSPITAL-CH | 0 | 12806002 | DE |  | 2017-04-30 20:00 |  | Infusion Pumps; General-Purpose (LVP) | 64565 | 8100 ALARIS PUMP | ALARIS MEDICAL SYSTEMS INC SUB CARDINAL HEALTH IN | 4000 | Purchased
CHRISTIANA |  | HOSPITAL-CH | 0 | 14167920 | DE |  | 2014-12-03 19:00 |  | Infusion Pumps; General-Purpose (LVP) | 58834 | 8100 ALARIS PUMP | ALARIS MEDICAL SYSTEMS INC SUB CARDINAL HEALTH INC | 4000 | Purchased
CHRISTIANA |  | HOSPITAL-CH | 0 | 14205811 | DE |  | 2014-12-03 19:00 |  | Infusion Pumps; General-Purpose (LVP) | 58836 | 8100 ALARIS PUMP | ALARIS MEDICAL SYSTEMS INC SUB CARDINAL HEALTH IN | 4000 | Purchased
CHRISTIANA |  | HOSPITAL-CH | 0 | 14204039 | DE |  | 2014-12-03 19:00 |  | Infusion Pumps; General-Purpose (LVP) | 58838 | 8100 ALARIS PUMP | ALARIS MEDICAL SYSTEMS INC SUB CARDINAL HEALTH INC | 4000 | Purchased
CHRISTIANA |  | HOSPITAL-CH | 0 | 14128963 | DE |  | 2014-12-03 19:00 |  | Infusion Pumps; General-Purpose (LVP) | 56919 | 8100 ALARIS PUMP | ALARIS MEDICAL SYSTEMS INC SUB CARDINAL HEALTH IN | 4000 | Purchased
CHRISTIANA |  | HOSPITAL-CH | 0 | 14207248 | DE |  | 2014-12-03 19:00 |  | Infusion Pumps; General-Purpose (LVP) | 56921 | 8100 ALARIS PUMP | ALARIS MEDICAL SYSTEMS INC SUB CARDINAL HEALTH INC | 4000 | Purchased
CHRISTIANA |  | HOSPITAL-CH | 0 | 13841359 | DE |  | 2017-11-07 19:00 |  | Infusion Pumps; General-Purpose (LVP) | 63968 | 8100 ALARIS PUMP | ALARIS MEDICAL SYSTEMS INC SUB CARDINAL HEALTH IN | 4000 | Rental
CHRISTIANA |  | HOSPITAL-CH | 0 | 14211122 | DE |  | 2014-12-03 19:00 |  | Infusion Pumps; General-Purpose (LVP) | 58476 | 8100 ALARIS PUMP | ALARIS MEDICAL SYSTEMS INC SUB CARDINAL HEALTH INC | 4000 | Purchased
CHRISTIANA |  | HOSPITAL-CH | 0 | 14211457 | DE |  | 2014-12-03 19:00 |  | Infusion Pumps; General-Purpose (LVP) | 58478 | 8100 ALARIS PUMP | ALARIS MEDICAL SYSTEMS INC SUB CARDINAL HEALTH IN | 4000 | Purchased
CHRISTIANA |  | HOSPITAL-CH | 0 | 14212502 | DE |  | 2014-12-03 19:00 |  | Infusion Pumps; General-Purpose (LVP) | 56436 | 8100 ALARIS PUMP | ALARIS MEDICAL SYSTEMS INC SUB CARDINAL HEALTH INC | 4000 | Purchased
CHRISTIANA |  | HOSPITAL-CH | 0 | 14211315 | DE |  | 2014-12-03 19:00 |  | Infusion Pumps; General-Purpose (LVP) | 58709 | 8100 ALARIS PUMP | ALARIS MEDICAL SYSTEMS INC SUB CARDINAL HEALTH INC | 4000 | Purchased
CHRISTIANA |  | HOSPITAL-CH | 0 | 14212500 | DE |  | 2014-12-03 19:00 |  | Infusion Pumps; General-Purpose (LVP) | 58711 | 8100 ALARIS PUMP | ALARIS MEDICAL SYSTEMS INC SUB CARDINAL HEALTH IN | 4000 | Purchased
CHRISTIANA |  | HOSPITAL-CH | 0 | 14211051 | DE |  | 2014-12-03 19:00 |  | Infusion Pumps; General-Purpose (LVP) | 58713 | 8100 ALARIS PUMP | ALARIS MEDICAL SYSTEMS INC SUB CARDINAL HEALTH IN | 4000 | Purchased
CHRISTIANA |  | HOSPITAL-CH | 0 | 12686945 | DE |  | 2017-04-30 20:00 |  | Infusion Pumps; General-Purpose (LVP) | 64643 | 8100 ALARIS PUMP | ALARIS MEDICAL SYSTEMS INC SUB CARDINAL HEALTH IN | 4000 | Rental
CHRISTIANA |  | HOSPITAL-CH | 0 | 12717999 | DE |  | 2017-11-07 19:00 |  | Infusion Pumps; General-Purpose (LVP) | 65861 | 8100 ALARIS PUMP | ALARIS MEDICAL SYSTEMS INC SUB CARDINAL HEALTH IN | 4000 | Purchased
CHRISTIANA |  | HOSPITAL-CH | 0 | 14212180 | DE |  | 2014-12-03 19:00 |  | Infusion Pumps; General-Purpose (LVP) | 59950 | 8100 ALARIS PUMP | ALARIS MEDICAL SYSTEMS INC SUB CARDINAL HEALTH INC | 4000 | Purchased
CHRISTIANA |  | HOSPITAL-CH | 0 | 12718514 | DE |  | 2017-11-07 19:00 |  | Infusion Pumps; General-Purpose (LVP) | 65897 | 8100 ALARIS PUMP | ALARIS MEDICAL SYSTEMS INC SUB CARDINAL HEALTH IN | 4000 | Purchased
CHRISTIANA |  | HOSPITAL-CH | 0 | 13162732 | DE |  | 2017-04-30 20:00 |  | Infusion Pumps; General-Purpose (LVP) | 64547 | 8100 ALARIS PUMP | ALARIS MEDICAL SYSTEMS INC SUB CARDINAL HEALTH IN | 4000 | Purchased
CHRISTIANA |  | HOSPITAL-CH | 0 | 14214188 | DE |  | 2014-12-03 19:00 |  | Infusion Pumps; General-Purpose (LVP) | 56820 | 8100 ALARIS PUMP | ALARIS MEDICAL SYSTEMS INC SUB CARDINAL HEALTH INC | 4000 | Purchased
CHRISTIANA |  | CANCER CENTER | 0 | 14213437 | DE |  | 2014-12-03 19:00 |  | Infusion Pumps; General-Purpose (LVP) | 55231 | 8100 ALARIS PUMP | ALARIS MEDICAL SYSTEMS INC SUB CARDINAL HEALTH INC | 4000 | Purchased
CHRISTIANA |  | HOSPITAL-CH | 0 | 14214280 | DE |  | 2014-12-03 19:00 |  | Infusion Pumps; General-Purpose (LVP) | 55233 | 8100 ALARIS PUMP | ALARIS MEDICAL SYSTEMS INC SUB CARDINAL HEALTH INC | 4000 | Purchased
CHRISTIANA |  | HOSPITAL-CH | 0 | 14215511 | DE |  | 2014-12-03 19:00 |  | Infusion Pumps; General-Purpose (LVP) | 58490 | 8100 ALARIS PUMP | ALARIS MEDICAL SYSTEMS INC SUB CARDINAL HEALTH IN | 4000 | Purchased
CHRISTIANA |  | HOSPITAL-CH | 0 | 14211147 | DE |  | 2014-12-03 19:00 |  | Infusion Pumps; General-Purpose (LVP) | 58492 | 8100 ALARIS PUMP | ALARIS MEDICAL SYSTEMS INC SUB CARDINAL HEALTH INC | 4000 | Purchased
CHRISTIANA |  | HOSPITAL-CH | 0 | 14211398 | DE |  | 2014-12-03 19:00 |  | Infusion Pumps; General-Purpose (LVP) | 56745 | 8100 ALARIS PUMP | ALARIS MEDICAL SYSTEMS INC SUB CARDINAL HEALTH INC | 4000 | Purchased
CHRISTIANA |  | HOSPITAL-CH | 0 | 14214330 | DE |  | 2014-12-03 19:00 |  | Infusion Pumps; General-Purpose (LVP) | 56889 | 8100 ALARIS PUMP | ALARIS MEDICAL SYSTEMS INC SUB CARDINAL HEALTH INC | 4000 | Purchased
CHRISTIANA |  | HOSPITAL-CH | 0 | 14214378 | DE |  | 2014-07-13 20:00 |  | Infusion Pumps; General-Purpose (LVP) | 56989 | 8100 ALARIS PUMP | ALARIS MEDICAL SYSTEMS INC SUB CARDINAL HEALTH IN | 4000 | Purchased
CHRISTIANA |  | HOSPITAL-CH | 0 | 14210364 | DE |  | 2014-12-03 19:00 |  | Infusion Pumps; General-Purpose (LVP) | 58752 | 8100 ALARIS PUMP | ALARIS MEDICAL SYSTEMS INC SUB CARDINAL HEALTH IN | 4000 | Purchased
CHRISTIANA |  | HOSPITAL-CH | 0 | 14210563 | DE |  | 2014-12-03 19:00 |  | Infusion Pumps; General-Purpose (LVP) | 58758 | 8100 ALARIS PUMP | ALARIS MEDICAL SYSTEMS INC SUB CARDINAL HEALTH IN | 4000 | Purchased
CHRISTIANA |  | HOSPITAL-CH | 0 | 14213421 | DE |  | 2014-12-03 19:00 |  | Infusion Pumps; General-Purpose (LVP) | 59878 | 8100 ALARIS PUMP | ALARIS MEDICAL SYSTEMS INC SUB CARDINAL HEALTH INC | 4000 | Purchased
CHRISTIANA |  | HOSPITAL-CH | 0 | 12731000 | DE |  | 2017-11-07 19:00 |  | Infusion Pumps; General-Purpose (LVP) | 63853 | 8100 ALARIS PUMP | ALARIS MEDICAL SYSTEMS INC SUB CARDINAL HEALTH INC | 4000 | Rental
CHRISTIANA |  | HOSPITAL-CH | 0 | 12718010 | DE |  | 2017-11-07 19:00 |  | Infusion Pumps; General-Purpose (LVP) | 63972 | 8100 ALARIS PUMP | ALARIS MEDICAL SYSTEMS INC SUB CARDINAL HEALTH IN | 4000 | Purchased
CHRISTIANA |  | HOSPITAL-WH | 0 | 14210446 | DE |  | 2014-12-03 19:00 |  | Infusion Pumps; General-Purpose (LVP) | 58411 | 8100 ALARIS PUMP | ALARIS MEDICAL SYSTEMS INC SUB CARDINAL HEALTH IN | 4000 | Purchased
CHRISTIANA |  | HOSPITAL-CH | 0 | 14211423 | DE |  | 2014-12-03 19:00 |  | Infusion Pumps; General-Purpose (LVP) | 58413 | 8100 ALARIS PUMP | ALARIS MEDICAL SYSTEMS INC SUB CARDINAL HEALTH INC | 4000 | Purchased
CHRISTIANA |  | HOSPITAL-CH | 0 | 14211039 | DE |  | 2014-12-03 19:00 |  | Infusion Pumps; General-Purpose (LVP) | 55395 | 8100 ALARIS PUMP | ALARIS MEDICAL SYSTEMS INC SUB CARDINAL HEALTH INC | 4000 | Purchased
CHRISTIANA |  | HOSPITAL-CH | 0 | 14213436 | DE |  | 2014-12-03 19:00 |  | Infusion Pumps; General-Purpose (LVP) | 55397 | 8100 ALARIS PUMP | ALARIS MEDICAL SYSTEMS INC SUB CARDINAL HEALTH INC | 4000 | Purchased
CHRISTIANA |  | HOSPITAL-CH | 0 | 14213692 | DE |  | 2014-12-03 19:00 |  | Infusion Pumps; General-Purpose (LVP) | 59858 | 8100 ALARIS PUMP | ALARIS MEDICAL SYSTEMS INC SUB CARDINAL HEALTH INC | 4000 | Purchased
CHRISTIANA |  | HOSPITAL-CH | 0 | 14213684 | DE |  | 2014-12-03 19:00 |  | Infusion Pumps; General-Purpose (LVP) | 59856 | 8100 ALARIS PUMP | ALARIS MEDICAL SYSTEMS INC SUB CARDINAL HEALTH INC | 4000 | Purchased
CHRISTIANA |  | HOSPITAL-CH | 0 | 14213192 | DE |  | 2014-12-03 19:00 |  | Infusion Pumps; General-Purpose (LVP) | 59854 | 8100 ALARIS PUMP | ALARIS MEDICAL SYSTEMS INC SUB CARDINAL HEALTH INC | 4000 | Purchased
CHRISTIANA |  | HOSPITAL-CH | 0 | 14211466 | DE |  | 2014-07-13 20:00 |  | Infusion Pumps; General-Purpose (LVP) | 59284 | 8100 ALARIS PUMP | ALARIS MEDICAL SYSTEMS INC SUB CARDINAL HEALTH IN | 4000 | Purchased
CHRISTIANA |  | HOSPITAL-CH | 0 | 14214529 | DE |  | 2014-12-03 19:00 |  | Infusion Pumps; General-Purpose (LVP) | 59092 | 8100 ALARIS PUMP | ALARIS MEDICAL SYSTEMS INC SUB CARDINAL HEALTH IN | 4000 | Purchased
CHRISTIANA |  | HOSPITAL-CH | 0 | 14214393 | DE |  | 2014-12-03 19:00 |  | Infusion Pumps; General-Purpose (LVP) | 59094 | 8100 ALARIS PUMP | ALARIS MEDICAL SYSTEMS INC SUB CARDINAL HEALTH IN | 4000 | Purchased
CHRISTIANA |  | HOSPITAL-CH | 0 | 14211924 | DE |  | 2014-12-03 19:00 |  | Infusion Pumps; General-Purpose (LVP) | 56317 | 8100 ALARIS PUMP | ALARIS MEDICAL SYSTEMS INC SUB CARDINAL HEALTH IN | 4000 | Purchased
CHRISTIANA |  | HOSPITAL-CH | 0 | 14213059 | DE |  | 2014-12-03 19:00 |  | Infusion Pumps; General-Purpose (LVP) | 58608 | 8100 ALARIS PUMP | ALARIS MEDICAL SYSTEMS INC SUB CARDINAL HEALTH IN | 4000 | Purchased
CHRISTIANA |  | HOSPITAL-CH | 0 | 14211934 | DE |  | 2014-12-03 19:00 |  | Infusion Pumps; General-Purpose (LVP) | 58610 | 8100 ALARIS PUMP | ALARIS MEDICAL SYSTEMS INC SUB CARDINAL HEALTH INC | 4000 | Purchased
CHRISTIANA |  | HOSPITAL-CH | 0 | 14212222 | DE |  | 2014-12-03 19:00 |  | Infusion Pumps; General-Purpose (LVP) | 58612 | 8100 ALARIS PUMP | ALARIS MEDICAL SYSTEMS INC SUB CARDINAL HEALTH INC | 4000 | Purchased
CHRISTIANA |  | HOSPITAL-CH | 0 | 13841241 | DE |  | 2017-11-07 19:00 |  | Infusion Pumps; General-Purpose (LVP) | 65794 | 8100 ALARIS PUMP | ALARIS MEDICAL SYSTEMS INC SUB CARDINAL HEALTH IN | 4000 | Purchased
CHRISTIANA |  | HOSPITAL-CH | 0 | 14212925 | DE |  | 2014-12-03 19:00 |  | Infusion Pumps; General-Purpose (LVP) | 56475 | 8100 ALARIS PUMP | ALARIS MEDICAL SYSTEMS INC SUB CARDINAL HEALTH IN | 4000 | Purchased
CHRISTIANA |  | HOSPITAL-CH | 0 | 14195242 | DE |  | 2014-12-03 19:00 |  | Infusion Pumps; General-Purpose (LVP) | 58764 | 8100 ALARIS PUMP | ALARIS MEDICAL SYSTEMS INC SUB CARDINAL HEALTH IN | 4000 | Purchased
CHRISTIANA |  | HOSPITAL-CH | 0 | 14207011 | DE |  | 2014-12-03 19:00 |  | Infusion Pumps; General-Purpose (LVP) | 58766 | 8100 ALARIS PUMP | ALARIS MEDICAL SYSTEMS INC SUB CARDINAL HEALTH INC | 4000 | Purchased
CHRISTIANA |  | HOSPITAL-CH | 0 | 14211434 | DE |  | 2014-12-03 19:00 |  | Infusion Pumps; General-Purpose (LVP) | 58768 | 8100 ALARIS PUMP | ALARIS MEDICAL SYSTEMS INC SUB CARDINAL HEALTH IN | 4000 | Purchased
CHRISTIANA |  | HOSPITAL-CH | 0 | 14212191 | DE |  | 2014-07-13 20:00 |  | Infusion Pumps; General-Purpose (LVP) | 55166 | 8100 ALARIS PUMP | ALARIS MEDICAL SYSTEMS INC SUB CARDINAL HEALTH IN | 4000 | Purchased
CHRISTIANA |  | HOSPITAL-CH | 0 | 13161771 | DE |  | 2017-11-07 19:00 |  | Infusion Pumps; General-Purpose (LVP) | 65769 | 8100 ALARIS PUMP | ALARIS MEDICAL SYSTEMS INC SUB CARDINAL HEALTH IN | 4000 | Purchased
CHRISTIANA |  | HOSPITAL-CH | 0 | 14212153 | DE |  | 2014-12-03 19:00 |  | Infusion Pumps; General-Purpose (LVP) | 56934 | 8100 ALARIS PUMP | ALARIS MEDICAL SYSTEMS INC SUB CARDINAL HEALTH IN | 4000 | Purchased
CHRISTIANA |  | HOSPITAL-CH | 0 | 14212443 | DE |  | 2014-12-03 19:00 |  | Infusion Pumps; General-Purpose (LVP) | 56936 | 8100 ALARIS PUMP | ALARIS MEDICAL SYSTEMS INC SUB CARDINAL HEALTH IN | 4000 | Purchased
CHRISTIANA |  | HOSPITAL-CH | 0 | 14137094 | DE |  | 2014-07-13 20:00 |  | Infusion Pumps; General-Purpose (LVP) | 54284 | 8100 ALARIS PUMP | ALARIS MEDICAL SYSTEMS INC SUB CARDINAL HEALTH INC | 4000 | Purchased
CHRISTIANA |  | HOSPITAL-CH | 0 | 14214284 | DE |  | 2014-12-03 19:00 |  | Infusion Pumps; General-Purpose (LVP) | 59112 | 8100 ALARIS PUMP | ALARIS MEDICAL SYSTEMS INC SUB CARDINAL HEALTH INC | 4000 | Purchased
CHRISTIANA |  | HOSPITAL-CH | 0 | 14213487 | DE |  | 2014-12-03 19:00 |  | Infusion Pumps; General-Purpose (LVP) | 59114 | 8100 ALARIS PUMP | ALARIS MEDICAL SYSTEMS INC SUB CARDINAL HEALTH IN | 4000 | Purchased
CHRISTIANA |  | CANCER CENTER | 0 | 14213591 | DE |  | 2014-12-03 19:00 |  | Infusion Pumps; General-Purpose (LVP) | 59116 | 8100 ALARIS PUMP | ALARIS MEDICAL SYSTEMS INC SUB CARDINAL HEALTH INC | 4000 | Purchased
CHRISTIANA |  | HOSPITAL-CH | 0 | 14214424 | DE |  | 2014-12-03 19:00 |  | Infusion Pumps; General-Purpose (LVP) | 55363 | 8100 ALARIS PUMP | ALARIS MEDICAL SYSTEMS INC SUB CARDINAL HEALTH IN | 4000 | Purchased
CHRISTIANA |  | HOSPITAL-CH | 0 | 14213341 | DE |  | 2014-12-03 19:00 |  | Infusion Pumps; General-Purpose (LVP) | 59579 | 8100 ALARIS PUMP | ALARIS MEDICAL SYSTEMS INC SUB CARDINAL HEALTH IN | 4000 | Purchased
CHRISTIANA |  | HOSPITAL-CH | 0 | 14212237 | DE |  | 2014-12-03 19:00 |  | Infusion Pumps; General-Purpose (LVP) | 59581 | 8100 ALARIS PUMP | ALARIS MEDICAL SYSTEMS INC SUB CARDINAL HEALTH INC | 4000 | Purchased
CHRISTIANA |  | HOSPITAL-CH | 0 | 14211852 | DE |  | 2014-12-03 19:00 |  | Infusion Pumps; General-Purpose (LVP) | 56329 | 8100 ALARIS PUMP | ALARIS MEDICAL SYSTEMS INC SUB CARDINAL HEALTH IN | 4000 | Purchased
CHRISTIANA |  | HOSPITAL-CH | 0 | 14205643 | DE |  | 2014-12-03 19:00 |  | Infusion Pumps; General-Purpose (LVP) | 56331 | 8100 ALARIS PUMP | ALARIS MEDICAL SYSTEMS INC SUB CARDINAL HEALTH INC | 4000 | Purchased
CHRISTIANA |  | CANCER CENTER | 0 | 14210804 | DE |  | 2014-12-03 19:00 |  | Infusion Pumps; General-Purpose (LVP) | 58373 | 8100 ALARIS PUMP | ALARIS MEDICAL SYSTEMS INC SUB CARDINAL HEALTH INC | 4000 | Purchased
CHRISTIANA |  | HOSPITAL-CH | 0 | 14212741 | DE |  | 2014-12-03 19:00 |  | Infusion Pumps; General-Purpose (LVP) | 56443 | 8100 ALARIS PUMP | ALARIS MEDICAL SYSTEMS INC SUB CARDINAL HEALTH IN | 4000 | Purchased
CHRISTIANA |  | HOSPITAL-CH | 0 | 14212957 | DE |  | 2014-12-03 19:00 |  | Infusion Pumps; General-Purpose (LVP) | 58734 | 8100 ALARIS PUMP | ALARIS MEDICAL SYSTEMS INC SUB CARDINAL HEALTH IN | 4000 | Purchased
CHRISTIANA |  | HOSPITAL-CH | 0 | 14214356 | DE |  | 2014-12-03 19:00 |  | Infusion Pumps; General-Purpose (LVP) | 56873 | 8100 ALARIS PUMP | ALARIS MEDICAL SYSTEMS INC SUB CARDINAL HEALTH INC | 4000 | Purchased
CHRISTIANA |  | HOSPITAL-CH | 0 | 14212691 | DE |  | 2014-12-03 19:00 |  | Infusion Pumps; General-Purpose (LVP) | 56875 | 8100 ALARIS PUMP | ALARIS MEDICAL SYSTEMS INC SUB CARDINAL HEALTH INC | 4000 | Purchased
CHRISTIANA |  | HOSPITAL-CH | 0 | 13364580 | DE |  | 2014-12-03 19:00 |  | Infusion Pumps; General-Purpose (LVP) | 66176 | 8100 ALARIS PUMP | ALARIS MEDICAL SYSTEMS INC SUB CARDINAL HEALTH IN | 4000 | Rental
CHRISTIANA |  | HOSPITAL-CH | 0 | 14214340 | DE |  | 2014-12-03 19:00 |  | Infusion Pumps; General-Purpose (LVP) | 55248 | 8100 ALARIS PUMP | ALARIS MEDICAL SYSTEMS INC SUB CARDINAL HEALTH IN | 4000 | Purchased
CHRISTIANA |  | HOSPITAL-CH | 0 | 14213566 | DE |  | 2014-12-03 19:00 |  | Infusion Pumps; General-Purpose (LVP) | 56352 | 8100 ALARIS PUMP | ALARIS MEDICAL SYSTEMS INC SUB CARDINAL HEALTH IN | 4000 | Purchased
CHRISTIANA |  | HOSPITAL-CH | 0 | 14213669 | DE |  | 2014-12-03 19:00 |  | Infusion Pumps; General-Purpose (LVP) | 56354 | 8100 ALARIS PUMP | ALARIS MEDICAL SYSTEMS INC SUB CARDINAL HEALTH INC | 4000 | Purchased
CHRISTIANA |  | HOSPITAL-CH | 0 | 14213257 | DE |  | 2014-12-03 19:00 |  | Infusion Pumps; General-Purpose (LVP) | 59663 | 8100 ALARIS PUMP | ALARIS MEDICAL SYSTEMS INC SUB CARDINAL HEALTH INC | 4000 | Purchased
CHRISTIANA |  | HOSPITAL-CH | 0 | 14213273 | DE |  | 2014-12-03 19:00 |  | Infusion Pumps; General-Purpose (LVP) | 59665 | 8100 ALARIS PUMP | ALARIS MEDICAL SYSTEMS INC SUB CARDINAL HEALTH INC | 4000 | Purchased
CHRISTIANA |  | HOSPITAL-CH | 0 | 12733969 | DE |  | 2017-11-07 19:00 |  | Infusion Pumps; General-Purpose (LVP) | 63778 | 8100 ALARIS PUMP | ALARIS MEDICAL SYSTEMS INC SUB CARDINAL HEALTH IN | 4000 | Rental
CHRISTIANA |  | HOSPITAL-CH | 0 | 14211396 | DE |  | 2014-12-03 19:00 |  | Infusion Pumps; General-Purpose (LVP) | 56724 | 8100 ALARIS PUMP | ALARIS MEDICAL SYSTEMS INC SUB CARDINAL HEALTH IN | 4000 | Purchased
CHRISTIANA |  | MIDDLETOWN ED | 0 | 14211504 | DE |  | 2014-12-03 19:00 |  | Infusion Pumps; General-Purpose (LVP) | 56726 | 8100 ALARIS PUMP | ALARIS MEDICAL SYSTEMS INC SUB CARDINAL HEALTH IN | 4000 | Purchased
CHRISTIANA |  | HOSPITAL-CH | 0 | 12718549 | DE |  | 2017-11-07 19:00 |  | Infusion Pumps; General-Purpose (LVP) | 63864 | 8100 ALARIS PUMP | ALARIS MEDICAL SYSTEMS INC SUB CARDINAL HEALTH IN | 4000 | Rental
CHRISTIANA |  | HOSPITAL-CH | 0 | 12718550 | DE |  | 2017-11-07 19:00 |  | Infusion Pumps; General-Purpose (LVP) | 65890 | 8100 ALARIS PUMP | ALARIS MEDICAL SYSTEMS INC SUB CARDINAL HEALTH IN | 4000 | Purchased
CHRISTIANA |  | HOSPITAL-CH | 0 | 14211887 | DE |  | 2014-12-03 19:00 |  | Infusion Pumps; General-Purpose (LVP) | 59902 | 8100 ALARIS PUMP | ALARIS MEDICAL SYSTEMS INC SUB CARDINAL HEALTH IN | 4000 | Purchased
CHRISTIANA |  | HOSPITAL-CH | 0 | 14142553 | DE |  | 2014-12-03 19:00 |  | Infusion Pumps; General-Purpose (LVP) | 59900 | 8100 ALARIS PUMP | ALARIS MEDICAL SYSTEMS INC SUB CARDINAL HEALTH IN | 4000 | Purchased
CHRISTIANA |  | HOSPITAL-CH | 0 | 14214366 | DE |  | 2014-12-03 19:00 |  | Infusion Pumps; General-Purpose (LVP) | 56366 | 8100 ALARIS PUMP | ALARIS MEDICAL SYSTEMS INC SUB CARDINAL HEALTH INC | 4000 | Purchased
CHRISTIANA |  | HOSPITAL-CH | 0 | 14213357 | DE |  | 2014-12-03 19:00 |  | Infusion Pumps; General-Purpose (LVP) | 56369 | 8100 ALARIS PUMP | ALARIS MEDICAL SYSTEMS INC SUB CARDINAL HEALTH INC | 4000 | Purchased
CHRISTIANA |  | HOSPITAL-CH | 0 | 14213734 | DE |  | 2014-12-03 19:00 |  | Infusion Pumps; General-Purpose (LVP) | 59771 | 8100 ALARIS PUMP | ALARIS MEDICAL SYSTEMS INC SUB CARDINAL HEALTH INC | 4000 | Purchased
CHRISTIANA |  | HOSPITAL-CH | 0 | 14213745 | DE |  | 2014-12-03 19:00 |  | Infusion Pumps; General-Purpose (LVP) | 59773 | 8100 ALARIS PUMP | ALARIS MEDICAL SYSTEMS INC SUB CARDINAL HEALTH INC | 4000 | Purchased
CHRISTIANA |  | HOSPITAL-CH | 0 | 14212943 | DE |  | 2014-12-03 19:00 |  | Infusion Pumps; General-Purpose (LVP) | 59775 | 8100 ALARIS PUMP | ALARIS MEDICAL SYSTEMS INC SUB CARDINAL HEALTH INC | 4000 | Purchased
CHRISTIANA |  | HOSPITAL-CH | 0 | 13600793 | DE |  | 2017-11-07 19:00 |  | Infusion Pumps; General-Purpose (LVP) | 66053 | 8100 ALARIS PUMP | ALARIS MEDICAL SYSTEMS INC SUB CARDINAL HEALTH INC | 4000 | Rental
CHRISTIANA |  | HOSPITAL-CH | 0 | 14210621 | DE |  | 2014-12-03 19:00 |  | Infusion Pumps; General-Purpose (LVP) | 55557 | 8100 ALARIS PUMP | ALARIS MEDICAL SYSTEMS INC SUB CARDINAL HEALTH IN | 4000 | Purchased
CHRISTIANA |  | HOSPITAL-CH | 0 | 14202959 | DE |  | 2014-12-03 19:00 |  | Infusion Pumps; General-Purpose (LVP) | 58333 | 8100 ALARIS PUMP | ALARIS MEDICAL SYSTEMS INC SUB CARDINAL HEALTH IN | 4000 | Purchased
CHRISTIANA |  | HOSPITAL-CH | 0 | 12718752 | DE |  | 2017-04-30 20:00 |  | Infusion Pumps; General-Purpose (LVP) | 64552 | 8100 ALARIS PUMP | ALARIS MEDICAL SYSTEMS INC SUB CARDINAL HEALTH INC | 4000 | Rental
CHRISTIANA |  | HOSPITAL-CH | 0 | 14193043 | DE |  | 2014-12-03 19:00 |  | Infusion Pumps; General-Purpose (LVP) | 58835 | 8100 ALARIS PUMP | ALARIS MEDICAL SYSTEMS INC SUB CARDINAL HEALTH INC | 4000 | Purchased
CHRISTIANA |  | HOSPITAL-CH | 0 | 14207077 | DE |  | 2014-12-03 19:00 |  | Infusion Pumps; General-Purpose (LVP) | 58837 | 8100 ALARIS PUMP | ALARIS MEDICAL SYSTEMS INC SUB CARDINAL HEALTH INC | 4000 | Purchased
CHRISTIANA |  | HOSPITAL-CH | 0 | 14212031 | DE |  | 2014-12-03 19:00 |  | Infusion Pumps; General-Purpose (LVP) | 56918 | 8100 ALARIS PUMP | ALARIS MEDICAL SYSTEMS INC SUB CARDINAL HEALTH INC | 4000 | Purchased
CHRISTIANA |  | HOSPITAL-CH | 0 | 14139524 | DE |  | 2014-12-03 19:00 |  | Infusion Pumps; General-Purpose (LVP) | 56920 | 8100 ALARIS PUMP | ALARIS MEDICAL SYSTEMS INC SUB CARDINAL HEALTH INC | 4000 | Purchased
CHRISTIANA |  | HOSPITAL-CH | 0 | 14198172 | DE |  | 2014-12-03 19:00 |  | Infusion Pumps; General-Purpose (LVP) | 58475 | 8100 ALARIS PUMP | ALARIS MEDICAL SYSTEMS INC SUB CARDINAL HEALTH INC | 4000 | Purchased
CHRISTIANA |  | CANCER CENTER | 0 | 14199126 | DE |  | 2014-12-03 19:00 |  | Infusion Pumps; General-Purpose (LVP) | 58477 | 8100 ALARIS PUMP | ALARIS MEDICAL SYSTEMS INC SUB CARDINAL HEALTH INC | 4000 | Purchased
CHRISTIANA |  | HOSPITAL-CH | 0 | 14212666 | DE |  | 2014-12-03 19:00 |  | Infusion Pumps; General-Purpose (LVP) | 56435 | 8100 ALARIS PUMP | ALARIS MEDICAL SYSTEMS INC SUB CARDINAL HEALTH INC | 4000 | Purchased
CHRISTIANA |  | HOSPITAL-CH | 0 | 14203948 | DE |  | 2014-12-03 19:00 |  | Infusion Pumps; General-Purpose (LVP) | 58708 | 8100 ALARIS PUMP | ALARIS MEDICAL SYSTEMS INC SUB CARDINAL HEALTH IN | 4000 | Purchased
CHRISTIANA |  | HOSPITAL-CH | 0 | 14212471 | DE |  | 2014-12-03 19:00 |  | Infusion Pumps; General-Purpose (LVP) | 58710 | 8100 ALARIS PUMP | ALARIS MEDICAL SYSTEMS INC SUB CARDINAL HEALTH INC | 4000 | Purchased
CHRISTIANA |  | HOSPITAL-CH | 0 | 14212445 | DE |  | 2014-12-03 19:00 |  | Infusion Pumps; General-Purpose (LVP) | 58712 | 8100 ALARIS PUMP | ALARIS MEDICAL SYSTEMS INC SUB CARDINAL HEALTH IN | 4000 | Purchased
CHRISTIANA |  | HOSPITAL-CH | 0 | 14213990 | DE |  | 2014-12-03 19:00 |  | Infusion Pumps; General-Purpose (LVP) | 55249 | 8100 ALARIS PUMP | ALARIS MEDICAL SYSTEMS INC SUB CARDINAL HEALTH IN | 4000 | Purchased
CHRISTIANA |  | HOSPITAL-CH | 0 | 13162501 | DE |  | 2017-11-07 19:00 |  | Infusion Pumps; General-Purpose (LVP) | 65785 | 8100 ALARIS PUMP | ALARIS MEDICAL SYSTEMS INC SUB CARDINAL HEALTH IN | 4000 | Purchased
CHRISTIANA |  | HOSPITAL-CH | 0 | 14214416 | DE |  | 2014-12-03 19:00 |  | Infusion Pumps; General-Purpose (LVP) | 55232 | 8100 ALARIS PUMP | ALARIS MEDICAL SYSTEMS INC SUB CARDINAL HEALTH IN | 4000 | Purchased
CHRISTIANA |  | HOSPITAL-CH | 0 | 14211026 | DE |  | 2014-12-03 19:00 |  | Infusion Pumps; General-Purpose (LVP) | 58491 | 8100 ALARIS PUMP | ALARIS MEDICAL SYSTEMS INC SUB CARDINAL HEALTH IN | 4000 | Purchased
CHRISTIANA |  | HOSPITAL-CH | 0 | 14215812 | DE |  | 2014-12-03 19:00 |  | Infusion Pumps; General-Purpose (LVP) | 58493 | 8100 ALARIS PUMP | ALARIS MEDICAL SYSTEMS INC SUB CARDINAL HEALTH INC | 4000 | Purchased
CHRISTIANA |  | HOSPITAL-CH | 0 | 12715121 | DE |  | 2017-11-07 19:00 |  | Infusion Pumps; General-Purpose (LVP) | 63888 | 8100 ALARIS PUMP | ALARIS MEDICAL SYSTEMS INC SUB CARDINAL HEALTH INC | 4000 | Rental
CHRISTIANA |  | HOSPITAL-CH | 0 | 13081056 | DE |  | 2017-11-07 19:00 |  | Infusion Pumps; General-Purpose (LVP) | 63895 | 8100 ALARIS PUMP | ALARIS MEDICAL SYSTEMS INC SUB CARDINAL HEALTH INC | 4000 | Rental
CHRISTIANA |  | HOSPITAL-CH | 0 | 13871840 | DE |  | 2017-01-27 19:00 |  | Infusion Pumps; General-Purpose (LVP) | 64222 | 8100 ALARIS PUMP | ALARIS MEDICAL SYSTEMS INC SUB CARDINAL HEALTH IN | 4000 | Rental
CHRISTIANA |  | HOSPITAL-CH | 0 | 98571520 | DE |  | 2017-01-27 19:00 |  | Infusion Pumps; General-Purpose (LVP) | 64237 | 8100 ALARIS PUMP | ALARIS MEDICAL SYSTEMS INC SUB CARDINAL HEALTH INC | 1800
CHRISTIANA |  | HOSPITAL-CH | 0 | 14210925 | DE |  | 2014-12-03 19:00 |  | Infusion Pumps; General-Purpose (LVP) | 56746 | 8100 ALARIS PUMP | ALARIS MEDICAL SYSTEMS INC SUB CARDINAL HEALTH INC | 4000 | Purchased
CHRISTIANA |  | HOSPITAL-CH | 0 | 14211569 | DE |  | 2014-12-03 19:00 |  | Infusion Pumps; General-Purpose (LVP) | 56744 | 8100 ALARIS PUMP | ALARIS MEDICAL SYSTEMS INC SUB CARDINAL HEALTH INC | 4000 | Purchased
CHRISTIANA |  | HOSPITAL-WH | 0 | 14212012 | DE |  | 2014-07-13 20:00 |  | Infusion Pumps; General-Purpose (LVP) | 55205 | 8100 ALARIS PUMP | ALARIS MEDICAL SYSTEMS INC SUB CARDINAL HEALTH IN | 4000 | Purchased
CHRISTIANA |  | HOSPITAL-CH | 0 | 14214422 | DE |  | 2014-12-03 19:00 |  | Infusion Pumps; General-Purpose (LVP) | 58967 | 8100 ALARIS PUMP | ALARIS MEDICAL SYSTEMS INC SUB CARDINAL HEALTH IN | 4000 | Purchased
CHRISTIANA |  | HOSPITAL-CH | 0 | 12719152 | DE |  | 2017-11-07 19:00 |  | Infusion Pumps; General-Purpose (LVP) | 65818 | 8100 ALARIS PUMP | ALARIS MEDICAL SYSTEMS INC SUB CARDINAL HEALTH IN | 4000 | Purchased
CHRISTIANA |  | HOSPITAL-CH | 0 | 14213883 | DE |  | 2014-12-03 19:00 |  | Infusion Pumps; General-Purpose (LVP) | 59875 | 8100 ALARIS PUMP | ALARIS MEDICAL SYSTEMS INC SUB CARDINAL HEALTH INC | 4000 | Purchased
CHRISTIANA |  | HOSPITAL-CH | 0 | 14213729 | DE |  | 2014-12-03 19:00 |  | Infusion Pumps; General-Purpose (LVP) | 59873 | 8100 ALARIS PUMP | ALARIS MEDICAL SYSTEMS INC SUB CARDINAL HEALTH IN | 4000 | Purchased
CHRISTIANA |  | HOSPITAL-CH | 0 | 13162787 | DE |  | 2017-11-07 19:00 |  | Infusion Pumps; General-Purpose (LVP) | 63965 | 8100 ALARIS PUMP | ALARIS MEDICAL SYSTEMS INC SUB CARDINAL HEALTH IN | 4000 | Rental
CHRISTIANA |  | HOSPITAL-CH | 0 | 13871411 | DE |  | 2017-01-27 19:00 |  | Infusion Pumps; General-Purpose (LVP) | 64231 | 8100 ALARIS PUMP | ALARIS MEDICAL SYSTEMS INC SUB CARDINAL HEALTH IN | 4000 | Purchased
CHRISTIANA |  | HOSPITAL-CH | 0 | 14210280 | DE |  | 2014-12-03 19:00 |  | Infusion Pumps; General-Purpose (LVP) | 58416 | 8100 ALARIS PUMP | ALARIS MEDICAL SYSTEMS INC SUB CARDINAL HEALTH INC | 4000 | Purchased
CHRISTIANA |  | HOSPITAL-CH | 0 | 14214570 | DE |  | 2014-12-03 19:00 |  | Infusion Pumps; General-Purpose (LVP) | 55398 | 8100 ALARIS PUMP | ALARIS MEDICAL SYSTEMS INC SUB CARDINAL HEALTH INC | 4000 | Purchased
CHRISTIANA |  | HOSPITAL-CH | 0 | 14214692 | DE |  | 2014-12-03 19:00 |  | Infusion Pumps; General-Purpose (LVP) | 55400 | 8100 ALARIS PUMP | ALARIS MEDICAL SYSTEMS INC SUB CARDINAL HEALTH INC | 4000 | Purchased
CHRISTIANA |  | HOSPITAL-CH | 0 | 14213681 | DE |  | 2014-12-03 19:00 |  | Infusion Pumps; General-Purpose (LVP) | 59689 | 8100 ALARIS PUMP | ALARIS MEDICAL SYSTEMS INC SUB CARDINAL HEALTH INC | 4000 | Purchased
CHRISTIANA |  | HOSPITAL-CH | 0 | 14211966 | DE |  | 2014-12-03 19:00 |  | Infusion Pumps; General-Purpose (LVP) | 59691 | 8100 ALARIS PUMP | ALARIS MEDICAL SYSTEMS INC SUB CARDINAL HEALTH INC | 4000 | Purchased
CHRISTIANA |  | HOSPITAL-CH | 0 | 14212323 | DE |  | 2014-12-03 19:00 |  | Infusion Pumps; General-Purpose (LVP) | 59693 | 8100 ALARIS PUMP | ALARIS MEDICAL SYSTEMS INC SUB CARDINAL HEALTH IN | 4000 | Purchased
CHRISTIANA |  | HOSPITAL-CH | 0 | 14212321 | DE |  | 2014-12-03 19:00 |  | Infusion Pumps; General-Purpose (LVP) | 59853 | 8100 ALARIS PUMP | ALARIS MEDICAL SYSTEMS INC SUB CARDINAL HEALTH INC | 4000 | Purchased
CHRISTIANA |  | HOSPITAL-CH | 0 | 14212522 | DE |  | 2014-12-03 19:00 |  | Infusion Pumps; General-Purpose (LVP) | 59851 | 8100 ALARIS PUMP | ALARIS MEDICAL SYSTEMS INC SUB CARDINAL HEALTH IN | 4000 | Purchased
CHRISTIANA |  | HOSPITAL-CH | 0 | 14214211 | DE |  | 2014-12-03 19:00 |  | Infusion Pumps; General-Purpose (LVP) | 59849 | 8100 ALARIS PUMP | ALARIS MEDICAL SYSTEMS INC SUB CARDINAL HEALTH IN | 4000 | Purchased
CHRISTIANA |  | HOSPITAL-CH | 0 | 14214080 | DE |  | 2014-12-03 19:00 |  | Infusion Pumps; General-Purpose (LVP) | 59095 | 8100 ALARIS PUMP | ALARIS MEDICAL SYSTEMS INC SUB CARDINAL HEALTH IN | 4000 | Purchased
CHRISTIANA |  | HOSPITAL-CH | 0 | 14214744 | DE |  | 2014-12-03 19:00 |  | Infusion Pumps; General-Purpose (LVP) | 59097 | 8100 ALARIS PUMP | ALARIS MEDICAL SYSTEMS INC SUB CARDINAL HEALTH INC | 4000 | Purchased
CHRISTIANA |  | HOSPITAL-CH | 0 | 14211588 | DE |  | 2014-12-03 19:00 |  | Infusion Pumps; General-Purpose (LVP) | 59099 | 8100 ALARIS PUMP | ALARIS MEDICAL SYSTEMS INC SUB CARDINAL HEALTH INC | 4000 | Purchased
CHRISTIANA |  | HOSPITAL-CH | 0 | 14214429 | DE |  | 2014-12-03 19:00 |  | Infusion Pumps; General-Purpose (LVP) | 55351 | 8100 ALARIS PUMP | ALARIS MEDICAL SYSTEMS INC SUB CARDINAL HEALTH IN | 4000 | Purchased
CHRISTIANA |  | HOSPITAL-CH | 0 | 13875679 | DE |  | 2017-11-07 19:00 |  | Infusion Pumps; General-Purpose (LVP) | 65309 | 8100 ALARIS PUMP | ALARIS MEDICAL SYSTEMS INC SUB CARDINAL HEALTH IN | 4000 | Purchased
CHRISTIANA |  | HOSPITAL-CH | 0 | 14211898 | DE |  | 2014-12-03 19:00 |  | Infusion Pumps; General-Purpose (LVP) | 56318 | 8100 ALARIS PUMP | ALARIS MEDICAL SYSTEMS INC SUB CARDINAL HEALTH INC | 4000 | Purchased
CHRISTIANA |  | HOSPITAL-CH | 0 | 14211867 | DE |  | 2014-12-03 19:00 |  | Infusion Pumps; General-Purpose (LVP) | 56320 | 8100 ALARIS PUMP | ALARIS MEDICAL SYSTEMS INC SUB CARDINAL HEALTH INC | 4000 | Purchased
CHRISTIANA |  | HOSPITAL-CH | 0 | 13162786 | DE |  | 2017-11-07 19:00 |  | Infusion Pumps; General-Purpose (LVP) | 65912 | 8100 ALARIS PUMP | ALARIS MEDICAL SYSTEMS INC SUB CARDINAL HEALTH IN | 4000 | Purchased
CHRISTIANA |  | HOSPITAL-CH | 0 | 13841232 | DE |  | 2017-04-30 20:00 |  | Infusion Pumps; General-Purpose (LVP) | 64517 | 8100 ALARIS PUMP | ALARIS MEDICAL SYSTEMS INC SUB CARDINAL HEALTH INC | 4000 | Rental
CHRISTIANA |  | HOSPITAL-CH | 0 | 12718662 | DE |  | 2017-04-30 20:00 |  | Infusion Pumps; General-Purpose (LVP) | 64546 | 8100 ALARIS PUMP | ALARIS MEDICAL SYSTEMS INC SUB CARDINAL HEALTH INC | 4000 | Rental
CHRISTIANA |  | HOSPITAL-CH | 0 | 14211226 | DE |  | 2014-12-03 19:00 |  | Infusion Pumps; General-Purpose (LVP) | 58769 | 8100 ALARIS PUMP | ALARIS MEDICAL SYSTEMS INC SUB CARDINAL HEALTH INC | 4000 | Purchased
CHRISTIANA |  | HOSPITAL-CH | 0 | 14198023 | DE |  | 2014-12-03 19:00 |  | Infusion Pumps; General-Purpose (LVP) | 58771 | 8100 ALARIS PUMP | ALARIS MEDICAL SYSTEMS INC SUB CARDINAL HEALTH IN | 4000 | Purchased
CHRISTIANA |  | CANCER CENTER | 0 | 14200506 | DE |  | 2014-12-03 19:00 |  | Infusion Pumps; General-Purpose (LVP) | 58773 | 8100 ALARIS PUMP | ALARIS MEDICAL SYSTEMS INC SUB CARDINAL HEALTH INC | 4000 | Purchased
CHRISTIANA |  | HOSPITAL-CH | 0 | 13162496 | DE |  | 2017-11-07 19:00 |  | Infusion Pumps; General-Purpose (LVP) | 65772 | 8100 ALARIS PUMP | ALARIS MEDICAL SYSTEMS INC SUB CARDINAL HEALTH IN | 4000 | Purchased
CHRISTIANA |  | HOSPITAL-CH | 0 | 13841261 | DE |  | 2017-11-07 19:00 |  | Infusion Pumps; General-Purpose (LVP) | 63872 | 8100 ALARIS PUMP | ALARIS MEDICAL SYSTEMS INC SUB CARDINAL HEALTH IN | 4000 | Rental
CHRISTIANA |  | HOSPITAL-CH | 0 | 14212152 | DE |  | 2014-12-03 19:00 |  | Infusion Pumps; General-Purpose (LVP) | 56939 | 8100 ALARIS PUMP | ALARIS MEDICAL SYSTEMS INC SUB CARDINAL HEALTH INC | 4000 | Purchased
CHRISTIANA |  | HOSPITAL-CH | 0 | 14214527 | DE |  | 2014-12-03 19:00 |  | Infusion Pumps; General-Purpose (LVP) | 55366 | 8100 ALARIS PUMP | ALARIS MEDICAL SYSTEMS INC SUB CARDINAL HEALTH IN | 4000 | Purchased
CHRISTIANA |  | HOSPITAL-CH | 0 | 14210310 | DE |  | 2014-12-03 19:00 |  | Infusion Pumps; General-Purpose (LVP) | 58496 | 8100 ALARIS PUMP | ALARIS MEDICAL SYSTEMS INC SUB CARDINAL HEALTH INC | 4000 | Purchased
CHRISTIANA |  | HOSPITAL-CH | 0 | 14212930 | DE |  | 2014-12-03 19:00 |  | Infusion Pumps; General-Purpose (LVP) | 59587 | 8100 ALARIS PUMP | ALARIS MEDICAL SYSTEMS INC SUB CARDINAL HEALTH IN | 4000 | Purchased
CHRISTIANA |  | CANCER CENTER | 0 | 14210323 | DE |  | 2014-12-03 19:00 |  | Infusion Pumps; General-Purpose (LVP) | 58389 | 8100 ALARIS PUMP | ALARIS MEDICAL SYSTEMS INC SUB CARDINAL HEALTH INC | 4000 | Purchased
CHRISTIANA |  | HOSPITAL-CH | 0 | 14212347 | DE |  | 2014-12-03 19:00 |  | Infusion Pumps; General-Purpose (LVP) | 58735 | 8100 ALARIS PUMP | ALARIS MEDICAL SYSTEMS INC SUB CARDINAL HEALTH INC | 4000 | Purchased
CHRISTIANA |  | HOSPITAL-CH | 0 | 14212407 | DE |  | 2014-12-03 19:00 |  | Infusion Pumps; General-Purpose (LVP) | 58737 | 8100 ALARIS PUMP | ALARIS MEDICAL SYSTEMS INC SUB CARDINAL HEALTH IN | 4000 | Purchased
CHRISTIANA |  | HOSPITAL-CH | 0 | 14201893 | DE |  | 2014-12-03 19:00 |  | Infusion Pumps; General-Purpose (LVP) | 58739 | 8100 ALARIS PUMP | ALARIS MEDICAL SYSTEMS INC SUB CARDINAL HEALTH IN | 4000 | Purchased
CHRISTIANA |  | HOSPITAL-CH | 0 | 14212513 | DE |  | 2014-07-13 20:00 |  | Infusion Pumps; General-Purpose (LVP) | 55210 | 8100 ALARIS PUMP | ALARIS MEDICAL SYSTEMS INC SUB CARDINAL HEALTH IN | 4000 | Purchased
CHRISTIANA |  | HOSPITAL-CH | 0 | 14213863 | DE |  | 2014-12-03 19:00 |  | Infusion Pumps; General-Purpose (LVP) | 56876 | 8100 ALARIS PUMP | ALARIS MEDICAL SYSTEMS INC SUB CARDINAL HEALTH IN | 4000 | Purchased
CHRISTIANA |  | HOSPITAL-CH | 0 | 14213493 | DE |  | 2014-12-03 19:00 |  | Infusion Pumps; General-Purpose (LVP) | 56878 | 8100 ALARIS PUMP | ALARIS MEDICAL SYSTEMS INC SUB CARDINAL HEALTH INC | 4000 | Purchased
CHRISTIANA |  | HOSPITAL-CH | 0 | 14212206 | DE |  | 2014-12-03 19:00 |  | Infusion Pumps; General-Purpose (LVP) | 59913 | 8100 ALARIS PUMP | ALARIS MEDICAL SYSTEMS INC SUB CARDINAL HEALTH INC | 4000 | Purchased
CHRISTIANA |  | HOSPITAL-CH | 0 | 14211886 | DE |  | 2014-12-03 19:00 |  | Infusion Pumps; General-Purpose (LVP) | 59911 | 8100 ALARIS PUMP | ALARIS MEDICAL SYSTEMS INC SUB CARDINAL HEALTH IN | 4000 | Purchased
CHRISTIANA |  | HOSPITAL-CH | 0 | 14210936 | DE |  | 2014-12-03 19:00 |  | Infusion Pumps; General-Purpose (LVP) | 58511 | 8100 ALARIS PUMP | ALARIS MEDICAL SYSTEMS INC SUB CARDINAL HEALTH INC | 4000 | Purchased
CHRISTIANA |  | HOSPITAL-CH | 0 | 14213736 | DE |  | 2014-12-03 19:00 |  | Infusion Pumps; General-Purpose (LVP) | 56357 | 8100 ALARIS PUMP | ALARIS MEDICAL SYSTEMS INC SUB CARDINAL HEALTH IN | 4000 | Purchased
CHRISTIANA |  | HOSPITAL-CH | 0 | 14213055 | DE |  | 2014-12-03 19:00 |  | Infusion Pumps; General-Purpose (LVP) | 58568 | 8100 ALARIS PUMP | ALARIS MEDICAL SYSTEMS INC SUB CARDINAL HEALTH IN | 4000 | Purchased
CHRISTIANA |  | HOSPITAL-CH | 0 | 14213077 | DE |  | 2014-12-03 19:00 |  | Infusion Pumps; General-Purpose (LVP) | 58570 | 8100 ALARIS PUMP | ALARIS MEDICAL SYSTEMS INC SUB CARDINAL HEALTH INC | 4000 | Purchased
CHRISTIANA |  | HOSPITAL-CH | 0 | 14213038 | DE |  | 2014-12-03 19:00 |  | Infusion Pumps; General-Purpose (LVP) | 58572 | 8100 ALARIS PUMP | ALARIS MEDICAL SYSTEMS INC SUB CARDINAL HEALTH INC | 4000 | Purchased
CHRISTIANA |  | HOSPITAL-CH | 0 | 14213479 | DE |  | 2014-12-03 19:00 |  | Infusion Pumps; General-Purpose (LVP) | 59668 | 8100 ALARIS PUMP | ALARIS MEDICAL SYSTEMS INC SUB CARDINAL HEALTH INC | 4000 | Purchased
CHRISTIANA |  | HOSPITAL-CH | 0 | 12718400 | DE |  | 2017-11-07 19:00 |  | Infusion Pumps; General-Purpose (LVP) | 63861 | 8100 ALARIS PUMP | ALARIS MEDICAL SYSTEMS INC SUB CARDINAL HEALTH IN | 4000 | Rental
CHRISTIANA |  | HOSPITAL-CH | 0 | 12330405 | DE |  | 2017-11-07 19:00 |  | Infusion Pumps; General-Purpose (LVP) | 63944 | 8100 ALARIS PUMP | ALARIS MEDICAL SYSTEMS INC SUB CARDINAL HEALTH IN | 4000 | Rental
CHRISTIANA |  | HOSPITAL-CH | 0 | 13399817 | DE |  | 2017-11-07 19:00 |  | Infusion Pumps; General-Purpose (LVP) | 65753 | 8100 ALARIS PUMP | ALARIS MEDICAL SYSTEMS INC SUB CARDINAL HEALTH IN | 4000 | Purchased
CHRISTIANA |  | HOSPITAL-CH | 0 | 14211400 | DE |  | 2014-12-03 19:00 |  | Infusion Pumps; General-Purpose (LVP) | 56729 | 8100 ALARIS PUMP | ALARIS MEDICAL SYSTEMS INC SUB CARDINAL HEALTH INC | 4000 | Purchased
CHRISTIANA |  | HOSPITAL-CH | 0 | 14211263 | DE |  | 2014-12-03 19:00 |  | Infusion Pumps; General-Purpose (LVP) | 56731 | 8100 ALARIS PUMP | ALARIS MEDICAL SYSTEMS INC SUB CARDINAL HEALTH INC | 4000 | Purchased
CHRISTIANA |  | HOSPITAL-CH | 0 | 14212679 | DE |  | 2014-12-03 19:00 |  | Infusion Pumps; General-Purpose (LVP) | 59898 | 8100 ALARIS PUMP | ALARIS MEDICAL SYSTEMS INC SUB CARDINAL HEALTH IN | 4000 | Purchased
CHRISTIANA |  | HOSPITAL-WH | 0 | 14212115 | DE |  | 2014-12-03 19:00 |  | Infusion Pumps; General-Purpose (LVP) | 59897 | 8100 ALARIS PUMP | ALARIS MEDICAL SYSTEMS INC SUB CARDINAL HEALTH INC | 4000 | Purchased
CHRISTIANA |  | HOSPITAL-CH | 0 | 14213432 | DE |  | 2014-12-03 19:00 |  | Infusion Pumps; General-Purpose (LVP) | 56372 | 8100 ALARIS PUMP | ALARIS MEDICAL SYSTEMS INC SUB CARDINAL HEALTH IN | 4000 | Purchased
CHRISTIANA |  | HOSPITAL-CH | 0 | 14213356 | DE |  | 2014-12-03 19:00 |  | Infusion Pumps; General-Purpose (LVP) | 56374 | 8100 ALARIS PUMP | ALARIS MEDICAL SYSTEMS INC SUB CARDINAL HEALTH IN | 4000 | Purchased
CHRISTIANA |  | HOSPITAL-WH | 0 | 14214483 | DE |  | 2014-12-03 19:00 |  | Infusion Pumps; General-Purpose (LVP) | 59778 | 8100 ALARIS PUMP | ALARIS MEDICAL SYSTEMS INC SUB CARDINAL HEALTH IN | 4000 | Purchased
CHRISTIANA |  | HOSPITAL-CH | 0 | 14213377 | DE |  | 2014-12-03 19:00 |  | Infusion Pumps; General-Purpose (LVP) | 59780 | 8100 ALARIS PUMP | ALARIS MEDICAL SYSTEMS INC SUB CARDINAL HEALTH INC | 4000 | Purchased
CHRISTIANA |  | HOSPITAL-CH | 0 | 14215713 | DE |  | 2014-12-03 19:00 |  | Infusion Pumps; General-Purpose (LVP) | 58330 | 8100 ALARIS PUMP | ALARIS MEDICAL SYSTEMS INC SUB CARDINAL HEALTH INC | 4000 | Purchased
CHRISTIANA |  | HOSPITAL-CH | 0 | 14211233 | DE |  | 2014-12-03 19:00 |  | Infusion Pumps; General-Purpose (LVP) | 58328 | 8100 ALARIS PUMP | ALARIS MEDICAL SYSTEMS INC SUB CARDINAL HEALTH INC | 4000 | Purchased
CHRISTIANA |  | HOSPITAL-CH | 0 | 12718298 | DE |  | 2017-04-30 20:00 |  | Infusion Pumps; General-Purpose (LVP) | 64566 | 8100 ALARIS PUMP | ALARIS MEDICAL SYSTEMS INC SUB CARDINAL HEALTH IN | 4000 | Rental
CHRISTIANA |  | CANCER CENTER | 0 | 14966467 | DE |  | 2017-08-01 20:00 |  | Infusion Pumps; General-Purpose (LVP) | 65258 | 8100 ALARIS PUMP | ALARIS MEDICAL SYSTEMS INC SUB CARDINAL HEALTH IN | 4000 | Purchased
CHRISTIANA |  | HOSPITAL-CH | 0 | 14212408 | DE |  | 2014-07-13 20:00 |  | Infusion Pumps; General-Purpose (LVP) | 55179 | 8100 ALARIS PUMP | ALARIS MEDICAL SYSTEMS INC SUB CARDINAL HEALTH IN | 4000 | Purchased
CHRISTIANA |  | HOSPITAL-CH | 0 | 14211543 | DE |  | 2014-12-03 19:00 |  | Infusion Pumps; General-Purpose (LVP) | 58840 | 8100 ALARIS PUMP | ALARIS MEDICAL SYSTEMS INC SUB CARDINAL HEALTH IN | 4000 | Purchased
CHRISTIANA |  | HOSPITAL-WH | 0 | 14137016 | DE |  | 2014-07-13 20:00 |  | Infusion Pumps; General-Purpose (LVP) | 54273 | 8100 ALARIS PUMP | ALARIS MEDICAL SYSTEMS INC SUB CARDINAL HEALTH INC | 4000 | Purchased
CHRISTIANA |  | HOSPITAL-CH | 0 | 12686587 | DE |  | 2017-04-30 20:00 |  | Infusion Pumps; General-Purpose (LVP) | 64617 | 8100 ALARIS PUMP | ALARIS MEDICAL SYSTEMS INC SUB CARDINAL HEALTH INC | 4000 | Rental
CHRISTIANA |  | HOSPITAL-CH | 0 | 12402407 | DE |  | 2017-11-07 19:00 |  | Infusion Pumps; General-Purpose (LVP) | 63788 | 8100 ALARIS PUMP | ALARIS MEDICAL SYSTEMS INC SUB CARDINAL HEALTH INC | 4000 | Rental
CHRISTIANA |  | HOSPITAL-CH | 0 | 12329280 | DE |  | 2017-04-30 20:00 |  | Infusion Pumps; General-Purpose (LVP) | 65993 | 8100 ALARIS PUMP | ALARIS MEDICAL SYSTEMS INC SUB CARDINAL HEALTH IN | 4000 | Rental
CHRISTIANA |  | HOSPITAL-CH | 0 | 12731109 | DE |  | 2017-11-07 19:00 |  | Infusion Pumps; General-Purpose (LVP) | 65820 | 8100 ALARIS PUMP | ALARIS MEDICAL SYSTEMS INC SUB CARDINAL HEALTH IN | 4000 | Purchased
CHRISTIANA |  | HOSPITAL-CH | 0 | 14212192 | DE |  | 2014-12-03 19:00 |  | Infusion Pumps; General-Purpose (LVP) | 59885 | 8100 ALARIS PUMP | ALARIS MEDICAL SYSTEMS INC SUB CARDINAL HEALTH INC | 4000 | Purchased
CHRISTIANA |  | HOSPITAL-CH | 0 | 14211975 | DE |  | 2014-12-03 19:00 |  | Infusion Pumps; General-Purpose (LVP) | 59883 | 8100 ALARIS PUMP | ALARIS MEDICAL SYSTEMS INC SUB CARDINAL HEALTH INC | 4000 | Purchased
CHRISTIANA |  | HOSPITAL-CH | 0 | 14211394 | DE |  | 2014-12-03 19:00 |  | Infusion Pumps; General-Purpose (LVP) | 58480 | 8100 ALARIS PUMP | ALARIS MEDICAL SYSTEMS INC SUB CARDINAL HEALTH IN | 4000 | Purchased
CHRISTIANA |  | HOSPITAL-CH | 0 | 12754446 | DE |  | 2017-11-07 19:00 |  | Infusion Pumps; General-Purpose (LVP) | 65848 | 8100 ALARIS PUMP | ALARIS MEDICAL SYSTEMS INC SUB CARDINAL HEALTH IN | 4000 | Purchased
CHRISTIANA |  | HOSPITAL-CH | 0 | 14212617 | DE |  | 2014-12-03 19:00 |  | Infusion Pumps; General-Purpose (LVP) | 58715 | 8100 ALARIS PUMP | ALARIS MEDICAL SYSTEMS INC SUB CARDINAL HEALTH IN | 4000 | Purchased
CHRISTIANA |  | HOSPITAL-CH | 0 | 14212444 | DE |  | 2014-12-03 19:00 |  | Infusion Pumps; General-Purpose (LVP) | 58717 | 8100 ALARIS PUMP | ALARIS MEDICAL SYSTEMS INC SUB CARDINAL HEALTH INC | 4000 | Purchased
CHRISTIANA |  | HOSPITAL-CH | 0 | 12717505 | DE |  | 2017-11-07 19:00 |  | Infusion Pumps; General-Purpose (LVP) | 63919 | 8100 ALARIS PUMP | ALARIS MEDICAL SYSTEMS INC SUB CARDINAL HEALTH INC | 4000 | Rental
CHRISTIANA |  | HOSPITAL-CH | 0 | 12718459 | DE |  | 2014-12-03 19:00 |  | Infusion Pumps; General-Purpose (LVP) | 66016 | 8100 ALARIS PUMP | ALARIS MEDICAL SYSTEMS INC SUB CARDINAL HEALTH INC | 4000 | Rental
CHRISTIANA |  | HOSPITAL-CH | 0 | 14213892 | DE |  | 2014-07-13 20:00 |  | Infusion Pumps; General-Purpose (LVP) | 55196 | 8100 ALARIS PUMP | ALARIS MEDICAL SYSTEMS INC SUB CARDINAL HEALTH INC | 4000 | Purchased
CHRISTIANA |  | HOSPITAL-CH | 0 | 14214268 | DE |  | 2014-12-03 19:00 |  | Infusion Pumps; General-Purpose (LVP) | 59948 | 8100 ALARIS PUMP | ALARIS MEDICAL SYSTEMS INC SUB CARDINAL HEALTH IN | 4000 | Purchased
CHRISTIANA |  | HOSPITAL-CH | 0 | 14212642 | DE |  | 2014-12-03 19:00 |  | Infusion Pumps; General-Purpose (LVP) | 59946 | 8100 ALARIS PUMP | ALARIS MEDICAL SYSTEMS INC SUB CARDINAL HEALTH IN | 4000 | Purchased
CHRISTIANA |  | HOSPITAL-CH | 0 | 12718268 | DE |  | 2017-11-07 19:00 |  | Infusion Pumps; General-Purpose (LVP) | 63962 | 8100 ALARIS PUMP | ALARIS MEDICAL SYSTEMS INC SUB CARDINAL HEALTH IN | 4000 | Rental
CHRISTIANA |  | HOSPITAL-CH | 0 | 14213355 | DE |  | 2014-12-03 19:00 |  | Infusion Pumps; General-Purpose (LVP) | 55235 | 8100 ALARIS PUMP | ALARIS MEDICAL SYSTEMS INC SUB CARDINAL HEALTH INC | 4000 | Purchased
CHRISTIANA |  | HOSPITAL-CH | 0 | 14213213 | DE |  | 2014-12-03 19:00 |  | Infusion Pumps; General-Purpose (LVP) | 55237 | 8100 ALARIS PUMP | ALARIS MEDICAL SYSTEMS INC SUB CARDINAL HEALTH INC | 4000 | Purchased
CHRISTIANA |  | HOSPITAL-CH | 0 | 14215510 | DE |  | 2014-12-03 19:00 |  | Infusion Pumps; General-Purpose (LVP) | 58384 | 8100 ALARIS PUMP | ALARIS MEDICAL SYSTEMS INC SUB CARDINAL HEALTH INC | 4000 | Purchased
CHRISTIANA |  | HOSPITAL-WH | 0 | 14210130 | DE |  | 2014-12-03 19:00 |  | Infusion Pumps; General-Purpose (LVP) | 59346 | 8100 ALARIS PUMP | ALARIS MEDICAL SYSTEMS INC SUB CARDINAL HEALTH INC | 4000 | Purchased
CHRISTIANA |  | HOSPITAL-CH | 0 | 14211293 | DE |  | 2014-12-03 19:00 |  | Infusion Pumps; General-Purpose (LVP) | 59348 | 8100 ALARIS PUMP | ALARIS MEDICAL SYSTEMS INC SUB CARDINAL HEALTH IN | 4000 | Purchased
CHRISTIANA |  | HOSPITAL-CH | 0 | 12330787 | DE |  | 2017-11-07 19:00 |  | Infusion Pumps; General-Purpose (LVP) | 63800 | 8100 ALARIS PUMP | ALARIS MEDICAL SYSTEMS INC SUB CARDINAL HEALTH INC | 4000 | Rental
CHRISTIANA |  | HOSPITAL-CH | 0 | 14215701 | DE |  | 2014-12-03 19:00 |  | Infusion Pumps; General-Purpose (LVP) | 58494 | 8100 ALARIS PUMP | ALARIS MEDICAL SYSTEMS INC SUB CARDINAL HEALTH INC | 4000 | Purchased
CHRISTIANA |  | HOSPITAL-CH | 0 | 14210356 | DE |  | 2014-12-03 19:00 |  | Infusion Pumps; General-Purpose (LVP) | 55464 | 8100 ALARIS PUMP | ALARIS MEDICAL SYSTEMS INC SUB CARDINAL HEALTH IN | 4000 | Purchased
CHRISTIANA |  | HOSPITAL-CH | 0 | 14214640 | DE |  | 2014-12-03 19:00 |  | Infusion Pumps; General-Purpose (LVP) | 55466 | 8100 ALARIS PUMP | ALARIS MEDICAL SYSTEMS INC SUB CARDINAL HEALTH IN | 4000 | Purchased
CHRISTIANA |  | HOSPITAL-CH | 0 | 14211211 | DE |  | 2014-12-03 19:00 |  | Infusion Pumps; General-Purpose (LVP) | 58795 | 8100 ALARIS PUMP | ALARIS MEDICAL SYSTEMS INC SUB CARDINAL HEALTH INC | 4000 | Purchased
CHRISTIANA |  | HOSPITAL-CH | 0 | 14211459 | DE |  | 2014-12-03 19:00 |  | Infusion Pumps; General-Purpose (LVP) | 58797 | 8100 ALARIS PUMP | ALARIS MEDICAL SYSTEMS INC SUB CARDINAL HEALTH IN | 4000 | Purchased
CHRISTIANA |  | HOSPITAL-CH | 0 | 14210506 | DE |  | 2014-12-03 19:00 |  | Infusion Pumps; General-Purpose (LVP) | 56743 | 8100 ALARIS PUMP | ALARIS MEDICAL SYSTEMS INC SUB CARDINAL HEALTH IN | 4000 | Purchased
CHRISTIANA |  | HOSPITAL-CH | 0 | 14209358 | DE |  | 2014-12-03 19:00 |  | Infusion Pumps; General-Purpose (LVP) | 56741 | 8100 ALARIS PUMP | ALARIS MEDICAL SYSTEMS INC SUB CARDINAL HEALTH INC | 4000 | Purchased
CHRISTIANA |  | HOSPITAL-CH | 0 | 12330268 | DE |  | 2017-11-07 19:00 |  | Infusion Pumps; General-Purpose (LVP) | 65803 | 8100 ALARIS PUMP | ALARIS MEDICAL SYSTEMS INC SUB CARDINAL HEALTH IN | 4000 | Purchased
CHRISTIANA |  | HOSPITAL-CH | 0 | 14213983 | DE |  | 2014-12-03 19:00 |  | Infusion Pumps; General-Purpose (LVP) | 58968 | 8100 ALARIS PUMP | ALARIS MEDICAL SYSTEMS INC SUB CARDINAL HEALTH IN | 4000 | Purchased
CHRISTIANA |  | HOSPITAL-CH | 0 | 14213579 | DE |  | 2014-12-03 19:00 |  | Infusion Pumps; General-Purpose (LVP) | 59876 | 8100 ALARIS PUMP | ALARIS MEDICAL SYSTEMS INC SUB CARDINAL HEALTH INC | 4000 | Purchased
CHRISTIANA |  | HOSPITAL-CH | 0 | 14213630 | DE |  | 2014-12-03 19:00 |  | Infusion Pumps; General-Purpose (LVP) | 59874 | 8100 ALARIS PUMP | ALARIS MEDICAL SYSTEMS INC SUB CARDINAL HEALTH INC | 4000 | Purchased
CHRISTIANA |  | HOSPITAL-CH | 0 | 14213129 | DE |  | 2014-12-03 19:00 |  | Infusion Pumps; General-Purpose (LVP) | 59872 | 8100 ALARIS PUMP | ALARIS MEDICAL SYSTEMS INC SUB CARDINAL HEALTH INC | 4000 | Purchased
CHRISTIANA |  | HOSPITAL-CH | 0 | 12719318 | DE |  | 2017-11-07 19:00 |  | Infusion Pumps; General-Purpose (LVP) | 63825 | 8100 ALARIS PUMP | ALARIS MEDICAL SYSTEMS INC SUB CARDINAL HEALTH INC | 4000 | Rental
CHRISTIANA |  | HOSPITAL-CH | 0 | 12329285 | DE |  | 2017-11-07 19:00 |  | Infusion Pumps; General-Purpose (LVP) | 63940 | 8100 ALARIS PUMP | ALARIS MEDICAL SYSTEMS INC SUB CARDINAL HEALTH IN | 4000 | Rental
CHRISTIANA |  | HOSPITAL-CH | 0 | 14965939 | DE |  | 2017-08-01 20:00 |  | Infusion Pumps; General-Purpose (LVP) | 65021 | 8100 ALARIS PUMP | ALARIS MEDICAL SYSTEMS INC SUB CARDINAL HEALTH IN | 4000 | Purchased
CHRISTIANA |  | HOSPITAL-CH | 0 | 13876206 | DE |  | 2017-11-07 19:00 |  | Infusion Pumps; General-Purpose (LVP) | 66094 | 8100 ALARIS PUMP | ALARIS MEDICAL SYSTEMS INC SUB CARDINAL HEALTH INC | 4000 | Rental
CHRISTIANA |  | HOSPITAL-CH | 0 | 14210593 | DE |  | 2014-12-03 19:00 |  | Infusion Pumps; General-Purpose (LVP) | 58415 | 8100 ALARIS PUMP | ALARIS MEDICAL SYSTEMS INC SUB CARDINAL HEALTH INC | 4000 | Purchased
CHRISTIANA |  | HOSPITAL-CH | 0 | 14210558 | DE |  | 2014-12-03 19:00 |  | Infusion Pumps; General-Purpose (LVP) | 58417 | 8100 ALARIS PUMP | ALARIS MEDICAL SYSTEMS INC SUB CARDINAL HEALTH IN | 4000 | Purchased
CHRISTIANA |  | Union Professional Building Elkton | 0 | 14214476 | MD |  | 2014-12-03 19:00 |  | Infusion Pumps; General-Purpose (LVP) | 55399 | 8100 ALARIS PUMP | ALARIS MEDICAL SYSTEMS INC SUB CARDINAL HEALTH IN | 4000 | Purchased
CHRISTIANA |  | HOSPITAL-CH | 0 | 14211540 | DE |  | 2014-12-03 19:00 |  | Infusion Pumps; General-Purpose (LVP) | 55401 | 8100 ALARIS PUMP | ALARIS MEDICAL SYSTEMS INC SUB CARDINAL HEALTH INC | 4000 | Purchased
CHRISTIANA |  | HOSPITAL-CH | 0 | 14211882 | DE |  | 2014-12-03 19:00 |  | Infusion Pumps; General-Purpose (LVP) | 59690 | 8100 ALARIS PUMP | ALARIS MEDICAL SYSTEMS INC SUB CARDINAL HEALTH INC | 4000 | Purchased
CHRISTIANA |  | HOSPITAL-CH | 0 | 14213484 | DE |  | 2014-12-03 19:00 |  | Infusion Pumps; General-Purpose (LVP) | 59692 | 8100 ALARIS PUMP | ALARIS MEDICAL SYSTEMS INC SUB CARDINAL HEALTH INC | 4000 | Purchased
CHRISTIANA |  | HOSPITAL-CH | 0 | 14214107 | DE |  | 2014-12-03 19:00 |  | Infusion Pumps; General-Purpose (LVP) | 59694 | 8100 ALARIS PUMP | ALARIS MEDICAL SYSTEMS INC SUB CARDINAL HEALTH INC | 4000 | Purchased
CHRISTIANA |  | HOSPITAL-CH | 0 | 14212514 | DE |  | 2014-12-03 19:00 |  | Infusion Pumps; General-Purpose (LVP) | 59852 | 8100 ALARIS PUMP | ALARIS MEDICAL SYSTEMS INC SUB CARDINAL HEALTH INC | 4000 | Purchased
CHRISTIANA |  | HOSPITAL-CH | 0 | 14214197 | DE |  | 2014-12-03 19:00 |  | Infusion Pumps; General-Purpose (LVP) | 59850 | 8100 ALARIS PUMP | ALARIS MEDICAL SYSTEMS INC SUB CARDINAL HEALTH INC | 4000 | Purchased
CHRISTIANA |  | HOSPITAL-CH | 0 | 13083756 | DE |  | 2017-11-07 19:00 |  | Infusion Pumps; General-Purpose (LVP) | 65930 | 8100 ALARIS PUMP | ALARIS MEDICAL SYSTEMS INC SUB CARDINAL HEALTH INC | 4000 | Rental
CHRISTIANA |  | HOSPITAL-CH | 0 | 13441179 | DE |  | 2017-11-07 19:00 |  | Infusion Pumps; General-Purpose (LVP) | 66072 | 8100 ALARIS PUMP | ALARIS MEDICAL SYSTEMS INC SUB CARDINAL HEALTH IN | 4000 | Rental
CHRISTIANA |  | HOSPITAL-CH | 0 | 14211965 | DE |  | 2014-12-03 19:00 |  | Infusion Pumps; General-Purpose (LVP) | 59096 | 8100 ALARIS PUMP | ALARIS MEDICAL SYSTEMS INC SUB CARDINAL HEALTH IN | 4000 | Purchased
CHRISTIANA |  | HOSPITAL-CH | 0 | 14210962 | DE |  | 2014-12-03 19:00 |  | Infusion Pumps; General-Purpose (LVP) | 59098 | 8100 ALARIS PUMP | ALARIS MEDICAL SYSTEMS INC SUB CARDINAL HEALTH IN | 4000 | Purchased
CHRISTIANA |  | HOSPITAL-CH | 0 | 14211956 | DE |  | 2014-12-03 19:00 |  | Infusion Pumps; General-Purpose (LVP) | 59100 | 8100 ALARIS PUMP | ALARIS MEDICAL SYSTEMS INC SUB CARDINAL HEALTH IN | 4000 | Purchased
CHRISTIANA |  | HOSPITAL-CH | 0 | 14214646 | DE |  | 2014-12-03 19:00 |  | Infusion Pumps; General-Purpose (LVP) | 55352 | 8100 ALARIS PUMP | ALARIS MEDICAL SYSTEMS INC SUB CARDINAL HEALTH IN | 4000 | Purchased
CHRISTIANA |  | HOSPITAL-CH | 0 | 14211873 | DE |  | 2014-12-03 19:00 |  | Infusion Pumps; General-Purpose (LVP) | 56319 | 8100 ALARIS PUMP | ALARIS MEDICAL SYSTEMS INC SUB CARDINAL HEALTH INC | 4000 | Purchased
CHRISTIANA |  | HOSPITAL-CH | 0 | 14211911 | DE |  | 2014-12-03 19:00 |  | Infusion Pumps; General-Purpose (LVP) | 56321 | 8100 ALARIS PUMP | ALARIS MEDICAL SYSTEMS INC SUB CARDINAL HEALTH IN | 4000 | Purchased
CHRISTIANA |  | HOSPITAL-CH | 0 | 14210491 | DE |  | 2014-12-03 19:00 |  | Infusion Pumps; General-Purpose (LVP) | 58770 | 8100 ALARIS PUMP | ALARIS MEDICAL SYSTEMS INC SUB CARDINAL HEALTH INC | 4000 | Purchased
CHRISTIANA |  | HOSPITAL-CH | 0 | 14211119 | DE |  | 2014-12-03 19:00 |  | Infusion Pumps; General-Purpose (LVP) | 58772 | 8100 ALARIS PUMP | ALARIS MEDICAL SYSTEMS INC SUB CARDINAL HEALTH INC | 4000 | Purchased
CHRISTIANA |  | HOSPITAL-CH | 0 | 13789086 | DE |  | 2017-11-07 19:00 |  | Infusion Pumps; General-Purpose (LVP) | 65953 | 8100 ALARIS PUMP | ALARIS MEDICAL SYSTEMS INC SUB CARDINAL HEALTH IN | 4000 | Rental
CHRISTIANA |  | HOSPITAL-CH | 0 | 12718714 | DE |  | 2017-11-07 19:00 |  | Infusion Pumps; General-Purpose (LVP) | 63898 | 8100 ALARIS PUMP | ALARIS MEDICAL SYSTEMS INC SUB CARDINAL HEALTH INC | 4000 | Rental
CHRISTIANA |  | HOSPITAL-CH | 0 | 14212185 | DE |  | 2014-12-03 19:00 |  | Infusion Pumps; General-Purpose (LVP) | 56938 | 8100 ALARIS PUMP | ALARIS MEDICAL SYSTEMS INC SUB CARDINAL HEALTH INC | 4000 | Purchased
CHRISTIANA |  | HOSPITAL-CH | 0 | 12329758 | DE |  | 2019-03-29 09:02 |  | Infusion Pumps; General-Purpose (LVP) | 66164 | 8100 ALARIS PUMP | ALARIS MEDICAL SYSTEMS INC SUB CARDINAL HEALTH IN | 4000 | Rental
CHRISTIANA |  | HOSPITAL-CH | 0 | 14213054 | DE |  | 2014-12-03 19:00 |  | Infusion Pumps; General-Purpose (LVP) | 55367 | 8100 ALARIS PUMP | ALARIS MEDICAL SYSTEMS INC SUB CARDINAL HEALTH IN | 4000 | Purchased
CHRISTIANA |  | HOSPITAL-CH | 0 | 14210554 | DE |  | 2014-12-03 19:00 |  | Infusion Pumps; General-Purpose (LVP) | 58495 | 8100 ALARIS PUMP | ALARIS MEDICAL SYSTEMS INC SUB CARDINAL HEALTH INC | 4000 | Purchased
CHRISTIANA |  | HOSPITAL-CH | 0 | 14211594 | DE |  | 2014-12-03 19:00 |  | Infusion Pumps; General-Purpose (LVP) | 58497 | 8100 ALARIS PUMP | ALARIS MEDICAL SYSTEMS INC SUB CARDINAL HEALTH IN | 4000 | Purchased
CHRISTIANA |  | CANCER CENTER | 0 | 14210123 | DE |  | 2014-12-03 19:00 |  | Infusion Pumps; General-Purpose (LVP) | 58388 | 8100 ALARIS PUMP | ALARIS MEDICAL SYSTEMS INC SUB CARDINAL HEALTH IN | 4000 | Purchased
CHRISTIANA |  | HOSPITAL-CH | 0 | 14205542 | DE |  | 2014-12-03 19:00 |  | Infusion Pumps; General-Purpose (LVP) | 58939 | 8100 ALARIS PUMP | ALARIS MEDICAL SYSTEMS INC SUB CARDINAL HEALTH INC | 4000 | Purchased
CHRISTIANA |  | CANCER CENTER | 0 | 14198205 | DE |  | 2014-12-03 19:00 |  | Infusion Pumps; General-Purpose (LVP) | 58753 | 8100 ALARIS PUMP | ALARIS MEDICAL SYSTEMS INC SUB CARDINAL HEALTH INC | 4000 | Purchased
CHRISTIANA |  | HOSPITAL-CH | 0 | 14211439 | DE |  | 2014-12-03 19:00 |  | Infusion Pumps; General-Purpose (LVP) | 58665 | 8100 ALARIS PUMP | ALARIS MEDICAL SYSTEMS INC SUB CARDINAL HEALTH IN | 4000 | Purchased
CHRISTIANA |  | HOSPITAL-CH | 0 | 12400508 | DE |  | 2017-11-07 19:00 |  | Infusion Pumps; General-Purpose (LVP) | 63934 | 8100 ALARIS PUMP | ALARIS MEDICAL SYSTEMS INC SUB CARDINAL HEALTH IN | 4000 | Rental
CHRISTIANA |  | HOSPITAL-CH | 0 | 14211227 | DE |  | 2014-12-03 19:00 |  | Infusion Pumps; General-Purpose (LVP) | 58736 | 8100 ALARIS PUMP | ALARIS MEDICAL SYSTEMS INC SUB CARDINAL HEALTH INC | 4000 | Purchased
CHRISTIANA |  | HOSPITAL-CH | 0 | 14199894 | DE |  | 2014-12-03 19:00 |  | Infusion Pumps; General-Purpose (LVP) | 58738 | 8100 ALARIS PUMP | ALARIS MEDICAL SYSTEMS INC SUB CARDINAL HEALTH INC | 4000 | Purchased
CHRISTIANA |  | HOSPITAL-CH | 0 | 14211609 | DE |  | 2014-12-03 19:00 |  | Infusion Pumps; General-Purpose (LVP) | 58740 | 8100 ALARIS PUMP | ALARIS MEDICAL SYSTEMS INC SUB CARDINAL HEALTH INC | 4000 | Purchased
CHRISTIANA |  | HOSPITAL-CH | 0 | 12770387 | DE |  | 2014-12-03 19:00 |  | Infusion Pumps; General-Purpose (LVP) | 66086 | 8100 ALARIS PUMP | ALARIS MEDICAL SYSTEMS INC SUB CARDINAL HEALTH INC | 4000 | Purchased
CHRISTIANA |  | HOSPITAL-CH | 0 | 14966049 | DE |  | 2017-08-01 20:00 |  | Infusion Pumps; General-Purpose (LVP) | 65280 | 8100 ALARIS PUMP | ALARIS MEDICAL SYSTEMS INC SUB CARDINAL HEALTH IN | 4000 | Purchased
CHRISTIANA |  | HOSPITAL-CH | 0 | 12718201 | DE |  | 2017-11-07 19:00 |  | Infusion Pumps; General-Purpose (LVP) | 63960 | 8100 ALARIS PUMP | ALARIS MEDICAL SYSTEMS INC SUB CARDINAL HEALTH IN | 4000 | Rental
CHRISTIANA |  | HOSPITAL-CH | 0 | 14211999 | DE |  | 2014-12-03 19:00 |  | Infusion Pumps; General-Purpose (LVP) | 56877 | 8100 ALARIS PUMP | ALARIS MEDICAL SYSTEMS INC SUB CARDINAL HEALTH IN | 4000 | Purchased
CHRISTIANA |  | HOSPITAL-CH | 0 | 14213797 | DE |  | 2014-12-03 19:00 |  | Infusion Pumps; General-Purpose (LVP) | 56879 | 8100 ALARIS PUMP | ALARIS MEDICAL SYSTEMS INC SUB CARDINAL HEALTH INC | 4000 | Purchased
CHRISTIANA |  | HOSPITAL-CH | 0 | 14587914 | DE |  | 2017-11-07 19:00 |  | Infusion Pumps; General-Purpose (LVP) | 63950 | 8100 ALARIS PUMP | ALARIS MEDICAL SYSTEMS INC SUB CARDINAL HEALTH IN | 4000 | Rental
CHRISTIANA |  | HOSPITAL-CH | 0 | 14212214 | DE |  | 2014-12-03 19:00 |  | Infusion Pumps; General-Purpose (LVP) | 59912 | 8100 ALARIS PUMP | ALARIS MEDICAL SYSTEMS INC SUB CARDINAL HEALTH INC | 4000 | Purchased
CHRISTIANA |  | HOSPITAL-CH | 0 | 14210940 | DE |  | 2014-12-03 19:00 |  | Infusion Pumps; General-Purpose (LVP) | 58512 | 8100 ALARIS PUMP | ALARIS MEDICAL SYSTEMS INC SUB CARDINAL HEALTH IN | 4000 | Purchased
CHRISTIANA |  | HOSPITAL-CH | 0 | 14214285 | DE |  | 2014-12-03 19:00 |  | Infusion Pumps; General-Purpose (LVP) | 56356 | 8100 ALARIS PUMP | ALARIS MEDICAL SYSTEMS INC SUB CARDINAL HEALTH INC | 4000 | Purchased
CHRISTIANA |  | HOSPITAL-CH | 0 | 14213008 | DE |  | 2014-12-03 19:00 |  | Infusion Pumps; General-Purpose (LVP) | 58569 | 8100 ALARIS PUMP | ALARIS MEDICAL SYSTEMS INC SUB CARDINAL HEALTH INC | 4000 | Purchased
CHRISTIANA |  | HOSPITAL-CH | 0 | 14212740 | DE |  | 2014-12-03 19:00 |  | Infusion Pumps; General-Purpose (LVP) | 58571 | 8100 ALARIS PUMP | ALARIS MEDICAL SYSTEMS INC SUB CARDINAL HEALTH INC | 4000 | Purchased
CHRISTIANA |  | HOSPITAL-CH | 0 | 14213585 | DE |  | 2014-12-03 19:00 |  | Infusion Pumps; General-Purpose (LVP) | 59667 | 8100 ALARIS PUMP | ALARIS MEDICAL SYSTEMS INC SUB CARDINAL HEALTH INC | 4000 | Purchased
CHRISTIANA |  | CANCER CENTER | 0 | 14213793 | DE |  | 2014-12-03 19:00 |  | Infusion Pumps; General-Purpose (LVP) | 59669 | 8100 ALARIS PUMP | ALARIS MEDICAL SYSTEMS INC SUB CARDINAL HEALTH INC | 4000 | Purchased
CHRISTIANA |  | HOSPITAL-CH | 0 | 14213615 | DE |  | 2014-12-03 19:00 |  | Infusion Pumps; General-Purpose (LVP) | 59670 | 8100 ALARIS PUMP | ALARIS MEDICAL SYSTEMS INC SUB CARDINAL HEALTH INC | 4000 | Purchased
CHRISTIANA |  | HOSPITAL-CH | 0 | 12717353 | DE |  | 2017-11-07 19:00 |  | Infusion Pumps; General-Purpose (LVP) | 65903 | 8100 ALARIS PUMP | ALARIS MEDICAL SYSTEMS INC SUB CARDINAL HEALTH IN | 4000 | Purchased
CHRISTIANA |  | HOSPITAL-CH | 0 | 14211946 | DE |  | 2014-07-13 20:00 |  | Infusion Pumps; General-Purpose (LVP) | 56985 | 8100 ALARIS PUMP | ALARIS MEDICAL SYSTEMS INC SUB CARDINAL HEALTH INC | 4000 | Purchased
CHRISTIANA |  | HOSPITAL-CH | 0 | 12718277 | DE |  | 2017-11-07 19:00 |  | Infusion Pumps; General-Purpose (LVP) | 63893 | 8100 ALARIS PUMP | ALARIS MEDICAL SYSTEMS INC SUB CARDINAL HEALTH IN | 4000 | Purchased
CHRISTIANA |  | HOSPITAL-CH | 0 | 13821464 | DE |  | 2017-04-30 20:00 |  | Infusion Pumps; General-Purpose (LVP) | 64559 | 8100 ALARIS PUMP | ALARIS MEDICAL SYSTEMS INC SUB CARDINAL HEALTH INC | 4000 | Rental
CHRISTIANA |  | HOSPITAL-CH | 0 | 14211235 | DE |  | 2014-12-03 19:00 |  | Infusion Pumps; General-Purpose (LVP) | 56728 | 8100 ALARIS PUMP | ALARIS MEDICAL SYSTEMS INC SUB CARDINAL HEALTH INC | 4000 | Purchased
CHRISTIANA |  | HOSPITAL-CH | 0 | 14210486 | DE |  | 2014-12-03 19:00 |  | Infusion Pumps; General-Purpose (LVP) | 56730 | 8100 ALARIS PUMP | ALARIS MEDICAL SYSTEMS INC SUB CARDINAL HEALTH INC | 4000 | Purchased
CHRISTIANA |  | HOSPITAL-CH | 0 | 14212060 | DE |  | 2014-12-03 19:00 |  | Infusion Pumps; General-Purpose (LVP) | 59899 | 8100 ALARIS PUMP | ALARIS MEDICAL SYSTEMS INC SUB CARDINAL HEALTH INC | 4000 | Purchased
CHRISTIANA |  | HOSPITAL-CH | 0 | 14212110 | DE |  | 2014-12-03 19:00 |  | Infusion Pumps; General-Purpose (LVP) | 58588 | 8100 ALARIS PUMP | ALARIS MEDICAL SYSTEMS INC SUB CARDINAL HEALTH IN | 4000 | Purchased
CHRISTIANA |  | HOSPITAL-CH | 0 | 13162494 | DE |  | 2017-11-07 19:00 |  | Infusion Pumps; General-Purpose (LVP) | 65755 | 8100 ALARIS PUMP | ALARIS MEDICAL SYSTEMS INC SUB CARDINAL HEALTH IN | 4000 | Purchased
CHRISTIANA |  | HOSPITAL-CH | 0 | 14213434 | DE |  | 2014-12-03 19:00 |  | Infusion Pumps; General-Purpose (LVP) | 56371 | 8100 ALARIS PUMP | ALARIS MEDICAL SYSTEMS INC SUB CARDINAL HEALTH IN | 4000 | Purchased
CHRISTIANA |  | HOSPITAL-CH | 0 | 14213328 | DE |  | 2014-12-03 19:00 |  | Infusion Pumps; General-Purpose (LVP) | 56373 | 8100 ALARIS PUMP | ALARIS MEDICAL SYSTEMS INC SUB CARDINAL HEALTH INC | 4000 | Purchased
CHRISTIANA |  | HOSPITAL-CH | 0 | 12717337 | DE |  | 2017-04-30 20:00 |  | Infusion Pumps; General-Purpose (LVP) | 64644 | 8100 ALARIS PUMP | ALARIS MEDICAL SYSTEMS INC SUB CARDINAL HEALTH IN | 4000 | Rental
CHRISTIANA |  | HOSPITAL-CH | 0 | 14213653 | DE |  | 2014-12-03 19:00 |  | Infusion Pumps; General-Purpose (LVP) | 59777 | 8100 ALARIS PUMP | ALARIS MEDICAL SYSTEMS INC SUB CARDINAL HEALTH INC | 4000 | Purchased
CHRISTIANA |  | HOSPITAL-CH | 0 | 14142466 | DE |  | 2014-12-03 19:00 |  | Infusion Pumps; General-Purpose (LVP) | 59779 | 8100 ALARIS PUMP | ALARIS MEDICAL SYSTEMS INC SUB CARDINAL HEALTH INC | 4000 | Purchased
CHRISTIANA |  | HOSPITAL-CH | 0 | 14213293 | DE |  | 2014-12-03 19:00 |  | Infusion Pumps; General-Purpose (LVP) | 59781 | 8100 ALARIS PUMP | ALARIS MEDICAL SYSTEMS INC SUB CARDINAL HEALTH INC | 4000 | Purchased
CHRISTIANA |  | HOSPITAL-CH | 0 | 13870736 | DE |  | 2017-01-27 19:00 |  | Infusion Pumps; General-Purpose (LVP) | 64236 | 8100 ALARIS PUMP | ALARIS MEDICAL SYSTEMS INC SUB CARDINAL HEALTH INC | 4000 | Rental
CHRISTIANA |  | HOSPITAL-CH | 0 | 12686827 | DE |  | 2017-04-30 20:00 |  | Infusion Pumps; General-Purpose (LVP) | 64655 | 8100 ALARIS PUMP | ALARIS MEDICAL SYSTEMS INC SUB CARDINAL HEALTH IN | 4000 | Rental
CHRISTIANA |  | HOSPITAL-CH | 0 | 14215876 | DE |  | 2014-12-03 19:00 |  | Infusion Pumps; General-Purpose (LVP) | 58331 | 8100 ALARIS PUMP | ALARIS MEDICAL SYSTEMS INC SUB CARDINAL HEALTH INC | 4000 | Purchased
CHRISTIANA |  | HOSPITAL-CH | 0 | 14215685 | DE |  | 2014-12-03 19:00 |  | Infusion Pumps; General-Purpose (LVP) | 58329 | 8100 ALARIS PUMP | ALARIS MEDICAL SYSTEMS INC SUB CARDINAL HEALTH INC | 4000 | Purchased
CHRISTIANA |  | HOSPITAL-CH | 0 | 12718503 | DE |  | 2017-11-07 19:00 |  | Infusion Pumps; General-Purpose (LVP) | 65789 | 8100 ALARIS PUMP | ALARIS MEDICAL SYSTEMS INC SUB CARDINAL HEALTH IN | 4000 | Purchased
CHRISTIANA |  | HOSPITAL-CH | 0 | 14204462 | DE |  | 2014-12-03 19:00 |  | Infusion Pumps; General-Purpose (LVP) | 58839 | 8100 ALARIS PUMP | ALARIS MEDICAL SYSTEMS INC SUB CARDINAL HEALTH INC | 4000 | Purchased
CHRISTIANA |  | HOSPITAL-CH | 0 | 14209842 | DE |  | 2014-12-03 19:00 |  | Infusion Pumps; General-Purpose (LVP) | 56922 | 8100 ALARIS PUMP | ALARIS MEDICAL SYSTEMS INC SUB CARDINAL HEALTH IN | 4000 | Purchased
CHRISTIANA |  | HOSPITAL-CH | 0 | 14213687 | DE |  | 2014-07-13 20:00 |  | Infusion Pumps; General-Purpose (LVP) | 59800 | 8100 ALARIS PUMP | ALARIS MEDICAL SYSTEMS INC SUB CARDINAL HEALTH IN | 4000 | Purchased
CHRISTIANA |  | HOSPITAL-CH | 0 | 14212223 | DE |  | 2014-12-03 19:00 |  | Infusion Pumps; General-Purpose (LVP) | 59884 | 8100 ALARIS PUMP | ALARIS MEDICAL SYSTEMS INC SUB CARDINAL HEALTH INC | 4000 | Purchased
CHRISTIANA |  | HOSPITAL-CH | 0 | 14211448 | DE |  | 2014-12-03 19:00 |  | Infusion Pumps; General-Purpose (LVP) | 58479 | 8100 ALARIS PUMP | ALARIS MEDICAL SYSTEMS INC SUB CARDINAL HEALTH IN | 4000 | Purchased
CHRISTIANA |  | HOSPITAL-CH | 0 | 14199289 | DE |  | 2014-12-03 19:00 |  | Infusion Pumps; General-Purpose (LVP) | 58481 | 8100 ALARIS PUMP | ALARIS MEDICAL SYSTEMS INC SUB CARDINAL HEALTH INC | 4000 | Purchased
CHRISTIANA |  | HOSPITAL-CH | 0 | 14198380 | DE |  | 2014-07-13 20:00 |  | Infusion Pumps; General-Purpose (LVP) | 56680 | 8100 ALARIS PUMP | ALARIS MEDICAL SYSTEMS INC SUB CARDINAL HEALTH IN | 4000 | Purchased
CHRISTIANA |  | HOSPITAL-CH | 0 | 14212181 | DE |  | 2014-12-03 19:00 |  | Infusion Pumps; General-Purpose (LVP) | 58714 | 8100 ALARIS PUMP | ALARIS MEDICAL SYSTEMS INC SUB CARDINAL HEALTH IN | 4000 | Purchased
CHRISTIANA |  | HOSPITAL-CH | 0 | 14212316 | DE |  | 2014-12-03 19:00 |  | Infusion Pumps; General-Purpose (LVP) | 58716 | 8100 ALARIS PUMP | ALARIS MEDICAL SYSTEMS INC SUB CARDINAL HEALTH IN | 4000 | Purchased
CHRISTIANA |  | HOSPITAL-CH | 0 | 14213310 | DE |  | 2014-12-03 19:00 |  | Infusion Pumps; General-Purpose (LVP) | 59949 | 8100 ALARIS PUMP | ALARIS MEDICAL SYSTEMS INC SUB CARDINAL HEALTH IN | 4000 | Purchased
CHRISTIANA |  | HOSPITAL-CH | 0 | 14212322 | DE |  | 2014-12-03 19:00 |  | Infusion Pumps; General-Purpose (LVP) | 59947 | 8100 ALARIS PUMP | ALARIS MEDICAL SYSTEMS INC SUB CARDINAL HEALTH INC | 4000 | Purchased
CHRISTIANA |  | HOSPITAL-CH | 0 | 14213732 | DE |  | 2014-12-03 19:00 |  | Infusion Pumps; General-Purpose (LVP) | 55234 | 8100 ALARIS PUMP | ALARIS MEDICAL SYSTEMS INC SUB CARDINAL HEALTH INC | 4000 | Purchased
CHRISTIANA |  | HOSPITAL-CH | 0 | 14213194 | DE |  | 2014-12-03 19:00 |  | Infusion Pumps; General-Purpose (LVP) | 55236 | 8100 ALARIS PUMP | ALARIS MEDICAL SYSTEMS INC SUB CARDINAL HEALTH IN | 4000 | Purchased
CHRISTIANA |  | HOSPITAL-CH | 0 | 14210906 | DE |  | 2014-12-03 19:00 |  | Infusion Pumps; General-Purpose (LVP) | 58383 | 8100 ALARIS PUMP | ALARIS MEDICAL SYSTEMS INC SUB CARDINAL HEALTH IN | 4000 | Purchased
CHRISTIANA |  | HOSPITAL-CH | 0 | 14215368 | DE |  | 2014-12-03 19:00 |  | Infusion Pumps; General-Purpose (LVP) | 58385 | 8100 ALARIS PUMP | ALARIS MEDICAL SYSTEMS INC SUB CARDINAL HEALTH IN | 4000 | Purchased
CHRISTIANA |  | HOSPITAL-CH | 0 | 14211410 | DE |  | 2014-12-03 19:00 |  | Infusion Pumps; General-Purpose (LVP) | 59347 | 8100 ALARIS PUMP | ALARIS MEDICAL SYSTEMS INC SUB CARDINAL HEALTH IN | 4000 | Purchased
CHRISTIANA |  | HOSPITAL-CH | 0 | 12719052 | DE |  | 2017-11-07 19:00 |  | Infusion Pumps; General-Purpose (LVP) | 66036 | 8100 ALARIS PUMP | ALARIS MEDICAL SYSTEMS INC SUB CARDINAL HEALTH IN | 4000 | Rental
CHRISTIANA |  | HOSPITAL-CH | 0 | 14213938 | DE |  | 2014-12-03 19:00 |  | Infusion Pumps; General-Purpose (LVP) | 55463 | 8100 ALARIS PUMP | ALARIS MEDICAL SYSTEMS INC SUB CARDINAL HEALTH INC | 4000 | Purchased
CHRISTIANA |  | HOSPITAL-CH | 0 | 14211456 | DE |  | 2014-12-03 19:00 |  | Infusion Pumps; General-Purpose (LVP) | 55465 | 8100 ALARIS PUMP | ALARIS MEDICAL SYSTEMS INC SUB CARDINAL HEALTH INC | 4000 | Purchased
CHRISTIANA |  | HOSPITAL-CH | 0 | 14207201 | DE |  | 2014-12-03 19:00 |  | Infusion Pumps; General-Purpose (LVP) | 58796 | 8100 ALARIS PUMP | ALARIS MEDICAL SYSTEMS INC SUB CARDINAL HEALTH INC | 4000 | Purchased
CHRISTIANA |  | HOSPITAL-WH | 0 | 14210273 | DE |  | 2014-12-03 19:00 |  | Infusion Pumps; General-Purpose (LVP) | 56742 | 8100 ALARIS PUMP | ALARIS MEDICAL SYSTEMS INC SUB CARDINAL HEALTH IN | 4000 | Purchased
CHRISTIANA |  | HOSPITAL-CH | 0 | 14209895 | DE |  | 2014-12-03 19:00 |  | Infusion Pumps; General-Purpose (LVP) | 56740 | 8100 ALARIS PUMP | ALARIS MEDICAL SYSTEMS INC SUB CARDINAL HEALTH IN | 4000 | Purchased
CHRISTIANA |  | HOSPITAL-CH | 0 | 14215498 | DE |  | 2014-12-03 19:00 |  | Infusion Pumps; General-Purpose (LVP) | 60010 | 8100 ALARIS PUMP | ALARIS MEDICAL SYSTEMS INC SUB CARDINAL HEALTH INC | 4000 | Purchased
CHRISTIANA |  | HOSPITAL-CH | 0 | 14213430 | DE |  | 2014-12-03 19:00 |  | Infusion Pumps; General-Purpose (LVP) | 58969 | 8100 ALARIS PUMP | ALARIS MEDICAL SYSTEMS INC SUB CARDINAL HEALTH INC | 4000 | Purchased
CHRISTIANA |  | HOSPITAL-CH | 0 | 14214617 | DE |  | 2014-12-03 19:00 |  | Infusion Pumps; General-Purpose (LVP) | 58971 | 8100 ALARIS PUMP | ALARIS MEDICAL SYSTEMS INC SUB CARDINAL HEALTH IN | 4000 | Purchased
CHRISTIANA |  | HOSPITAL-CH | 0 | 14211483 | DE |  | 2014-12-03 19:00 |  | Infusion Pumps; General-Purpose (LVP) | 58973 | 8100 ALARIS PUMP | ALARIS MEDICAL SYSTEMS INC SUB CARDINAL HEALTH INC | 4000 | Purchased
CHRISTIANA |  | HOSPITAL-CH | 0 | 14214053 | DE |  | 2014-07-13 20:00 |  | Infusion Pumps; General-Purpose (LVP) | 56675 | 8100 ALARIS PUMP | ALARIS MEDICAL SYSTEMS INC SUB CARDINAL HEALTH INC | 4000 | Purchased
CHRISTIANA |  | HOSPITAL-CH | 0 | 13370714 | DE |  | 2017-11-07 19:00 |  | Infusion Pumps; General-Purpose (LVP) | 65779 | 8100 ALARIS PUMP | ALARIS MEDICAL SYSTEMS INC SUB CARDINAL HEALTH INC | 4000 | Rental
CHRISTIANA |  | HOSPITAL-CH | 0 | 12718505 | DE |  | 2017-04-30 20:00 |  | Infusion Pumps; General-Purpose (LVP) | 64518 | 8100 ALARIS PUMP | ALARIS MEDICAL SYSTEMS INC SUB CARDINAL HEALTH INC | 4000 | Rental
CHRISTIANA |  | HOSPITAL-CH | 0 | 14215570 | DE |  | 2014-12-03 19:00 |  | Infusion Pumps; General-Purpose (LVP) | 59871 | 8100 ALARIS PUMP | ALARIS MEDICAL SYSTEMS INC SUB CARDINAL HEALTH INC | 4000 | Purchased
CHRISTIANA |  | HOSPITAL-CH | 0 | 14213119 | DE |  | 2014-12-03 19:00 |  | Infusion Pumps; General-Purpose (LVP) | 59869 | 8100 ALARIS PUMP | ALARIS MEDICAL SYSTEMS INC SUB CARDINAL HEALTH INC | 4000 | Purchased
CHRISTIANA |  | HOSPITAL-CH | 0 | 14213346 | DE |  | 2014-12-03 19:00 |  | Infusion Pumps; General-Purpose (LVP) | 59865 | 8100 ALARIS PUMP | ALARIS MEDICAL SYSTEMS INC SUB CARDINAL HEALTH IN | 4000 | Purchased
CHRISTIANA |  | HOSPITAL-CH | 0 | 13841243 | DE |  | 2017-04-30 20:00 |  | Infusion Pumps; General-Purpose (LVP) | 64648 | 8100 ALARIS PUMP | ALARIS MEDICAL SYSTEMS INC SUB CARDINAL HEALTH INC | 4000 | Rental
CHRISTIANA |  | HOSPITAL-CH | 0 | 13370741 | DE |  | 2017-11-07 19:00 |  | Infusion Pumps; General-Purpose (LVP) | 63941 | 8100 ALARIS PUMP | ALARIS MEDICAL SYSTEMS INC SUB CARDINAL HEALTH IN | 4000 | Rental
CHRISTIANA |  | HOSPITAL-CH | 0 | 14214506 | DE |  | 2014-12-03 19:00 |  | Infusion Pumps; General-Purpose (LVP) | 58946 | 8100 ALARIS PUMP | ALARIS MEDICAL SYSTEMS INC SUB CARDINAL HEALTH IN | 4000 | Purchased
CHRISTIANA |  | HOSPITAL-CH | 0 | 14212211 | DE |  | 2014-12-03 19:00 |  | Infusion Pumps; General-Purpose (LVP) | 56974 | 8100 ALARIS PUMP | ALARIS MEDICAL SYSTEMS INC SUB CARDINAL HEALTH INC | 4000 | Purchased
CHRISTIANA |  | HOSPITAL-CH | 0 | 13020229 | DE |  | 2017-01-27 19:00 |  | Infusion Pumps; General-Purpose (LVP) | 64225 | 8100 ALARIS PUMP | ALARIS MEDICAL SYSTEMS INC SUB CARDINAL HEALTH IN | 4000 | Rental
CHRISTIANA |  | HOSPITAL-CH | 0 | 14214049 | DE |  | 2014-12-03 19:00 |  | Infusion Pumps; General-Purpose (LVP) | 59695 | 8100 ALARIS PUMP | ALARIS MEDICAL SYSTEMS INC SUB CARDINAL HEALTH IN | 4000 | Purchased
CHRISTIANA |  | HOSPITAL-CH | 0 | 14213256 | DE |  | 2014-12-03 19:00 |  | Infusion Pumps; General-Purpose (LVP) | 59697 | 8100 ALARIS PUMP | ALARIS MEDICAL SYSTEMS INC SUB CARDINAL HEALTH IN | 4000 | Purchased
CHRISTIANA |  | MIDDLETOWN ED | 0 | 14213105 | DE |  | 2014-12-03 19:00 |  | Infusion Pumps; General-Purpose (LVP) | 59699 | 8100 ALARIS PUMP | ALARIS MEDICAL SYSTEMS INC SUB CARDINAL HEALTH INC | 4000 | Purchased
CHRISTIANA |  | HOSPITAL-CH | 0 | 14212307 | DE |  | 2014-12-03 19:00 |  | Infusion Pumps; General-Purpose (LVP) | 59847 | 8100 ALARIS PUMP | ALARIS MEDICAL SYSTEMS INC SUB CARDINAL HEALTH INC | 4000 | Purchased
CHRISTIANA |  | HOSPITAL-CH | 0 | 14214014 | DE |  | 2014-12-03 19:00 |  | Infusion Pumps; General-Purpose (LVP) | 59101 | 8100 ALARIS PUMP | ALARIS MEDICAL SYSTEMS INC SUB CARDINAL HEALTH INC | 4000 | Purchased
CHRISTIANA |  | HOSPITAL-CH | 0 | 14213236 | DE |  | 2014-12-03 19:00 |  | Infusion Pumps; General-Purpose (LVP) | 59103 | 8100 ALARIS PUMP | ALARIS MEDICAL SYSTEMS INC SUB CARDINAL HEALTH INC | 4000 | Purchased
CHRISTIANA |  | HOSPITAL-CH | 0 | 14211185 | DE |  | 2014-12-03 19:00 |  | Infusion Pumps; General-Purpose (LVP) | 59105 | 8100 ALARIS PUMP | ALARIS MEDICAL SYSTEMS INC SUB CARDINAL HEALTH IN | 4000 | Purchased
CHRISTIANA |  | HOSPITAL-CH | 0 | 12718632 | DE |  | 2017-11-07 19:00 |  | Infusion Pumps; General-Purpose (LVP) | 63889 | 8100 ALARIS PUMP | ALARIS MEDICAL SYSTEMS INC SUB CARDINAL HEALTH INC | 4000 | Rental
CHRISTIANA |  | HOSPITAL-CH | 0 | 14210183 | DE |  | 2014-12-03 19:00 |  | Infusion Pumps; General-Purpose (LVP) | 59329 | 8100 ALARIS PUMP | ALARIS MEDICAL SYSTEMS INC SUB CARDINAL HEALTH INC | 4000 | Purchased
CHRISTIANA |  | HOSPITAL-CH | 0 | 14170956 | DE |  | 2014-12-03 19:00 |  | Infusion Pumps; General-Purpose (LVP) | 59331 | 8100 ALARIS PUMP | ALARIS MEDICAL SYSTEMS INC SUB CARDINAL HEALTH IN | 4000 | Purchased
CHRISTIANA |  | HOSPITAL-CH | 0 | 14214508 | DE |  | 2014-12-03 19:00 |  | Infusion Pumps; General-Purpose (LVP) | 55353 | 8100 ALARIS PUMP | ALARIS MEDICAL SYSTEMS INC SUB CARDINAL HEALTH IN | 4000 | Purchased
CHRISTIANA |  | HOSPITAL-CH | 0 | 14214723 | DE |  | 2014-12-03 19:00 |  | Infusion Pumps; General-Purpose (LVP) | 55355 | 8100 ALARIS PUMP | ALARIS MEDICAL SYSTEMS INC SUB CARDINAL HEALTH INC | 4000 | Purchased
CHRISTIANA |  | HOSPITAL-CH | 0 | 14214428 | DE |  | 2014-12-03 19:00 |  | Infusion Pumps; General-Purpose (LVP) | 55357 | 8100 ALARIS PUMP | ALARIS MEDICAL SYSTEMS INC SUB CARDINAL HEALTH INC | 4000 | Purchased
CHRISTIANA |  | HOSPITAL-CH | 0 | 13841391 | DE |  | 2017-11-07 19:00 |  | Infusion Pumps; General-Purpose (LVP) | 63969 | 8100 ALARIS PUMP | ALARIS MEDICAL SYSTEMS INC SUB CARDINAL HEALTH IN | 4000 | Rental
CHRISTIANA |  | HOSPITAL-CH | 0 | 14211912 | DE |  | 2014-12-03 19:00 |  | Infusion Pumps; General-Purpose (LVP) | 56322 | 8100 ALARIS PUMP | ALARIS MEDICAL SYSTEMS INC SUB CARDINAL HEALTH INC | 4000 | Purchased
CHRISTIANA |  | HOSPITAL-CH | 0 | 14211954 | DE |  | 2014-12-03 19:00 |  | Infusion Pumps; General-Purpose (LVP) | 56324 | 8100 ALARIS PUMP | ALARIS MEDICAL SYSTEMS INC SUB CARDINAL HEALTH INC | 4000 | Purchased
CHRISTIANA |  | HOSPITAL-CH | 0 | 12738841 | DE |  | 2017-04-30 20:00 |  | Infusion Pumps; General-Purpose (LVP) | 64636 | 8100 ALARIS PUMP | ALARIS MEDICAL SYSTEMS INC SUB CARDINAL HEALTH IN | 4000 | Rental
CHRISTIANA |  | HOSPITAL-CH | 0 | 14212982 | DE |  | 2014-07-13 20:00 |  | Infusion Pumps; General-Purpose (LVP) | 56984 | 8100 ALARIS PUMP | ALARIS MEDICAL SYSTEMS INC SUB CARDINAL HEALTH INC | 4000 | Purchased
CHRISTIANA |  | HOSPITAL-CH | 0 | 14211411 | DE |  | 2014-12-03 19:00 |  | Infusion Pumps; General-Purpose (LVP) | 58775 | 8100 ALARIS PUMP | ALARIS MEDICAL SYSTEMS INC SUB CARDINAL HEALTH IN | 4000 | Purchased
CHRISTIANA |  | HOSPITAL-CH | 0 | 13085821 | DE |  | 2017-11-07 19:00 |  | Infusion Pumps; General-Purpose (LVP) | 65883 | 8100 ALARIS PUMP | ALARIS MEDICAL SYSTEMS INC SUB CARDINAL HEALTH IN | 4000 | Purchased
CHRISTIANA |  | CANCER CENTER | 0 | 14966410 | DE |  | 2017-08-01 20:00 |  | Infusion Pumps; General-Purpose (LVP) | 64995 | 8100 ALARIS PUMP | ALARIS MEDICAL SYSTEMS INC SUB CARDINAL HEALTH IN | 4000 | Purchased
CHRISTIANA |  | HOSPITAL-CH | 0 | 14211175 | DE |  | 2014-12-03 19:00 |  | Infusion Pumps; General-Purpose (LVP) | 58498 | 8100 ALARIS PUMP | ALARIS MEDICAL SYSTEMS INC SUB CARDINAL HEALTH INC | 4000 | Purchased
CHRISTIANA |  | HOSPITAL-CH | 0 | 14210991 | DE |  | 2014-12-03 19:00 |  | Infusion Pumps; General-Purpose (LVP) | 58500 | 8100 ALARIS PUMP | ALARIS MEDICAL SYSTEMS INC SUB CARDINAL HEALTH IN | 4000 | Purchased
CHRISTIANA |  | HOSPITAL-CH | 0 | 14212310 | DE |  | 2014-12-03 19:00 |  | Infusion Pumps; General-Purpose (LVP) | 59589 | 8100 ALARIS PUMP | ALARIS MEDICAL SYSTEMS INC SUB CARDINAL HEALTH IN | 4000 | Purchased
CHRISTIANA |  | HOSPITAL-CH | 0 | 14212466 | DE |  | 2014-12-03 19:00 |  | Infusion Pumps; General-Purpose (LVP) | 59591 | 8100 ALARIS PUMP | ALARIS MEDICAL SYSTEMS INC SUB CARDINAL HEALTH IN | 4000 | Purchased
CHRISTIANA |  | CANCER CENTER | 0 | 14213937 | DE |  | 2014-12-03 19:00 |  | Infusion Pumps; General-Purpose (LVP) | 59049 | 8100 ALARIS PUMP | ALARIS MEDICAL SYSTEMS INC SUB CARDINAL HEALTH IN | 4000 | Purchased
CHRISTIANA |  | HOSPITAL-CH | 0 | 14207050 | DE |  | 2014-12-03 19:00 |  | Infusion Pumps; General-Purpose (LVP) | 58667 | 8100 ALARIS PUMP | ALARIS MEDICAL SYSTEMS INC SUB CARDINAL HEALTH INC | 4000 | Purchased
CHRISTIANA |  | HOSPITAL-CH | 0 | 14213380 | DE |  | 2014-12-03 19:00 |  | Infusion Pumps; General-Purpose (LVP) | 59832 | 8100 ALARIS PUMP | ALARIS MEDICAL SYSTEMS INC SUB CARDINAL HEALTH INC | 4000 | Purchased
CHRISTIANA |  | HOSPITAL-CH | 0 | 14212504 | DE |  | 2014-12-03 19:00 |  | Infusion Pumps; General-Purpose (LVP) | 59834 | 8100 ALARIS PUMP | ALARIS MEDICAL SYSTEMS INC SUB CARDINAL HEALTH INC | 4000 | Purchased
CHRISTIANA |  | HOSPITAL-CH | 0 | 14208260 | DE |  | 2014-12-03 19:00 |  | Infusion Pumps; General-Purpose (LVP) | 58741 | 8100 ALARIS PUMP | ALARIS MEDICAL SYSTEMS INC SUB CARDINAL HEALTH IN | 4000 | Purchased
CHRISTIANA |  | HOSPITAL-CH | 0 | 14138216 | DE |  | 2014-12-03 19:00 |  | Infusion Pumps; General-Purpose (LVP) | 58743 | 8100 ALARIS PUMP | ALARIS MEDICAL SYSTEMS INC SUB CARDINAL HEALTH INC | 4000 | Purchased
CHRISTIANA |  | CANCER CENTER | 0 | 14212718 | DE |  | 2014-12-03 19:00 |  | Infusion Pumps; General-Purpose (LVP) | 58745 | 8100 ALARIS PUMP | ALARIS MEDICAL SYSTEMS INC SUB CARDINAL HEALTH IN | 4000 | Purchased
CHRISTIANA |  | HOSPITAL-CH | 0 | 14213485 | DE |  | 2014-12-03 19:00 |  | Infusion Pumps; General-Purpose (LVP) | 56880 | 8100 ALARIS PUMP | ALARIS MEDICAL SYSTEMS INC SUB CARDINAL HEALTH IN | 4000 | Purchased
CHRISTIANA |  | HOSPITAL-CH | 0 | 12329257 | DE |  | 2017-11-07 19:00 |  | Infusion Pumps; General-Purpose (LVP) | 66060 | 8100 ALARIS PUMP | ALARIS MEDICAL SYSTEMS INC SUB CARDINAL HEALTH IN | 4000 | Rental
CHRISTIANA |  | HOSPITAL-CH | 0 | 14212947 | DE |  | 2014-12-03 19:00 |  | Infusion Pumps; General-Purpose (LVP) | 56958 | 8100 ALARIS PUMP | ALARIS MEDICAL SYSTEMS INC SUB CARDINAL HEALTH IN | 4000 | Purchased
CHRISTIANA |  | HOSPITAL-CH | 0 | 14211943 | DE |  | 2014-12-03 19:00 |  | Infusion Pumps; General-Purpose (LVP) | 56960 | 8100 ALARIS PUMP | ALARIS MEDICAL SYSTEMS INC SUB CARDINAL HEALTH INC | 4000 | Purchased
CHRISTIANA |  | HOSPITAL-CH | 0 | 12397769 | DE |  | 2019-03-29 09:02 |  | Infusion Pumps; General-Purpose (LVP) | 65994 | 8100 ALARIS PUMP | ALARIS MEDICAL SYSTEMS INC SUB CARDINAL HEALTH INC | 4000 | Rental
CHRISTIANA |  | HOSPITAL-CH | 0 | 14212288 | DE |  | 2014-12-03 19:00 |  | Infusion Pumps; General-Purpose (LVP) | 59909 | 8100 ALARIS PUMP | ALARIS MEDICAL SYSTEMS INC SUB CARDINAL HEALTH IN | 4000 | Purchased
CHRISTIANA |  | HOSPITAL-CH | 0 | 14212940 | DE |  | 2014-12-03 19:00 |  | Infusion Pumps; General-Purpose (LVP) | 59907 | 8100 ALARIS PUMP | ALARIS MEDICAL SYSTEMS INC SUB CARDINAL HEALTH IN | 4000 | Purchased
CHRISTIANA |  | HOSPITAL-CH | 0 | 14215754 | DE |  | 2014-12-03 19:00 |  | Infusion Pumps; General-Purpose (LVP) | 58444 | 8100 ALARIS PUMP | ALARIS MEDICAL SYSTEMS INC SUB CARDINAL HEALTH INC | 4000 | Purchased
CHRISTIANA |  | HOSPITAL-CH | 0 | 14210929 | DE |  | 2014-12-03 19:00 |  | Infusion Pumps; General-Purpose (LVP) | 58513 | 8100 ALARIS PUMP | ALARIS MEDICAL SYSTEMS INC SUB CARDINAL HEALTH INC | 4000 | Purchased
CHRISTIANA |  | CANCER CENTER | 0 | 14210935 | DE |  | 2014-12-03 19:00 |  | Infusion Pumps; General-Purpose (LVP) | 58515 | 8100 ALARIS PUMP | ALARIS MEDICAL SYSTEMS INC SUB CARDINAL HEALTH INC | 4000 | Purchased
CHRISTIANA |  | HOSPITAL-CH | 0 | 14213082 | DE |  | 2014-12-03 19:00 |  | Infusion Pumps; General-Purpose (LVP) | 58574 | 8100 ALARIS PUMP | ALARIS MEDICAL SYSTEMS INC SUB CARDINAL HEALTH INC | 4000 | Purchased
CHRISTIANA |  | HOSPITAL-CH | 0 | 14213918 | DE |  | 2014-12-03 19:00 |  | Infusion Pumps; General-Purpose (LVP) | 59671 | 8100 ALARIS PUMP | ALARIS MEDICAL SYSTEMS INC SUB CARDINAL HEALTH INC | 4000 | Purchased
CHRISTIANA |  | HOSPITAL-CH | 0 | 14213146 | DE |  | 2014-12-03 19:00 |  | Infusion Pumps; General-Purpose (LVP) | 59673 | 8100 ALARIS PUMP | ALARIS MEDICAL SYSTEMS INC SUB CARDINAL HEALTH INC | 4000 | Purchased
CHRISTIANA |  | HOSPITAL-CH | 0 | 14213147 | DE |  | 2014-12-03 19:00 |  | Infusion Pumps; General-Purpose (LVP) | 59675 | 8100 ALARIS PUMP | ALARIS MEDICAL SYSTEMS INC SUB CARDINAL HEALTH INC | 4000 | Purchased
CHRISTIANA |  | HOSPITAL-CH | 0 | 14212142 | DE |  | 2014-12-03 19:00 |  | Infusion Pumps; General-Purpose (LVP) | 56451 | 8100 ALARIS PUMP | ALARIS MEDICAL SYSTEMS INC SUB CARDINAL HEALTH IN | 4000 | Purchased
CHRISTIANA |  | HOSPITAL-CH | 0 | 13790173 | DE |  | 2017-11-07 19:00 |  | Infusion Pumps; General-Purpose (LVP) | 63857 | 8100 ALARIS PUMP | ALARIS MEDICAL SYSTEMS INC SUB CARDINAL HEALTH IN | 4000 | Rental
CHRISTIANA |  | HOSPITAL-CH | 0 | 14211484 | DE |  | 2014-12-03 19:00 |  | Infusion Pumps; General-Purpose (LVP) | 56733 | 8100 ALARIS PUMP | ALARIS MEDICAL SYSTEMS INC SUB CARDINAL HEALTH IN | 4000 | Purchased
CHRISTIANA |  | HOSPITAL-CH | 0 | 14211463 | DE |  | 2014-12-03 19:00 |  | Infusion Pumps; General-Purpose (LVP) | 56735 | 8100 ALARIS PUMP | ALARIS MEDICAL SYSTEMS INC SUB CARDINAL HEALTH INC | 4000 | Purchased
CHRISTIANA |  | HOSPITAL-CH | 0 | 12718112 | DE |  | 2019-05-03 19:04 |  | Infusion Pumps; General-Purpose (LVP) | 66126 | 8100 ALARIS PUMP | ALARIS MEDICAL SYSTEMS INC SUB CARDINAL HEALTH INC | 4000 | Rental
CHRISTIANA |  | HOSPITAL-CH | 0 | 14213184 | DE |  | 2014-12-03 19:00 |  | Infusion Pumps; General-Purpose (LVP) | 59895 | 8100 ALARIS PUMP | ALARIS MEDICAL SYSTEMS INC SUB CARDINAL HEALTH INC | 4000 | Purchased
CHRISTIANA |  | HOSPITAL-CH | 0 | 14212413 | DE |  | 2014-12-03 19:00 |  | Infusion Pumps; General-Purpose (LVP) | 59782 | 8100 ALARIS PUMP | ALARIS MEDICAL SYSTEMS INC SUB CARDINAL HEALTH INC | 4000 | Purchased
CHRISTIANA |  | HOSPITAL-CH | 0 | 14212187 | DE |  | 2014-12-03 19:00 |  | Infusion Pumps; General-Purpose (LVP) | 59784 | 8100 ALARIS PUMP | ALARIS MEDICAL SYSTEMS INC SUB CARDINAL HEALTH INC | 4000 | Purchased
CHRISTIANA |  | HOSPITAL-CH | 0 | 14213461 | DE |  | 2014-12-03 19:00 |  | Infusion Pumps; General-Purpose (LVP) | 59786 | 8100 ALARIS PUMP | ALARIS MEDICAL SYSTEMS INC SUB CARDINAL HEALTH INC | 4000 | Purchased
CHRISTIANA |  | HOSPITAL-CH | 0 | 14213025 | DE |  | 2014-12-03 19:00 |  | Infusion Pumps; General-Purpose (LVP) | 58701 | 8100 ALARIS PUMP | ALARIS MEDICAL SYSTEMS INC SUB CARDINAL HEALTH IN | 4000 | Purchased
CHRISTIANA |  | HOSPITAL-CH | 0 | 13084854 | DE |  | 2017-11-07 19:00 |  | Infusion Pumps; General-Purpose (LVP) | 65945 | 8100 ALARIS PUMP | ALARIS MEDICAL SYSTEMS INC SUB CARDINAL HEALTH INC | 4000 | Rental
CHRISTIANA |  | HOSPITAL-CH | 0 | 14210721 | DE |  | 2014-12-03 19:00 |  | Infusion Pumps; General-Purpose (LVP) | 58324 | 8100 ALARIS PUMP | ALARIS MEDICAL SYSTEMS INC SUB CARDINAL HEALTH IN | 4000 | Purchased
CHRISTIANA |  | HOSPITAL-CH | 0 | 14213991 | DE |  | 2014-07-13 20:00 |  | Infusion Pumps; General-Purpose (LVP) | 55162 | 8100 ALARIS PUMP | ALARIS MEDICAL SYSTEMS INC SUB CARDINAL HEALTH INC | 4000 | Purchased
CHRISTIANA |  | HOSPITAL-CH | 0 | 9860988 | DE |  | 2017-04-30 20:00 |  | Infusion Pumps; General-Purpose (LVP) | 64658 | 8100 ALARIS PUMP | ALARIS MEDICAL SYSTEMS INC SUB CARDINAL HEALTH INC | 4000 | Rental
CHRISTIANA |  | HOSPITAL-CH | 0 | 14213932 | DE |  | 2014-12-03 19:00 |  | Infusion Pumps; General-Purpose (LVP) | 55250 | 8100 ALARIS PUMP | ALARIS MEDICAL SYSTEMS INC SUB CARDINAL HEALTH INC | 4000 | Purchased
CHRISTIANA |  | HOSPITAL-CH | 0 | 14197130 | DE |  | 2014-12-03 19:00 |  | Infusion Pumps; General-Purpose (LVP) | 58482 | 8100 ALARIS PUMP | ALARIS MEDICAL SYSTEMS INC SUB CARDINAL HEALTH INC | 4000 | Purchased
CHRISTIANA |  | HOSPITAL-CH | 0 | 14211547 | DE |  | 2014-12-03 19:00 |  | Infusion Pumps; General-Purpose (LVP) | 58484 | 8100 ALARIS PUMP | ALARIS MEDICAL SYSTEMS INC SUB CARDINAL HEALTH INC | 4000 | Purchased
CHRISTIANA |  | HOSPITAL-CH | 0 | 13389834 | DE |  | 2017-11-07 19:00 |  | Infusion Pumps; General-Purpose (LVP) | 65815 | 8100 ALARIS PUMP | ALARIS MEDICAL SYSTEMS INC SUB CARDINAL HEALTH IN | 4000 | Purchased
CHRISTIANA |  | HOSPITAL-CH | 0 | 14211579 | DE |  | 2014-12-03 19:00 |  | Infusion Pumps; General-Purpose (LVP) | 56753 | 8100 ALARIS PUMP | ALARIS MEDICAL SYSTEMS INC SUB CARDINAL HEALTH INC | 4000 | Purchased
CHRISTIANA |  | HOSPITAL-CH | 0 | 14211341 | DE |  | 2014-12-03 19:00 |  | Infusion Pumps; General-Purpose (LVP) | 56751 | 8100 ALARIS PUMP | ALARIS MEDICAL SYSTEMS INC SUB CARDINAL HEALTH IN | 4000 | Purchased
CHRISTIANA |  | HOSPITAL-CH | 0 | 14212446 | DE |  | 2014-12-03 19:00 |  | Infusion Pumps; General-Purpose (LVP) | 59944 | 8100 ALARIS PUMP | ALARIS MEDICAL SYSTEMS INC SUB CARDINAL HEALTH INC | 4000 | Purchased
CHRISTIANA |  | HOSPITAL-CH | 0 | 14213551 | DE |  | 2014-12-03 19:00 |  | Infusion Pumps; General-Purpose (LVP) | 55239 | 8100 ALARIS PUMP | ALARIS MEDICAL SYSTEMS INC SUB CARDINAL HEALTH IN | 4000 | Purchased
CHRISTIANA |  | HOSPITAL-CH | 0 | 14213695 | DE |  | 2014-12-03 19:00 |  | Infusion Pumps; General-Purpose (LVP) | 55241 | 8100 ALARIS PUMP | ALARIS MEDICAL SYSTEMS INC SUB CARDINAL HEALTH IN | 4000 | Purchased
CHRISTIANA |  | HOSPITAL-CH | 0 | 14210161 | DE |  | 2014-12-03 19:00 |  | Infusion Pumps; General-Purpose (LVP) | 58386 | 8100 ALARIS PUMP | ALARIS MEDICAL SYSTEMS INC SUB CARDINAL HEALTH INC | 4000 | Purchased
CHRISTIANA |  | HOSPITAL-CH | 0 | 14216104 | DE |  | 2014-12-03 19:00 |  | Infusion Pumps; General-Purpose (LVP) | 58390 | 8100 ALARIS PUMP | ALARIS MEDICAL SYSTEMS INC SUB CARDINAL HEALTH INC | 4000 | Purchased
CHRISTIANA |  | HOSPITAL-CH | 0 | 14210208 | DE |  | 2014-12-03 19:00 |  | Infusion Pumps; General-Purpose (LVP) | 59350 | 8100 ALARIS PUMP | ALARIS MEDICAL SYSTEMS INC SUB CARDINAL HEALTH INC | 4000 | Purchased
CHRISTIANA |  | HOSPITAL-CH | 0 | 14210480 | DE |  | 2014-12-03 19:00 |  | Infusion Pumps; General-Purpose (LVP) | 59352 | 8100 ALARIS PUMP | ALARIS MEDICAL SYSTEMS INC SUB CARDINAL HEALTH IN | 4000 | Purchased
CHRISTIANA |  | HOSPITAL-CH | 0 | 12714257 | DE |  | 2017-04-30 20:00 |  | Infusion Pumps; General-Purpose (LVP) | 64537 | 8100 ALARIS PUMP | ALARIS MEDICAL SYSTEMS INC SUB CARDINAL HEALTH IN | 4000 | Rental
CHRISTIANA |  | HOSPITAL-CH | 0 | 14213986 | DE |  | 2014-12-03 19:00 |  | Infusion Pumps; General-Purpose (LVP) | 55468 | 8100 ALARIS PUMP | ALARIS MEDICAL SYSTEMS INC SUB CARDINAL HEALTH IN | 4000 | Purchased
CHRISTIANA |  | HOSPITAL-CH | 0 | 14212710 | DE |  | 2014-12-03 19:00 |  | Infusion Pumps; General-Purpose (LVP) | 56445 | 8100 ALARIS PUMP | ALARIS MEDICAL SYSTEMS INC SUB CARDINAL HEALTH IN | 4000 | Purchased
CHRISTIANA |  | HOSPITAL-CH | 0 | 14211605 | DE |  | 2014-12-03 19:00 |  | Infusion Pumps; General-Purpose (LVP) | 58799 | 8100 ALARIS PUMP | ALARIS MEDICAL SYSTEMS INC SUB CARDINAL HEALTH INC | 4000 | Purchased
CHRISTIANA |  | HOSPITAL-CH | 0 | 14212974 | DE |  | 2014-12-03 19:00 |  | Infusion Pumps; General-Purpose (LVP) | 60014 | 8100 ALARIS PUMP | ALARIS MEDICAL SYSTEMS INC SUB CARDINAL HEALTH INC | 4000 | Purchased
CHRISTIANA |  | HOSPITAL-CH | 0 | 14214671 | DE |  | 2014-07-13 20:00 |  | Infusion Pumps; General-Purpose (LVP) | 55147 | 8100 ALARIS PUMP | ALARIS MEDICAL SYSTEMS INC SUB CARDINAL HEALTH INC | 4000 | Purchased
CHRISTIANA |  | HOSPITAL-CH | 0 | 14202488 | DE |  | 2014-12-03 19:00 |  | Infusion Pumps; General-Purpose (LVP) | 56739 | 8100 ALARIS PUMP | ALARIS MEDICAL SYSTEMS INC SUB CARDINAL HEALTH INC | 4000 | Purchased
CHRISTIANA |  | HOSPITAL-CH | 0 | 14214059 | DE |  | 2014-12-03 19:00 |  | Infusion Pumps; General-Purpose (LVP) | 56831 | 8100 ALARIS PUMP | ALARIS MEDICAL SYSTEMS INC SUB CARDINAL HEALTH INC | 4000 | Purchased
CHRISTIANA |  | HOSPITAL-CH | 0 | 14214544 | DE |  | 2014-12-03 19:00 |  | Infusion Pumps; General-Purpose (LVP) | 58970 | 8100 ALARIS PUMP | ALARIS MEDICAL SYSTEMS INC SUB CARDINAL HEALTH INC | 4000 | Purchased
CHRISTIANA |  | HOSPITAL-CH | 0 | 14213654 | DE |  | 2014-12-03 19:00 |  | Infusion Pumps; General-Purpose (LVP) | 58972 | 8100 ALARIS PUMP | ALARIS MEDICAL SYSTEMS INC SUB CARDINAL HEALTH IN | 4000 | Purchased
CHRISTIANA |  | HOSPITAL-CH | 0 | 14211495 | DE |  | 2014-12-03 19:00 |  | Infusion Pumps; General-Purpose (LVP) | 58974 | 8100 ALARIS PUMP | ALARIS MEDICAL SYSTEMS INC SUB CARDINAL HEALTH INC | 4000 | Purchased
CHRISTIANA |  | HOSPITAL-CH | 0 | 12997281 | DE |  | 2017-04-30 20:00 |  | Infusion Pumps; General-Purpose (LVP) | 64503 | 8100 ALARIS PUMP | ALARIS MEDICAL SYSTEMS INC SUB CARDINAL HEALTH INC | 4000 | Rental
CHRISTIANA |  | HOSPITAL-CH | 0 | 14213604 | DE |  | 2014-12-03 19:00 |  | Infusion Pumps; General-Purpose (LVP) | 59870 | 8100 ALARIS PUMP | ALARIS MEDICAL SYSTEMS INC SUB CARDINAL HEALTH INC | 4000 | Purchased
CHRISTIANA |  | HOSPITAL-CH | 0 | 14213150 | DE |  | 2014-12-03 19:00 |  | Infusion Pumps; General-Purpose (LVP) | 59868 | 8100 ALARIS PUMP | ALARIS MEDICAL SYSTEMS INC SUB CARDINAL HEALTH INC | 4000 | Purchased
CHRISTIANA |  | HOSPITAL-CH | 0 | 9978822 | DE |  | 2017-11-07 19:00 |  | Infusion Pumps; General-Purpose (LVP) | 63787 | 8100 ALARIS PUMP | ALARIS MEDICAL SYSTEMS INC SUB CARDINAL HEALTH INC | 4000 | Rental
CHRISTIANA |  | HOSPITAL-CH | 0 | 13841398 | DE |  | 2017-11-07 19:00 |  | Infusion Pumps; General-Purpose (LVP) | 65810 | 8100 ALARIS PUMP | ALARIS MEDICAL SYSTEMS INC SUB CARDINAL HEALTH IN | 4000 | Purchased
CHRISTIANA |  | HOSPITAL-CH | 0 | 14212442 | DE |  | 2014-12-03 19:00 |  | Infusion Pumps; General-Purpose (LVP) | 56973 | 8100 ALARIS PUMP | ALARIS MEDICAL SYSTEMS INC SUB CARDINAL HEALTH INC | 4000 | Purchased
CHRISTIANA |  | HOSPITAL-CH | 0 | 13876730 | DE |  | 2017-11-07 19:00 |  | Infusion Pumps; General-Purpose (LVP) | 63899 | 8100 ALARIS PUMP | ALARIS MEDICAL SYSTEMS INC SUB CARDINAL HEALTH IN | 4000 | Rental
CHRISTIANA |  | HOSPITAL-CH | 0 | 14213187 | DE |  | 2014-12-03 19:00 |  | Infusion Pumps; General-Purpose (LVP) | 59696 | 8100 ALARIS PUMP | ALARIS MEDICAL SYSTEMS INC SUB CARDINAL HEALTH INC | 4000 | Purchased
CHRISTIANA |  | HOSPITAL-CH | 0 | 14213800 | DE |  | 2014-12-03 19:00 |  | Infusion Pumps; General-Purpose (LVP) | 59698 | 8100 ALARIS PUMP | ALARIS MEDICAL SYSTEMS INC SUB CARDINAL HEALTH INC | 4000 | Purchased
CHRISTIANA |  | HOSPITAL-CH | 0 | 13441213 | DE |  | 2014-12-03 19:00 |  | Infusion Pumps; General-Purpose (LVP) | 66001 | 8100 ALARIS PUMP | ALARIS MEDICAL SYSTEMS INC SUB CARDINAL HEALTH INC | 4000 | Rental
CHRISTIANA |  | HOSPITAL-CH | 0 | 14211595 | DE |  | 2014-12-03 19:00 |  | Infusion Pumps; General-Purpose (LVP) | 59848 | 8100 ALARIS PUMP | ALARIS MEDICAL SYSTEMS INC SUB CARDINAL HEALTH INC | 4000 | Purchased
CHRISTIANA |  | HOSPITAL-CH | 0 | 14212415 | DE |  | 2014-12-03 19:00 |  | Infusion Pumps; General-Purpose (LVP) | 59846 | 8100 ALARIS PUMP | ALARIS MEDICAL SYSTEMS INC SUB CARDINAL HEALTH INC | 4000 | Purchased
CHRISTIANA |  | HOSPITAL-CH | 0 | 14212114 | DE |  | 2014-07-13 20:00 |  | Infusion Pumps; General-Purpose (LVP) | 55183 | 8100 ALARIS PUMP | ALARIS MEDICAL SYSTEMS INC SUB CARDINAL HEALTH INC | 4000 | Purchased
CHRISTIANA |  | HOSPITAL-WH | 0 | 14139467 | DE |  | 2014-07-13 20:00 |  | Infusion Pumps; General-Purpose (LVP) | 54277 | 8100 ALARIS PUMP | ALARIS MEDICAL SYSTEMS INC SUB CARDINAL HEALTH INC | 4000 | Purchased
CHRISTIANA |  | HOSPITAL-CH | 0 | 14213631 | DE |  | 2014-12-03 19:00 |  | Infusion Pumps; General-Purpose (LVP) | 59102 | 8100 ALARIS PUMP | ALARIS MEDICAL SYSTEMS INC SUB CARDINAL HEALTH IN | 4000 | Purchased
CHRISTIANA |  | HOSPITAL-CH | 0 | 14213598 | DE |  | 2014-12-03 19:00 |  | Infusion Pumps; General-Purpose (LVP) | 59104 | 8100 ALARIS PUMP | ALARIS MEDICAL SYSTEMS INC SUB CARDINAL HEALTH INC | 4000 | Purchased
CHRISTIANA |  | HOSPITAL-CH | 0 | 14214534 | DE |  | 2014-12-03 19:00 |  | Infusion Pumps; General-Purpose (LVP) | 59106 | 8100 ALARIS PUMP | ALARIS MEDICAL SYSTEMS INC SUB CARDINAL HEALTH INC | 4000 | Purchased
CHRISTIANA |  | HOSPITAL-CH | 0 | 14211506 | DE |  | 2014-12-03 19:00 |  | Infusion Pumps; General-Purpose (LVP) | 59330 | 8100 ALARIS PUMP | ALARIS MEDICAL SYSTEMS INC SUB CARDINAL HEALTH INC | 4000 | Purchased
CHRISTIANA |  | HOSPITAL-CH | 0 | 14214484 | DE |  | 2014-12-03 19:00 |  | Infusion Pumps; General-Purpose (LVP) | 55354 | 8100 ALARIS PUMP | ALARIS MEDICAL SYSTEMS INC SUB CARDINAL HEALTH IN | 4000 | Purchased
CHRISTIANA |  | HOSPITAL-CH | 0 | 14188682 | DE |  | 2014-12-03 19:00 |  | Infusion Pumps; General-Purpose (LVP) | 55356 | 8100 ALARIS PUMP | ALARIS MEDICAL SYSTEMS INC SUB CARDINAL HEALTH IN | 4000 | Purchased
CHRISTIANA |  | HOSPITAL-CH | 0 | 13841263 | DE |  | 2017-04-30 20:00 |  | Infusion Pumps; General-Purpose (LVP) | 64550 | 8100 ALARIS PUMP | ALARIS MEDICAL SYSTEMS INC SUB CARDINAL HEALTH INC | 4000 | Rental
CHRISTIANA |  | HOSPITAL-CH | 0 | 14211933 | DE |  | 2014-12-03 19:00 |  | Infusion Pumps; General-Purpose (LVP) | 56323 | 8100 ALARIS PUMP | ALARIS MEDICAL SYSTEMS INC SUB CARDINAL HEALTH IN | 4000 | Purchased
CHRISTIANA |  | HOSPITAL-CH | 0 | 14211942 | DE |  | 2014-12-03 19:00 |  | Infusion Pumps; General-Purpose (LVP) | 56325 | 8100 ALARIS PUMP | ALARIS MEDICAL SYSTEMS INC SUB CARDINAL HEALTH INC | 4000 | Purchased
CHRISTIANA |  | HOSPITAL-CH | 0 | 14198952 | DE |  | 2014-12-03 19:00 |  | Infusion Pumps; General-Purpose (LVP) | 58774 | 8100 ALARIS PUMP | ALARIS MEDICAL SYSTEMS INC SUB CARDINAL HEALTH INC | 4000 | Purchased
CHRISTIANA |  | HOSPITAL-CH | 0 | 14198782 | DE |  | 2014-12-03 19:00 |  | Infusion Pumps; General-Purpose (LVP) | 58776 | 8100 ALARIS PUMP | ALARIS MEDICAL SYSTEMS INC SUB CARDINAL HEALTH IN | 4000 | Purchased
CHRISTIANA |  | HOSPITAL-CH | 0 | 12834163 | DE |  | 2017-04-30 20:00 |  | Infusion Pumps; General-Purpose (LVP) | 64656 | 8100 ALARIS PUMP | ALARIS MEDICAL SYSTEMS INC SUB CARDINAL HEALTH INC | 4000 | Rental
CHRISTIANA |  | HOSPITAL-CH | 0 | 12744177 | DE |  | 2017-11-07 19:00 |  | Infusion Pumps; General-Purpose (LVP) | 65831 | 8100 ALARIS PUMP | ALARIS MEDICAL SYSTEMS INC SUB CARDINAL HEALTH IN | 4000 | Purchased
CHRISTIANA |  | HOSPITAL-CH | 0 | 14214528 | DE |  | 2014-07-13 20:00 |  | Infusion Pumps; General-Purpose (LVP) | 55200 | 8100 ALARIS PUMP | ALARIS MEDICAL SYSTEMS INC SUB CARDINAL HEALTH IN | 4000 | Purchased
CHRISTIANA |  | HOSPITAL-CH | 0 | 12718135 | DE |  | 2017-11-07 19:00 |  | Infusion Pumps; General-Purpose (LVP) | 63806 | 8100 ALARIS PUMP | ALARIS MEDICAL SYSTEMS INC SUB CARDINAL HEALTH IN | 4000 | Rental
CHRISTIANA |  | HOSPITAL-CH | 0 | 12744977 | DE |  | 2018-06-12 20:00 |  | Infusion Pumps; General-Purpose (LVP) | 66140 | 8100 ALARIS PUMP | ALARIS MEDICAL SYSTEMS INC SUB CARDINAL HEALTH IN | 4000 | Rental
CHRISTIANA |  | HOSPITAL-CH | 0 | 14211413 | DE |  | 2014-12-03 19:00 |  | Infusion Pumps; General-Purpose (LVP) | 58499 | 8100 ALARIS PUMP | ALARIS MEDICAL SYSTEMS INC SUB CARDINAL HEALTH INC | 4000 | Purchased
CHRISTIANA |  | HOSPITAL-CH | 0 | 14212469 | DE |  | 2014-12-03 19:00 |  | Infusion Pumps; General-Purpose (LVP) | 59588 | 8100 ALARIS PUMP | ALARIS MEDICAL SYSTEMS INC SUB CARDINAL HEALTH INC | 4000 | Purchased
CHRISTIANA |  | HOSPITAL-CH | 0 | 14213956 | DE |  | 2014-12-03 19:00 |  | Infusion Pumps; General-Purpose (LVP) | 59590 | 8100 ALARIS PUMP | ALARIS MEDICAL SYSTEMS INC SUB CARDINAL HEALTH IN | 4000 | Purchased
CHRISTIANA |  | CANCER CENTER | 0 | 14212148 | DE |  | 2014-12-03 19:00 |  | Infusion Pumps; General-Purpose (LVP) | 59592 | 8100 ALARIS PUMP | ALARIS MEDICAL SYSTEMS INC SUB CARDINAL HEALTH IN | 4000 | Purchased
CHRISTIANA |  | HOSPITAL-CH | 0 | 14176092 | DE |  | 2014-12-03 19:00 |  | Infusion Pumps; General-Purpose (LVP) | 58666 | 8100 ALARIS PUMP | ALARIS MEDICAL SYSTEMS INC SUB CARDINAL HEALTH INC | 4000 | Purchased
CHRISTIANA |  | HOSPITAL-CH | 0 | 14214312 | DE |  | 2014-12-03 19:00 |  | Infusion Pumps; General-Purpose (LVP) | 59833 | 8100 ALARIS PUMP | ALARIS MEDICAL SYSTEMS INC SUB CARDINAL HEALTH INC | 4000 | Purchased
CHRISTIANA |  | HOSPITAL-CH | 0 | 14213414 | DE |  | 2014-12-03 19:00 |  | Infusion Pumps; General-Purpose (LVP) | 59835 | 8100 ALARIS PUMP | ALARIS MEDICAL SYSTEMS INC SUB CARDINAL HEALTH INC | 4000 | Purchased
CHRISTIANA |  | HOSPITAL-CH | 0 | 14142961 | DE |  | 2014-12-03 19:00 |  | Infusion Pumps; General-Purpose (LVP) | 58742 | 8100 ALARIS PUMP | ALARIS MEDICAL SYSTEMS INC SUB CARDINAL HEALTH INC | 4000 | Purchased
CHRISTIANA |  | HOSPITAL-CH | 0 | 14126875 | DE |  | 2014-12-03 19:00 |  | Infusion Pumps; General-Purpose (LVP) | 58744 | 8100 ALARIS PUMP | ALARIS MEDICAL SYSTEMS INC SUB CARDINAL HEALTH INC | 4000 | Purchased
CHRISTIANA |  | HOSPITAL-CH | 0 | 14203443 | DE |  | 2014-12-03 19:00 |  | Infusion Pumps; General-Purpose (LVP) | 58746 | 8100 ALARIS PUMP | ALARIS MEDICAL SYSTEMS INC SUB CARDINAL HEALTH INC | 4000 | Purchased
CHRISTIANA |  | HOSPITAL-CH | 0 | 13084105 | DE |  | 2017-11-07 19:00 |  | Infusion Pumps; General-Purpose (LVP) | 63946 | 8100 ALARIS PUMP | ALARIS MEDICAL SYSTEMS INC SUB CARDINAL HEALTH IN | 4000 | Rental
CHRISTIANA |  | HOSPITAL-CH | 0 | 14212107 | DE |  | 2014-12-03 19:00 |  | Infusion Pumps; General-Purpose (LVP) | 56957 | 8100 ALARIS PUMP | ALARIS MEDICAL SYSTEMS INC SUB CARDINAL HEALTH INC | 4000 | Purchased
CHRISTIANA |  | HOSPITAL-CH | 0 | 14211973 | DE |  | 2014-12-03 19:00 |  | Infusion Pumps; General-Purpose (LVP) | 56959 | 8100 ALARIS PUMP | ALARIS MEDICAL SYSTEMS INC SUB CARDINAL HEALTH IN | 4000 | Purchased
CHRISTIANA |  | HOSPITAL-CH | 0 | 14212498 | DE |  | 2014-12-03 19:00 |  | Infusion Pumps; General-Purpose (LVP) | 59910 | 8100 ALARIS PUMP | ALARIS MEDICAL SYSTEMS INC SUB CARDINAL HEALTH INC | 4000 | Purchased
CHRISTIANA |  | HOSPITAL-CH | 0 | 14211929 | DE |  | 2014-12-03 19:00 |  | Infusion Pumps; General-Purpose (LVP) | 59908 | 8100 ALARIS PUMP | ALARIS MEDICAL SYSTEMS INC SUB CARDINAL HEALTH IN | 4000 | Purchased
CHRISTIANA |  | HOSPITAL-CH | 0 | 13876196 | DE |  | 2017-11-07 19:00 |  | Infusion Pumps; General-Purpose (LVP) | 65900 | 8100 ALARIS PUMP | ALARIS MEDICAL SYSTEMS INC SUB CARDINAL HEALTH IN | 4000 | Purchased
CHRISTIANA |  | HOSPITAL-CH | 0 | 14210970 | DE |  | 2014-12-03 19:00 |  | Infusion Pumps; General-Purpose (LVP) | 58514 | 8100 ALARIS PUMP | ALARIS MEDICAL SYSTEMS INC SUB CARDINAL HEALTH INC | 4000 | Purchased
CHRISTIANA |  | HOSPITAL-CH | 0 | 14212841 | DE |  | 2014-12-03 19:00 |  | Infusion Pumps; General-Purpose (LVP) | 58573 | 8100 ALARIS PUMP | ALARIS MEDICAL SYSTEMS INC SUB CARDINAL HEALTH INC | 4000 | Purchased
CHRISTIANA |  | HOSPITAL-CH | 0 | 14211424 | DE |  | 2014-12-03 19:00 |  | Infusion Pumps; General-Purpose (LVP) | 58575 | 8100 ALARIS PUMP | ALARIS MEDICAL SYSTEMS INC SUB CARDINAL HEALTH INC | 4000 | Purchased
CHRISTIANA |  | HOSPITAL-CH | 0 | 14214208 | DE |  | 2014-12-03 19:00 |  | Infusion Pumps; General-Purpose (LVP) | 59672 | 8100 ALARIS PUMP | ALARIS MEDICAL SYSTEMS INC SUB CARDINAL HEALTH IN | 4000 | Purchased
CHRISTIANA |  | HOSPITAL-CH | 0 | 14214294 | DE |  | 2014-12-03 19:00 |  | Infusion Pumps; General-Purpose (LVP) | 59674 | 8100 ALARIS PUMP | ALARIS MEDICAL SYSTEMS INC SUB CARDINAL HEALTH IN | 4000 | Purchased
CHRISTIANA |  | HOSPITAL-CH | 0 | 14213928 | DE |  | 2014-12-03 19:00 |  | Infusion Pumps; General-Purpose (LVP) | 59676 | 8100 ALARIS PUMP | ALARIS MEDICAL SYSTEMS INC SUB CARDINAL HEALTH INC | 4000 | Purchased
CHRISTIANA |  | HOSPITAL-CH | 0 | 12717300 | DE |  | 2017-04-30 20:00 |  | Infusion Pumps; General-Purpose (LVP) | 64630 | 8100 ALARIS PUMP | ALARIS MEDICAL SYSTEMS INC SUB CARDINAL HEALTH INC | 4000 | Rental
CHRISTIANA |  | HOSPITAL-CH | 0 | 14212304 | DE |  | 2014-12-03 19:00 |  | Infusion Pumps; General-Purpose (LVP) | 56452 | 8100 ALARIS PUMP | ALARIS MEDICAL SYSTEMS INC SUB CARDINAL HEALTH INC | 4000 | Purchased
CHRISTIANA |  | HOSPITAL-CH | 0 | 14214079 | DE |  | 2014-07-13 20:00 |  | Infusion Pumps; General-Purpose (LVP) | 55168 | 8100 ALARIS PUMP | ALARIS MEDICAL SYSTEMS INC SUB CARDINAL HEALTH IN | 4000 | Purchased
CHRISTIANA |  | HOSPITAL-CH | 0 | 14211210 | DE |  | 2014-12-03 19:00 |  | Infusion Pumps; General-Purpose (LVP) | 56732 | 8100 ALARIS PUMP | ALARIS MEDICAL SYSTEMS INC SUB CARDINAL HEALTH IN | 4000 | Purchased
CHRISTIANA |  | HOSPITAL-CH | 0 | 14211437 | DE |  | 2014-12-03 19:00 |  | Infusion Pumps; General-Purpose (LVP) | 56734 | 8100 ALARIS PUMP | ALARIS MEDICAL SYSTEMS INC SUB CARDINAL HEALTH INC | 4000 | Purchased
CHRISTIANA |  | HOSPITAL-CH | 0 | 13162492 | DE |  | 2017-11-07 19:00 |  | Infusion Pumps; General-Purpose (LVP) | 65878 | 8100 ALARIS PUMP | ALARIS MEDICAL SYSTEMS INC SUB CARDINAL HEALTH IN | 4000 | Purchased
CHRISTIANA |  | HOSPITAL-CH | 0 | 12751176 | DE |  | 2017-11-07 19:00 |  | Infusion Pumps; General-Purpose (LVP) | 65948 | 8100 ALARIS PUMP | ALARIS MEDICAL SYSTEMS INC SUB CARDINAL HEALTH INC | 4000 | Rental
CHRISTIANA |  | HOSPITAL-CH | 0 | 14213387 | DE |  | 2014-12-03 19:00 |  | Infusion Pumps; General-Purpose (LVP) | 59896 | 8100 ALARIS PUMP | ALARIS MEDICAL SYSTEMS INC SUB CARDINAL HEALTH INC | 4000 | Purchased
CHRISTIANA |  | HOSPITAL-CH | 0 | 14212048 | DE |  | 2014-12-03 19:00 |  | Infusion Pumps; General-Purpose (LVP) | 59783 | 8100 ALARIS PUMP | ALARIS MEDICAL SYSTEMS INC SUB CARDINAL HEALTH INC | 4000 | Purchased
CHRISTIANA |  | HOSPITAL-CH | 0 | 14212044 | DE |  | 2014-12-03 19:00 |  | Infusion Pumps; General-Purpose (LVP) | 59785 | 8100 ALARIS PUMP | ALARIS MEDICAL SYSTEMS INC SUB CARDINAL HEALTH INC | 4000 | Purchased
CHRISTIANA |  | HOSPITAL-CH | 0 | 14212715 | DE |  | 2014-12-03 19:00 |  | Infusion Pumps; General-Purpose (LVP) | 58702 | 8100 ALARIS PUMP | ALARIS MEDICAL SYSTEMS INC SUB CARDINAL HEALTH INC | 4000 | Purchased
CHRISTIANA |  | HOSPITAL-CH | 0 | 14215381 | DE |  | 2014-12-03 19:00 |  | Infusion Pumps; General-Purpose (LVP) | 58327 | 8100 ALARIS PUMP | ALARIS MEDICAL SYSTEMS INC SUB CARDINAL HEALTH INC | 4000 | Purchased
CHRISTIANA |  | HOSPITAL-CH | 0 | 14210734 | DE |  | 2014-12-03 19:00 |  | Infusion Pumps; General-Purpose (LVP) | 58325 | 8100 ALARIS PUMP | ALARIS MEDICAL SYSTEMS INC SUB CARDINAL HEALTH INC | 4000 | Purchased
CHRISTIANA |  | HOSPITAL-CH | 0 | 14213641 | DE |  | 2014-07-13 20:00 |  | Infusion Pumps; General-Purpose (LVP) | 55161 | 8100 ALARIS PUMP | ALARIS MEDICAL SYSTEMS INC SUB CARDINAL HEALTH IN | 4000 | Purchased
CHRISTIANA |  | HOSPITAL-CH | 0 | 13358606 | DE |  | 2017-11-07 19:00 |  | Infusion Pumps; General-Purpose (LVP) | 65910 | 8100 ALARIS PUMP | ALARIS MEDICAL SYSTEMS INC SUB CARDINAL HEALTH IN | 4000 | Purchased
CHRISTIANA |  | HOSPITAL-CH | 0 | 14213366 | DE |  | 2014-12-03 19:00 |  | Infusion Pumps; General-Purpose (LVP) | 56849 | 8100 ALARIS PUMP | ALARIS MEDICAL SYSTEMS INC SUB CARDINAL HEALTH IN | 4000 | Purchased
CHRISTIANA |  | HOSPITAL-CH | 0 | 12770399 | DE |  | 2017-11-07 19:00 |  | Infusion Pumps; General-Purpose (LVP) | 63902 | 8100 ALARIS PUMP | ALARIS MEDICAL SYSTEMS INC SUB CARDINAL HEALTH IN | 4000 | Purchased
CHRISTIANA |  | HOSPITAL-CH | 0 | 14212566 | DE |  | 2014-07-13 20:00 |  | Infusion Pumps; General-Purpose (LVP) | 59802 | 8100 ALARIS PUMP | ALARIS MEDICAL SYSTEMS INC SUB CARDINAL HEALTH INC | 4000 | Purchased
CHRISTIANA |  | HOSPITAL-CH | 0 | 13841446 | DE |  | 2017-11-07 19:00 |  | Infusion Pumps; General-Purpose (LVP) | 63957 | 8100 ALARIS PUMP | ALARIS MEDICAL SYSTEMS INC SUB CARDINAL HEALTH IN | 4000 | Rental
CHRISTIANA |  | HOSPITAL-CH | 0 | 14211317 | DE |  | 2014-12-03 19:00 |  | Infusion Pumps; General-Purpose (LVP) | 58483 | 8100 ALARIS PUMP | ALARIS MEDICAL SYSTEMS INC SUB CARDINAL HEALTH INC | 4000 | Purchased
CHRISTIANA |  | HOSPITAL-CH | 0 | 14210552 | DE |  | 2014-12-03 19:00 |  | Infusion Pumps; General-Purpose (LVP) | 58485 | 8100 ALARIS PUMP | ALARIS MEDICAL SYSTEMS INC SUB CARDINAL HEALTH IN | 4000 | Purchased
CHRISTIANA |  | HOSPITAL-CH | 0 | 12691510 | DE |  | 2017-04-30 20:00 |  | Infusion Pumps; General-Purpose (LVP) | 65997 | 8100 ALARIS PUMP | ALARIS MEDICAL SYSTEMS INC SUB CARDINAL HEALTH IN | 4000 | Rental
CHRISTIANA |  | HOSPITAL-CH | 0 | 12329661 | DE |  | 2017-11-07 19:00 |  | Infusion Pumps; General-Purpose (LVP) | 63917 | 8100 ALARIS PUMP | ALARIS MEDICAL SYSTEMS INC SUB CARDINAL HEALTH IN | 4000 | Rental
CHRISTIANA |  | HOSPITAL-CH | 0 | 12925105 | DE |  | 2017-11-07 19:00 |  | Infusion Pumps; General-Purpose (LVP) | 65942 | 8100 ALARIS PUMP | ALARIS MEDICAL SYSTEMS INC SUB CARDINAL HEALTH INC | 4000 | Rental
CHRISTIANA |  | HOSPITAL-CH | 0 | 9857520 | DE |  | 2017-04-30 20:00 |  | Infusion Pumps; General-Purpose (LVP) | 64626 | 8100 ALARIS PUMP | ALARIS MEDICAL SYSTEMS INC SUB CARDINAL HEALTH IN | 4000 | Rental
CHRISTIANA |  | HOSPITAL-CH | 0 | 14211414 | DE |  | 2014-12-03 19:00 |  | Infusion Pumps; General-Purpose (LVP) | 56752 | 8100 ALARIS PUMP | ALARIS MEDICAL SYSTEMS INC SUB CARDINAL HEALTH INC | 4000 | Purchased
CHRISTIANA |  | HOSPITAL-CH | 0 | 13370682 | DE |  | 2017-11-07 19:00 |  | Infusion Pumps; General-Purpose (LVP) | 63831 | 8100 ALARIS PUMP | ALARIS MEDICAL SYSTEMS INC SUB CARDINAL HEALTH INC | 4000 | Rental
CHRISTIANA |  | HOSPITAL-CH | 0 | 14212971 | DE |  | 2014-12-03 19:00 |  | Infusion Pumps; General-Purpose (LVP) | 59945 | 8100 ALARIS PUMP | ALARIS MEDICAL SYSTEMS INC SUB CARDINAL HEALTH IN | 4000 | Purchased
CHRISTIANA |  | HOSPITAL-CH | 0 | 14212675 | DE |  | 2014-12-03 19:00 |  | Infusion Pumps; General-Purpose (LVP) | 59943 | 8100 ALARIS PUMP | ALARIS MEDICAL SYSTEMS INC SUB CARDINAL HEALTH INC | 4000 | Purchased
CHRISTIANA |  | HOSPITAL-CH | 0 | 13501664 | DE |  | 2017-04-30 20:00 |  | Infusion Pumps; General-Purpose (LVP) | 64555 | 8100 ALARIS PUMP | ALARIS MEDICAL SYSTEMS INC SUB CARDINAL HEALTH INC | 4000 | Rental
CHRISTIANA |  | HOSPITAL-CH | 0 | 12718636 | DE |  | 2017-11-07 19:00 |  | Infusion Pumps; General-Purpose (LVP) | 65788 | 8100 ALARIS PUMP | ALARIS MEDICAL SYSTEMS INC SUB CARDINAL HEALTH IN | 4000 | Purchased
CHRISTIANA |  | HOSPITAL-CH | 0 | 14213327 | DE |  | 2014-12-03 19:00 |  | Infusion Pumps; General-Purpose (LVP) | 55238 | 8100 ALARIS PUMP | ALARIS MEDICAL SYSTEMS INC SUB CARDINAL HEALTH INC | 4000 | Purchased
CHRISTIANA |  | HOSPITAL-CH | 0 | 14213245 | DE |  | 2014-12-03 19:00 |  | Infusion Pumps; General-Purpose (LVP) | 55243 | 8100 ALARIS PUMP | ALARIS MEDICAL SYSTEMS INC SUB CARDINAL HEALTH IN | 4000 | Purchased
CHRISTIANA |  | HOSPITAL-CH | 0 | 1421021 | DE |  | 2014-12-03 19:00 |  | Infusion Pumps; General-Purpose (LVP) | 58387 | 8100 ALARIS PUMP | ALARIS MEDICAL SYSTEMS INC SUB CARDINAL HEALTH IN | 4000 | Purchased
CHRISTIANA |  | HOSPITAL-CH | 0 | 14216048 | DE |  | 2014-12-03 19:00 |  | Infusion Pumps; General-Purpose (LVP) | 58391 | 8100 ALARIS PUMP | ALARIS MEDICAL SYSTEMS INC SUB CARDINAL HEALTH IN | 4000 | Purchased
CHRISTIANA |  | HOSPITAL-CH | 0 | 14211238 | DE |  | 2014-12-03 19:00 |  | Infusion Pumps; General-Purpose (LVP) | 59349 | 8100 ALARIS PUMP | ALARIS MEDICAL SYSTEMS INC SUB CARDINAL HEALTH IN | 4000 | Purchased
CHRISTIANA |  | HOSPITAL-CH | 0 | 14209363 | DE |  | 2014-12-03 19:00 |  | Infusion Pumps; General-Purpose (LVP) | 59351 | 8100 ALARIS PUMP | ALARIS MEDICAL SYSTEMS INC SUB CARDINAL HEALTH IN | 4000 | Purchased
CHRISTIANA |  | HOSPITAL-CH | 0 | 14210367 | DE |  | 2014-12-03 19:00 |  | Infusion Pumps; General-Purpose (LVP) | 59353 | 8100 ALARIS PUMP | ALARIS MEDICAL SYSTEMS INC SUB CARDINAL HEALTH INC | 4000 | Purchased
CHRISTIANA |  | HOSPITAL-CH | 0 | 12400995 | DE |  | 2017-11-07 19:00 |  | Infusion Pumps; General-Purpose (LVP) | 65882 | 8100 ALARIS PUMP | ALARIS MEDICAL SYSTEMS INC SUB CARDINAL HEALTH IN | 4000 | Purchased
CHRISTIANA |  | HOSPITAL-CH | 0 | 14213452 | DE |  | 2014-12-03 19:00 |  | Infusion Pumps; General-Purpose (LVP) | 55467 | 8100 ALARIS PUMP | ALARIS MEDICAL SYSTEMS INC SUB CARDINAL HEALTH INC | 4000 | Purchased
CHRISTIANA |  | HOSPITAL-CH | 0 | 14214468 | DE |  | 2014-12-03 19:00 |  | Infusion Pumps; General-Purpose (LVP) | 55469 | 8100 ALARIS PUMP | ALARIS MEDICAL SYSTEMS INC SUB CARDINAL HEALTH IN | 4000 | Purchased
CHRISTIANA |  | HOSPITAL-CH | 0 | 13380955 | DE |  | 2014-12-03 19:00 |  | Infusion Pumps; General-Purpose (LVP) | 65325 | 8100 ALARIS PUMP | ALARIS MEDICAL SYSTEMS INC SUB CARDINAL HEALTH IN | 4000 | Rental
CHRISTIANA |  | HOSPITAL-CH | 0 | 14206615 | DE |  | 2014-12-03 19:00 |  | Infusion Pumps; General-Purpose (LVP) | 58798 | 8100 ALARIS PUMP | ALARIS MEDICAL SYSTEMS INC SUB CARDINAL HEALTH IN | 4000 | Purchased
CHRISTIANA |  | HOSPITAL-CH | 0 | 14210930 | DE |  | 2014-12-03 19:00 |  | Infusion Pumps; General-Purpose (LVP) | 58800 | 8100 ALARIS PUMP | ALARIS MEDICAL SYSTEMS INC SUB CARDINAL HEALTH IN | 4000 | Purchased
CHRISTIANA |  | HOSPITAL-WH | 0 | 14213348 | DE |  | 2014-12-03 19:00 |  | Infusion Pumps; General-Purpose (LVP) | 60015 | 8100 ALARIS PUMP | ALARIS MEDICAL SYSTEMS INC SUB CARDINAL HEALTH IN | 4000 | Purchased
CHRISTIANA |  | HOSPITAL-CH | 0 | 14213560 | DE |  | 2014-12-03 19:00 |  | Infusion Pumps; General-Purpose (LVP) | 56832 | 8100 ALARIS PUMP | ALARIS MEDICAL SYSTEMS INC SUB CARDINAL HEALTH INC | 4000 | Purchased
CHRISTIANA |  | HOSPITAL-WH | 0 | 14200163 | DE |  | 2014-12-03 19:00 |  | Infusion Pumps; General-Purpose (LVP) | 58975 | 8100 ALARIS PUMP | ALARIS MEDICAL SYSTEMS INC SUB CARDINAL HEALTH IN | 4000 | Purchased
CHRISTIANA |  | HOSPITAL-CH | 0 | 14211462 | DE |  | 2014-12-03 19:00 |  | Infusion Pumps; General-Purpose (LVP) | 58977 | 8100 ALARIS PUMP | ALARIS MEDICAL SYSTEMS INC SUB CARDINAL HEALTH INC | 4000 | Purchased
CHRISTIANA |  | HOSPITAL-CH | 0 | 13221375 | DE |  | 2017-11-07 19:00 |  | Infusion Pumps; General-Purpose (LVP) | 65909 | 8100 ALARIS PUMP | ALARIS MEDICAL SYSTEMS INC SUB CARDINAL HEALTH IN | 4000 | Purchased
CHRISTIANA |  | HOSPITAL-CH | 0 | 14587874 | DE |  | 2017-11-07 19:00 |  | Infusion Pumps; General-Purpose (LVP) | 63964 | 8100 ALARIS PUMP | ALARIS MEDICAL SYSTEMS INC SUB CARDINAL HEALTH IN | 4000 | Rental
CHRISTIANA |  | HOSPITAL-CH | 0 | 14210503 | DE |  | 2014-12-03 19:00 |  | Infusion Pumps; General-Purpose (LVP) | 58410 | 8100 ALARIS PUMP | ALARIS MEDICAL SYSTEMS INC SUB CARDINAL HEALTH INC | 4000 | Purchased
CHRISTIANA |  | HOSPITAL-CH | 0 | 14213076 | DE |  | 2014-12-03 19:00 |  | Infusion Pumps; General-Purpose (LVP) | 55394 | 8100 ALARIS PUMP | ALARIS MEDICAL SYSTEMS INC SUB CARDINAL HEALTH INC | 4000 | Purchased
CHRISTIANA |  | HOSPITAL-CH | 0 | 14215705 | DE |  | 2014-12-03 19:00 |  | Infusion Pumps; General-Purpose (LVP) | 59863 | 8100 ALARIS PUMP | ALARIS MEDICAL SYSTEMS INC SUB CARDINAL HEALTH IN | 4000 | Purchased
CHRISTIANA |  | HOSPITAL-CH | 0 | 14213757 | DE |  | 2014-12-03 19:00 |  | Infusion Pumps; General-Purpose (LVP) | 59861 | 8100 ALARIS PUMP | ALARIS MEDICAL SYSTEMS INC SUB CARDINAL HEALTH IN | 4000 | Purchased
CHRISTIANA |  | HOSPITAL-CH | 0 | 4017738 | DE |  | 2017-01-27 19:00 |  | Infusion Pumps; General-Purpose (LVP) | 64223 | 8100 ALARIS PUMP | ALARIS MEDICAL SYSTEMS INC SUB CARDINAL HEALTH INC | 4000 | Purchased
CHRISTIANA |  | HOSPITAL-CH | 0 | 12718200 | DE |  | 2017-04-30 20:00 |  | Infusion Pumps; General-Purpose (LVP) | 64514 | 8100 ALARIS PUMP | ALARIS MEDICAL SYSTEMS INC SUB CARDINAL HEALTH IN | 4000 | Rental
CHRISTIANA |  | HOSPITAL-CH | 0 | 14212018 | DE |  | 2014-12-03 19:00 |  | Infusion Pumps; General-Purpose (LVP) | 58605 | 8100 ALARIS PUMP | ALARIS MEDICAL SYSTEMS INC SUB CARDINAL HEALTH IN | 4000 | Purchased
CHRISTIANA |  | HOSPITAL-CH | 0 | 14213086 | DE |  | 2014-12-03 19:00 |  | Infusion Pumps; General-Purpose (LVP) | 58607 | 8100 ALARIS PUMP | ALARIS MEDICAL SYSTEMS INC SUB CARDINAL HEALTH INC | 4000 | Purchased
CHRISTIANA |  | HOSPITAL-CH | 0 | 14213721 | DE |  | 2014-12-03 19:00 |  | Infusion Pumps; General-Purpose (LVP) | 59701 | 8100 ALARIS PUMP | ALARIS MEDICAL SYSTEMS INC SUB CARDINAL HEALTH INC | 4000 | Purchased
CHRISTIANA |  | HOSPITAL-CH | 0 | 14212654 | DE |  | 2014-12-03 19:00 |  | Infusion Pumps; General-Purpose (LVP) | 56471 | 8100 ALARIS PUMP | ALARIS MEDICAL SYSTEMS INC SUB CARDINAL HEALTH IN | 4000 | Purchased
CHRISTIANA |  | HOSPITAL-CH | 0 | 12718547 | DE |  | 2017-04-30 20:00 |  | Infusion Pumps; General-Purpose (LVP) | 64571 | 8100 ALARIS PUMP | ALARIS MEDICAL SYSTEMS INC SUB CARDINAL HEALTH IN | 4000 | Rental
CHRISTIANA |  | HOSPITAL-CH | 0 | 14211160 | DE |  | 2014-12-03 19:00 |  | Infusion Pumps; General-Purpose (LVP) | 58761 | 8100 ALARIS PUMP | ALARIS MEDICAL SYSTEMS INC SUB CARDINAL HEALTH INC | 4000 | Purchased
CHRISTIANA |  | HOSPITAL-CH | 0 | 14212007 | DE |  | 2014-12-03 19:00 |  | Infusion Pumps; General-Purpose (LVP) | 56933 | 8100 ALARIS PUMP | ALARIS MEDICAL SYSTEMS INC SUB CARDINAL HEALTH INC | 4000 | Purchased
CHRISTIANA |  | HOSPITAL-CH | 0 | 13876683 | DE |  | 2017-11-07 19:00 |  | Infusion Pumps; General-Purpose (LVP) | 66062 | 8100 ALARIS PUMP | ALARIS MEDICAL SYSTEMS INC SUB CARDINAL HEALTH INC | 4000 | Rental
CHRISTIANA |  | HOSPITAL-CH | 0 | 14213501 | DE |  | 2014-12-03 19:00 |  | Infusion Pumps; General-Purpose (LVP) | 59107 | 8100 ALARIS PUMP | ALARIS MEDICAL SYSTEMS INC SUB CARDINAL HEALTH IN | 4000 | Purchased
CHRISTIANA |  | HOSPITAL-CH | 0 | 14214421 | DE |  | 2014-12-03 19:00 |  | Infusion Pumps; General-Purpose (LVP) | 59109 | 8100 ALARIS PUMP | ALARIS MEDICAL SYSTEMS INC SUB CARDINAL HEALTH INC | 4000 | Purchased
CHRISTIANA |  | HOSPITAL-CH | 0 | 14213558 | DE |  | 2014-12-03 19:00 |  | Infusion Pumps; General-Purpose (LVP) | 59111 | 8100 ALARIS PUMP | ALARIS MEDICAL SYSTEMS INC SUB CARDINAL HEALTH IN | 4000 | Purchased
CHRISTIANA |  | HOSPITAL-CH | 0 | 14211288 | DE |  | 2014-12-03 19:00 |  | Infusion Pumps; General-Purpose (LVP) | 59333 | 8100 ALARIS PUMP | ALARIS MEDICAL SYSTEMS INC SUB CARDINAL HEALTH IN | 4000 | Purchased
CHRISTIANA |  | HOSPITAL-CH | 0 | 14210695 | DE |  | 2014-12-03 19:00 |  | Infusion Pumps; General-Purpose (LVP) | 59335 | 8100 ALARIS PUMP | ALARIS MEDICAL SYSTEMS INC SUB CARDINAL HEALTH INC | 4000 | Purchased
CHRISTIANA |  | HOSPITAL-CH | 0 | 14209449 | DE |  | 2014-12-03 19:00 |  | Infusion Pumps; General-Purpose (LVP) | 59337 | 8100 ALARIS PUMP | ALARIS MEDICAL SYSTEMS INC SUB CARDINAL HEALTH IN | 4000 | Purchased
CHRISTIANA |  | HOSPITAL-CH | 0 | 14214669 | DE |  | 2014-12-03 19:00 |  | Infusion Pumps; General-Purpose (LVP) | 55359 | 8100 ALARIS PUMP | ALARIS MEDICAL SYSTEMS INC SUB CARDINAL HEALTH IN | 4000 | Purchased
CHRISTIANA |  | HOSPITAL-CH | 0 | 14210125 | DE |  | 2014-12-03 19:00 |  | Infusion Pumps; General-Purpose (LVP) | 55360 | 8100 ALARIS PUMP | ALARIS MEDICAL SYSTEMS INC SUB CARDINAL HEALTH INC | 4000 | Purchased
CHRISTIANA |  | HOSPITAL-WH | 0 | 14214218 | DE |  | 2014-07-13 20:00 |  | Infusion Pumps; General-Purpose (LVP) | 59806 | 8100 ALARIS PUMP | ALARIS MEDICAL SYSTEMS INC SUB CARDINAL HEALTH INC | 4000 | Purchased
CHRISTIANA |  | HOSPITAL-CH | 0 | 14211851 | DE |  | 2014-12-03 19:00 |  | Infusion Pumps; General-Purpose (LVP) | 56326 | 8100 ALARIS PUMP | ALARIS MEDICAL SYSTEMS INC SUB CARDINAL HEALTH INC | 4000 | Purchased
CHRISTIANA |  | HOSPITAL-CH | 0 | 14211937 | DE |  | 2014-12-03 19:00 |  | Infusion Pumps; General-Purpose (LVP) | 56328 | 8100 ALARIS PUMP | ALARIS MEDICAL SYSTEMS INC SUB CARDINAL HEALTH INC | 4000 | Purchased
CHRISTIANA |  | HOSPITAL-CH | 0 | 14210478 | DE |  | 2014-12-03 19:00 |  | Infusion Pumps; General-Purpose (LVP) | 56390 | 8100 ALARIS PUMP | ALARIS MEDICAL SYSTEMS INC SUB CARDINAL HEALTH IN | 4000 | Purchased
CHRISTIANA |  | HOSPITAL-CH | 0 | 14210973 | DE |  | 2014-12-03 19:00 |  | Infusion Pumps; General-Purpose (LVP) | 58661 | 8100 ALARIS PUMP | ALARIS MEDICAL SYSTEMS INC SUB CARDINAL HEALTH IN | 4000 | Purchased
CHRISTIANA |  | HOSPITAL-CH | 0 | 14199347 | DE |  | 2014-12-03 19:00 |  | Infusion Pumps; General-Purpose (LVP) | 58662 | 8100 ALARIS PUMP | ALARIS MEDICAL SYSTEMS INC SUB CARDINAL HEALTH IN | 4000 | Purchased
CHRISTIANA |  | HOSPITAL-CH | 0 | 12402322 | DE |  | 2017-11-07 19:00 |  | Infusion Pumps; General-Purpose (LVP) | 65917 | 8100 ALARIS PUMP | ALARIS MEDICAL SYSTEMS INC SUB CARDINAL HEALTH IN | 4000 | Purchased
CHRISTIANA |  | HOSPITAL-CH | 0 | 14211572 | DE |  | 2014-12-03 19:00 |  | Infusion Pumps; General-Purpose (LVP) | 58502 | 8100 ALARIS PUMP | ALARIS MEDICAL SYSTEMS INC SUB CARDINAL HEALTH INC | 4000 | Purchased
CHRISTIANA |  | CANCER CENTER | 0 | 14213953 | DE |  | 2014-12-03 19:00 |  | Infusion Pumps; General-Purpose (LVP) | 59593 | 8100 ALARIS PUMP | ALARIS MEDICAL SYSTEMS INC SUB CARDINAL HEALTH IN | 4000 | Purchased
CHRISTIANA |  | HOSPITAL-CH | 0 | 14210715 | DE |  | 2014-12-03 19:00 |  | Infusion Pumps; General-Purpose (LVP) | 58668 | 8100 ALARIS PUMP | ALARIS MEDICAL SYSTEMS INC SUB CARDINAL HEALTH INC | 4000 | Purchased
CHRISTIANA |  | HOSPITAL-CH | 0 | 14213369 | DE |  | 2014-12-03 19:00 |  | Infusion Pumps; General-Purpose (LVP) | 59836 | 8100 ALARIS PUMP | ALARIS MEDICAL SYSTEMS INC SUB CARDINAL HEALTH INC | 4000 | Purchased
CHRISTIANA |  | HOSPITAL-CH | 0 | 14213406 | DE |  | 2014-12-03 19:00 |  | Infusion Pumps; General-Purpose (LVP) | 59838 | 8100 ALARIS PUMP | ALARIS MEDICAL SYSTEMS INC SUB CARDINAL HEALTH IN | 4000 | Purchased
CHRISTIANA |  | CANCER CENTER | 0 | 14199152 | DE |  | 2014-12-03 19:00 |  | Infusion Pumps; General-Purpose (LVP) | 58747 | 8100 ALARIS PUMP | ALARIS MEDICAL SYSTEMS INC SUB CARDINAL HEALTH INC | 4000 | Purchased
CHRISTIANA |  | HOSPITAL-CH | 0 | 14199889 | DE |  | 2014-12-03 19:00 |  | Infusion Pumps; General-Purpose (LVP) | 58749 | 8100 ALARIS PUMP | ALARIS MEDICAL SYSTEMS INC SUB CARDINAL HEALTH IN | 4000 | Purchased
CHRISTIANA |  | HOSPITAL-CH | 0 | 14211597 | DE |  | 2014-12-03 19:00 |  | Infusion Pumps; General-Purpose (LVP) | 58751 | 8100 ALARIS PUMP | ALARIS MEDICAL SYSTEMS INC SUB CARDINAL HEALTH INC | 4000 | Purchased
CHRISTIANA |  | CANCER CENTER | 0 | 14966195 | DE |  | 2017-08-01 20:00 |  | Infusion Pumps; General-Purpose (LVP) | 65286 | 8100 ALARIS PUMP | ALARIS MEDICAL SYSTEMS INC SUB CARDINAL HEALTH IN | 4000 | Purchased
CHRISTIANA |  | HOSPITAL-CH | 0 | 13530789 | DE |  | 2017-11-07 19:00 |  | Infusion Pumps; General-Purpose (LVP) | 65799 | 8100 ALARIS PUMP | ALARIS MEDICAL SYSTEMS INC SUB CARDINAL HEALTH IN | 4000 | Purchased
CHRISTIANA |  | HOSPITAL-CH | 0 | 14212949 | DE |  | 2014-12-03 19:00 |  | Infusion Pumps; General-Purpose (LVP) | 56962 | 8100 ALARIS PUMP | ALARIS MEDICAL SYSTEMS INC SUB CARDINAL HEALTH IN | 4000 | Purchased
CHRISTIANA |  | HOSPITAL-CH | 0 | 14212979 | DE |  | 2014-12-03 19:00 |  | Infusion Pumps; General-Purpose (LVP) | 56964 | 8100 ALARIS PUMP | ALARIS MEDICAL SYSTEMS INC SUB CARDINAL HEALTH INC | 4000 | Purchased
CHRISTIANA |  | HOSPITAL-CH | 0 | 12512890 | DE |  | 2017-11-07 19:00 |  | Infusion Pumps; General-Purpose (LVP) | 65827 | 8100 ALARIS PUMP | ALARIS MEDICAL SYSTEMS INC SUB CARDINAL HEALTH IN | 4000 | Purchased
CHRISTIANA |  | HOSPITAL-CH | 0 | 14212009 | DE |  | 2014-12-03 19:00 |  | Infusion Pumps; General-Purpose (LVP) | 59905 | 8100 ALARIS PUMP | ALARIS MEDICAL SYSTEMS INC SUB CARDINAL HEALTH INC | 4000 | Purchased
CHRISTIANA |  | HOSPITAL-CH | 0 | 14214275 | DE |  | 2014-12-03 19:00 |  | Infusion Pumps; General-Purpose (LVP) | 59903 | 8100 ALARIS PUMP | ALARIS MEDICAL SYSTEMS INC SUB CARDINAL HEALTH INC | 4000 | Purchased
CHRISTIANA |  | HOSPITAL-CH | 0 | 14211273 | DE |  | 2014-12-03 19:00 |  | Infusion Pumps; General-Purpose (LVP) | 58517 | 8100 ALARIS PUMP | ALARIS MEDICAL SYSTEMS INC SUB CARDINAL HEALTH INC | 4000 | Purchased
CHRISTIANA |  | HOSPITAL-WH | 0 | 14214253 | DE |  | 2014-12-03 19:00 |  | Infusion Pumps; General-Purpose (LVP) | 59677 | 8100 ALARIS PUMP | ALARIS MEDICAL SYSTEMS INC SUB CARDINAL HEALTH IN | 4000 | Purchased
CHRISTIANA |  | HOSPITAL-CH | 0 | 14214207 | DE |  | 2014-12-03 19:00 |  | Infusion Pumps; General-Purpose (LVP) | 59679 | 8100 ALARIS PUMP | ALARIS MEDICAL SYSTEMS INC SUB CARDINAL HEALTH INC | 4000 | Purchased
CHRISTIANA |  | HOSPITAL-CH | 0 | 4094339 | DE |  | 2017-11-07 19:00 |  | Infusion Pumps; General-Purpose (LVP) | 66079 | 8100 ALARIS PUMP | ALARIS MEDICAL SYSTEMS INC SUB CARDINAL HEALTH INC | 4000 | Purchased
CHRISTIANA |  | HOSPITAL-CH | 0 | 14213545 | DE |  | 2014-12-03 19:00 |  | Infusion Pumps; General-Purpose (LVP) | 59770 | 8100 ALARIS PUMP | ALARIS MEDICAL SYSTEMS INC SUB CARDINAL HEALTH INC | 4000 | Purchased
CHRISTIANA |  | CANCER CENTER | 0 | 14966238 | DE |  | 2017-08-01 20:00 |  | Infusion Pumps; General-Purpose (LVP) | 64997 | 8100 ALARIS PUMP | ALARIS MEDICAL SYSTEMS INC SUB CARDINAL HEALTH INC | 4000 | Purchased
CHRISTIANA |  | HOSPITAL-CH | 0 | 14211281 | DE |  | 2014-12-03 19:00 |  | Infusion Pumps; General-Purpose (LVP) | 58686 | 8100 ALARIS PUMP | ALARIS MEDICAL SYSTEMS INC SUB CARDINAL HEALTH INC | 4000 | Purchased
CHRISTIANA |  | HOSPITAL-CH | 0 | 14210362 | DE |  | 2014-12-03 19:00 |  | Infusion Pumps; General-Purpose (LVP) | 55554 | 8100 ALARIS PUMP | ALARIS MEDICAL SYSTEMS INC SUB CARDINAL HEALTH IN | 4000 | Purchased
CHRISTIANA |  | HOSPITAL-CH | 0 | 14211603 | DE |  | 2014-12-03 19:00 |  | Infusion Pumps; General-Purpose (LVP) | 55556 | 8100 ALARIS PUMP | ALARIS MEDICAL SYSTEMS INC SUB CARDINAL HEALTH IN | 4000 | Purchased
CHRISTIANA |  | HOSPITAL-CH | 0 | 14198383 | DE |  | 2014-12-03 19:00 |  | Infusion Pumps; General-Purpose (LVP) | 56737 | 8100 ALARIS PUMP | ALARIS MEDICAL SYSTEMS INC SUB CARDINAL HEALTH INC | 4000 | Purchased
CHRISTIANA |  | HOSPITAL-CH | 0 | 14212218 | DE |  | 2014-12-03 19:00 |  | Infusion Pumps; General-Purpose (LVP) | 56915 | 8100 ALARIS PUMP | ALARIS MEDICAL SYSTEMS INC SUB CARDINAL HEALTH IN | 4000 | Purchased
CHRISTIANA |  | HOSPITAL-CH | 0 | 14211962 | DE |  | 2014-12-03 19:00 |  | Infusion Pumps; General-Purpose (LVP) | 56917 | 8100 ALARIS PUMP | ALARIS MEDICAL SYSTEMS INC SUB CARDINAL HEALTH IN | 4000 | Purchased
CHRISTIANA |  | HOSPITAL-CH | 0 | 14209141 | DE |  | 2014-07-13 20:00 |  | Infusion Pumps; General-Purpose (LVP) | 59279 | 8100 ALARIS PUMP | ALARIS MEDICAL SYSTEMS INC SUB CARDINAL HEALTH INC | 4000 | Purchased
CHRISTIANA |  | HOSPITAL-CH | 0 | 12718471 | DE |  | 2017-04-30 20:00 |  | Infusion Pumps; General-Purpose (LVP) | 64519 | 8100 ALARIS PUMP | ALARIS MEDICAL SYSTEMS INC SUB CARDINAL HEALTH INC | 4000 | Rental
CHRISTIANA |  | HOSPITAL-CH | 0 | 14212441 | DE |  | 2014-12-03 19:00 |  | Infusion Pumps; General-Purpose (LVP) | 59894 | 8100 ALARIS PUMP | ALARIS MEDICAL SYSTEMS INC SUB CARDINAL HEALTH IN | 4000 | Purchased
CHRISTIANA |  | HOSPITAL-CH | 0 | 14212289 | DE |  | 2014-12-03 19:00 |  | Infusion Pumps; General-Purpose (LVP) | 59892 | 8100 ALARIS PUMP | ALARIS MEDICAL SYSTEMS INC SUB CARDINAL HEALTH INC | 4000 | Purchased
CHRISTIANA |  | HOSPITAL-CH | 0 | 14215704 | DE |  | 2014-12-03 19:00 |  | Infusion Pumps; General-Purpose (LVP) | 58474 | 8100 ALARIS PUMP | ALARIS MEDICAL SYSTEMS INC SUB CARDINAL HEALTH INC | 4000 | Purchased
CHRISTIANA |  | HOSPITAL-CH | 0 | 13450663 | DE |  | 2017-04-30 20:00 |  | Infusion Pumps; General-Purpose (LVP) | 64623 | 8100 ALARIS PUMP | ALARIS MEDICAL SYSTEMS INC SUB CARDINAL HEALTH INC | 4000 | Rental
CHRISTIANA |  | HOSPITAL-CH | 0 | 14213193 | DE |  | 2014-07-13 20:00 |  | Infusion Pumps; General-Purpose (LVP) | 56677 | 8100 ALARIS PUMP | ALARIS MEDICAL SYSTEMS INC SUB CARDINAL HEALTH INC | 4000 | Purchased
CHRISTIANA |  | HOSPITAL-CH | 0 | 14211885 | DE |  | 2014-12-03 19:00 |  | Infusion Pumps; General-Purpose (LVP) | 56434 | 8100 ALARIS PUMP | ALARIS MEDICAL SYSTEMS INC SUB CARDINAL HEALTH INC | 4000 | Purchased
CHRISTIANA |  | HOSPITAL-CH | 0 | 14210663 | DE |  | 2014-12-03 19:00 |  | Infusion Pumps; General-Purpose (LVP) | 58703 | 8100 ALARIS PUMP | ALARIS MEDICAL SYSTEMS INC SUB CARDINAL HEALTH INC | 4000 | Purchased
CHRISTIANA |  | HOSPITAL-CH | 0 | 14210569 | DE |  | 2014-12-03 19:00 |  | Infusion Pumps; General-Purpose (LVP) | 58705 | 8100 ALARIS PUMP | ALARIS MEDICAL SYSTEMS INC SUB CARDINAL HEALTH INC | 4000 | Purchased
CHRISTIANA |  | HOSPITAL-CH | 0 | 14198967 | DE |  | 2014-12-03 19:00 |  | Infusion Pumps; General-Purpose (LVP) | 58707 | 8100 ALARIS PUMP | ALARIS MEDICAL SYSTEMS INC SUB CARDINAL HEALTH INC | 4000 | Purchased
CHRISTIANA |  | HOSPITAL-CH | 0 | 13367288 | DE |  | 2017-11-07 19:00 |  | Infusion Pumps; General-Purpose (LVP) | 63808 | 8100 ALARIS PUMP | ALARIS MEDICAL SYSTEMS INC SUB CARDINAL HEALTH INC | 4000 | Rental
CHRISTIANA |  | HOSPITAL-CH | 0 | 14215490 | DE |  | 2014-12-03 19:00 |  | Infusion Pumps; General-Purpose (LVP) | 55244 | 8100 ALARIS PUMP | ALARIS MEDICAL SYSTEMS INC SUB CARDINAL HEALTH INC | 4000 | Purchased
CHRISTIANA |  | HOSPITAL-CH | 0 | 14212678 | DE |  | 2014-12-03 19:00 |  | Infusion Pumps; General-Purpose (LVP) | 56819 | 8100 ALARIS PUMP | ALARIS MEDICAL SYSTEMS INC SUB CARDINAL HEALTH IN | 4000 | Purchased
CHRISTIANA |  | HOSPITAL-CH | 0 | 12718382 | DE |  | 2017-11-07 19:00 |  | Infusion Pumps; General-Purpose (LVP) | 63891 | 8100 ALARIS PUMP | ALARIS MEDICAL SYSTEMS INC SUB CARDINAL HEALTH INC | 4000 | Rental
CHRISTIANA |  | HOSPITAL-WH | 0 | 14139855 | DE |  | 2014-07-13 20:00 |  | Infusion Pumps; General-Purpose (LVP) | 54280 | 8100 ALARIS PUMP | ALARIS MEDICAL SYSTEMS INC SUB CARDINAL HEALTH INC | 4000 | Purchased
CHRISTIANA |  | HOSPITAL-CH | 0 | 14210055 | DE |  | 2014-12-03 19:00 |  | Infusion Pumps; General-Purpose (LVP) | 58486 | 8100 ALARIS PUMP | ALARIS MEDICAL SYSTEMS INC SUB CARDINAL HEALTH IN | 4000 | Purchased
CHRISTIANA |  | HOSPITAL-CH | 0 | 14211306 | DE |  | 2014-12-03 19:00 |  | Infusion Pumps; General-Purpose (LVP) | 58488 | 8100 ALARIS PUMP | ALARIS MEDICAL SYSTEMS INC SUB CARDINAL HEALTH IN | 4000 | Purchased
CHRISTIANA |  | HOSPITAL-CH | 0 | 12770115 | DE |  | 2017-11-07 19:00 |  | Infusion Pumps; General-Purpose (LVP) | 65767 | 8100 ALARIS PUMP | ALARIS MEDICAL SYSTEMS INC SUB CARDINAL HEALTH IN | 4000 | Purchased
CHRISTIANA |  | HOSPITAL-CH | 0 | 14210459 | DE |  | 2014-12-03 19:00 |  | Infusion Pumps; General-Purpose (LVP) | 56749 | 8100 ALARIS PUMP | ALARIS MEDICAL SYSTEMS INC SUB CARDINAL HEALTH INC | 4000 | Purchased
CHRISTIANA |  | HOSPITAL-CH | 0 | 14215681 | DE |  | 2014-12-03 19:00 |  | Infusion Pumps; General-Purpose (LVP) | 55245 | 8100 ALARIS PUMP | ALARIS MEDICAL SYSTEMS INC SUB CARDINAL HEALTH INC | 4000 | Purchased
CHRISTIANA |  | HOSPITAL-CH | 0 | 14213325 | DE |  | 2014-12-03 19:00 |  | Infusion Pumps; General-Purpose (LVP) | 55247 | 8100 ALARIS PUMP | ALARIS MEDICAL SYSTEMS INC SUB CARDINAL HEALTH INC | 4000 | Purchased
CHRISTIANA |  | CANCER CENTER | 0 | 14215777 | DE |  | 2014-12-03 19:00 |  | Infusion Pumps; General-Purpose (LVP) | 58392 | 8100 ALARIS PUMP | ALARIS MEDICAL SYSTEMS INC SUB CARDINAL HEALTH IN | 4000 | Purchased
CHRISTIANA |  | HOSPITAL-CH | 0 | 13876435 | DE |  | 2017-11-07 19:00 |  | Infusion Pumps; General-Purpose (LVP) | 65796 | 8100 ALARIS PUMP | ALARIS MEDICAL SYSTEMS INC SUB CARDINAL HEALTH IN | 4000 | Purchased
CHRISTIANA |  | HOSPITAL-CH | 0 | 14213959 | DE |  | 2014-12-03 19:00 |  | Infusion Pumps; General-Purpose (LVP) | 56349 | 8100 ALARIS PUMP | ALARIS MEDICAL SYSTEMS INC SUB CARDINAL HEALTH INC | 4000 | Purchased
CHRISTIANA |  | HOSPITAL-CH | 0 | 14213494 | DE |  | 2014-12-03 19:00 |  | Infusion Pumps; General-Purpose (LVP) | 56351 | 8100 ALARIS PUMP | ALARIS MEDICAL SYSTEMS INC SUB CARDINAL HEALTH IN | 4000 | Purchased
CHRISTIANA |  | HOSPITAL-CH | 0 | 14212133 | DE |  | 2014-12-03 19:00 |  | Infusion Pumps; General-Purpose (LVP) | 59984 | 8100 ALARIS PUMP | ALARIS MEDICAL SYSTEMS INC SUB CARDINAL HEALTH IN | 4000 | Purchased
CHRISTIANA |  | HOSPITAL-CH | 0 | 14211419 | DE |  | 2014-12-03 19:00 |  | Infusion Pumps; General-Purpose (LVP) | 56723 | 8100 ALARIS PUMP | ALARIS MEDICAL SYSTEMS INC SUB CARDINAL HEALTH INC | 4000 | Purchased
CHRISTIANA |  | HOSPITAL-CH | 0 | 14210366 | DE |  | 2014-12-03 19:00 |  | Infusion Pumps; General-Purpose (LVP) | 58976 | 8100 ALARIS PUMP | ALARIS MEDICAL SYSTEMS INC SUB CARDINAL HEALTH INC | 4000 | Purchased
CHRISTIANA |  | HOSPITAL-CH | 0 | 14211542 | DE |  | 2014-12-03 19:00 |  | Infusion Pumps; General-Purpose (LVP) | 58978 | 8100 ALARIS PUMP | ALARIS MEDICAL SYSTEMS INC SUB CARDINAL HEALTH IN | 4000 | Purchased
CHRISTIANA |  | HOSPITAL-CH | 0 | 14213345 | DE |  | 2014-12-03 19:00 |  | Infusion Pumps; General-Purpose (LVP) | 59864 | 8100 ALARIS PUMP | ALARIS MEDICAL SYSTEMS INC SUB CARDINAL HEALTH IN | 4000 | Purchased
CHRISTIANA |  | HOSPITAL-CH | 0 | 14213549 | DE |  | 2014-12-03 19:00 |  | Infusion Pumps; General-Purpose (LVP) | 59862 | 8100 ALARIS PUMP | ALARIS MEDICAL SYSTEMS INC SUB CARDINAL HEALTH INC | 4000 | Purchased
CHRISTIANA |  | HOSPITAL-CH | 0 | 14213633 | DE |  | 2014-12-03 19:00 |  | Infusion Pumps; General-Purpose (LVP) | 59860 | 8100 ALARIS PUMP | ALARIS MEDICAL SYSTEMS INC SUB CARDINAL HEALTH INC | 4000 | Purchased
CHRISTIANA |  | HOSPITAL-CH | 0 | 14965900 | DE |  | 2017-08-01 20:00 |  | Infusion Pumps; General-Purpose (LVP) | 65256 | 8100 ALARIS PUMP | ALARIS MEDICAL SYSTEMS INC SUB CARDINAL HEALTH IN | 4000 | Purchased
CHRISTIANA |  | HOSPITAL-CH | 0 | 12731438 | DE |  | 2017-11-07 19:00 |  | Infusion Pumps; General-Purpose (LVP) | 65913 | 8100 ALARIS PUMP | ALARIS MEDICAL SYSTEMS INC SUB CARDINAL HEALTH IN | 4000 | Purchased
CHRISTIANA |  | HOSPITAL-CH | 0 | 12687298 | DE |  | 2017-04-30 20:00 |  | Infusion Pumps; General-Purpose (LVP) | 64505 | 8100 ALARIS PUMP | ALARIS MEDICAL SYSTEMS INC SUB CARDINAL HEALTH INC | 4000 | Rental
CHRISTIANA |  | HOSPITAL-CH | 0 | 13841312 | DE |  | 2017-04-30 20:00 |  | Infusion Pumps; General-Purpose (LVP) | 64501 | 8100 ALARIS PUMP | ALARIS MEDICAL SYSTEMS INC SUB CARDINAL HEALTH IN | 4000 | Rental
CHRISTIANA |  | HOSPITAL-CH | 0 | 12718313 | DE |  | 2017-11-07 19:00 |  | Infusion Pumps; General-Purpose (LVP) | 63882 | 8100 ALARIS PUMP | ALARIS MEDICAL SYSTEMS INC SUB CARDINAL HEALTH INC | 4000 | Rental
CHRISTIANA |  | HOSPITAL-CH | 0 | 14212033 | DE |  | 2014-12-03 19:00 |  | Infusion Pumps; General-Purpose (LVP) | 58604 | 8100 ALARIS PUMP | ALARIS MEDICAL SYSTEMS INC SUB CARDINAL HEALTH INC | 4000 | Purchased
CHRISTIANA |  | HOSPITAL-CH | 0 | 14212459 | DE |  | 2014-12-03 19:00 |  | Infusion Pumps; General-Purpose (LVP) | 58606 | 8100 ALARIS PUMP | ALARIS MEDICAL SYSTEMS INC SUB CARDINAL HEALTH IN | 4000 | Purchased
CHRISTIANA |  | HOSPITAL-CH | 0 | 14213935 | DE |  | 2014-12-03 19:00 |  | Infusion Pumps; General-Purpose (LVP) | 59700 | 8100 ALARIS PUMP | ALARIS MEDICAL SYSTEMS INC SUB CARDINAL HEALTH IN | 4000 | Purchased
CHRISTIANA |  | HOSPITAL-CH | 0 | 14212213 | DE |  | 2014-12-03 19:00 |  | Infusion Pumps; General-Purpose (LVP) | 59702 | 8100 ALARIS PUMP | ALARIS MEDICAL SYSTEMS INC SUB CARDINAL HEALTH INC | 4000 | Purchased
CHRISTIANA |  | HOSPITAL-CH | 0 | 14212499 | DE |  | 2014-12-03 19:00 |  | Infusion Pumps; General-Purpose (LVP) | 56470 | 8100 ALARIS PUMP | ALARIS MEDICAL SYSTEMS INC SUB CARDINAL HEALTH INC | 4000 | Purchased
CHRISTIANA |  | HOSPITAL-CH | 0 | 14213121 | DE |  | 2014-12-03 19:00 |  | Infusion Pumps; General-Purpose (LVP) | 56473 | 8100 ALARIS PUMP | ALARIS MEDICAL SYSTEMS INC SUB CARDINAL HEALTH INC | 4000 | Purchased
CHRISTIANA |  | HOSPITAL-CH | 0 | 14966083 | DE |  | 2017-08-01 20:00 |  | Infusion Pumps; General-Purpose (LVP) | 65269 | 8100 ALARIS PUMP | ALARIS MEDICAL SYSTEMS INC SUB CARDINAL HEALTH IN | 4000 | Purchased
CHRISTIANA |  | HOSPITAL-CH | 0 | 14203389 | DE |  | 2014-12-03 19:00 |  | Infusion Pumps; General-Purpose (LVP) | 58762 | 8100 ALARIS PUMP | ALARIS MEDICAL SYSTEMS INC SUB CARDINAL HEALTH INC | 4000 | Purchased
CHRISTIANA |  | HOSPITAL-CH | 0 | 14212935 | DE |  | 2014-12-03 19:00 |  | Infusion Pumps; General-Purpose (LVP) | 56932 | 8100 ALARIS PUMP | ALARIS MEDICAL SYSTEMS INC SUB CARDINAL HEALTH INC | 4000 | Purchased
CHRISTIANA |  | HOSPITAL-CH | 0 | 14214206 | DE |  | 2014-12-03 19:00 |  | Infusion Pumps; General-Purpose (LVP) | 59108 | 8100 ALARIS PUMP | ALARIS MEDICAL SYSTEMS INC SUB CARDINAL HEALTH INC | 4000 | Purchased
CHRISTIANA |  | HOSPITAL-CH | 0 | 14214293 | DE |  | 2014-12-03 19:00 |  | Infusion Pumps; General-Purpose (LVP) | 59110 | 8100 ALARIS PUMP | ALARIS MEDICAL SYSTEMS INC SUB CARDINAL HEALTH INC | 4000 | Purchased
CHRISTIANA |  | HOSPITAL-CH | 0 | 14210919 | DE |  | 2014-12-03 19:00 |  | Infusion Pumps; General-Purpose (LVP) | 59332 | 8100 ALARIS PUMP | ALARIS MEDICAL SYSTEMS INC SUB CARDINAL HEALTH IN | 4000 | Purchased
CHRISTIANA |  | HOSPITAL-CH | 0 | 14195012 | DE |  | 2014-12-03 19:00 |  | Infusion Pumps; General-Purpose (LVP) | 59334 | 8100 ALARIS PUMP | ALARIS MEDICAL SYSTEMS INC SUB CARDINAL HEALTH INC | 4000 | Purchased
CHRISTIANA |  | HOSPITAL-CH | 0 | 14210798 | DE |  | 2014-12-03 19:00 |  | Infusion Pumps; General-Purpose (LVP) | 59336 | 8100 ALARIS PUMP | ALARIS MEDICAL SYSTEMS INC SUB CARDINAL HEALTH INC | 4000 | Purchased
CHRISTIANA |  | HOSPITAL-CH | 0 | 14211577 | DE |  | 2014-12-03 19:00 |  | Infusion Pumps; General-Purpose (LVP) | 55358 | 8100 ALARIS PUMP | ALARIS MEDICAL SYSTEMS INC SUB CARDINAL HEALTH IN | 4000 | Purchased
CHRISTIANA |  | HOSPITAL-CH | 0 | 14211881 | DE |  | 2014-12-03 19:00 |  | Infusion Pumps; General-Purpose (LVP) | 55361 | 8100 ALARIS PUMP | ALARIS MEDICAL SYSTEMS INC SUB CARDINAL HEALTH INC | 4000 | Purchased
CHRISTIANA |  | HOSPITAL-CH | 0 | 12744939 | DE |  | 2017-11-07 19:00 |  | Infusion Pumps; General-Purpose (LVP) | 63807 | 8100 ALARIS PUMP | CareFusion Alaris / 303 | 4000 | Rental
CHRISTIANA |  | HOSPITAL-CH | 0 | 14211843 | DE |  | 2014-12-03 19:00 |  | Infusion Pumps; General-Purpose (LVP) | 56327 | 8100 ALARIS PUMP | ALARIS MEDICAL SYSTEMS INC SUB CARDINAL HEALTH INC | 4000 | Purchased
CHRISTIANA |  | HOSPITAL-CH | 0 | 14214199 | DE |  | 2014-07-13 20:00 |  | Infusion Pumps; General-Purpose (LVP) | 56685 | 8100 ALARIS PUMP | ALARIS MEDICAL SYSTEMS INC SUB CARDINAL HEALTH INC | 4000 | Purchased
CHRISTIANA |  | HOSPITAL-CH | 0 | 13841368 | DE |  | 2017-11-07 19:00 |  | Infusion Pumps; General-Purpose (LVP) | 65739 | 8100 ALARIS PUMP | ALARIS MEDICAL SYSTEMS INC SUB CARDINAL HEALTH IN | 4000 | Purchased
CHRISTIANA |  | HOSPITAL-CH | 0 | 14211955 | DE |  | 2014-07-13 20:00 |  | Infusion Pumps; General-Purpose (LVP) | 55201 | 8100 ALARIS PUMP | ALARIS MEDICAL SYSTEMS INC SUB CARDINAL HEALTH IN | 4000 | Purchased
CHRISTIANA |  | CANCER CENTER | 0 | 14966206 | DE |  | 2017-08-01 20:00 |  | Infusion Pumps; General-Purpose (LVP) | 65267 | 8100 ALARIS PUMP | ALARIS MEDICAL SYSTEMS INC SUB CARDINAL HEALTH INC | 4000 | Purchased
CHRISTIANA |  | HOSPITAL-CH | 0 | 12329144 | DE |  | 2017-11-07 19:00 |  | Infusion Pumps; General-Purpose (LVP) | 63956 | 8100 ALARIS PUMP | ALARIS MEDICAL SYSTEMS INC SUB CARDINAL HEALTH IN | 4000 | Rental
CHRISTIANA |  | HOSPITAL-CH | 0 | 14211294 | DE |  | 2014-12-03 19:00 |  | Infusion Pumps; General-Purpose (LVP) | 58501 | 8100 ALARIS PUMP | ALARIS MEDICAL SYSTEMS INC SUB CARDINAL HEALTH IN | 4000 | Purchased
CHRISTIANA |  | HOSPITAL-CH | 0 | 14212567 | DE |  | 2014-12-03 19:00 |  | Infusion Pumps; General-Purpose (LVP) | 59594 | 8100 ALARIS PUMP | ALARIS MEDICAL SYSTEMS INC SUB CARDINAL HEALTH IN | 4000 | Purchased
CHRISTIANA |  | HOSPITAL-CH | 0 | 14204680 | DE |  | 2014-12-03 19:00 |  | Infusion Pumps; General-Purpose (LVP) | 58669 | 8100 ALARIS PUMP | ALARIS MEDICAL SYSTEMS INC SUB CARDINAL HEALTH IN | 4000 | Purchased
CHRISTIANA |  | HOSPITAL-CH | 0 | 14213413 | DE |  | 2014-12-03 19:00 |  | Infusion Pumps; General-Purpose (LVP) | 59837 | 8100 ALARIS PUMP | ALARIS MEDICAL SYSTEMS INC SUB CARDINAL HEALTH IN | 4000 | Purchased
CHRISTIANA |  | HOSPITAL-CH | 0 | 14212706 | DE |  | 2014-12-03 19:00 |  | Infusion Pumps; General-Purpose (LVP) | 59839 | 8100 ALARIS PUMP | ALARIS MEDICAL SYSTEMS INC SUB CARDINAL HEALTH INC | 4000 | Purchased
CHRISTIANA |  | HOSPITAL-WH | 0 | 14198551 | DE |  | 2014-12-03 19:00 |  | Infusion Pumps; General-Purpose (LVP) | 58748 | 8100 ALARIS PUMP | ALARIS MEDICAL SYSTEMS INC SUB CARDINAL HEALTH INC | 4000 | Purchased
CHRISTIANA |  | HOSPITAL-CH | 0 | 14210710 | DE |  | 2014-12-03 19:00 |  | Infusion Pumps; General-Purpose (LVP) | 58750 | 8100 ALARIS PUMP | ALARIS MEDICAL SYSTEMS INC SUB CARDINAL HEALTH IN | 4000 | Purchased
CHRISTIANA |  | HOSPITAL-CH | 0 | 13790305 | DE |  | 2017-11-07 19:00 |  | Infusion Pumps; General-Purpose (LVP) | 65901 | 8100 ALARIS PUMP | ALARIS MEDICAL SYSTEMS INC SUB CARDINAL HEALTH IN | 4000 | Purchased
CHRISTIANA |  | HOSPITAL-CH | 0 | 13531512 | DE |  | 2017-11-07 19:00 |  | Infusion Pumps; General-Purpose (LVP) | 65840 | 8100 ALARIS PUMP | ALARIS MEDICAL SYSTEMS INC SUB CARDINAL HEALTH IN | 4000 | Purchased
CHRISTIANA |  | HOSPITAL-CH | 0 | 12718283 | DE |  | 2017-11-07 19:00 |  | Infusion Pumps; General-Purpose (LVP) | 65756 | 8100 ALARIS PUMP | ALARIS MEDICAL SYSTEMS INC SUB CARDINAL HEALTH IN | 4000 | Purchased
CHRISTIANA |  | HOSPITAL-CH | 0 | 13870134 | DE |  | 2017-11-07 19:00 |  | Infusion Pumps; General-Purpose (LVP) | 63804 | 8100 ALARIS PUMP | ALARIS MEDICAL SYSTEMS INC SUB CARDINAL HEALTH INC | 4000 | Rental
CHRISTIANA |  | HOSPITAL-CH | 0 | 14213029 | DE |  | 2014-12-03 19:00 |  | Infusion Pumps; General-Purpose (LVP) | 56961 | 8100 ALARIS PUMP | ALARIS MEDICAL SYSTEMS INC SUB CARDINAL HEALTH IN | 4000 | Purchased
CHRISTIANA |  | HOSPITAL-CH | 0 | 14212324 | DE |  | 2014-12-03 19:00 |  | Infusion Pumps; General-Purpose (LVP) | 56963 | 8100 ALARIS PUMP | ALARIS MEDICAL SYSTEMS INC SUB CARDINAL HEALTH IN | 4000 | Purchased
CHRISTIANA |  | HOSPITAL-CH | 0 | 13790460 | DE |  | 2017-11-07 19:00 |  | Infusion Pumps; General-Purpose (LVP) | 65925 | 8100 ALARIS PUMP | ALARIS MEDICAL SYSTEMS INC SUB CARDINAL HEALTH INC | 4000 | Rental
CHRISTIANA |  | HOSPITAL-CH | 0 | 14212182 | DE |  | 2014-12-03 19:00 |  | Infusion Pumps; General-Purpose (LVP) | 59906 | 8100 ALARIS PUMP | ALARIS MEDICAL SYSTEMS INC SUB CARDINAL HEALTH INC | 4000 | Purchased
CHRISTIANA |  | HOSPITAL-CH | 0 | 14212302 | DE |  | 2014-12-03 19:00 |  | Infusion Pumps; General-Purpose (LVP) | 59904 | 8100 ALARIS PUMP | ALARIS MEDICAL SYSTEMS INC SUB CARDINAL HEALTH INC | 4000 | Purchased
CHRISTIANA |  | HOSPITAL-CH | 0 | 14211279 | DE |  | 2014-12-03 19:00 |  | Infusion Pumps; General-Purpose (LVP) | 58516 | 8100 ALARIS PUMP | ALARIS MEDICAL SYSTEMS INC SUB CARDINAL HEALTH IN | 4000 | Purchased
CHRISTIANA |  | HOSPITAL-CH | 0 | 14210641 | DE |  | 2014-12-03 19:00 |  | Infusion Pumps; General-Purpose (LVP) | 58518 | 8100 ALARIS PUMP | ALARIS MEDICAL SYSTEMS INC SUB CARDINAL HEALTH INC | 4000 | Purchased
CHRISTIANA |  | CANCER CENTER | 0 | 14966185 | DE |  | 2017-08-01 20:00 |  | Infusion Pumps; General-Purpose (LVP) | 65276 | 8100 ALARIS PUMP | ALARIS MEDICAL SYSTEMS INC SUB CARDINAL HEALTH INC | 4000 | Purchased
CHRISTIANA |  | HOSPITAL-CH | 0 | 14214270 | DE |  | 2014-12-03 19:00 |  | Infusion Pumps; General-Purpose (LVP) | 59678 | 8100 ALARIS PUMP | ALARIS MEDICAL SYSTEMS INC SUB CARDINAL HEALTH INC | 4000 | Purchased
CHRISTIANA |  | HOSPITAL-CH | 0 | 13365146 | DE |  | 2017-11-07 19:00 |  | Infusion Pumps; General-Purpose (LVP) | 63818 | 8100 ALARIS PUMP | ALARIS MEDICAL SYSTEMS INC SUB CARDINAL HEALTH IN | 4000 | Rental
CHRISTIANA |  | HOSPITAL-CH | 0 | 14201387 | DE |  | 2014-12-03 19:00 |  | Infusion Pumps; General-Purpose (LVP) | 58685 | 8100 ALARIS PUMP | ALARIS MEDICAL SYSTEMS INC SUB CARDINAL HEALTH INC | 4000 | Purchased
CHRISTIANA |  | HOSPITAL-CH | 0 | 14210489 | DE |  | 2014-12-03 19:00 |  | Infusion Pumps; General-Purpose (LVP) | 55555 | 8100 ALARIS PUMP | ALARIS MEDICAL SYSTEMS INC SUB CARDINAL HEALTH INC | 4000 | Purchased
CHRISTIANA |  | CANCER CENTER | 0 | 14211496 | DE |  | 2014-12-03 19:00 |  | Infusion Pumps; General-Purpose (LVP) | 58322 | 8100 ALARIS PUMP | ALARIS MEDICAL SYSTEMS INC SUB CARDINAL HEALTH INC | 4000 | Purchased
CHRISTIANA |  | HOSPITAL-CH | 0 | 13358643 | DE |  | 2017-04-30 20:00 |  | Infusion Pumps; General-Purpose (LVP) | 64502 | 8100 ALARIS PUMP | ALARIS MEDICAL SYSTEMS INC SUB CARDINAL HEALTH INC | 4000 | Rental
CHRISTIANA |  | HOSPITAL-CH | 0 | 14214112 | DE |  | 2014-07-13 20:00 |  | Infusion Pumps; General-Purpose (LVP) | 55169 | 8100 ALARIS PUMP | ALARIS MEDICAL SYSTEMS INC SUB CARDINAL HEALTH INC | 4000 | Purchased
CHRISTIANA |  | HOSPITAL-CH | 0 | 13733565 | DE |  | 2017-01-27 19:00 |  | Infusion Pumps; General-Purpose (LVP) | 64238 | 8100 ALARIS PUMP | ALARIS MEDICAL SYSTEMS INC SUB CARDINAL HEALTH IN | 4000 | Rental
CHRISTIANA |  | HOSPITAL-CH | 0 | 14196287 | DE |  | 2014-12-03 19:00 |  | Infusion Pumps; General-Purpose (LVP) | 56736 | 8100 ALARIS PUMP | ALARIS MEDICAL SYSTEMS INC SUB CARDINAL HEALTH INC | 4000 | Purchased
CHRISTIANA |  | HOSPITAL-CH | 0 | 14208603 | DE |  | 2014-12-03 19:00 |  | Infusion Pumps; General-Purpose (LVP) | 56738 | 8100 ALARIS PUMP | ALARIS MEDICAL SYSTEMS INC SUB CARDINAL HEALTH INC | 4000 | Purchased
CHRISTIANA |  | HOSPITAL-CH | 0 | 14212094 | DE |  | 2014-12-03 19:00 |  | Infusion Pumps; General-Purpose (LVP) | 56916 | 8100 ALARIS PUMP | ALARIS MEDICAL SYSTEMS INC SUB CARDINAL HEALTH INC | 4000 | Purchased
CHRISTIANA |  | HOSPITAL-CH | 0 | 13841443 | DE |  | 2017-11-07 19:00 |  | Infusion Pumps; General-Purpose (LVP) | 65941 | 8100 ALARIS PUMP | ALARIS MEDICAL SYSTEMS INC SUB CARDINAL HEALTH IN | 4000 | Rental
CHRISTIANA |  | HOSPITAL-CH | 0 | 14211963 | DE |  | 2014-12-03 19:00 |  | Infusion Pumps; General-Purpose (LVP) | 59893 | 8100 ALARIS PUMP | ALARIS MEDICAL SYSTEMS INC SUB CARDINAL HEALTH INC | 4000 | Purchased
CHRISTIANA |  | HOSPITAL-CH | 0 | 14210376 | DE |  | 2014-12-03 19:00 |  | Infusion Pumps; General-Purpose (LVP) | 58473 | 8100 ALARIS PUMP | ALARIS MEDICAL SYSTEMS INC SUB CARDINAL HEALTH INC | 4000 | Purchased
CHRISTIANA |  | HOSPITAL-CH | 0 | 13358636 | DE |  | 2017-04-30 20:00 |  | Infusion Pumps; General-Purpose (LVP) | 64605 | 8100 ALARIS PUMP | ALARIS MEDICAL SYSTEMS INC SUB CARDINAL HEALTH INC | 4000 | Rental
CHRISTIANA |  | HOSPITAL-CH | 0 | 14211938 | DE |  | 2014-12-03 19:00 |  | Infusion Pumps; General-Purpose (LVP) | 56433 | 8100 ALARIS PUMP | ALARIS MEDICAL SYSTEMS INC SUB CARDINAL HEALTH IN | 4000 | Purchased
CHRISTIANA |  | HOSPITAL-CH | 0 | 14211347 | DE |  | 2014-12-03 19:00 |  | Infusion Pumps; General-Purpose (LVP) | 58704 | 8100 ALARIS PUMP | ALARIS MEDICAL SYSTEMS INC SUB CARDINAL HEALTH INC | 4000 | Purchased
CHRISTIANA |  | HOSPITAL-CH | 0 | 14206412 | DE |  | 2014-12-03 19:00 |  | Infusion Pumps; General-Purpose (LVP) | 58706 | 8100 ALARIS PUMP | ALARIS MEDICAL SYSTEMS INC SUB CARDINAL HEALTH INC | 4000 | Purchased
CHRISTIANA |  | HOSPITAL-CH | 0 | 14211538 | DE |  | 2014-12-03 19:00 |  | Infusion Pumps; General-Purpose (LVP) | 58323 | 8100 ALARIS PUMP | ALARIS MEDICAL SYSTEMS INC SUB CARDINAL HEALTH INC | 4000 | Purchased
CHRISTIANA |  | HOSPITAL-CH | 0 | 14213774 | DE |  | 2014-07-13 20:00 |  | Infusion Pumps; General-Purpose (LVP) | 55187 | 8100 ALARIS PUMP | ALARIS MEDICAL SYSTEMS INC SUB CARDINAL HEALTH INC | 4000 | Purchased
CHRISTIANA |  | HOSPITAL-CH | 0 | 14213026 | DE |  | 2014-12-03 19:00 |  | Infusion Pumps; General-Purpose (LVP) | 56472 | 8100 ALARIS PUMP | ALARIS MEDICAL SYSTEMS INC SUB CARDINAL HEALTH INC | 4000 | Purchased
CHRISTIANA |  | HOSPITAL-CH | 0 | 14213118 | DE |  | 2014-12-03 19:00 |  | Infusion Pumps; General-Purpose (LVP) | 55276 | 8100 ALARIS PUMP | ALARIS MEDICAL SYSTEMS INC SUB CARDINAL HEALTH INC | 4000 | Purchased
CHRISTIANA |  | HOSPITAL-CH | 0 | 14213367 | DE |  | 2014-12-03 19:00 |  | Infusion Pumps; General-Purpose (LVP) | 55230 | 8100 ALARIS PUMP | ALARIS MEDICAL SYSTEMS INC SUB CARDINAL HEALTH INC | 4000 | Purchased
CHRISTIANA |  | HOSPITAL-CH | 0 | 14215566 | DE |  | 2014-12-03 19:00 |  | Infusion Pumps; General-Purpose (LVP) | 58487 | 8100 ALARIS PUMP | ALARIS MEDICAL SYSTEMS INC SUB CARDINAL HEALTH INC | 4000 | Purchased
CHRISTIANA |  | HOSPITAL-CH | 0 | 14210926 | DE |  | 2014-12-03 19:00 |  | Infusion Pumps; General-Purpose (LVP) | 58489 | 8100 ALARIS PUMP | ALARIS MEDICAL SYSTEMS INC SUB CARDINAL HEALTH INC | 4000 | Purchased
CHRISTIANA |  | HOSPITAL-CH | 0 | 14212668 | DE |  | 2014-07-13 20:00 |  | Infusion Pumps; General-Purpose (LVP) | 56980 | 8100 ALARIS PUMP | ALARIS MEDICAL SYSTEMS INC SUB CARDINAL HEALTH INC | 4000 | Purchased
CHRISTIANA |  | HOSPITAL-CH | 0 | 14213116 | DE |  | 2014-07-13 20:00 |  | Infusion Pumps; General-Purpose (LVP) | 56979 | 8100 ALARIS PUMP | ALARIS MEDICAL SYSTEMS INC SUB CARDINAL HEALTH INC | 4000 | Purchased
CHRISTIANA |  | HOSPITAL-CH | 0 | 14211397 | DE |  | 2014-12-03 19:00 |  | Infusion Pumps; General-Purpose (LVP) | 56750 | 8100 ALARIS PUMP | ALARIS MEDICAL SYSTEMS INC SUB CARDINAL HEALTH INC | 4000 | Purchased
CHRISTIANA |  | MIDDLETOWN ED | 0 | 14211453 | DE |  | 2014-12-03 19:00 |  | Infusion Pumps; General-Purpose (LVP) | 56748 | 8100 ALARIS PUMP | ALARIS MEDICAL SYSTEMS INC SUB CARDINAL HEALTH IN | 4000 | Purchased
CHRISTIANA |  | HOSPITAL-CH | 0 | 12716954 | DE |  | 2017-11-07 19:00 |  | Infusion Pumps; General-Purpose (LVP) | 63933 | 8100 ALARIS PUMP | ALARIS MEDICAL SYSTEMS INC SUB CARDINAL HEALTH IN | 4000 | Rental
CHRISTIANA |  | HOSPITAL-CH | 0 | 14215687 | DE |  | 2014-12-03 19:00 |  | Infusion Pumps; General-Purpose (LVP) | 55246 | 8100 ALARIS PUMP | ALARIS MEDICAL SYSTEMS INC SUB CARDINAL HEALTH IN | 4000 | Purchased
CHRISTIANA |  | HOSPITAL-CH | 0 | 14588024 | DE |  | 2017-11-07 19:00 |  | Infusion Pumps; General-Purpose (LVP) | 63883 | 8100 ALARIS PUMP | ALARIS MEDICAL SYSTEMS INC SUB CARDINAL HEALTH INC | 4000 | Rental
CHRISTIANA |  | HOSPITAL-CH | 0 | 14213498 | DE |  | 2014-12-03 19:00 |  | Infusion Pumps; General-Purpose (LVP) | 56350 | 8100 ALARIS PUMP | ALARIS MEDICAL SYSTEMS INC SUB CARDINAL HEALTH INC | 4000 | Purchased
CHRISTIANA |  | HOSPITAL-CH | 0 | 14213718 | DE |  | 2014-12-03 19:00 |  | Infusion Pumps; General-Purpose (LVP) | 59661 | 8100 ALARIS PUMP | ALARIS MEDICAL SYSTEMS INC SUB CARDINAL HEALTH INC | 4000 | Purchased
CHRISTIANA |  | HOSPITAL-CH | 0 | 13876742 | DE |  | 2017-11-07 19:00 |  | Infusion Pumps; General-Purpose (LVP) | 65745 | 8100 ALARIS PUMP | ALARIS MEDICAL SYSTEMS INC SUB CARDINAL HEALTH INC | 4000 | Rental
CHRISTIANA |  | HOSPITAL-CH | 0 | 12718032 | DE |  | 2014-12-03 19:00 |  | Infusion Pumps; General-Purpose (LVP) | 65321 | 8100 ALARIS PUMP | ALARIS MEDICAL SYSTEMS INC SUB CARDINAL HEALTH INC | 4000 | Rental
CHRISTIANA |  | HOSPITAL-CH | 0 | 14213360 | DE |  | 2014-12-03 19:00 |  | Infusion Pumps; General-Purpose (LVP) | 59985 | 8100 ALARIS PUMP | ALARIS MEDICAL SYSTEMS INC SUB CARDINAL HEALTH IN | 4000 | Purchased
CHRISTIANA |  | HOSPITAL-CH | 0 | 14211234 | DE |  | 2014-12-03 19:00 |  | Infusion Pumps; General-Purpose (LVP) | 56722 | 8100 ALARIS PUMP | ALARIS MEDICAL SYSTEMS INC SUB CARDINAL HEALTH INC | 4000 | Purchased
CHRISTIANA |  | CANCER CENTER | 0 | 14965981 | DE |  | 2017-08-01 20:00 |  | Infusion Pumps; General-Purpose (LVP) | 65266 | 8100 ALARIS PUMP | ALARIS MEDICAL SYSTEMS INC SUB CARDINAL HEALTH IN | 4000 | Purchased
CHRISTIANA |  | HOSPITAL-CH | 0 | 14216198 | DE |  | 2014-12-03 19:00 |  | Infusion Pumps; General-Purpose (LVP) | 55252 | 8100 ALARIS PUMP | ALARIS MEDICAL SYSTEMS INC SUB CARDINAL HEALTH IN | 4000 | Purchased
CHRISTIANA |  | HOSPITAL-CH | 0 | 12731021 | DE |  | 2017-10-15 20:00 |  | Infusion Pumps; General-Purpose (LVP) | 65671 | 8100 ALARIS PUMP | ALARIS MEDICAL SYSTEMS INC SUB CARDINAL HEALTH INC | 4000 | Rental
CHRISTIANA |  | MIDDLETOWN ED | 0 | 13811615 | DE |  | 2017-04-30 20:00 |  | Infusion Pumps; General-Purpose (LVP) | 64576 | 8100 ALARIS PUMP | ALARIS MEDICAL SYSTEMS INC SUB CARDINAL HEALTH INC | 4000 | Rental
CHRISTIANA |  | HOSPITAL-CH | 0 | 14212578 | DE |  | 2014-12-03 19:00 |  | Infusion Pumps; General-Purpose (LVP) | 56398 | 8100 ALARIS PUMP | ALARIS MEDICAL SYSTEMS INC SUB CARDINAL HEALTH IN | 4000 | Purchased
CHRISTIANA |  | HOSPITAL-CH | 0 | 14212473 | DE |  | 2014-12-03 19:00 |  | Infusion Pumps; General-Purpose (LVP) | 56401 | 8100 ALARIS PUMP | ALARIS MEDICAL SYSTEMS INC SUB CARDINAL HEALTH IN | 4000 | Purchased
CHRISTIANA |  | HOSPITAL-CH | 0 | 13180709 | DE |  | 2017-11-07 19:00 |  | Infusion Pumps; General-Purpose (LVP) | 63781 | 8100 ALARIS PUMP | ALARIS MEDICAL SYSTEMS INC SUB CARDINAL HEALTH INC | 4000 | Rental
CHRISTIANA |  | HOSPITAL-CH | 0 | 14213177 | DE |  | 2014-12-03 19:00 |  | Infusion Pumps; General-Purpose (LVP) | 56816 | 8100 ALARIS PUMP | ALARIS MEDICAL SYSTEMS INC SUB CARDINAL HEALTH IN | 4000 | Purchased
CHRISTIANA |  | HOSPITAL-CH | 0 | 14213689 | DE |  | 2014-12-03 19:00 |  | Infusion Pumps; General-Purpose (LVP) | 59636 | 8100 ALARIS PUMP | ALARIS MEDICAL SYSTEMS INC SUB CARDINAL HEALTH INC | 4000 | Purchased
CHRISTIANA |  | HOSPITAL-CH | 0 | 13841221 | DE |  | 2017-04-30 20:00 |  | Infusion Pumps; General-Purpose (LVP) | 64568 | 8100 ALARIS PUMP | ALARIS MEDICAL SYSTEMS INC SUB CARDINAL HEALTH INC | 4000 | Rental
CHRISTIANA |  | HOSPITAL-CH | 0 | 14204262 | DE |  | 2014-12-03 19:00 |  | Infusion Pumps; General-Purpose (LVP) | 58520 | 8100 ALARIS PUMP | ALARIS MEDICAL SYSTEMS INC SUB CARDINAL HEALTH INC | 4000 | Purchased
CHRISTIANA |  | HOSPITAL-CH | 0 | 14211222 | DE |  | 2014-12-03 19:00 |  | Infusion Pumps; General-Purpose (LVP) | 58522 | 8100 ALARIS PUMP | ALARIS MEDICAL SYSTEMS INC SUB CARDINAL HEALTH INC | 4000 | Purchased
CHRISTIANA |  | HOSPITAL-CH | 0 | 12756478 | DE |  | 2017-11-07 19:00 |  | Infusion Pumps; General-Purpose (LVP) | 63782 | 8100 ALARIS PUMP | ALARIS MEDICAL SYSTEMS INC SUB CARDINAL HEALTH INC | 4000 | Rental
CHRISTIANA |  | HOSPITAL-CH | 0 | 14213080 | DE |  | 2014-12-03 19:00 |  | Infusion Pumps; General-Purpose (LVP) | 58583 | 8100 ALARIS PUMP | ALARIS MEDICAL SYSTEMS INC SUB CARDINAL HEALTH IN | 4000 | Purchased
CHRISTIANA |  | HOSPITAL-CH | 0 | 14211936 | DE |  | 2014-12-03 19:00 |  | Infusion Pumps; General-Purpose (LVP) | 58585 | 8100 ALARIS PUMP | ALARIS MEDICAL SYSTEMS INC SUB CARDINAL HEALTH INC | 4000 | Purchased
CHRISTIANA |  | HOSPITAL-CH | 0 | 14213096 | DE |  | 2014-12-03 19:00 |  | Infusion Pumps; General-Purpose (LVP) | 58590 | 8100 ALARIS PUMP | ALARIS MEDICAL SYSTEMS INC SUB CARDINAL HEALTH INC | 4000 | Purchased
CHRISTIANA |  | HOSPITAL-CH | 0 | 14211902 | DE |  | 2014-12-03 19:00 |  | Infusion Pumps; General-Purpose (LVP) | 56460 | 8100 ALARIS PUMP | ALARIS MEDICAL SYSTEMS INC SUB CARDINAL HEALTH INC | 4000 | Purchased
CHRISTIANA |  | HOSPITAL-CH | 0 | 14210821 | DE |  | 2014-07-13 20:00 |  | Infusion Pumps; General-Purpose (LVP) | 59285 | 8100 ALARIS PUMP | ALARIS MEDICAL SYSTEMS INC SUB CARDINAL HEALTH IN | 4000 | Purchased
CHRISTIANA |  | HOSPITAL-CH | 0 | 14213904 | DE |  | 2014-12-03 19:00 |  | Infusion Pumps; General-Purpose (LVP) | 59090 | 8100 ALARIS PUMP | ALARIS MEDICAL SYSTEMS INC SUB CARDINAL HEALTH IN | 4000 | Purchased
CHRISTIANA |  | HOSPITAL-CH | 0 | 14214071 | DE |  | 2014-12-03 19:00 |  | Infusion Pumps; General-Purpose (LVP) | 55284 | 8100 ALARIS PUMP | ALARIS MEDICAL SYSTEMS INC SUB CARDINAL HEALTH INC | 4000 | Purchased
CHRISTIANA |  | HOSPITAL-CH | 0 | 14211582 | DE |  | 2014-12-03 19:00 |  | Infusion Pumps; General-Purpose (LVP) | 55286 | 8100 ALARIS PUMP | ALARIS MEDICAL SYSTEMS INC SUB CARDINAL HEALTH IN | 4000 | Purchased
CHRISTIANA |  | HOSPITAL-CH | 0 | 14210933 | DE |  | 2014-12-03 19:00 |  | Infusion Pumps; General-Purpose (LVP) | 58363 | 8100 ALARIS PUMP | ALARIS MEDICAL SYSTEMS INC SUB CARDINAL HEALTH INC | 4000 | Purchased
CHRISTIANA |  | HOSPITAL-CH | 0 | 14214509 | DE |  | 2014-12-03 19:00 |  | Infusion Pumps; General-Purpose (LVP) | 55346 | 8100 ALARIS PUMP | ALARIS MEDICAL SYSTEMS INC SUB CARDINAL HEALTH IN | 4000 | Purchased
CHRISTIANA |  | HOSPITAL-CH | 0 | 14214394 | DE |  | 2014-12-03 19:00 |  | Infusion Pumps; General-Purpose (LVP) | 55348 | 8100 ALARIS PUMP | ALARIS MEDICAL SYSTEMS INC SUB CARDINAL HEALTH IN | 4000 | Purchased
CHRISTIANA |  | HOSPITAL-CH | 0 | 14214417 | DE |  | 2014-07-13 20:00 |  | Infusion Pumps; General-Purpose (LVP) | 59797 | 8100 ALARIS PUMP | ALARIS MEDICAL SYSTEMS INC SUB CARDINAL HEALTH INC | 4000 | Purchased
CHRISTIANA |  | HOSPITAL-CH | 0 | 14211481 | DE |  | 2014-12-03 19:00 |  | Infusion Pumps; General-Purpose (LVP) | 59394 | 8100 ALARIS PUMP | ALARIS MEDICAL SYSTEMS INC SUB CARDINAL HEALTH INC | 4000 | Purchased
CHRISTIANA |  | HOSPITAL-CH | 0 | 14207239 | DE |  | 2014-12-03 19:00 |  | Infusion Pumps; General-Purpose (LVP) | 58536 | 8100 ALARIS PUMP | ALARIS MEDICAL SYSTEMS INC SUB CARDINAL HEALTH INC | 4000 | Purchased
CHRISTIANA |  | HOSPITAL-CH | 0 | 14211600 | DE |  | 2014-12-03 19:00 |  | Infusion Pumps; General-Purpose (LVP) | 58538 | 8100 ALARIS PUMP | ALARIS MEDICAL SYSTEMS INC SUB CARDINAL HEALTH IN | 4000 | Purchased
CHRISTIANA |  | HOSPITAL-CH | 0 | 14212700 | DE |  | 2014-12-03 19:00 |  | Infusion Pumps; General-Purpose (LVP) | 58643 | 8100 ALARIS PUMP | ALARIS MEDICAL SYSTEMS INC SUB CARDINAL HEALTH INC | 4000 | Purchased
CHRISTIANA |  | HOSPITAL-CH | 0 | 14214002 | DE |  | 2014-07-13 20:00 |  | Infusion Pumps; General-Purpose (LVP) | 55167 | 8100 ALARIS PUMP | ALARIS MEDICAL SYSTEMS INC SUB CARDINAL HEALTH INC | 4000 | Purchased
CHRISTIANA |  | HOSPITAL-CH | 0 | 13875591 | DE |  | 2017-04-30 20:00 |  | Infusion Pumps; General-Purpose (LVP) | 64596 | 8100 ALARIS PUMP | ALARIS MEDICAL SYSTEMS INC SUB CARDINAL HEALTH INC | 4000 | Rental
CHRISTIANA |  | HOSPITAL-WH | 0 | 14139305 | DE |  | 2014-07-13 20:00 |  | Infusion Pumps; General-Purpose (LVP) | 54285 | 8100 ALARIS PUMP | ALARIS MEDICAL SYSTEMS INC SUB CARDINAL HEALTH IN | 4000 | Purchased
CHRISTIANA |  | HOSPITAL-CH | 0 | 13084521 | DE |  | 2017-11-07 19:00 |  | Infusion Pumps; General-Purpose (LVP) | 65928 | 8100 ALARIS PUMP | ALARIS MEDICAL SYSTEMS INC SUB CARDINAL HEALTH INC | 4000 | Rental
CHRISTIANA |  | HOSPITAL-CH | 0 | 14204709 | DE |  | 2014-12-03 19:00 |  | Infusion Pumps; General-Purpose (LVP) | 58730 | 8100 ALARIS PUMP | ALARIS MEDICAL SYSTEMS INC SUB CARDINAL HEALTH INC | 4000 | Purchased
CHRISTIANA |  | HOSPITAL-CH | 0 | 14212036 | DE |  | 2014-12-03 19:00 |  | Infusion Pumps; General-Purpose (LVP) | 58732 | 8100 ALARIS PUMP | ALARIS MEDICAL SYSTEMS INC SUB CARDINAL HEALTH INC | 4000 | Purchased
CHRISTIANA |  | HOSPITAL-CH | 0 | 13841449 | DE |  | 2017-11-07 19:00 |  | Infusion Pumps; General-Purpose (LVP) | 65762 | 8100 ALARIS PUMP | ALARIS MEDICAL SYSTEMS INC SUB CARDINAL HEALTH IN | 4000 | Purchased
CHRISTIANA |  | HOSPITAL-CH | 0 | 14212394 | DE |  | 2014-12-03 19:00 |  | Infusion Pumps; General-Purpose (LVP) | 56709 | 8100 ALARIS PUMP | ALARIS MEDICAL SYSTEMS INC SUB CARDINAL HEALTH INC | 4000 | Purchased
CHRISTIANA |  | HOSPITAL-CH | 0 | 14211223 | DE |  | 2014-12-03 19:00 |  | Infusion Pumps; General-Purpose (LVP) | 56711 | 8100 ALARIS PUMP | ALARIS MEDICAL SYSTEMS INC SUB CARDINAL HEALTH IN | 4000 | Purchased
CHRISTIANA |  | HOSPITAL-CH | 0 | 14214143 | DE |  | 2014-12-03 19:00 |  | Infusion Pumps; General-Purpose (LVP) | 59136 | 8100 ALARIS PUMP | ALARIS MEDICAL SYSTEMS INC SUB CARDINAL HEALTH IN | 4000 | Purchased
CHRISTIANA |  | HOSPITAL-CH | 0 | 14214426 | DE |  | 2014-12-03 19:00 |  | Infusion Pumps; General-Purpose (LVP) | 59138 | 8100 ALARIS PUMP | ALARIS MEDICAL SYSTEMS INC SUB CARDINAL HEALTH IN | 4000 | Purchased
CHRISTIANA |  | HOSPITAL-CH | 0 | 14214572 | DE |  | 2014-12-03 19:00 |  | Infusion Pumps; General-Purpose (LVP) | 55379 | 8100 ALARIS PUMP | ALARIS MEDICAL SYSTEMS INC SUB CARDINAL HEALTH IN | 4000 | Purchased
CHRISTIANA |  | HOSPITAL-CH | 0 | 14212342 | DE |  | 2014-12-03 19:00 |  | Infusion Pumps; General-Purpose (LVP) | 59918 | 8100 ALARIS PUMP | ALARIS MEDICAL SYSTEMS INC SUB CARDINAL HEALTH INC | 4000 | Purchased
CHRISTIANA |  | HOSPITAL-CH | 0 | 14142692 | DE |  | 2014-12-03 19:00 |  | Infusion Pumps; General-Purpose (LVP) | 59916 | 8100 ALARIS PUMP | ALARIS MEDICAL SYSTEMS INC SUB CARDINAL HEALTH INC | 4000 | Purchased
CHRISTIANA |  | HOSPITAL-CH | 0 | 14211927 | DE |  | 2014-12-03 19:00 |  | Infusion Pumps; General-Purpose (LVP) | 59914 | 8100 ALARIS PUMP | ALARIS MEDICAL SYSTEMS INC SUB CARDINAL HEALTH INC | 4000 | Purchased
CHRISTIANA |  | CANCER CENTER | 0 | 14213031 | DE |  | 2014-12-03 19:00 |  | Infusion Pumps; General-Purpose (LVP) | 58649 | 8100 ALARIS PUMP | ALARIS MEDICAL SYSTEMS INC SUB CARDINAL HEALTH INC | 4000 | Purchased
CHRISTIANA |  | HOSPITAL-CH | 0 | 14213589 | DE |  | 2014-12-03 19:00 |  | Infusion Pumps; General-Purpose (LVP) | 59750 | 8100 ALARIS PUMP | ALARIS MEDICAL SYSTEMS INC SUB CARDINAL HEALTH IN | 4000 | Purchased
CHRISTIANA |  | HOSPITAL-CH | 0 | 14213763 | DE |  | 2014-12-03 19:00 |  | Infusion Pumps; General-Purpose (LVP) | 59753 | 8100 ALARIS PUMP | ALARIS MEDICAL SYSTEMS INC SUB CARDINAL HEALTH INC | 4000 | Purchased
CHRISTIANA |  | HOSPITAL-CH | 0 | 14213608 | DE |  | 2014-12-03 19:00 |  | Infusion Pumps; General-Purpose (LVP) | 59755 | 8100 ALARIS PUMP | ALARIS MEDICAL SYSTEMS INC SUB CARDINAL HEALTH INC | 4000 | Purchased
CHRISTIANA |  | HOSPITAL-CH | 0 | 12751197 | DE |  | 2017-04-30 20:00 |  | Infusion Pumps; General-Purpose (LVP) | 64640 | 8100 ALARIS PUMP | ALARIS MEDICAL SYSTEMS INC SUB CARDINAL HEALTH INC | 4000 | Rental
CHRISTIANA |  | HOSPITAL-CH | 0 | 14202137 | DE |  | 2014-12-03 19:00 |  | Infusion Pumps; General-Purpose (LVP) | 58688 | 8100 ALARIS PUMP | ALARIS MEDICAL SYSTEMS INC SUB CARDINAL HEALTH INC | 4000 | Purchased
CHRISTIANA |  | HOSPITAL-CH | 0 | 14151546 | DE |  | 2014-12-03 19:00 |  | Infusion Pumps; General-Purpose (LVP) | 58690 | 8100 ALARIS PUMP | ALARIS MEDICAL SYSTEMS INC SUB CARDINAL HEALTH IN | 4000 | Purchased
CHRISTIANA |  | HOSPITAL-CH | 0 | 14212303 | DE |  | 2014-12-03 19:00 |  | Infusion Pumps; General-Purpose (LVP) | 58692 | 8100 ALARIS PUMP | ALARIS MEDICAL SYSTEMS INC SUB CARDINAL HEALTH INC | 4000 | Purchased
CHRISTIANA |  | HOSPITAL-CH | 0 | 14211458 | DE |  | 2014-12-03 19:00 |  | Infusion Pumps; General-Purpose (LVP) | 58833 | 8100 ALARIS PUMP | ALARIS MEDICAL SYSTEMS INC SUB CARDINAL HEALTH INC | 4000 | Purchased
CHRISTIANA |  | HOSPITAL-CH | 0 | 14211544 | DE |  | 2014-12-03 19:00 |  | Infusion Pumps; General-Purpose (LVP) | 59001 | 8100 ALARIS PUMP | ALARIS MEDICAL SYSTEMS INC SUB CARDINAL HEALTH INC | 4000 | Purchased
CHRISTIANA |  | HOSPITAL-CH | 0 | 14211135 | DE |  | 2014-12-03 19:00 |  | Infusion Pumps; General-Purpose (LVP) | 59003 | 8100 ALARIS PUMP | ALARIS MEDICAL SYSTEMS INC SUB CARDINAL HEALTH INC | 4000 | Purchased
CHRISTIANA |  | HOSPITAL-CH | 0 | 14203257 | DE |  | 2014-12-03 19:00 |  | Infusion Pumps; General-Purpose (LVP) | 59005 | 8100 ALARIS PUMP | ALARIS MEDICAL SYSTEMS INC SUB CARDINAL HEALTH INC | 4000 | Purchased
CHRISTIANA |  | HOSPITAL-CH | 0 | 14212696 | DE |  | 2014-12-03 19:00 |  | Infusion Pumps; General-Purpose (LVP) | 56254 | 8100 ALARIS PUMP | ALARIS MEDICAL SYSTEMS INC SUB CARDINAL HEALTH IN | 4000 | Purchased
CHRISTIANA |  | HOSPITAL-CH | 0 | 14212515 | DE |  | 2014-12-03 19:00 |  | Infusion Pumps; General-Purpose (LVP) | 56256 | 8100 ALARIS PUMP | ALARIS MEDICAL SYSTEMS INC SUB CARDINAL HEALTH INC | 4000 | Purchased
CHRISTIANA |  | HOSPITAL-CH | 0 | 11182766 | DE |  | 2017-11-07 19:00 |  | Infusion Pumps; General-Purpose (LVP) | 63817 | 8100 ALARIS PUMP | ALARIS MEDICAL SYSTEMS INC SUB CARDINAL HEALTH IN | 4000 | Purchased
CHRISTIANA |  | HOSPITAL-CH | 0 | 14966343 | DE |  | 2017-08-01 20:00 |  | Infusion Pumps; General-Purpose (LVP) | 65020 | 8100 ALARIS PUMP | ALARIS MEDICAL SYSTEMS INC SUB CARDINAL HEALTH IN | 4000 | Purchased
CHRISTIANA |  | HOSPITAL-CH | 0 | 14214078 | DE |  | 2014-12-03 19:00 |  | Infusion Pumps; General-Purpose (LVP) | 56760 | 8100 ALARIS PUMP | ALARIS MEDICAL SYSTEMS INC SUB CARDINAL HEALTH IN | 4000 | Purchased
CHRISTIANA |  | HOSPITAL-CH | 0 | 13841292 | DE |  | 2017-11-07 19:00 |  | Infusion Pumps; General-Purpose (LVP) | 65887 | 8100 ALARIS PUMP | ALARIS MEDICAL SYSTEMS INC SUB CARDINAL HEALTH IN | 550 | Purchased
CHRISTIANA |  | HOSPITAL-CH | 0 | 14214645 | DE |  | 2014-12-03 19:00 |  | Infusion Pumps; General-Purpose (LVP) | 59023 | 8100 ALARIS PUMP | ALARIS MEDICAL SYSTEMS INC SUB CARDINAL HEALTH IN | 4000 | Purchased
CHRISTIANA |  | HOSPITAL-CH | 0 | 14214507 | DE |  | 2014-12-03 19:00 |  | Infusion Pumps; General-Purpose (LVP) | 59025 | 8100 ALARIS PUMP | ALARIS MEDICAL SYSTEMS INC SUB CARDINAL HEALTH INC | 4000 | Purchased
CHRISTIANA |  | HOSPITAL-CH | 0 | 14213172 | DE |  | 2014-12-03 19:00 |  | Infusion Pumps; General-Purpose (LVP) | 59027 | 8100 ALARIS PUMP | ALARIS MEDICAL SYSTEMS INC SUB CARDINAL HEALTH IN | 4000 | Purchased
CHRISTIANA |  | HOSPITAL-CH | 0 | 12718527 | DE |  | 2017-04-30 20:00 |  | Infusion Pumps; General-Purpose (LVP) | 64511 | 8100 ALARIS PUMP | ALARIS MEDICAL SYSTEMS INC SUB CARDINAL HEALTH IN | 4000 | Purchased
CHRISTIANA |  | HOSPITAL-CH | 0 | 14203496 | DE |  | 2014-12-03 19:00 |  | Infusion Pumps; General-Purpose (LVP) | 58552 | 8100 ALARIS PUMP | ALARIS MEDICAL SYSTEMS INC SUB CARDINAL HEALTH INC | 4000 | Purchased
CHRISTIANA |  | HOSPITAL-CH | 0 | 14212029 | DE |  | 2014-12-03 19:00 |  | Infusion Pumps; General-Purpose (LVP) | 56392 | 8100 ALARIS PUMP | ALARIS MEDICAL SYSTEMS INC SUB CARDINAL HEALTH INC | 4000 | Purchased
CHRISTIANA |  | HOSPITAL-CH | 0 | 14214676 | DE |  | 2014-12-03 19:00 |  | Infusion Pumps; General-Purpose (LVP) | 55460 | 8100 ALARIS PUMP | ALARIS MEDICAL SYSTEMS INC SUB CARDINAL HEALTH IN | 4000 | Purchased
CHRISTIANA |  | HOSPITAL-CH | 0 | 14196462 | DE |  | 2014-12-03 19:00 |  | Infusion Pumps; General-Purpose (LVP) | 58787 | 8100 ALARIS PUMP | ALARIS MEDICAL SYSTEMS INC SUB CARDINAL HEALTH INC | 4000 | Purchased
CHRISTIANA |  | HOSPITAL-CH | 0 | 14210666 | DE |  | 2014-12-03 19:00 |  | Infusion Pumps; General-Purpose (LVP) | 58790 | 8100 ALARIS PUMP | ALARIS MEDICAL SYSTEMS INC SUB CARDINAL HEALTH INC | 4000 | Purchased
CHRISTIANA |  | HOSPITAL-CH | 0 | 14588046 | DE |  | 2017-11-07 19:00 |  | Infusion Pumps; General-Purpose (LVP) | 63843 | 8100 ALARIS PUMP | ALARIS MEDICAL SYSTEMS INC SUB CARDINAL HEALTH INC | 4000 | Rental
CHRISTIANA |  | HOSPITAL-CH | 0 | 12717077 | DE |  | 2017-11-07 19:00 |  | Infusion Pumps; General-Purpose (LVP) | 63856 | 8100 ALARIS PUMP | ALARIS MEDICAL SYSTEMS INC SUB CARDINAL HEALTH INC | 4000 | Rental
CHRISTIANA |  | HOSPITAL-CH | 0 | 14213255 | DE |  | 2014-12-03 19:00 |  | Infusion Pumps; General-Purpose (LVP) | 60023 | 8100 ALARIS PUMP | ALARIS MEDICAL SYSTEMS INC SUB CARDINAL HEALTH INC | 4000 | Purchased
CHRISTIANA |  | HOSPITAL-CH | 0 | 14213603 | DE |  | 2014-12-03 19:00 |  | Infusion Pumps; General-Purpose (LVP) | 60021 | 8100 ALARIS PUMP | ALARIS MEDICAL SYSTEMS INC SUB CARDINAL HEALTH IN | 4000 | Purchased
CHRISTIANA |  | HOSPITAL-CH | 0 | 13163995 | DE |  | 2017-11-07 19:00 |  | Infusion Pumps; General-Purpose (LVP) | 65786 | 8100 ALARIS PUMP | ALARIS MEDICAL SYSTEMS INC SUB CARDINAL HEALTH IN | 4000 | Purchased
CHRISTIANA |  | HOSPITAL-CH | 0 | 14211984 | DE |  | 2014-07-13 20:00 |  | Infusion Pumps; General-Purpose (LVP) | 55206 | 8100 ALARIS PUMP | ALARIS MEDICAL SYSTEMS INC SUB CARDINAL HEALTH INC | 4000 | Purchased
CHRISTIANA |  | HOSPITAL-CH | 0 | 14214070 | DE |  | 2014-12-03 19:00 |  | Infusion Pumps; General-Purpose (LVP) | 55251 | 8100 ALARIS PUMP | ALARIS MEDICAL SYSTEMS INC SUB CARDINAL HEALTH IN | 4000 | Purchased
CHRISTIANA |  | HOSPITAL-CH | 0 | 14214048 | DE |  | 2014-12-03 19:00 |  | Infusion Pumps; General-Purpose (LVP) | 55253 | 8100 ALARIS PUMP | ALARIS MEDICAL SYSTEMS INC SUB CARDINAL HEALTH INC | 4000 | Purchased
CHRISTIANA |  | HOSPITAL-CH | 0 | 13789375 | DE |  | 2017-11-07 19:00 |  | Infusion Pumps; General-Purpose (LVP) | 65814 | 8100 ALARIS PUMP | ALARIS MEDICAL SYSTEMS INC SUB CARDINAL HEALTH IN | 4000 | Purchased
CHRISTIANA |  | HOSPITAL-CH | 0 | 13841021 | DE |  | 2017-11-07 19:00 |  | Infusion Pumps; General-Purpose (LVP) | 65829 | 8100 ALARIS PUMP | ALARIS MEDICAL SYSTEMS INC SUB CARDINAL HEALTH IN | 4000 | Purchased
CHRISTIANA |  | HOSPITAL-CH | 0 | 14212579 | DE |  | 2014-12-03 19:00 |  | Infusion Pumps; General-Purpose (LVP) | 56399 | 8100 ALARIS PUMP | ALARIS MEDICAL SYSTEMS INC SUB CARDINAL HEALTH INC | 4000 | Purchased
CHRISTIANA |  | HOSPITAL-CH | 0 | 14213191 | DE |  | 2014-12-03 19:00 |  | Infusion Pumps; General-Purpose (LVP) | 56825 | 8100 ALARIS PUMP | ALARIS MEDICAL SYSTEMS INC SUB CARDINAL HEALTH INC | 4000 | Purchased
CHRISTIANA |  | HOSPITAL-CH | 0 | 14213358 | DE |  | 2014-12-03 19:00 |  | Infusion Pumps; General-Purpose (LVP) | 56815 | 8100 ALARIS PUMP | ALARIS MEDICAL SYSTEMS INC SUB CARDINAL HEALTH IN | 4000 | Purchased
CHRISTIANA |  | HOSPITAL-CH | 0 | 12717310 | DE |  | 2017-11-07 19:00 |  | Infusion Pumps; General-Purpose (LVP) | 65884 | 8100 ALARIS PUMP | ALARIS MEDICAL SYSTEMS INC SUB CARDINAL HEALTH IN | 4000 | Purchased
CHRISTIANA |  | HOSPITAL-CH | 0 | 14213282 | DE |  | 2014-12-03 19:00 |  | Infusion Pumps; General-Purpose (LVP) | 59637 | 8100 ALARIS PUMP | ALARIS MEDICAL SYSTEMS INC SUB CARDINAL HEALTH IN | 4000 | Purchased
CHRISTIANA |  | HOSPITAL-CH | 0 | 14199069 | DE |  | 2014-12-03 19:00 |  | Infusion Pumps; General-Purpose (LVP) | 58521 | 8100 ALARIS PUMP | ALARIS MEDICAL SYSTEMS INC SUB CARDINAL HEALTH IN | 4000 | Purchased
CHRISTIANA |  | HOSPITAL-CH | 0 | 14211305 | DE |  | 2014-12-03 19:00 |  | Infusion Pumps; General-Purpose (LVP) | 58523 | 8100 ALARIS PUMP | ALARIS MEDICAL SYSTEMS INC SUB CARDINAL HEALTH INC | 4000 | Purchased
CHRISTIANA |  | HOSPITAL-CH | 0 | 14211989 | DE |  | 2014-12-03 19:00 |  | Infusion Pumps; General-Purpose (LVP) | 58584 | 8100 ALARIS PUMP | ALARIS MEDICAL SYSTEMS INC SUB CARDINAL HEALTH INC | 4000 | Purchased
CHRISTIANA |  | HOSPITAL-CH | 0 | 14200574 | DE |  | 2014-12-03 19:00 |  | Infusion Pumps; General-Purpose (LVP) | 58589 | 8100 ALARIS PUMP | ALARIS MEDICAL SYSTEMS INC SUB CARDINAL HEALTH INC | 4000 | Purchased
CHRISTIANA |  | HOSPITAL-CH | 0 | 14212196 | DE |  | 2014-12-03 19:00 |  | Infusion Pumps; General-Purpose (LVP) | 58591 | 8100 ALARIS PUMP | ALARIS MEDICAL SYSTEMS INC SUB CARDINAL HEALTH INC | 4000 | Purchased
CHRISTIANA |  | HOSPITAL-CH | 0 | 14213002 | DE |  | 2014-12-03 19:00 |  | Infusion Pumps; General-Purpose (LVP) | 56459 | 8100 ALARIS PUMP | ALARIS MEDICAL SYSTEMS INC SUB CARDINAL HEALTH INC | 4000 | Purchased
CHRISTIANA |  | HOSPITAL-CH | 0 | 14212655 | DE |  | 2014-12-03 19:00 |  | Infusion Pumps; General-Purpose (LVP) | 56461 | 8100 ALARIS PUMP | ALARIS MEDICAL SYSTEMS INC SUB CARDINAL HEALTH INC | 4000 | Purchased
CHRISTIANA |  | HOSPITAL-CH | 0 | 13876018 | DE |  | 2017-04-30 20:00 |  | Infusion Pumps; General-Purpose (LVP) | 64649 | 8100 ALARIS PUMP | ALARIS MEDICAL SYSTEMS INC SUB CARDINAL HEALTH IN | 4000 | Rental
CHRISTIANA |  | HOSPITAL-CH | 0 | 14213210 | DE |  | 2014-07-13 20:00 |  | Infusion Pumps; General-Purpose (LVP) | 55174 | 8100 ALARIS PUMP | ALARIS MEDICAL SYSTEMS INC SUB CARDINAL HEALTH INC | 4000 | Purchased
CHRISTIANA |  | HOSPITAL-CH | 0 | 14214173 | DE |  | 2014-12-03 19:00 |  | Infusion Pumps; General-Purpose (LVP) | 59967 | 8100 ALARIS PUMP | ALARIS MEDICAL SYSTEMS INC SUB CARDINAL HEALTH INC | 4000 | Purchased
CHRISTIANA |  | HOSPITAL-CH | 0 | 14213957 | DE |  | 2014-12-03 19:00 |  | Infusion Pumps; General-Purpose (LVP) | 59091 | 8100 ALARIS PUMP | ALARIS MEDICAL SYSTEMS INC SUB CARDINAL HEALTH INC | 4000 | Purchased
CHRISTIANA |  | HOSPITAL-CH | 0 | 14213964 | DE |  | 2014-12-03 19:00 |  | Infusion Pumps; General-Purpose (LVP) | 55283 | 8100 ALARIS PUMP | ALARIS MEDICAL SYSTEMS INC SUB CARDINAL HEALTH IN | 4000 | Purchased
CHRISTIANA |  | CANCER CENTER | 0 | 14214084 | DE |  | 2014-12-03 19:00 |  | Infusion Pumps; General-Purpose (LVP) | 55285 | 8100 ALARIS PUMP | ALARIS MEDICAL SYSTEMS INC SUB CARDINAL HEALTH INC | 4000 | Purchased
CHRISTIANA |  | HOSPITAL-CH | 0 | 14210969 | DE |  | 2014-12-03 19:00 |  | Infusion Pumps; General-Purpose (LVP) | 58362 | 8100 ALARIS PUMP | ALARIS MEDICAL SYSTEMS INC SUB CARDINAL HEALTH INC | 4000 | Purchased
CHRISTIANA |  | HOSPITAL-CH | 0 | 14214559 | DE |  | 2014-12-03 19:00 |  | Infusion Pumps; General-Purpose (LVP) | 55347 | 8100 ALARIS PUMP | ALARIS MEDICAL SYSTEMS INC SUB CARDINAL HEALTH INC | 4000 | Purchased
CHRISTIANA |  | HOSPITAL-CH | 0 | 14212465 | DE |  | 2014-12-03 19:00 |  | Infusion Pumps; General-Purpose (LVP) | 55349 | 8100 ALARIS PUMP | ALARIS MEDICAL SYSTEMS INC SUB CARDINAL HEALTH INC | 4000 | Purchased
CHRISTIANA |  | HOSPITAL-CH | 0 | 14210952 | DE |  | 2014-12-03 19:00 |  | Infusion Pumps; General-Purpose (LVP) | 59393 | 8100 ALARIS PUMP | ALARIS MEDICAL SYSTEMS INC SUB CARDINAL HEALTH INC | 4000 | Purchased
CHRISTIANA |  | HOSPITAL-CH | 0 | 14211433 | DE |  | 2014-12-03 19:00 |  | Infusion Pumps; General-Purpose (LVP) | 58535 | 8100 ALARIS PUMP | ALARIS MEDICAL SYSTEMS INC SUB CARDINAL HEALTH INC | 4000 | Purchased
CHRISTIANA |  | HOSPITAL-CH | 0 | 14205299 | DE |  | 2014-12-03 19:00 |  | Infusion Pumps; General-Purpose (LVP) | 58537 | 8100 ALARIS PUMP | ALARIS MEDICAL SYSTEMS INC SUB CARDINAL HEALTH IN | 4000 | Purchased
CHRISTIANA |  | CANCER CENTER | 0 | 14213017 | DE |  | 2014-12-03 19:00 |  | Infusion Pumps; General-Purpose (LVP) | 58644 | 8100 ALARIS PUMP | ALARIS MEDICAL SYSTEMS INC SUB CARDINAL HEALTH INC | 4000 | Purchased
CHRISTIANA |  | HOSPITAL-CH | 0 | 13876654 | DE |  | 2017-04-30 20:00 |  | Infusion Pumps; General-Purpose (LVP) | 64607 | 8100 ALARIS PUMP | ALARIS MEDICAL SYSTEMS INC SUB CARDINAL HEALTH INC | 4000 | Rental
CHRISTIANA |  | HOSPITAL-CH | 0 | 12717862 | DE |  | 2017-04-23 20:00 |  | Infusion Pumps; General-Purpose (LVP) | 64532 | 8100 ALARIS PUMP | ALARIS MEDICAL SYSTEMS INC SUB CARDINAL HEALTH INC | 4000 | Rental
CHRISTIANA |  | HOSPITAL-CH | 0 | 14792061 | DE |  | 2017-11-07 19:00 |  | Infusion Pumps; General-Purpose (LVP) | 65958 | 8100 ALARIS PUMP | ALARIS MEDICAL SYSTEMS INC SUB CARDINAL HEALTH INC | 4000 | Rental
CHRISTIANA |  | HOSPITAL-CH | 0 | 14214041 | DE |  | 2014-07-13 20:00 |  | Infusion Pumps; General-Purpose (LVP) | 55192 | 8100 ALARIS PUMP | ALARIS MEDICAL SYSTEMS INC SUB CARDINAL HEALTH IN | 4000 | Purchased
CHRISTIANA |  | HOSPITAL-CH | 0 | 12530673 | DE |  | 2016-05-22 20:00 |  | Infusion Pumps; General-Purpose (LVP) | 62204 | 8100 ALARIS PUMP | ALARIS MEDICAL SYSTEMS INC SUB CARDINAL HEALTH INC | 4000 | Rental
CHRISTIANA |  | HOSPITAL-CH | 0 | 14211501 | DE |  | 2014-12-03 19:00 |  | Infusion Pumps; General-Purpose (LVP) | 58731 | 8100 ALARIS PUMP | ALARIS MEDICAL SYSTEMS INC SUB CARDINAL HEALTH IN | 4000 | Purchased
CHRISTIANA |  | HOSPITAL-CH | 0 | 14212932 | DE |  | 2014-12-03 19:00 |  | Infusion Pumps; General-Purpose (LVP) | 58733 | 8100 ALARIS PUMP | ALARIS MEDICAL SYSTEMS INC SUB CARDINAL HEALTH IN | 4000 | Purchased
CHRISTIANA |  | HOSPITAL-CH | 0 | 13875387 | DE |  | 2017-11-07 19:00 |  | Infusion Pumps; General-Purpose (LVP) | 63847 | 8100 ALARIS PUMP | ALARIS MEDICAL SYSTEMS INC SUB CARDINAL HEALTH INC | 4000 | Rental
CHRISTIANA |  | HOSPITAL-CH | 0 | 13866377 | DE |  | 2017-11-07 19:00 |  | Infusion Pumps; General-Purpose (LVP) | 63924 | 8100 ALARIS PUMP | ALARIS MEDICAL SYSTEMS INC SUB CARDINAL HEALTH IN | 4000 | Rental
CHRISTIANA |  | HOSPITAL-CH | 0 | 14211199 | DE |  | 2014-12-03 19:00 |  | Infusion Pumps; General-Purpose (LVP) | 56710 | 8100 ALARIS PUMP | ALARIS MEDICAL SYSTEMS INC SUB CARDINAL HEALTH INC | 4000 | Purchased
CHRISTIANA |  | HOSPITAL-CH | 0 | 12397741 | DE |  | 2017-11-07 19:00 |  | Infusion Pumps; General-Purpose (LVP) | 63925 | 8100 ALARIS PUMP | ALARIS MEDICAL SYSTEMS INC SUB CARDINAL HEALTH IN | 4000 | Rental
CHRISTIANA |  | HOSPITAL-CH | 0 | 14213489 | DE |  | 2014-12-03 19:00 |  | Infusion Pumps; General-Purpose (LVP) | 59135 | 8100 ALARIS PUMP | ALARIS MEDICAL SYSTEMS INC SUB CARDINAL HEALTH INC | 4000 | Purchased
CHRISTIANA |  | HOSPITAL-CH | 0 | 14213644 | DE |  | 2014-12-03 19:00 |  | Infusion Pumps; General-Purpose (LVP) | 59137 | 8100 ALARIS PUMP | ALARIS MEDICAL SYSTEMS INC SUB CARDINAL HEALTH INC | 4000 | Purchased
CHRISTIANA |  | HOSPITAL-CH | 0 | 14213564 | DE |  | 2014-12-03 19:00 |  | Infusion Pumps; General-Purpose (LVP) | 59139 | 8100 ALARIS PUMP | ALARIS MEDICAL SYSTEMS INC SUB CARDINAL HEALTH IN | 4000 | Purchased
CHRISTIANA |  | HOSPITAL-CH | 0 | 13790224 | DE |  | 2017-11-07 19:00 |  | Infusion Pumps; General-Purpose (LVP) | 65846 | 8100 ALARIS PUMP | ALARIS MEDICAL SYSTEMS INC SUB CARDINAL HEALTH IN | 4000 | Purchased
CHRISTIANA |  | HOSPITAL-CH | 0 | 14214522 | DE |  | 2014-12-03 19:00 |  | Infusion Pumps; General-Purpose (LVP) | 55378 | 8100 ALARIS PUMP | ALARIS MEDICAL SYSTEMS INC SUB CARDINAL HEALTH IN | 4000 | Purchased
CHRISTIANA |  | HOSPITAL-CH | 0 | 14214571 | DE |  | 2014-12-03 19:00 |  | Infusion Pumps; General-Purpose (LVP) | 55380 | 8100 ALARIS PUMP | ALARIS MEDICAL SYSTEMS INC SUB CARDINAL HEALTH IN | 4000 | Purchased
CHRISTIANA |  | HOSPITAL-CH | 0 | 14212400 | DE |  | 2014-12-03 19:00 |  | Infusion Pumps; General-Purpose (LVP) | 59917 | 8100 ALARIS PUMP | ALARIS MEDICAL SYSTEMS INC SUB CARDINAL HEALTH INC | 4000 | Purchased
CHRISTIANA |  | HOSPITAL-CH | 0 | 14212494 | DE |  | 2014-12-03 19:00 |  | Infusion Pumps; General-Purpose (LVP) | 59915 | 8100 ALARIS PUMP | ALARIS MEDICAL SYSTEMS INC SUB CARDINAL HEALTH INC | 4000 | Purchased
CHRISTIANA |  | HOSPITAL-CH | 0 | 12713891 | DE |  | 2017-11-07 19:00 |  | Infusion Pumps; General-Purpose (LVP) | 65870 | 8100 ALARIS PUMP | ALARIS MEDICAL SYSTEMS INC SUB CARDINAL HEALTH IN | 4000 | Purchased
CHRISTIANA |  | CANCER CENTER | 0 | 14212918 | DE |  | 2014-12-03 19:00 |  | Infusion Pumps; General-Purpose (LVP) | 58681 | 8100 ALARIS PUMP | ALARIS MEDICAL SYSTEMS INC SUB CARDINAL HEALTH INC | 4000 | Purchased
CHRISTIANA |  | HOSPITAL-CH | 0 | 14213715 | DE |  | 2014-12-03 19:00 |  | Infusion Pumps; General-Purpose (LVP) | 59751 | 8100 ALARIS PUMP | ALARIS MEDICAL SYSTEMS INC SUB CARDINAL HEALTH IN | 4000 | Purchased
CHRISTIANA |  | HOSPITAL-WH | 0 | 14214427 | DE |  | 2014-12-03 19:00 |  | Infusion Pumps; General-Purpose (LVP) | 59754 | 8100 ALARIS PUMP | ALARIS MEDICAL SYSTEMS INC SUB CARDINAL HEALTH IN | 4000 | Purchased
CHRISTIANA |  | HOSPITAL-CH | 0 | 12429984 | DE |  | 2014-12-03 19:00 |  | Infusion Pumps; General-Purpose (LVP) | 66173 | 8100 ALARIS PUMP | ALARIS MEDICAL SYSTEMS INC SUB CARDINAL HEALTH IN | 4000 | Rental
CHRISTIANA |  | HOSPITAL-CH | 0 | 13220459 | DE |  | 2017-11-07 19:00 |  | Infusion Pumps; General-Purpose (LVP) | 65768 | 8100 ALARIS PUMP | ALARIS MEDICAL SYSTEMS INC SUB CARDINAL HEALTH IN | 4000 | Purchased
CHRISTIANA |  | CANCER CENTER | 0 | 14966453 | DE |  | 2017-08-01 20:00 |  | Infusion Pumps; General-Purpose (LVP) | 65279 | 8100 ALARIS PUMP | ALARIS MEDICAL SYSTEMS INC SUB CARDINAL HEALTH IN | 4000 | Purchased
CHRISTIANA |  | HOSPITAL-WH | 0 | 14198912 | DE |  | 2014-12-03 19:00 |  | Infusion Pumps; General-Purpose (LVP) | 58687 | 8100 ALARIS PUMP | ALARIS MEDICAL SYSTEMS INC SUB CARDINAL HEALTH INC | 4000 | Purchased
CHRISTIANA |  | HOSPITAL-CH | 0 | 14211583 | DE |  | 2014-12-03 19:00 |  | Infusion Pumps; General-Purpose (LVP) | 58689 | 8100 ALARIS PUMP | ALARIS MEDICAL SYSTEMS INC SUB CARDINAL HEALTH INC | 4000 | Purchased
CHRISTIANA |  | HOSPITAL-CH | 0 | 14200250 | DE |  | 2014-12-03 19:00 |  | Infusion Pumps; General-Purpose (LVP) | 58691 | 8100 ALARIS PUMP | ALARIS MEDICAL SYSTEMS INC SUB CARDINAL HEALTH IN | 4000 | Purchased
CHRISTIANA |  | HOSPITAL-CH | 0 | 13181239 | DE |  | 2017-11-07 19:00 |  | Infusion Pumps; General-Purpose (LVP) | 65807 | 8100 ALARIS PUMP | ALARIS MEDICAL SYSTEMS INC SUB CARDINAL HEALTH IN | 4000 | Purchased
CHRISTIANA |  | HOSPITAL-CH | 0 | 12770349 | DE |  | 2017-11-07 19:00 |  | Infusion Pumps; General-Purpose (LVP) | 63918 | 8100 ALARIS PUMP | ALARIS MEDICAL SYSTEMS INC SUB CARDINAL HEALTH INC | 4000 | Rental
CHRISTIANA |  | HOSPITAL-CH | 0 | 14202604 | DE |  | 2014-12-03 19:00 |  | Infusion Pumps; General-Purpose (LVP) | 59002 | 8100 ALARIS PUMP | ALARIS MEDICAL SYSTEMS INC SUB CARDINAL HEALTH INC | 4000 | Purchased
CHRISTIANA |  | HOSPITAL-CH | 0 | 14210775 | DE |  | 2014-12-03 19:00 |  | Infusion Pumps; General-Purpose (LVP) | 59004 | 8100 ALARIS PUMP | ALARIS MEDICAL SYSTEMS INC SUB CARDINAL HEALTH IN | 4000 | Purchased
CHRISTIANA |  | HOSPITAL-CH | 0 | 14212670 | DE |  | 2014-12-03 19:00 |  | Infusion Pumps; General-Purpose (LVP) | 56253 | 8100 ALARIS PUMP | ALARIS MEDICAL SYSTEMS INC SUB CARDINAL HEALTH IN | 4000 | Purchased
CHRISTIANA |  | HOSPITAL-CH | 0 | 14212517 | DE |  | 2014-12-03 19:00 |  | Infusion Pumps; General-Purpose (LVP) | 56255 | 8100 ALARIS PUMP | ALARIS MEDICAL SYSTEMS INC SUB CARDINAL HEALTH IN | 4000 | Purchased
CHRISTIANA |  | HOSPITAL-WH | 0 | 13841127 | DE |  | 2017-11-07 19:00 |  | Infusion Pumps; General-Purpose (LVP) | 65845 | 8100 ALARIS PUMP | ALARIS MEDICAL SYSTEMS INC SUB CARDINAL HEALTH IN | 4000 | Purchased
CHRISTIANA |  | HOSPITAL-CH | 0 | 14213176 | DE |  | 2014-07-13 20:00 |  | Infusion Pumps; General-Purpose (LVP) | 56678 | 8100 ALARIS PUMP | ALARIS MEDICAL SYSTEMS INC SUB CARDINAL HEALTH IN | 4000 | Purchased
CHRISTIANA |  | HOSPITAL-CH | 0 | 13078296 | DE |  | 2017-11-07 19:00 |  | Infusion Pumps; General-Purpose (LVP) | 63779 | 8100 ALARIS PUMP | ALARIS MEDICAL SYSTEMS INC SUB CARDINAL HEALTH INC | 550 | Rental
CHRISTIANA |  | HOSPITAL-CH | 0 | 14213274 | DE |  | 2014-12-03 19:00 |  | Infusion Pumps; General-Purpose (LVP) | 56761 | 8100 ALARIS PUMP | ALARIS MEDICAL SYSTEMS INC SUB CARDINAL HEALTH IN | 4000 | Purchased
CHRISTIANA |  | HOSPITAL-CH | 0 | 14214237 | DE |  | 2014-12-03 19:00 |  | Infusion Pumps; General-Purpose (LVP) | 56759 | 8100 ALARIS PUMP | ALARIS MEDICAL SYSTEMS INC SUB CARDINAL HEALTH INC | 4000 | Purchased
CHRISTIANA |  | HOSPITAL-CH | 0 | 13401122 | DE |  | 2017-11-07 19:00 |  | Infusion Pumps; General-Purpose (LVP) | 65826 | 8100 ALARIS PUMP | ALARIS MEDICAL SYSTEMS INC SUB CARDINAL HEALTH IN | 4000 | Purchased
CHRISTIANA |  | HOSPITAL-CH | 0 | 14214673 | DE |  | 2014-12-03 19:00 |  | Infusion Pumps; General-Purpose (LVP) | 59022 | 8100 ALARIS PUMP | ALARIS MEDICAL SYSTEMS INC SUB CARDINAL HEALTH INC | 4000 | Purchased
CHRISTIANA |  | HOSPITAL-CH | 0 | 14214470 | DE |  | 2014-12-03 19:00 |  | Infusion Pumps; General-Purpose (LVP) | 59024 | 8100 ALARIS PUMP | ALARIS MEDICAL SYSTEMS INC SUB CARDINAL HEALTH IN | 4000 | Purchased
CHRISTIANA |  | HOSPITAL-CH | 0 | 14214531 | DE |  | 2014-12-03 19:00 |  | Infusion Pumps; General-Purpose (LVP) | 59026 | 8100 ALARIS PUMP | ALARIS MEDICAL SYSTEMS INC SUB CARDINAL HEALTH IN | 4000 | Purchased
CHRISTIANA |  | HOSPITAL-CH | 0 | 13162489 | DE |  | 2017-11-07 19:00 |  | Infusion Pumps; General-Purpose (LVP) | 63945 | 8100 ALARIS PUMP | ALARIS MEDICAL SYSTEMS INC SUB CARDINAL HEALTH IN | 4000 | Rental
CHRISTIANA |  | HOSPITAL-CH | 0 | 12718000 | DE |  | 2017-11-07 19:00 |  | Infusion Pumps; General-Purpose (LVP) | 65770 | 8100 ALARIS PUMP | ALARIS MEDICAL SYSTEMS INC SUB CARDINAL HEALTH IN | 4000 | Purchased
CHRISTIANA |  | HOSPITAL-CH | 0 | 14214478 | DE |  | 2014-12-03 19:00 |  | Infusion Pumps; General-Purpose (LVP) | 55459 | 8100 ALARIS PUMP | ALARIS MEDICAL SYSTEMS INC SUB CARDINAL HEALTH IN | 4000 | Purchased
CHRISTIANA |  | HOSPITAL-CH | 0 | 14213977 | DE |  | 2014-12-03 19:00 |  | Infusion Pumps; General-Purpose (LVP) | 55461 | 8100 ALARIS PUMP | ALARIS MEDICAL SYSTEMS INC SUB CARDINAL HEALTH IN | 4000 | Purchased
CHRISTIANA |  | HOSPITAL-CH | 0 | 14199390 | DE |  | 2014-12-03 19:00 |  | Infusion Pumps; General-Purpose (LVP) | 58786 | 8100 ALARIS PUMP | ALARIS MEDICAL SYSTEMS INC SUB CARDINAL HEALTH INC | 4000 | Purchased
CHRISTIANA |  | HOSPITAL-CH | 0 | 14211436 | DE |  | 2014-12-03 19:00 |  | Infusion Pumps; General-Purpose (LVP) | 58789 | 8100 ALARIS PUMP | ALARIS MEDICAL SYSTEMS INC SUB CARDINAL HEALTH INC | 4000 | Purchased
CHRISTIANA |  | HOSPITAL-CH | 0 | 14206496 | DE |  | 2014-12-03 19:00 |  | Infusion Pumps; General-Purpose (LVP) | 58791 | 8100 ALARIS PUMP | ALARIS MEDICAL SYSTEMS INC SUB CARDINAL HEALTH INC | 4000 | Purchased
CHRISTIANA |  | HOSPITAL-CH | 0 | 4093823 | DE |  | 2017-11-07 19:00 |  | Infusion Pumps; General-Purpose (LVP) | 63942 | 8100 ALARIS PUMP | ALARIS MEDICAL SYSTEMS INC SUB CARDINAL HEALTH IN | 4000 | Purchased
CHRISTIANA |  | HOSPITAL-CH | 0 | 14213647 | DE |  | 2014-12-03 19:00 |  | Infusion Pumps; General-Purpose (LVP) | 60022 | 8100 ALARIS PUMP | ALARIS MEDICAL SYSTEMS INC SUB CARDINAL HEALTH IN | 4000 | Purchased
CHRISTIANA |  | HOSPITAL-CH | 0 | 14215487 | DE |  | 2014-12-03 19:00 |  | Infusion Pumps; General-Purpose (LVP) | 60020 | 8100 ALARIS PUMP | ALARIS MEDICAL SYSTEMS INC SUB CARDINAL HEALTH INC | 4000 | Purchased
CHRISTIANA |  | HOSPITAL-CH | 0 | 12717299 | DE |  | 2017-11-07 19:00 |  | Infusion Pumps; General-Purpose (LVP) | 63904 | 8100 ALARIS PUMP | ALARIS MEDICAL SYSTEMS INC SUB CARDINAL HEALTH INC | 4000 | Rental
CHRISTIANA |  | HOSPITAL-CH | 0 | 12717959 | DE |  | 2017-11-07 19:00 |  | Infusion Pumps; General-Purpose (LVP) | 65773 | 8100 ALARIS PUMP | ALARIS MEDICAL SYSTEMS INC SUB CARDINAL HEALTH IN | 4000 | Purchased
CHRISTIANA |  | HOSPITAL-CH | 0 | 13841231 | DE |  | 2017-04-30 20:00 |  | Infusion Pumps; General-Purpose (LVP) | 64610 | 8100 ALARIS PUMP | ALARIS MEDICAL SYSTEMS INC SUB CARDINAL HEALTH IN | 4000 | Rental
CHRISTIANA |  | HOSPITAL-CH | 0 | 14213946 | DE |  | 2014-12-03 19:00 |  | Infusion Pumps; General-Purpose (LVP) | 55254 | 8100 ALARIS PUMP | ALARIS MEDICAL SYSTEMS INC SUB CARDINAL HEALTH INC | 4000 | Purchased
CHRISTIANA |  | HOSPITAL-CH | 0 | 14213866 | DE |  | 2014-12-03 19:00 |  | Infusion Pumps; General-Purpose (LVP) | 55256 | 8100 ALARIS PUMP | ALARIS MEDICAL SYSTEMS INC SUB CARDINAL HEALTH IN | 4000 | Purchased
CHRISTIANA |  | HOSPITAL-CH | 0 | 13081772 | DE |  | 2017-11-07 19:00 |  | Infusion Pumps; General-Purpose (LVP) | 63884 | 8100 ALARIS PUMP | ALARIS MEDICAL SYSTEMS INC SUB CARDINAL HEALTH IN | 4000 | Rental
CHRISTIANA |  | HOSPITAL-CH | 0 | 14214283 | DE |  | 2014-12-03 19:00 |  | Infusion Pumps; General-Purpose (LVP) | 56358 | 8100 ALARIS PUMP | ALARIS MEDICAL SYSTEMS INC SUB CARDINAL HEALTH INC | 4000 | Purchased
CHRISTIANA |  | HOSPITAL-CH | 0 | 14212345 | DE |  | 2014-07-13 20:00 |  | Infusion Pumps; General-Purpose (LVP) | 56988 | 8100 ALARIS PUMP | ALARIS MEDICAL SYSTEMS INC SUB CARDINAL HEALTH INC | 4000 | Purchased
CHRISTIANA |  | HOSPITAL-CH | 0 | 12718264 | DE |  | 2017-11-07 19:00 |  | Infusion Pumps; General-Purpose (LVP) | 65822 | 8100 ALARIS PUMP | ALARIS MEDICAL SYSTEMS INC SUB CARDINAL HEALTH IN | 4000 | Purchased
CHRISTIANA |  | HOSPITAL-CH | 0 | 12718769 | DE |  | 2017-04-30 20:00 |  | Infusion Pumps; General-Purpose (LVP) | 64618 | 8100 ALARIS PUMP | ALARIS MEDICAL SYSTEMS INC SUB CARDINAL HEALTH IN | 4000 | Purchased
CHRISTIANA |  | HOSPITAL-CH | 0 | 14214573 | DE |  | 2014-12-03 19:00 |  | Infusion Pumps; General-Purpose (LVP) | 59075 | 8100 ALARIS PUMP | ALARIS MEDICAL SYSTEMS INC SUB CARDINAL HEALTH IN | 4000 | Purchased
CHRISTIANA |  | HOSPITAL-CH | 0 | 14210825 | DE |  | 2014-12-03 19:00 |  | Infusion Pumps; General-Purpose (LVP) | 58359 | 8100 ALARIS PUMP | ALARIS MEDICAL SYSTEMS INC SUB CARDINAL HEALTH INC | 4000 | Purchased
CHRISTIANA |  | HOSPITAL-CH | 0 | 14210077 | DE |  | 2014-12-03 19:00 |  | Infusion Pumps; General-Purpose (LVP) | 59380 | 8100 ALARIS PUMP | ALARIS MEDICAL SYSTEMS INC SUB CARDINAL HEALTH INC | 4000 | Purchased
CHRISTIANA |  | HOSPITAL-CH | 0 | 12756400 | DE |  | 2017-11-07 19:00 |  | Infusion Pumps; General-Purpose (LVP) | 63792 | 8100 ALARIS PUMP | ALARIS MEDICAL SYSTEMS INC SUB CARDINAL HEALTH IN | 4000 | Rental
CHRISTIANA |  | HOSPITAL-CH | 0 | 14211593 | DE |  | 2014-12-03 19:00 |  | Infusion Pumps; General-Purpose (LVP) | 58524 | 8100 ALARIS PUMP | ALARIS MEDICAL SYSTEMS INC SUB CARDINAL HEALTH INC | 4000 | Purchased
CHRISTIANA |  | HOSPITAL-CH | 0 | 14211028 | DE |  | 2014-12-03 19:00 |  | Infusion Pumps; General-Purpose (LVP) | 58526 | 8100 ALARIS PUMP | ALARIS MEDICAL SYSTEMS INC SUB CARDINAL HEALTH INC | 4000 | Purchased
CHRISTIANA |  | HOSPITAL-CH | 0 | 14212739 | DE |  | 2014-12-03 19:00 |  | Infusion Pumps; General-Purpose (LVP) | 58592 | 8100 ALARIS PUMP | ALARIS MEDICAL SYSTEMS INC SUB CARDINAL HEALTH INC | 4000 | Purchased
CHRISTIANA |  | HOSPITAL-CH | 0 | 14212087 | DE |  | 2014-12-03 19:00 |  | Infusion Pumps; General-Purpose (LVP) | 58594 | 8100 ALARIS PUMP | ALARIS MEDICAL SYSTEMS INC SUB CARDINAL HEALTH INC | 4000 | Purchased
CHRISTIANA |  | HOSPITAL-CH | 0 | 14212851 | DE |  | 2014-12-03 19:00 |  | Infusion Pumps; General-Purpose (LVP) | 58596 | 8100 ALARIS PUMP | ALARIS MEDICAL SYSTEMS INC SUB CARDINAL HEALTH IN | 4000 | Purchased
CHRISTIANA |  | HOSPITAL-CH | 0 | 14212684 | DE |  | 2014-12-03 19:00 |  | Infusion Pumps; General-Purpose (LVP) | 56462 | 8100 ALARIS PUMP | ALARIS MEDICAL SYSTEMS INC SUB CARDINAL HEALTH INC | 4000 | Purchased
CHRISTIANA |  | HOSPITAL-CH | 0 | 14211848 | DE |  | 2014-12-03 19:00 |  | Infusion Pumps; General-Purpose (LVP) | 56464 | 8100 ALARIS PUMP | ALARIS MEDICAL SYSTEMS INC SUB CARDINAL HEALTH IN | 4000 | Purchased
CHRISTIANA |  | HOSPITAL-CH | 0 | 13841282 | DE |  | 2017-11-07 19:00 |  | Infusion Pumps; General-Purpose (LVP) | 65830 | 8100 ALARIS PUMP | ALARIS MEDICAL SYSTEMS INC SUB CARDINAL HEALTH IN | 4000 | Purchased
CHRISTIANA |  | HOSPITAL-CH | 0 | 13162182 | DE |  | 2017-04-30 20:00 |  | Infusion Pumps; General-Purpose (LVP) | 64637 | 8100 ALARIS PUMP | CareFusion Alaris / 303 | 4000 | Rental
CHRISTIANA |  | HOSPITAL-CH | 0 | 14213311 | DE |  | 2014-07-13 20:00 |  | Infusion Pumps; General-Purpose (LVP) | 55158 | 8100 ALARIS PUMP | ALARIS MEDICAL SYSTEMS INC SUB CARDINAL HEALTH IN | 4000 | Purchased
CHRISTIANA |  | HOSPITAL-CH | 0 | 14792005 | DE |  | 2017-11-07 19:00 |  | Infusion Pumps; General-Purpose (LVP) | 66058 | 8100 ALARIS PUMP | ALARIS MEDICAL SYSTEMS INC SUB CARDINAL HEALTH INC | 4000 | Rental
CHRISTIANA |  | HOSPITAL-CH | 0 | 14201103 | DE |  | 2014-12-03 19:00 |  | Infusion Pumps; General-Purpose (LVP) | 59275 | 8100 ALARIS PUMP | ALARIS MEDICAL SYSTEMS INC SUB CARDINAL HEALTH INC | 4000 | Purchased
CHRISTIANA |  | HOSPITAL-CH | 0 | 14213898 | DE |  | 2014-12-03 19:00 |  | Infusion Pumps; General-Purpose (LVP) | 55350 | 8100 ALARIS PUMP | ALARIS MEDICAL SYSTEMS INC SUB CARDINAL HEALTH IN | 4000 | Purchased
CHRISTIANA |  | HOSPITAL-CH | 0 | 12770386 | DE |  | 2017-11-07 19:00 |  | Infusion Pumps; General-Purpose (LVP) | 65922 | 8100 ALARIS PUMP | ALARIS MEDICAL SYSTEMS INC SUB CARDINAL HEALTH IN | 4000 | Purchased
CHRISTIANA |  | HOSPITAL-CH | 0 | 14211465 | DE |  | 2014-12-03 19:00 |  | Infusion Pumps; General-Purpose (LVP) | 58540 | 8100 ALARIS PUMP | ALARIS MEDICAL SYSTEMS INC SUB CARDINAL HEALTH INC | 4000 | Purchased
CHRISTIANA |  | HOSPITAL-CH | 0 | 14208700 | DE |  | 2014-12-03 19:00 |  | Infusion Pumps; General-Purpose (LVP) | 58542 | 8100 ALARIS PUMP | ALARIS MEDICAL SYSTEMS INC SUB CARDINAL HEALTH IN | 4000 | Purchased
CHRISTIANA |  | HOSPITAL-CH | 0 | 13789289 | DE |  | 2017-11-07 19:00 |  | Infusion Pumps; General-Purpose (LVP) | 65836 | 8100 ALARIS PUMP | ALARIS MEDICAL SYSTEMS INC SUB CARDINAL HEALTH IN | 4000 | Purchased
CHRISTIANA |  | HOSPITAL-CH | 0 | 14213019 | DE |  | 2014-12-03 19:00 |  | Infusion Pumps; General-Purpose (LVP) | 58645 | 8100 ALARIS PUMP | ALARIS MEDICAL SYSTEMS INC SUB CARDINAL HEALTH IN | 4000 | Purchased
CHRISTIANA |  | HOSPITAL-CH | 0 | 14211993 | DE |  | 2014-12-03 19:00 |  | Infusion Pumps; General-Purpose (LVP) | 58647 | 8100 ALARIS PUMP | ALARIS MEDICAL SYSTEMS INC SUB CARDINAL HEALTH IN | 4000 | Purchased
CHRISTIANA |  | HOSPITAL-CH | 0 | 14212015 | DE |  | 2014-12-03 19:00 |  | Infusion Pumps; General-Purpose (LVP) | 58650 | 8100 ALARIS PUMP | ALARIS MEDICAL SYSTEMS INC SUB CARDINAL HEALTH IN | 4000 | Purchased
CHRISTIANA |  | HOSPITAL-CH | 0 | 14212109 | DE |  | 2014-12-03 19:00 |  | Infusion Pumps; General-Purpose (LVP) | 58718 | 8100 ALARIS PUMP | ALARIS MEDICAL SYSTEMS INC SUB CARDINAL HEALTH INC | 4000 | Purchased
CHRISTIANA |  | HOSPITAL-CH | 0 | 13163870 | DE |  | 2017-04-30 20:00 |  | Infusion Pumps; General-Purpose (LVP) | 64642 | 8100 ALARIS PUMP | ALARIS MEDICAL SYSTEMS INC SUB CARDINAL HEALTH INC | 4000 | Rental
CHRISTIANA |  | HOSPITAL-CH | 0 | 14211353 | DE |  | 2014-12-03 19:00 |  | Infusion Pumps; General-Purpose (LVP) | 56698 | 8100 ALARIS PUMP | ALARIS MEDICAL SYSTEMS INC SUB CARDINAL HEALTH IN | 4000 | Purchased
CHRISTIANA |  | HOSPITAL-CH | 0 | 13841390 | DE |  | 2017-11-07 19:00 |  | Infusion Pumps; General-Purpose (LVP) | 65765 | 8100 ALARIS PUMP | ALARIS MEDICAL SYSTEMS INC SUB CARDINAL HEALTH IN | 4000 | Purchased
CHRISTIANA |  | HOSPITAL-CH | 0 | 12685322 | DE |  | 2017-04-30 20:00 |  | Infusion Pumps; General-Purpose (LVP) | 64638 | 8100 ALARIS PUMP | ALARIS MEDICAL SYSTEMS INC SUB CARDINAL HEALTH IN | 4000 | Purchased
CHRISTIANA |  | HOSPITAL-CH | 0 | 14212719 | DE |  | 2014-12-03 19:00 |  | Infusion Pumps; General-Purpose (LVP) | 59582 | 8100 ALARIS PUMP | ALARIS MEDICAL SYSTEMS INC SUB CARDINAL HEALTH IN | 4000 | Purchased
CHRISTIANA |  | HOSPITAL-CH | 0 | 14212571 | DE |  | 2014-12-03 19:00 |  | Infusion Pumps; General-Purpose (LVP) | 59584 | 8100 ALARIS PUMP | ALARIS MEDICAL SYSTEMS INC SUB CARDINAL HEALTH IN | 4000 | Purchased
CHRISTIANA |  | HOSPITAL-CH | 0 | 14213680 | DE |  | 2014-12-03 19:00 |  | Infusion Pumps; General-Purpose (LVP) | 59586 | 8100 ALARIS PUMP | ALARIS MEDICAL SYSTEMS INC SUB CARDINAL HEALTH IN | 4000 | Purchased
CHRISTIANA |  | HOSPITAL-CH | 0 | 14213253 | DE |  | 2014-07-13 20:00 |  | Infusion Pumps; General-Purpose (LVP) | 56687 | 8100 ALARIS PUMP | ALARIS MEDICAL SYSTEMS INC SUB CARDINAL HEALTH INC | 4000 | Purchased
CHRISTIANA |  | HOSPITAL-CH | 0 | 14211546 | DE |  | 2014-12-03 19:00 |  | Infusion Pumps; General-Purpose (LVP) | 56713 | 8100 ALARIS PUMP | ALARIS MEDICAL SYSTEMS INC SUB CARDINAL HEALTH IN | 4000 | Purchased
CHRISTIANA |  | HOSPITAL-CH | 0 | 13875580 | DE |  | 2017-11-07 19:00 |  | Infusion Pumps; General-Purpose (LVP) | 65924 | 8100 ALARIS PUMP | ALARIS MEDICAL SYSTEMS INC SUB CARDINAL HEALTH IN | 4000 | Purchased
CHRISTIANA |  | HOSPITAL-CH | 0 | 14213389 | DE |  | 2014-12-03 19:00 |  | Infusion Pumps; General-Purpose (LVP) | 59648 | 8100 ALARIS PUMP | ALARIS MEDICAL SYSTEMS INC SUB CARDINAL HEALTH INC | 4000 | Purchased
CHRISTIANA |  | HOSPITAL-CH | 0 | 14213352 | DE |  | 2014-12-03 19:00 |  | Infusion Pumps; General-Purpose (LVP) | 59646 | 8100 ALARIS PUMP | ALARIS MEDICAL SYSTEMS INC SUB CARDINAL HEALTH INC | 4000 | Purchased
CHRISTIANA |  | HOSPITAL-CH | 0 | 14213468 | DE |  | 2014-12-03 19:00 |  | Infusion Pumps; General-Purpose (LVP) | 59140 | 8100 ALARIS PUMP | ALARIS MEDICAL SYSTEMS INC SUB CARDINAL HEALTH IN | 4000 | Purchased
CHRISTIANA |  | HOSPITAL-CH | 0 | 14214583 | DE |  | 2014-12-03 19:00 |  | Infusion Pumps; General-Purpose (LVP) | 59142 | 8100 ALARIS PUMP | ALARIS MEDICAL SYSTEMS INC SUB CARDINAL HEALTH IN | 4000 | Purchased
CHRISTIANA |  | HOSPITAL-CH | 0 | 9858148 | DE |  | 2017-01-27 19:00 |  | Infusion Pumps; General-Purpose (LVP) | 64234 | 8100 ALARIS PUMP | ALARIS MEDICAL SYSTEMS INC SUB CARDINAL HEALTH IN | 4000 | Rental
CHRISTIANA |  | HOSPITAL-CH | 0 | 14214711 | DE |  | 2014-12-03 19:00 |  | Infusion Pumps; General-Purpose (LVP) | 55385 | 8100 ALARIS PUMP | ALARIS MEDICAL SYSTEMS INC SUB CARDINAL HEALTH INC | 4000 | Purchased
CHRISTIANA |  | CANCER CENTER | 0 | 14213731 | DE |  | 2014-12-03 19:00 |  | Infusion Pumps; General-Purpose (LVP) | 59650 | 8100 ALARIS PUMP | ALARIS MEDICAL SYSTEMS INC SUB CARDINAL HEALTH INC | 4000 | Purchased
CHRISTIANA |  | HOSPITAL-CH | 0 | 14211596 | DE |  | 2014-12-03 19:00 |  | Infusion Pumps; General-Purpose (LVP) | 56683 | 8100 ALARIS PUMP | ALARIS MEDICAL SYSTEMS INC SUB CARDINAL HEALTH INC | 4000 | Purchased
CHRISTIANA |  | HOSPITAL-CH | 0 | 12717352 | DE |  | 2017-11-07 19:00 |  | Infusion Pumps; General-Purpose (LVP) | 65946 | 8100 ALARIS PUMP | ALARIS MEDICAL SYSTEMS INC SUB CARDINAL HEALTH IN | 4000 | Rental
CHRISTIANA |  | HOSPITAL-CH | 0 | 14213416 | DE |  | 2014-12-03 19:00 |  | Infusion Pumps; General-Purpose (LVP) | 59757 | 8100 ALARIS PUMP | ALARIS MEDICAL SYSTEMS INC SUB CARDINAL HEALTH IN | 4000 | Purchased
CHRISTIANA |  | HOSPITAL-CH | 0 | 14213418 | DE |  | 2014-12-03 19:00 |  | Infusion Pumps; General-Purpose (LVP) | 59759 | 8100 ALARIS PUMP | ALARIS MEDICAL SYSTEMS INC SUB CARDINAL HEALTH INC | 4000 | Purchased
CHRISTIANA |  | HOSPITAL-CH | 0 | 14212615 | DE |  | 2014-12-03 19:00 |  | Infusion Pumps; General-Purpose (LVP) | 56908 | 8100 ALARIS PUMP | ALARIS MEDICAL SYSTEMS INC SUB CARDINAL HEALTH INC | 4000 | Purchased
CHRISTIANA |  | HOSPITAL-CH | 0 | 12718087 | DE |  | 2017-11-07 19:00 |  | Infusion Pumps; General-Purpose (LVP) | 65881 | 8100 ALARIS PUMP | ALARIS MEDICAL SYSTEMS INC SUB CARDINAL HEALTH IN | 4000 | Purchased
CHRISTIANA |  | HOSPITAL-CH | 0 | 14208136 | DE |  | 2014-12-03 19:00 |  | Infusion Pumps; General-Purpose (LVP) | 58694 | 8100 ALARIS PUMP | ALARIS MEDICAL SYSTEMS INC SUB CARDINAL HEALTH IN | 4000 | Purchased
CHRISTIANA |  | HOSPITAL-CH | 0 | 14211266 | DE |  | 2014-12-03 19:00 |  | Infusion Pumps; General-Purpose (LVP) | 58696 | 8100 ALARIS PUMP | ALARIS MEDICAL SYSTEMS INC SUB CARDINAL HEALTH INC | 4000 | Purchased
CHRISTIANA |  | CANCER CENTER | 0 | 14966421 | DE |  | 2017-08-01 20:00 |  | Infusion Pumps; General-Purpose (LVP) | 65014 | 8100 ALARIS PUMP | ALARIS MEDICAL SYSTEMS INC SUB CARDINAL HEALTH INC | 4000 | Purchased
CHRISTIANA |  | HOSPITAL-CH | 0 | 14212479 | DE |  | 2014-12-03 19:00 |  | Infusion Pumps; General-Purpose (LVP) | 56797 | 8100 ALARIS PUMP | ALARIS MEDICAL SYSTEMS INC SUB CARDINAL HEALTH IN | 4000 | Purchased
CHRISTIANA |  | HOSPITAL-CH | 0 | 14214423 | DE |  | 2014-12-03 19:00 |  | Infusion Pumps; General-Purpose (LVP) | 56795 | 8100 ALARIS PUMP | ALARIS MEDICAL SYSTEMS INC SUB CARDINAL HEALTH INC | 4000 | Purchased
CHRISTIANA |  | MIDDLETOWN ED | 0 | 12717202 | DE |  | 2017-11-07 19:00 |  | Infusion Pumps; General-Purpose (LVP) | 65780 | 8100 ALARIS PUMP | ALARIS MEDICAL SYSTEMS INC SUB CARDINAL HEALTH IN | 4000 | Rental
CHRISTIANA |  | HOSPITAL-CH | 0 | 14214584 | DE |  | 2014-12-03 19:00 |  | Infusion Pumps; General-Purpose (LVP) | 59009 | 8100 ALARIS PUMP | ALARIS MEDICAL SYSTEMS INC SUB CARDINAL HEALTH IN | 4000 | Purchased
CHRISTIANA |  | HOSPITAL-CH | 0 | 12718387 | DE |  | 2017-11-07 19:00 |  | Infusion Pumps; General-Purpose (LVP) | 65798 | 8100 ALARIS PUMP | ALARIS MEDICAL SYSTEMS INC SUB CARDINAL HEALTH IN | 4000 | Purchased
CHRISTIANA |  | HOSPITAL-CH | 0 | 14213666 | DE |  | 2014-12-03 19:00 |  | Infusion Pumps; General-Purpose (LVP) | 55220 | 8100 ALARIS PUMP | ALARIS MEDICAL SYSTEMS INC SUB CARDINAL HEALTH INC | 4000 | Purchased
CHRISTIANA |  | HOSPITAL-CH | 0 | 12718591 | DE |  | 2017-11-07 19:00 |  | Infusion Pumps; General-Purpose (LVP) | 63967 | 8100 ALARIS PUMP | ALARIS MEDICAL SYSTEMS INC SUB CARDINAL HEALTH IN | 4000 | Rental
CHRISTIANA |  | HOSPITAL-CH | 0 | 13450328 | DE |  | 2017-11-07 19:00 |  | Infusion Pumps; General-Purpose (LVP) | 66092 | 8100 ALARIS PUMP | ALARIS MEDICAL SYSTEMS INC SUB CARDINAL HEALTH IN | 4000 | Rental
CHRISTIANA |  | HOSPITAL-CH | 0 | 14212610 | DE |  | 2014-12-03 19:00 |  | Infusion Pumps; General-Purpose (LVP) | 56437 | 8100 ALARIS PUMP | ALARIS MEDICAL SYSTEMS INC SUB CARDINAL HEALTH IN | 4000 | Purchased
CHRISTIANA |  | HOSPITAL-CH | 0 | 13876559 | DE |  | 2017-11-07 19:00 |  | Infusion Pumps; General-Purpose (LVP) | 65921 | 8100 ALARIS PUMP | ALARIS MEDICAL SYSTEMS INC SUB CARDINAL HEALTH IN | 4000 | Purchased
CHRISTIANA |  | HOSPITAL-CH | 0 | 14211438 | DE |  | 2014-12-03 19:00 |  | Infusion Pumps; General-Purpose (LVP) | 56758 | 8100 ALARIS PUMP | ALARIS MEDICAL SYSTEMS INC SUB CARDINAL HEALTH INC | 4000 | Purchased
CHRISTIANA |  | HOSPITAL-CH | 0 | 14196465 | DE |  | 2014-12-03 19:00 |  | Infusion Pumps; General-Purpose (LVP) | 56756 | 8100 ALARIS PUMP | ALARIS MEDICAL SYSTEMS INC SUB CARDINAL HEALTH IN | 4000 | Purchased
CHRISTIANA |  | HOSPITAL-CH | 0 | 12402205 | DE |  | 2017-11-07 19:00 |  | Infusion Pumps; General-Purpose (LVP) | 65951 | 8100 ALARIS PUMP | ALARIS MEDICAL SYSTEMS INC SUB CARDINAL HEALTH INC | 4000 | Rental
CHRISTIANA |  | HOSPITAL-CH | 0 | 14214466 | DE |  | 2014-12-03 19:00 |  | Infusion Pumps; General-Purpose (LVP) | 59029 | 8100 ALARIS PUMP | ALARIS MEDICAL SYSTEMS INC SUB CARDINAL HEALTH IN | 4000 | Purchased
CHRISTIANA |  | HOSPITAL-CH | 0 | 14213081 | DE |  | 2014-12-03 19:00 |  | Infusion Pumps; General-Purpose (LVP) | 59031 | 8100 ALARIS PUMP | ALARIS MEDICAL SYSTEMS INC SUB CARDINAL HEALTH IN | 4000 | Purchased
CHRISTIANA |  | HOSPITAL-CH | 0 | 14214238 | DE |  | 2014-12-03 19:00 |  | Infusion Pumps; General-Purpose (LVP) | 59929 | 8100 ALARIS PUMP | ALARIS MEDICAL SYSTEMS INC SUB CARDINAL HEALTH IN | 4000 | Purchased
CHRISTIANA |  | HOSPITAL-CH | 0 | 14214040 | DE |  | 2014-12-03 19:00 |  | Infusion Pumps; General-Purpose (LVP) | 59927 | 8100 ALARIS PUMP | ALARIS MEDICAL SYSTEMS INC SUB CARDINAL HEALTH INC | 4000 | Purchased
CHRISTIANA |  | HOSPITAL-CH | 0 | 14213868 | DE |  | 2014-12-03 19:00 |  | Infusion Pumps; General-Purpose (LVP) | 56342 | 8100 ALARIS PUMP | ALARIS MEDICAL SYSTEMS INC SUB CARDINAL HEALTH INC | 4000 | Purchased
CHRISTIANA |  | HOSPITAL-CH | 0 | 14212236 | DE |  | 2014-12-03 19:00 |  | Infusion Pumps; General-Purpose (LVP) | 56344 | 8100 ALARIS PUMP | ALARIS MEDICAL SYSTEMS INC SUB CARDINAL HEALTH IN | 4000 | Purchased
CHRISTIANA |  | HOSPITAL-CH | 0 | 14210504 | DE |  | 2014-12-03 19:00 |  | Infusion Pumps; General-Purpose (LVP) | 56393 | 8100 ALARIS PUMP | ALARIS MEDICAL SYSTEMS INC SUB CARDINAL HEALTH IN | 4000 | Purchased
CHRISTIANA |  | HOSPITAL-CH | 0 | 14211591 | DE |  | 2014-12-03 19:00 |  | Infusion Pumps; General-Purpose (LVP) | 58792 | 8100 ALARIS PUMP | ALARIS MEDICAL SYSTEMS INC SUB CARDINAL HEALTH INC | 4000 | Purchased
CHRISTIANA |  | HOSPITAL-CH | 0 | 14210560 | DE |  | 2014-12-03 19:00 |  | Infusion Pumps; General-Purpose (LVP) | 58794 | 8100 ALARIS PUMP | ALARIS MEDICAL SYSTEMS INC SUB CARDINAL HEALTH INC | 4000 | Purchased
CHRISTIANA |  | HOSPITAL-CH | 0 | 14214017 | DE |  | 2014-12-03 19:00 |  | Infusion Pumps; General-Purpose (LVP) | 60019 | 8100 ALARIS PUMP | ALARIS MEDICAL SYSTEMS INC SUB CARDINAL HEALTH IN | 4000 | Purchased
CHRISTIANA |  | HOSPITAL-CH | 0 | 14215523 | DE |  | 2014-12-03 19:00 |  | Infusion Pumps; General-Purpose (LVP) | 60017 | 8100 ALARIS PUMP | ALARIS MEDICAL SYSTEMS INC SUB CARDINAL HEALTH IN | 4000 | Purchased
CHRISTIANA |  | HOSPITAL-CH | 0 | 13162500 | DE |  | 2017-11-07 19:00 |  | Infusion Pumps; General-Purpose (LVP) | 63970 | 8100 ALARIS PUMP | ALARIS MEDICAL SYSTEMS INC SUB CARDINAL HEALTH IN | 4000 | Rental
CHRISTIANA |  | HOSPITAL-CH | 0 | 13367675 | DE |  | 2017-11-07 19:00 |  | Infusion Pumps; General-Purpose (LVP) | 63854 | 8100 ALARIS PUMP | ALARIS MEDICAL SYSTEMS INC SUB CARDINAL HEALTH INC | 4000 | Rental
CHRISTIANA |  | HOSPITAL-CH | 0 | 14213277 | DE |  | 2014-12-03 19:00 |  | Infusion Pumps; General-Purpose (LVP) | 55255 | 8100 ALARIS PUMP | ALARIS MEDICAL SYSTEMS INC SUB CARDINAL HEALTH IN | 4000 | Purchased
CHRISTIANA |  | HOSPITAL-CH | 0 | 14212824 | DE |  | 2014-12-03 19:00 |  | Infusion Pumps; General-Purpose (LVP) | 55257 | 8100 ALARIS PUMP | ALARIS MEDICAL SYSTEMS INC SUB CARDINAL HEALTH IN | 4000 | Purchased
CHRISTIANA |  | HOSPITAL-CH | 0 | 14205211 | DE |  | 2014-12-03 19:00 |  | Infusion Pumps; General-Purpose (LVP) | 58995 | 8100 ALARIS PUMP | ALARIS MEDICAL SYSTEMS INC SUB CARDINAL HEALTH INC | 4000 | Purchased
CHRISTIANA |  | HOSPITAL-CH | 0 | 14213492 | DE |  | 2014-12-03 19:00 |  | Infusion Pumps; General-Purpose (LVP) | 56359 | 8100 ALARIS PUMP | ALARIS MEDICAL SYSTEMS INC SUB CARDINAL HEALTH INC | 4000 | Purchased
CHRISTIANA |  | HOSPITAL-CH | 0 | 13398974 | DE |  | 2017-11-07 19:00 |  | Infusion Pumps; General-Purpose (LVP) | 63819 | 8100 ALARIS PUMP | ALARIS MEDICAL SYSTEMS INC SUB CARDINAL HEALTH INC | 4000 | Rental
CHRISTIANA |  | HOSPITAL-CH | 0 | 13162784 | DE |  | 2017-11-07 19:00 |  | Infusion Pumps; General-Purpose (LVP) | 65795 | 8100 ALARIS PUMP | ALARIS MEDICAL SYSTEMS INC SUB CARDINAL HEALTH IN | 4000 | Purchased
CHRISTIANA |  | HOSPITAL-CH | 0 | 14214672 | DE |  | 2014-12-03 19:00 |  | Infusion Pumps; General-Purpose (LVP) | 59076 | 8100 ALARIS PUMP | ALARIS MEDICAL SYSTEMS INC SUB CARDINAL HEALTH IN | 4000 | Purchased
CHRISTIANA |  | HOSPITAL-CH | 0 | 14211137 | DE |  | 2014-12-03 19:00 |  | Infusion Pumps; General-Purpose (LVP) | 58358 | 8100 ALARIS PUMP | ALARIS MEDICAL SYSTEMS INC SUB CARDINAL HEALTH IN | 4000 | Purchased
CHRISTIANA |  | HOSPITAL-CH | 0 | 14211421 | DE |  | 2014-12-03 19:00 |  | Infusion Pumps; General-Purpose (LVP) | 59381 | 8100 ALARIS PUMP | ALARIS MEDICAL SYSTEMS INC SUB CARDINAL HEALTH IN | 4000 | Purchased
CHRISTIANA |  | HOSPITAL-CH | 0 | 14211278 | DE |  | 2014-12-03 19:00 |  | Infusion Pumps; General-Purpose (LVP) | 58525 | 8100 ALARIS PUMP | ALARIS MEDICAL SYSTEMS INC SUB CARDINAL HEALTH INC | 4000 | Purchased
CHRISTIANA |  | HOSPITAL-CH | 0 | 14211307 | DE |  | 2014-12-03 19:00 |  | Infusion Pumps; General-Purpose (LVP) | 58527 | 8100 ALARIS PUMP | ALARIS MEDICAL SYSTEMS INC SUB CARDINAL HEALTH IN | 4000 | Purchased
CHRISTIANA |  | HOSPITAL-CH | 0 | 13572399 | DE |  | 2017-01-27 19:00 |  | Infusion Pumps; General-Purpose (LVP) | 64235 | 8100 ALARIS PUMP | ALARIS MEDICAL SYSTEMS INC SUB CARDINAL HEALTH IN | 4000 | Rental
CHRISTIANA |  | HOSPITAL-CH | 0 | 14212081 | DE |  | 2014-12-03 19:00 |  | Infusion Pumps; General-Purpose (LVP) | 58593 | 8100 ALARIS PUMP | ALARIS MEDICAL SYSTEMS INC SUB CARDINAL HEALTH INC | 4000 | Purchased
CHRISTIANA |  | HOSPITAL-CH | 0 | 14212088 | DE |  | 2014-12-03 19:00 |  | Infusion Pumps; General-Purpose (LVP) | 58595 | 8100 ALARIS PUMP | ALARIS MEDICAL SYSTEMS INC SUB CARDINAL HEALTH IN | 4000 | Purchased
CHRISTIANA |  | HOSPITAL-CH | 0 | 14211990 | DE |  | 2014-12-03 19:00 |  | Infusion Pumps; General-Purpose (LVP) | 58597 | 8100 ALARIS PUMP | ALARIS MEDICAL SYSTEMS INC SUB CARDINAL HEALTH IN | 4000 | Purchased
CHRISTIANA |  | HOSPITAL-CH | 0 | 14146788 | DE |  | 2014-12-03 19:00 |  | Infusion Pumps; General-Purpose (LVP) | 56463 | 8100 ALARIS PUMP | ALARIS MEDICAL SYSTEMS INC SUB CARDINAL HEALTH IN | 4000 | Purchased
CHRISTIANA |  | HOSPITAL-CH | 0 | 14211948 | DE |  | 2014-12-03 19:00 |  | Infusion Pumps; General-Purpose (LVP) | 56465 | 8100 ALARIS PUMP | ALARIS MEDICAL SYSTEMS INC SUB CARDINAL HEALTH INC | 4000 | Purchased
CHRISTIANA |  | HOSPITAL-CH | 0 | 12329998 | DE |  | 2017-11-07 19:00 |  | Infusion Pumps; General-Purpose (LVP) | 63797 | 8100 ALARIS PUMP | ALARIS MEDICAL SYSTEMS INC SUB CARDINAL HEALTH IN | 4000 | Purchased
CHRISTIANA |  | HOSPITAL-CH | 0 | 12717953 | DE |  | 2019-03-29 09:03 |  | Infusion Pumps; General-Purpose (LVP) | 65315 | 8100 ALARIS PUMP | ALARIS MEDICAL SYSTEMS INC SUB CARDINAL HEALTH IN | 4000 | Purchased
CHRISTIANA |  | HOSPITAL-CH | 0 | 14199388 | DE |  | 2014-12-03 19:00 |  | Infusion Pumps; General-Purpose (LVP) | 59274 | 8100 ALARIS PUMP | ALARIS MEDICAL SYSTEMS INC SUB CARDINAL HEALTH INC | 4000 | Purchased
CHRISTIANA |  | HOSPITAL-CH | 0 | 14211173 | DE |  | 2014-12-03 19:00 |  | Infusion Pumps; General-Purpose (LVP) | 59276 | 8100 ALARIS PUMP | ALARIS MEDICAL SYSTEMS INC SUB CARDINAL HEALTH IN | 4000 | Purchased
CHRISTIANA |  | HOSPITAL-CH | 0 | 14210932 | DE |  | 2014-12-03 19:00 |  | Infusion Pumps; General-Purpose (LVP) | 59325 | 8100 ALARIS PUMP | ALARIS MEDICAL SYSTEMS INC SUB CARDINAL HEALTH INC | 4000 | Purchased
CHRISTIANA |  | HOSPITAL-CH | 0 | 13105957 | DE |  | 2017-04-30 20:00 |  | Infusion Pumps; General-Purpose (LVP) | 64516 | 8100 ALARIS PUMP | ALARIS MEDICAL SYSTEMS INC SUB CARDINAL HEALTH INC | 4000 | Rental
CHRISTIANA |  | Union Professional Building Elkton | 0 | 14211308 | MD |  | 2014-12-03 19:00 |  | Infusion Pumps; General-Purpose (LVP) | 58539 | 8100 ALARIS PUMP | ALARIS MEDICAL SYSTEMS INC SUB CARDINAL HEALTH IN | 4000 | Purchased
CHRISTIANA |  | HOSPITAL-CH | 0 | 14211944 | DE |  | 2014-12-03 19:00 |  | Infusion Pumps; General-Purpose (LVP) | 58541 | 8100 ALARIS PUMP | ALARIS MEDICAL SYSTEMS INC SUB CARDINAL HEALTH IN | 4000 | Purchased
CHRISTIANA |  | HOSPITAL-CH | 0 | 14211986 | DE |  | 2014-12-03 19:00 |  | Infusion Pumps; General-Purpose (LVP) | 58646 | 8100 ALARIS PUMP | ALARIS MEDICAL SYSTEMS INC SUB CARDINAL HEALTH INC | 4000 | Purchased
CHRISTIANA |  | HOSPITAL-CH | 0 | 14212089 | DE |  | 2014-12-03 19:00 |  | Infusion Pumps; General-Purpose (LVP) | 58648 | 8100 ALARIS PUMP | ALARIS MEDICAL SYSTEMS INC SUB CARDINAL HEALTH IN | 4000 | Purchased
CHRISTIANA |  | HOSPITAL-CH | 0 | 14213027 | DE |  | 2014-12-03 19:00 |  | Infusion Pumps; General-Purpose (LVP) | 58651 | 8100 ALARIS PUMP | ALARIS MEDICAL SYSTEMS INC SUB CARDINAL HEALTH INC | 4000 | Purchased
CHRISTIANA |  | HOSPITAL-CH | 0 | 12718425 | DE |  | 2017-04-30 20:00 |  | Infusion Pumps; General-Purpose (LVP) | 64504 | 8100 ALARIS PUMP | ALARIS MEDICAL SYSTEMS INC SUB CARDINAL HEALTH IN | 4000 | Rental
CHRISTIANA |  | HOSPITAL-CH | 0 | 9858155 | DE |  | 2017-04-30 20:00 |  | Infusion Pumps; General-Purpose (LVP) | 64615 | 8100 ALARIS PUMP | ALARIS MEDICAL SYSTEMS INC SUB CARDINAL HEALTH INC | 4000 | Rental
CHRISTIANA |  | Union Professional Building Elkton | 0 | 14213919 | MD |  | 2014-07-13 20:00 |  | Infusion Pumps; General-Purpose (LVP) | 55193 | 8100 ALARIS PUMP | ALARIS MEDICAL SYSTEMS INC SUB CARDINAL HEALTH IN | 4000 | Purchased
CHRISTIANA |  | HOSPITAL-CH | 0 | 14214123 | DE |  | 2014-12-03 19:00 |  | Infusion Pumps; General-Purpose (LVP) | 56697 | 8100 ALARIS PUMP | ALARIS MEDICAL SYSTEMS INC SUB CARDINAL HEALTH IN | 4000 | Purchased
CHRISTIANA |  | MIDDLETOWN ED | 0 | 14211399 | DE |  | 2014-12-03 19:00 |  | Infusion Pumps; General-Purpose (LVP) | 56699 | 8100 ALARIS PUMP | ALARIS MEDICAL SYSTEMS INC SUB CARDINAL HEALTH IN | 4000 | Purchased
CHRISTIANA |  | HOSPITAL-CH | 0 | 13842728 | DE |  | 2017-04-30 20:00 |  | Infusion Pumps; General-Purpose (LVP) | 64545 | 8100 ALARIS PUMP | ALARIS MEDICAL SYSTEMS INC SUB CARDINAL HEALTH INC | 4000 | Rental
CHRISTIANA |  | HOSPITAL-CH | 0 | 14212284 | DE |  | 2014-12-03 19:00 |  | Infusion Pumps; General-Purpose (LVP) | 59583 | 8100 ALARIS PUMP | ALARIS MEDICAL SYSTEMS INC SUB CARDINAL HEALTH INC | 4000 | Purchased
CHRISTIANA |  | HOSPITAL-CH | 0 | 14212134 | DE |  | 2014-12-03 19:00 |  | Infusion Pumps; General-Purpose (LVP) | 59585 | 8100 ALARIS PUMP | ALARIS MEDICAL SYSTEMS INC SUB CARDINAL HEALTH IN | 4000 | Purchased
CHRISTIANA |  | HOSPITAL-CH | 0 | 14214733 | DE |  | 2014-07-13 20:00 |  | Infusion Pumps; General-Purpose (LVP) | 55144 | 8100 ALARIS PUMP | ALARIS MEDICAL SYSTEMS INC SUB CARDINAL HEALTH INC | 4000 | Purchased
CHRISTIANA |  | HOSPITAL-CH | 0 | 14214052 | DE |  | 2014-07-13 20:00 |  | Infusion Pumps; General-Purpose (LVP) | 55211 | 8100 ALARIS PUMP | ALARIS MEDICAL SYSTEMS INC SUB CARDINAL HEALTH INC | 4000 | Purchased
CHRISTIANA |  | HOSPITAL-CH | 0 | 14208956 | DE |  | 2014-12-03 19:00 |  | Infusion Pumps; General-Purpose (LVP) | 56712 | 8100 ALARIS PUMP | ALARIS MEDICAL SYSTEMS INC SUB CARDINAL HEALTH INC | 4000 | Purchased
CHRISTIANA |  | HOSPITAL-CH | 0 | 13187405 | DE |  | 2017-11-07 19:00 |  | Infusion Pumps; General-Purpose (LVP) | 65733 | 8100 ALARIS PUMP | ALARIS MEDICAL SYSTEMS INC SUB CARDINAL HEALTH INC | 4000 | Rental
CHRISTIANA |  | HOSPITAL-CH | 0 | 14213312 | DE |  | 2014-12-03 19:00 |  | Infusion Pumps; General-Purpose (LVP) | 59647 | 8100 ALARIS PUMP | ALARIS MEDICAL SYSTEMS INC SUB CARDINAL HEALTH INC | 4000 | Purchased
CHRISTIANA |  | HOSPITAL-CH | 0 | 14214460 | DE |  | 2014-12-03 19:00 |  | Infusion Pumps; General-Purpose (LVP) | 59141 | 8100 ALARIS PUMP | ALARIS MEDICAL SYSTEMS INC SUB CARDINAL HEALTH INC | 4000 | Purchased
CHRISTIANA |  | HOSPITAL-CH | 0 | 14966219 | DE |  | 2017-08-01 20:00 |  | Infusion Pumps; General-Purpose (LVP) | 65022 | 8100 ALARIS PUMP | ALARIS MEDICAL SYSTEMS INC SUB CARDINAL HEALTH IN | 4000 | Purchased
CHRISTIANA |  | CANCER CENTER | 0 | 14213353 | DE |  | 2014-12-03 19:00 |  | Infusion Pumps; General-Purpose (LVP) | 56708 | 8100 ALARIS PUMP | ALARIS MEDICAL SYSTEMS INC SUB CARDINAL HEALTH INC | 4000 | Purchased
CHRISTIANA |  | HOSPITAL-CH | 0 | 14213507 | DE |  | 2014-12-03 19:00 |  | Infusion Pumps; General-Purpose (LVP) | 59756 | 8100 ALARIS PUMP | ALARIS MEDICAL SYSTEMS INC SUB CARDINAL HEALTH IN | 4000 | Purchased
CHRISTIANA |  | HOSPITAL-CH | 0 | 14213572 | DE |  | 2014-12-03 19:00 |  | Infusion Pumps; General-Purpose (LVP) | 59758 | 8100 ALARIS PUMP | ALARIS MEDICAL SYSTEMS INC SUB CARDINAL HEALTH IN | 4000 | Purchased
CHRISTIANA |  | HOSPITAL-CH | 0 | 14213028 | DE |  | 2014-12-03 19:00 |  | Infusion Pumps; General-Purpose (LVP) | 56907 | 8100 ALARIS PUMP | ALARIS MEDICAL SYSTEMS INC SUB CARDINAL HEALTH INC | 4000 | Purchased
CHRISTIANA |  | CANCER CENTER | 0 | 14212946 | DE |  | 2014-12-03 19:00 |  | Infusion Pumps; General-Purpose (LVP) | 56909 | 8100 ALARIS PUMP | ALARIS MEDICAL SYSTEMS INC SUB CARDINAL HEALTH IN | 4000 | Purchased
CHRISTIANA |  | HOSPITAL-CH | 0 | 12623173 | DE |  | 2017-04-30 20:00 |  | Infusion Pumps; General-Purpose (LVP) | 64598 | 8100 ALARIS PUMP | ALARIS MEDICAL SYSTEMS INC SUB CARDINAL HEALTH INC | 4000 | Rental
CHRISTIANA |  | HOSPITAL-CH | 0 | 12717181 | DE |  | 2017-11-07 19:00 |  | Infusion Pumps; General-Purpose (LVP) | 63810 | 8100 ALARIS PUMP | ALARIS MEDICAL SYSTEMS INC SUB CARDINAL HEALTH INC | 4000 | Rental
CHRISTIANA |  | HOSPITAL-CH | 0 | 14212674 | DE |  | 2014-12-03 19:00 |  | Infusion Pumps; General-Purpose (LVP) | 58693 | 8100 ALARIS PUMP | ALARIS MEDICAL SYSTEMS INC SUB CARDINAL HEALTH IN | 4000 | Purchased
CHRISTIANA |  | HOSPITAL-CH | 0 | 14206462 | DE |  | 2014-12-03 19:00 |  | Infusion Pumps; General-Purpose (LVP) | 58695 | 8100 ALARIS PUMP | ALARIS MEDICAL SYSTEMS INC SUB CARDINAL HEALTH INC | 4000 | Purchased
CHRISTIANA |  | HOSPITAL-CH | 0 | 14211177 | DE |  | 2014-12-03 19:00 |  | Infusion Pumps; General-Purpose (LVP) | 58697 | 8100 ALARIS PUMP | ALARIS MEDICAL SYSTEMS INC SUB CARDINAL HEALTH INC | 4000 | Purchased
CHRISTIANA |  | HOSPITAL-CH | 0 | 14587879 | DE |  | 2017-11-07 19:00 |  | Infusion Pumps; General-Purpose (LVP) | 63954 | 8100 ALARIS PUMP | ALARIS MEDICAL SYSTEMS INC SUB CARDINAL HEALTH IN | 4000 | Rental
CHRISTIANA |  | HOSPITAL-CH | 0 | 14212019 | DE |  | 2014-12-03 19:00 |  | Infusion Pumps; General-Purpose (LVP) | 56796 | 8100 ALARIS PUMP | ALARIS MEDICAL SYSTEMS INC SUB CARDINAL HEALTH INC | 4000 | Purchased
CHRISTIANA |  | HOSPITAL-CH | 0 | 14212306 | DE |  | 2014-12-03 19:00 |  | Infusion Pumps; General-Purpose (LVP) | 56794 | 8100 ALARIS PUMP | ALARIS MEDICAL SYSTEMS INC SUB CARDINAL HEALTH INC | 4000 | Purchased
CHRISTIANA |  | HOSPITAL-CH | 0 | 14203288 | DE |  | 2014-12-03 19:00 |  | Infusion Pumps; General-Purpose (LVP) | 59006 | 8100 ALARIS PUMP | ALARIS MEDICAL SYSTEMS INC SUB CARDINAL HEALTH IN | 4000 | Purchased
CHRISTIANA |  | HOSPITAL-CH | 0 | 14210771 | DE |  | 2014-12-03 19:00 |  | Infusion Pumps; General-Purpose (LVP) | 59008 | 8100 ALARIS PUMP | ALARIS MEDICAL SYSTEMS INC SUB CARDINAL HEALTH INC | 4000 | Purchased
CHRISTIANA |  | HOSPITAL-CH | 0 | 14214644 | DE |  | 2014-12-03 19:00 |  | Infusion Pumps; General-Purpose (LVP) | 59010 | 8100 ALARIS PUMP | ALARIS MEDICAL SYSTEMS INC SUB CARDINAL HEALTH IN | 4000 | Purchased
CHRISTIANA |  | HOSPITAL-CH | 0 | 14212475 | DE |  | 2014-12-03 19:00 |  | Infusion Pumps; General-Purpose (LVP) | 56257 | 8100 ALARIS PUMP | ALARIS MEDICAL SYSTEMS INC SUB CARDINAL HEALTH INC | 4000 | Purchased
CHRISTIANA |  | HOSPITAL-CH | 0 | 14211176 | DE |  | 2014-12-03 19:00 |  | Infusion Pumps; General-Purpose (LVP) | 56757 | 8100 ALARIS PUMP | ALARIS MEDICAL SYSTEMS INC SUB CARDINAL HEALTH INC | 4000 | Purchased
CHRISTIANA |  | HOSPITAL-CH | 0 | 14205713 | DE |  | 2014-12-03 19:00 |  | Infusion Pumps; General-Purpose (LVP) | 56755 | 8100 ALARIS PUMP | ALARIS MEDICAL SYSTEMS INC SUB CARDINAL HEALTH INC | 4000 | Purchased
CHRISTIANA |  | HOSPITAL-CH | 0 | 12735093 | DE |  | 2017-11-07 19:00 |  | Infusion Pumps; General-Purpose (LVP) | 63816 | 8100 ALARIS PUMP | ALARIS MEDICAL SYSTEMS INC SUB CARDINAL HEALTH INC | 4000 | Rental
CHRISTIANA |  | HOSPITAL-CH | 0 | 14213936 | DE |  | 2014-12-03 19:00 |  | Infusion Pumps; General-Purpose (LVP) | 59028 | 8100 ALARIS PUMP | ALARIS MEDICAL SYSTEMS INC SUB CARDINAL HEALTH IN | 4000 | Purchased
CHRISTIANA |  | HOSPITAL-CH | 0 | 14214461 | DE |  | 2014-12-03 19:00 |  | Infusion Pumps; General-Purpose (LVP) | 59030 | 8100 ALARIS PUMP | ALARIS MEDICAL SYSTEMS INC SUB CARDINAL HEALTH IN | 4000 | Purchased
CHRISTIANA |  | HOSPITAL-CH | 0 | 12718748 | DE |  | 2017-11-07 19:00 |  | Infusion Pumps; General-Purpose (LVP) | 65855 | 8100 ALARIS PUMP | ALARIS MEDICAL SYSTEMS INC SUB CARDINAL HEALTH IN | 4000 | Purchased
CHRISTIANA |  | HOSPITAL-CH | 0 | 14213278 | DE |  | 2014-12-03 19:00 |  | Infusion Pumps; General-Purpose (LVP) | 59930 | 8100 ALARIS PUMP | ALARIS MEDICAL SYSTEMS INC SUB CARDINAL HEALTH INC | 4000 | Purchased
CHRISTIANA |  | HOSPITAL-CH | 0 | 14213411 | DE |  | 2014-12-03 19:00 |  | Infusion Pumps; General-Purpose (LVP) | 59928 | 8100 ALARIS PUMP | ALARIS MEDICAL SYSTEMS INC SUB CARDINAL HEALTH INC | 4000 | Purchased
CHRISTIANA |  | HOSPITAL-CH | 0 | 12854170 | DE |  | 2014-12-03 19:00 |  | Infusion Pumps; General-Purpose (LVP) | 65999 | 8100 ALARIS PUMP | ALARIS MEDICAL SYSTEMS INC SUB CARDINAL HEALTH IN | 4000 | Rental
CHRISTIANA |  | HOSPITAL-CH | 0 | 14212671 | DE |  | 2014-12-03 19:00 |  | Infusion Pumps; General-Purpose (LVP) | 56333 | 8100 ALARIS PUMP | ALARIS MEDICAL SYSTEMS INC SUB CARDINAL HEALTH INC | 4000 | Purchased
CHRISTIANA |  | HOSPITAL-CH | 0 | 14212238 | DE |  | 2014-12-03 19:00 |  | Infusion Pumps; General-Purpose (LVP) | 56343 | 8100 ALARIS PUMP | ALARIS MEDICAL SYSTEMS INC SUB CARDINAL HEALTH INC | 4000 | Purchased
CHRISTIANA |  | HOSPITAL-CH | 0 | 12770384 | DE |  | 2017-04-30 20:00 |  | Infusion Pumps; General-Purpose (LVP) | 64661 | 8100 ALARIS PUMP | ALARIS MEDICAL SYSTEMS INC SUB CARDINAL HEALTH INC | 4000 | Rental
CHRISTIANA |  | HOSPITAL-CH | 0 | 14212996 | DE |  | 2014-12-03 19:00 |  | Infusion Pumps; General-Purpose (LVP) | 56394 | 8100 ALARIS PUMP | ALARIS MEDICAL SYSTEMS INC SUB CARDINAL HEALTH INC | 4000 | Purchased
CHRISTIANA |  | HOSPITAL-CH | 0 | 14213329 | DE |  | 2014-12-03 19:00 |  | Infusion Pumps; General-Purpose (LVP) | 59738 | 8100 ALARIS PUMP | ALARIS MEDICAL SYSTEMS INC SUB CARDINAL HEALTH INC | 4000 | Purchased
CHRISTIANA |  | HOSPITAL-CH | 0 | 13531017 | DE |  | 2017-11-07 19:00 |  | Infusion Pumps; General-Purpose (LVP) | 65877 | 8100 ALARIS PUMP | ALARIS MEDICAL SYSTEMS INC SUB CARDINAL HEALTH IN | 4000 | Purchased
CHRISTIANA |  | HOSPITAL-CH | 0 | 14211349 | DE |  | 2014-12-03 19:00 |  | Infusion Pumps; General-Purpose (LVP) | 58793 | 8100 ALARIS PUMP | ALARIS MEDICAL SYSTEMS INC SUB CARDINAL HEALTH IN | 4000 | Purchased
CHRISTIANA |  | HOSPITAL-CH | 0 | 14214015 | DE |  | 2014-12-03 19:00 |  | Infusion Pumps; General-Purpose (LVP) | 60018 | 8100 ALARIS PUMP | ALARIS MEDICAL SYSTEMS INC SUB CARDINAL HEALTH INC | 4000 | Purchased
CHRISTIANA |  | HOSPITAL-CH | 0 | 14213686 | DE |  | 2014-12-03 19:00 |  | Infusion Pumps; General-Purpose (LVP) | 60016 | 8100 ALARIS PUMP | ALARIS MEDICAL SYSTEMS INC SUB CARDINAL HEALTH IN | 4000 | Purchased
CHRISTIANA |  | HOSPITAL-CH | 0 | 13581504 | DE |  | 2017-01-27 19:00 |  | Infusion Pumps; General-Purpose (LVP) | 64230 | 8100 ALARIS PUMP | ALARIS MEDICAL SYSTEMS INC SUB CARDINAL HEALTH INC | 4000 | Rental
CHRISTIANA |  | HOSPITAL-CH | 0 | 12329611 | DE |  | 2017-11-07 19:00 |  | Infusion Pumps; General-Purpose (LVP) | 65740 | 8100 ALARIS PUMP | ALARIS MEDICAL SYSTEMS INC SUB CARDINAL HEALTH IN | 4000 | Rental
CHRISTIANA |  | HOSPITAL-CH | 0 | 14213174 | DE |  | 2014-12-03 19:00 |  | Infusion Pumps; General-Purpose (LVP) | 59642 | 8100 ALARIS PUMP | ALARIS MEDICAL SYSTEMS INC SUB CARDINAL HEALTH IN | 4000 | Purchased
CHRISTIANA |  | HOSPITAL-WH | 0 | 14214395 | DE |  | 2014-12-03 19:00 |  | Infusion Pumps; General-Purpose (LVP) | 55258 | 8100 ALARIS PUMP | ALARIS MEDICAL SYSTEMS INC SUB CARDINAL HEALTH IN | 4000 | Purchased
CHRISTIANA |  | HOSPITAL-CH | 0 | 14213900 | DE |  | 2014-12-03 19:00 |  | Infusion Pumps; General-Purpose (LVP) | 55387 | 8100 ALARIS PUMP | ALARIS MEDICAL SYSTEMS INC SUB CARDINAL HEALTH IN | 4000 | Purchased
CHRISTIANA |  | HOSPITAL-CH | 0 | 14212240 | DE |  | 2014-12-03 19:00 |  | Infusion Pumps; General-Purpose (LVP) | 55389 | 8100 ALARIS PUMP | ALARIS MEDICAL SYSTEMS INC SUB CARDINAL HEALTH INC | 4000 | Purchased
CHRISTIANA |  | CANCER CENTER | 0 | 14966408 | DE |  | 2017-08-01 20:00 |  | Infusion Pumps; General-Purpose (LVP) | 65013 | 8100 ALARIS PUMP | ALARIS MEDICAL SYSTEMS INC SUB CARDINAL HEALTH INC | 4000 | Purchased
CHRISTIANA |  | HOSPITAL-CH | 0 | 12613010 | DE |  | 2017-01-27 19:00 |  | Infusion Pumps; General-Purpose (LVP) | 64227 | 8100 ALARIS PUMP | ALARIS MEDICAL SYSTEMS INC SUB CARDINAL HEALTH INC | 4000 | Rental
CHRISTIANA |  | HOSPITAL-CH | 0 | 14213905 | DE |  | 2014-12-03 19:00 |  | Infusion Pumps; General-Purpose (LVP) | 56360 | 8100 ALARIS PUMP | ALARIS MEDICAL SYSTEMS INC SUB CARDINAL HEALTH IN | 4000 | Purchased
CHRISTIANA |  | HOSPITAL-CH | 0 | 14213475 | DE |  | 2014-12-03 19:00 |  | Infusion Pumps; General-Purpose (LVP) | 56362 | 8100 ALARIS PUMP | ALARIS MEDICAL SYSTEMS INC SUB CARDINAL HEALTH IN | 4000 | Purchased
CHRISTIANA |  | HOSPITAL-CH | 0 | 14212559 | DE |  | 2014-12-03 19:00 |  | Infusion Pumps; General-Purpose (LVP) | 56454 | 8100 ALARIS PUMP | ALARIS MEDICAL SYSTEMS INC SUB CARDINAL HEALTH INC | 4000 | Purchased
CHRISTIANA |  | HOSPITAL-CH | 0 | 14213717 | DE |  | 2014-12-03 19:00 |  | Infusion Pumps; General-Purpose (LVP) | 59974 | 8100 ALARIS PUMP | ALARIS MEDICAL SYSTEMS INC SUB CARDINAL HEALTH INC | 4000 | Purchased
CHRISTIANA |  | HOSPITAL-CH | 0 | 14211985 | DE |  | 2014-12-03 19:00 |  | Infusion Pumps; General-Purpose (LVP) | 59972 | 8100 ALARIS PUMP | ALARIS MEDICAL SYSTEMS INC SUB CARDINAL HEALTH IN | 4000 | Purchased
CHRISTIANA |  | HOSPITAL-CH | 0 | 12163998 | DE |  | 2017-11-07 19:00 |  | Infusion Pumps; General-Purpose (LVP) | 63851 | 8100 ALARIS PUMP | ALARIS MEDICAL SYSTEMS INC SUB CARDINAL HEALTH INC | 4000 | Purchased
CHRISTIANA |  | HOSPITAL-CH | 0 | 12692805 | DE |  | 2017-04-30 20:00 |  | Infusion Pumps; General-Purpose (LVP) | 64573 | 8100 ALARIS PUMP | ALARIS MEDICAL SYSTEMS INC SUB CARDINAL HEALTH INC | 4000 | Rental
CHRISTIANA |  | HOSPITAL-CH | 0 | 9857968 | DE |  | 2017-01-27 19:00 |  | Infusion Pumps; General-Purpose (LVP) | 64232 | 8100 ALARIS PUMP | ALARIS MEDICAL SYSTEMS INC SUB CARDINAL HEALTH INC | 4000 | Rental
CHRISTIANA |  | HOSPITAL-WH | 0 | 12926482 | DE |  | 2017-11-07 19:00 |  | Infusion Pumps; General-Purpose (LVP) | 65934 | 8100 ALARIS PUMP | ALARIS MEDICAL SYSTEMS INC SUB CARDINAL HEALTH IN | 4000 | Rental
CHRISTIANA |  | HOSPITAL-CH | 0 | 13875554 | DE |  | 2017-11-07 19:00 |  | Infusion Pumps; General-Purpose (LVP) | 63775 | 8100 ALARIS PUMP | ALARIS MEDICAL SYSTEMS INC SUB CARDINAL HEALTH INC | 4000 | Rental
CHRISTIANA |  | HOSPITAL-CH | 0 | 14215996 | DE |  | 2014-12-03 19:00 |  | Infusion Pumps; General-Purpose (LVP) | 58361 | 8100 ALARIS PUMP | ALARIS MEDICAL SYSTEMS INC SUB CARDINAL HEALTH IN | 4000 | Purchased
CHRISTIANA |  | HOSPITAL-CH | 0 | 14210914 | DE |  | 2014-12-03 19:00 |  | Infusion Pumps; General-Purpose (LVP) | 59258 | 8100 ALARIS PUMP | ALARIS MEDICAL SYSTEMS INC SUB CARDINAL HEALTH IN | 4000 | Purchased
CHRISTIANA |  | HOSPITAL-CH | 0 | 14210913 | DE |  | 2014-12-03 19:00 |  | Infusion Pumps; General-Purpose (LVP) | 59260 | 8100 ALARIS PUMP | ALARIS MEDICAL SYSTEMS INC SUB CARDINAL HEALTH INC | 4000 | Purchased
CHRISTIANA |  | HOSPITAL-CH | 0 | 14210989 | DE |  | 2014-12-03 19:00 |  | Infusion Pumps; General-Purpose (LVP) | 59262 | 8100 ALARIS PUMP | ALARIS MEDICAL SYSTEMS INC SUB CARDINAL HEALTH INC | 4000 | Purchased
CHRISTIANA |  | HOSPITAL-CH | 0 | 14210120 | DE |  | 2014-12-03 19:00 |  | Infusion Pumps; General-Purpose (LVP) | 59382 | 8100 ALARIS PUMP | ALARIS MEDICAL SYSTEMS INC SUB CARDINAL HEALTH IN | 4000 | Purchased
CHRISTIANA |  | HOSPITAL-CH | 0 | 14210590 | DE |  | 2014-12-03 19:00 |  | Infusion Pumps; General-Purpose (LVP) | 59384 | 8100 ALARIS PUMP | ALARIS MEDICAL SYSTEMS INC SUB CARDINAL HEALTH INC | 4000 | Purchased
CHRISTIANA |  | HOSPITAL-CH | 0 | 14210617 | DE |  | 2014-12-03 19:00 |  | Infusion Pumps; General-Purpose (LVP) | 59386 | 8100 ALARIS PUMP | ALARIS MEDICAL SYSTEMS INC SUB CARDINAL HEALTH INC | 4000 | Purchased
CHRISTIANA |  | HOSPITAL-CH | 0 | 12751199 | DE |  | 2017-04-30 20:00 |  | Infusion Pumps; General-Purpose (LVP) | 64536 | 8100 ALARIS PUMP | ALARIS MEDICAL SYSTEMS INC SUB CARDINAL HEALTH IN | 4000 | Rental
CHRISTIANA |  | HOSPITAL-CH | 0 | 14210158 | DE |  | 2014-12-03 19:00 |  | Infusion Pumps; General-Purpose (LVP) | 58528 | 8100 ALARIS PUMP | ALARIS MEDICAL SYSTEMS INC SUB CARDINAL HEALTH INC | 4000 | Purchased
CHRISTIANA |  | HOSPITAL-CH | 0 | 14210928 | DE |  | 2014-12-03 19:00 |  | Infusion Pumps; General-Purpose (LVP) | 58530 | 8100 ALARIS PUMP | ALARIS MEDICAL SYSTEMS INC SUB CARDINAL HEALTH INC | 4000 | Purchased
CHRISTIANA |  | HOSPITAL-CH | 0 | 14212082 | DE |  | 2014-12-03 19:00 |  | Infusion Pumps; General-Purpose (LVP) | 58598 | 8100 ALARIS PUMP | ALARIS MEDICAL SYSTEMS INC SUB CARDINAL HEALTH INC | 4000 | Purchased
CHRISTIANA |  | HOSPITAL-CH | 0 | 14211883 | DE |  | 2014-12-03 19:00 |  | Infusion Pumps; General-Purpose (LVP) | 58600 | 8100 ALARIS PUMP | ALARIS MEDICAL SYSTEMS INC SUB CARDINAL HEALTH INC | 4000 | Purchased
CHRISTIANA |  | HOSPITAL-CH | 0 | 14212008 | DE |  | 2014-12-03 19:00 |  | Infusion Pumps; General-Purpose (LVP) | 58602 | 8100 ALARIS PUMP | ALARIS MEDICAL SYSTEMS INC SUB CARDINAL HEALTH INC | 4000 | Purchased
CHRISTIANA |  | HOSPITAL-CH | 0 | 14108578 | DE |  | 2014-12-03 19:00 |  | Infusion Pumps; General-Purpose (LVP) | 56466 | 8100 ALARIS PUMP | ALARIS MEDICAL SYSTEMS INC SUB CARDINAL HEALTH IN | 4000 | Purchased
CHRISTIANA |  | HOSPITAL-CH | 0 | 14212436 | DE |  | 2014-12-03 19:00 |  | Infusion Pumps; General-Purpose (LVP) | 56468 | 8100 ALARIS PUMP | ALARIS MEDICAL SYSTEMS INC SUB CARDINAL HEALTH IN | 4000 | Purchased
CHRISTIANA |  | CANCER CENTER | 0 | 14212468 | DE |  | 2014-12-03 19:00 |  | Infusion Pumps; General-Purpose (LVP) | 59845 | 8100 ALARIS PUMP | ALARIS MEDICAL SYSTEMS INC SUB CARDINAL HEALTH IN | 4000 | Purchased
CHRISTIANA |  | HOSPITAL-CH | 0 | unknown | DE |  | 2017-11-07 19:00 |  | Infusion Pumps; General-Purpose (LVP) | 65866 | 8100 ALARIS PUMP | ALARIS MEDICAL SYSTEMS INC SUB CARDINAL HEALTH IN | 4000 | Purchased
CHRISTIANA |  | CANCER CENTER | 0 | 14966138 | DE |  | 2017-08-01 20:00 |  | Infusion Pumps; General-Purpose (LVP) | 65273 | 8100 ALARIS PUMP | ALARIS MEDICAL SYSTEMS INC SUB CARDINAL HEALTH INC | 4000 | Purchased
CHRISTIANA |  | HOSPITAL-CH | 0 | 14214286 | DE |  | 2014-07-13 20:00 |  | Infusion Pumps; General-Purpose (LVP) | 55184 | 8100 ALARIS PUMP | ALARIS MEDICAL SYSTEMS INC SUB CARDINAL HEALTH INC | 4000 | Purchased
CHRISTIANA |  | HOSPITAL-CH | 0 | 12392259 | DE |  | 2017-01-27 19:00 |  | Infusion Pumps; General-Purpose (LVP) | 64240 | 8100 ALARIS PUMP | ALARIS MEDICAL SYSTEMS INC SUB CARDINAL HEALTH INC | 4000 | Rental
CHRISTIANA |  | Union Professional Building Elkton | 0 | 14210818 | MD |  | 2014-12-03 19:00 |  | Infusion Pumps; General-Purpose (LVP) | 59326 | 8100 ALARIS PUMP | ALARIS MEDICAL SYSTEMS INC SUB CARDINAL HEALTH IN | 4000 | Purchased
CHRISTIANA |  | HOSPITAL-CH | 0 | 14211412 | DE |  | 2014-12-03 19:00 |  | Infusion Pumps; General-Purpose (LVP) | 59328 | 8100 ALARIS PUMP | ALARIS MEDICAL SYSTEMS INC SUB CARDINAL HEALTH IN | 4000 | Purchased
CHRISTIANA |  | HOSPITAL-CH | 0 | 14211961 | DE |  | 2014-12-03 19:00 |  | Infusion Pumps; General-Purpose (LVP) | 58653 | 8100 ALARIS PUMP | ALARIS MEDICAL SYSTEMS INC SUB CARDINAL HEALTH INC | 4000 | Purchased
CHRISTIANA |  | HOSPITAL-CH | 0 | 14212151 | DE |  | 2014-12-03 19:00 |  | Infusion Pumps; General-Purpose (LVP) | 58655 | 8100 ALARIS PUMP | ALARIS MEDICAL SYSTEMS INC SUB CARDINAL HEALTH INC | 4000 | Purchased
CHRISTIANA |  | HOSPITAL-CH | 0 | 14213030 | DE |  | 2014-07-13 20:00 |  | Infusion Pumps; General-Purpose (LVP) | 56983 | 8100 ALARIS PUMP | ALARIS MEDICAL SYSTEMS INC SUB CARDINAL HEALTH INC | 4000 | Purchased
CHRISTIANA |  | HOSPITAL-CH | 0 | 14212464 | DE |  | 2014-12-03 19:00 |  | Infusion Pumps; General-Purpose (LVP) | 58720 | 8100 ALARIS PUMP | ALARIS MEDICAL SYSTEMS INC SUB CARDINAL HEALTH INC | 4000 | Purchased
CHRISTIANA |  | HOSPITAL-CH | 0 | 14203094 | DE |  | 2014-12-03 19:00 |  | Infusion Pumps; General-Purpose (LVP) | 58722 | 8100 ALARIS PUMP | ALARIS MEDICAL SYSTEMS INC SUB CARDINAL HEALTH IN | 4000 | Purchased
CHRISTIANA |  | HOSPITAL-CH | 0 | 14212131 | DE |  | 2014-12-03 19:00 |  | Infusion Pumps; General-Purpose (LVP) | 58724 | 8100 ALARIS PUMP | ALARIS MEDICAL SYSTEMS INC SUB CARDINAL HEALTH INC | 4000 | Purchased
CHRISTIANA |  | HOSPITAL-CH | 0 | 13870619 | DE |  | 2017-11-07 19:00 |  | Infusion Pumps; General-Purpose (LVP) | 63907 | 8100 ALARIS PUMP | ALARIS MEDICAL SYSTEMS INC SUB CARDINAL HEALTH INC | 4000 | Rental
CHRISTIANA |  | HOSPITAL-CH | 0 | 14211407 | DE |  | 2014-12-03 19:00 |  | Infusion Pumps; General-Purpose (LVP) | 56700 | 8100 ALARIS PUMP | ALARIS MEDICAL SYSTEMS INC SUB CARDINAL HEALTH INC | 4000 | Purchased
CHRISTIANA |  | HOSPITAL-CH | 0 | 14211446 | DE |  | 2014-12-03 19:00 |  | Infusion Pumps; General-Purpose (LVP) | 56702 | 8100 ALARIS PUMP | ALARIS MEDICAL SYSTEMS INC SUB CARDINAL HEALTH INC | 4000 | Purchased
CHRISTIANA |  | HOSPITAL-WH | 0 | 13163987 | DE |  | 2017-11-07 19:00 |  | Infusion Pumps; General-Purpose (LVP) | 65752 | 8100 ALARIS PUMP | ALARIS MEDICAL SYSTEMS INC SUB CARDINAL HEALTH IN | 4000 | Purchased
CHRISTIANA |  | HOSPITAL-CH | 0 | 12329447 | DE |  | 2017-11-07 19:00 |  | Infusion Pumps; General-Purpose (LVP) | 63777 | 8100 ALARIS PUMP | ALARIS MEDICAL SYSTEMS INC SUB CARDINAL HEALTH INC | 4000 | Rental
CHRISTIANA |  | HOSPITAL-CH | 0 | 13841342 | DE |  | 2017-11-07 19:00 |  | Infusion Pumps; General-Purpose (LVP) | 63927 | 8100 ALARIS PUMP | ALARIS MEDICAL SYSTEMS INC SUB CARDINAL HEALTH INC | 4000 | Rental
CHRISTIANA |  | HOSPITAL-CH | 0 | 12692409 | DE |  | 2017-04-30 20:00 |  | Infusion Pumps; General-Purpose (LVP) | 64625 | 8100 ALARIS PUMP | ALARIS MEDICAL SYSTEMS INC SUB CARDINAL HEALTH INC | 4000 | Rental
CHRISTIANA |  | HOSPITAL-CH | 0 | 14212994 | DE |  | 2014-12-03 19:00 |  | Infusion Pumps; General-Purpose (LVP) | 56830 | 8100 ALARIS PUMP | ALARIS MEDICAL SYSTEMS INC SUB CARDINAL HEALTH INC | 4000 | Purchased
CHRISTIANA |  | HOSPITAL-CH | 0 | 12751558 | DE |  | 2017-11-07 19:00 |  | Infusion Pumps; General-Purpose (LVP) | 63896 | 8100 ALARIS PUMP | ALARIS MEDICAL SYSTEMS INC SUB CARDINAL HEALTH IN | 4000 | Purchased
CHRISTIANA |  | HOSPITAL-CH | 0 | 14213148 | DE |  | 2014-12-03 19:00 |  | Infusion Pumps; General-Purpose (LVP) | 59644 | 8100 ALARIS PUMP | ALARIS MEDICAL SYSTEMS INC SUB CARDINAL HEALTH INC | 4000 | Purchased
CHRISTIANA |  | CANCER CENTER | 0 | 14966142 | DE |  | 2017-08-01 20:00 |  | Infusion Pumps; General-Purpose (LVP) | 65007 | 8100 ALARIS PUMP | ALARIS MEDICAL SYSTEMS INC SUB CARDINAL HEALTH INC | 4000 | Purchased
CHRISTIANA |  | HOSPITAL-CH | 0 | 14212434 | DE |  | 2014-12-03 19:00 |  | Infusion Pumps; General-Purpose (LVP) | 56619 | 8100 ALARIS PUMP | ALARIS MEDICAL SYSTEMS INC SUB CARDINAL HEALTH INC | 4000 | Purchased
CHRISTIANA |  | HOSPITAL-CH | 0 | 14212626 | DE |  | 2014-12-03 19:00 |  | Infusion Pumps; General-Purpose (LVP) | 56621 | 8100 ALARIS PUMP | ALARIS MEDICAL SYSTEMS INC SUB CARDINAL HEALTH INC | 4000 | Purchased
CHRISTIANA |  | HOSPITAL-CH | 0 | 14209823 | DE |  | 2014-12-03 19:00 |  | Infusion Pumps; General-Purpose (LVP) | 58446 | 8100 ALARIS PUMP | CareFusion Alaris / 303 | 4000 | Purchased
CHRISTIANA |  | HOSPITAL-CH | 0 | 14212484 | DE |  | 2014-12-03 19:00 |  | Infusion Pumps; General-Purpose (LVP) | 59613 | 8100 ALARIS PUMP | ALARIS MEDICAL SYSTEMS INC SUB CARDINAL HEALTH IN | 4000 | Purchased
CHRISTIANA |  | HOSPITAL-CH | 0 | 12947672 | DE |  | 2017-11-07 19:00 |  | Infusion Pumps; General-Purpose (LVP) | 63790 | 8100 ALARIS PUMP | ALARIS MEDICAL SYSTEMS INC SUB CARDINAL HEALTH INC | 4000 | Rental
CHRISTIANA |  | CANCER CENTER | 0 | 14211237 | DE |  | 2014-12-03 19:00 |  | Infusion Pumps; General-Purpose (LVP) | 56863 | 8100 ALARIS PUMP | ALARIS MEDICAL SYSTEMS INC SUB CARDINAL HEALTH IN | 4000 | Purchased
CHRISTIANA |  | HOSPITAL-CH | 0 | 14213431 | DE |  | 2014-12-03 19:00 |  | Infusion Pumps; General-Purpose (LVP) | 59763 | 8100 ALARIS PUMP | ALARIS MEDICAL SYSTEMS INC SUB CARDINAL HEALTH INC | 4000 | Purchased
CHRISTIANA |  | HOSPITAL-CH | 0 | 12401106 | DE |  | 2017-11-07 19:00 |  | Infusion Pumps; General-Purpose (LVP) | 66054 | 8100 ALARIS PUMP | ALARIS MEDICAL SYSTEMS INC SUB CARDINAL HEALTH INC | 4000 | Rental
CHRISTIANA |  | HOSPITAL-CH | 0 | 13164004 | DE |  | 2017-04-30 20:00 |  | Infusion Pumps; General-Purpose (LVP) | 64538 | 8100 ALARIS PUMP | ALARIS MEDICAL SYSTEMS INC SUB CARDINAL HEALTH INC | 4000 | Rental
CHRISTIANA |  | HOSPITAL-CH | 0 | 14212713 | DE |  | 2014-12-03 19:00 |  | Infusion Pumps; General-Purpose (LVP) | 58827 | 8100 ALARIS PUMP | ALARIS MEDICAL SYSTEMS INC SUB CARDINAL HEALTH IN | 4000 | Purchased
CHRISTIANA |  | HOSPITAL-CH | 0 | 14212685 | DE |  | 2014-12-03 19:00 |  | Infusion Pumps; General-Purpose (LVP) | 56910 | 8100 ALARIS PUMP | ALARIS MEDICAL SYSTEMS INC SUB CARDINAL HEALTH IN | 4000 | Purchased
CHRISTIANA |  | HOSPITAL-CH | 0 | 14212954 | DE |  | 2014-12-03 19:00 |  | Infusion Pumps; General-Purpose (LVP) | 56912 | 8100 ALARIS PUMP | ALARIS MEDICAL SYSTEMS INC SUB CARDINAL HEALTH IN | 4000 | Purchased
CHRISTIANA |  | HOSPITAL-CH | 0 | 14202960 | DE |  | 2014-12-03 19:00 |  | Infusion Pumps; General-Purpose (LVP) | 58990 | 8100 ALARIS PUMP | ALARIS MEDICAL SYSTEMS INC SUB CARDINAL HEALTH IN | 4000 | Purchased
CHRISTIANA |  | HOSPITAL-CH | 0 | 14211602 | DE |  | 2014-12-03 19:00 |  | Infusion Pumps; General-Purpose (LVP) | 58992 | 8100 ALARIS PUMP | ALARIS MEDICAL SYSTEMS INC SUB CARDINAL HEALTH INC | 4000 | Purchased
CHRISTIANA |  | HOSPITAL-CH | 0 | 12330184 | DE |  | 2014-12-03 19:00 |  | Infusion Pumps; General-Purpose (LVP) | 66098 | 8100 ALARIS PUMP | ALARIS MEDICAL SYSTEMS INC SUB CARDINAL HEALTH IN | 4000 | Purchased
CHRISTIANA |  | HOSPITAL-CH | 0 | 14211839 | DE |  | 2014-12-03 19:00 |  | Infusion Pumps; General-Purpose (LVP) | 56246 | 8100 ALARIS PUMP | ALARIS MEDICAL SYSTEMS INC SUB CARDINAL HEALTH IN | 4000 | Purchased
CHRISTIANA |  | HOSPITAL-CH | 0 | 14211981 | DE |  | 2014-12-03 19:00 |  | Infusion Pumps; General-Purpose (LVP) | 56248 | 8100 ALARIS PUMP | ALARIS MEDICAL SYSTEMS INC SUB CARDINAL HEALTH INC | 4000 | Purchased
CHRISTIANA |  | HOSPITAL-CH | 0 | 14213103 | DE |  | 2014-12-03 19:00 |  | Infusion Pumps; General-Purpose (LVP) | 58698 | 8100 ALARIS PUMP | ALARIS MEDICAL SYSTEMS INC SUB CARDINAL HEALTH INC | 4000 | Purchased
CHRISTIANA |  | HOSPITAL-CH | 0 | 14213007 | DE |  | 2014-12-03 19:00 |  | Infusion Pumps; General-Purpose (LVP) | 58700 | 8100 ALARIS PUMP | ALARIS MEDICAL SYSTEMS INC SUB CARDINAL HEALTH INC | 4000 | Purchased
CHRISTIANA |  | HOSPITAL-CH | 0 | 12718461 | DE |  | 2017-04-30 20:00 |  | Infusion Pumps; General-Purpose (LVP) | 64544 | 8100 ALARIS PUMP | ALARIS MEDICAL SYSTEMS INC SUB CARDINAL HEALTH INC | 4000 | Rental
CHRISTIANA |  | HOSPITAL-CH | 0 | 14212521 | DE |  | 2014-12-03 19:00 |  | Infusion Pumps; General-Purpose (LVP) | 56793 | 8100 ALARIS PUMP | ALARIS MEDICAL SYSTEMS INC SUB CARDINAL HEALTH INC | 4000 | Purchased
CHRISTIANA |  | HOSPITAL-CH | 0 | 14212477 | DE |  | 2014-12-03 19:00 |  | Infusion Pumps; General-Purpose (LVP) | 56791 | 8100 ALARIS PUMP | ALARIS MEDICAL SYSTEMS INC SUB CARDINAL HEALTH INC | 4000 | Purchased
CHRISTIANA |  | HOSPITAL-CH | 0 | 14214503 | DE |  | 2014-12-03 19:00 |  | Infusion Pumps; General-Purpose (LVP) | 59011 | 8100 ALARIS PUMP | ALARIS MEDICAL SYSTEMS INC SUB CARDINAL HEALTH IN | 4000 | Purchased
CHRISTIANA |  | HOSPITAL-CH | 0 | 14214693 | DE |  | 2014-12-03 19:00 |  | Infusion Pumps; General-Purpose (LVP) | 59013 | 8100 ALARIS PUMP | ALARIS MEDICAL SYSTEMS INC SUB CARDINAL HEALTH IN | 4000 | Purchased
CHRISTIANA |  | HOSPITAL-CH | 0 | 14214379 | DE |  | 2014-12-03 19:00 |  | Infusion Pumps; General-Purpose (LVP) | 59015 | 8100 ALARIS PUMP | ALARIS MEDICAL SYSTEMS INC SUB CARDINAL HEALTH IN | 4000 | Purchased
CHRISTIANA |  | HOSPITAL-CH | 0 | 14213997 | DE |  | 2014-12-03 19:00 |  | Infusion Pumps; General-Purpose (LVP) | 55224 | 8100 ALARIS PUMP | ALARIS MEDICAL SYSTEMS INC SUB CARDINAL HEALTH INC | 4000 | Purchased
CHRISTIANA |  | HOSPITAL-CH | 0 | 14213649 | DE |  | 2014-12-03 19:00 |  | Infusion Pumps; General-Purpose (LVP) | 55226 | 8100 ALARIS PUMP | ALARIS MEDICAL SYSTEMS INC SUB CARDINAL HEALTH INC | 4000 | Purchased
CHRISTIANA |  | HOSPITAL-CH | 0 | 14213363 | DE |  | 2014-07-13 20:00 |  | Infusion Pumps; General-Purpose (LVP) | 59803 | 8100 ALARIS PUMP | ALARIS MEDICAL SYSTEMS INC SUB CARDINAL HEALTH INC | 4000 | Purchased
CHRISTIANA |  | HOSPITAL-CH | 0 | 14213058 | DE |  | 2014-12-03 19:00 |  | Infusion Pumps; General-Purpose (LVP) | 58621 | 8100 ALARIS PUMP | ALARIS MEDICAL SYSTEMS INC SUB CARDINAL HEALTH IN | 4000 | Purchased
CHRISTIANA |  | HOSPITAL-CH | 0 | 14213005 | DE |  | 2014-12-03 19:00 |  | Infusion Pumps; General-Purpose (LVP) | 58623 | 8100 ALARIS PUMP | ALARIS MEDICAL SYSTEMS INC SUB CARDINAL HEALTH IN | 4000 | Purchased
CHRISTIANA |  | HOSPITAL-CH | 0 | 14214743 | DE |  | 2014-12-03 19:00 |  | Infusion Pumps; General-Purpose (LVP) | 55454 | 8100 ALARIS PUMP | ALARIS MEDICAL SYSTEMS INC SUB CARDINAL HEALTH INC | 4000 | Purchased
CHRISTIANA |  | HOSPITAL-CH | 0 | 14204126 | DE |  | 2014-07-13 20:00 |  | Infusion Pumps; General-Purpose (LVP) | 56681 | 8100 ALARIS PUMP | ALARIS MEDICAL SYSTEMS INC SUB CARDINAL HEALTH INC | 4000 | Purchased
CHRISTIANA |  | HOSPITAL-CH | 0 | 14211580 | DE |  | 2014-12-03 19:00 |  | Infusion Pumps; General-Purpose (LVP) | 56754 | 8100 ALARIS PUMP | ALARIS MEDICAL SYSTEMS INC SUB CARDINAL HEALTH IN | 4000 | Purchased
CHRISTIANA |  | HOSPITAL-CH | 0 | 13876656 | DE |  | 2017-11-07 19:00 |  | Infusion Pumps; General-Purpose (LVP) | 65902 | 8100 ALARIS PUMP | ALARIS MEDICAL SYSTEMS INC SUB CARDINAL HEALTH IN | 4000 | Purchased
CHRISTIANA |  | HOSPITAL-CH | 0 | 14214072 | DE |  | 2014-12-03 19:00 |  | Infusion Pumps; General-Purpose (LVP) | 59126 | 8100 ALARIS PUMP | ALARIS MEDICAL SYSTEMS INC SUB CARDINAL HEALTH INC | 4000 | Purchased
CHRISTIANA |  | HOSPITAL-CH | 0 | 14214714 | DE |  | 2014-12-03 19:00 |  | Infusion Pumps; General-Purpose (LVP) | 59128 | 8100 ALARIS PUMP | ALARIS MEDICAL SYSTEMS INC SUB CARDINAL HEALTH IN | 4000 | Purchased
CHRISTIANA |  | HOSPITAL-CH | 0 | 14213175 | DE |  | 2014-12-03 19:00 |  | Infusion Pumps; General-Purpose (LVP) | 59925 | 8100 ALARIS PUMP | ALARIS MEDICAL SYSTEMS INC SUB CARDINAL HEALTH IN | 4000 | Purchased
CHRISTIANA |  | HOSPITAL-CH | 0 | 14214343 | DE |  | 2014-12-03 19:00 |  | Infusion Pumps; General-Purpose (LVP) | 59923 | 8100 ALARIS PUMP | ALARIS MEDICAL SYSTEMS INC SUB CARDINAL HEALTH INC | 4000 | Purchased
CHRISTIANA |  | HOSPITAL-CH | 0 | 14213385 | DE |  | 2014-12-03 19:00 |  | Infusion Pumps; General-Purpose (LVP) | 59739 | 8100 ALARIS PUMP | ALARIS MEDICAL SYSTEMS INC SUB CARDINAL HEALTH INC | 4000 | Purchased
CHRISTIANA |  | HOSPITAL-CH | 0 | 14213958 | DE |  | 2014-12-03 19:00 |  | Infusion Pumps; General-Purpose (LVP) | 59741 | 8100 ALARIS PUMP | ALARIS MEDICAL SYSTEMS INC SUB CARDINAL HEALTH IN | 4000 | Purchased
CHRISTIANA |  | HOSPITAL-CH | 0 | 14213606 | DE |  | 2014-12-03 19:00 |  | Infusion Pumps; General-Purpose (LVP) | 59743 | 8100 ALARIS PUMP | ALARIS MEDICAL SYSTEMS INC SUB CARDINAL HEALTH INC | 4000 | Purchased
CHRISTIANA |  | HOSPITAL-CH | 0 | 14214201 | DE |  | 2014-07-13 20:00 |  | Infusion Pumps; General-Purpose (LVP) | 56690 | 8100 ALARIS PUMP | ALARIS MEDICAL SYSTEMS INC SUB CARDINAL HEALTH INC | 4000 | Purchased
CHRISTIANA |  | HOSPITAL-CH | 0 | 13543386 | DE |  | 2017-11-07 19:00 |  | Infusion Pumps; General-Purpose (LVP) | 65312 | 8100 ALARIS PUMP | ALARIS MEDICAL SYSTEMS INC SUB CARDINAL HEALTH INC | 4000 | Rental
CHRISTIANA |  | HOSPITAL-CH | 0 | 12399715 | DE |  | 2017-11-07 19:00 |  | Infusion Pumps; General-Purpose (LVP) | 65923 | 8100 ALARIS PUMP | ALARIS MEDICAL SYSTEMS INC SUB CARDINAL HEALTH IN | 4000 | Purchased
CHRISTIANA |  | HOSPITAL-CH | 0 | 14213685 | DE |  | 2014-12-03 19:00 |  | Infusion Pumps; General-Purpose (LVP) | 60012 | 8100 ALARIS PUMP | ALARIS MEDICAL SYSTEMS INC SUB CARDINAL HEALTH IN | 4000 | Purchased
CHRISTIANA |  | HOSPITAL-CH | 0 | 12330067 | DE |  | 2017-11-07 19:00 |  | Infusion Pumps; General-Purpose (LVP) | 63811 | 8100 ALARIS PUMP | ALARIS MEDICAL SYSTEMS INC SUB CARDINAL HEALTH INC | 4000 | Rental
CHRISTIANA |  | HOSPITAL-CH | 0 | 12718596 | DE |  | 2017-11-07 19:00 |  | Infusion Pumps; General-Purpose (LVP) | 63848 | 8100 ALARIS PUMP | ALARIS MEDICAL SYSTEMS INC SUB CARDINAL HEALTH IN | 4000 | Purchased
CHRISTIANA |  | HOSPITAL-CH | 0 | 13671956 | DE |  | 2017-04-30 20:00 |  | Infusion Pumps; General-Purpose (LVP) | 64651 | 8100 ALARIS PUMP | ALARIS MEDICAL SYSTEMS INC SUB CARDINAL HEALTH IN | 4000 | Rental
CHRISTIANA |  | HOSPITAL-CH | 0 | 14213093 | DE |  | 2014-12-03 19:00 |  | Infusion Pumps; General-Purpose (LVP) | 55386 | 8100 ALARIS PUMP | ALARIS MEDICAL SYSTEMS INC SUB CARDINAL HEALTH IN | 4000 | Purchased
CHRISTIANA |  | HOSPITAL-CH | 0 | 14213869 | DE |  | 2014-12-03 19:00 |  | Infusion Pumps; General-Purpose (LVP) | 55388 | 8100 ALARIS PUMP | ALARIS MEDICAL SYSTEMS INC SUB CARDINAL HEALTH INC | 4000 | Purchased
CHRISTIANA |  | HOSPITAL-CH | 0 | 14214578 | DE |  | 2014-12-03 19:00 |  | Infusion Pumps; General-Purpose (LVP) | 55390 | 8100 ALARIS PUMP | ALARIS MEDICAL SYSTEMS INC SUB CARDINAL HEALTH IN | 4000 | Purchased
CHRISTIANA |  | HOSPITAL-CH | 0 | 14213106 | DE |  | 2014-12-03 19:00 |  | Infusion Pumps; General-Purpose (LVP) | 56361 | 8100 ALARIS PUMP | ALARIS MEDICAL SYSTEMS INC SUB CARDINAL HEALTH IN | 4000 | Purchased
CHRISTIANA |  | HOSPITAL-CH | 0 | 14211337 | DE |  | 2014-12-03 19:00 |  | Infusion Pumps; General-Purpose (LVP) | 58576 | 8100 ALARIS PUMP | ALARIS MEDICAL SYSTEMS INC SUB CARDINAL HEALTH INC | 4000 | Purchased
CHRISTIANA |  | HOSPITAL-CH | 0 | 14212474 | DE |  | 2014-12-03 19:00 |  | Infusion Pumps; General-Purpose (LVP) | 56453 | 8100 ALARIS PUMP | ALARIS MEDICAL SYSTEMS INC SUB CARDINAL HEALTH IN | 4000 | Purchased
CHRISTIANA |  | HOSPITAL-CH | 0 | 14215465 | DE |  | 2014-12-03 19:00 |  | Infusion Pumps; General-Purpose (LVP) | 58335 | 8100 ALARIS PUMP | ALARIS MEDICAL SYSTEMS INC SUB CARDINAL HEALTH IN | 4000 | Purchased
CHRISTIANA |  | HOSPITAL-CH | 0 | 14213126 | DE |  | 2014-12-03 19:00 |  | Infusion Pumps; General-Purpose (LVP) | 59975 | 8100 ALARIS PUMP | ALARIS MEDICAL SYSTEMS INC SUB CARDINAL HEALTH IN | 4000 | Purchased
CHRISTIANA |  | HOSPITAL-CH | 0 | 14213619 | DE |  | 2014-12-03 19:00 |  | Infusion Pumps; General-Purpose (LVP) | 59973 | 8100 ALARIS PUMP | ALARIS MEDICAL SYSTEMS INC SUB CARDINAL HEALTH IN | 4000 | Purchased
CHRISTIANA |  | HOSPITAL-CH | 0 | 14213783 | DE |  | 2014-07-13 20:00 |  | Infusion Pumps; General-Purpose (LVP) | 59117 | 8100 ALARIS PUMP | ALARIS MEDICAL SYSTEMS INC SUB CARDINAL HEALTH IN | 4000 | Purchased
CHRISTIANA |  | HOSPITAL-CH | 0 | 12718498 | DE |  | 2017-11-07 19:00 |  | Infusion Pumps; General-Purpose (LVP) | 63829 | 8100 ALARIS PUMP | ALARIS MEDICAL SYSTEMS INC SUB CARDINAL HEALTH INC | 4000 | Rental
CHRISTIANA |  | HOSPITAL-CH | 0 | 14212052 | DE |  | 2014-12-03 19:00 |  | Infusion Pumps; General-Purpose (LVP) | 55277 | 8100 ALARIS PUMP | ALARIS MEDICAL SYSTEMS INC SUB CARDINAL HEALTH INC | 4000 | Purchased
CHRISTIANA |  | HOSPITAL-CH | 0 | 14215811 | DE |  | 2014-12-03 19:00 |  | Infusion Pumps; General-Purpose (LVP) | 58360 | 8100 ALARIS PUMP | ALARIS MEDICAL SYSTEMS INC SUB CARDINAL HEALTH INC | 4000 | Purchased
CHRISTIANA |  | HOSPITAL-CH | 0 | 14210596 | DE |  | 2014-12-03 19:00 |  | Infusion Pumps; General-Purpose (LVP) | 59259 | 8100 ALARIS PUMP | ALARIS MEDICAL SYSTEMS INC SUB CARDINAL HEALTH INC | 4000 | Purchased
CHRISTIANA |  | HOSPITAL-CH | 0 | 14210918 | DE |  | 2014-12-03 19:00 |  | Infusion Pumps; General-Purpose (LVP) | 59261 | 8100 ALARIS PUMP | ALARIS MEDICAL SYSTEMS INC SUB CARDINAL HEALTH INC | 4000 | Purchased
CHRISTIANA |  | HOSPITAL-CH | 0 | 14211510 | DE |  | 2014-12-03 19:00 |  | Infusion Pumps; General-Purpose (LVP) | 59383 | 8100 ALARIS PUMP | ALARIS MEDICAL SYSTEMS INC SUB CARDINAL HEALTH INC | 4000 | Purchased
CHRISTIANA |  | HOSPITAL-CH | 0 | 14209722 | DE |  | 2014-12-03 19:00 |  | Infusion Pumps; General-Purpose (LVP) | 59385 | 8100 ALARIS PUMP | ALARIS MEDICAL SYSTEMS INC SUB CARDINAL HEALTH IN | 4000 | Purchased
CHRISTIANA |  | HOSPITAL-CH | 0 | 14210453 | DE |  | 2014-12-03 19:00 |  | Infusion Pumps; General-Purpose (LVP) | 59387 | 8100 ALARIS PUMP | ALARIS MEDICAL SYSTEMS INC SUB CARDINAL HEALTH INC | 4000 | Purchased
CHRISTIANA |  | HOSPITAL-CH | 0 | 14211500 | DE |  | 2014-12-03 19:00 |  | Infusion Pumps; General-Purpose (LVP) | 58529 | 8100 ALARIS PUMP | ALARIS MEDICAL SYSTEMS INC SUB CARDINAL HEALTH INC | 4000 | Purchased
CHRISTIANA |  | HOSPITAL-CH | 0 | 14210766 | DE |  | 2014-12-03 19:00 |  | Infusion Pumps; General-Purpose (LVP) | 58531 | 8100 ALARIS PUMP | ALARIS MEDICAL SYSTEMS INC SUB CARDINAL HEALTH IN | 4000 | Purchased
CHRISTIANA |  | HOSPITAL-CH | 0 | 13873616 | DE |  | 2017-11-07 19:00 |  | Infusion Pumps; General-Purpose (LVP) | 65857 | 8100 ALARIS PUMP | ALARIS MEDICAL SYSTEMS INC SUB CARDINAL HEALTH IN | 4000 | Purchased
CHRISTIANA |  | HOSPITAL-CH | 0 | 14211987 | DE |  | 2014-12-03 19:00 |  | Infusion Pumps; General-Purpose (LVP) | 58599 | 8100 ALARIS PUMP | ALARIS MEDICAL SYSTEMS INC SUB CARDINAL HEALTH IN | 4000 | Purchased
CHRISTIANA |  | HOSPITAL-CH | 0 | 14212665 | DE |  | 2014-12-03 19:00 |  | Infusion Pumps; General-Purpose (LVP) | 58601 | 8100 ALARIS PUMP | ALARIS MEDICAL SYSTEMS INC SUB CARDINAL HEALTH INC | 4000 | Purchased
CHRISTIANA |  | HOSPITAL-CH | 0 | 14211901 | DE |  | 2014-12-03 19:00 |  | Infusion Pumps; General-Purpose (LVP) | 56467 | 8100 ALARIS PUMP | ALARIS MEDICAL SYSTEMS INC SUB CARDINAL HEALTH INC | 4000 | Purchased
CHRISTIANA |  | HOSPITAL-CH | 0 | 14212435 | DE |  | 2014-12-03 19:00 |  | Infusion Pumps; General-Purpose (LVP) | 56469 | 8100 ALARIS PUMP | ALARIS MEDICAL SYSTEMS INC SUB CARDINAL HEALTH IN | 4000 | Purchased
CHRISTIANA |  | HOSPITAL-CH | 0 | 14212472 | DE |  | 2014-12-03 19:00 |  | Infusion Pumps; General-Purpose (LVP) | 59844 | 8100 ALARIS PUMP | ALARIS MEDICAL SYSTEMS INC SUB CARDINAL HEALTH IN | 4000 | Purchased
CHRISTIANA |  | HOSPITAL-CH | 0 | 12770472 | DE |  | 2017-04-30 20:00 |  | Infusion Pumps; General-Purpose (LVP) | 64627 | 8100 ALARIS PUMP | ALARIS MEDICAL SYSTEMS INC SUB CARDINAL HEALTH INC | 4000 | Rental
CHRISTIANA |  | HOSPITAL-CH | 0 | 14210057 | DE |  | 2014-12-03 19:00 |  | Infusion Pumps; General-Purpose (LVP) | 59327 | 8100 ALARIS PUMP | ALARIS MEDICAL SYSTEMS INC SUB CARDINAL HEALTH IN | 4000 | Purchased
CHRISTIANA |  | HOSPITAL-CH | 0 | 13871368 | DE |  | 2017-11-07 19:00 |  | Infusion Pumps; General-Purpose (LVP) | 65918 | 8100 ALARIS PUMP | ALARIS MEDICAL SYSTEMS INC SUB CARDINAL HEALTH IN | 4000 | Purchased
CHRISTIANA |  | HOSPITAL-CH | 0 | 14209038 | DE |  | 2014-12-03 19:00 |  | Infusion Pumps; General-Purpose (LVP) | 58543 | 8100 ALARIS PUMP | ALARIS MEDICAL SYSTEMS INC SUB CARDINAL HEALTH INC | 4000 | Purchased
CHRISTIANA |  | HOSPITAL-CH | 0 | 14212702 | DE |  | 2014-12-03 19:00 |  | Infusion Pumps; General-Purpose (LVP) | 58652 | 8100 ALARIS PUMP | ALARIS MEDICAL SYSTEMS INC SUB CARDINAL HEALTH INC | 4000 | Purchased
CHRISTIANA |  | HOSPITAL-CH | 0 | 14213111 | DE |  | 2014-12-03 19:00 |  | Infusion Pumps; General-Purpose (LVP) | 58654 | 8100 ALARIS PUMP | ALARIS MEDICAL SYSTEMS INC SUB CARDINAL HEALTH IN | 4000 | Purchased
CHRISTIANA |  | HOSPITAL-CH | 0 | 14212673 | DE |  | 2014-12-03 19:00 |  | Infusion Pumps; General-Purpose (LVP) | 58657 | 8100 ALARIS PUMP | ALARIS MEDICAL SYSTEMS INC SUB CARDINAL HEALTH IN | 4000 | Purchased
CHRISTIANA |  | HOSPITAL-CH | 0 | 13078542 | DE |  | 2017-11-07 19:00 |  | Infusion Pumps; General-Purpose (LVP) | 63879 | 8100 ALARIS PUMP | ALARIS MEDICAL SYSTEMS INC SUB CARDINAL HEALTH IN | 4000 | Purchased
CHRISTIANA |  | HOSPITAL-WH | 0 | 14212220 | DE |  | 2014-12-03 19:00 |  | Infusion Pumps; General-Purpose (LVP) | 58719 | 8100 ALARIS PUMP | ALARIS MEDICAL SYSTEMS INC SUB CARDINAL HEALTH IN | 4000 | Purchased
CHRISTIANA |  | HOSPITAL-CH | 0 | 14212423 | DE |  | 2014-12-03 19:00 |  | Infusion Pumps; General-Purpose (LVP) | 58721 | 8100 ALARIS PUMP | ALARIS MEDICAL SYSTEMS INC SUB CARDINAL HEALTH IN | 4000 | Purchased
CHRISTIANA |  | HOSPITAL-CH | 0 | 14210769 | DE |  | 2014-12-03 19:00 |  | Infusion Pumps; General-Purpose (LVP) | 58723 | 8100 ALARIS PUMP | ALARIS MEDICAL SYSTEMS INC SUB CARDINAL HEALTH INC | 4000 | Purchased
CHRISTIANA |  | HOSPITAL-CH | 0 | 14212308 | DE |  | 2014-12-03 19:00 |  | Infusion Pumps; General-Purpose (LVP) | 58656 | 8100 ALARIS PUMP | ALARIS MEDICAL SYSTEMS INC SUB CARDINAL HEALTH INC | 4000 | Purchased
CHRISTIANA |  | HOSPITAL-CH | 0 | 14216187 | DE |  | 2014-12-03 19:00 |  | Infusion Pumps; General-Purpose (LVP) | 59942 | 8100 ALARIS PUMP | ALARIS MEDICAL SYSTEMS INC SUB CARDINAL HEALTH IN | 4000 | Purchased
CHRISTIANA |  | HOSPITAL-CH | 0 | 13399687 | DE |  | 2019-03-29 09:04 |  | Infusion Pumps; General-Purpose (LVP) | 66075 | 8100 ALARIS PUMP | ALARIS MEDICAL SYSTEMS INC SUB CARDINAL HEALTH IN | 4000 | Purchased
CHRISTIANA |  | HOSPITAL-CH | 0 | 14210442 | DE |  | 2014-12-03 19:00 |  | Infusion Pumps; General-Purpose (LVP) | 56701 | 8100 ALARIS PUMP | ALARIS MEDICAL SYSTEMS INC SUB CARDINAL HEALTH IN | 4000 | Purchased
CHRISTIANA |  | HOSPITAL-CH | 0 | 14211239 | DE |  | 2014-12-03 19:00 |  | Infusion Pumps; General-Purpose (LVP) | 56703 | 8100 ALARIS PUMP | ALARIS MEDICAL SYSTEMS INC SUB CARDINAL HEALTH INC | 4000 | Purchased
CHRISTIANA |  | HOSPITAL-CH | 0 | 12736530 | DE |  | 2014-12-03 19:00 |  | Infusion Pumps; General-Purpose (LVP) | 66077 | 8100 ALARIS PUMP | ALARIS MEDICAL SYSTEMS INC SUB CARDINAL HEALTH INC | 4000 | Rental
CHRISTIANA |  | HOSPITAL-CH | 0 | 12718318 | DE |  | 2017-04-30 20:00 |  | Infusion Pumps; General-Purpose (LVP) | 64521 | 8100 ALARIS PUMP | ALARIS MEDICAL SYSTEMS INC SUB CARDINAL HEALTH IN | 4000 | Rental
CHRISTIANA |  | HOSPITAL-CH | 0 | 13163950 | DE |  | 2017-11-07 19:00 |  | Infusion Pumps; General-Purpose (LVP) | 65869 | 8100 ALARIS PUMP | ALARIS MEDICAL SYSTEMS INC SUB CARDINAL HEALTH IN | 4000 | Purchased
CHRISTIANA |  | HOSPITAL-CH | 0 | 14212695 | DE |  | 2014-12-03 19:00 |  | Infusion Pumps; General-Purpose (LVP) | 56396 | 8100 ALARIS PUMP | ALARIS MEDICAL SYSTEMS INC SUB CARDINAL HEALTH IN | 4000 | Purchased
CHRISTIANA |  | HOSPITAL-CH | 0 | 12691273 | DE |  | 2017-04-30 20:00 |  | Infusion Pumps; General-Purpose (LVP) | 64520 | 8100 ALARIS PUMP | ALARIS MEDICAL SYSTEMS INC SUB CARDINAL HEALTH IN | 4000 | Rental
CHRISTIANA |  | HOSPITAL-CH | 0 | 12718458 | DE |  | 2019-06-03 10:53 |  | Infusion Pumps; General-Purpose (LVP) | 66127 | 8100 ALARIS PUMP | ALARIS MEDICAL SYSTEMS INC SUB CARDINAL HEALTH INC | 4000 | Rental
CHRISTIANA |  | HOSPITAL-CH | 0 | unknown | DE |  | 2014-12-03 19:00 |  | Infusion Pumps; General-Purpose (LVP) | 66183 | 8100 ALARIS PUMP | ALARIS MEDICAL SYSTEMS INC SUB CARDINAL HEALTH IN | 4000 | Purchased
CHRISTIANA |  | HOSPITAL-CH | 0 | 12718304 | DE |  | 2017-11-07 19:00 |  | Infusion Pumps; General-Purpose (LVP) | 63936 | 8100 ALARIS PUMP | ALARIS MEDICAL SYSTEMS INC SUB CARDINAL HEALTH IN | 4000 | Purchased
CHRISTIANA |  | HOSPITAL-CH | 0 | 14213154 | DE |  | 2014-12-03 19:00 |  | Infusion Pumps; General-Purpose (LVP) | 59645 | 8100 ALARIS PUMP | ALARIS MEDICAL SYSTEMS INC SUB CARDINAL HEALTH IN | 4000 | Purchased
CHRISTIANA |  | HOSPITAL-CH | 0 | 14213159 | DE |  | 2014-12-03 19:00 |  | Infusion Pumps; General-Purpose (LVP) | 59643 | 8100 ALARIS PUMP | ALARIS MEDICAL SYSTEMS INC SUB CARDINAL HEALTH INC | 4000 | Purchased
CHRISTIANA |  | HOSPITAL-WH | 0 | 13841339 | DE |  | 2017-11-07 19:00 |  | Infusion Pumps; General-Purpose (LVP) | 65854 | 8100 ALARIS PUMP | ALARIS MEDICAL SYSTEMS INC SUB CARDINAL HEALTH IN | 4000 | Purchased
CHRISTIANA |  | HOSPITAL-CH | 0 | 14212520 | DE |  | 2014-12-03 19:00 |  | Infusion Pumps; General-Purpose (LVP) | 56622 | 8100 ALARIS PUMP | ALARIS MEDICAL SYSTEMS INC SUB CARDINAL HEALTH INC | 4000 | Purchased
CHRISTIANA |  | HOSPITAL-CH | 0 | 14212219 | DE |  | 2014-12-03 19:00 |  | Infusion Pumps; General-Purpose (LVP) | 56620 | 8100 ALARIS PUMP | ALARIS MEDICAL SYSTEMS INC SUB CARDINAL HEALTH IN | 4000 | Purchased
CHRISTIANA |  | HOSPITAL-CH | 0 | 14209830 | DE |  | 2014-12-03 19:00 |  | Infusion Pumps; General-Purpose (LVP) | 58445 | 8100 ALARIS PUMP | ALARIS MEDICAL SYSTEMS INC SUB CARDINAL HEALTH IN | 4000 | Purchased
CHRISTIANA |  | HOSPITAL-CH | 0 | 12718557 | DE |  | 2017-11-07 19:00 |  | Infusion Pumps; General-Purpose (LVP) | 63869 | 8100 ALARIS PUMP | ALARIS MEDICAL SYSTEMS INC SUB CARDINAL HEALTH INC | 4000 | Rental
CHRISTIANA |  | HOSPITAL-CH | 0 | 14213693 | DE |  | 2014-12-03 19:00 |  | Infusion Pumps; General-Purpose (LVP) | 59612 | 8100 ALARIS PUMP | ALARIS MEDICAL SYSTEMS INC SUB CARDINAL HEALTH IN | 4000 | Purchased
CHRISTIANA |  | HOSPITAL-CH | 0 | 14212282 | DE |  | 2014-12-03 19:00 |  | Infusion Pumps; General-Purpose (LVP) | 59614 | 8100 ALARIS PUMP | ALARIS MEDICAL SYSTEMS INC SUB CARDINAL HEALTH IN | 4000 | Purchased
CHRISTIANA |  | CANCER CENTER | 0 | 14211545 | DE |  | 2014-12-03 19:00 |  | Infusion Pumps; General-Purpose (LVP) | 56864 | 8100 ALARIS PUMP | ALARIS MEDICAL SYSTEMS INC SUB CARDINAL HEALTH INC | 4000 | Purchased
CHRISTIANA |  | HOSPITAL-CH | 0 | 14213425 | DE |  | 2014-12-03 19:00 |  | Infusion Pumps; General-Purpose (LVP) | 59762 | 8100 ALARIS PUMP | ALARIS MEDICAL SYSTEMS INC SUB CARDINAL HEALTH IN | 4000 | Purchased
CHRISTIANA |  | HOSPITAL-CH | 0 | 14213495 | DE |  | 2014-12-03 19:00 |  | Infusion Pumps; General-Purpose (LVP) | 59764 | 8100 ALARIS PUMP | ALARIS MEDICAL SYSTEMS INC SUB CARDINAL HEALTH IN | 4000 | Purchased
CHRISTIANA |  | HOSPITAL-CH | 0 | 12718134 | DE |  | 2017-11-07 19:00 |  | Infusion Pumps; General-Purpose (LVP) | 65889 | 8100 ALARIS PUMP | ALARIS MEDICAL SYSTEMS INC SUB CARDINAL HEALTH IN | 4000 | Purchased
CHRISTIANA |  | HOSPITAL-CH | 0 | 14163800 | DE |  | 2014-12-03 19:00 |  | Infusion Pumps; General-Purpose (LVP) | 58826 | 8100 ALARIS PUMP | ALARIS MEDICAL SYSTEMS INC SUB CARDINAL HEALTH IN | 4000 | Purchased
CHRISTIANA |  | HOSPITAL-CH | 0 | 14105229 | DE |  | 2014-12-03 19:00 |  | Infusion Pumps; General-Purpose (LVP) | 56911 | 8100 ALARIS PUMP | ALARIS MEDICAL SYSTEMS INC SUB CARDINAL HEALTH INC | 4000 | Purchased
CHRISTIANA |  | HOSPITAL-CH | 0 | 14212699 | DE |  | 2014-12-03 19:00 |  | Infusion Pumps; General-Purpose (LVP) | 56913 | 8100 ALARIS PUMP | ALARIS MEDICAL SYSTEMS INC SUB CARDINAL HEALTH IN | 4000 | Purchased
CHRISTIANA |  | HOSPITAL-CH | 0 | 14211567 | DE |  | 2014-12-03 19:00 |  | Infusion Pumps; General-Purpose (LVP) | 58989 | 8100 ALARIS PUMP | ALARIS MEDICAL SYSTEMS INC SUB CARDINAL HEALTH IN | 4000 | Purchased
CHRISTIANA |  | HOSPITAL-CH | 0 | 14211304 | DE |  | 2014-12-03 19:00 |  | Infusion Pumps; General-Purpose (LVP) | 58991 | 8100 ALARIS PUMP | ALARIS MEDICAL SYSTEMS INC SUB CARDINAL HEALTH IN | 4000 | Purchased
CHRISTIANA |  | CANCER CENTER | 0 | 14206054 | DE |  | 2014-12-03 19:00 |  | Infusion Pumps; General-Purpose (LVP) | 58993 | 8100 ALARIS PUMP | ALARIS MEDICAL SYSTEMS INC SUB CARDINAL HEALTH IN | 4000 | Purchased
CHRISTIANA |  | HOSPITAL-CH | 0 | 12719108 | DE |  | 2017-04-30 20:00 |  | Infusion Pumps; General-Purpose (LVP) | 64603 | 8100 ALARIS PUMP | ALARIS MEDICAL SYSTEMS INC SUB CARDINAL HEALTH INC | 4000 | Rental
CHRISTIANA |  | HOSPITAL-CH | 0 | 14211908 | DE |  | 2014-12-03 19:00 |  | Infusion Pumps; General-Purpose (LVP) | 56245 | 8100 ALARIS PUMP | ALARIS MEDICAL SYSTEMS INC SUB CARDINAL HEALTH INC | 4000 | Purchased
CHRISTIANA |  | HOSPITAL-CH | 0 | 14212619 | DE |  | 2014-12-03 19:00 |  | Infusion Pumps; General-Purpose (LVP) | 56247 | 8100 ALARIS PUMP | ALARIS MEDICAL SYSTEMS INC SUB CARDINAL HEALTH INC | 4000 | Purchased
CHRISTIANA |  | HOSPITAL-CH | 0 | 14212596 | DE |  | 2014-12-03 19:00 |  | Infusion Pumps; General-Purpose (LVP) | 58699 | 8100 ALARIS PUMP | ALARIS MEDICAL SYSTEMS INC SUB CARDINAL HEALTH IN | 4000 | Purchased
CHRISTIANA |  | HOSPITAL-CH | 0 | 14214298 | DE |  | 2014-12-03 19:00 |  | Infusion Pumps; General-Purpose (LVP) | 56792 | 8100 ALARIS PUMP | ALARIS MEDICAL SYSTEMS INC SUB CARDINAL HEALTH INC | 4000 | Purchased
CHRISTIANA |  | CANCER CENTER | 0 | 14966306 | DE |  | 2017-08-01 20:00 |  | Infusion Pumps; General-Purpose (LVP) | 65018 | 8100 ALARIS PUMP | ALARIS MEDICAL SYSTEMS INC SUB CARDINAL HEALTH INC | 4000 | Purchased
CHRISTIANA |  | HOSPITAL-CH | 0 | 12634915 | DE |  | 2017-04-30 20:00 |  | Infusion Pumps; General-Purpose (LVP) | 64602 | 8100 ALARIS PUMP | ALARIS MEDICAL SYSTEMS INC SUB CARDINAL HEALTH INC | 4000 | Rental
CHRISTIANA |  | HOSPITAL-CH | 0 | 14214055 | DE |  | 2014-12-03 19:00 |  | Infusion Pumps; General-Purpose (LVP) | 59014 | 8100 ALARIS PUMP | ALARIS MEDICAL SYSTEMS INC SUB CARDINAL HEALTH INC | 4000 | Purchased
CHRISTIANA |  | HOSPITAL-CH | 0 | 14213340 | DE |  | 2014-12-03 19:00 |  | Infusion Pumps; General-Purpose (LVP) | 59016 | 8100 ALARIS PUMP | ALARIS MEDICAL SYSTEMS INC SUB CARDINAL HEALTH INC | 4000 | Purchased
CHRISTIANA |  | HOSPITAL-WH | 0 | 14138446 | DE |  | 2014-07-13 20:00 |  | Infusion Pumps; General-Purpose (LVP) | 54274 | 8100 ALARIS PUMP | ALARIS MEDICAL SYSTEMS INC SUB CARDINAL HEALTH INC | 4000 | Purchased
CHRISTIANA |  | HOSPITAL-CH | 0 | 14212146 | DE |  | 2014-12-03 19:00 |  | Infusion Pumps; General-Purpose (LVP) | 55221 | 8100 ALARIS PUMP | ALARIS MEDICAL SYSTEMS INC SUB CARDINAL HEALTH IN | 4000 | Purchased
CHRISTIANA |  | HOSPITAL-CH | 0 | 14213354 | DE |  | 2014-12-03 19:00 |  | Infusion Pumps; General-Purpose (LVP) | 55225 | 8100 ALARIS PUMP | ALARIS MEDICAL SYSTEMS INC SUB CARDINAL HEALTH IN | 4000 | Purchased
CHRISTIANA |  | HOSPITAL-CH | 0 | 14213004 | DE |  | 2014-12-03 19:00 |  | Infusion Pumps; General-Purpose (LVP) | 58622 | 8100 ALARIS PUMP | ALARIS MEDICAL SYSTEMS INC SUB CARDINAL HEALTH INC | 4000 | Purchased
CHRISTIANA |  | HOSPITAL-CH | 0 | 14139714 | DE |  | 2014-12-03 19:00 |  | Infusion Pumps; General-Purpose (LVP) | 56439 | 8100 ALARIS PUMP | ALARIS MEDICAL SYSTEMS INC SUB CARDINAL HEALTH INC | 4000 | Purchased
CHRISTIANA |  | HOSPITAL-CH | 0 | 14213645 | DE |  | 2014-07-13 20:00 |  | Infusion Pumps; General-Purpose (LVP) | 55197 | 8100 ALARIS PUMP | ALARIS MEDICAL SYSTEMS INC SUB CARDINAL HEALTH INC | 4000 | Purchased
CHRISTIANA |  | HOSPITAL-CH | 0 | 14213435 | DE |  | 2014-12-03 19:00 |  | Infusion Pumps; General-Purpose (LVP) | 59127 | 8100 ALARIS PUMP | ALARIS MEDICAL SYSTEMS INC SUB CARDINAL HEALTH IN | 4000 | Purchased
CHRISTIANA |  | HOSPITAL-CH | 0 | 14213683 | DE |  | 2014-12-03 19:00 |  | Infusion Pumps; General-Purpose (LVP) | 59926 | 8100 ALARIS PUMP | ALARIS MEDICAL SYSTEMS INC SUB CARDINAL HEALTH INC | 4000 | Purchased
CHRISTIANA |  | HOSPITAL-CH | 0 | 14213350 | DE |  | 2014-12-03 19:00 |  | Infusion Pumps; General-Purpose (LVP) | 59924 | 8100 ALARIS PUMP | ALARIS MEDICAL SYSTEMS INC SUB CARDINAL HEALTH IN | 4000 | Purchased
CHRISTIANA |  | HOSPITAL-CH | 0 | 14213796 | DE |  | 2014-12-03 19:00 |  | Infusion Pumps; General-Purpose (LVP) | 56345 | 8100 ALARIS PUMP | ALARIS MEDICAL SYSTEMS INC SUB CARDINAL HEALTH IN | 4000 | Purchased
CHRISTIANA |  | HOSPITAL-CH | 0 | 14213577 | DE |  | 2014-12-03 19:00 |  | Infusion Pumps; General-Purpose (LVP) | 56347 | 8100 ALARIS PUMP | ALARIS MEDICAL SYSTEMS INC SUB CARDINAL HEALTH IN | 4000 | Purchased
CHRISTIANA |  | HOSPITAL-CH | 0 | 14212083 | DE |  | 2014-12-03 19:00 |  | Infusion Pumps; General-Purpose (LVP) | 56395 | 8100 ALARIS PUMP | ALARIS MEDICAL SYSTEMS INC SUB CARDINAL HEALTH INC | 4000 | Purchased
CHRISTIANA |  | HOSPITAL-CH | 0 | 14213978 | DE |  | 2014-12-03 19:00 |  | Infusion Pumps; General-Purpose (LVP) | 59740 | 8100 ALARIS PUMP | ALARIS MEDICAL SYSTEMS INC SUB CARDINAL HEALTH INC | 4000 | Purchased
CHRISTIANA |  | HOSPITAL-CH | 0 | 14213482 | DE |  | 2014-12-03 19:00 |  | Infusion Pumps; General-Purpose (LVP) | 59742 | 8100 ALARIS PUMP | ALARIS MEDICAL SYSTEMS INC SUB CARDINAL HEALTH INC | 4000 | Purchased
CHRISTIANA |  | HOSPITAL-CH | 0 | 14212235 | DE |  | 2014-12-03 19:00 |  | Infusion Pumps; General-Purpose (LVP) | 56446 | 8100 ALARIS PUMP | ALARIS MEDICAL SYSTEMS INC SUB CARDINAL HEALTH IN | 4000 | Purchased
CHRISTIANA |  | HOSPITAL-CH | 0 | 12731412 | DE |  | 2019-03-29 09:04 |  | Infusion Pumps; General-Purpose (LVP) | 66130 | 8100 ALARIS PUMP | ALARIS MEDICAL SYSTEMS INC SUB CARDINAL HEALTH INC | 4000 | Rental
CHRISTIANA |  | CANCER CENTER | 0 | 14966285 | DE |  | 2017-08-01 20:00 |  | Infusion Pumps; General-Purpose (LVP) | 64999 | 8100 ALARIS PUMP | ALARIS MEDICAL SYSTEMS INC SUB CARDINAL HEALTH INC | 4000 | Purchased
CHRISTIANA |  | CANCER CENTER | 0 | 14212964 | DE |  | 2014-12-03 19:00 |  | Infusion Pumps; General-Purpose (LVP) | 60013 | 8100 ALARIS PUMP | ALARIS MEDICAL SYSTEMS INC SUB CARDINAL HEALTH INC | 4000 | Purchased
CHRISTIANA |  | HOSPITAL-WH | 0 | 14213391 | DE |  | 2014-12-03 19:00 |  | Infusion Pumps; General-Purpose (LVP) | 59640 | 8100 ALARIS PUMP | ALARIS MEDICAL SYSTEMS INC SUB CARDINAL HEALTH INC | 4000 | Purchased
CHRISTIANA |  | HOSPITAL-CH | 0 | 14213573 | DE |  | 2014-12-03 19:00 |  | Infusion Pumps; General-Purpose (LVP) | 59638 | 8100 ALARIS PUMP | ALARIS MEDICAL SYSTEMS INC SUB CARDINAL HEALTH IN | 4000 | Purchased
CHRISTIANA |  | HOSPITAL-CH | 0 | 12718481 | DE |  | 2017-11-07 19:00 |  | Infusion Pumps; General-Purpose (LVP) | 65819 | 8100 ALARIS PUMP | ALARIS MEDICAL SYSTEMS INC SUB CARDINAL HEALTH IN | 4000 | Purchased
CHRISTIANA |  | HOSPITAL-CH | 0 | 14215707 | DE |  | 2014-12-03 19:00 |  | Infusion Pumps; General-Purpose (LVP) | 58357 | 8100 ALARIS PUMP | ALARIS MEDICAL SYSTEMS INC SUB CARDINAL HEALTH INC | 4000 | Purchased
CHRISTIANA |  | CANCER CENTER | 0 | 14198123 | DE |  | 2014-12-03 19:00 |  | Infusion Pumps; General-Purpose (LVP) | 55391 | 8100 ALARIS PUMP | ALARIS MEDICAL SYSTEMS INC SUB CARDINAL HEALTH IN | 4000 | Purchased
CHRISTIANA |  | HOSPITAL-CH | 0 | 14214116 | DE |  | 2014-12-03 19:00 |  | Infusion Pumps; General-Purpose (LVP) | 55393 | 8100 ALARIS PUMP | ALARIS MEDICAL SYSTEMS INC SUB CARDINAL HEALTH IN | 4000 | Purchased
CHRISTIANA |  | HOSPITAL-CH | 0 | 13162810 | DE |  | 2017-11-07 19:00 |  | Infusion Pumps; General-Purpose (LVP) | 65760 | 8100 ALARIS PUMP | ALARIS MEDICAL SYSTEMS INC SUB CARDINAL HEALTH IN | 4000 | Purchased
CHRISTIANA |  | HOSPITAL-CH | 0 | 14211431 | DE |  | 2014-12-03 19:00 |  | Infusion Pumps; General-Purpose (LVP) | 58577 | 8100 ALARIS PUMP | ALARIS MEDICAL SYSTEMS INC SUB CARDINAL HEALTH INC | 4000 | Purchased
CHRISTIANA |  | HOSPITAL-CH | 0 | 14211159 | DE |  | 2014-12-03 19:00 |  | Infusion Pumps; General-Purpose (LVP) | 58579 | 8100 ALARIS PUMP | ALARIS MEDICAL SYSTEMS INC SUB CARDINAL HEALTH INC | 4000 | Purchased
CHRISTIANA |  | HOSPITAL-CH | 0 | 14213050 | DE |  | 2014-12-03 19:00 |  | Infusion Pumps; General-Purpose (LVP) | 58581 | 8100 ALARIS PUMP | ALARIS MEDICAL SYSTEMS INC SUB CARDINAL HEALTH INC | 4000 | Purchased
CHRISTIANA |  | HOSPITAL-CH | 0 | 14211849 | DE |  | 2014-12-03 19:00 |  | Infusion Pumps; General-Purpose (LVP) | 56456 | 8100 ALARIS PUMP | ALARIS MEDICAL SYSTEMS INC SUB CARDINAL HEALTH INC | 4000 | Purchased
CHRISTIANA |  | HOSPITAL-CH | 0 | 14127782 | DE |  | 2014-12-03 19:00 |  | Infusion Pumps; General-Purpose (LVP) | 56458 | 8100 ALARIS PUMP | ALARIS MEDICAL SYSTEMS INC SUB CARDINAL HEALTH IN | 4000 | Purchased
CHRISTIANA |  | HOSPITAL-CH | 0 | 13163922 | DE |  | 2017-04-30 20:00 |  | Infusion Pumps; General-Purpose (LVP) | 64577 | 8100 ALARIS PUMP | ALARIS MEDICAL SYSTEMS INC SUB CARDINAL HEALTH INC | 4000 | Rental
CHRISTIANA |  | HOSPITAL-CH | 0 | 12718571 | DE |  | 2014-12-03 19:00 |  | Infusion Pumps; General-Purpose (LVP) | 66153 | 8100 ALARIS PUMP | ALARIS MEDICAL SYSTEMS INC SUB CARDINAL HEALTH INC | 4000 | Rental
CHRISTIANA |  | HOSPITAL-CH | 0 | 14213393 | DE |  | 2014-12-03 19:00 |  | Infusion Pumps; General-Purpose (LVP) | 59970 | 8100 ALARIS PUMP | ALARIS MEDICAL SYSTEMS INC SUB CARDINAL HEALTH INC | 4000 | Purchased
CHRISTIANA |  | HOSPITAL-CH | 0 | 14214193 | DE |  | 2014-12-03 19:00 |  | Infusion Pumps; General-Purpose (LVP) | 59968 | 8100 ALARIS PUMP | ALARIS MEDICAL SYSTEMS INC SUB CARDINAL HEALTH IN | 4000 | Purchased
CHRISTIANA |  | HOSPITAL-CH | 0 | 14213491 | DE |  | 2014-12-03 19:00 |  | Infusion Pumps; General-Purpose (LVP) | 59084 | 8100 ALARIS PUMP | ALARIS MEDICAL SYSTEMS INC SUB CARDINAL HEALTH IN | 4000 | Purchased
CHRISTIANA |  | HOSPITAL-CH | 0 | 14214472 | DE |  | 2014-12-03 19:00 |  | Infusion Pumps; General-Purpose (LVP) | 59086 | 8100 ALARIS PUMP | ALARIS MEDICAL SYSTEMS INC SUB CARDINAL HEALTH INC | 4000 | Purchased
CHRISTIANA |  | HOSPITAL-CH | 0 | 14214641 | DE |  | 2014-12-03 19:00 |  | Infusion Pumps; General-Purpose (LVP) | 59088 | 8100 ALARIS PUMP | ALARIS MEDICAL SYSTEMS INC SUB CARDINAL HEALTH IN | 4000 | Purchased
CHRISTIANA |  | HOSPITAL-CH | 0 | 12718396 | DE |  | 2017-11-07 19:00 |  | Infusion Pumps; General-Purpose (LVP) | 63876 | 8100 ALARIS PUMP | ALARIS MEDICAL SYSTEMS INC SUB CARDINAL HEALTH INC | 4000 | Rental
CHRISTIANA |  | HOSPITAL-CH | 0 | 14215411 | DE |  | 2014-12-03 19:00 |  | Infusion Pumps; General-Purpose (LVP) | 55278 | 8100 ALARIS PUMP | ALARIS MEDICAL SYSTEMS INC SUB CARDINAL HEALTH INC | 4000 | Purchased
CHRISTIANA |  | HOSPITAL-CH | 0 | 14215499 | DE |  | 2014-12-03 19:00 |  | Infusion Pumps; General-Purpose (LVP) | 55280 | 8100 ALARIS PUMP | ALARIS MEDICAL SYSTEMS INC SUB CARDINAL HEALTH INC | 4000 | Purchased
CHRISTIANA |  | HOSPITAL-CH | 0 | 14215485 | DE |  | 2014-12-03 19:00 |  | Infusion Pumps; General-Purpose (LVP) | 55282 | 8100 ALARIS PUMP | ALARIS MEDICAL SYSTEMS INC SUB CARDINAL HEALTH IN | 4000 | Purchased
CHRISTIANA |  | HOSPITAL-CH | 0 | 14211118 | DE |  | 2014-12-03 19:00 |  | Infusion Pumps; General-Purpose (LVP) | 59264 | 8100 ALARIS PUMP | ALARIS MEDICAL SYSTEMS INC SUB CARDINAL HEALTH IN | 4000 | Purchased
CHRISTIANA |  | MIDDLETOWN ED | 0 | 14210438 | DE |  | 2014-12-03 19:00 |  | Infusion Pumps; General-Purpose (LVP) | 59266 | 8100 ALARIS PUMP | ALARIS MEDICAL SYSTEMS INC SUB CARDINAL HEALTH INC | 4000 | Purchased
CHRISTIANA |  | HOSPITAL-CH | 0 | 14462059 | DE |  | 2017-11-07 19:00 |  | Infusion Pumps; General-Purpose (LVP) | 63841 | 8100 ALARIS PUMP | ALARIS MEDICAL SYSTEMS INC SUB CARDINAL HEALTH IN | 4000 | Rental
CHRISTIANA |  | HOSPITAL-CH | 0 | 14214045 | DE |  | 2014-12-03 19:00 |  | Infusion Pumps; General-Purpose (LVP) | 55344 | 8100 ALARIS PUMP | ALARIS MEDICAL SYSTEMS INC SUB CARDINAL HEALTH INC | 4000 | Purchased
CHRISTIANA |  | HOSPITAL-CH | 0 | 14210581 | DE |  | 2014-12-03 19:00 |  | Infusion Pumps; General-Purpose (LVP) | 59388 | 8100 ALARIS PUMP | ALARIS MEDICAL SYSTEMS INC SUB CARDINAL HEALTH IN | 4000 | Purchased
CHRISTIANA |  | HOSPITAL-CH | 0 | 14210072 | DE |  | 2014-12-03 19:00 |  | Infusion Pumps; General-Purpose (LVP) | 59390 | 8100 ALARIS PUMP | ALARIS MEDICAL SYSTEMS INC SUB CARDINAL HEALTH INC | 4000 | Purchased
CHRISTIANA |  | HOSPITAL-CH | 0 | 14210373 | DE |  | 2014-12-03 19:00 |  | Infusion Pumps; General-Purpose (LVP) | 59392 | 8100 ALARIS PUMP | ALARIS MEDICAL SYSTEMS INC SUB CARDINAL HEALTH IN | 4000 | Purchased
CHRISTIANA |  | HOSPITAL-CH | 0 | 12772232 | DE |  | 2017-11-07 19:00 |  | Infusion Pumps; General-Purpose (LVP) | 66065 | 8100 ALARIS PUMP | ALARIS MEDICAL SYSTEMS INC SUB CARDINAL HEALTH IN | 4000 | Rental
CHRISTIANA |  | HOSPITAL-CH | 0 | 14211581 | DE |  | 2014-12-03 19:00 |  | Infusion Pumps; General-Purpose (LVP) | 58532 | 8100 ALARIS PUMP | ALARIS MEDICAL SYSTEMS INC SUB CARDINAL HEALTH IN | 4000 | Purchased
CHRISTIANA |  | HOSPITAL-CH | 0 | 14203667 | DE |  | 2014-12-03 19:00 |  | Infusion Pumps; General-Purpose (LVP) | 58534 | 8100 ALARIS PUMP | ALARIS MEDICAL SYSTEMS INC SUB CARDINAL HEALTH IN | 4000 | Purchased
CHRISTIANA |  | HOSPITAL-CH | 0 | 14211487 | DE |  | 2014-12-03 19:00 |  | Infusion Pumps; General-Purpose (LVP) | 58760 | 8100 ALARIS PUMP | ALARIS MEDICAL SYSTEMS INC SUB CARDINAL HEALTH IN | 4000 | Purchased
CHRISTIANA |  | HOSPITAL-CH | 0 | 13162794 | DE |  | 2017-11-07 19:00 |  | Infusion Pumps; General-Purpose (LVP) | 65761 | 8100 ALARIS PUMP | ALARIS MEDICAL SYSTEMS INC SUB CARDINAL HEALTH IN | 4000 | Purchased
CHRISTIANA |  | HOSPITAL-CH | 0 | 13876697 | DE |  | 2017-04-30 20:00 |  | Infusion Pumps; General-Purpose (LVP) | 64567 | 8100 ALARIS PUMP | ALARIS MEDICAL SYSTEMS INC SUB CARDINAL HEALTH IN | 4000 | Rental
CHRISTIANA |  | HOSPITAL-CH | 0 | 13163898 | DE |  | 2017-11-07 19:00 |  | Infusion Pumps; General-Purpose (LVP) | 65759 | 8100 ALARIS PUMP | ALARIS MEDICAL SYSTEMS INC SUB CARDINAL HEALTH IN | 4000 | Purchased
CHRISTIANA |  | HOSPITAL-CH | 0 | 14138968 | DE |  | 2014-07-13 20:00 |  | Infusion Pumps; General-Purpose (LVP) | 54278 | 8100 ALARIS PUMP | ALARIS MEDICAL SYSTEMS INC SUB CARDINAL HEALTH INC | 4000 | Purchased
CHRISTIANA |  | HOSPITAL-CH | 0 | 13876266 | DE |  | 2017-11-07 19:00 |  | Infusion Pumps; General-Purpose (LVP) | 65776 | 8100 ALARIS PUMP | ALARIS MEDICAL SYSTEMS INC SUB CARDINAL HEALTH INC | 4000 | Rental
CHRISTIANA |  | HOSPITAL-CH | 0 | 12717092 | DE |  | 2017-11-07 19:00 |  | Infusion Pumps; General-Purpose (LVP) | 63830 | 8100 ALARIS PUMP | ALARIS MEDICAL SYSTEMS INC SUB CARDINAL HEALTH INC | 4000 | Rental
CHRISTIANA |  | HOSPITAL-CH | 0 | 14208249 | DE |  | 2014-12-03 19:00 |  | Infusion Pumps; General-Purpose (LVP) | 58658 | 8100 ALARIS PUMP | ALARIS MEDICAL SYSTEMS INC SUB CARDINAL HEALTH IN | 4000 | Purchased
CHRISTIANA |  | HOSPITAL-CH | 0 | 14211607 | DE |  | 2014-12-03 19:00 |  | Infusion Pumps; General-Purpose (LVP) | 58660 | 8100 ALARIS PUMP | ALARIS MEDICAL SYSTEMS INC SUB CARDINAL HEALTH INC | 4000 | Purchased
CHRISTIANA |  | HOSPITAL-CH | 0 | 14201505 | DE |  | 2014-12-03 19:00 |  | Infusion Pumps; General-Purpose (LVP) | 58728 | 8100 ALARIS PUMP | ALARIS MEDICAL SYSTEMS INC SUB CARDINAL HEALTH INC | 4000 | Purchased
CHRISTIANA |  | HOSPITAL-CH | 0 | 14214707 | DE |  | 2014-07-13 20:00 |  | Infusion Pumps; General-Purpose (LVP) | 55202 | 8100 ALARIS PUMP | ALARIS MEDICAL SYSTEMS INC SUB CARDINAL HEALTH IN | 4000 | Purchased
CHRISTIANA |  | HOSPITAL-CH | 0 | 14214734 | DE |  | 2014-12-03 19:00 |  | Infusion Pumps; General-Purpose (LVP) | 59941 | 8100 ALARIS PUMP | ALARIS MEDICAL SYSTEMS INC SUB CARDINAL HEALTH INC | 4000 | Purchased
CHRISTIANA |  | HOSPITAL-CH | 0 | 14216217 | DE |  | 2014-12-03 19:00 |  | Infusion Pumps; General-Purpose (LVP) | 59939 | 8100 ALARIS PUMP | ALARIS MEDICAL SYSTEMS INC SUB CARDINAL HEALTH IN | 4000 | Purchased
CHRISTIANA |  | HOSPITAL-CH | 0 | 14197693 | DE |  | 2014-12-03 19:00 |  | Infusion Pumps; General-Purpose (LVP) | 56704 | 8100 ALARIS PUMP | ALARIS MEDICAL SYSTEMS INC SUB CARDINAL HEALTH INC | 4000 | Purchased
CHRISTIANA |  | HOSPITAL-CH | 0 | 14214357 | DE |  | 2014-12-03 19:00 |  | Infusion Pumps; General-Purpose (LVP) | 56706 | 8100 ALARIS PUMP | ALARIS MEDICAL SYSTEMS INC SUB CARDINAL HEALTH INC | 4000 | Purchased
CHRISTIANA |  | HOSPITAL-CH | 0 | 13841819 | DE |  | 2017-11-07 19:00 |  | Infusion Pumps; General-Purpose (LVP) | 63796 | 8100 ALARIS PUMP | ALARIS MEDICAL SYSTEMS INC SUB CARDINAL HEALTH IN | 4000 | Rental
CHRISTIANA |  | HOSPITAL-CH | 0 | 12686482 | DE |  | 2014-12-03 19:00 |  | Infusion Pumps; General-Purpose (LVP) | 66165 | 8100 ALARIS PUMP | ALARIS MEDICAL SYSTEMS INC SUB CARDINAL HEALTH IN | 4000 | Rental
CHRISTIANA |  | HOSPITAL-CH | 0 | 14212188 | DE |  | 2014-12-03 19:00 |  | Infusion Pumps; General-Purpose (LVP) | 56397 | 8100 ALARIS PUMP | ALARIS MEDICAL SYSTEMS INC SUB CARDINAL HEALTH IN | 4000 | Purchased
CHRISTIANA |  | HOSPITAL-CH | 0 | 13439699 | DE |  | 2017-01-27 19:00 |  | Infusion Pumps; General-Purpose (LVP) | 64229 | 8100 ALARIS PUMP | ALARIS MEDICAL SYSTEMS INC SUB CARDINAL HEALTH INC | 4000 | Rental
CHRISTIANA |  | HOSPITAL-CH | 0 | 14212414 | DE |  | 2014-12-03 19:00 |  | Infusion Pumps; General-Purpose (LVP) | 56828 | 8100 ALARIS PUMP | ALARIS MEDICAL SYSTEMS INC SUB CARDINAL HEALTH INC | 4000 | Purchased
CHRISTIANA |  | HOSPITAL-CH | 0 | 14213209 | DE |  | 2014-12-03 19:00 |  | Infusion Pumps; General-Purpose (LVP) | 56826 | 8100 ALARIS PUMP | ALARIS MEDICAL SYSTEMS INC SUB CARDINAL HEALTH INC | 4000 | Purchased
CHRISTIANA |  | HOSPITAL-CH | 0 | 13736459 | DE |  | 2017-11-07 19:00 |  | Infusion Pumps; General-Purpose (LVP) | 65805 | 8100 ALARIS PUMP | ALARIS MEDICAL SYSTEMS INC SUB CARDINAL HEALTH IN | 4000 | Purchased
CHRISTIANA |  | HOSPITAL-CH | 0 | 14215445 | DE |  | 2014-12-03 19:00 |  | Infusion Pumps; General-Purpose (LVP) | 58448 | 8100 ALARIS PUMP | ALARIS MEDICAL SYSTEMS INC SUB CARDINAL HEALTH IN | 4000 | Purchased
CHRISTIANA |  | HOSPITAL-CH | 0 | 14212687 | DE |  | 2014-12-03 19:00 |  | Infusion Pumps; General-Purpose (LVP) | 59615 | 8100 ALARIS PUMP | ALARIS MEDICAL SYSTEMS INC SUB CARDINAL HEALTH INC | 4000 | Purchased
CHRISTIANA |  | HOSPITAL-CH | 0 | 14212178 | DE |  | 2014-12-03 19:00 |  | Infusion Pumps; General-Purpose (LVP) | 59617 | 8100 ALARIS PUMP | ALARIS MEDICAL SYSTEMS INC SUB CARDINAL HEALTH IN | 4000 | Purchased
CHRISTIANA |  | HOSPITAL-CH | 0 | 14213412 | DE |  | 2014-12-03 19:00 |  | Infusion Pumps; General-Purpose (LVP) | 59619 | 8100 ALARIS PUMP | ALARIS MEDICAL SYSTEMS INC SUB CARDINAL HEALTH IN | 4000 | Purchased
CHRISTIANA |  | HOSPITAL-CH | 0 | 14213477 | DE |  | 2014-12-03 19:00 |  | Infusion Pumps; General-Purpose (LVP) | 59765 | 8100 ALARIS PUMP | ALARIS MEDICAL SYSTEMS INC SUB CARDINAL HEALTH IN | 4000 | Purchased
CHRISTIANA |  | HOSPITAL-CH | 0 | 14213547 | DE |  | 2014-12-03 19:00 |  | Infusion Pumps; General-Purpose (LVP) | 59767 | 8100 ALARIS PUMP | ALARIS MEDICAL SYSTEMS INC SUB CARDINAL HEALTH INC | 4000 | Purchased
CHRISTIANA |  | HOSPITAL-CH | 0 | 14213587 | DE |  | 2014-12-03 19:00 |  | Infusion Pumps; General-Purpose (LVP) | 59769 | 8100 ALARIS PUMP | ALARIS MEDICAL SYSTEMS INC SUB CARDINAL HEALTH IN | 4000 | Purchased
CHRISTIANA |  | HOSPITAL-CH | 0 | 14587883 | DE |  | 2017-11-07 19:00 |  | Infusion Pumps; General-Purpose (LVP) | 63886 | 8100 ALARIS PUMP | ALARIS MEDICAL SYSTEMS INC SUB CARDINAL HEALTH INC | 4000 | Rental
CHRISTIANA |  | CANCER CENTER | 0 | 14966090 | DE |  | 2017-08-01 20:00 |  | Infusion Pumps; General-Purpose (LVP) | 65277 | 8100 ALARIS PUMP | ALARIS MEDICAL SYSTEMS INC SUB CARDINAL HEALTH IN | 4000 | Purchased
CHRISTIANA |  | HOSPITAL-CH | 0 | 13363280 | DE |  | 2017-11-07 19:00 |  | Infusion Pumps; General-Purpose (LVP) | 66043 | 8100 ALARIS PUMP | ALARIS MEDICAL SYSTEMS INC SUB CARDINAL HEALTH INC | 4000 | Purchased
CHRISTIANA |  | HOSPITAL-CH | 0 | 14214192 | DE |  | 2014-07-13 20:00 |  | Infusion Pumps; General-Purpose (LVP) | 55170 | 8100 ALARIS PUMP | ALARIS MEDICAL SYSTEMS INC SUB CARDINAL HEALTH INC | 4000 | Purchased
CHRISTIANA |  | HOSPITAL-CH | 0 | 14212717 | DE |  | 2014-12-03 19:00 |  | Infusion Pumps; General-Purpose (LVP) | 58829 | 8100 ALARIS PUMP | ALARIS MEDICAL SYSTEMS INC SUB CARDINAL HEALTH INC | 4000 | Purchased
CHRISTIANA |  | HOSPITAL-CH | 0 | 14213151 | DE |  | 2014-12-03 19:00 |  | Infusion Pumps; General-Purpose (LVP) | 58831 | 8100 ALARIS PUMP | ALARIS MEDICAL SYSTEMS INC SUB CARDINAL HEALTH IN | 4000 | Purchased
CHRISTIANA |  | HOSPITAL-CH | 0 | 14212401 | DE |  | 2014-12-03 19:00 |  | Infusion Pumps; General-Purpose (LVP) | 56914 | 8100 ALARIS PUMP | ALARIS MEDICAL SYSTEMS INC SUB CARDINAL HEALTH INC | 4000 | Purchased
CHRISTIANA |  | HOSPITAL-CH | 0 | 13396998 | DE |  | 2017-11-07 19:00 |  | Infusion Pumps; General-Purpose (LVP) | 63812 | 8100 ALARIS PUMP | ALARIS MEDICAL SYSTEMS INC SUB CARDINAL HEALTH IN | 4000 | Rental
CHRISTIANA |  | HOSPITAL-CH | 0 | 14211587 | DE |  | 2014-12-03 19:00 |  | Infusion Pumps; General-Purpose (LVP) | 58994 | 8100 ALARIS PUMP | ALARIS MEDICAL SYSTEMS INC SUB CARDINAL HEALTH INC | 4000 | Purchased
CHRISTIANA |  | HOSPITAL-CH | 0 | 14210469 | DE |  | 2014-12-03 19:00 |  | Infusion Pumps; General-Purpose (LVP) | 58997 | 8100 ALARIS PUMP | ALARIS MEDICAL SYSTEMS INC SUB CARDINAL HEALTH INC | 4000 | Purchased
CHRISTIANA |  | HOSPITAL-CH | 0 | 14211032 | DE |  | 2014-12-03 19:00 |  | Infusion Pumps; General-Purpose (LVP) | 58999 | 8100 ALARIS PUMP | ALARIS MEDICAL SYSTEMS INC SUB CARDINAL HEALTH INC | 4000 | Purchased
CHRISTIANA |  | HOSPITAL-CH | 0 | 12770328 | DE |  | 2017-11-07 19:00 |  | Infusion Pumps; General-Purpose (LVP) | 63885 | 8100 ALARIS PUMP | ALARIS MEDICAL SYSTEMS INC SUB CARDINAL HEALTH IN | 4000 | Rental
CHRISTIANA |  | HOSPITAL-CH | 0 | 14212405 | DE |  | 2014-12-03 19:00 |  | Infusion Pumps; General-Purpose (LVP) | 56250 | 8100 ALARIS PUMP | ALARIS MEDICAL SYSTEMS INC SUB CARDINAL HEALTH INC | 4000 | Purchased
CHRISTIANA |  | HOSPITAL-CH | 0 | 14212448 | DE |  | 2014-12-03 19:00 |  | Infusion Pumps; General-Purpose (LVP) | 56252 | 8100 ALARIS PUMP | ALARIS MEDICAL SYSTEMS INC SUB CARDINAL HEALTH INC | 4000 | Purchased
CHRISTIANA |  | HOSPITAL-CH | 0 | 13870810 | DE |  | 2014-12-03 19:00 |  | Infusion Pumps; General-Purpose (LVP) | 66013 | 8100 ALARIS PUMP | ALARIS MEDICAL SYSTEMS INC SUB CARDINAL HEALTH INC | 4000 | Rental
CHRISTIANA |  | HOSPITAL-CH | 0 | 12731449 | DE |  | 2017-11-07 19:00 |  | Infusion Pumps; General-Purpose (LVP) | 63823 | 8100 ALARIS PUMP | ALARIS MEDICAL SYSTEMS INC SUB CARDINAL HEALTH IN | 4000 | Rental
CHRISTIANA |  | HOSPITAL-CH | 0 | 12717139 | DE |  | 2017-11-07 19:00 |  | Infusion Pumps; General-Purpose (LVP) | 65775 | 8100 ALARIS PUMP | ALARIS MEDICAL SYSTEMS INC SUB CARDINAL HEALTH IN | 4000 | Rental
CHRISTIANA |  | HOSPITAL-CH | 0 | 14213313 | DE |  | 2014-07-13 20:00 |  | Infusion Pumps; General-Purpose (LVP) | 55188 | 8100 ALARIS PUMP | ALARIS MEDICAL SYSTEMS INC SUB CARDINAL HEALTH INC | 4000 | Purchased
CHRISTIANA |  | HOSPITAL-CH | 0 | 13364346 | DE |  | 2017-11-07 19:00 |  | Infusion Pumps; General-Purpose (LVP) | 63892 | 8100 ALARIS PUMP | ALARIS MEDICAL SYSTEMS INC SUB CARDINAL HEALTH INC | 4000 | Rental
CHRISTIANA |  | HOSPITAL-CH | 0 | 14213497 | DE |  | 2014-12-03 19:00 |  | Infusion Pumps; General-Purpose (LVP) | 59017 | 8100 ALARIS PUMP | ALARIS MEDICAL SYSTEMS INC SUB CARDINAL HEALTH INC | 4000 | Purchased
CHRISTIANA |  | HOSPITAL-CH | 0 | 14214350 | DE |  | 2014-12-03 19:00 |  | Infusion Pumps; General-Purpose (LVP) | 59019 | 8100 ALARIS PUMP | ALARIS MEDICAL SYSTEMS INC SUB CARDINAL HEALTH IN | 4000 | Purchased
CHRISTIANA |  | HOSPITAL-CH | 0 | 14213420 | DE |  | 2014-12-03 19:00 |  | Infusion Pumps; General-Purpose (LVP) | 59021 | 8100 ALARIS PUMP | ALARIS MEDICAL SYSTEMS INC SUB CARDINAL HEALTH IN | 4000 | Purchased
CHRISTIANA |  | HOSPITAL-CH | 0 | 14213433 | DE |  | 2014-12-03 19:00 |  | Infusion Pumps; General-Purpose (LVP) | 55228 | 8100 ALARIS PUMP | ALARIS MEDICAL SYSTEMS INC SUB CARDINAL HEALTH INC | 4000 | Purchased
CHRISTIANA |  | HOSPITAL-CH | 0 | 14212995 | DE |  | 2014-12-03 19:00 |  | Infusion Pumps; General-Purpose (LVP) | 58625 | 8100 ALARIS PUMP | ALARIS MEDICAL SYSTEMS INC SUB CARDINAL HEALTH INC | 4000 | Purchased
CHRISTIANA |  | HOSPITAL-CH | 0 | 14211845 | DE |  | 2014-12-03 19:00 |  | Infusion Pumps; General-Purpose (LVP) | 58628 | 8100 ALARIS PUMP | ALARIS MEDICAL SYSTEMS INC SUB CARDINAL HEALTH IN | 4000 | Purchased
CHRISTIANA |  | HOSPITAL-CH | 0 | 14214083 | DE |  | 2014-12-03 19:00 |  | Infusion Pumps; General-Purpose (LVP) | 55456 | 8100 ALARIS PUMP | ALARIS MEDICAL SYSTEMS INC SUB CARDINAL HEALTH INC | 4000 | Purchased
CHRISTIANA |  | HOSPITAL-CH | 0 | 14214279 | DE |  | 2014-12-03 19:00 |  | Infusion Pumps; General-Purpose (LVP) | 55458 | 8100 ALARIS PUMP | ALARIS MEDICAL SYSTEMS INC SUB CARDINAL HEALTH INC | 4000 | Purchased
CHRISTIANA |  | HOSPITAL-CH | 0 | 14115224 | DE |  | 2014-07-13 20:00 |  | Infusion Pumps; General-Purpose (LVP) | 56978 | 8100 ALARIS PUMP | ALARIS MEDICAL SYSTEMS INC SUB CARDINAL HEALTH IN | 4000 | Purchased
CHRISTIANA |  | HOSPITAL-CH | 0 | 14213963 | DE |  | 2014-12-03 19:00 |  | Infusion Pumps; General-Purpose (LVP) | 59130 | 8100 ALARIS PUMP | ALARIS MEDICAL SYSTEMS INC SUB CARDINAL HEALTH IN | 4000 | Purchased
CHRISTIANA |  | HOSPITAL-CH | 0 | 14143975 | DE |  | 2014-12-03 19:00 |  | Infusion Pumps; General-Purpose (LVP) | 59132 | 8100 ALARIS PUMP | ALARIS MEDICAL SYSTEMS INC SUB CARDINAL HEALTH INC | 4000 | Purchased
CHRISTIANA |  | HOSPITAL-CH | 0 | 14210780 | DE |  | 2014-12-03 19:00 |  | Infusion Pumps; General-Purpose (LVP) | 59134 | 8100 ALARIS PUMP | ALARIS MEDICAL SYSTEMS INC SUB CARDINAL HEALTH INC | 4000 | Purchased
CHRISTIANA |  | HOSPITAL-CH | 0 | 12770405 | DE |  | 2017-11-07 19:00 |  | Infusion Pumps; General-Purpose (LVP) | 65738 | 8100 ALARIS PUMP | ALARIS MEDICAL SYSTEMS INC SUB CARDINAL HEALTH IN | 4000 | Rental
CHRISTIANA |  | HOSPITAL-CH | 0 | 13163989 | DE |  | 2017-11-07 19:00 |  | Infusion Pumps; General-Purpose (LVP) | 65741 | 8100 ALARIS PUMP | ALARIS MEDICAL SYSTEMS INC SUB CARDINAL HEALTH IN | 4000 | Rental
CHRISTIANA |  | HOSPITAL-CH | 0 | 14213976 | DE |  | 2014-12-03 19:00 |  | Infusion Pumps; General-Purpose (LVP) | 55377 | 8100 ALARIS PUMP | ALARIS MEDICAL SYSTEMS INC SUB CARDINAL HEALTH INC | 4000 | Purchased
CHRISTIANA |  | HOSPITAL-CH | 0 | 14214217 | DE |  | 2014-12-03 19:00 |  | Infusion Pumps; General-Purpose (LVP) | 59921 | 8100 ALARIS PUMP | ALARIS MEDICAL SYSTEMS INC SUB CARDINAL HEALTH IN | 4000 | Purchased
CHRISTIANA |  | HOSPITAL-CH | 0 | 14212606 | DE |  | 2014-12-03 19:00 |  | Infusion Pumps; General-Purpose (LVP) | 56348 | 8100 ALARIS PUMP | ALARIS MEDICAL SYSTEMS INC SUB CARDINAL HEALTH INC | 4000 | Purchased
CHRISTIANA |  | HOSPITAL-CH | 0 | 14214110 | DE |  | 2014-12-03 19:00 |  | Infusion Pumps; General-Purpose (LVP) | 59745 | 8100 ALARIS PUMP | ALARIS MEDICAL SYSTEMS INC SUB CARDINAL HEALTH IN | 4000 | Purchased
CHRISTIANA |  | HOSPITAL-CH | 0 | 14213463 | DE |  | 2014-12-03 19:00 |  | Infusion Pumps; General-Purpose (LVP) | 59747 | 8100 ALARIS PUMP | ALARIS MEDICAL SYSTEMS INC SUB CARDINAL HEALTH IN | 4000 | Purchased
CHRISTIANA |  | HOSPITAL-CH | 0 | 14213576 | DE |  | 2014-12-03 19:00 |  | Infusion Pumps; General-Purpose (LVP) | 59749 | 8100 ALARIS PUMP | ALARIS MEDICAL SYSTEMS INC SUB CARDINAL HEALTH INC | 4000 | Purchased
CHRISTIANA |  | HOSPITAL-CH | 0 | 14212143 | DE |  | 2014-12-03 19:00 |  | Infusion Pumps; General-Purpose (LVP) | 56447 | 8100 ALARIS PUMP | ALARIS MEDICAL SYSTEMS INC SUB CARDINAL HEALTH INC | 4000 | Purchased
CHRISTIANA |  | HOSPITAL-CH | 0 | 14214590 | DE |  | 2014-07-13 20:00 |  | Infusion Pumps; General-Purpose (LVP) | 55148 | 8100 ALARIS PUMP | ALARIS MEDICAL SYSTEMS INC SUB CARDINAL HEALTH INC | 4000 | Purchased
CHRISTIANA |  | HOSPITAL-CH | 0 | 14213157 | DE |  | 2014-12-03 19:00 |  | Infusion Pumps; General-Purpose (LVP) | 59641 | 8100 ALARIS PUMP | ALARIS MEDICAL SYSTEMS INC SUB CARDINAL HEALTH INC | 4000 | Purchased
CHRISTIANA |  | HOSPITAL-CH | 0 | 14213691 | DE |  | 2014-12-03 19:00 |  | Infusion Pumps; General-Purpose (LVP) | 59639 | 8100 ALARIS PUMP | ALARIS MEDICAL SYSTEMS INC SUB CARDINAL HEALTH INC | 4000 | Purchased
CHRISTIANA |  | HOSPITAL-CH | 0 | 14215679 | DE |  | 2014-12-03 19:00 |  | Infusion Pumps; General-Purpose (LVP) | 58356 | 8100 ALARIS PUMP | ALARIS MEDICAL SYSTEMS INC SUB CARDINAL HEALTH INC | 4000 | Purchased
CHRISTIANA |  | HOSPITAL-CH | 0 | 14214311 | DE |  | 2014-12-03 19:00 |  | Infusion Pumps; General-Purpose (LVP) | 55392 | 8100 ALARIS PUMP | ALARIS MEDICAL SYSTEMS INC SUB CARDINAL HEALTH IN | 4000 | Purchased
CHRISTIANA |  | HOSPITAL-CH | 0 | 14210755 | DE |  | 2014-12-03 19:00 |  | Infusion Pumps; General-Purpose (LVP) | 58519 | 8100 ALARIS PUMP | ALARIS MEDICAL SYSTEMS INC SUB CARDINAL HEALTH IN | 4000 | Purchased
CHRISTIANA |  | HOSPITAL-CH | 0 | 14214401 | DE |  | 2014-12-03 19:00 |  | Infusion Pumps; General-Purpose (LVP) | 56363 | 8100 ALARIS PUMP | ALARIS MEDICAL SYSTEMS INC SUB CARDINAL HEALTH INC | 4000 | Purchased
CHRISTIANA |  | HOSPITAL-CH | 0 | 14211040 | DE |  | 2014-12-03 19:00 |  | Infusion Pumps; General-Purpose (LVP) | 58578 | 8100 ALARIS PUMP | ALARIS MEDICAL SYSTEMS INC SUB CARDINAL HEALTH IN | 4000 | Purchased
CHRISTIANA |  | HOSPITAL-CH | 0 | 14213006 | DE |  | 2014-12-03 19:00 |  | Infusion Pumps; General-Purpose (LVP) | 58580 | 8100 ALARIS PUMP | ALARIS MEDICAL SYSTEMS INC SUB CARDINAL HEALTH IN | 4000 | Purchased
CHRISTIANA |  | HOSPITAL-CH | 0 | 14213078 | DE |  | 2014-12-03 19:00 |  | Infusion Pumps; General-Purpose (LVP) | 58582 | 8100 ALARIS PUMP | ALARIS MEDICAL SYSTEMS INC SUB CARDINAL HEALTH INC | 4000 | Purchased
CHRISTIANA |  | HOSPITAL-CH | 0 | 14213153 | DE |  | 2014-12-03 19:00 |  | Infusion Pumps; General-Purpose (LVP) | 56455 | 8100 ALARIS PUMP | ALARIS MEDICAL SYSTEMS INC SUB CARDINAL HEALTH IN | 4000 | Purchased
CHRISTIANA |  | HOSPITAL-CH | 0 | 14212698 | DE |  | 2014-12-03 19:00 |  | Infusion Pumps; General-Purpose (LVP) | 56457 | 8100 ALARIS PUMP | ALARIS MEDICAL SYSTEMS INC SUB CARDINAL HEALTH IN | 4000 | Purchased
CHRISTIANA |  | HOSPITAL-CH | 0 | 13871358 | DE |  | 2017-11-07 19:00 |  | Infusion Pumps; General-Purpose (LVP) | 63909 | 8100 ALARIS PUMP | ALARIS MEDICAL SYSTEMS INC SUB CARDINAL HEALTH INC | 4000 | Rental
CHRISTIANA |  | HOSPITAL-CH | 0 | 12751288 | DE |  | 2017-11-07 19:00 |  | Infusion Pumps; General-Purpose (LVP) | 65823 | 8100 ALARIS PUMP | ALARIS MEDICAL SYSTEMS INC SUB CARDINAL HEALTH IN | 4000 | Purchased
CHRISTIANA |  | HOSPITAL-CH | 0 | 14214348 | DE |  | 2014-12-03 19:00 |  | Infusion Pumps; General-Purpose (LVP) | 59971 | 8100 ALARIS PUMP | ALARIS MEDICAL SYSTEMS INC SUB CARDINAL HEALTH IN | 4000 | Purchased
CHRISTIANA |  | HOSPITAL-CH | 0 | 14213597 | DE |  | 2014-12-03 19:00 |  | Infusion Pumps; General-Purpose (LVP) | 59969 | 8100 ALARIS PUMP | ALARIS MEDICAL SYSTEMS INC SUB CARDINAL HEALTH IN | 4000 | Purchased
CHRISTIANA |  | HOSPITAL-CH | 0 | 12399495 | DE |  | 2017-11-07 19:00 |  | Infusion Pumps; General-Purpose (LVP) | 65940 | 8100 ALARIS PUMP | ALARIS MEDICAL SYSTEMS INC SUB CARDINAL HEALTH INC | 4000 | Rental
CHRISTIANA |  | HOSPITAL-CH | 0 | 14214018 | DE |  | 2014-12-03 19:00 |  | Infusion Pumps; General-Purpose (LVP) | 59085 | 8100 ALARIS PUMP | ALARIS MEDICAL SYSTEMS INC SUB CARDINAL HEALTH IN | 4000 | Purchased
CHRISTIANA |  | HOSPITAL-CH | 0 | 14214044 | DE |  | 2014-12-03 19:00 |  | Infusion Pumps; General-Purpose (LVP) | 59087 | 8100 ALARIS PUMP | ALARIS MEDICAL SYSTEMS INC SUB CARDINAL HEALTH INC | 4000 | Purchased
CHRISTIANA |  | HOSPITAL-CH | 0 | 14214115 | DE |  | 2014-12-03 19:00 |  | Infusion Pumps; General-Purpose (LVP) | 59089 | 8100 ALARIS PUMP | ALARIS MEDICAL SYSTEMS INC SUB CARDINAL HEALTH IN | 4000 | Purchased
CHRISTIANA |  | HOSPITAL-CH | 0 | 13876652 | DE |  | 2017-11-07 19:00 |  | Infusion Pumps; General-Purpose (LVP) | 65747 | 8100 ALARIS PUMP | ALARIS MEDICAL SYSTEMS INC SUB CARDINAL HEALTH INC | 4000 | Rental
CHRISTIANA |  | HOSPITAL-CH | 0 | 14215407 | DE |  | 2014-12-03 19:00 |  | Infusion Pumps; General-Purpose (LVP) | 55279 | 8100 ALARIS PUMP | ALARIS MEDICAL SYSTEMS INC SUB CARDINAL HEALTH INC | 4000 | Purchased
CHRISTIANA |  | HOSPITAL-CH | 0 | 14213457 | DE |  | 2014-12-03 19:00 |  | Infusion Pumps; General-Purpose (LVP) | 55281 | 8100 ALARIS PUMP | ALARIS MEDICAL SYSTEMS INC SUB CARDINAL HEALTH INC | 4000 | Purchased
CHRISTIANA |  | HOSPITAL-CH | 0 | 14210507 | DE |  | 2014-12-03 19:00 |  | Infusion Pumps; General-Purpose (LVP) | 59263 | 8100 ALARIS PUMP | ALARIS MEDICAL SYSTEMS INC SUB CARDINAL HEALTH INC | 4000 | Purchased
CHRISTIANA |  | HOSPITAL-CH | 0 | 14210773 | DE |  | 2014-12-03 19:00 |  | Infusion Pumps; General-Purpose (LVP) | 59265 | 8100 ALARIS PUMP | ALARIS MEDICAL SYSTEMS INC SUB CARDINAL HEALTH INC | 4000 | Purchased
CHRISTIANA |  | HOSPITAL-CH | 0 | 14210559 | DE |  | 2014-12-03 19:00 |  | Infusion Pumps; General-Purpose (LVP) | 59267 | 8100 ALARIS PUMP | ALARIS MEDICAL SYSTEMS INC SUB CARDINAL HEALTH IN | 4000 | Purchased
CHRISTIANA |  | HOSPITAL-CH | 0 | 14214664 | DE |  | 2014-12-03 19:00 |  | Infusion Pumps; General-Purpose (LVP) | 55343 | 8100 ALARIS PUMP | ALARIS MEDICAL SYSTEMS INC SUB CARDINAL HEALTH IN | 4000 | Purchased
CHRISTIANA |  | HOSPITAL-CH | 0 | 14213820 | DE |  | 2014-12-03 19:00 |  | Infusion Pumps; General-Purpose (LVP) | 55345 | 8100 ALARIS PUMP | ALARIS MEDICAL SYSTEMS INC SUB CARDINAL HEALTH IN | 4000 | Purchased
CHRISTIANA |  | HOSPITAL-CH | 0 | 14209755 | DE |  | 2014-12-03 19:00 |  | Infusion Pumps; General-Purpose (LVP) | 59389 | 8100 ALARIS PUMP | ALARIS MEDICAL SYSTEMS INC SUB CARDINAL HEALTH INC | 4000 | Purchased
CHRISTIANA |  | HOSPITAL-CH | 0 | 14210694 | DE |  | 2014-12-03 19:00 |  | Infusion Pumps; General-Purpose (LVP) | 59391 | 8100 ALARIS PUMP | ALARIS MEDICAL SYSTEMS INC SUB CARDINAL HEALTH IN | 4000 | Purchased
CHRISTIANA |  | HOSPITAL-CH | 0 | 14203859 | DE |  | 2014-12-03 19:00 |  | Infusion Pumps; General-Purpose (LVP) | 58533 | 8100 ALARIS PUMP | ALARIS MEDICAL SYSTEMS INC SUB CARDINAL HEALTH INC | 4000 | Purchased
CHRISTIANA |  | HOSPITAL-CH | 0 | 14213098 | DE |  | 2014-12-03 19:00 |  | Infusion Pumps; General-Purpose (LVP) | 58603 | 8100 ALARIS PUMP | ALARIS MEDICAL SYSTEMS INC SUB CARDINAL HEALTH INC | 4000 | Purchased
CHRISTIANA |  | HOSPITAL-CH | 0 | 14203893 | DE |  | 2014-12-03 19:00 |  | Infusion Pumps; General-Purpose (LVP) | 58759 | 8100 ALARIS PUMP | ALARIS MEDICAL SYSTEMS INC SUB CARDINAL HEALTH INC | 4000 | Purchased
CHRISTIANA |  | HOSPITAL-CH | 0 | 13841230 | DE |  | 2017-04-30 20:00 |  | Infusion Pumps; General-Purpose (LVP) | 64634 | 8100 ALARIS PUMP | ALARIS MEDICAL SYSTEMS INC SUB CARDINAL HEALTH INC | 4000 | Rental
CHRISTIANA |  | HOSPITAL-CH | 0 | 14213775 | DE |  | 2014-07-13 20:00 |  | Infusion Pumps; General-Purpose (LVP) | 59807 | 8100 ALARIS PUMP | ALARIS MEDICAL SYSTEMS INC SUB CARDINAL HEALTH INC | 4000 | Purchased
CHRISTIANA |  | HOSPITAL-CH | 0 | 13876734 | DE |  | 2017-11-07 19:00 |  | Infusion Pumps; General-Purpose (LVP) | 65764 | 8100 ALARIS PUMP | ALARIS MEDICAL SYSTEMS INC SUB CARDINAL HEALTH IN | 4000 | Purchased
CHRISTIANA |  | HOSPITAL-CH | 0 | 14211601 | DE |  | 2014-12-03 19:00 |  | Infusion Pumps; General-Purpose (LVP) | 58659 | 8100 ALARIS PUMP | ALARIS MEDICAL SYSTEMS INC SUB CARDINAL HEALTH INC | 4000 | Purchased
CHRISTIANA |  | HOSPITAL-CH | 0 | 14212424 | DE |  | 2014-12-03 19:00 |  | Infusion Pumps; General-Purpose (LVP) | 58725 | 8100 ALARIS PUMP | ALARIS MEDICAL SYSTEMS INC SUB CARDINAL HEALTH INC | 4000 | Purchased
CHRISTIANA |  | HOSPITAL-CH | 0 | 14205621 | DE |  | 2014-12-03 19:00 |  | Infusion Pumps; General-Purpose (LVP) | 58727 | 8100 ALARIS PUMP | ALARIS MEDICAL SYSTEMS INC SUB CARDINAL HEALTH INC | 4000 | Purchased
CHRISTIANA |  | HOSPITAL-CH | 0 | 14199556 | DE |  | 2014-12-03 19:00 |  | Infusion Pumps; General-Purpose (LVP) | 58729 | 8100 ALARIS PUMP | ALARIS MEDICAL SYSTEMS INC SUB CARDINAL HEALTH IN | 4000 | Purchased
CHRISTIANA |  | HOSPITAL-CH | 0 | 14214742 | DE |  | 2014-12-03 19:00 |  | Infusion Pumps; General-Purpose (LVP) | 59940 | 8100 ALARIS PUMP | ALARIS MEDICAL SYSTEMS INC SUB CARDINAL HEALTH INC | 4000 | Purchased
CHRISTIANA |  | HOSPITAL-CH | 0 | 13806771 | DE |  | 2017-04-30 20:00 |  | Infusion Pumps; General-Purpose (LVP) | 64609 | 8100 ALARIS PUMP | ALARIS MEDICAL SYSTEMS INC SUB CARDINAL HEALTH INC | 4000 | Rental
CHRISTIANA |  | HOSPITAL-CH | 0 | 14203953 | DE |  | 2014-12-03 19:00 |  | Infusion Pumps; General-Purpose (LVP) | 56705 | 8100 ALARIS PUMP | ALARIS MEDICAL SYSTEMS INC SUB CARDINAL HEALTH INC | 4000 | Purchased
CHRISTIANA |  | HOSPITAL-CH | 0 | 14214418 | DE |  | 2014-12-03 19:00 |  | Infusion Pumps; General-Purpose (LVP) | 56707 | 8100 ALARIS PUMP | ALARIS MEDICAL SYSTEMS INC SUB CARDINAL HEALTH IN | 4000 | Purchased
CHRISTIANA |  | HOSPITAL-CH | 0 | 12742116 | DE |  | 2017-11-07 19:00 |  | Infusion Pumps; General-Purpose (LVP) | 65905 | 8100 ALARIS PUMP | ALARIS MEDICAL SYSTEMS INC SUB CARDINAL HEALTH IN | 4000 | Purchased
CHRISTIANA |  | HOSPITAL-CH | 0 | 13841175 | DE |  | 2017-11-07 19:00 |  | Infusion Pumps; General-Purpose (LVP) | 65871 | 8100 ALARIS PUMP | ALARIS MEDICAL SYSTEMS INC SUB CARDINAL HEALTH INC | 4000 | Rental
CHRISTIANA |  | HOSPITAL-CH | 0 | 14587745 | DE |  | 2017-11-07 19:00 |  | Infusion Pumps; General-Purpose (LVP) | 63973 | 8100 ALARIS PUMP | ALARIS MEDICAL SYSTEMS INC SUB CARDINAL HEALTH IN | 4000 | Rental
CHRISTIANA |  | HOSPITAL-CH | 0 | 12677764 | DE |  | 2017-11-07 19:00 |  | Infusion Pumps; General-Purpose (LVP) | 65784 | 8100 ALARIS PUMP | ALARIS MEDICAL SYSTEMS INC SUB CARDINAL HEALTH IN | 4000 | Purchased
CHRISTIANA |  | HOSPITAL-CH | 0 | 14213766 | DE |  | 2014-12-03 19:00 |  | Infusion Pumps; General-Purpose (LVP) | 56829 | 8100 ALARIS PUMP | ALARIS MEDICAL SYSTEMS INC SUB CARDINAL HEALTH INC | 4000 | Purchased
CHRISTIANA |  | HOSPITAL-CH | 0 | 14212411 | DE |  | 2014-12-03 19:00 |  | Infusion Pumps; General-Purpose (LVP) | 56827 | 8100 ALARIS PUMP | ALARIS MEDICAL SYSTEMS INC SUB CARDINAL HEALTH INC | 4000 | Purchased
CHRISTIANA |  | HOSPITAL-CH | 0 | 14966199 | DE |  | 2017-08-01 20:00 |  | Infusion Pumps; General-Purpose (LVP) | 65015 | 8100 ALARIS PUMP | ALARIS MEDICAL SYSTEMS INC SUB CARDINAL HEALTH IN | 4000 | Purchased
CHRISTIANA |  | HOSPITAL-CH | 0 | 12718530 | DE |  | 2017-04-30 20:00 |  | Infusion Pumps; General-Purpose (LVP) | 64659 | 8100 ALARIS PUMP | ALARIS MEDICAL SYSTEMS INC SUB CARDINAL HEALTH INC | 4000 | Rental
CHRISTIANA |  | HOSPITAL-CH | 0 | 14215350 | DE |  | 2014-12-03 19:00 |  | Infusion Pumps; General-Purpose (LVP) | 58447 | 8100 ALARIS PUMP | ALARIS MEDICAL SYSTEMS INC SUB CARDINAL HEALTH IN | 4000 | Purchased
CHRISTIANA |  | HOSPITAL-CH | 0 | 14213465 | DE |  | 2014-12-03 19:00 |  | Infusion Pumps; General-Purpose (LVP) | 59616 | 8100 ALARIS PUMP | ALARIS MEDICAL SYSTEMS INC SUB CARDINAL HEALTH INC | 4000 | Purchased
CHRISTIANA |  | HOSPITAL-CH | 0 | 14212562 | DE |  | 2014-12-03 19:00 |  | Infusion Pumps; General-Purpose (LVP) | 59618 | 8100 ALARIS PUMP | ALARIS MEDICAL SYSTEMS INC SUB CARDINAL HEALTH IN | 4000 | Purchased
CHRISTIANA |  | HOSPITAL-CH | 0 | 14213529 | DE |  | 2014-12-03 19:00 |  | Infusion Pumps; General-Purpose (LVP) | 59766 | 8100 ALARIS PUMP | ALARIS MEDICAL SYSTEMS INC SUB CARDINAL HEALTH INC | 4000 | Purchased
CHRISTIANA |  | HOSPITAL-CH | 0 | 14213471 | DE |  | 2014-12-03 19:00 |  | Infusion Pumps; General-Purpose (LVP) | 59768 | 8100 ALARIS PUMP | ALARIS MEDICAL SYSTEMS INC SUB CARDINAL HEALTH IN | 4000 | Purchased
CHRISTIANA |  | HOSPITAL-CH | 0 | 14212955 | DE |  | 2014-12-03 19:00 |  | Infusion Pumps; General-Purpose (LVP) | 58828 | 8100 ALARIS PUMP | ALARIS MEDICAL SYSTEMS INC SUB CARDINAL HEALTH IN | 4000 | Purchased
CHRISTIANA |  | HOSPITAL-CH | 0 | 14213090 | DE |  | 2014-12-03 19:00 |  | Infusion Pumps; General-Purpose (LVP) | 58830 | 8100 ALARIS PUMP | ALARIS MEDICAL SYSTEMS INC SUB CARDINAL HEALTH INC | 4000 | Purchased
CHRISTIANA |  | HOSPITAL-CH | 0 | 14212657 | DE |  | 2014-12-03 19:00 |  | Infusion Pumps; General-Purpose (LVP) | 58832 | 8100 ALARIS PUMP | ALARIS MEDICAL SYSTEMS INC SUB CARDINAL HEALTH INC | 4000 | Purchased
CHRISTIANA |  | HOSPITAL-CH | 0 | 14209016 | DE |  | 2014-07-13 20:00 |  | Infusion Pumps; General-Purpose (LVP) | 59280 | 8100 ALARIS PUMP | ALARIS MEDICAL SYSTEMS INC SUB CARDINAL HEALTH INC | 4000 | Purchased
CHRISTIANA |  | HOSPITAL-CH | 0 | 12770128 | DE |  | 2019-03-29 09:04 |  | Infusion Pumps; General-Purpose (LVP) | 66178 | 8100 ALARIS PUMP | ALARIS MEDICAL SYSTEMS INC SUB CARDINAL HEALTH IN | 4000 | Rental
CHRISTIANA |  | HOSPITAL-CH | 0 | 14201629 | DE |  | 2014-12-03 19:00 |  | Infusion Pumps; General-Purpose (LVP) | 58996 | 8100 ALARIS PUMP | ALARIS MEDICAL SYSTEMS INC SUB CARDINAL HEALTH IN | 4000 | Purchased
CHRISTIANA |  | HOSPITAL-CH | 0 | 14210774 | DE |  | 2014-12-03 19:00 |  | Infusion Pumps; General-Purpose (LVP) | 58998 | 8100 ALARIS PUMP | ALARIS MEDICAL SYSTEMS INC SUB CARDINAL HEALTH IN | 4000 | Purchased
CHRISTIANA |  | HOSPITAL-CH | 0 | 14210954 | DE |  | 2014-12-03 19:00 |  | Infusion Pumps; General-Purpose (LVP) | 59000 | 8100 ALARIS PUMP | ALARIS MEDICAL SYSTEMS INC SUB CARDINAL HEALTH INC | 4000 | Purchased
CHRISTIANA |  | HOSPITAL-CH | 0 | 14212482 | DE |  | 2014-12-03 19:00 |  | Infusion Pumps; General-Purpose (LVP) | 56249 | 8100 ALARIS PUMP | ALARIS MEDICAL SYSTEMS INC SUB CARDINAL HEALTH INC | 4000 | Purchased
CHRISTIANA |  | HOSPITAL-CH | 0 | 14214341 | DE |  | 2014-12-03 19:00 |  | Infusion Pumps; General-Purpose (LVP) | 56790 | 8100 ALARIS PUMP | ALARIS MEDICAL SYSTEMS INC SUB CARDINAL HEALTH INC | 4000 | Purchased
CHRISTIANA |  | HOSPITAL-CH | 0 | 13876253 | DE |  | 2017-11-07 19:00 |  | Infusion Pumps; General-Purpose (LVP) | 65743 | 8100 ALARIS PUMP | ALARIS MEDICAL SYSTEMS INC SUB CARDINAL HEALTH INC | 4000 | Rental
CHRISTIANA |  | HOSPITAL-CH | 0 | 14213601 | DE |  | 2014-07-13 20:00 |  | Infusion Pumps; General-Purpose (LVP) | 55163 | 8100 ALARIS PUMP | ALARIS MEDICAL SYSTEMS INC SUB CARDINAL HEALTH INC | 4000 | Purchased
CHRISTIANA |  | HOSPITAL-CH | 0 | 12718395 | DE |  | 2017-11-07 19:00 |  | Infusion Pumps; General-Purpose (LVP) | 65876 | 8100 ALARIS PUMP | ALARIS MEDICAL SYSTEMS INC SUB CARDINAL HEALTH IN | 4000 | Purchased
CHRISTIANA |  | HOSPITAL-CH | 0 | 14214586 | DE |  | 2014-12-03 19:00 |  | Infusion Pumps; General-Purpose (LVP) | 59018 | 8100 ALARIS PUMP | ALARIS MEDICAL SYSTEMS INC SUB CARDINAL HEALTH IN | 4000 | Purchased
CHRISTIANA |  | HOSPITAL-CH | 0 | 14214533 | DE |  | 2014-12-03 19:00 |  | Infusion Pumps; General-Purpose (LVP) | 59020 | 8100 ALARIS PUMP | ALARIS MEDICAL SYSTEMS INC SUB CARDINAL HEALTH IN | 4000 | Purchased
CHRISTIANA |  | HOSPITAL-CH | 0 | 14139380 | DE |  | 2014-07-13 20:00 |  | Infusion Pumps; General-Purpose (LVP) | 54281 | 8100 ALARIS PUMP | ALARIS MEDICAL SYSTEMS INC SUB CARDINAL HEALTH INC | 4000 | Purchased
CHRISTIANA |  | HOSPITAL-CH | 0 | 14213563 | DE |  | 2014-12-03 19:00 |  | Infusion Pumps; General-Purpose (LVP) | 55227 | 8100 ALARIS PUMP | ALARIS MEDICAL SYSTEMS INC SUB CARDINAL HEALTH INC | 4000 | Purchased
CHRISTIANA |  | HOSPITAL-CH | 0 | 14213254 | DE |  | 2014-12-03 19:00 |  | Infusion Pumps; General-Purpose (LVP) | 55229 | 8100 ALARIS PUMP | ALARIS MEDICAL SYSTEMS INC SUB CARDINAL HEALTH IN | 4000 | Purchased
CHRISTIANA |  | HOSPITAL-CH | 0 | 13719250 | DE |  | 2017-11-07 19:00 |  | Infusion Pumps; General-Purpose (LVP) | 63780 | 8100 ALARIS PUMP | ALARIS MEDICAL SYSTEMS INC SUB CARDINAL HEALTH IN | 4000 | Rental
CHRISTIANA |  | CANCER CENTER | 0 | 14966249 | DE |  | 2017-08-01 20:00 |  | Infusion Pumps; General-Purpose (LVP) | 65287 | 8100 ALARIS PUMP | ALARIS MEDICAL SYSTEMS INC SUB CARDINAL HEALTH IN | 4000 | Purchased
CHRISTIANA |  | HOSPITAL-CH | 0 | 14212519 | DE |  | 2014-12-03 19:00 |  | Infusion Pumps; General-Purpose (LVP) | 58624 | 8100 ALARIS PUMP | ALARIS MEDICAL SYSTEMS INC SUB CARDINAL HEALTH IN | 4000 | Purchased
CHRISTIANA |  | HOSPITAL-CH | 0 | 14211951 | DE |  | 2014-12-03 19:00 |  | Infusion Pumps; General-Purpose (LVP) | 58626 | 8100 ALARIS PUMP | ALARIS MEDICAL SYSTEMS INC SUB CARDINAL HEALTH INC | 4000 | Purchased
CHRISTIANA |  | HOSPITAL-CH | 0 | 14211847 | DE |  | 2014-12-03 19:00 |  | Infusion Pumps; General-Purpose (LVP) | 58629 | 8100 ALARIS PUMP | ALARIS MEDICAL SYSTEMS INC SUB CARDINAL HEALTH IN | 4000 | Purchased
CHRISTIANA |  | HOSPITAL-CH | 0 | 14214754 | DE |  | 2014-12-03 19:00 |  | Infusion Pumps; General-Purpose (LVP) | 55455 | 8100 ALARIS PUMP | ALARIS MEDICAL SYSTEMS INC SUB CARDINAL HEALTH INC | 4000 | Purchased
CHRISTIANA |  | HOSPITAL-CH | 0 | 14214543 | DE |  | 2014-12-03 19:00 |  | Infusion Pumps; General-Purpose (LVP) | 55457 | 8100 ALARIS PUMP | ALARIS MEDICAL SYSTEMS INC SUB CARDINAL HEALTH IN | 4000 | Purchased
CHRISTIANA |  | HOSPITAL-CH | 0 | 13162791 | DE |  | 2017-11-07 19:00 |  | Infusion Pumps; General-Purpose (LVP) | 65865 | 8100 ALARIS PUMP | ALARIS MEDICAL SYSTEMS INC SUB CARDINAL HEALTH IN | 4000 | Purchased
CHRISTIANA |  | HOSPITAL-CH | 0 | 14214077 | DE |  | 2014-12-03 19:00 |  | Infusion Pumps; General-Purpose (LVP) | 59129 | 8100 ALARIS PUMP | ALARIS MEDICAL SYSTEMS INC SUB CARDINAL HEALTH IN | 4000 | Purchased
CHRISTIANA |  | HOSPITAL-CH | 0 | 14213907 | DE |  | 2014-12-03 19:00 |  | Infusion Pumps; General-Purpose (LVP) | 59131 | 8100 ALARIS PUMP | ALARIS MEDICAL SYSTEMS INC SUB CARDINAL HEALTH INC | 4000 | Purchased
CHRISTIANA |  | HOSPITAL-CH | 0 | 14214321 | DE |  | 2014-12-03 19:00 |  | Infusion Pumps; General-Purpose (LVP) | 59133 | 8100 ALARIS PUMP | ALARIS MEDICAL SYSTEMS INC SUB CARDINAL HEALTH INC | 4000 | Purchased
CHRISTIANA |  | HOSPITAL-CH | 0 | 14214296 | DE |  | 2014-12-03 19:00 |  | Infusion Pumps; General-Purpose (LVP) | 59922 | 8100 ALARIS PUMP | ALARIS MEDICAL SYSTEMS INC SUB CARDINAL HEALTH IN | 4000 | Purchased
CHRISTIANA |  | HOSPITAL-CH | 0 | 12412402 | DE |  | 2014-12-03 19:00 |  | Infusion Pumps; General-Purpose (LVP) | 59919 | 8100 ALARIS PUMP | ALARIS MEDICAL SYSTEMS INC SUB CARDINAL HEALTH INC | 4000 | Purchased
CHRISTIANA |  | HOSPITAL-CH | 0 | 13085713 | DE |  | 2014-12-03 19:00 |  | Infusion Pumps; General-Purpose (LVP) | 65318 | 8100 ALARIS PUMP | ALARIS MEDICAL SYSTEMS INC SUB CARDINAL HEALTH IN | 4000 | Rental
CHRISTIANA |  | HOSPITAL-CH | 0 | 14213364 | DE |  | 2014-12-03 19:00 |  | Infusion Pumps; General-Purpose (LVP) | 59744 | 8100 ALARIS PUMP | ALARIS MEDICAL SYSTEMS INC SUB CARDINAL HEALTH IN | 4000 | Purchased
CHRISTIANA |  | HOSPITAL-CH | 0 | 14213804 | DE |  | 2014-12-03 19:00 |  | Infusion Pumps; General-Purpose (LVP) | 59746 | 8100 ALARIS PUMP | ALARIS MEDICAL SYSTEMS INC SUB CARDINAL HEALTH IN | 4000 | Purchased
CHRISTIANA |  | HOSPITAL-CH | 0 | 14213864 | DE |  | 2014-12-03 19:00 |  | Infusion Pumps; General-Purpose (LVP) | 59748 | 8100 ALARIS PUMP | ALARIS MEDICAL SYSTEMS INC SUB CARDINAL HEALTH IN | 4000 | Purchased
CHRISTIANA |  | HOSPITAL-CH | 0 | 12758995 | DE |  | 2017-11-07 19:00 |  | Infusion Pumps; General-Purpose (LVP) | 63814 | 8100 ALARIS PUMP | ALARIS MEDICAL SYSTEMS INC SUB CARDINAL HEALTH INC | 4000 | Rental
CHRISTIANA |  | HOSPITAL-CH | 0 | 14214191 | DE |  | 2014-12-03 19:00 |  | Infusion Pumps; General-Purpose (LVP) | 58905 | 8100 ALARIS PUMP | ALARIS MEDICAL SYSTEMS INC SUB CARDINAL HEALTH IN | 4000 | Purchased
CHRISTIANA |  | HOSPITAL-CH | 0 | 14214504 | DE |  | 2014-12-03 19:00 |  | Infusion Pumps; General-Purpose (LVP) | 59046 | 8100 ALARIS PUMP | ALARIS MEDICAL SYSTEMS INC SUB CARDINAL HEALTH INC | 4000 | Purchased
CHRISTIANA |  | HOSPITAL-CH | 0 | 14214329 | DE |  | 2014-12-03 19:00 |  | Infusion Pumps; General-Purpose (LVP) | 59048 | 8100 ALARIS PUMP | ALARIS MEDICAL SYSTEMS INC SUB CARDINAL HEALTH INC | 4000 | Purchased
CHRISTIANA |  | HOSPITAL-CH | 0 | 14210654 | DE |  | 2014-12-03 19:00 |  | Infusion Pumps; General-Purpose (LVP) | 58345 | 8100 ALARIS PUMP | ALARIS MEDICAL SYSTEMS INC SUB CARDINAL HEALTH INC | 4000 | Purchased
CHRISTIANA |  | HOSPITAL-CH | 0 | 14215447 | DE |  | 2014-12-03 19:00 |  | Infusion Pumps; General-Purpose (LVP) | 58347 | 8100 ALARIS PUMP | ALARIS MEDICAL SYSTEMS INC SUB CARDINAL HEALTH INC | 4000 | Purchased
CHRISTIANA |  | HOSPITAL-CH | 0 | 14215507 | DE |  | 2014-12-03 19:00 |  | Infusion Pumps; General-Purpose (LVP) | 58348 | 8100 ALARIS PUMP | ALARIS MEDICAL SYSTEMS INC SUB CARDINAL HEALTH IN | 4000 | Purchased
CHRISTIANA |  | Pike Creek | 0 | 12386048 | DE |  | 2017-11-07 19:00 |  | Infusion Pumps; General-Purpose (LVP) | 63801 | 8100 ALARIS PUMP | ALARIS MEDICAL SYSTEMS INC SUB CARDINAL HEALTH INC | 4000 | Rental
CHRISTIANA |  | HOSPITAL-CH | 0 | 12718729 | DE |  | 2017-11-07 19:00 |  | Infusion Pumps; General-Purpose (LVP) | 63871 | 8100 ALARIS PUMP | ALARIS MEDICAL SYSTEMS INC SUB CARDINAL HEALTH IN | 4000 | Purchased
CHRISTIANA |  | HOSPITAL-WH | 0 | 12717166 | DE |  | 2017-11-07 19:00 |  | Infusion Pumps; General-Purpose (LVP) | 63881 | 8100 ALARIS PUMP | ALARIS MEDICAL SYSTEMS INC SUB CARDINAL HEALTH IN | 4000 | Rental
CHRISTIANA |  | HOSPITAL-CH | 0 | 14214310 | DE |  | 2014-12-03 19:00 |  | Infusion Pumps; General-Purpose (LVP) | 59982 | 8100 ALARIS PUMP | ALARIS MEDICAL SYSTEMS INC SUB CARDINAL HEALTH INC | 4000 | Purchased
CHRISTIANA |  | HOSPITAL-CH | 0 | 14212305 | DE |  | 2014-12-03 19:00 |  | Infusion Pumps; General-Purpose (LVP) | 56966 | 8100 ALARIS PUMP | ALARIS MEDICAL SYSTEMS INC SUB CARDINAL HEALTH INC | 4000 | Purchased
CHRISTIANA |  | HOSPITAL-CH | 0 | 14213903 | DE |  | 2014-12-03 19:00 |  | Infusion Pumps; General-Purpose (LVP) | 59068 | 8100 ALARIS PUMP | ALARIS MEDICAL SYSTEMS INC SUB CARDINAL HEALTH IN | 4000 | Purchased
CHRISTIANA |  | HOSPITAL-CH | 0 | 14199036 | DE |  | 2014-12-03 19:00 |  | Infusion Pumps; General-Purpose (LVP) | 59070 | 8100 ALARIS PUMP | CareFusion Alaris / 303 | 4000 | Purchased
CHRISTIANA |  | HOSPITAL-CH | 0 | 14213085 | DE |  | 2014-12-03 19:00 |  | Infusion Pumps; General-Purpose (LVP) | 59072 | 8100 ALARIS PUMP | ALARIS MEDICAL SYSTEMS INC SUB CARDINAL HEALTH INC | 4000 | Purchased
CHRISTIANA |  | HOSPITAL-CH | 0 | 14213417 | DE |  | 2014-12-03 19:00 |  | Infusion Pumps; General-Purpose (LVP) | 55266 | 8100 ALARIS PUMP | ALARIS MEDICAL SYSTEMS INC SUB CARDINAL HEALTH IN | 4000 | Purchased
CHRISTIANA |  | HOSPITAL-CH | 0 | 14213467 | DE |  | 2014-12-03 19:00 |  | Infusion Pumps; General-Purpose (LVP) | 55268 | 8100 ALARIS PUMP | ALARIS MEDICAL SYSTEMS INC SUB CARDINAL HEALTH INC | 4000 | Purchased
CHRISTIANA |  | HOSPITAL-CH | 0 | 14210308 | DE |  | 2014-12-03 19:00 |  | Infusion Pumps; General-Purpose (LVP) | 59251 | 8100 ALARIS PUMP | ALARIS MEDICAL SYSTEMS INC SUB CARDINAL HEALTH INC | 4000 | Purchased
CHRISTIANA |  | HOSPITAL-CH | 0 | 12719185 | DE |  | 2017-04-30 20:00 |  | Infusion Pumps; General-Purpose (LVP) | 64660 | 8100 ALARIS PUMP | ALARIS MEDICAL SYSTEMS INC SUB CARDINAL HEALTH INC | 4000 | Rental
CHRISTIANA |  | HOSPITAL-CH | 0 | 14211838 | DE |  | 2014-12-03 19:00 |  | Infusion Pumps; General-Purpose (LVP) | 56300 | 8100 ALARIS PUMP | ALARIS MEDICAL SYSTEMS INC SUB CARDINAL HEALTH IN | 4000 | Purchased
CHRISTIANA |  | HOSPITAL-CH | 0 | 14211836 | DE |  | 2014-12-03 19:00 |  | Infusion Pumps; General-Purpose (LVP) | 56302 | 8100 ALARIS PUMP | ALARIS MEDICAL SYSTEMS INC SUB CARDINAL HEALTH IN | 4000 | Purchased
CHRISTIANA |  | HOSPITAL-CH | 0 | 13187289 | DE |  | 2017-11-07 19:00 |  | Infusion Pumps; General-Purpose (LVP) | 65896 | 8100 ALARIS PUMP | ALARIS MEDICAL SYSTEMS INC SUB CARDINAL HEALTH IN | 550 | Purchased
CHRISTIANA |  | HOSPITAL-CH | 0 | 9929012 | DE |  | 2017-11-07 19:00 |  | Infusion Pumps; General-Purpose (LVP) | 66047 | 8100 ALARIS PUMP | ALARIS MEDICAL SYSTEMS INC SUB CARDINAL HEALTH INC | 4000 | Purchased
CHRISTIANA |  | HOSPITAL-CH | 0 | 13085236 | DE |  | 2014-12-03 19:00 |  | Infusion Pumps; General-Purpose (LVP) | 65326 | 8100 ALARIS PUMP | ALARIS MEDICAL SYSTEMS INC SUB CARDINAL HEALTH INC | 4000 | Rental
CHRISTIANA |  | HOSPITAL-CH | 0 | 14214258 | DE |  | 2014-07-13 20:00 |  | Infusion Pumps; General-Purpose (LVP) | 55175 | 8100 ALARIS PUMP | ALARIS MEDICAL SYSTEMS INC SUB CARDINAL HEALTH IN | 4000 | Purchased
CHRISTIANA |  | HOSPITAL-CH | 0 | 14213642 | DE |  | 2014-07-13 20:00 |  | Infusion Pumps; General-Purpose (LVP) | 55177 | 8100 ALARIS PUMP | ALARIS MEDICAL SYSTEMS INC SUB CARDINAL HEALTH IN | 4000 | Purchased
CHRISTIANA |  | HOSPITAL-CH | 0 | 13443353 | DE |  | 2014-12-03 19:00 |  | Infusion Pumps; General-Purpose (LVP) | 66014 | 8100 ALARIS PUMP | ALARIS MEDICAL SYSTEMS INC SUB CARDINAL HEALTH INC | 4000 | Rental
CHRISTIANA |  | HOSPITAL-CH | 0 | 12770397 | DE |  | 2017-11-07 19:00 |  | Infusion Pumps; General-Purpose (LVP) | 66027 | 8100 ALARIS PUMP | ALARIS MEDICAL SYSTEMS INC SUB CARDINAL HEALTH INC | 4000 | Rental
CHRISTIANA |  | HOSPITAL-CH | 0 | 12718054 | DE |  | 2017-11-07 19:00 |  | Infusion Pumps; General-Purpose (LVP) | 65892 | 8100 ALARIS PUMP | ALARIS MEDICAL SYSTEMS INC SUB CARDINAL HEALTH IN | 4000 | Purchased
CHRISTIANA |  | HOSPITAL-CH | 0 | 13876520 | DE |  | 2017-11-07 19:00 |  | Infusion Pumps; General-Purpose (LVP) | 63947 | 8100 ALARIS PUMP | ALARIS MEDICAL SYSTEMS INC SUB CARDINAL HEALTH IN | 4000 | Rental
CHRISTIANA |  | CANCER CENTER | 0 | 14966181 | DE |  | 2017-08-01 20:00 |  | Infusion Pumps; General-Purpose (LVP) | 65004 | 8100 ALARIS PUMP | ALARIS MEDICAL SYSTEMS INC SUB CARDINAL HEALTH IN | 4000 | Purchased
CHRISTIANA |  | HOSPITAL-CH | 0 | 14210903 | DE |  | 2014-12-03 19:00 |  | Infusion Pumps; General-Purpose (LVP) | 59270 | 8100 ALARIS PUMP | ALARIS MEDICAL SYSTEMS INC SUB CARDINAL HEALTH INC | 4000 | Purchased
CHRISTIANA |  | HOSPITAL-CH | 0 | 14204724 | DE |  | 2014-12-03 19:00 |  | Infusion Pumps; General-Purpose (LVP) | 59272 | 8100 ALARIS PUMP | ALARIS MEDICAL SYSTEMS INC SUB CARDINAL HEALTH INC | 4000 | Purchased
CHRISTIANA |  | HOSPITAL-CH | 0 | 14211932 | DE |  | 2014-12-03 19:00 |  | Infusion Pumps; General-Purpose (LVP) | 56314 | 8100 ALARIS PUMP | ALARIS MEDICAL SYSTEMS INC SUB CARDINAL HEALTH INC | 4000 | Purchased
CHRISTIANA |  | HOSPITAL-CH | 0 | 14211874 | DE |  | 2014-12-03 19:00 |  | Infusion Pumps; General-Purpose (LVP) | 56316 | 8100 ALARIS PUMP | ALARIS MEDICAL SYSTEMS INC SUB CARDINAL HEALTH INC | 4000 | Purchased
CHRISTIANA |  | HOSPITAL-CH | 0 | 14214485 | DE |  | 2014-12-03 19:00 |  | Infusion Pumps; General-Purpose (LVP) | 55437 | 8100 ALARIS PUMP | ALARIS MEDICAL SYSTEMS INC SUB CARDINAL HEALTH INC | 4000 | Purchased
CHRISTIANA |  | HOSPITAL-CH | 0 | 14211241 | DE |  | 2014-12-03 19:00 |  | Infusion Pumps; General-Purpose (LVP) | 56384 | 8100 ALARIS PUMP | ALARIS MEDICAL SYSTEMS INC SUB CARDINAL HEALTH INC | 4000 | Purchased
CHRISTIANA |  | HOSPITAL-CH | 0 | 14212614 | DE |  | 2014-12-03 19:00 |  | Infusion Pumps; General-Purpose (LVP) | 58640 | 8100 ALARIS PUMP | ALARIS MEDICAL SYSTEMS INC SUB CARDINAL HEALTH INC | 4000 | Purchased
CHRISTIANA |  | HOSPITAL-CH | 0 | 14212616 | DE |  | 2014-12-03 19:00 |  | Infusion Pumps; General-Purpose (LVP) | 58642 | 8100 ALARIS PUMP | ALARIS MEDICAL SYSTEMS INC SUB CARDINAL HEALTH INC | 4000 | Purchased
CHRISTIANA |  | HOSPITAL-CH | 0 | 14212404 | DE |  | 2014-12-03 19:00 |  | Infusion Pumps; General-Purpose (LVP) | 59792 | 8100 ALARIS PUMP | ALARIS MEDICAL SYSTEMS INC SUB CARDINAL HEALTH INC | 4000 | Purchased
CHRISTIANA |  | HOSPITAL-CH | 0 | 14212564 | DE |  | 2014-12-03 19:00 |  | Infusion Pumps; General-Purpose (LVP) | 59794 | 8100 ALARIS PUMP | ALARIS MEDICAL SYSTEMS INC SUB CARDINAL HEALTH INC | 4000 | Purchased
CHRISTIANA |  | HOSPITAL-CH | 0 | 14216206 | DE |  | 2014-12-03 19:00 |  | Infusion Pumps; General-Purpose (LVP) | 59866 | 8100 ALARIS PUMP | ALARIS MEDICAL SYSTEMS INC SUB CARDINAL HEALTH INC | 4000 | Purchased
CHRISTIANA |  | HOSPITAL-CH | 0 | 13875665 | DE |  | 2017-11-07 19:00 |  | Infusion Pumps; General-Purpose (LVP) | 65766 | 8100 ALARIS PUMP | ALARIS MEDICAL SYSTEMS INC SUB CARDINAL HEALTH IN | 4000 | Purchased
CHRISTIANA |  | HOSPITAL-CH | 0 | 14214109 | DE |  | 2014-12-03 19:00 |  | Infusion Pumps; General-Purpose (LVP) | 59992 | 8100 ALARIS PUMP | ALARIS MEDICAL SYSTEMS INC SUB CARDINAL HEALTH INC | 4000 | Purchased
CHRISTIANA |  | HOSPITAL-CH | 0 | 14212641 | DE |  | 2014-12-03 19:00 |  | Infusion Pumps; General-Purpose (LVP) | 56780 | 8100 ALARIS PUMP | ALARIS MEDICAL SYSTEMS INC SUB CARDINAL HEALTH INC | 4000 | Purchased
CHRISTIANA |  | HOSPITAL-CH | 0 | 14214198 | DE |  | 2014-12-03 19:00 |  | Infusion Pumps; General-Purpose (LVP) | 56693 | 8100 ALARIS PUMP | ALARIS MEDICAL SYSTEMS INC SUB CARDINAL HEALTH INC | 4000 | Purchased
CHRISTIANA |  | HOSPITAL-CH | 0 | 14213201 | DE |  | 2014-12-03 19:00 |  | Infusion Pumps; General-Purpose (LVP) | 56695 | 8100 ALARIS PUMP | ALARIS MEDICAL SYSTEMS INC SUB CARDINAL HEALTH INC | 4000 | Purchased
CHRISTIANA |  | HOSPITAL-CH | 0 | 14213130 | DE |  | 2014-12-03 19:00 |  | Infusion Pumps; General-Purpose (LVP) | 56852 | 8100 ALARIS PUMP | ALARIS MEDICAL SYSTEMS INC SUB CARDINAL HEALTH INC | 4000 | Purchased
CHRISTIANA |  | HOSPITAL-CH | 0 | 14214354 | DE |  | 2014-12-03 19:00 |  | Infusion Pumps; General-Purpose (LVP) | 56854 | 8100 ALARIS PUMP | ALARIS MEDICAL SYSTEMS INC SUB CARDINAL HEALTH IN | 4000 | Purchased
CHRISTIANA |  | HOSPITAL-WH | 0 | 13441772 | DE |  | 2016-05-22 20:00 |  | Infusion Pumps; General-Purpose (LVP) | 62205 | 8100 ALARIS PUMP | ALARIS MEDICAL SYSTEMS INC SUB CARDINAL HEALTH IN | 4000 | Rental
CHRISTIANA |  | HOSPITAL-CH | 0 | 14213865 | DE |  | 2014-12-03 19:00 |  | Infusion Pumps; General-Purpose (LVP) | 56869 | 8100 ALARIS PUMP | ALARIS MEDICAL SYSTEMS INC SUB CARDINAL HEALTH INC | 4000 | Purchased
CHRISTIANA |  | HOSPITAL-CH | 0 | 12680888 | DE |  | 2014-12-03 19:00 |  | Infusion Pumps; General-Purpose (LVP) | 66012 | 8100 ALARIS PUMP | ALARIS MEDICAL SYSTEMS INC SUB CARDINAL HEALTH INC | 4000 | Rental
CHRISTIANA |  | HOSPITAL-CH | 0 | 13875610 | DE |  | 2017-11-07 19:00 |  | Infusion Pumps; General-Purpose (LVP) | 63852 | 8100 ALARIS PUMP | ALARIS MEDICAL SYSTEMS INC SUB CARDINAL HEALTH INC | 4000 | Rental
CHRISTIANA |  | HOSPITAL-CH | 0 | 14212046 | DE |  | 2014-12-03 19:00 |  | Infusion Pumps; General-Purpose (LVP) | 59822 | 8100 ALARIS PUMP | ALARIS MEDICAL SYSTEMS INC SUB CARDINAL HEALTH INC | 4000 | Purchased
CHRISTIANA |  | HOSPITAL-CH | 0 | 14212108 | DE |  | 2014-12-03 19:00 |  | Infusion Pumps; General-Purpose (LVP) | 59824 | 8100 ALARIS PUMP | ALARIS MEDICAL SYSTEMS INC SUB CARDINAL HEALTH INC | 4000 | Purchased
CHRISTIANA |  | HOSPITAL-CH | 0 | 14213309 | DE |  | 2014-12-03 19:00 |  | Infusion Pumps; General-Purpose (LVP) | 59826 | 8100 ALARIS PUMP | ALARIS MEDICAL SYSTEMS INC SUB CARDINAL HEALTH IN | 4000 | Purchased
CHRISTIANA |  | HOSPITAL-CH | 0 | 14211950 | DE |  | 2014-12-03 19:00 |  | Infusion Pumps; General-Purpose (LVP) | 56950 | 8100 ALARIS PUMP | ALARIS MEDICAL SYSTEMS INC SUB CARDINAL HEALTH INC | 4000 | Purchased
CHRISTIANA |  | Union Professional Building Elkton | 0 | 14213051 | MD |  | 2014-12-03 19:00 |  | Infusion Pumps; General-Purpose (LVP) | 56952 | 8100 ALARIS PUMP | ALARIS MEDICAL SYSTEMS INC SUB CARDINAL HEALTH IN | 4000 | Purchased
CHRISTIANA |  | HOSPITAL-CH | 0 | 14211295 | DE |  | 2014-12-03 19:00 |  | Infusion Pumps; General-Purpose (LVP) | 58435 | 8100 ALARIS PUMP | ALARIS MEDICAL SYSTEMS INC SUB CARDINAL HEALTH INC | 4000 | Purchased
CHRISTIANA |  | HOSPITAL-CH | 0 | 14210819 | DE |  | 2014-12-03 19:00 |  | Infusion Pumps; General-Purpose (LVP) | 58438 | 8100 ALARIS PUMP | ALARIS MEDICAL SYSTEMS INC SUB CARDINAL HEALTH IN | 4000 | Purchased
CHRISTIANA |  | HOSPITAL-CH | 0 | 14211435 | DE |  | 2014-12-03 19:00 |  | Infusion Pumps; General-Purpose (LVP) | 58505 | 8100 ALARIS PUMP | ALARIS MEDICAL SYSTEMS INC SUB CARDINAL HEALTH IN | 4000 | Purchased
CHRISTIANA |  | HOSPITAL-CH | 0 | 14210488 | DE |  | 2014-12-03 19:00 |  | Infusion Pumps; General-Purpose (LVP) | 58507 | 8100 ALARIS PUMP | ALARIS MEDICAL SYSTEMS INC SUB CARDINAL HEALTH INC | 4000 | Purchased
CHRISTIANA |  | HOSPITAL-CH | 0 | 14212561 | DE |  | 2014-12-03 19:00 |  | Infusion Pumps; General-Purpose (LVP) | 59598 | 8100 ALARIS PUMP | ALARIS MEDICAL SYSTEMS INC SUB CARDINAL HEALTH IN | 4000 | Purchased
CHRISTIANA |  | HOSPITAL-CH | 0 | 14212680 | DE |  | 2014-12-03 19:00 |  | Infusion Pumps; General-Purpose (LVP) | 59600 | 8100 ALARIS PUMP | ALARIS MEDICAL SYSTEMS INC SUB CARDINAL HEALTH INC | 4000 | Purchased
CHRISTIANA |  | HOSPITAL-CH | 0 | 14212568 | DE |  | 2014-12-03 19:00 |  | Infusion Pumps; General-Purpose (LVP) | 59602 | 8100 ALARIS PUMP | ALARIS MEDICAL SYSTEMS INC SUB CARDINAL HEALTH INC | 4000 | Purchased
CHRISTIANA |  | HOSPITAL-CH | 0 | 14213049 | DE |  | 2014-12-03 19:00 |  | Infusion Pumps; General-Purpose (LVP) | 58566 | 8100 ALARIS PUMP | ALARIS MEDICAL SYSTEMS INC SUB CARDINAL HEALTH INC | 4000 | Purchased
CHRISTIANA |  | HOSPITAL-CH | 0 | 14212311 | DE |  | 2014-12-03 19:00 |  | Infusion Pumps; General-Purpose (LVP) | 56814 | 8100 ALARIS PUMP | ALARIS MEDICAL SYSTEMS INC SUB CARDINAL HEALTH IN | 4000 | Purchased
CHRISTIANA |  | HOSPITAL-CH | 0 | 13162797 | DE |  | 2017-11-07 19:00 |  | Infusion Pumps; General-Purpose (LVP) | 65813 | 8100 ALARIS PUMP | ALARIS MEDICAL SYSTEMS INC SUB CARDINAL HEALTH IN | 4000 | Purchased
CHRISTIANA |  | HOSPITAL-CH | 0 | 12770388 | DE |  | 2017-04-30 20:00 |  | Infusion Pumps; General-Purpose (LVP) | 64540 | 8100 ALARIS PUMP | ALARIS MEDICAL SYSTEMS INC SUB CARDINAL HEALTH INC | 4000 | Rental
CHRISTIANA |  | HOSPITAL-CH | 0 | 14202846 | DE |  | 2014-12-03 19:00 |  | Infusion Pumps; General-Purpose (LVP) | 58981 | 8100 ALARIS PUMP | ALARIS MEDICAL SYSTEMS INC SUB CARDINAL HEALTH INC | 4000 | Purchased
CHRISTIANA |  | Pike Creek | 0 | 12731396 | DE |  | 2017-04-30 20:00 |  | Infusion Pumps; General-Purpose (LVP) | 64619 | 8100 ALARIS PUMP | ALARIS MEDICAL SYSTEMS INC SUB CARDINAL HEALTH IN | 4000 | Rental
CHRISTIANA |  | HOSPITAL-CH | 0 | 13876176 | DE |  | 2017-11-07 19:00 |  | Infusion Pumps; General-Purpose (LVP) | 65777 | 8100 ALARIS PUMP | ALARIS MEDICAL SYSTEMS INC SUB CARDINAL HEALTH IN | 4000 | Rental
CHRISTIANA |  | HOSPITAL-CH | 0 | 14214479 | DE |  | 2014-12-03 19:00 |  | Infusion Pumps; General-Purpose (LVP) | 56800 | 8100 ALARIS PUMP | ALARIS MEDICAL SYSTEMS INC SUB CARDINAL HEALTH IN | 4000 | Purchased
CHRISTIANA |  | HOSPITAL-CH | 0 | 14214414 | DE |  | 2014-12-03 19:00 |  | Infusion Pumps; General-Purpose (LVP) | 56798 | 8100 ALARIS PUMP | ALARIS MEDICAL SYSTEMS INC SUB CARDINAL HEALTH INC | 4000 | Purchased
CHRISTIANA |  | HOSPITAL-CH | 0 | 13435523 | DE |  | 2017-11-07 19:00 |  | Infusion Pumps; General-Purpose (LVP) | 66071 | 8100 ALARIS PUMP | ALARIS MEDICAL SYSTEMS INC SUB CARDINAL HEALTH INC | 4000 | Rental
CHRISTIANA |  | HOSPITAL-CH | 0 | 14213945 | DE |  | 2014-12-03 19:00 |  | Infusion Pumps; General-Purpose (LVP) | 55411 | 8100 ALARIS PUMP | ALARIS MEDICAL SYSTEMS INC SUB CARDINAL HEALTH IN | 4000 | Purchased
CHRISTIANA |  | HOSPITAL-CH | 0 | 13544188 | DE |  | 2018-11-08 19:00 |  | Infusion Pumps; General-Purpose (LVP) | 66076 | 8100 ALARIS PUMP | ALARIS MEDICAL SYSTEMS INC SUB CARDINAL HEALTH INC | 4000 | Rental
CHRISTIANA |  | HOSPITAL-CH | 0 | 13841373 | DE |  | 2017-11-07 19:00 |  | Infusion Pumps; General-Purpose (LVP) | 63914 | 8100 ALARIS PUMP | ALARIS MEDICAL SYSTEMS INC SUB CARDINAL HEALTH IN | 4000 | Rental
CHRISTIANA |  | CANCER CENTER | 0 | 14212476 | DE |  | 2014-12-03 19:00 |  | Infusion Pumps; General-Purpose (LVP) | 59952 | 8100 ALARIS PUMP | ALARIS MEDICAL SYSTEMS INC SUB CARDINAL HEALTH INC | 4000 | Purchased
CHRISTIANA |  | HOSPITAL-CH | 0 | 14139459 | DE |  |  |  | Infusion Pumps; General-Purpose (LVP) | 54282 | 8100 ALARIS PUMP | ALARIS MEDICAL SYSTEMS INC SUB CARDINAL HEALTH INC | 4000
CHRISTIANA |  | HOSPITAL-CH | 0 | 14216563 | DE |  | 2014-12-03 19:00 |  | Infusion Pumps; General-Purpose (LVP) | 58380 | 8100 ALARIS PUMP | ALARIS MEDICAL SYSTEMS INC SUB CARDINAL HEALTH IN | 4000 | Purchased
CHRISTIANA |  | HOSPITAL-CH | 0 | 14214195 | DE |  | 2014-12-03 19:00 |  | Infusion Pumps; General-Purpose (LVP) | 58382 | 8100 ALARIS PUMP | ALARIS MEDICAL SYSTEMS INC SUB CARDINAL HEALTH INC | 4000 | Purchased
CHRISTIANA |  | HOSPITAL-CH | 0 | 14209384 | DE |  | 2014-12-03 19:00 |  | Infusion Pumps; General-Purpose (LVP) | 59338 | 8100 ALARIS PUMP | ALARIS MEDICAL SYSTEMS INC SUB CARDINAL HEALTH INC | 4000 | Purchased
CHRISTIANA |  | HOSPITAL-CH | 0 | 14209742 | DE |  | 2014-12-03 19:00 |  | Infusion Pumps; General-Purpose (LVP) | 59340 | 8100 ALARIS PUMP | ALARIS MEDICAL SYSTEMS INC SUB CARDINAL HEALTH INC | 4000 | Purchased
CHRISTIANA |  | HOSPITAL-CH | 0 | 14201239 | DE |  | 2014-12-03 19:00 |  | Infusion Pumps; General-Purpose (LVP) | 59342 | 8100 ALARIS PUMP | ALARIS MEDICAL SYSTEMS INC SUB CARDINAL HEALTH INC | 4000 | Purchased
CHRISTIANA |  | HOSPITAL-CH | 0 | 14213877 | DE |  | 2014-12-03 19:00 |  | Infusion Pumps; General-Purpose (LVP) | 59727 | 8100 ALARIS PUMP | ALARIS MEDICAL SYSTEMS INC SUB CARDINAL HEALTH INC | 4000 | Purchased
CHRISTIANA |  | HOSPITAL-CH | 0 | 14213730 | DE |  | 2014-12-03 19:00 |  | Infusion Pumps; General-Purpose (LVP) | 59729 | 8100 ALARIS PUMP | ALARIS MEDICAL SYSTEMS INC SUB CARDINAL HEALTH IN | 4000 | Purchased
CHRISTIANA |  | HOSPITAL-CH | 0 | 14212609 | DE |  | 2014-12-03 19:00 |  | Infusion Pumps; General-Purpose (LVP) | 59731 | 8100 ALARIS PUMP | CareFusion Alaris / 303 | 4000 | Purchased
CHRISTIANA |  | HOSPITAL-CH | 0 | 13164003 | DE |  | 2017-11-07 19:00 |  | Infusion Pumps; General-Purpose (LVP) | 65893 | 8100 ALARIS PUMP | ALARIS MEDICAL SYSTEMS INC SUB CARDINAL HEALTH IN | 4000 | Purchased
CHRISTIANA |  | HOSPITAL-CH | 0 | 13840938 | DE |  | 2017-11-07 19:00 |  | Infusion Pumps; General-Purpose (LVP) | 63803 | 8100 ALARIS PUMP | ALARIS MEDICAL SYSTEMS INC SUB CARDINAL HEALTH INC | 4000 | Rental
CHRISTIANA |  | HOSPITAL-CH | 0 | 14215484 | DE |  | 2014-12-03 19:00 |  | Infusion Pumps; General-Purpose (LVP) | 60005 | 8100 ALARIS PUMP | ALARIS MEDICAL SYSTEMS INC SUB CARDINAL HEALTH IN | 4000 | Purchased
CHRISTIANA |  | HOSPITAL-CH | 0 | 14215582 | DE |  | 2014-12-03 19:00 |  | Infusion Pumps; General-Purpose (LVP) | 60007 | 8100 ALARIS PUMP | ALARIS MEDICAL SYSTEMS INC SUB CARDINAL HEALTH IN | 4000 | Purchased
CHRISTIANA |  | HOSPITAL-CH | 0 | 14214117 | DE |  | 2014-12-03 19:00 |  | Infusion Pumps; General-Purpose (LVP) | 58906 | 8100 ALARIS PUMP | ALARIS MEDICAL SYSTEMS INC SUB CARDINAL HEALTH IN | 4000 | Purchased
CHRISTIANA |  | HOSPITAL-CH | 0 | 14214050 | DE |  | 2014-12-03 19:00 |  | Infusion Pumps; General-Purpose (LVP) | 56779 | 8100 ALARIS PUMP | ALARIS MEDICAL SYSTEMS INC SUB CARDINAL HEALTH IN | 4000 | Purchased
CHRISTIANA |  | HOSPITAL-CH | 0 | 14214724 | DE |  | 2014-12-03 19:00 |  | Infusion Pumps; General-Purpose (LVP) | 59045 | 8100 ALARIS PUMP | ALARIS MEDICAL SYSTEMS INC SUB CARDINAL HEALTH INC | 4000 | Purchased
CHRISTIANA |  | HOSPITAL-CH | 0 | 14174310 | DE |  | 2014-12-03 19:00 |  | Infusion Pumps; General-Purpose (LVP) | 59047 | 8100 ALARIS PUMP | ALARIS MEDICAL SYSTEMS INC SUB CARDINAL HEALTH INC | 4000 | Purchased
CHRISTIANA |  | HOSPITAL-CH | 0 | 14213281 | DE |  | 2014-12-03 19:00 |  | Infusion Pumps; General-Purpose (LVP) | 59051 | 8100 ALARIS PUMP | ALARIS MEDICAL SYSTEMS INC SUB CARDINAL HEALTH INC | 4000 | Purchased
CHRISTIANA |  | HOSPITAL-CH | 0 | 14211454 | DE |  | 2014-12-03 19:00 |  | Infusion Pumps; General-Purpose (LVP) | 58346 | 8100 ALARIS PUMP | ALARIS MEDICAL SYSTEMS INC SUB CARDINAL HEALTH INC | 4000 | Purchased
CHRISTIANA |  | HOSPITAL-CH | 0 | 12893053 | DE |  | 2017-04-30 20:00 |  | Infusion Pumps; General-Purpose (LVP) | 64599 | 8100 ALARIS PUMP | ALARIS MEDICAL SYSTEMS INC SUB CARDINAL HEALTH IN | 4000 | Purchased
CHRISTIANA |  | HOSPITAL-CH | 0 | 14212649 | DE |  | 2014-12-03 19:00 |  | Infusion Pumps; General-Purpose (LVP) | 59981 | 8100 ALARIS PUMP | ALARIS MEDICAL SYSTEMS INC SUB CARDINAL HEALTH IN | 4000 | Purchased
CHRISTIANA |  | HOSPITAL-CH | 0 | 14211994 | DE |  | 2014-12-03 19:00 |  | Infusion Pumps; General-Purpose (LVP) | 56965 | 8100 ALARIS PUMP | ALARIS MEDICAL SYSTEMS INC SUB CARDINAL HEALTH IN | 4000 | Purchased
CHRISTIANA |  | HOSPITAL-CH | 0 | 14204825 | DE |  | 2014-12-03 19:00 |  | Infusion Pumps; General-Purpose (LVP) | 56967 | 8100 ALARIS PUMP | ALARIS MEDICAL SYSTEMS INC SUB CARDINAL HEALTH INC | 4000 | Purchased
CHRISTIANA |  | HOSPITAL-CH | 0 | 12719125 | DE |  | 2017-11-07 19:00 |  | Infusion Pumps; General-Purpose (LVP) | 65863 | 8100 ALARIS PUMP | ALARIS MEDICAL SYSTEMS INC SUB CARDINAL HEALTH IN | 4000 | Purchased
CHRISTIANA |  | HOSPITAL-CH | 0 | 14214727 | DE |  | 2014-12-03 19:00 |  | Infusion Pumps; General-Purpose (LVP) | 59069 | 8100 ALARIS PUMP | ALARIS MEDICAL SYSTEMS INC SUB CARDINAL HEALTH IN | 4000 | Purchased
CHRISTIANA |  | HOSPITAL-CH | 0 | 14213183 | DE |  | 2014-12-03 19:00 |  | Infusion Pumps; General-Purpose (LVP) | 59071 | 8100 ALARIS PUMP | ALARIS MEDICAL SYSTEMS INC SUB CARDINAL HEALTH IN | 4000 | Purchased
CHRISTIANA |  | HOSPITAL-CH | 0 | 14213575 | DE |  | 2014-12-03 19:00 |  | Infusion Pumps; General-Purpose (LVP) | 55267 | 8100 ALARIS PUMP | ALARIS MEDICAL SYSTEMS INC SUB CARDINAL HEALTH INC | 4000 | Purchased
CHRISTIANA |  | HOSPITAL-CH | 0 | 14213247 | DE |  | 2014-12-03 19:00 |  | Infusion Pumps; General-Purpose (LVP) | 55269 | 8100 ALARIS PUMP | ALARIS MEDICAL SYSTEMS INC SUB CARDINAL HEALTH INC | 4000 | Purchased
CHRISTIANA |  | HOSPITAL-CH | 0 | 14211206 | DE |  | 2014-12-03 19:00 |  | Infusion Pumps; General-Purpose (LVP) | 59250 | 8100 ALARIS PUMP | ALARIS MEDICAL SYSTEMS INC SUB CARDINAL HEALTH INC | 4000 | Purchased
CHRISTIANA |  | HOSPITAL-CH | 0 | 14211872 | DE |  | 2014-12-03 19:00 |  | Infusion Pumps; General-Purpose (LVP) | 56299 | 8100 ALARIS PUMP | ALARIS MEDICAL SYSTEMS INC SUB CARDINAL HEALTH IN | 4000 | Purchased
CHRISTIANA |  | HOSPITAL-CH | 0 | 14211853 | DE |  | 2014-12-03 19:00 |  | Infusion Pumps; General-Purpose (LVP) | 56301 | 8100 ALARIS PUMP | ALARIS MEDICAL SYSTEMS INC SUB CARDINAL HEALTH INC | 4000 | Purchased
CHRISTIANA |  | HOSPITAL-CH | 0 | 13598600 | DE |  | 2017-11-07 19:00 |  | Infusion Pumps; General-Purpose (LVP) | 66083 | 8100 ALARIS PUMP | ALARIS MEDICAL SYSTEMS INC SUB CARDINAL HEALTH INC | 4000 | Rental
CHRISTIANA |  | HOSPITAL-CH | 0 | 14211054 | DE |  | 2014-12-03 19:00 |  | Infusion Pumps; General-Purpose (LVP) | 58365 | 8100 ALARIS PUMP | ALARIS MEDICAL SYSTEMS INC SUB CARDINAL HEALTH INC | 4000 | Purchased
CHRISTIANA |  | HOSPITAL-CH | 0 | 14210623 | DE |  | 2014-12-03 19:00 |  | Infusion Pumps; General-Purpose (LVP) | 59269 | 8100 ALARIS PUMP | ALARIS MEDICAL SYSTEMS INC SUB CARDINAL HEALTH IN | 4000 | Purchased
CHRISTIANA |  | HOSPITAL-CH | 0 | 14201603 | DE |  | 2014-12-03 19:00 |  | Infusion Pumps; General-Purpose (LVP) | 59271 | 8100 ALARIS PUMP | ALARIS MEDICAL SYSTEMS INC SUB CARDINAL HEALTH INC | 4000 | Purchased
CHRISTIANA |  | HOSPITAL-CH | 0 | 14201044 | DE |  | 2014-12-03 19:00 |  | Infusion Pumps; General-Purpose (LVP) | 59273 | 8100 ALARIS PUMP | ALARIS MEDICAL SYSTEMS INC SUB CARDINAL HEALTH IN | 4000 | Purchased
CHRISTIANA |  | HOSPITAL-CH | 0 | 14211868 | DE |  | 2014-12-03 19:00 |  | Infusion Pumps; General-Purpose (LVP) | 56315 | 8100 ALARIS PUMP | ALARIS MEDICAL SYSTEMS INC SUB CARDINAL HEALTH IN | 4000 | Purchased
CHRISTIANA |  | HOSPITAL-CH | 0 | 14213188 | DE |  | 2014-12-03 19:00 |  | Infusion Pumps; General-Purpose (LVP) | 55438 | 8100 ALARIS PUMP | ALARIS MEDICAL SYSTEMS INC SUB CARDINAL HEALTH IN | 4000 | Purchased
CHRISTIANA |  | HOSPITAL-CH | 0 | 14211878 | DE |  | 2014-12-03 19:00 |  | Infusion Pumps; General-Purpose (LVP) | 56385 | 8100 ALARIS PUMP | ALARIS MEDICAL SYSTEMS INC SUB CARDINAL HEALTH INC | 4000 | Purchased
CHRISTIANA |  | HOSPITAL-CH | 0 | 14212621 | DE |  | 2014-12-03 19:00 |  | Infusion Pumps; General-Purpose (LVP) | 58641 | 8100 ALARIS PUMP | ALARIS MEDICAL SYSTEMS INC SUB CARDINAL HEALTH IN | 4000 | Purchased
CHRISTIANA |  | HOSPITAL-CH | 0 | 14212183 | DE |  | 2014-12-03 19:00 |  | Infusion Pumps; General-Purpose (LVP) | 59791 | 8100 ALARIS PUMP | ALARIS MEDICAL SYSTEMS INC SUB CARDINAL HEALTH INC | 4000 | Purchased
CHRISTIANA |  | HOSPITAL-CH | 0 | 14212563 | DE |  | 2014-12-03 19:00 |  | Infusion Pumps; General-Purpose (LVP) | 59793 | 8100 ALARIS PUMP | ALARIS MEDICAL SYSTEMS INC SUB CARDINAL HEALTH IN | 4000 | Purchased
CHRISTIANA |  | HOSPITAL-CH | 0 | 14212309 | DE |  | 2014-12-03 19:00 |  | Infusion Pumps; General-Purpose (LVP) | 59795 | 8100 ALARIS PUMP | ALARIS MEDICAL SYSTEMS INC SUB CARDINAL HEALTH INC | 4000 | Purchased
CHRISTIANA |  | HOSPITAL-CH | 0 | 13841184 | DE |  | 2017-04-30 20:00 |  | Infusion Pumps; General-Purpose (LVP) | 64736 | 8100 ALARIS PUMP | ALARIS MEDICAL SYSTEMS INC SUB CARDINAL HEALTH IN | 4000 | Rental
CHRISTIANA |  | HOSPITAL-CH | 0 | 14199391 | DE |  | 2014-12-03 19:00 |  | Infusion Pumps; General-Purpose (LVP) | 58788 | 8100 ALARIS PUMP | ALARIS MEDICAL SYSTEMS INC SUB CARDINAL HEALTH IN | 4000 | Purchased
CHRISTIANA |  | HOSPITAL-CH | 0 | 13876270 | DE |  | 2017-11-07 19:00 |  | Infusion Pumps; General-Purpose (LVP) | 63776 | 8100 ALARIS PUMP | ALARIS MEDICAL SYSTEMS INC SUB CARDINAL HEALTH IN | 4000 | Rental
CHRISTIANA |  | HOSPITAL-CH | 0 | 14213235 | DE |  | 2014-12-03 19:00 |  | Infusion Pumps; General-Purpose (LVP) | 59993 | 8100 ALARIS PUMP | ALARIS MEDICAL SYSTEMS INC SUB CARDINAL HEALTH INC | 4000 | Purchased
CHRISTIANA |  | HOSPITAL-CH | 0 | 14209805 | DE |  | 2014-12-03 19:00 |  | Infusion Pumps; General-Purpose (LVP) | 58924 | 8100 ALARIS PUMP | ALARIS MEDICAL SYSTEMS INC SUB CARDINAL HEALTH INC | 4000 | Purchased
CHRISTIANA |  | HOSPITAL-CH | 0 | 14214364 | DE |  | 2014-12-03 19:00 |  | Infusion Pumps; General-Purpose (LVP) | 56692 | 8100 ALARIS PUMP | ALARIS MEDICAL SYSTEMS INC SUB CARDINAL HEALTH IN | 4000 | Purchased
CHRISTIANA |  | HOSPITAL-CH | 0 | 14213499 | DE |  | 2014-12-03 19:00 |  | Infusion Pumps; General-Purpose (LVP) | 56694 | 8100 ALARIS PUMP | ALARIS MEDICAL SYSTEMS INC SUB CARDINAL HEALTH INC | 4000 | Purchased
CHRISTIANA |  | HOSPITAL-CH | 0 | 14214337 | DE |  | 2014-12-03 19:00 |  | Infusion Pumps; General-Purpose (LVP) | 56853 | 8100 ALARIS PUMP | ALARIS MEDICAL SYSTEMS INC SUB CARDINAL HEALTH INC | 4000 | Purchased
CHRISTIANA |  | HOSPITAL-CH | 0 | 14214415 | DE |  | 2014-12-03 19:00 |  | Infusion Pumps; General-Purpose (LVP) | 56855 | 8100 ALARIS PUMP | ALARIS MEDICAL SYSTEMS INC SUB CARDINAL HEALTH INC | 4000 | Purchased
CHRISTIANA |  | HOSPITAL-CH | 0 | 12719184 | DE |  | 2017-04-30 20:00 |  | Infusion Pumps; General-Purpose (LVP) | 64509 | 8100 ALARIS PUMP | ALARIS MEDICAL SYSTEMS INC SUB CARDINAL HEALTH INC | 4000 | Rental
CHRISTIANA |  | HOSPITAL-CH | 0 | 14214464 | DE |  | 2014-12-03 19:00 |  | Infusion Pumps; General-Purpose (LVP) | 56886 | 8100 ALARIS PUMP | ALARIS MEDICAL SYSTEMS INC SUB CARDINAL HEALTH INC | 4000 | Purchased
CHRISTIANA |  | HOSPITAL-CH | 0 | 14966474 | DE |  | 2017-08-01 20:00 |  | Infusion Pumps; General-Purpose (LVP) | 65259 | 8100 ALARIS PUMP | ALARIS MEDICAL SYSTEMS INC SUB CARDINAL HEALTH IN | 4000 | Purchased
CHRISTIANA |  | HOSPITAL-CH | 0 | 13875795 | DE |  | 2017-11-07 19:00 |  | Infusion Pumps; General-Purpose (LVP) | 65835 | 8100 ALARIS PUMP | ALARIS MEDICAL SYSTEMS INC SUB CARDINAL HEALTH IN | 4000 | Purchased
CHRISTIANA |  | HOSPITAL-CH | 0 | 12718262 | DE |  | 2017-04-30 20:00 |  | Infusion Pumps; General-Purpose (LVP) | 64522 | 8100 ALARIS PUMP | ALARIS MEDICAL SYSTEMS INC SUB CARDINAL HEALTH INC | 4000 | Rental
CHRISTIANA |  | CANCER CENTER | 0 | 14966077 | DE |  | 2017-08-01 20:00 |  | Infusion Pumps; General-Purpose (LVP) | 65006 | 8100 ALARIS PUMP | ALARIS MEDICAL SYSTEMS INC SUB CARDINAL HEALTH IN | 4000 | Purchased
CHRISTIANA |  | HOSPITAL-CH | 0 | 14212004 | DE |  | 2014-12-03 19:00 |  | Infusion Pumps; General-Purpose (LVP) | 59823 | 8100 ALARIS PUMP | ALARIS MEDICAL SYSTEMS INC SUB CARDINAL HEALTH IN | 4000 | Purchased
CHRISTIANA |  | HOSPITAL-CH | 0 | 14211988 | DE |  | 2014-12-03 19:00 |  | Infusion Pumps; General-Purpose (LVP) | 59825 | 8100 ALARIS PUMP | ALARIS MEDICAL SYSTEMS INC SUB CARDINAL HEALTH INC | 4000 | Purchased
CHRISTIANA |  | HOSPITAL-CH | 0 | 14212981 | DE |  | 2014-12-03 19:00 |  | Infusion Pumps; General-Purpose (LVP) | 56949 | 8100 ALARIS PUMP | ALARIS MEDICAL SYSTEMS INC SUB CARDINAL HEALTH INC | 4000 | Purchased
CHRISTIANA |  | HOSPITAL-CH | 0 | 14212085 | DE |  | 2014-12-03 19:00 |  | Infusion Pumps; General-Purpose (LVP) | 56951 | 8100 ALARIS PUMP | ALARIS MEDICAL SYSTEMS INC SUB CARDINAL HEALTH INC | 4000 | Purchased
CHRISTIANA |  | HOSPITAL-CH | 0 | 14946221 | DE |  | 2017-08-01 20:00 |  | Infusion Pumps; General-Purpose (LVP) | 65010 | 8100 ALARIS PUMP | ALARIS MEDICAL SYSTEMS INC SUB CARDINAL HEALTH IN | 4000 | Purchased
CHRISTIANA |  | HOSPITAL-CH | 0 | 14211338 | DE |  | 2014-12-03 19:00 |  | Infusion Pumps; General-Purpose (LVP) | 58437 | 8100 ALARIS PUMP | ALARIS MEDICAL SYSTEMS INC SUB CARDINAL HEALTH INC | 4000 | Purchased
CHRISTIANA |  | HOSPITAL-CH | 0 | 14196474 | DE |  | 2014-12-03 19:00 |  | Infusion Pumps; General-Purpose (LVP) | 58506 | 8100 ALARIS PUMP | ALARIS MEDICAL SYSTEMS INC SUB CARDINAL HEALTH INC | 4000 | Purchased
CHRISTIANA |  | HOSPITAL-CH | 0 | 14212084 | DE |  | 2014-12-03 19:00 |  | Infusion Pumps; General-Purpose (LVP) | 59599 | 8100 ALARIS PUMP | ALARIS MEDICAL SYSTEMS INC SUB CARDINAL HEALTH IN | 4000 | Purchased
CHRISTIANA |  | HOSPITAL-CH | 0 | 14214390 | DE |  | 2014-12-03 19:00 |  | Infusion Pumps; General-Purpose (LVP) | 59601 | 8100 ALARIS PUMP | ALARIS MEDICAL SYSTEMS INC SUB CARDINAL HEALTH INC | 4000 | Purchased
CHRISTIANA |  | HOSPITAL-CH | 0 | 14212603 | DE |  | 2014-12-03 19:00 |  | Infusion Pumps; General-Purpose (LVP) | 59603 | 8100 ALARIS PUMP | ALARIS MEDICAL SYSTEMS INC SUB CARDINAL HEALTH INC | 4000 | Purchased
CHRISTIANA |  | HOSPITAL-CH | 0 | 14212221 | DE |  | 2014-12-03 19:00 |  | Infusion Pumps; General-Purpose (LVP) | 58567 | 8100 ALARIS PUMP | ALARIS MEDICAL SYSTEMS INC SUB CARDINAL HEALTH IN | 4000 | Purchased
CHRISTIANA |  | HOSPITAL-CH | 0 | 14213600 | DE |  | 2014-12-03 19:00 |  | Infusion Pumps; General-Purpose (LVP) | 59732 | 8100 ALARIS PUMP | ALARIS MEDICAL SYSTEMS INC SUB CARDINAL HEALTH IN | 4000 | Purchased
CHRISTIANA |  | HOSPITAL-CH | 0 | 12926135 | DE |  | 2017-04-30 20:00 |  | Infusion Pumps; General-Purpose (LVP) | 64614 | 8100 ALARIS PUMP | ALARIS MEDICAL SYSTEMS INC SUB CARDINAL HEALTH INC | 4000 | Rental
CHRISTIANA |  | HOSPITAL-CH | 0 | 14210298 | DE |  | 2014-12-03 19:00 |  | Infusion Pumps; General-Purpose (LVP) | 58982 | 8100 ALARIS PUMP | ALARIS MEDICAL SYSTEMS INC SUB CARDINAL HEALTH INC | 4000 | Purchased
CHRISTIANA |  | HOSPITAL-CH | 0 | 14214136 | DE |  | 2014-12-03 19:00 |  | Infusion Pumps; General-Purpose (LVP) | 56801 | 8100 ALARIS PUMP | ALARIS MEDICAL SYSTEMS INC SUB CARDINAL HEALTH INC | 4000 | Purchased
CHRISTIANA |  | HOSPITAL-CH | 0 | 14213762 | DE |  | 2014-12-03 19:00 |  | Infusion Pumps; General-Purpose (LVP) | 56799 | 8100 ALARIS PUMP | ALARIS MEDICAL SYSTEMS INC SUB CARDINAL HEALTH IN | 4000 | Purchased
CHRISTIANA |  | HOSPITAL-CH | 0 | 14214344 | DE |  | 2014-12-03 19:00 |  | Infusion Pumps; General-Purpose (LVP) | 56822 | 8100 ALARIS PUMP | ALARIS MEDICAL SYSTEMS INC SUB CARDINAL HEALTH IN | 4000 | Purchased
CHRISTIANA |  | HOSPITAL-CH | 0 | 13790576 | DE |  | 2017-04-30 20:00 |  | Infusion Pumps; General-Purpose (LVP) | 64632 | 8100 ALARIS PUMP | ALARIS MEDICAL SYSTEMS INC SUB CARDINAL HEALTH INC | 4000 | Rental
CHRISTIANA |  | HOSPITAL-CH | 0 | 14214757 | DE |  | 2014-12-03 19:00 |  | Infusion Pumps; General-Purpose (LVP) | 55410 | 8100 ALARIS PUMP | ALARIS MEDICAL SYSTEMS INC SUB CARDINAL HEALTH INC | 4000 | Purchased
CHRISTIANA |  | HOSPITAL-CH | 0 | 14214524 | DE |  | 2014-12-03 19:00 |  | Infusion Pumps; General-Purpose (LVP) | 55412 | 8100 ALARIS PUMP | ALARIS MEDICAL SYSTEMS INC SUB CARDINAL HEALTH IN | 4000 | Purchased
CHRISTIANA |  | HOSPITAL-CH | 0 | 14212022 | DE |  | 2014-12-03 19:00 |  | Infusion Pumps; General-Purpose (LVP) | 58613 | 8100 ALARIS PUMP | ALARIS MEDICAL SYSTEMS INC SUB CARDINAL HEALTH IN | 4000 | Purchased
CHRISTIANA |  | HOSPITAL-CH | 0 | 13841823 | DE |  | 2017-11-07 19:00 |  | Infusion Pumps; General-Purpose (LVP) | 63897 | 8100 ALARIS PUMP | ALARIS MEDICAL SYSTEMS INC SUB CARDINAL HEALTH INC | 4000 | Rental
CHRISTIANA |  | HOSPITAL-CH | 0 | 14789636 | DE |  | 2017-11-07 19:00 |  | Infusion Pumps; General-Purpose (LVP) | 66078 | 8100 ALARIS PUMP | ALARIS MEDICAL SYSTEMS INC SUB CARDINAL HEALTH IN | 4000 | Purchased
CHRISTIANA |  | HOSPITAL-CH | 0 | 13841440 | DE |  | 2017-11-07 19:00 |  | Infusion Pumps; General-Purpose (LVP) | 65757 | 8100 ALARIS PUMP | ALARIS MEDICAL SYSTEMS INC SUB CARDINAL HEALTH IN | 4000 | Purchased
CHRISTIANA |  | HOSPITAL-CH | 0 | 13530948 | DE |  | 2017-11-07 19:00 |  | Infusion Pumps; General-Purpose (LVP) | 65899 | 8100 ALARIS PUMP | ALARIS MEDICAL SYSTEMS INC SUB CARDINAL HEALTH IN | 4000 | Purchased
CHRISTIANA |  | HOSPITAL-CH | 0 | 14966088 | DE |  | 2017-08-01 20:00 |  | Infusion Pumps; General-Purpose (LVP) | 65001 | 8100 ALARIS PUMP | ALARIS MEDICAL SYSTEMS INC SUB CARDINAL HEALTH IN | 4000 | Purchased
CHRISTIANA |  | HOSPITAL-CH | 0 | 14213211 | DE |  | 2014-07-13 20:00 |  | Infusion Pumps; General-Purpose (LVP) | 55189 | 8100 ALARIS PUMP | ALARIS MEDICAL SYSTEMS INC SUB CARDINAL HEALTH INC | 4000 | Purchased
CHRISTIANA |  | HOSPITAL-CH | 0 | 14212091 | DE |  | 2014-12-03 19:00 |  | Infusion Pumps; General-Purpose (LVP) | 59951 | 8100 ALARIS PUMP | ALARIS MEDICAL SYSTEMS INC SUB CARDINAL HEALTH INC | 4000 | Purchased
CHRISTIANA |  | HOSPITAL-CH | 0 | 12770410 | DE |  | 2017-11-07 19:00 |  | Infusion Pumps; General-Purpose (LVP) | 65862 | 8100 ALARIS PUMP | ALARIS MEDICAL SYSTEMS INC SUB CARDINAL HEALTH IN | 4000 | Purchased
CHRISTIANA |  | HOSPITAL-CH | 0 | 14215995 | DE |  | 2014-12-03 19:00 |  | Infusion Pumps; General-Purpose (LVP) | 58379 | 8100 ALARIS PUMP | ALARIS MEDICAL SYSTEMS INC SUB CARDINAL HEALTH INC | 4000 | Purchased
CHRISTIANA |  | HOSPITAL-CH | 0 | 14215568 | DE |  | 2014-12-03 19:00 |  | Infusion Pumps; General-Purpose (LVP) | 58381 | 8100 ALARIS PUMP | ALARIS MEDICAL SYSTEMS INC SUB CARDINAL HEALTH IN | 4000 | Purchased
CHRISTIANA |  | HOSPITAL-CH | 0 | 14210668 | DE |  | 2014-12-03 19:00 |  | Infusion Pumps; General-Purpose (LVP) | 59339 | 8100 ALARIS PUMP | ALARIS MEDICAL SYSTEMS INC SUB CARDINAL HEALTH IN | 4000 | Purchased
CHRISTIANA |  | HOSPITAL-CH | 0 | 14211432 | DE |  | 2014-12-03 19:00 |  | Infusion Pumps; General-Purpose (LVP) | 59341 | 8100 ALARIS PUMP | ALARIS MEDICAL SYSTEMS INC SUB CARDINAL HEALTH IN | 4000 | Purchased
CHRISTIANA |  | HOSPITAL-CH | 0 | 13841122 | DE |  | 2017-11-07 19:00 |  | Infusion Pumps; General-Purpose (LVP) | 65750 | 8100 ALARIS PUMP | ALARIS MEDICAL SYSTEMS INC SUB CARDINAL HEALTH INC | 4000 | Rental
CHRISTIANA |  | HOSPITAL-CH | 0 | 14213839 | DE |  | 2014-12-03 19:00 |  | Infusion Pumps; General-Purpose (LVP) | 59728 | 8100 ALARIS PUMP | ALARIS MEDICAL SYSTEMS INC SUB CARDINAL HEALTH INC | 4000 | Purchased
CHRISTIANA |  | HOSPITAL-CH | 0 | 14212125 | DE |  | 2014-12-03 19:00 |  | Infusion Pumps; General-Purpose (LVP) | 59730 | 8100 ALARIS PUMP | ALARIS MEDICAL SYSTEMS INC SUB CARDINAL HEALTH INC | 4000 | Purchased
CHRISTIANA |  | HOSPITAL-CH | 0 | 12751217 | DE |  | 2017-11-07 19:00 |  | Infusion Pumps; General-Purpose (LVP) | 65804 | 8100 ALARIS PUMP | ALARIS MEDICAL SYSTEMS INC SUB CARDINAL HEALTH IN | 4000 | Purchased
CHRISTIANA |  | HOSPITAL-CH | 0 | 14207493 | DE |  | 2014-07-13 20:00 |  | Infusion Pumps; General-Purpose (LVP) | 56977 | 8100 ALARIS PUMP | ALARIS MEDICAL SYSTEMS INC SUB CARDINAL HEALTH INC | 4000 | Purchased
CHRISTIANA |  | HOSPITAL-CH | 0 | 13876558 | DE |  | 2017-04-30 20:00 |  | Infusion Pumps; General-Purpose (LVP) | 64608 | 8100 ALARIS PUMP | ALARIS MEDICAL SYSTEMS INC SUB CARDINAL HEALTH INC | 4000 | Rental
CHRISTIANA |  | HOSPITAL-CH | 0 | 14215561 | DE |  | 2014-12-03 19:00 |  | Infusion Pumps; General-Purpose (LVP) | 60004 | 8100 ALARIS PUMP | ALARIS MEDICAL SYSTEMS INC SUB CARDINAL HEALTH INC | 4000 | Purchased
CHRISTIANA |  | HOSPITAL-CH | 0 | 14213469 | DE |  | 2014-12-03 19:00 |  | Infusion Pumps; General-Purpose (LVP) | 60006 | 8100 ALARIS PUMP | ALARIS MEDICAL SYSTEMS INC SUB CARDINAL HEALTH INC | 4000 | Purchased
CHRISTIANA |  | HOSPITAL-CH | 0 | 14212518 | DE |  | 2014-07-13 20:00 |  | Infusion Pumps; General-Purpose (LVP) | 55207 | 8100 ALARIS PUMP | ALARIS MEDICAL SYSTEMS INC SUB CARDINAL HEALTH IN | 4000 | Purchased
CHRISTIANA |  | HOSPITAL-CH | 0 | 13790319 | DE |  | 2017-11-07 19:00 |  | Infusion Pumps; General-Purpose (LVP) | 63840 | 8100 ALARIS PUMP | ALARIS MEDICAL SYSTEMS INC SUB CARDINAL HEALTH INC | 4000 | Rental
CHRISTIANA |  | HOSPITAL-CH | 0 | 14214351 | DE |  | 2014-12-03 19:00 |  | Infusion Pumps; General-Purpose (LVP) | 56784 | 8100 ALARIS PUMP | ALARIS MEDICAL SYSTEMS INC SUB CARDINAL HEALTH IN | 4000 | Purchased
CHRISTIANA |  | HOSPITAL-CH | 0 | 14120420 | DE |  | 2014-12-03 19:00 |  | Infusion Pumps; General-Purpose (LVP) | 56265 | 8100 ALARIS PUMP | ALARIS MEDICAL SYSTEMS INC SUB CARDINAL HEALTH INC | 4000 | Purchased
CHRISTIANA |  | HOSPITAL-CH | 0 | 14213276 | DE |  | 2014-12-03 19:00 |  | Infusion Pumps; General-Purpose (LVP) | 59052 | 8100 ALARIS PUMP | ALARIS MEDICAL SYSTEMS INC SUB CARDINAL HEALTH INC | 4000 | Purchased
CHRISTIANA |  | HOSPITAL-CH | 0 | 14195559 | DE |  | 2014-12-03 19:00 |  | Infusion Pumps; General-Purpose (LVP) | 59054 | 8100 ALARIS PUMP | ALARIS MEDICAL SYSTEMS INC SUB CARDINAL HEALTH IN | 4000 | Purchased
CHRISTIANA |  | HOSPITAL-CH | 0 | 14214670 | DE |  | 2014-12-03 19:00 |  | Infusion Pumps; General-Purpose (LVP) | 59056 | 8100 ALARIS PUMP | ALARIS MEDICAL SYSTEMS INC SUB CARDINAL HEALTH IN | 4000 | Purchased
CHRISTIANA |  | CANCER CENTER | 0 | 14966463 | DE |  | 2017-08-01 20:00 |  | Infusion Pumps; General-Purpose (LVP) | 65260 | 8100 ALARIS PUMP | ALARIS MEDICAL SYSTEMS INC SUB CARDINAL HEALTH IN | 4000 | Purchased
CHRISTIANA |  | HOSPITAL-CH | 0 | 14210684 | DE |  | 2014-12-03 19:00 |  | Infusion Pumps; General-Purpose (LVP) | 58350 | 8100 ALARIS PUMP | ALARIS MEDICAL SYSTEMS INC SUB CARDINAL HEALTH INC | 4000 | Purchased
CHRISTIANA |  | HOSPITAL-CH | 0 | 13842332 | DE |  | 2017-11-07 19:00 |  | Infusion Pumps; General-Purpose (LVP) | 65949 | 8100 ALARIS PUMP | ALARIS MEDICAL SYSTEMS INC SUB CARDINAL HEALTH IN | 4000 | Purchased
CHRISTIANA |  | HOSPITAL-CH | 0 | 14210196 | DE |  | 2014-12-03 19:00 |  | Infusion Pumps; General-Purpose (LVP) | 58936 | 8100 ALARIS PUMP | ALARIS MEDICAL SYSTEMS INC SUB CARDINAL HEALTH INC | 4000 | Purchased
CHRISTIANA |  | HOSPITAL-CH | 0 | 14211191 | DE |  | 2014-12-03 19:00 |  | Infusion Pumps; General-Purpose (LVP) | 58938 | 8100 ALARIS PUMP | ALARIS MEDICAL SYSTEMS INC SUB CARDINAL HEALTH IN | 4000 | Purchased
CHRISTIANA |  | HOSPITAL-CH | 0 | 14214666 | DE |  | 2014-12-03 19:00 |  | Infusion Pumps; General-Purpose (LVP) | 58942 | 8100 ALARIS PUMP | ALARIS MEDICAL SYSTEMS INC SUB CARDINAL HEALTH INC | 4000 | Purchased
CHRISTIANA |  | HOSPITAL-CH | 0 | 14135786 | DE |  | 2014-12-03 19:00 |  | Infusion Pumps; General-Purpose (LVP) | 56968 | 8100 ALARIS PUMP | ALARIS MEDICAL SYSTEMS INC SUB CARDINAL HEALTH INC | 4000 | Purchased
CHRISTIANA |  | HOSPITAL-CH | 0 | 14128226 | DE |  | 2014-12-03 19:00 |  | Infusion Pumps; General-Purpose (LVP) | 56970 | 8100 ALARIS PUMP | ALARIS MEDICAL SYSTEMS INC SUB CARDINAL HEALTH INC | 4000 | Purchased
CHRISTIANA |  | HOSPITAL-CH | 0 | 14213899 | DE |  | 2014-12-03 19:00 |  | Infusion Pumps; General-Purpose (LVP) | 59074 | 8100 ALARIS PUMP | ALARIS MEDICAL SYSTEMS INC SUB CARDINAL HEALTH IN | 4000 | Purchased
CHRISTIANA |  | HOSPITAL-CH | 0 | 14213996 | DE |  | 2014-12-03 19:00 |  | Infusion Pumps; General-Purpose (LVP) | 59077 | 8100 ALARIS PUMP | ALARIS MEDICAL SYSTEMS INC SUB CARDINAL HEALTH IN | 4000 | Purchased
CHRISTIANA |  | HOSPITAL-CH | 0 | 14214254 | DE |  | 2014-12-03 19:00 |  | Infusion Pumps; General-Purpose (LVP) | 55270 | 8100 ALARIS PUMP | ALARIS MEDICAL SYSTEMS INC SUB CARDINAL HEALTH IN | 4000 | Purchased
CHRISTIANA |  | HOSPITAL-CH | 0 | 14213906 | DE |  | 2014-12-03 19:00 |  | Infusion Pumps; General-Purpose (LVP) | 55272 | 8100 ALARIS PUMP | ALARIS MEDICAL SYSTEMS INC SUB CARDINAL HEALTH IN | 4000 | Purchased
CHRISTIANA |  | HOSPITAL-CH | 0 | 12718522 | DE |  | 2017-11-07 19:00 |  | Infusion Pumps; General-Purpose (LVP) | 63821 | 8100 ALARIS PUMP | ALARIS MEDICAL SYSTEMS INC SUB CARDINAL HEALTH INC | 4000 | Rental
CHRISTIANA |  | HOSPITAL-CH | 0 | 14203833 | DE |  | 2014-12-03 19:00 |  | Infusion Pumps; General-Purpose (LVP) | 59253 | 8100 ALARIS PUMP | ALARIS MEDICAL SYSTEMS INC SUB CARDINAL HEALTH INC | 4000 | Purchased
CHRISTIANA |  | HOSPITAL-CH | 0 | 14211576 | DE |  | 2014-12-03 19:00 |  | Infusion Pumps; General-Purpose (LVP) | 59255 | 8100 ALARIS PUMP | ALARIS MEDICAL SYSTEMS INC SUB CARDINAL HEALTH IN | 4000 | Purchased
CHRISTIANA |  | HOSPITAL-CH | 0 | 14211871 | DE |  | 2014-12-03 19:00 |  | Infusion Pumps; General-Purpose (LVP) | 56304 | 8100 ALARIS PUMP | ALARIS MEDICAL SYSTEMS INC SUB CARDINAL HEALTH IN | 4000 | Purchased
CHRISTIANA |  | HOSPITAL-CH | 0 | 14212486 | DE |  | 2014-12-03 19:00 |  | Infusion Pumps; General-Purpose (LVP) | 56306 | 8100 ALARIS PUMP | ALARIS MEDICAL SYSTEMS INC SUB CARDINAL HEALTH INC | 4000 | Purchased
CHRISTIANA |  | HOSPITAL-CH | 0 | 13875539 | DE |  | 2017-04-30 20:00 |  | Infusion Pumps; General-Purpose (LVP) | 64645 | 8100 ALARIS PUMP | ALARIS MEDICAL SYSTEMS INC SUB CARDINAL HEALTH INC | 4000 | Rental
CHRISTIANA |  | HOSPITAL-CH | 0 | 4094302 | DE |  | 2017-11-07 19:00 |  | Infusion Pumps; General-Purpose (LVP) | 66031 | 8100 ALARIS PUMP | ALARIS MEDICAL SYSTEMS INC SUB CARDINAL HEALTH INC | 4000 | Purchased
CHRISTIANA |  | HOSPITAL-CH | 0 | 14212661 | DE |  | 2014-12-03 19:00 |  | Infusion Pumps; General-Purpose (LVP) | 59654 | 8100 ALARIS PUMP | ALARIS MEDICAL SYSTEMS INC SUB CARDINAL HEALTH IN | 4000 | Purchased
CHRISTIANA |  | HOSPITAL-CH | 0 | 14151274 | DE |  | 2014-12-03 19:00 |  | Infusion Pumps; General-Purpose (LVP) | 56923 | 8100 ALARIS PUMP | ALARIS MEDICAL SYSTEMS INC SUB CARDINAL HEALTH IN | 4000 | Purchased
CHRISTIANA |  | HOSPITAL-CH | 0 | 14212618 | DE |  | 2014-12-03 19:00 |  | Infusion Pumps; General-Purpose (LVP) | 56925 | 8100 ALARIS PUMP | ALARIS MEDICAL SYSTEMS INC SUB CARDINAL HEALTH INC | 4000 | Purchased
CHRISTIANA |  | HOSPITAL-CH | 0 | 13841537 | DE |  | 2017-11-07 19:00 |  | Infusion Pumps; General-Purpose (LVP) | 65790 | 8100 ALARIS PUMP | ALARIS MEDICAL SYSTEMS INC SUB CARDINAL HEALTH IN | 4000 | Purchased
CHRISTIANA |  | HOSPITAL-CH | 0 | 14212581 | DE |  | 2014-12-03 19:00 |  | Infusion Pumps; General-Purpose (LVP) | 56259 | 8100 ALARIS PUMP | ALARIS MEDICAL SYSTEMS INC SUB CARDINAL HEALTH INC | 4000 | Purchased
CHRISTIANA |  | HOSPITAL-WH | 0 | 14215877 | DE |  | 2014-12-03 19:00 |  | Infusion Pumps; General-Purpose (LVP) | 58366 | 8100 ALARIS PUMP | ALARIS MEDICAL SYSTEMS INC SUB CARDINAL HEALTH IN | 4000 | Purchased
CHRISTIANA |  | HOSPITAL-CH | 0 | 14215721 | DE |  | 2014-12-03 19:00 |  | Infusion Pumps; General-Purpose (LVP) | 58368 | 8100 ALARIS PUMP | ALARIS MEDICAL SYSTEMS INC SUB CARDINAL HEALTH INC | 4000 | Purchased
CHRISTIANA |  | HOSPITAL-CH | 0 | 12718397 | DE |  | 2017-11-07 19:00 |  | Infusion Pumps; General-Purpose (LVP) | 65911 | 8100 ALARIS PUMP | ALARIS MEDICAL SYSTEMS INC SUB CARDINAL HEALTH IN | 4000 | Purchased
CHRISTIANA |  | HOSPITAL-CH | 0 | 12623669 | DE |  | 2017-11-07 19:00 |  | Infusion Pumps; General-Purpose (LVP) | 63958 | 8100 ALARIS PUMP | ALARIS MEDICAL SYSTEMS INC SUB CARDINAL HEALTH IN | 4000 | Rental
CHRISTIANA |  | HOSPITAL-CH | 0 | 14211335 | DE |  | 2014-12-03 19:00 |  | Infusion Pumps; General-Purpose (LVP) | 56386 | 8100 ALARIS PUMP | ALARIS MEDICAL SYSTEMS INC SUB CARDINAL HEALTH INC | 4000 | Purchased
CHRISTIANA |  | HOSPITAL-CH | 0 | 14213565 | DE |  | 2014-12-03 19:00 |  | Infusion Pumps; General-Purpose (LVP) | 59808 | 8100 ALARIS PUMP | ALARIS MEDICAL SYSTEMS INC SUB CARDINAL HEALTH INC | 4000 | Purchased
CHRISTIANA |  | HOSPITAL-CH | 0 | 14213408 | DE |  | 2014-12-03 19:00 |  | Infusion Pumps; General-Purpose (LVP) | 59810 | 8100 ALARIS PUMP | ALARIS MEDICAL SYSTEMS INC SUB CARDINAL HEALTH IN | 4000 | Purchased
CHRISTIANA |  | HOSPITAL-CH | 0 | 13585518 | DE |  | 2017-11-07 19:00 |  | Infusion Pumps; General-Purpose (LVP) | 66097 | 8100 ALARIS PUMP | ALARIS MEDICAL SYSTEMS INC SUB CARDINAL HEALTH IN | 4000 | Rental
CHRISTIANA |  | HOSPITAL-CH | 0 | 13542689 | DE |  | 2017-11-07 19:00 |  | Infusion Pumps; General-Purpose (LVP) | 63922 | 8100 ALARIS PUMP | ALARIS MEDICAL SYSTEMS INC SUB CARDINAL HEALTH IN | 4000 | Rental
CHRISTIANA |  | HOSPITAL-CH | 0 | 14214397 | DE |  | 2014-07-13 20:00 |  | Infusion Pumps; General-Purpose (LVP) | 55194 | 8100 ALARIS PUMP | ALARIS MEDICAL SYSTEMS INC SUB CARDINAL HEALTH IN | 4000 | Purchased
CHRISTIANA |  | HOSPITAL-CH | 0 | 14211240 | DE |  | 2014-12-03 19:00 |  | Infusion Pumps; General-Purpose (LVP) | 56857 | 8100 ALARIS PUMP | ALARIS MEDICAL SYSTEMS INC SUB CARDINAL HEALTH INC | 4000 | Purchased
CHRISTIANA |  | HOSPITAL-CH | 0 | 14211598 | DE |  | 2014-12-03 19:00 |  | Infusion Pumps; General-Purpose (LVP) | 56859 | 8100 ALARIS PUMP | ALARIS MEDICAL SYSTEMS INC SUB CARDINAL HEALTH INC | 4000 | Purchased
CHRISTIANA |  | HOSPITAL-CH | 0 | 14214316 | DE |  | 2014-12-03 19:00 |  | Infusion Pumps; General-Purpose (LVP) | 56850 | 8100 ALARIS PUMP | ALARIS MEDICAL SYSTEMS INC SUB CARDINAL HEALTH INC | 4000 | Purchased
CHRISTIANA |  | HOSPITAL-CH | 0 | 14214315 | DE |  | 2014-12-03 19:00 |  | Infusion Pumps; General-Purpose (LVP) | 56770 | 8100 ALARIS PUMP | ALARIS MEDICAL SYSTEMS INC SUB CARDINAL HEALTH INC | 4000 | Purchased
CHRISTIANA |  | HOSPITAL-CH | 0 | 12731419 | DE |  | 2017-04-30 20:00 |  | Infusion Pumps; General-Purpose (LVP) | 64541 | 8100 ALARIS PUMP | ALARIS MEDICAL SYSTEMS INC SUB CARDINAL HEALTH INC | 4000 | Rental
CHRISTIANA |  | HOSPITAL-CH | 0 | 12718140 | DE |  | 2017-04-30 20:00 |  | Infusion Pumps; General-Purpose (LVP) | 64507 | 8100 ALARIS PUMP | ALARIS MEDICAL SYSTEMS INC SUB CARDINAL HEALTH INC | 4000 | Rental
CHRISTIANA |  | HOSPITAL-CH | 0 | 12718399 | DE |  | 2017-11-07 19:00 |  | Infusion Pumps; General-Purpose (LVP) | 65844 | 8100 ALARIS PUMP | ALARIS MEDICAL SYSTEMS INC SUB CARDINAL HEALTH IN | 4000 | Purchased
CHRISTIANA |  | HOSPITAL-CH | 0 | 12854314 | DE |  | 2017-04-30 20:00 |  | Infusion Pumps; General-Purpose (LVP) | 64533 | 8100 ALARIS PUMP | ALARIS MEDICAL SYSTEMS INC SUB CARDINAL HEALTH INC | 4000 | Rental
CHRISTIANA |  | HOSPITAL-CH | 0 | 14212934 | DE |  | 2014-12-03 19:00 |  | Infusion Pumps; General-Purpose (LVP) | 56444 | 8100 ALARIS PUMP | ALARIS MEDICAL SYSTEMS INC SUB CARDINAL HEALTH IN | 4000 | Purchased
CHRISTIANA |  | HOSPITAL-CH | 0 | 14212212 | DE |  | 2014-12-03 19:00 |  | Infusion Pumps; General-Purpose (LVP) | 59829 | 8100 ALARIS PUMP | ALARIS MEDICAL SYSTEMS INC SUB CARDINAL HEALTH IN | 4000 | Purchased
CHRISTIANA |  | HOSPITAL-CH | 0 | 14212533 | DE |  | 2014-12-03 19:00 |  | Infusion Pumps; General-Purpose (LVP) | 56954 | 8100 ALARIS PUMP | ALARIS MEDICAL SYSTEMS INC SUB CARDINAL HEALTH INC | 4000 | Purchased
CHRISTIANA |  | HOSPITAL-CH | 0 | 14211840 | DE |  | 2014-12-03 19:00 |  | Infusion Pumps; General-Purpose (LVP) | 56956 | 8100 ALARIS PUMP | ALARIS MEDICAL SYSTEMS INC SUB CARDINAL HEALTH IN | 4000 | Purchased
CHRISTIANA |  | HOSPITAL-CH | 0 | 14209826 | DE |  | 2014-12-03 19:00 |  | Infusion Pumps; General-Purpose (LVP) | 58440 | 8100 ALARIS PUMP | ALARIS MEDICAL SYSTEMS INC SUB CARDINAL HEALTH IN | 4000 | Purchased
CHRISTIANA |  | HOSPITAL-CH | 0 | 14211357 | DE |  | 2014-12-03 19:00 |  | Infusion Pumps; General-Purpose (LVP) | 58442 | 8100 ALARIS PUMP | ALARIS MEDICAL SYSTEMS INC SUB CARDINAL HEALTH INC | 4000 | Purchased
CHRISTIANA |  | HOSPITAL-CH | 0 | 14212623 | DE |  | 2014-12-03 19:00 |  | Infusion Pumps; General-Purpose (LVP) | 59604 | 8100 ALARIS PUMP | ALARIS MEDICAL SYSTEMS INC SUB CARDINAL HEALTH IN | 4000 | Purchased
CHRISTIANA |  | HOSPITAL-CH | 0 | 14212092 | DE |  | 2014-12-03 19:00 |  | Infusion Pumps; General-Purpose (LVP) | 59606 | 8100 ALARIS PUMP | ALARIS MEDICAL SYSTEMS INC SUB CARDINAL HEALTH INC | 4000 | Purchased
CHRISTIANA |  | MIDDLETOWN ED | 0 | 14212826 | DE |  | 2014-12-03 19:00 |  | Infusion Pumps; General-Purpose (LVP) | 59608 | 8100 ALARIS PUMP | ALARIS MEDICAL SYSTEMS INC SUB CARDINAL HEALTH INC | 4000 | Purchased
CHRISTIANA |  | HOSPITAL-CH | 0 | 14205371 | DE |  | 2014-12-03 19:00 |  | Infusion Pumps; General-Purpose (LVP) | 58675 | 8100 ALARIS PUMP | ALARIS MEDICAL SYSTEMS INC SUB CARDINAL HEALTH INC | 4000 | Purchased
CHRISTIANA |  | HOSPITAL-CH | 0 | 14212731 | DE |  | 2014-12-03 19:00 |  | Infusion Pumps; General-Purpose (LVP) | 56812 | 8100 ALARIS PUMP | ALARIS MEDICAL SYSTEMS INC SUB CARDINAL HEALTH IN | 4000 | Purchased
CHRISTIANA |  | HOSPITAL-CH | 0 | 14214257 | DE |  | 2014-12-03 19:00 |  | Infusion Pumps; General-Purpose (LVP) | 56810 | 8100 ALARIS PUMP | ALARIS MEDICAL SYSTEMS INC SUB CARDINAL HEALTH IN | 4000 | Purchased
CHRISTIANA |  | HOSPITAL-CH | 0 | 13841000 | DE |  | 2014-12-03 19:00 |  | Infusion Pumps; General-Purpose (LVP) | 63971 | 8100 ALARIS PUMP | ALARIS MEDICAL SYSTEMS INC SUB CARDINAL HEALTH IN | 4000 | Rental
CHRISTIANA |  | HOSPITAL-CH | 0 | 14211139 | DE |  | 2014-12-03 19:00 |  | Infusion Pumps; General-Purpose (LVP) | 58818 | 8100 ALARIS PUMP | ALARIS MEDICAL SYSTEMS INC SUB CARDINAL HEALTH INC | 4000 | Purchased
CHRISTIANA |  | HOSPITAL-CH | 0 | 14204314 | DE |  | 2014-12-03 19:00 |  | Infusion Pumps; General-Purpose (LVP) | 58820 | 8100 ALARIS PUMP | ALARIS MEDICAL SYSTEMS INC SUB CARDINAL HEALTH IN | 4000 | Purchased
CHRISTIANA |  | HOSPITAL-CH | 0 | 14210499 | DE |  | 2014-12-03 19:00 |  | Infusion Pumps; General-Purpose (LVP) | 58983 | 8100 ALARIS PUMP | ALARIS MEDICAL SYSTEMS INC SUB CARDINAL HEALTH IN | 4000 | Purchased
CHRISTIANA |  | HOSPITAL-CH | 0 | 14210426 | DE |  | 2014-12-03 19:00 |  | Infusion Pumps; General-Purpose (LVP) | 58985 | 8100 ALARIS PUMP | ALARIS MEDICAL SYSTEMS INC SUB CARDINAL HEALTH INC | 4000 | Purchased
CHRISTIANA |  | HOSPITAL-CH | 0 | 14210898 | DE |  | 2014-12-03 19:00 |  | Infusion Pumps; General-Purpose (LVP) | 58987 | 8100 ALARIS PUMP | ALARIS MEDICAL SYSTEMS INC SUB CARDINAL HEALTH INC | 4000 | Purchased
CHRISTIANA |  | HOSPITAL-CH | 0 | 13441046 | DE |  | 2017-11-07 19:00 |  | Infusion Pumps; General-Purpose (LVP) | 66096 | 8100 ALARIS PUMP | ALARIS MEDICAL SYSTEMS INC SUB CARDINAL HEALTH INC | 4000 | Rental
CHRISTIANA |  | HOSPITAL-CH | 0 | 13841396 | DE |  | 2017-11-07 19:00 |  | Infusion Pumps; General-Purpose (LVP) | 65936 | 8100 ALARIS PUMP | ALARIS MEDICAL SYSTEMS INC SUB CARDINAL HEALTH IN | 4000 | Rental
CHRISTIANA |  | HOSPITAL-CH | 0 | 14211983 | DE |  | 2014-12-03 19:00 |  | Infusion Pumps; General-Purpose (LVP) | 56426 | 8100 ALARIS PUMP | ALARIS MEDICAL SYSTEMS INC SUB CARDINAL HEALTH IN | 4000 | Purchased
CHRISTIANA |  | HOSPITAL-CH | 0 | 14212392 | DE |  | 2014-12-03 19:00 |  | Infusion Pumps; General-Purpose (LVP) | 56428 | 8100 ALARIS PUMP | ALARIS MEDICAL SYSTEMS INC SUB CARDINAL HEALTH INC | 4000 | Purchased
CHRISTIANA |  | HOSPITAL-CH | 0 | 12718561 | DE |  | 2017-11-07 19:00 |  | Infusion Pumps; General-Purpose (LVP) | 65748 | 8100 ALARIS PUMP | ALARIS MEDICAL SYSTEMS INC SUB CARDINAL HEALTH IN | 4000 | Rental
CHRISTIANA |  | HOSPITAL-CH | 0 | 13875419 | DE |  | 2017-11-07 19:00 |  | Infusion Pumps; General-Purpose (LVP) | 63880 | 8100 ALARIS PUMP | ALARIS MEDICAL SYSTEMS INC SUB CARDINAL HEALTH IN | 4000 | Rental
CHRISTIANA |  | HOSPITAL-CH | 0 | 13501159 | DE |  | 2017-04-30 20:00 |  | Infusion Pumps; General-Purpose (LVP) | 64613 | 8100 ALARIS PUMP | ALARIS MEDICAL SYSTEMS INC SUB CARDINAL HEALTH INC | 4000 | Rental
CHRISTIANA |  | HOSPITAL-CH | 0 | 13841535 | DE |  | 2017-11-07 19:00 |  | Infusion Pumps; General-Purpose (LVP) | 65751 | 8100 ALARIS PUMP | ALARIS MEDICAL SYSTEMS INC SUB CARDINAL HEALTH INC | 4000 | Rental
CHRISTIANA |  | HOSPITAL-CH | 0 | 14212612 | DE |  | 2014-12-03 19:00 |  | Infusion Pumps; General-Purpose (LVP) | 59652 | 8100 ALARIS PUMP | CareFusion Alaris / 303 | 4000 | Purchased
CHRISTIANA |  | HOSPITAL-CH | 0 | 12718749 | DE |  | 2017-11-07 19:00 |  | Infusion Pumps; General-Purpose (LVP) | 65853 | 8100 ALARIS PUMP | ALARIS MEDICAL SYSTEMS INC SUB CARDINAL HEALTH IN | 4000 | Purchased
CHRISTIANA |  | HOSPITAL-CH | 0 | 12716321 | DE |  | 2017-04-30 20:00 |  | Infusion Pumps; General-Purpose (LVP) | 64562 | 8100 ALARIS PUMP | ALARIS MEDICAL SYSTEMS INC SUB CARDINAL HEALTH INC | 4000 | Rental
CHRISTIANA |  | HOSPITAL-CH | 0 | 13163872 | DE |  | 2017-11-07 19:00 |  | Infusion Pumps; General-Purpose (LVP) | 65838 | 8100 ALARIS PUMP | ALARIS MEDICAL SYSTEMS INC SUB CARDINAL HEALTH IN | 4000 | Purchased
CHRISTIANA |  | HOSPITAL-CH | 0 | 14214668 | DE |  | 2014-12-03 19:00 |  | Infusion Pumps; General-Purpose (LVP) | 55413 | 8100 ALARIS PUMP | ALARIS MEDICAL SYSTEMS INC SUB CARDINAL HEALTH INC | 4000 | Purchased
CHRISTIANA |  | HOSPITAL-CH | 0 | 14214720 | DE |  | 2014-12-03 19:00 |  | Infusion Pumps; General-Purpose (LVP) | 55415 | 8100 ALARIS PUMP | ALARIS MEDICAL SYSTEMS INC SUB CARDINAL HEALTH INC | 4000 | Purchased
CHRISTIANA |  | CANCER CENTER | 0 | 14965856 | DE |  | 2017-08-01 20:00 |  | Infusion Pumps; General-Purpose (LVP) | 65271 | 8100 ALARIS PUMP | ALARIS MEDICAL SYSTEMS INC SUB CARDINAL HEALTH IN | 4000 | Purchased
CHRISTIANA |  | HOSPITAL-CH | 0 | 14212050 | DE |  | 2014-12-03 19:00 |  | Infusion Pumps; General-Purpose (LVP) | 58614 | 8100 ALARIS PUMP | ALARIS MEDICAL SYSTEMS INC SUB CARDINAL HEALTH IN | 4000 | Purchased
CHRISTIANA |  | HOSPITAL-CH | 0 | 14199916 | DE |  | 2014-12-03 19:00 |  | Infusion Pumps; General-Purpose (LVP) | 58618 | 8100 ALARIS PUMP | ALARIS MEDICAL SYSTEMS INC SUB CARDINAL HEALTH IN | 4000 | Purchased
CHRISTIANA |  | HOSPITAL-CH | 0 | 14212560 | DE |  | 2014-12-03 19:00 |  | Infusion Pumps; General-Purpose (LVP) | 56438 | 8100 ALARIS PUMP | ALARIS MEDICAL SYSTEMS INC SUB CARDINAL HEALTH INC | 4000 | Purchased
CHRISTIANA |  | HOSPITAL-CH | 0 | 12399147 | DE |  | 2017-11-07 19:00 |  | Infusion Pumps; General-Purpose (LVP) | 66068 | 8100 ALARIS PUMP | ALARIS MEDICAL SYSTEMS INC SUB CARDINAL HEALTH INC | 4000 | Rental
CHRISTIANA |  | HOSPITAL-CH | 0 | 13670574 | DE |  | 2017-04-30 20:00 |  | Infusion Pumps; General-Purpose (LVP) | 64739 | 8100 ALARIS PUMP | ALARIS MEDICAL SYSTEMS INC SUB CARDINAL HEALTH INC | 4000 | Rental
CHRISTIANA |  | HOSPITAL-CH | 0 | 12864607 | DE |  | 2017-01-27 19:00 |  | Infusion Pumps; General-Purpose (LVP) | 64239 | 8100 ALARIS PUMP | ALARIS MEDICAL SYSTEMS INC SUB CARDINAL HEALTH INC | 4000 | Rental
CHRISTIANA |  | HOSPITAL-CH | 0 | 14210801 | DE |  | 2014-12-03 19:00 |  | Infusion Pumps; General-Purpose (LVP) | 59344 | 8100 ALARIS PUMP | ALARIS MEDICAL SYSTEMS INC SUB CARDINAL HEALTH IN | 4000 | Purchased
CHRISTIANA |  | HOSPITAL-CH | 0 | 13732746 | DE |  | 2017-04-30 20:00 |  | Infusion Pumps; General-Purpose (LVP) | 64556 | 8100 ALARIS PUMP | ALARIS MEDICAL SYSTEMS INC SUB CARDINAL HEALTH IN | 4000 | Purchased
CHRISTIANA |  | HOSPITAL-CH | 0 | 14210979 | DE |  | 2014-12-03 19:00 |  | Infusion Pumps; General-Purpose (LVP) | 58554 | 8100 ALARIS PUMP | ALARIS MEDICAL SYSTEMS INC SUB CARDINAL HEALTH IN | 4000 | Purchased
CHRISTIANA |  | HOSPITAL-CH | 0 | 14212175 | DE |  | 2014-12-03 19:00 |  | Infusion Pumps; General-Purpose (LVP) | 58556 | 8100 ALARIS PUMP | ALARIS MEDICAL SYSTEMS INC SUB CARDINAL HEALTH INC | 4000 | Purchased
CHRISTIANA |  | HOSPITAL-CH | 0 | 14212177 | DE |  | 2014-12-03 19:00 |  | Infusion Pumps; General-Purpose (LVP) | 59734 | 8100 ALARIS PUMP | ALARIS MEDICAL SYSTEMS INC SUB CARDINAL HEALTH IN | 4000 | Purchased
CHRISTIANA |  | HOSPITAL-CH | 0 | 14212570 | DE |  | 2014-12-03 19:00 |  | Infusion Pumps; General-Purpose (LVP) | 59736 | 8100 ALARIS PUMP | CareFusion Alaris / 303 | 4000 | Purchased
CHRISTIANA |  | HOSPITAL-CH | 0 | 12718709 | DE |  | 2017-11-07 19:00 |  | Infusion Pumps; General-Purpose (LVP) | 65904 | 8100 ALARIS PUMP | ALARIS MEDICAL SYSTEMS INC SUB CARDINAL HEALTH IN | 4000 | Purchased
CHRISTIANA |  | HOSPITAL-CH | 0 | 14213237 | DE |  | 2014-12-03 19:00 |  | Infusion Pumps; General-Purpose (LVP) | 60009 | 8100 ALARIS PUMP | ALARIS MEDICAL SYSTEMS INC SUB CARDINAL HEALTH IN | 4000 | Purchased
CHRISTIANA |  | HOSPITAL-CH | 0 | 12718483 | DE |  | 2017-11-07 19:00 |  | Infusion Pumps; General-Purpose (LVP) | 63875 | 8100 ALARIS PUMP | ALARIS MEDICAL SYSTEMS INC SUB CARDINAL HEALTH IN | 4000 | Rental
CHRISTIANA |  | HOSPITAL-WH | 0 | 14211578 | DE |  | 2014-12-03 19:00 |  | Infusion Pumps; General-Purpose (LVP) | 56715 | 8100 ALARIS PUMP | ALARIS MEDICAL SYSTEMS INC SUB CARDINAL HEALTH IN | 4000 | Purchased
CHRISTIANA |  | MIDDLETOWN ED | 0 | 14212750 | DE |  | 2014-12-03 19:00 |  | Infusion Pumps; General-Purpose (LVP) | 56823 | 8100 ALARIS PUMP | ALARIS MEDICAL SYSTEMS INC SUB CARDINAL HEALTH IN | 4000 | Purchased
CHRISTIANA |  | HOSPITAL-CH | 0 | 14211870 | DE |  | 2014-12-03 19:00 |  | Infusion Pumps; General-Purpose (LVP) | 59053 | 8100 ALARIS PUMP | ALARIS MEDICAL SYSTEMS INC SUB CARDINAL HEALTH INC | 4000 | Purchased
CHRISTIANA |  | HOSPITAL-CH | 0 | 14214756 | DE |  | 2014-12-03 19:00 |  | Infusion Pumps; General-Purpose (LVP) | 59055 | 8100 ALARIS PUMP | ALARIS MEDICAL SYSTEMS INC SUB CARDINAL HEALTH INC | 4000 | Purchased
CHRISTIANA |  | HOSPITAL-CH | 0 | 14215577 | DE |  | 2014-12-03 19:00 |  | Infusion Pumps; General-Purpose (LVP) | 58349 | 8100 ALARIS PUMP | ALARIS MEDICAL SYSTEMS INC SUB CARDINAL HEALTH IN | 4000 | Purchased
CHRISTIANA |  | HOSPITAL-CH | 0 | 14210670 | DE |  | 2014-12-03 19:00 |  | Infusion Pumps; General-Purpose (LVP) | 58351 | 8100 ALARIS PUMP | ALARIS MEDICAL SYSTEMS INC SUB CARDINAL HEALTH INC | 4000 | Purchased
CHRISTIANA |  | HOSPITAL-CH | 0 | 13871340 | DE |  | 2017-01-27 19:00 |  | Infusion Pumps; General-Purpose (LVP) | 64221 | 8100 ALARIS PUMP | ALARIS MEDICAL SYSTEMS INC SUB CARDINAL HEALTH INC | 4000 | Rental
CHRISTIANA |  | HOSPITAL-CH | 0 | 14212647 | DE |  | 2014-07-13 20:00 |  | Infusion Pumps; General-Purpose (LVP) | 56987 | 8100 ALARIS PUMP | ALARIS MEDICAL SYSTEMS INC SUB CARDINAL HEALTH IN | 4000 | Purchased
CHRISTIANA |  | HOSPITAL-CH | 0 | 14210162 | DE |  | 2014-12-03 19:00 |  | Infusion Pumps; General-Purpose (LVP) | 58935 | 8100 ALARIS PUMP | ALARIS MEDICAL SYSTEMS INC SUB CARDINAL HEALTH INC | 4000 | Purchased
CHRISTIANA |  | HOSPITAL-CH | 0 | 14209452 | DE |  | 2014-12-03 19:00 |  | Infusion Pumps; General-Purpose (LVP) | 58937 | 8100 ALARIS PUMP | ALARIS MEDICAL SYSTEMS INC SUB CARDINAL HEALTH INC | 4000 | Purchased
CHRISTIANA |  | HOSPITAL-CH | 0 | 14214662 | DE |  | 2014-12-03 19:00 |  | Infusion Pumps; General-Purpose (LVP) | 58941 | 8100 ALARIS PUMP | ALARIS MEDICAL SYSTEMS INC SUB CARDINAL HEALTH IN | 4000 | Purchased
CHRISTIANA |  | HOSPITAL-CH | 0 | 14212034 | DE |  | 2014-12-03 19:00 |  | Infusion Pumps; General-Purpose (LVP) | 56969 | 8100 ALARIS PUMP | ALARIS MEDICAL SYSTEMS INC SUB CARDINAL HEALTH INC | 4000 | Purchased
CHRISTIANA |  | HOSPITAL-CH | 0 | 14212489 | DE |  | 2014-12-03 19:00 |  | Infusion Pumps; General-Purpose (LVP) | 56971 | 8100 ALARIS PUMP | ALARIS MEDICAL SYSTEMS INC SUB CARDINAL HEALTH INC | 4000 | Purchased
CHRISTIANA |  | HOSPITAL-CH | 0 | 14214567 | DE |  | 2014-12-03 19:00 |  | Infusion Pumps; General-Purpose (LVP) | 59073 | 8100 ALARIS PUMP | ALARIS MEDICAL SYSTEMS INC SUB CARDINAL HEALTH INC | 4000 | Purchased
CHRISTIANA |  | HOSPITAL-CH | 0 | 14214732 | DE |  | 2014-12-03 19:00 |  | Infusion Pumps; General-Purpose (LVP) | 55271 | 8100 ALARIS PUMP | ALARIS MEDICAL SYSTEMS INC SUB CARDINAL HEALTH INC | 4000 | Purchased
CHRISTIANA |  | HOSPITAL-CH | 0 | 14211415 | DE |  | 2014-12-03 19:00 |  | Infusion Pumps; General-Purpose (LVP) | 59252 | 8100 ALARIS PUMP | ALARIS MEDICAL SYSTEMS INC SUB CARDINAL HEALTH IN | 4000 | Purchased
CHRISTIANA |  | HOSPITAL-CH | 0 | 14211608 | DE |  | 2014-12-03 19:00 |  | Infusion Pumps; General-Purpose (LVP) | 59254 | 8100 ALARIS PUMP | ALARIS MEDICAL SYSTEMS INC SUB CARDINAL HEALTH IN | 4000 | Purchased
CHRISTIANA |  | HOSPITAL-CH | 0 | 14211575 | DE |  | 2014-12-03 19:00 |  | Infusion Pumps; General-Purpose (LVP) | 59256 | 8100 ALARIS PUMP | ALARIS MEDICAL SYSTEMS INC SUB CARDINAL HEALTH INC | 4000 | Purchased
CHRISTIANA |  | HOSPITAL-WH | 0 | 12718694 | DE |  | 2017-11-07 19:00 |  | Infusion Pumps; General-Purpose (LVP) | 63873 | 8100 ALARIS PUMP | ALARIS MEDICAL SYSTEMS INC SUB CARDINAL HEALTH IN | 4000 | Rental
CHRISTIANA |  | HOSPITAL-CH | 0 | 14211842 | DE |  | 2014-12-03 19:00 |  | Infusion Pumps; General-Purpose (LVP) | 56303 | 8100 ALARIS PUMP | ALARIS MEDICAL SYSTEMS INC SUB CARDINAL HEALTH INC | 4000 | Purchased
CHRISTIANA |  | HOSPITAL-CH | 0 | 14211925 | DE |  | 2014-12-03 19:00 |  | Infusion Pumps; General-Purpose (LVP) | 56305 | 8100 ALARIS PUMP | ALARIS MEDICAL SYSTEMS INC SUB CARDINAL HEALTH IN | 4000 | Purchased
CHRISTIANA |  | HOSPITAL-CH | 0 | 14211982 | DE |  | 2014-07-13 20:00 |  | Infusion Pumps; General-Purpose (LVP) | 55159 | 8100 ALARIS PUMP | ALARIS MEDICAL SYSTEMS INC SUB CARDINAL HEALTH INC | 4000 | Purchased
CHRISTIANA |  | HOSPITAL-CH | 0 | 14212286 | DE |  | 2014-12-03 19:00 |  | Infusion Pumps; General-Purpose (LVP) | 59653 | 8100 ALARIS PUMP | ALARIS MEDICAL SYSTEMS INC SUB CARDINAL HEALTH INC | 4000 | Purchased
CHRISTIANA |  | HOSPITAL-CH | 0 | 14212676 | DE |  | 2014-12-03 19:00 |  | Infusion Pumps; General-Purpose (LVP) | 56924 | 8100 ALARIS PUMP | ALARIS MEDICAL SYSTEMS INC SUB CARDINAL HEALTH INC | 4000 | Purchased
CHRISTIANA |  | HOSPITAL-CH | 0 | 14212584 | DE |  | 2014-12-03 19:00 |  | Infusion Pumps; General-Purpose (LVP) | 56258 | 8100 ALARIS PUMP | ALARIS MEDICAL SYSTEMS INC SUB CARDINAL HEALTH IN | 4000 | Purchased
CHRISTIANA |  | HOSPITAL-CH | 0 | 1415434 | DE |  | 2014-12-03 19:00 |  | Infusion Pumps; General-Purpose (LVP) | 58367 | 8100 ALARIS PUMP | ALARIS MEDICAL SYSTEMS INC SUB CARDINAL HEALTH INC | 4000 | Purchased
CHRISTIANA |  | HOSPITAL-CH | 0 | 14216047 | DE |  | 2014-12-03 19:00 |  | Infusion Pumps; General-Purpose (LVP) | 58369 | 8100 ALARIS PUMP | ALARIS MEDICAL SYSTEMS INC SUB CARDINAL HEALTH INC | 4000 | Purchased
CHRISTIANA |  | HOSPITAL-CH | 0 | 12400297 | DE |  | 2017-11-07 19:00 |  | Infusion Pumps; General-Purpose (LVP) | 63908 | 8100 ALARIS PUMP | ALARIS MEDICAL SYSTEMS INC SUB CARDINAL HEALTH INC | 4000 | Rental
CHRISTIANA |  | HOSPITAL-CH | 0 | 14213365 | DE |  | 2014-07-13 20:00 |  | Infusion Pumps; General-Purpose (LVP) | 59798 | 8100 ALARIS PUMP | ALARIS MEDICAL SYSTEMS INC SUB CARDINAL HEALTH INC | 4000 | Purchased
CHRISTIANA |  | HOSPITAL-CH | 0 | 14210674 | DE |  | 2014-12-03 19:00 |  | Infusion Pumps; General-Purpose (LVP) | 56388 | 8100 ALARIS PUMP | ALARIS MEDICAL SYSTEMS INC SUB CARDINAL HEALTH IN | 4000 | Purchased
CHRISTIANA |  | HOSPITAL-CH | 0 | 13876288 | DE |  | 2017-11-07 19:00 |  | Infusion Pumps; General-Purpose (LVP) | 65832 | 8100 ALARIS PUMP | ALARIS MEDICAL SYSTEMS INC SUB CARDINAL HEALTH IN | 4000 | Purchased
CHRISTIANA |  | HOSPITAL-CH | 0 | 14212948 | DE |  | 2014-12-03 19:00 |  | Infusion Pumps; General-Purpose (LVP) | 59796 | 8100 ALARIS PUMP | ALARIS MEDICAL SYSTEMS INC SUB CARDINAL HEALTH IN | 4000 | Purchased
CHRISTIANA |  | HOSPITAL-CH | 0 | 14213374 | DE |  | 2014-12-03 19:00 |  | Infusion Pumps; General-Purpose (LVP) | 59809 | 8100 ALARIS PUMP | ALARIS MEDICAL SYSTEMS INC SUB CARDINAL HEALTH INC | 4000 | Purchased
CHRISTIANA |  | Quillen Building | 0 | 14215682 | DE |  | 2014-12-03 19:00 |  | Infusion Pumps; General-Purpose (LVP) | 59867 | 8100 ALARIS PUMP | ALARIS MEDICAL SYSTEMS INC SUB CARDINAL HEALTH IN | 4000 | Purchased
CHRISTIANA |  | HOSPITAL-CH | 0 | 14210923 | DE |  | 2014-12-03 19:00 |  | Infusion Pumps; General-Purpose (LVP) | 56860 | 8100 ALARIS PUMP | ALARIS MEDICAL SYSTEMS INC SUB CARDINAL HEALTH IN | 4000 | Purchased
CHRISTIANA |  | HOSPITAL-CH | 0 | 14213891 | DE |  | 2014-12-03 19:00 |  | Infusion Pumps; General-Purpose (LVP) | 59681 | 8100 ALARIS PUMP | ALARIS MEDICAL SYSTEMS INC SUB CARDINAL HEALTH INC | 4000 | Purchased
CHRISTIANA |  | HOSPITAL-CH | 0 | 14213694 | DE |  | 2014-12-03 19:00 |  | Infusion Pumps; General-Purpose (LVP) | 56781 | 8100 ALARIS PUMP | ALARIS MEDICAL SYSTEMS INC SUB CARDINAL HEALTH INC | 4000 | Purchased
CHRISTIANA |  | HOSPITAL-CH | 0 | 14140172 | DE |  | 2014-07-13 20:00 |  | Infusion Pumps; General-Purpose (LVP) | 54286 | 8100 ALARIS PUMP | ALARIS MEDICAL SYSTEMS INC SUB CARDINAL HEALTH INC | 4000 | Purchased
CHRISTIANA |  | HOSPITAL-CH | 0 | 12280936 | DE |  | 2017-11-07 19:00 |  | Infusion Pumps; General-Purpose (LVP) | 63939 | 8100 ALARIS PUMP | ALARIS MEDICAL SYSTEMS INC SUB CARDINAL HEALTH IN | 4000 | Purchased
CHRISTIANA |  | HOSPITAL-CH | 0 | 14214396 | DE |  | 2014-07-13 20:00 |  | Infusion Pumps; General-Purpose (LVP) | 56688 | 8100 ALARIS PUMP | ALARIS MEDICAL SYSTEMS INC SUB CARDINAL HEALTH IN | 4000 | Purchased
CHRISTIANA |  | HOSPITAL-CH | 0 | 14213657 | DE |  | 2014-12-03 19:00 |  | Infusion Pumps; General-Purpose (LVP) | 59827 | 8100 ALARIS PUMP | ALARIS MEDICAL SYSTEMS INC SUB CARDINAL HEALTH IN | 4000 | Purchased
CHRISTIANA |  | HOSPITAL-CH | 0 | 14212118 | DE |  | 2014-12-03 19:00 |  | Infusion Pumps; General-Purpose (LVP) | 59828 | 8100 ALARIS PUMP | ALARIS MEDICAL SYSTEMS INC SUB CARDINAL HEALTH IN | 4000 | Purchased
CHRISTIANA |  | HOSPITAL-CH | 0 | 14212604 | DE |  | 2014-12-03 19:00 |  | Infusion Pumps; General-Purpose (LVP) | 59830 | 8100 ALARIS PUMP | ALARIS MEDICAL SYSTEMS INC SUB CARDINAL HEALTH INC | 4000 | Purchased
CHRISTIANA |  | HOSPITAL-CH | 0 | 12718519 | DE |  | 2017-11-07 19:00 |  | Infusion Pumps; General-Purpose (LVP) | 65954 | 8100 ALARIS PUMP | ALARIS MEDICAL SYSTEMS INC SUB CARDINAL HEALTH INC | 4000 | Rental
CHRISTIANA |  | HOSPITAL-CH | 0 | 14210410 | DE |  | 2014-12-03 19:00 |  | Infusion Pumps; General-Purpose (LVP) | 56953 | 8100 ALARIS PUMP | ALARIS MEDICAL SYSTEMS INC SUB CARDINAL HEALTH INC | 4000 | Purchased
CHRISTIANA |  | HOSPITAL-CH | 0 | 14212531 | DE |  | 2014-12-03 19:00 |  | Infusion Pumps; General-Purpose (LVP) | 56955 | 8100 ALARIS PUMP | ALARIS MEDICAL SYSTEMS INC SUB CARDINAL HEALTH IN | 4000 | Purchased
CHRISTIANA |  | HOSPITAL-CH | 0 | 14209800 | DE |  | 2014-12-03 19:00 |  | Infusion Pumps; General-Purpose (LVP) | 58439 | 8100 ALARIS PUMP | ALARIS MEDICAL SYSTEMS INC SUB CARDINAL HEALTH IN | 4000 | Purchased
CHRISTIANA |  | HOSPITAL-CH | 0 | 14210324 | DE |  | 2014-12-03 19:00 |  | Infusion Pumps; General-Purpose (LVP) | 58441 | 8100 ALARIS PUMP | ALARIS MEDICAL SYSTEMS INC SUB CARDINAL HEALTH IN | 4000 | Purchased
CHRISTIANA |  | HOSPITAL-CH | 0 | 12744979 | DE |  | 2017-11-07 19:00 |  | Infusion Pumps; General-Purpose (LVP) | 65758 | 8100 ALARIS PUMP | ALARIS MEDICAL SYSTEMS INC SUB CARDINAL HEALTH IN | 4000 | Rental
CHRISTIANA |  | HOSPITAL-CH | 0 | 14212569 | DE |  | 2014-12-03 19:00 |  | Infusion Pumps; General-Purpose (LVP) | 59605 | 8100 ALARIS PUMP | ALARIS MEDICAL SYSTEMS INC SUB CARDINAL HEALTH IN | 4000 | Purchased
CHRISTIANA |  | HOSPITAL-CH | 0 | 14212461 | DE |  | 2014-12-03 19:00 |  | Infusion Pumps; General-Purpose (LVP) | 59607 | 8100 ALARIS PUMP | ALARIS MEDICAL SYSTEMS INC SUB CARDINAL HEALTH IN | 4000 | Purchased
CHRISTIANA |  | HOSPITAL-CH | 0 | 14206459 | DE |  | 2014-12-03 19:00 |  | Infusion Pumps; General-Purpose (LVP) | 58676 | 8100 ALARIS PUMP | ALARIS MEDICAL SYSTEMS INC SUB CARDINAL HEALTH INC | 4000 | Purchased
CHRISTIANA |  | HOSPITAL-CH | 0 | 12733647 | DE |  | 2014-12-03 19:00 |  | Infusion Pumps; General-Purpose (LVP) | 66143 | 8100 ALARIS PUMP | ALARIS MEDICAL SYSTEMS INC SUB CARDINAL HEALTH INC | 4000 | Rental
CHRISTIANA |  | HOSPITAL-CH | 0 | 14113189 | DE |  | 2014-12-03 19:00 |  | Infusion Pumps; General-Purpose (LVP) | 56813 | 8100 ALARIS PUMP | ALARIS MEDICAL SYSTEMS INC SUB CARDINAL HEALTH INC | 4000 | Purchased
CHRISTIANA |  | HOSPITAL-CH | 0 | 14212184 | DE |  | 2014-12-03 19:00 |  | Infusion Pumps; General-Purpose (LVP) | 56811 | 8100 ALARIS PUMP | ALARIS MEDICAL SYSTEMS INC SUB CARDINAL HEALTH INC | 4000 | Purchased
CHRISTIANA |  | HOSPITAL-CH | 0 | 14198207 | DE |  | 2014-12-03 19:00 |  | Infusion Pumps; General-Purpose (LVP) | 58819 | 8100 ALARIS PUMP | ALARIS MEDICAL SYSTEMS INC SUB CARDINAL HEALTH INC | 4000 | Purchased
CHRISTIANA |  | HOSPITAL-CH | 0 | 14205176 | DE |  | 2014-12-03 19:00 |  | Infusion Pumps; General-Purpose (LVP) | 58821 | 8100 ALARIS PUMP | ALARIS MEDICAL SYSTEMS INC SUB CARDINAL HEALTH INC | 4000 | Purchased
CHRISTIANA |  | HOSPITAL-CH | 0 | 14202067 | DE |  | 2014-12-03 19:00 |  | Infusion Pumps; General-Purpose (LVP) | 58984 | 8100 ALARIS PUMP | ALARIS MEDICAL SYSTEMS INC SUB CARDINAL HEALTH INC | 4000 | Purchased
CHRISTIANA |  | HOSPITAL-CH | 0 | 14198090 | DE |  | 2014-12-03 19:00 |  | Infusion Pumps; General-Purpose (LVP) | 58986 | 8100 ALARIS PUMP | ALARIS MEDICAL SYSTEMS INC SUB CARDINAL HEALTH IN | 4000 | Purchased
CHRISTIANA |  | HOSPITAL-CH | 0 | 13876776 | DE |  | 2017-04-30 20:00 |  | Infusion Pumps; General-Purpose (LVP) | 64557 | 8100 ALARIS PUMP | ALARIS MEDICAL SYSTEMS INC SUB CARDINAL HEALTH IN | 4000 | Rental
CHRISTIANA |  | HOSPITAL-CH | 0 | 14212937 | DE |  | 2014-12-03 19:00 |  | Infusion Pumps; General-Purpose (LVP) | 56427 | 8100 ALARIS PUMP | ALARIS MEDICAL SYSTEMS INC SUB CARDINAL HEALTH IN | 4000 | Purchased
CHRISTIANA |  | HOSPITAL-CH | 0 | 12718504 | DE |  | 2017-11-07 19:00 |  | Infusion Pumps; General-Purpose (LVP) | 65828 | 8100 ALARIS PUMP | ALARIS MEDICAL SYSTEMS INC SUB CARDINAL HEALTH IN | 4000 | Purchased
CHRISTIANA |  | HOSPITAL-CH | 0 | 14212150 | DE |  | 2014-12-03 19:00 |  | Infusion Pumps; General-Purpose (LVP) | 59651 | 8100 ALARIS PUMP | ALARIS MEDICAL SYSTEMS INC SUB CARDINAL HEALTH IN | 4000 | Purchased
CHRISTIANA |  | HOSPITAL-CH | 0 | 13841574 | DE |  | 2014-12-03 19:00 |  | Infusion Pumps; General-Purpose (LVP) | 66180 | 8100 ALARIS PUMP | ALARIS MEDICAL SYSTEMS INC SUB CARDINAL HEALTH IN | 4000 | Rental
CHRISTIANA |  | HOSPITAL-CH | 0 | 14214525 | DE |  | 2014-12-03 19:00 |  | Infusion Pumps; General-Purpose (LVP) | 55414 | 8100 ALARIS PUMP | ALARIS MEDICAL SYSTEMS INC SUB CARDINAL HEALTH INC | 4000 | Purchased
CHRISTIANA |  | HOSPITAL-CH | 0 | 14214057 | DE |  | 2014-12-03 19:00 |  | Infusion Pumps; General-Purpose (LVP) | 55416 | 8100 ALARIS PUMP | ALARIS MEDICAL SYSTEMS INC SUB CARDINAL HEALTH INC | 4000 | Purchased
CHRISTIANA |  | HOSPITAL-CH | 0 | 14212607 | DE |  | 2014-12-03 19:00 |  | Infusion Pumps; General-Purpose (LVP) | 58615 | 8100 ALARIS PUMP | ALARIS MEDICAL SYSTEMS INC SUB CARDINAL HEALTH INC | 4000 | Purchased
CHRISTIANA |  | HOSPITAL-CH | 0 | 14212017 | DE |  | 2014-12-03 19:00 |  | Infusion Pumps; General-Purpose (LVP) | 58617 | 8100 ALARIS PUMP | ALARIS MEDICAL SYSTEMS INC SUB CARDINAL HEALTH INC | 4000 | Purchased
CHRISTIANA |  | HOSPITAL-CH | 0 | 14210496 | DE |  | 2014-07-13 20:00 |  | Infusion Pumps; General-Purpose (LVP) | 56679 | 8100 ALARIS PUMP | ALARIS MEDICAL SYSTEMS INC SUB CARDINAL HEALTH IN | 4000 | Purchased
CHRISTIANA |  | HOSPITAL-CH | 0 | 12719119 | DE |  | 2017-11-07 19:00 |  | Infusion Pumps; General-Purpose (LVP) | 66093 | 8100 ALARIS PUMP | ALARIS MEDICAL SYSTEMS INC SUB CARDINAL HEALTH IN | 4000 | Rental
CHRISTIANA |  | HOSPITAL-CH | 0 | 13876736 | DE |  | 2017-04-30 20:00 |  | Infusion Pumps; General-Purpose (LVP) | 64646 | 8100 ALARIS PUMP | ALARIS MEDICAL SYSTEMS INC SUB CARDINAL HEALTH INC | 4000 | Rental
CHRISTIANA |  | HOSPITAL-CH | 0 | 13876197 | DE |  | 2017-11-07 19:00 |  | Infusion Pumps; General-Purpose (LVP) | 65793 | 8100 ALARIS PUMP | ALARIS MEDICAL SYSTEMS INC SUB CARDINAL HEALTH IN | 4000 | Purchased
CHRISTIANA |  | CANCER CENTER | 0 | 14965929 | DE |  | 2017-08-01 20:00 |  | Infusion Pumps; General-Purpose (LVP) | 65024 | 8100 ALARIS PUMP | ALARIS MEDICAL SYSTEMS INC SUB CARDINAL HEALTH IN | 4000 | Purchased
CHRISTIANA |  | HOSPITAL-CH | 0 | 13876211 | DE |  | 2017-11-07 19:00 |  | Infusion Pumps; General-Purpose (LVP) | 65875 | 8100 ALARIS PUMP | ALARIS MEDICAL SYSTEMS INC SUB CARDINAL HEALTH IN | 4000 | Purchased
CHRISTIANA |  | HOSPITAL-CH | 0 | 14204931 | DE |  | 2014-12-03 19:00 |  | Infusion Pumps; General-Purpose (LVP) | 59343 | 8100 ALARIS PUMP | ALARIS MEDICAL SYSTEMS INC SUB CARDINAL HEALTH INC | 4000 | Purchased
CHRISTIANA |  | HOSPITAL-CH | 0 | 14211301 | DE |  | 2014-12-03 19:00 |  | Infusion Pumps; General-Purpose (LVP) | 59345 | 8100 ALARIS PUMP | ALARIS MEDICAL SYSTEMS INC SUB CARDINAL HEALTH IN | 4000 | Purchased
CHRISTIANA |  | HOSPITAL-CH | 0 | 12717331 | DE |  | 2017-11-07 19:00 |  | Infusion Pumps; General-Purpose (LVP) | 65847 | 8100 ALARIS PUMP | ALARIS MEDICAL SYSTEMS INC SUB CARDINAL HEALTH IN | 4000 | Purchased
CHRISTIANA |  | HOSPITAL-CH | 0 | 14207913 | DE |  | 2014-12-03 19:00 |  | Infusion Pumps; General-Purpose (LVP) | 58553 | 8100 ALARIS PUMP | ALARIS MEDICAL SYSTEMS INC SUB CARDINAL HEALTH INC | 4000 | Purchased
CHRISTIANA |  | HOSPITAL-CH | 0 | 14211280 | DE |  | 2014-12-03 19:00 |  | Infusion Pumps; General-Purpose (LVP) | 58555 | 8100 ALARIS PUMP | ALARIS MEDICAL SYSTEMS INC SUB CARDINAL HEALTH IN | 4000 | Purchased
CHRISTIANA |  | HOSPITAL-CH | 0 | 14213894 | DE |  | 2014-12-03 19:00 |  | Infusion Pumps; General-Purpose (LVP) | 59733 | 8100 ALARIS PUMP | ALARIS MEDICAL SYSTEMS INC SUB CARDINAL HEALTH INC | 4000 | Purchased
CHRISTIANA |  | CANCER CENTER | 0 | 14212139 | DE |  | 2014-12-03 19:00 |  | Infusion Pumps; General-Purpose (LVP) | 59735 | 8100 ALARIS PUMP | ALARIS MEDICAL SYSTEMS INC SUB CARDINAL HEALTH INC | 4000 | Purchased
CHRISTIANA |  | HOSPITAL-CH | 0 | 14212301 | DE |  | 2014-12-03 19:00 |  | Infusion Pumps; General-Purpose (LVP) | 59737 | 8100 ALARIS PUMP | ALARIS MEDICAL SYSTEMS INC SUB CARDINAL HEALTH INC | 4000 | Purchased
CHRISTIANA |  | HOSPITAL-CH | 0 | 12718386 | DE |  | 2017-11-07 19:00 |  | Infusion Pumps; General-Purpose (LVP) | 65960 | 8100 ALARIS PUMP | ALARIS MEDICAL SYSTEMS INC SUB CARDINAL HEALTH INC | 4000 | Rental
CHRISTIANA |  | HOSPITAL-CH | 0 | 14213974 | DE |  | 2014-12-03 19:00 |  | Infusion Pumps; General-Purpose (LVP) | 60008 | 8100 ALARIS PUMP | ALARIS MEDICAL SYSTEMS INC SUB CARDINAL HEALTH IN | 4000 | Purchased
CHRISTIANA |  | HOSPITAL-CH | 0 | 14211036 | DE |  | 2014-12-03 19:00 |  | Infusion Pumps; General-Purpose (LVP) | 56714 | 8100 ALARIS PUMP | ALARIS MEDICAL SYSTEMS INC SUB CARDINAL HEALTH INC | 4000 | Purchased
CHRISTIANA |  | HOSPITAL-CH | 0 | 14214469 | DE |  | 2014-12-03 19:00 |  | Infusion Pumps; General-Purpose (LVP) | 56716 | 8100 ALARIS PUMP | ALARIS MEDICAL SYSTEMS INC SUB CARDINAL HEALTH IN | 4000 | Purchased
CHRISTIANA |  | HOSPITAL-CH | 0 | 14214618 | DE |  | 2014-12-03 19:00 |  | Infusion Pumps; General-Purpose (LVP) | 59058 | 8100 ALARIS PUMP | ALARIS MEDICAL SYSTEMS INC SUB CARDINAL HEALTH IN | 4000 | Purchased
CHRISTIANA |  | HOSPITAL-CH | 0 | 14214710 | DE |  | 2014-12-03 19:00 |  | Infusion Pumps; General-Purpose (LVP) | 59060 | 8100 ALARIS PUMP | ALARIS MEDICAL SYSTEMS INC SUB CARDINAL HEALTH INC | 4000 | Purchased
CHRISTIANA |  | HOSPITAL-CH | 0 | 14213690 | DE |  | 2014-12-03 19:00 |  | Infusion Pumps; General-Purpose (LVP) | 55260 | 8100 ALARIS PUMP | ALARIS MEDICAL SYSTEMS INC SUB CARDINAL HEALTH IN | 4000 | Purchased
CHRISTIANA |  | HOSPITAL-CH | 0 | 14211585 | DE |  | 2014-12-03 19:00 |  | Infusion Pumps; General-Purpose (LVP) | 58352 | 8100 ALARIS PUMP | ALARIS MEDICAL SYSTEMS INC SUB CARDINAL HEALTH IN | 4000 | Purchased
CHRISTIANA |  | HOSPITAL-CH | 0 | 14215469 | DE |  | 2014-12-03 19:00 |  | Infusion Pumps; General-Purpose (LVP) | 58354 | 8100 ALARIS PUMP | ALARIS MEDICAL SYSTEMS INC SUB CARDINAL HEALTH IN | 4000 | Purchased
CHRISTIANA |  | HOSPITAL-CH | 0 | 14212343 | DE |  | 2014-12-03 19:00 |  | Infusion Pumps; General-Purpose (LVP) | 56292 | 8100 ALARIS PUMP | ALARIS MEDICAL SYSTEMS INC SUB CARDINAL HEALTH IN | 4000 | Purchased
CHRISTIANA |  | HOSPITAL-CH | 0 | 14211941 | DE |  | 2014-12-03 19:00 |  | Infusion Pumps; General-Purpose (LVP) | 56294 | 8100 ALARIS PUMP | ALARIS MEDICAL SYSTEMS INC SUB CARDINAL HEALTH INC | 4000 | Purchased
CHRISTIANA |  | HOSPITAL-CH | 0 | 12686071 | DE |  | 2017-04-30 20:00 |  | Infusion Pumps; General-Purpose (LVP) | 64650 | 8100 ALARIS PUMP | ALARIS MEDICAL SYSTEMS INC SUB CARDINAL HEALTH IN | 4000 | Purchased
CHRISTIANA |  | HOSPITAL-CH | 0 | 12385810 | DE |  | 2017-11-07 19:00 |  | Infusion Pumps; General-Purpose (LVP) | 63795 | 8100 ALARIS PUMP | ALARIS MEDICAL SYSTEMS INC SUB CARDINAL HEALTH INC | 4000 | Rental
CHRISTIANA |  | HOSPITAL-CH | 0 | 14214473 | DE |  | 2014-12-03 19:00 |  | Infusion Pumps; General-Purpose (LVP) | 58944 | 8100 ALARIS PUMP | ALARIS MEDICAL SYSTEMS INC SUB CARDINAL HEALTH INC | 4000 | Purchased
CHRISTIANA |  | HOSPITAL-CH | 0 | 14965964 | DE |  | 2017-08-01 20:00 |  | Infusion Pumps; General-Purpose (LVP) | 65272 | 8100 ALARIS PUMP | ALARIS MEDICAL SYSTEMS INC SUB CARDINAL HEALTH IN | 4000 | Purchased
CHRISTIANA |  | HOSPITAL-CH | 0 | 14213084 | DE |  | 2014-12-03 19:00 |  | Infusion Pumps; General-Purpose (LVP) | 56972 | 8100 ALARIS PUMP | ALARIS MEDICAL SYSTEMS INC SUB CARDINAL HEALTH INC | 4000 | Purchased
CHRISTIANA |  | HOSPITAL-CH | 0 | 14214076 | DE |  | 2014-12-03 19:00 |  | Infusion Pumps; General-Purpose (LVP) | 59079 | 8100 ALARIS PUMP | ALARIS MEDICAL SYSTEMS INC SUB CARDINAL HEALTH IN | 4000 | Purchased
CHRISTIANA |  | HOSPITAL-CH | 0 | 14210084 | DE |  | 2014-12-03 19:00 |  | Infusion Pumps; General-Purpose (LVP) | 59081 | 8100 ALARIS PUMP | ALARIS MEDICAL SYSTEMS INC SUB CARDINAL HEALTH INC | 4000 | Purchased
CHRISTIANA |  | HOSPITAL-CH | 0 | 14211360 | DE |  | 2014-12-03 19:00 |  | Infusion Pumps; General-Purpose (LVP) | 59083 | 8100 ALARIS PUMP | ALARIS MEDICAL SYSTEMS INC SUB CARDINAL HEALTH IN | 4000 | Purchased
CHRISTIANA |  | HOSPITAL-CH | 0 | 14214459 | DE |  | 2014-12-03 19:00 |  | Infusion Pumps; General-Purpose (LVP) | 55274 | 8100 ALARIS PUMP | ALARIS MEDICAL SYSTEMS INC SUB CARDINAL HEALTH IN | 4000 | Purchased
CHRISTIANA |  | HOSPITAL-CH | 0 | 14211292 | DE |  | 2014-12-03 19:00 |  | Infusion Pumps; General-Purpose (LVP) | 59257 | 8100 ALARIS PUMP | ALARIS MEDICAL SYSTEMS INC SUB CARDINAL HEALTH IN | 4000 | Purchased
CHRISTIANA |  | HOSPITAL-CH | 0 | 14211949 | DE |  | 2014-12-03 19:00 |  | Infusion Pumps; General-Purpose (LVP) | 56308 | 8100 ALARIS PUMP | ALARIS MEDICAL SYSTEMS INC SUB CARDINAL HEALTH INC | 4000 | Purchased
CHRISTIANA |  | HOSPITAL-CH | 0 | 14210475 | DE |  | 2014-12-03 19:00 |  | Infusion Pumps; General-Purpose (LVP) | 56310 | 8100 ALARIS PUMP | ALARIS MEDICAL SYSTEMS INC SUB CARDINAL HEALTH IN | 4000 | Purchased
CHRISTIANA |  | HOSPITAL-CH | 0 | 14214042 | DE |  | 2014-12-03 19:00 |  | Infusion Pumps; General-Purpose (LVP) | 55429 | 8100 ALARIS PUMP | ALARIS MEDICAL SYSTEMS INC SUB CARDINAL HEALTH INC | 4000 | Purchased
CHRISTIANA |  | HOSPITAL-CH | 0 | 14213466 | DE |  | 2014-12-03 19:00 |  | Infusion Pumps; General-Purpose (LVP) | 55431 | 8100 ALARIS PUMP | ALARIS MEDICAL SYSTEMS INC SUB CARDINAL HEALTH INC | 4000 | Purchased
CHRISTIANA |  | HOSPITAL-CH | 0 | 12770337 | DE |  | 2017-11-07 19:00 |  | Infusion Pumps; General-Purpose (LVP) | 65955 | 8100 ALARIS PUMP | ALARIS MEDICAL SYSTEMS INC SUB CARDINAL HEALTH INC | 4000 | Rental
CHRISTIANA |  | HOSPITAL-CH | 0 | 14213837 | DE |  | 2014-12-03 19:00 |  | Infusion Pumps; General-Purpose (LVP) | 59649 | 8100 ALARIS PUMP | ALARIS MEDICAL SYSTEMS INC SUB CARDINAL HEALTH IN | 4000 | Purchased
CHRISTIANA |  | HOSPITAL-CH | 0 | 14213672 | DE |  | 2014-12-03 19:00 |  | Infusion Pumps; General-Purpose (LVP) | 59986 | 8100 ALARIS PUMP | ALARIS MEDICAL SYSTEMS INC SUB CARDINAL HEALTH INC | 4000 | Purchased
CHRISTIANA |  | HOSPITAL-CH | 0 | 14212208 | DE |  | 2014-12-03 19:00 |  | Infusion Pumps; General-Purpose (LVP) | 56842 | 8100 ALARIS PUMP | ALARIS MEDICAL SYSTEMS INC SUB CARDINAL HEALTH IN | 4000 | Purchased
CHRISTIANA |  | HOSPITAL-CH | 0 | 14212492 | DE |  | 2014-12-03 19:00 |  | Infusion Pumps; General-Purpose (LVP) | 56844 | 8100 ALARIS PUMP | ALARIS MEDICAL SYSTEMS INC SUB CARDINAL HEALTH IN | 4000 | Purchased
CHRISTIANA |  | HOSPITAL-CH | 0 | 14211864 | DE |  | 2014-12-03 19:00 |  | Infusion Pumps; General-Purpose (LVP) | 56927 | 8100 ALARIS PUMP | ALARIS MEDICAL SYSTEMS INC SUB CARDINAL HEALTH IN | 4000 | Purchased
CHRISTIANA |  | HOSPITAL-CH | 0 | 14212958 | DE |  | 2014-12-03 19:00 |  | Infusion Pumps; General-Purpose (LVP) | 56929 | 8100 ALARIS PUMP | ALARIS MEDICAL SYSTEMS INC SUB CARDINAL HEALTH IN | 4000 | Purchased
CHRISTIANA |  | HOSPITAL-CH | 0 | 14212620 | DE |  | 2014-12-03 19:00 |  | Infusion Pumps; General-Purpose (LVP) | 56261 | 8100 ALARIS PUMP | ALARIS MEDICAL SYSTEMS INC SUB CARDINAL HEALTH IN | 4000 | Purchased
CHRISTIANA |  | HOSPITAL-CH | 0 | 14210299 | DE |  | 2014-12-03 19:00 |  | Infusion Pumps; General-Purpose (LVP) | 59396 | 8100 ALARIS PUMP | ALARIS MEDICAL SYSTEMS INC SUB CARDINAL HEALTH IN | 4000 | Purchased
CHRISTIANA |  | Smyrna Health & Wellness Center | 0 | 14210370 | DE |  | 2014-12-03 19:00 |  | Infusion Pumps; General-Purpose (LVP) | 58370 | 8100 ALARIS PUMP | ALARIS MEDICAL SYSTEMS INC SUB CARDINAL HEALTH IN | 4000 | Purchased
CHRISTIANA |  | HOSPITAL-CH | 0 | 14215935 | DE |  | 2014-12-03 19:00 |  | Infusion Pumps; General-Purpose (LVP) | 58372 | 8100 ALARIS PUMP | ALARIS MEDICAL SYSTEMS INC SUB CARDINAL HEALTH INC | 4000 | Purchased
CHRISTIANA |  | HOSPITAL-CH | 0 | 13790180 | DE |  | 2018-05-23 20:00 |  | Infusion Pumps; General-Purpose (LVP) | 65521 | 8100 ALARIS PUMP | ALARIS MEDICAL SYSTEMS INC SUB CARDINAL HEALTH IN | 4000 | Rental
CHRISTIANA |  | HOSPITAL-CH | 0 | 12692297 | DE |  | 2017-04-30 20:00 |  | Infusion Pumps; General-Purpose (LVP) | 64629 | 8100 ALARIS PUMP | ALARIS MEDICAL SYSTEMS INC SUB CARDINAL HEALTH INC | 4000 | Rental
CHRISTIANA |  | HOSPITAL-WH | 0 | 14209891 | DE |  | 2014-12-03 19:00 |  | Infusion Pumps; General-Purpose (LVP) | 55419 | 8100 ALARIS PUMP | ALARIS MEDICAL SYSTEMS INC SUB CARDINAL HEALTH IN | 4000 | Purchased
CHRISTIANA |  | HOSPITAL-CH | 0 | 13162781 | DE |  | 2017-11-07 19:00 |  | Infusion Pumps; General-Purpose (LVP) | 63846 | 8100 ALARIS PUMP | ALARIS MEDICAL SYSTEMS INC SUB CARDINAL HEALTH IN | 4000 | Purchased
CHRISTIANA |  | HOSPITAL-CH | 0 | 14212194 | DE |  | 2014-12-03 19:00 |  | Infusion Pumps; General-Purpose (LVP) | 59811 | 8100 ALARIS PUMP | ALARIS MEDICAL SYSTEMS INC SUB CARDINAL HEALTH INC | 4000 | Purchased
CHRISTIANA |  | HOSPITAL-CH | 0 | 14213483 | DE |  | 2014-12-03 19:00 |  | Infusion Pumps; General-Purpose (LVP) | 59813 | 8100 ALARIS PUMP | ALARIS MEDICAL SYSTEMS INC SUB CARDINAL HEALTH IN | 4000 | Purchased
CHRISTIANA |  | HOSPITAL-CH | 0 | 14212155 | DE |  | 2014-12-03 19:00 |  | Infusion Pumps; General-Purpose (LVP) | 59815 | 8100 ALARIS PUMP | ALARIS MEDICAL SYSTEMS INC SUB CARDINAL HEALTH INC | 4000 | Purchased
CHRISTIANA |  | HOSPITAL-CH | 0 | 12862891 | DE |  | 2017-11-07 19:00 |  | Infusion Pumps; General-Purpose (LVP) | 65886 | 8100 ALARIS PUMP | ALARIS MEDICAL SYSTEMS INC SUB CARDINAL HEALTH IN | 4000 | Purchased
CHRISTIANA |  | HOSPITAL-CH | 0 | 12718544 | DE |  | 2017-11-07 19:00 |  | Infusion Pumps; General-Purpose (LVP) | 65851 | 8100 ALARIS PUMP | ALARIS MEDICAL SYSTEMS INC SUB CARDINAL HEALTH IN | 4000 | Purchased
CHRISTIANA |  | HOSPITAL-CH | 0 | 14966139 | DE |  | 2017-08-01 20:00 |  | Infusion Pumps; General-Purpose (LVP) | 65265 | 8100 ALARIS PUMP | ALARIS MEDICAL SYSTEMS INC SUB CARDINAL HEALTH IN | 4000 | Purchased
CHRISTIANA |  | HOSPITAL-WH | 0 | 14199175 | DE |  | 2014-12-03 19:00 |  | Infusion Pumps; General-Purpose (LVP) | 56861 | 8100 ALARIS PUMP | ALARIS MEDICAL SYSTEMS INC SUB CARDINAL HEALTH INC | 4000 | Purchased
CHRISTIANA |  | HOSPITAL-CH | 0 | 14212580 | DE |  | 2014-12-03 19:00 |  | Infusion Pumps; General-Purpose (LVP) | 56865 | 8100 ALARIS PUMP | ALARIS MEDICAL SYSTEMS INC SUB CARDINAL HEALTH IN | 4000 | Purchased
CHRISTIANA |  | HOSPITAL-CH | 0 | 14211416 | DE |  | 2014-12-03 19:00 |  | Infusion Pumps; General-Purpose (LVP) | 58940 | 8100 ALARIS PUMP | ALARIS MEDICAL SYSTEMS INC SUB CARDINAL HEALTH IN | 4000 | Purchased
CHRISTIANA |  | HOSPITAL-CH | 0 | 14214266 | DE |  | 2014-12-03 19:00 |  | Infusion Pumps; General-Purpose (LVP) | 56824 | 8100 ALARIS PUMP | ALARIS MEDICAL SYSTEMS INC SUB CARDINAL HEALTH INC | 4000 | Purchased
CHRISTIANA |  | HOSPITAL-CH | 0 | 14215415 | DE |  | 2014-12-03 19:00 |  | Infusion Pumps; General-Purpose (LVP) | 58339 | 8100 ALARIS PUMP | ALARIS MEDICAL SYSTEMS INC SUB CARDINAL HEALTH INC | 4000 | Purchased
CHRISTIANA |  | CANCER CENTER | 0 | 14966372 | DE |  | 2017-08-01 20:00 |  | Infusion Pumps; General-Purpose (LVP) | 64996 | 8100 ALARIS PUMP | ALARIS MEDICAL SYSTEMS INC SUB CARDINAL HEALTH IN | 4000 | Purchased
CHRISTIANA |  | HOSPITAL-CH | 0 | 13063691 | DE |  | 2017-11-07 19:00 |  | Infusion Pumps; General-Purpose (LVP) | 65891 | 8100 ALARIS PUMP | ALARIS MEDICAL SYSTEMS INC SUB CARDINAL HEALTH IN | 4000 | Purchased
CHRISTIANA |  | HOSPITAL-CH | 0 | 14197485 | DE |  | 2014-12-03 19:00 |  | Infusion Pumps; General-Purpose (LVP) | 55470 | 8100 ALARIS PUMP | ALARIS MEDICAL SYSTEMS INC SUB CARDINAL HEALTH INC | 4000 | Purchased
CHRISTIANA |  | HOSPITAL-CH | 0 | 14212501 | DE |  | 2014-12-03 19:00 |  | Infusion Pumps; General-Purpose (LVP) | 59831 | 8100 ALARIS PUMP | ALARIS MEDICAL SYSTEMS INC SUB CARDINAL HEALTH INC | 4000 | Purchased
CHRISTIANA |  | HOSPITAL-CH | 0 | 13180480 | DE |  | 2017-11-07 19:00 |  | Infusion Pumps; General-Purpose (LVP) | 63805 | 8100 ALARIS PUMP | ALARIS MEDICAL SYSTEMS INC SUB CARDINAL HEALTH IN | 4000 | Rental
CHRISTIANA |  | Union Professional Building Elkton | 0 | 14966466 | MD |  | 2017-08-01 20:00 |  | Infusion Pumps; General-Purpose (LVP) | 65261 | 8100 ALARIS PUMP | ALARIS MEDICAL SYSTEMS INC SUB CARDINAL HEALTH IN | 4000 | Purchased
CHRISTIANA |  | CANCER CENTER | 0 | 14203682 | DE |  | 2014-07-13 20:00 |  | Infusion Pumps; General-Purpose (LVP) | 55145 | 8100 ALARIS PUMP | ALARIS MEDICAL SYSTEMS INC SUB CARDINAL HEALTH INC | 4000 | Purchased
CHRISTIANA |  | HOSPITAL-CH | 0 | 14214241 | DE |  | 2014-07-13 20:00 |  | Infusion Pumps; General-Purpose (LVP) | 55212 | 8100 ALARIS PUMP | ALARIS MEDICAL SYSTEMS INC SUB CARDINAL HEALTH INC | 4000 | Purchased
CHRISTIANA |  | HOSPITAL-CH | 0 | NONE | DE |  | 2014-12-03 19:00 |  | Infusion Pumps; General-Purpose (LVP) | 59610 | 8100 ALARIS PUMP | ALARIS MEDICAL SYSTEMS INC SUB CARDINAL HEALTH IN | 4000 | Purchased
CHRISTIANA |  | HOSPITAL-CH | 0 | 14213535 | DE |  | 2014-12-03 19:00 |  | Infusion Pumps; General-Purpose (LVP) | 59760 | 8100 ALARIS PUMP | ALARIS MEDICAL SYSTEMS INC SUB CARDINAL HEALTH IN | 4000 | Purchased
CHRISTIANA |  | HOSPITAL-CH | 0 | 14211561 | DE |  | 2014-12-03 19:00 |  | Infusion Pumps; General-Purpose (LVP) | 58677 | 8100 ALARIS PUMP | ALARIS MEDICAL SYSTEMS INC SUB CARDINAL HEALTH IN | 4000 | Purchased
CHRISTIANA |  | HOSPITAL-CH | 0 | 14212243 | DE |  | 2014-12-03 19:00 |  | Infusion Pumps; General-Purpose (LVP) | 58679 | 8100 ALARIS PUMP | ALARIS MEDICAL SYSTEMS INC SUB CARDINAL HEALTH IN | 4000 | Purchased
CHRISTIANA |  | HOSPITAL-CH | 0 | 14209131 | DE |  | 2014-12-03 19:00 |  | Infusion Pumps; General-Purpose (LVP) | 58682 | 8100 ALARIS PUMP | ALARIS MEDICAL SYSTEMS INC SUB CARDINAL HEALTH INC | 4000 | Purchased
CHRISTIANA |  | HOSPITAL-CH | 0 | 12718325 | DE |  | 2017-11-07 19:00 |  | Infusion Pumps; General-Purpose (LVP) | 65797 | 8100 ALARIS PUMP | ALARIS MEDICAL SYSTEMS INC SUB CARDINAL HEALTH IN | 4000 | Purchased
CHRISTIANA |  | HOSPITAL-CH | 0 | 14212341 | DE |  | 2014-12-03 19:00 |  | Infusion Pumps; General-Purpose (LVP) | 56806 | 8100 ALARIS PUMP | ALARIS MEDICAL SYSTEMS INC SUB CARDINAL HEALTH IN | 4000 | Purchased
CHRISTIANA |  | HOSPITAL-CH | 0 | 14211592 | DE |  | 2014-12-03 19:00 |  | Infusion Pumps; General-Purpose (LVP) | 58822 | 8100 ALARIS PUMP | ALARIS MEDICAL SYSTEMS INC SUB CARDINAL HEALTH IN | 4000 | Purchased
CHRISTIANA |  | HOSPITAL-CH | 0 | 14210975 | DE |  | 2014-12-03 19:00 |  | Infusion Pumps; General-Purpose (LVP) | 58824 | 8100 ALARIS PUMP | ALARIS MEDICAL SYSTEMS INC SUB CARDINAL HEALTH INC | 4000 | Purchased
CHRISTIANA |  | HOSPITAL-CH | 0 | 12717544 | DE |  | 2017-11-07 19:00 |  | Infusion Pumps; General-Purpose (LVP) | 63813 | 8100 ALARIS PUMP | ALARIS MEDICAL SYSTEMS INC SUB CARDINAL HEALTH IN | 4000 | Rental
CHRISTIANA |  | HOSPITAL-CH | 0 | 14212658 | DE |  | 2014-12-03 19:00 |  | Infusion Pumps; General-Purpose (LVP) | 56430 | 8100 ALARIS PUMP | ALARIS MEDICAL SYSTEMS INC SUB CARDINAL HEALTH INC | 4000 | Purchased
CHRISTIANA |  | HOSPITAL-CH | 0 | 12401191 | DE |  | 2017-11-07 19:00 |  | Infusion Pumps; General-Purpose (LVP) | 63937 | 8100 ALARIS PUMP | ALARIS MEDICAL SYSTEMS INC SUB CARDINAL HEALTH IN | 4000 | Rental
CHRISTIANA |  | HOSPITAL-CH | 0 | 13841244 | DE |  | 2017-11-07 19:00 |  | Infusion Pumps; General-Purpose (LVP) | 63961 | 8100 ALARIS PUMP | ALARIS MEDICAL SYSTEMS INC SUB CARDINAL HEALTH IN | 4000 | Rental
CHRISTIANA |  | HOSPITAL-CH | 0 | 13841128 | DE |  | 2017-11-07 19:00 |  | Infusion Pumps; General-Purpose (LVP) | 65874 | 8100 ALARIS PUMP | ALARIS MEDICAL SYSTEMS INC SUB CARDINAL HEALTH IN | 4000 | Purchased
CHRISTIANA |  | HOSPITAL-CH | 0 | 13083973 | DE |  | 2017-11-07 19:00 |  | Infusion Pumps; General-Purpose (LVP) | 66049 | 8100 ALARIS PUMP | ALARIS MEDICAL SYSTEMS INC SUB CARDINAL HEALTH IN | 4000 | Rental
CHRISTIANA |  | CANCER CENTER | 0 | 14966315 | DE |  | 2017-08-01 20:00 |  | Infusion Pumps; General-Purpose (LVP) | 65000 | 8100 ALARIS PUMP | ALARIS MEDICAL SYSTEMS INC SUB CARDINAL HEALTH INC | 4000 | Purchased
CHRISTIANA |  | HOSPITAL-CH | 0 | 14212656 | DE |  | 2014-07-13 20:00 |  | Infusion Pumps; General-Purpose (LVP) | 55181 | 8100 ALARIS PUMP | ALARIS MEDICAL SYSTEMS INC SUB CARDINAL HEALTH INC | 4000 | Purchased
CHRISTIANA |  | HOSPITAL-CH | 0 | 14212111 | DE |  | 2014-12-03 19:00 |  | Infusion Pumps; General-Purpose (LVP) | 59958 | 8100 ALARIS PUMP | ALARIS MEDICAL SYSTEMS INC SUB CARDINAL HEALTH INC | 4000 | Purchased
CHRISTIANA |  | HOSPITAL-CH | 0 | 14139460 | DE |  | 2014-07-13 20:00 |  | Infusion Pumps; General-Purpose (LVP) | 54275 | 8100 ALARIS PUMP | ALARIS MEDICAL SYSTEMS INC SUB CARDINAL HEALTH IN | 4000 | Purchased
CHRISTIANA |  | HOSPITAL-CH | 0 | 14210768 | DE |  | 2014-12-03 19:00 |  | Infusion Pumps; General-Purpose (LVP) | 58374 | 8100 ALARIS PUMP | ALARIS MEDICAL SYSTEMS INC SUB CARDINAL HEALTH IN | 4000 | Purchased
CHRISTIANA |  | HOSPITAL-CH | 0 | 12718462 | DE |  | 2017-04-30 20:00 |  | Infusion Pumps; General-Purpose (LVP) | 64569 | 8100 ALARIS PUMP | ALARIS MEDICAL SYSTEMS INC SUB CARDINAL HEALTH INC | 4000 | Rental
CHRISTIANA |  | HOSPITAL-CH | 0 | 14144119 | DE |  | 2014-12-03 19:00 |  | Infusion Pumps; General-Purpose (LVP) | 55417 | 8100 ALARIS PUMP | ALARIS MEDICAL SYSTEMS INC SUB CARDINAL HEALTH INC | 4000 | Purchased
CHRISTIANA |  | HOSPITAL-CH | 0 | 14198813 | DE |  | 2014-07-13 20:00 |  | Infusion Pumps; General-Purpose (LVP) | 56682 | 8100 ALARIS PUMP | ALARIS MEDICAL SYSTEMS INC SUB CARDINAL HEALTH INC | 4000 | Purchased
CHRISTIANA |  | HOSPITAL-CH | 0 | 14210824 | DE |  | 2014-12-03 19:00 |  | Infusion Pumps; General-Purpose (LVP) | 58778 | 8100 ALARIS PUMP | ALARIS MEDICAL SYSTEMS INC SUB CARDINAL HEALTH INC | 4000 | Purchased
CHRISTIANA |  | HOSPITAL-CH | 0 | 12718532 | DE |  | 2017-11-07 19:00 |  | Infusion Pumps; General-Purpose (LVP) | 65926 | 8100 ALARIS PUMP | ALARIS MEDICAL SYSTEMS INC SUB CARDINAL HEALTH INC | 4000 | Rental
CHRISTIANA |  | HOSPITAL-CH | 0 | 9928541 | DE |  | 2017-04-30 20:00 |  | Infusion Pumps; General-Purpose (LVP) | 64654 | 8100 ALARIS PUMP | ALARIS MEDICAL SYSTEMS INC SUB CARDINAL HEALTH INC | 4000 | Rental
CHRISTIANA |  | HOSPITAL-CH | 0 | 14213314 | DE |  | 2014-07-13 20:00 |  | Infusion Pumps; General-Purpose (LVP) | 55198 | 8100 ALARIS PUMP | ALARIS MEDICAL SYSTEMS INC SUB CARDINAL HEALTH INC | 4000 | Purchased
CHRISTIANA |  | HOSPITAL-CH | 0 | 14211255 | DE |  | 2014-12-03 19:00 |  | Infusion Pumps; General-Purpose (LVP) | 58558 | 8100 ALARIS PUMP | ALARIS MEDICAL SYSTEMS INC SUB CARDINAL HEALTH IN | 4000 | Purchased
CHRISTIANA |  | HOSPITAL-CH | 0 | 14211287 | DE |  | 2014-12-03 19:00 |  | Infusion Pumps; General-Purpose (LVP) | 58560 | 8100 ALARIS PUMP | ALARIS MEDICAL SYSTEMS INC SUB CARDINAL HEALTH INC | 4000 | Purchased
CHRISTIANA |  | Pike Creek | 0 | 14213870 | DE |  | 2014-12-03 19:00 |  | Infusion Pumps; General-Purpose (LVP) | 59050 | 8100 ALARIS PUMP | ALARIS MEDICAL SYSTEMS INC SUB CARDINAL HEALTH IN | 4000 | Purchased
CHRISTIANA |  | HOSPITAL-CH | 0 | 14210665 | DE |  | 2014-12-03 19:00 |  | Infusion Pumps; General-Purpose (LVP) | 58916 | 8100 ALARIS PUMP | ALARIS MEDICAL SYSTEMS INC SUB CARDINAL HEALTH IN | 4000 | Purchased
CHRISTIANA |  | HOSPITAL-CH | 0 | 12718301 | DE |  | 2017-11-07 19:00 |  | Infusion Pumps; General-Purpose (LVP) | 63900 | 8100 ALARIS PUMP | ALARIS MEDICAL SYSTEMS INC SUB CARDINAL HEALTH IN | 4000 | Rental
CHRISTIANA |  | HOSPITAL-CH | 0 | 13876673 | DE |  | 2017-11-07 19:00 |  | Infusion Pumps; General-Purpose (LVP) | 65920 | 8100 ALARIS PUMP | ALARIS MEDICAL SYSTEMS INC SUB CARDINAL HEALTH IN | 4000 | Purchased
CHRISTIANA |  | HOSPITAL-CH | 0 | 12717820 | DE |  | 2017-11-07 19:00 |  | Infusion Pumps; General-Purpose (LVP) | 65816 | 8100 ALARIS PUMP | ALARIS MEDICAL SYSTEMS INC SUB CARDINAL HEALTH IN | 4000 | Purchased
CHRISTIANA |  | HOSPITAL-CH | 0 | 14211355 | DE |  | 2014-12-03 19:00 |  | Infusion Pumps; General-Purpose (LVP) | 56717 | 8100 ALARIS PUMP | ALARIS MEDICAL SYSTEMS INC SUB CARDINAL HEALTH IN | 4000 | Purchased
CHRISTIANA |  | HOSPITAL-CH | 0 | 14211053 | DE |  | 2014-12-03 19:00 |  | Infusion Pumps; General-Purpose (LVP) | 56719 | 8100 ALARIS PUMP | ALARIS MEDICAL SYSTEMS INC SUB CARDINAL HEALTH INC | 4000 | Purchased
CHRISTIANA |  | HOSPITAL-CH | 0 | 13366541 | DE |  | 2017-11-07 19:00 |  | Infusion Pumps; General-Purpose (LVP) | 65873 | 8100 ALARIS PUMP | ALARIS MEDICAL SYSTEMS INC SUB CARDINAL HEALTH IN | 4000 | Purchased
CHRISTIANA |  | HOSPITAL-CH | 0 | 12719180 | DE |  | 2017-11-07 19:00 |  | Infusion Pumps; General-Purpose (LVP) | 65763 | 8100 ALARIS PUMP | ALARIS MEDICAL SYSTEMS INC SUB CARDINAL HEALTH IN | 4000 | Purchased
CHRISTIANA |  | HOSPITAL-CH | 0 | 14210720 | DE |  | 2014-12-03 19:00 |  | Infusion Pumps; General-Purpose (LVP) | 58364 | 8100 ALARIS PUMP | ALARIS MEDICAL SYSTEMS INC SUB CARDINAL HEALTH IN | 4000 | Purchased
CHRISTIANA |  | HOSPITAL-CH | 0 | 14214729 | DE |  | 2014-12-03 19:00 |  | Infusion Pumps; General-Purpose (LVP) | 59057 | 8100 ALARIS PUMP | ALARIS MEDICAL SYSTEMS INC SUB CARDINAL HEALTH INC | 4000 | Purchased
CHRISTIANA |  | HOSPITAL-CH | 0 | 14211031 | DE |  | 2014-12-03 19:00 |  | Infusion Pumps; General-Purpose (LVP) | 59059 | 8100 ALARIS PUMP | ALARIS MEDICAL SYSTEMS INC SUB CARDINAL HEALTH INC | 4000 | Purchased
CHRISTIANA |  | HOSPITAL-CH | 0 | 14213970 | DE |  | 2014-12-03 19:00 |  | Infusion Pumps; General-Purpose (LVP) | 59061 | 8100 ALARIS PUMP | ALARIS MEDICAL SYSTEMS INC SUB CARDINAL HEALTH INC | 4000 | Purchased
CHRISTIANA |  | HOSPITAL-CH | 0 | 9861245 | DE |  | 2017-04-30 20:00 |  | Infusion Pumps; General-Purpose (LVP) | 64535 | 8100 ALARIS PUMP | ALARIS MEDICAL SYSTEMS INC SUB CARDINAL HEALTH IN | 4000 | Rental
CHRISTIANA |  | HOSPITAL-CH | 0 | 14213618 | DE |  | 2014-12-03 19:00 |  | Infusion Pumps; General-Purpose (LVP) | 55259 | 8100 ALARIS PUMP | ALARIS MEDICAL SYSTEMS INC SUB CARDINAL HEALTH INC | 4000 | Purchased
CHRISTIANA |  | HOSPITAL-CH | 0 | 14213617 | DE |  | 2014-12-03 19:00 |  | Infusion Pumps; General-Purpose (LVP) | 55261 | 8100 ALARIS PUMP | ALARIS MEDICAL SYSTEMS INC SUB CARDINAL HEALTH IN | 4000 | Purchased
CHRISTIANA |  | HOSPITAL-CH | 0 | 13107253 | DE |  | 2017-11-07 19:00 |  | Infusion Pumps; General-Purpose (LVP) | 63943 | 8100 ALARIS PUMP | ALARIS MEDICAL SYSTEMS INC SUB CARDINAL HEALTH IN | 4000 | Rental
CHRISTIANA |  | HOSPITAL-CH | 0 | 14215580 | DE |  | 2014-12-03 19:00 |  | Infusion Pumps; General-Purpose (LVP) | 58353 | 8100 ALARIS PUMP | ALARIS MEDICAL SYSTEMS INC SUB CARDINAL HEALTH IN | 4000 | Purchased
CHRISTIANA |  | HOSPITAL-CH | 0 | 14215372 | DE |  | 2014-12-03 19:00 |  | Infusion Pumps; General-Purpose (LVP) | 58355 | 8100 ALARIS PUMP | ALARIS MEDICAL SYSTEMS INC SUB CARDINAL HEALTH IN | 4000 | Purchased
CHRISTIANA |  | HOSPITAL-CH | 0 | 14212217 | DE |  | 2014-12-03 19:00 |  | Infusion Pumps; General-Purpose (LVP) | 56293 | 8100 ALARIS PUMP | ALARIS MEDICAL SYSTEMS INC SUB CARDINAL HEALTH INC | 4000 | Purchased
CHRISTIANA |  | HOSPITAL-CH | 0 | 12330303 | DE |  | 2017-11-07 19:00 |  | Infusion Pumps; General-Purpose (LVP) | 63826 | 8100 ALARIS PUMP | ALARIS MEDICAL SYSTEMS INC SUB CARDINAL HEALTH INC | 4000 | Rental
CHRISTIANA |  | HOSPITAL-CH | 0 | 14214535 | DE |  | 2014-12-03 19:00 |  | Infusion Pumps; General-Purpose (LVP) | 58943 | 8100 ALARIS PUMP | ALARIS MEDICAL SYSTEMS INC SUB CARDINAL HEALTH INC | 4000 | Purchased
CHRISTIANA |  | HOSPITAL-CH | 0 | 14163818 | DE |  | 2014-12-03 19:00 |  | Infusion Pumps; General-Purpose (LVP) | 58945 | 8100 ALARIS PUMP | ALARIS MEDICAL SYSTEMS INC SUB CARDINAL HEALTH INC | 4000 | Purchased
CHRISTIANA |  | CANCER CENTER | 0 | 14214111 | DE |  | 2014-12-03 19:00 |  | Infusion Pumps; General-Purpose (LVP) | 59078 | 8100 ALARIS PUMP | ALARIS MEDICAL SYSTEMS INC SUB CARDINAL HEALTH INC | 4000 | Purchased
CHRISTIANA |  | HOSPITAL-CH | 0 | 14208804 | DE |  | 2014-12-03 19:00 |  | Infusion Pumps; General-Purpose (LVP) | 59080 | 8100 ALARIS PUMP | ALARIS MEDICAL SYSTEMS INC SUB CARDINAL HEALTH INC | 4000 | Purchased
CHRISTIANA |  | HOSPITAL-CH | 0 | 14214174 | DE |  | 2014-12-03 19:00 |  | Infusion Pumps; General-Purpose (LVP) | 59082 | 8100 ALARIS PUMP | ALARIS MEDICAL SYSTEMS INC SUB CARDINAL HEALTH IN | 4000 | Purchased
CHRISTIANA |  | HOSPITAL-CH | 0 | 14213885 | DE |  | 2014-12-03 19:00 |  | Infusion Pumps; General-Purpose (LVP) | 55273 | 8100 ALARIS PUMP | ALARIS MEDICAL SYSTEMS INC SUB CARDINAL HEALTH INC | 4000 | Purchased
CHRISTIANA |  | HOSPITAL-CH | 0 | 14210822 | DE |  | 2014-12-03 19:00 |  | Infusion Pumps; General-Purpose (LVP) | 55275 | 8100 ALARIS PUMP | ALARIS MEDICAL SYSTEMS INC SUB CARDINAL HEALTH INC | 4000 | Purchased
CHRISTIANA |  | HOSPITAL-CH | 0 | 13873642 | DE |  | 2017-01-27 19:00 |  | Infusion Pumps; General-Purpose (LVP) | 64226 | 8100 ALARIS PUMP | ALARIS MEDICAL SYSTEMS INC SUB CARDINAL HEALTH INC | 4000 | Rental
CHRISTIANA |  | HOSPITAL-CH | 0 | 13396274 | DE |  | 2018-06-20 20:00 |  | Infusion Pumps; General-Purpose (LVP) | 65308 | 8100 ALARIS PUMP | ALARIS MEDICAL SYSTEMS INC SUB CARDINAL HEALTH IN | 4000 | Rental
CHRISTIANA |  | HOSPITAL-CH | 0 | 14211926 | DE |  | 2014-12-03 19:00 |  | Infusion Pumps; General-Purpose (LVP) | 56307 | 8100 ALARIS PUMP | ALARIS MEDICAL SYSTEMS INC SUB CARDINAL HEALTH IN | 4000 | Purchased
CHRISTIANA |  | HOSPITAL-CH | 0 | 14212292 | DE |  | 2014-12-03 19:00 |  | Infusion Pumps; General-Purpose (LVP) | 56309 | 8100 ALARIS PUMP | ALARIS MEDICAL SYSTEMS INC SUB CARDINAL HEALTH IN | 4000 | Purchased
CHRISTIANA |  | HOSPITAL-CH | 0 | 13876604 | DE |  | 2017-11-07 19:00 |  | Infusion Pumps; General-Purpose (LVP) | 65821 | 8100 ALARIS PUMP | ALARIS MEDICAL SYSTEMS INC SUB CARDINAL HEALTH IN | 4000 | Purchased
CHRISTIANA |  | HOSPITAL-CH | 0 | 14214574 | DE |  | 2014-12-03 19:00 |  | Infusion Pumps; General-Purpose (LVP) | 55430 | 8100 ALARIS PUMP | ALARIS MEDICAL SYSTEMS INC SUB CARDINAL HEALTH IN | 4000 | Purchased
CHRISTIANA |  | HOSPITAL-CH | 0 | 14213056 | DE |  | 2014-12-03 19:00 |  | Infusion Pumps; General-Purpose (LVP) | 55432 | 8100 ALARIS PUMP | ALARIS MEDICAL SYSTEMS INC SUB CARDINAL HEALTH INC | 4000 | Purchased
CHRISTIANA |  | CANCER CENTER | 0 | 14966217 | DE |  | 2017-08-01 20:00 |  | Infusion Pumps; General-Purpose (LVP) | 65278 | 8100 ALARIS PUMP | ALARIS MEDICAL SYSTEMS INC SUB CARDINAL HEALTH IN | 4000 | Purchased
CHRISTIANA |  | HOSPITAL-CH | 0 | 12719033 | DE |  | 2017-11-07 19:00 |  | Infusion Pumps; General-Purpose (LVP) | 63912 | 8100 ALARIS PUMP | ALARIS MEDICAL SYSTEMS INC SUB CARDINAL HEALTH INC | 4000 | Rental
CHRISTIANA |  | HOSPITAL-CH | 0 | 14213252 | DE |  | 2014-12-03 19:00 |  | Infusion Pumps; General-Purpose (LVP) | 59655 | 8100 ALARIS PUMP | ALARIS MEDICAL SYSTEMS INC SUB CARDINAL HEALTH IN | 4000 | Purchased
CHRISTIANA |  | HOSPITAL-CH | 0 | 14213486 | DE |  | 2014-12-03 19:00 |  | Infusion Pumps; General-Purpose (LVP) | 60011 | 8100 ALARIS PUMP | ALARIS MEDICAL SYSTEMS INC SUB CARDINAL HEALTH INC | 4000 | Purchased
CHRISTIANA |  | HOSPITAL-CH | 0 | 14212232 | DE |  | 2014-12-03 19:00 |  | Infusion Pumps; General-Purpose (LVP) | 56843 | 8100 ALARIS PUMP | ALARIS MEDICAL SYSTEMS INC SUB CARDINAL HEALTH IN | 4000 | Purchased
CHRISTIANA |  | HOSPITAL-CH | 0 | 14212123 | DE |  | 2014-12-03 19:00 |  | Infusion Pumps; General-Purpose (LVP) | 56845 | 8100 ALARIS PUMP | ALARIS MEDICAL SYSTEMS INC SUB CARDINAL HEALTH IN | 4000 | Purchased
CHRISTIANA |  | HOSPITAL-CH | 0 | 14212648 | DE |  | 2014-12-03 19:00 |  | Infusion Pumps; General-Purpose (LVP) | 56926 | 8100 ALARIS PUMP | ALARIS MEDICAL SYSTEMS INC SUB CARDINAL HEALTH INC | 4000 | Purchased
CHRISTIANA |  | HOSPITAL-CH | 0 | 14211599 | DE |  | 2014-12-03 19:00 |  | Infusion Pumps; General-Purpose (LVP) | 56928 | 8100 ALARIS PUMP | ALARIS MEDICAL SYSTEMS INC SUB CARDINAL HEALTH IN | 4000 | Purchased
CHRISTIANA |  | HOSPITAL-CH | 0 | 13876146 | DE |  | 2017-11-07 19:00 |  | Infusion Pumps; General-Purpose (LVP) | 65811 | 8100 ALARIS PUMP | ALARIS MEDICAL SYSTEMS INC SUB CARDINAL HEALTH IN | 4000 | Purchased
CHRISTIANA |  | HOSPITAL-CH | 0 | 14212000 | DE |  | 2014-12-03 19:00 |  | Infusion Pumps; General-Purpose (LVP) | 56260 | 8100 ALARIS PUMP | ALARIS MEDICAL SYSTEMS INC SUB CARDINAL HEALTH IN | 4000 | Purchased
CHRISTIANA |  | HOSPITAL-CH | 0 | 14211928 | DE |  | 2014-12-03 19:00 |  | Infusion Pumps; General-Purpose (LVP) | 59938 | 8100 ALARIS PUMP | ALARIS MEDICAL SYSTEMS INC SUB CARDINAL HEALTH IN | 4000 | Purchased
CHRISTIANA |  | HOSPITAL-CH | 0 | 14215983 | DE |  | 2014-12-03 19:00 |  | Infusion Pumps; General-Purpose (LVP) | 58371 | 8100 ALARIS PUMP | ALARIS MEDICAL SYSTEMS INC SUB CARDINAL HEALTH IN | 4000 | Purchased
CHRISTIANA |  | HOSPITAL-CH | 0 | 14213901 | DE |  | 2014-12-03 19:00 |  | Infusion Pumps; General-Purpose (LVP) | 55420 | 8100 ALARIS PUMP | ALARIS MEDICAL SYSTEMS INC SUB CARDINAL HEALTH INC | 4000 | Purchased
CHRISTIANA |  | HOSPITAL-CH | 0 | 14211931 | DE |  | 2014-12-03 19:00 |  | Infusion Pumps; General-Purpose (LVP) | 56389 | 8100 ALARIS PUMP | ALARIS MEDICAL SYSTEMS INC SUB CARDINAL HEALTH INC | 4000 | Purchased
CHRISTIANA |  | HOSPITAL-CH | 0 | 14212144 | DE |  | 2014-12-03 19:00 |  | Infusion Pumps; General-Purpose (LVP) | 59812 | 8100 ALARIS PUMP | ALARIS MEDICAL SYSTEMS INC SUB CARDINAL HEALTH INC | 4000 | Purchased
CHRISTIANA |  | HOSPITAL-CH | 0 | 14213064 | DE |  | 2014-12-03 19:00 |  | Infusion Pumps; General-Purpose (LVP) | 59814 | 8100 ALARIS PUMP | ALARIS MEDICAL SYSTEMS INC SUB CARDINAL HEALTH IN | 4000 | Purchased
CHRISTIANA |  | HOSPITAL-CH | 0 | 14213388 | DE |  | 2014-12-03 19:00 |  | Infusion Pumps; General-Purpose (LVP) | 59816 | 8100 ALARIS PUMP | ALARIS MEDICAL SYSTEMS INC SUB CARDINAL HEALTH IN | 4000 | Purchased
CHRISTIANA |  | HOSPITAL-CH | 0 | 14212422 | DE |  | 2014-07-13 20:00 |  | Infusion Pumps; General-Purpose (LVP) | 56982 | 8100 ALARIS PUMP | ALARIS MEDICAL SYSTEMS INC SUB CARDINAL HEALTH IN | 4000 | Purchased
CHRISTIANA |  | HOSPITAL-CH | 0 | 14203782 | DE |  | 2014-12-03 19:00 |  | Infusion Pumps; General-Purpose (LVP) | 56862 | 8100 ALARIS PUMP | ALARIS MEDICAL SYSTEMS INC SUB CARDINAL HEALTH INC | 4000 | Purchased
CHRISTIANA |  | HOSPITAL-CH | 0 | 14213716 | DE |  | 2014-12-03 19:00 |  | Infusion Pumps; General-Purpose (LVP) | 56866 | 8100 ALARIS PUMP | ALARIS MEDICAL SYSTEMS INC SUB CARDINAL HEALTH IN | 4000 | Purchased
CHRISTIANA |  | HOSPITAL-CH | 0 | 14213931 | DE |  | 2014-12-03 19:00 |  | Infusion Pumps; General-Purpose (LVP) | 56868 | 8100 ALARIS PUMP | ALARIS MEDICAL SYSTEMS INC SUB CARDINAL HEALTH INC | 4000 | Purchased
CHRISTIANA |  | HOSPITAL-CH | 0 | 14212624 | DE |  | 2014-12-03 19:00 |  | Infusion Pumps; General-Purpose (LVP) | 56763 | 8100 ALARIS PUMP | ALARIS MEDICAL SYSTEMS INC SUB CARDINAL HEALTH IN | 4000 | Purchased
CHRISTIANA |  | HOSPITAL-CH | 0 | 14210182 | DE |  | 2014-12-03 19:00 |  | Infusion Pumps; General-Purpose (LVP) | 58340 | 8100 ALARIS PUMP | ALARIS MEDICAL SYSTEMS INC SUB CARDINAL HEALTH INC | 4000 | Purchased
CHRISTIANA |  | HOSPITAL-CH | 0 | 12718710 | DE |  | 2017-04-30 20:00 |  | Infusion Pumps; General-Purpose (LVP) | 64653 | 8100 ALARIS PUMP | ALARIS MEDICAL SYSTEMS INC SUB CARDINAL HEALTH INC | 4000 | Rental
CHRISTIANA |  | HOSPITAL-CH | 0 | 14966452 | DE |  | 2017-08-01 20:00 |  | Infusion Pumps; General-Purpose (LVP) | 65016 | 8100 ALARIS PUMP | ALARIS MEDICAL SYSTEMS INC SUB CARDINAL HEALTH IN | 4000 | Purchased
CHRISTIANA |  | HOSPITAL-CH | 0 | 4097766 | DE |  | 2017-11-07 19:00 |  | Infusion Pumps; General-Purpose (LVP) | 63887 | 8100 ALARIS PUMP | ALARIS MEDICAL SYSTEMS INC SUB CARDINAL HEALTH INC | 4000 | Purchased
CHRISTIANA |  | HOSPITAL-CH | 0 | 12718628 | DE |  | 2017-11-07 19:00 |  | Infusion Pumps; General-Purpose (LVP) | 65801 | 8100 ALARIS PUMP | ALARIS MEDICAL SYSTEMS INC SUB CARDINAL HEALTH IN | 4000 | Purchased
CHRISTIANA |  | HOSPITAL-CH | 0 | 13876668 | DE |  | 2017-11-07 19:00 |  | Infusion Pumps; General-Purpose (LVP) | 65808 | 8100 ALARIS PUMP | ALARIS MEDICAL SYSTEMS INC SUB CARDINAL HEALTH IN | 4000 | Purchased
CHRISTIANA |  | HOSPITAL-CH | 0 | 12330451 | DE |  | 2017-11-07 19:00 |  | Infusion Pumps; General-Purpose (LVP) | 65937 | 8100 ALARIS PUMP | ALARIS MEDICAL SYSTEMS INC SUB CARDINAL HEALTH IN | 4000 | Purchased
CHRISTIANA |  | HOSPITAL-CH | 0 | 13543401 | DE |  | 2014-12-03 19:00 |  | Infusion Pumps; General-Purpose (LVP) | 66149 | 8100 ALARIS PUMP | ALARIS MEDICAL SYSTEMS INC SUB CARDINAL HEALTH INC | 4000 | Purchased
CHRISTIANA |  | HOSPITAL-CH | 0 | 14215696 | DE |  | 2014-12-03 19:00 |  | Infusion Pumps; General-Purpose (LVP) | 58443 | 8100 ALARIS PUMP | ALARIS MEDICAL SYSTEMS INC SUB CARDINAL HEALTH IN | 4000 | Purchased
CHRISTIANA |  | HOSPITAL-CH | 0 | 14212051 | DE |  | 2014-12-03 19:00 |  | Infusion Pumps; General-Purpose (LVP) | 59609 | 8100 ALARIS PUMP | ALARIS MEDICAL SYSTEMS INC SUB CARDINAL HEALTH IN | 4000 | Purchased
CHRISTIANA |  | HOSPITAL-CH | 0 | 14212234 | DE |  | 2014-12-03 19:00 |  | Infusion Pumps; General-Purpose (LVP) | 59611 | 8100 ALARIS PUMP | ALARIS MEDICAL SYSTEMS INC SUB CARDINAL HEALTH INC | 4000 | Purchased
CHRISTIANA |  | HOSPITAL-CH | 0 | 12947580 | DE |  | 2017-11-07 19:00 |  | Infusion Pumps; General-Purpose (LVP) | 63785 | 8100 ALARIS PUMP | ALARIS MEDICAL SYSTEMS INC SUB CARDINAL HEALTH INC | 4000 | Rental
CHRISTIANA |  | HOSPITAL-CH | 0 | 14213460 | DE |  | 2014-12-03 19:00 |  | Infusion Pumps; General-Purpose (LVP) | 59761 | 8100 ALARIS PUMP | ALARIS MEDICAL SYSTEMS INC SUB CARDINAL HEALTH INC | 4000 | Purchased
CHRISTIANA |  | HOSPITAL-CH | 0 | 14212463 | DE |  | 2014-12-03 19:00 |  | Infusion Pumps; General-Purpose (LVP) | 58678 | 8100 ALARIS PUMP | ALARIS MEDICAL SYSTEMS INC SUB CARDINAL HEALTH IN | 4000 | Purchased
CHRISTIANA |  | HOSPITAL-CH | 0 | 14212938 | DE |  | 2014-12-03 19:00 |  | Infusion Pumps; General-Purpose (LVP) | 58680 | 8100 ALARIS PUMP | ALARIS MEDICAL SYSTEMS INC SUB CARDINAL HEALTH IN | 4000 | Purchased
CHRISTIANA |  | HOSPITAL-CH | 0 | 14213455 | DE |  | 2014-12-03 19:00 |  | Infusion Pumps; General-Purpose (LVP) | 56809 | 8100 ALARIS PUMP | CareFusion Alaris / 303 | 4000 | Purchased
CHRISTIANA |  | HOSPITAL-CH | 0 | 14214297 | DE |  | 2014-12-03 19:00 |  | Infusion Pumps; General-Purpose (LVP) | 56807 | 8100 ALARIS PUMP | ALARIS MEDICAL SYSTEMS INC SUB CARDINAL HEALTH INC | 4000 | Purchased
CHRISTIANA |  | HOSPITAL-CH | 0 | 14213000 | DE |  | 2014-12-03 19:00 |  | Infusion Pumps; General-Purpose (LVP) | 58823 | 8100 ALARIS PUMP | ALARIS MEDICAL SYSTEMS INC SUB CARDINAL HEALTH IN | 4000 | Purchased
CHRISTIANA |  | HOSPITAL-CH | 0 | 14204826 | DE |  | 2014-12-03 19:00 |  | Infusion Pumps; General-Purpose (LVP) | 58825 | 8100 ALARIS PUMP | ALARIS MEDICAL SYSTEMS INC SUB CARDINAL HEALTH IN | 4000 | Purchased
CHRISTIANA |  | HOSPITAL-CH | 0 | 13875609 | DE |  | 2017-11-07 19:00 |  | Infusion Pumps; General-Purpose (LVP) | 65749 | 8100 ALARIS PUMP | ALARIS MEDICAL SYSTEMS INC SUB CARDINAL HEALTH IN | 4000 | Rental
CHRISTIANA |  | HOSPITAL-CH | 0 | 14210425 | DE |  | 2014-12-03 19:00 |  | Infusion Pumps; General-Purpose (LVP) | 58988 | 8100 ALARIS PUMP | ALARIS MEDICAL SYSTEMS INC SUB CARDINAL HEALTH INC | 4000 | Purchased
CHRISTIANA |  | HOSPITAL-CH | 0 | 13588983 | DE |  | 2017-11-07 19:00 |  | Infusion Pumps; General-Purpose (LVP) | 65956 | 8100 ALARIS PUMP | ALARIS MEDICAL SYSTEMS INC SUB CARDINAL HEALTH IN | 4000 | Purchased
CHRISTIANA |  | HOSPITAL-CH | 0 | 14212021 | DE |  | 2014-12-03 19:00 |  | Infusion Pumps; General-Purpose (LVP) | 56429 | 8100 ALARIS PUMP | ALARIS MEDICAL SYSTEMS INC SUB CARDINAL HEALTH INC | 4000 | Purchased
CHRISTIANA |  | HOSPITAL-CH | 0 | 14212928 | DE |  | 2014-12-03 19:00 |  | Infusion Pumps; General-Purpose (LVP) | 56431 | 8100 ALARIS PUMP | ALARIS MEDICAL SYSTEMS INC SUB CARDINAL HEALTH INC | 4000 | Purchased
CHRISTIANA |  | HOSPITAL-WH | 0 | 12770152 | DE |  | 2014-12-03 19:00 |  | Infusion Pumps; General-Purpose (LVP) | 65991 | 8100 ALARIS PUMP | ALARIS MEDICAL SYSTEMS INC SUB CARDINAL HEALTH IN | 4000 | Rental
CHRISTIANA |  | HOSPITAL-CH | 0 | 13841527 | DE |  | 2017-11-07 19:00 |  | Infusion Pumps; General-Purpose (LVP) | 63815 | 8100 ALARIS PUMP | ALARIS MEDICAL SYSTEMS INC SUB CARDINAL HEALTH IN | 4000 | Rental
CHRISTIANA |  | HOSPITAL-CH | 0 | 14212169 | DE |  | 2014-12-03 19:00 |  | Infusion Pumps; General-Purpose (LVP) | 59957 | 8100 ALARIS PUMP | ALARIS MEDICAL SYSTEMS INC SUB CARDINAL HEALTH INC | 4000 | Purchased
CHRISTIANA |  | HOSPITAL-CH | 0 | 14212010 | DE |  | 2014-07-13 20:00 |  | Infusion Pumps; General-Purpose (LVP) | 59804 | 8100 ALARIS PUMP | ALARIS MEDICAL SYSTEMS INC SUB CARDINAL HEALTH INC | 4000 | Purchased
CHRISTIANA |  | HOSPITAL-CH | 0 | 14212945 | DE |  | 2014-12-03 19:00 |  | Infusion Pumps; General-Purpose (LVP) | 55418 | 8100 ALARIS PUMP | ALARIS MEDICAL SYSTEMS INC SUB CARDINAL HEALTH INC | 4000 | Purchased
CHRISTIANA |  | HOSPITAL-CH | 0 | 14213794 | DE |  | 2014-12-03 19:00 |  | Infusion Pumps; General-Purpose (LVP) | 59720 | 8100 ALARIS PUMP | ALARIS MEDICAL SYSTEMS INC SUB CARDINAL HEALTH IN | 4000 | Purchased
CHRISTIANA |  | HOSPITAL-CH | 0 | 13876601 | DE |  | 2017-11-07 19:00 |  | Infusion Pumps; General-Purpose (LVP) | 63839 | 8100 ALARIS PUMP | ALARIS MEDICAL SYSTEMS INC SUB CARDINAL HEALTH IN | 4000 | Purchased
CHRISTIANA |  | HOSPITAL-CH | 0 | 14203419 | DE |  | 2014-12-03 19:00 |  | Infusion Pumps; General-Purpose (LVP) | 58779 | 8100 ALARIS PUMP | ALARIS MEDICAL SYSTEMS INC SUB CARDINAL HEALTH INC | 4000 | Purchased
CHRISTIANA |  | HOSPITAL-CH | 0 | 14213072 | DE |  | 2014-12-03 19:00 |  | Infusion Pumps; General-Purpose (LVP) | 58557 | 8100 ALARIS PUMP | ALARIS MEDICAL SYSTEMS INC SUB CARDINAL HEALTH IN | 4000 | Purchased
CHRISTIANA |  | HOSPITAL-CH | 0 | 14211169 | DE |  | 2014-12-03 19:00 |  | Infusion Pumps; General-Purpose (LVP) | 58559 | 8100 ALARIS PUMP | ALARIS MEDICAL SYSTEMS INC SUB CARDINAL HEALTH INC | 4000 | Purchased
CHRISTIANA |  | CANCER CENTER | 0 | 14210144 | DE |  | 2014-12-03 19:00 |  | Infusion Pumps; General-Purpose (LVP) | 58919 | 8100 ALARIS PUMP | ALARIS MEDICAL SYSTEMS INC SUB CARDINAL HEALTH INC | 4000 | Purchased
CHRISTIANA |  | HOSPITAL-CH | 0 | 12717720 | DE |  | 2017-11-07 19:00 |  | Infusion Pumps; General-Purpose (LVP) | 65839 | 8100 ALARIS PUMP | ALARIS MEDICAL SYSTEMS INC SUB CARDINAL HEALTH IN | 4000 | Purchased
CHRISTIANA |  | HOSPITAL-CH | 0 | 14210955 | DE |  | 2014-12-03 19:00 |  | Infusion Pumps; General-Purpose (LVP) | 56718 | 8100 ALARIS PUMP | ALARIS MEDICAL SYSTEMS INC SUB CARDINAL HEALTH INC | 4000 | Purchased
CHRISTIANA |  | HOSPITAL-CH | 0 | 14214675 | DE |  | 2014-12-03 19:00 |  | Infusion Pumps; General-Purpose (LVP) | 59062 | 8100 ALARIS PUMP | ALARIS MEDICAL SYSTEMS INC SUB CARDINAL HEALTH IN | 4000 | Purchased
CHRISTIANA |  | HOSPITAL-CH | 0 | 14213542 | DE |  | 2014-12-03 19:00 |  | Infusion Pumps; General-Purpose (LVP) | 59064 | 8100 ALARIS PUMP | ALARIS MEDICAL SYSTEMS INC SUB CARDINAL HEALTH INC | 4000 | Purchased
CHRISTIANA |  | CANCER CENTER | 0 | 14209750 | DE |  | 2014-12-03 19:00 |  | Infusion Pumps; General-Purpose (LVP) | 59066 | 8100 ALARIS PUMP | ALARIS MEDICAL SYSTEMS INC SUB CARDINAL HEALTH IN | 4000 | Purchased
CHRISTIANA |  | HOSPITAL-CH | 0 | 14213982 | DE |  | 2014-12-03 19:00 |  | Infusion Pumps; General-Purpose (LVP) | 55262 | 8100 ALARIS PUMP | ALARIS MEDICAL SYSTEMS INC SUB CARDINAL HEALTH IN | 4000 | Purchased
CHRISTIANA |  | HOSPITAL-CH | 0 | 14213415 | DE |  | 2014-12-03 19:00 |  | Infusion Pumps; General-Purpose (LVP) | 55264 | 8100 ALARIS PUMP | ALARIS MEDICAL SYSTEMS INC SUB CARDINAL HEALTH IN | 4000 | Purchased
CHRISTIANA |  | HOSPITAL-CH | 0 | 13530944 | DE |  | 2017-11-07 19:00 |  | Infusion Pumps; General-Purpose (LVP) | 65754 | 8100 ALARIS PUMP | ALARIS MEDICAL SYSTEMS INC SUB CARDINAL HEALTH INC | 4000 | Rental
CHRISTIANA |  | HOSPITAL-CH | 0 | 14211910 | DE |  | 2014-12-03 19:00 |  | Infusion Pumps; General-Purpose (LVP) | 56296 | 8100 ALARIS PUMP | ALARIS MEDICAL SYSTEMS INC SUB CARDINAL HEALTH INC | 4000 | Purchased
CHRISTIANA |  | HOSPITAL-CH | 0 | 14211909 | DE |  | 2014-12-03 19:00 |  | Infusion Pumps; General-Purpose (LVP) | 56298 | 8100 ALARIS PUMP | ALARIS MEDICAL SYSTEMS INC SUB CARDINAL HEALTH IN | 4000 | Purchased
CHRISTIANA |  | HOSPITAL-CH | 0 | 14214339 | DE |  | 2014-12-03 19:00 |  | Infusion Pumps; General-Purpose (LVP) | 56364 | 8100 ALARIS PUMP | ALARIS MEDICAL SYSTEMS INC SUB CARDINAL HEALTH INC | 4000 | Purchased
CHRISTIANA |  | HOSPITAL-CH | 0 | 12739030 | DE |  | 2017-04-30 20:00 |  | Infusion Pumps; General-Purpose (LVP) | 64560 | 8100 ALARIS PUMP | ALARIS MEDICAL SYSTEMS INC SUB CARDINAL HEALTH IN | 4000 | Purchased
CHRISTIANA |  | HOSPITAL-CH | 0 | 14210678 | DE |  | 2014-07-13 20:00 |  | Infusion Pumps; General-Purpose (LVP) | 59277 | 8100 ALARIS PUMP | ALARIS MEDICAL SYSTEMS INC SUB CARDINAL HEALTH INC | 4000 | Purchased
CHRISTIANA |  | HOSPITAL-CH | 0 | 12401005 | DE |  | 2014-12-03 19:00 |  | Infusion Pumps; General-Purpose (LVP) | 66157 | 8100 ALARIS PUMP | ALARIS MEDICAL SYSTEMS INC SUB CARDINAL HEALTH IN | 4000 | Rental
CHRISTIANA |  | HOSPITAL-CH | 0 | 14210767 | DE |  | 2014-12-03 19:00 |  | Infusion Pumps; General-Purpose (LVP) | 59268 | 8100 ALARIS PUMP | ALARIS MEDICAL SYSTEMS INC SUB CARDINAL HEALTH INC | 4000 | Purchased
CHRISTIANA |  | HOSPITAL-CH | 0 | 14211837 | DE |  | 2014-12-03 19:00 |  | Infusion Pumps; General-Purpose (LVP) | 56312 | 8100 ALARIS PUMP | ALARIS MEDICAL SYSTEMS INC SUB CARDINAL HEALTH INC | 4000 | Purchased
CHRISTIANA |  | HOSPITAL-CH | 0 | 14213890 | DE |  | 2014-12-03 19:00 |  | Infusion Pumps; General-Purpose (LVP) | 55433 | 8100 ALARIS PUMP | ALARIS MEDICAL SYSTEMS INC SUB CARDINAL HEALTH IN | 4000 | Purchased
CHRISTIANA |  | HOSPITAL-CH | 0 | 14213361 | DE |  | 2014-12-03 19:00 |  | Infusion Pumps; General-Purpose (LVP) | 55435 | 8100 ALARIS PUMP | ALARIS MEDICAL SYSTEMS INC SUB CARDINAL HEALTH INC | 4000 | Purchased
CHRISTIANA |  | HOSPITAL-CH | 0 | 14211964 | DE |  | 2014-12-03 19:00 |  | Infusion Pumps; General-Purpose (LVP) | 58638 | 8100 ALARIS PUMP | ALARIS MEDICAL SYSTEMS INC SUB CARDINAL HEALTH IN | 4000 | Purchased
CHRISTIANA |  | HOSPITAL-CH | 0 | 14212922 | DE |  | 2014-12-03 19:00 |  | Infusion Pumps; General-Purpose (LVP) | 59787 | 8100 ALARIS PUMP | ALARIS MEDICAL SYSTEMS INC SUB CARDINAL HEALTH INC | 4000 | Purchased
CHRISTIANA |  | HOSPITAL-CH | 0 | 14212116 | DE |  | 2014-12-03 19:00 |  | Infusion Pumps; General-Purpose (LVP) | 59789 | 8100 ALARIS PUMP | ALARIS MEDICAL SYSTEMS INC SUB CARDINAL HEALTH INC | 4000 | Purchased
CHRISTIANA |  | HOSPITAL-CH | 0 | 12709595 | DE |  | 2017-11-07 19:00 |  | Infusion Pumps; General-Purpose (LVP) | 65742 | 8100 ALARIS PUMP | ALARIS MEDICAL SYSTEMS INC SUB CARDINAL HEALTH IN | 4000 | Rental
CHRISTIANA |  | HOSPITAL-CH | 0 | 12717885 | DE |  | 2017-04-30 20:00 |  | Infusion Pumps; General-Purpose (LVP) | 64641 | 8100 ALARIS PUMP | ALARIS MEDICAL SYSTEMS INC SUB CARDINAL HEALTH IN | 4000 | Rental
CHRISTIANA |  | HOSPITAL-CH | 0 | 14966412 | DE |  | 2017-08-01 20:00 |  | Infusion Pumps; General-Purpose (LVP) | 64998 | 8100 ALARIS PUMP | ALARIS MEDICAL SYSTEMS INC SUB CARDINAL HEALTH IN | 4000 | Purchased
CHRISTIANA |  | HOSPITAL-CH | 0 | 13876603 | DE |  | 2017-11-07 19:00 |  | Infusion Pumps; General-Purpose (LVP) | 65837 | 8100 ALARIS PUMP | ALARIS MEDICAL SYSTEMS INC SUB CARDINAL HEALTH IN | 4000 | Purchased
CHRISTIANA |  | HOSPITAL-CH | 0 | 14213999 | DE |  | 2014-12-03 19:00 |  | Infusion Pumps; General-Purpose (LVP) | 59988 | 8100 ALARIS PUMP | ALARIS MEDICAL SYSTEMS INC SUB CARDINAL HEALTH INC | 4000 | Purchased
CHRISTIANA |  | HOSPITAL-CH | 0 | 14214058 | DE |  | 2014-12-03 19:00 |  | Infusion Pumps; General-Purpose (LVP) | 59990 | 8100 ALARIS PUMP | ALARIS MEDICAL SYSTEMS INC SUB CARDINAL HEALTH INC | 4000 | Purchased
CHRISTIANA |  | HOSPITAL-CH | 0 | 14212013 | DE |  | 2014-12-03 19:00 |  | Infusion Pumps; General-Purpose (LVP) | 56846 | 8100 ALARIS PUMP | ALARIS MEDICAL SYSTEMS INC SUB CARDINAL HEALTH INC | 4000 | Purchased
CHRISTIANA |  | HOSPITAL-CH | 0 | 14213929 | DE |  | 2014-12-03 19:00 |  | Infusion Pumps; General-Purpose (LVP) | 56848 | 8100 ALARIS PUMP | ALARIS MEDICAL SYSTEMS INC SUB CARDINAL HEALTH IN | 4000 | Purchased
CHRISTIANA |  | HOSPITAL-CH | 0 | 14146691 | DE |  | 2014-12-03 19:00 |  | Infusion Pumps; General-Purpose (LVP) | 56931 | 8100 ALARIS PUMP | ALARIS MEDICAL SYSTEMS INC SUB CARDINAL HEALTH IN | 4000 | Purchased
CHRISTIANA |  | HOSPITAL-CH | 0 | 13876177 | DE |  | 2017-11-07 19:00 |  | Infusion Pumps; General-Purpose (LVP) | 65895 | 8100 ALARIS PUMP | ALARIS MEDICAL SYSTEMS INC SUB CARDINAL HEALTH IN | 4000 | Purchased
CHRISTIANA |  | HOSPITAL-CH | 0 | 12718707 | DE |  | 2017-11-07 19:00 |  | Infusion Pumps; General-Purpose (LVP) | 63859 | 8100 ALARIS PUMP | ALARIS MEDICAL SYSTEMS INC SUB CARDINAL HEALTH IN | 4000 | Purchased
CHRISTIANA |  | HOSPITAL-CH | 0 | 14212113 | DE |  | 2014-12-03 19:00 |  | Infusion Pumps; General-Purpose (LVP) | 59817 | 8100 ALARIS PUMP | ALARIS MEDICAL SYSTEMS INC SUB CARDINAL HEALTH INC | 4000 | Purchased
CHRISTIANA |  | HOSPITAL-CH | 0 | 14212972 | DE |  | 2014-12-03 19:00 |  | Infusion Pumps; General-Purpose (LVP) | 59819 | 8100 ALARIS PUMP | ALARIS MEDICAL SYSTEMS INC SUB CARDINAL HEALTH IN | 4000 | Purchased
CHRISTIANA |  | HOSPITAL-CH | 0 | 14213195 | DE |  | 2014-12-03 19:00 |  | Infusion Pumps; General-Purpose (LVP) | 59821 | 8100 ALARIS PUMP | ALARIS MEDICAL SYSTEMS INC SUB CARDINAL HEALTH IN | 4000 | Purchased
CHRISTIANA |  | HOSPITAL-CH | 0 | 14213801 | DE |  | 2014-12-03 19:00 |  | Infusion Pumps; General-Purpose (LVP) | 56867 | 8100 ALARIS PUMP | ALARIS MEDICAL SYSTEMS INC SUB CARDINAL HEALTH IN | 4000 | Purchased
CHRISTIANA |  | HOSPITAL-CH | 0 | 14212493 | DE |  | 2014-12-03 19:00 |  | Infusion Pumps; General-Purpose (LVP) | 56870 | 8100 ALARIS PUMP | ALARIS MEDICAL SYSTEMS INC SUB CARDINAL HEALTH IN | 4000 | Purchased
CHRISTIANA |  | HOSPITAL-CH | 0 | 14212141 | DE |  | 2014-12-03 19:00 |  | Infusion Pumps; General-Purpose (LVP) | 55223 | 8100 ALARIS PUMP | ALARIS MEDICAL SYSTEMS INC SUB CARDINAL HEALTH INC | 4000 | Purchased
CHRISTIANA |  | HOSPITAL-CH | 0 | 14211502 | DE |  | 2014-12-03 19:00 |  | Infusion Pumps; General-Purpose (LVP) | 58756 | 8100 ALARIS PUMP | ALARIS MEDICAL SYSTEMS INC SUB CARDINAL HEALTH INC | 4000 | Purchased
CHRISTIANA |  | HOSPITAL-CH | 0 | 14214475 | DE |  | 2014-12-03 19:00 |  | Infusion Pumps; General-Purpose (LVP) | 59040 | 8100 ALARIS PUMP | ALARIS MEDICAL SYSTEMS INC SUB CARDINAL HEALTH IN | 4000 | Purchased
CHRISTIANA |  | HOSPITAL-CH | 0 | 14214603 | DE |  | 2014-12-03 19:00 |  | Infusion Pumps; General-Purpose (LVP) | 59042 | 8100 ALARIS PUMP | ALARIS MEDICAL SYSTEMS INC SUB CARDINAL HEALTH IN | 4000 | Purchased
CHRISTIANA |  | HOSPITAL-CH | 0 | 14214362 | DE |  | 2014-12-03 19:00 |  | Infusion Pumps; General-Purpose (LVP) | 59044 | 8100 ALARIS PUMP | ALARIS MEDICAL SYSTEMS INC SUB CARDINAL HEALTH INC | 4000 | Purchased
CHRISTIANA |  | HOSPITAL-CH | 0 | 14211563 | DE |  | 2014-12-03 19:00 |  | Infusion Pumps; General-Purpose (LVP) | 58341 | 8100 ALARIS PUMP | ALARIS MEDICAL SYSTEMS INC SUB CARDINAL HEALTH IN | 4000 | Purchased
CHRISTIANA |  | HOSPITAL-CH | 0 | 14215436 | DE |  | 2014-12-03 19:00 |  | Infusion Pumps; General-Purpose (LVP) | 58343 | 8100 ALARIS PUMP | ALARIS MEDICAL SYSTEMS INC SUB CARDINAL HEALTH IN | 4000 | Purchased
CHRISTIANA |  | HOSPITAL-CH | 0 | 14587861 | DE |  | 2017-11-07 19:00 |  | Infusion Pumps; General-Purpose (LVP) | 63951 | 8100 ALARIS PUMP | ALARIS MEDICAL SYSTEMS INC SUB CARDINAL HEALTH IN | 4000 | Rental
CHRISTIANA |  | HOSPITAL-CH | 0 | 14214342 | DE |  | 2014-12-03 19:00 |  | Infusion Pumps; General-Purpose (LVP) | 58899 | 8100 ALARIS PUMP | ALARIS MEDICAL SYSTEMS INC SUB CARDINAL HEALTH IN | 4000 | Purchased
CHRISTIANA |  | HOSPITAL-CH | 0 | 14214176 | DE |  | 2014-12-03 19:00 |  | Infusion Pumps; General-Purpose (LVP) | 58901 | 8100 ALARIS PUMP | ALARIS MEDICAL SYSTEMS INC SUB CARDINAL HEALTH IN | 4000 | Purchased
CHRISTIANA |  | HOSPITAL-CH | 0 | 14214038 | DE |  | 2014-12-03 19:00 |  | Infusion Pumps; General-Purpose (LVP) | 58903 | 8100 ALARIS PUMP | ALARIS MEDICAL SYSTEMS INC SUB CARDINAL HEALTH IN | 4000 | Purchased
CHRISTIANA |  | HOSPITAL-CH | 0 | 13162739 | DE |  | 2017-11-07 19:00 |  | Infusion Pumps; General-Purpose (LVP) | 65774 | 8100 ALARIS PUMP | ALARIS MEDICAL SYSTEMS INC SUB CARDINAL HEALTH IN | 4000 | Purchased
CHRISTIANA |  | HOSPITAL-WH | 0 | 12718583 | DE |  | 2017-11-07 19:00 |  | Infusion Pumps; General-Purpose (LVP) | 63855 | 8100 ALARIS PUMP | ALARIS MEDICAL SYSTEMS INC SUB CARDINAL HEALTH IN | 4000 | Purchased
CHRISTIANA |  | HOSPITAL-CH | 0 | 14213040 | DE |  | 2014-12-03 19:00 |  | Infusion Pumps; General-Purpose (LVP) | 58684 | 8100 ALARIS PUMP | ALARIS MEDICAL SYSTEMS INC SUB CARDINAL HEALTH INC | 4000 | Purchased
CHRISTIANA |  | HOSPITAL-CH | 0 | 14212233 | DE |  | 2014-12-03 19:00 |  | Infusion Pumps; General-Purpose (LVP) | 56804 | 8100 ALARIS PUMP | ALARIS MEDICAL SYSTEMS INC SUB CARDINAL HEALTH INC | 4000 | Purchased
CHRISTIANA |  | HOSPITAL-CH | 0 | 14212640 | DE |  | 2014-12-03 19:00 |  | Infusion Pumps; General-Purpose (LVP) | 56802 | 8100 ALARIS PUMP | ALARIS MEDICAL SYSTEMS INC SUB CARDINAL HEALTH INC | 4000 | Purchased
CHRISTIANA |  | HOSPITAL-CH | 0 | 14213359 | DE |  | 2014-12-03 19:00 |  | Infusion Pumps; General-Purpose (LVP) | 56817 | 8100 ALARIS PUMP | ALARIS MEDICAL SYSTEMS INC SUB CARDINAL HEALTH INC | 4000 | Purchased
CHRISTIANA |  | HOSPITAL-CH | 0 | 14214336 | DE |  | 2014-12-03 19:00 |  | Infusion Pumps; General-Purpose (LVP) | 56821 | 8100 ALARIS PUMP | ALARIS MEDICAL SYSTEMS INC SUB CARDINAL HEALTH IN | 4000 | Purchased
CHRISTIANA |  | HOSPITAL-CH | 0 | 14211574 | DE |  | 2014-07-13 20:00 |  | Infusion Pumps; General-Purpose (LVP) | 59281 | 8100 ALARIS PUMP | ALARIS MEDICAL SYSTEMS INC SUB CARDINAL HEALTH INC | 4000 | Purchased
CHRISTIANA |  | HOSPITAL-CH | 0 | 13162495 | DE |  | 2017-11-07 19:00 |  | Infusion Pumps; General-Purpose (LVP) | 65885 | 8100 ALARIS PUMP | ALARIS MEDICAL SYSTEMS INC SUB CARDINAL HEALTH IN | 4000 | Purchased
CHRISTIANA |  | HOSPITAL-CH | 0 | 14585378 | DE |  | 2017-11-07 19:00 |  | Infusion Pumps; General-Purpose (LVP) | 63932 | 8100 ALARIS PUMP | ALARIS MEDICAL SYSTEMS INC SUB CARDINAL HEALTH IN | 4000 | Rental
CHRISTIANA |  | HOSPITAL-CH | 0 | 12719354 | DE |  | 2017-11-07 19:00 |  | Infusion Pumps; General-Purpose (LVP) | 65939 | 8100 ALARIS PUMP | ALARIS MEDICAL SYSTEMS INC SUB CARDINAL HEALTH INC | 4000 | Rental
CHRISTIANA |  | HOSPITAL-CH | 0 | 14212186 | DE |  | 2014-07-13 20:00 |  | Infusion Pumps; General-Purpose (LVP) | 55164 | 8100 ALARIS PUMP | ALARIS MEDICAL SYSTEMS INC SUB CARDINAL HEALTH IN | 4000 | Purchased
CHRISTIANA |  | HOSPITAL-CH | 0 | 14212743 | DE |  | 2014-12-03 19:00 |  | Infusion Pumps; General-Purpose (LVP) | 59956 | 8100 ALARIS PUMP | ALARIS MEDICAL SYSTEMS INC SUB CARDINAL HEALTH IN | 4000 | Purchased
CHRISTIANA |  | HOSPITAL-CH | 0 | 14213795 | DE |  | 2014-12-03 19:00 |  | Infusion Pumps; General-Purpose (LVP) | 59954 | 8100 ALARIS PUMP | ALARIS MEDICAL SYSTEMS INC SUB CARDINAL HEALTH INC | 4000 | Purchased
CHRISTIANA |  | Union Professional Building Elkton | 0 | 14213057 | MD |  | 2014-12-03 19:00 |  | Infusion Pumps; General-Purpose (LVP) | 58376 | 8100 ALARIS PUMP | ALARIS MEDICAL SYSTEMS INC SUB CARDINAL HEALTH IN | 4000 | Purchased
CHRISTIANA |  | MIDDLETOWN ED | 0 | 14216051 | DE |  | 2014-12-03 19:00 |  | Infusion Pumps; General-Purpose (LVP) | 58378 | 8100 ALARIS PUMP | ALARIS MEDICAL SYSTEMS INC SUB CARDINAL HEALTH INC | 4000 | Purchased
CHRISTIANA |  | HOSPITAL-CH | 0 | 12673839 | DE |  | 2017-11-07 19:00 |  | Infusion Pumps; General-Purpose (LVP) | 63802 | 8100 ALARIS PUMP | ALARIS MEDICAL SYSTEMS INC SUB CARDINAL HEALTH IN | 4000 | Purchased
CHRISTIANA |  | HOSPITAL-CH | 0 | 14214200 | DE |  | 2014-12-03 19:00 |  | Infusion Pumps; General-Purpose (LVP) | 59721 | 8100 ALARIS PUMP | ALARIS MEDICAL SYSTEMS INC SUB CARDINAL HEALTH INC | 4000 | Purchased
CHRISTIANA |  | HOSPITAL-CH | 0 | 14213927 | DE |  | 2014-12-03 19:00 |  | Infusion Pumps; General-Purpose (LVP) | 59723 | 8100 ALARIS PUMP | ALARIS MEDICAL SYSTEMS INC SUB CARDINAL HEALTH INC | 4000 | Purchased
CHRISTIANA |  | HOSPITAL-CH | 0 | 14213893 | DE |  | 2014-12-03 19:00 |  | Infusion Pumps; General-Purpose (LVP) | 59725 | 8100 ALARIS PUMP | ALARIS MEDICAL SYSTEMS INC SUB CARDINAL HEALTH INC | 4000 | Purchased
CHRISTIANA |  | HOSPITAL-CH | 0 | 14191251 | DE |  | 2014-12-03 19:00 |  | Infusion Pumps; General-Purpose (LVP) | 58780 | 8100 ALARIS PUMP | ALARIS MEDICAL SYSTEMS INC SUB CARDINAL HEALTH INC | 4000 | Purchased
CHRISTIANA |  | HOSPITAL-CH | 0 | 14201748 | DE |  | 2014-12-03 19:00 |  | Infusion Pumps; General-Purpose (LVP) | 58782 | 8100 ALARIS PUMP | ALARIS MEDICAL SYSTEMS INC SUB CARDINAL HEALTH IN | 4000 | Purchased
CHRISTIANA |  | HOSPITAL-WH | 0 | 14206286 | DE |  | 2014-12-03 19:00 |  | Infusion Pumps; General-Purpose (LVP) | 58784 | 8100 ALARIS PUMP | ALARIS MEDICAL SYSTEMS INC SUB CARDINAL HEALTH IN | 4000 | Purchased
CHRISTIANA |  | HOSPITAL-CH | 0 | 12718147 | DE |  | 2017-11-07 19:00 |  | Infusion Pumps; General-Purpose (LVP) | 63948 | 8100 ALARIS PUMP | ALARIS MEDICAL SYSTEMS INC SUB CARDINAL HEALTH IN | 4000 | Rental
CHRISTIANA |  | HOSPITAL-CH | 0 | 14213887 | DE |  | 2014-12-03 19:00 |  | Infusion Pumps; General-Purpose (LVP) | 60001 | 8100 ALARIS PUMP | ALARIS MEDICAL SYSTEMS INC SUB CARDINAL HEALTH INC | 4000 | Purchased
CHRISTIANA |  | HOSPITAL-CH | 0 | 14211979 | DE |  | 2014-12-03 19:00 |  | Infusion Pumps; General-Purpose (LVP) | 56948 | 8100 ALARIS PUMP | ALARIS MEDICAL SYSTEMS INC SUB CARDINAL HEALTH IN | 4000 | Purchased
CHRISTIANA |  | HOSPITAL-CH | 0 | 14210443 | DE |  | 2014-12-03 19:00 |  | Infusion Pumps; General-Purpose (LVP) | 58503 | 8100 ALARIS PUMP | ALARIS MEDICAL SYSTEMS INC SUB CARDINAL HEALTH INC | 4000 | Purchased
CHRISTIANA |  | HOSPITAL-CH | 0 | 14212287 | DE |  | 2014-12-03 19:00 |  | Infusion Pumps; General-Purpose (LVP) | 59596 | 8100 ALARIS PUMP | ALARIS MEDICAL SYSTEMS INC SUB CARDINAL HEALTH IN | 4000 | Purchased
CHRISTIANA |  | HOSPITAL-CH | 0 | 14211359 | DE |  | 2014-12-03 19:00 |  | Infusion Pumps; General-Purpose (LVP) | 58562 | 8100 ALARIS PUMP | ALARIS MEDICAL SYSTEMS INC SUB CARDINAL HEALTH IN | 4000 | Purchased
CHRISTIANA |  | HOSPITAL-CH | 0 | 14211259 | DE |  | 2014-12-03 19:00 |  | Infusion Pumps; General-Purpose (LVP) | 58564 | 8100 ALARIS PUMP | ALARIS MEDICAL SYSTEMS INC SUB CARDINAL HEALTH INC | 4000 | Purchased
CHRISTIANA |  | CANCER CENTER | 0 | 14212096 | DE |  | 2014-12-03 19:00 |  | Infusion Pumps; General-Purpose (LVP) | 58587 | 8100 ALARIS PUMP | ALARIS MEDICAL SYSTEMS INC SUB CARDINAL HEALTH IN | 4000 | Purchased
CHRISTIANA |  | HOSPITAL-CH | 0 | 14212573 | DE |  | 2014-12-03 19:00 |  | Infusion Pumps; General-Purpose (LVP) | 56448 | 8100 ALARIS PUMP | ALARIS MEDICAL SYSTEMS INC SUB CARDINAL HEALTH INC | 4000 | Purchased
CHRISTIANA |  | HOSPITAL-CH | 0 | 12718603 | DE |  | 2017-11-07 19:00 |  | Infusion Pumps; General-Purpose (LVP) | 65850 | 8100 ALARIS PUMP | ALARIS MEDICAL SYSTEMS INC SUB CARDINAL HEALTH IN | 4000 | Purchased
CHRISTIANA |  | HOSPITAL-CH | 0 | 14212129 | DE |  | 2014-07-13 20:00 |  | Infusion Pumps; General-Purpose (LVP) | 56836 | 8100 ALARIS PUMP | ALARIS MEDICAL SYSTEMS INC SUB CARDINAL HEALTH INC | 4000 | Purchased
CHRISTIANA |  | HOSPITAL-CH | 0 | 12718669 | DE |  | 2017-11-07 19:00 |  | Infusion Pumps; General-Purpose (LVP) | 65746 | 8100 ALARIS PUMP | ALARIS MEDICAL SYSTEMS INC SUB CARDINAL HEALTH IN | 4000 | Rental
CHRISTIANA |  | HOSPITAL-CH | 0 | 13869067 | DE |  | 2017-11-07 19:00 |  | Infusion Pumps; General-Purpose (LVP) | 66026 | 8100 ALARIS PUMP | ALARIS MEDICAL SYSTEMS INC SUB CARDINAL HEALTH INC | 4000 | Rental
CHRISTIANA |  | HOSPITAL-CH | 0 | 14211290 | DE |  | 2014-12-03 19:00 |  | Infusion Pumps; General-Purpose (LVP) | 56721 | 8100 ALARIS PUMP | ALARIS MEDICAL SYSTEMS INC SUB CARDINAL HEALTH IN | 4000 | Purchased
CHRISTIANA |  | HOSPITAL-CH | 0 | 14214481 | DE |  | 2014-12-03 19:00 |  | Infusion Pumps; General-Purpose (LVP) | 59063 | 8100 ALARIS PUMP | ALARIS MEDICAL SYSTEMS INC SUB CARDINAL HEALTH IN | 4000 | Purchased
CHRISTIANA |  | HOSPITAL-CH | 0 | 14214502 | DE |  | 2014-12-03 19:00 |  | Infusion Pumps; General-Purpose (LVP) | 59065 | 8100 ALARIS PUMP | ALARIS MEDICAL SYSTEMS INC SUB CARDINAL HEALTH IN | 4000 | Purchased
CHRISTIANA |  | HOSPITAL-CH | 0 | 14213131 | DE |  | 2014-12-03 19:00 |  | Infusion Pumps; General-Purpose (LVP) | 59067 | 8100 ALARIS PUMP | ALARIS MEDICAL SYSTEMS INC SUB CARDINAL HEALTH INC | 4000 | Purchased
CHRISTIANA |  | HOSPITAL-CH | 0 | 14213646 | DE |  | 2014-12-03 19:00 |  | Infusion Pumps; General-Purpose (LVP) | 55263 | 8100 ALARIS PUMP | ALARIS MEDICAL SYSTEMS INC SUB CARDINAL HEALTH IN | 4000 | Purchased
CHRISTIANA |  | HOSPITAL-CH | 0 | 14213401 | DE |  | 2014-12-03 19:00 |  | Infusion Pumps; General-Purpose (LVP) | 55265 | 8100 ALARIS PUMP | ALARIS MEDICAL SYSTEMS INC SUB CARDINAL HEALTH IN | 4000 | Purchased
CHRISTIANA |  | HOSPITAL-CH | 0 | 14210085 | DE |  | 2014-12-03 19:00 |  | Infusion Pumps; General-Purpose (LVP) | 59379 | 8100 ALARIS PUMP | ALARIS MEDICAL SYSTEMS INC SUB CARDINAL HEALTH IN | 4000 | Purchased
CHRISTIANA |  | HOSPITAL-CH | 0 | 13543270 | DE |  | 2017-11-07 19:00 |  | Infusion Pumps; General-Purpose (LVP) | 65952 | 8100 ALARIS PUMP | ALARIS MEDICAL SYSTEMS INC SUB CARDINAL HEALTH INC | 4000 | Rental
CHRISTIANA |  | HOSPITAL-CH | 0 | 14211940 | DE |  | 2014-12-03 19:00 |  | Infusion Pumps; General-Purpose (LVP) | 56295 | 8100 ALARIS PUMP | ALARIS MEDICAL SYSTEMS INC SUB CARDINAL HEALTH INC | 4000 | Purchased
CHRISTIANA |  | HOSPITAL-CH | 0 | 14211879 | DE |  | 2014-12-03 19:00 |  | Infusion Pumps; General-Purpose (LVP) | 56297 | 8100 ALARIS PUMP | ALARIS MEDICAL SYSTEMS INC SUB CARDINAL HEALTH INC | 4000 | Purchased
CHRISTIANA |  | HOSPITAL-CH | 0 | 14214338 | DE |  | 2014-12-03 19:00 |  | Infusion Pumps; General-Purpose (LVP) | 56365 | 8100 ALARIS PUMP | ALARIS MEDICAL SYSTEMS INC SUB CARDINAL HEALTH INC | 4000 | Purchased
CHRISTIANA |  | CANCER CENTER | 0 | 14966425 | DE |  | 2017-08-01 20:00 |  | Infusion Pumps; General-Purpose (LVP) | 65262 | 8100 ALARIS PUMP | ALARIS MEDICAL SYSTEMS INC SUB CARDINAL HEALTH IN | 4000 | Purchased
CHRISTIANA |  | HOSPITAL-CH | 0 | 12927364 | DE |  | 2017-04-30 20:00 |  | Infusion Pumps; General-Purpose (LVP) | 64572 | 8100 ALARIS PUMP | ALARIS MEDICAL SYSTEMS INC SUB CARDINAL HEALTH IN | 4000 | Rental
CHRISTIANA |  | HOSPITAL-CH | 0 | 14211841 | DE |  | 2014-12-03 19:00 |  | Infusion Pumps; General-Purpose (LVP) | 56311 | 8100 ALARIS PUMP | ALARIS MEDICAL SYSTEMS INC SUB CARDINAL HEALTH INC | 4000 | Purchased
CHRISTIANA |  | HOSPITAL-CH | 0 | 14211865 | DE |  | 2014-12-03 19:00 |  | Infusion Pumps; General-Purpose (LVP) | 56313 | 8100 ALARIS PUMP | ALARIS MEDICAL SYSTEMS INC SUB CARDINAL HEALTH INC | 4000 | Purchased
CHRISTIANA |  | Union Professional Building Elkton | 0 | 14214667 | MD |  | 2014-12-03 19:00 |  | Infusion Pumps; General-Purpose (LVP) | 55434 | 8100 ALARIS PUMP | ALARIS MEDICAL SYSTEMS INC SUB CARDINAL HEALTH IN | 4000 | Purchased
CHRISTIANA |  | HOSPITAL-CH | 0 | 14211129 | DE |  | 2014-12-03 19:00 |  | Infusion Pumps; General-Purpose (LVP) | 55436 | 8100 ALARIS PUMP | ALARIS MEDICAL SYSTEMS INC SUB CARDINAL HEALTH INC | 4000 | Purchased
CHRISTIANA |  | HOSPITAL-CH | 0 | 14212043 | DE |  | 2014-12-03 19:00 |  | Infusion Pumps; General-Purpose (LVP) | 58639 | 8100 ALARIS PUMP | ALARIS MEDICAL SYSTEMS INC SUB CARDINAL HEALTH IN | 4000 | Purchased
CHRISTIANA |  | HOSPITAL-CH | 0 | 14212040 | DE |  | 2014-12-03 19:00 |  | Infusion Pumps; General-Purpose (LVP) | 59788 | 8100 ALARIS PUMP | ALARIS MEDICAL SYSTEMS INC SUB CARDINAL HEALTH IN | 4000 | Purchased
CHRISTIANA |  | HOSPITAL-CH | 0 | 14212042 | DE |  | 2014-12-03 19:00 |  | Infusion Pumps; General-Purpose (LVP) | 59790 | 8100 ALARIS PUMP | ALARIS MEDICAL SYSTEMS INC SUB CARDINAL HEALTH INC | 4000 | Purchased
CHRISTIANA |  | HOSPITAL-CH | 0 | 9970275 | DE |  | 2017-11-07 19:00 |  | Infusion Pumps; General-Purpose (LVP) | 65311 | 8100 ALARIS PUMP | ALARIS MEDICAL SYSTEMS INC SUB CARDINAL HEALTH INC | 4000 | Purchased
CHRISTIANA |  | HOSPITAL-CH | 0 | 14213651 | DE |  | 2014-12-03 19:00 |  | Infusion Pumps; General-Purpose (LVP) | 59987 | 8100 ALARIS PUMP | ALARIS MEDICAL SYSTEMS INC SUB CARDINAL HEALTH IN | 4000 | Purchased
CHRISTIANA |  | HOSPITAL-CH | 0 | 14213948 | DE |  | 2014-12-03 19:00 |  | Infusion Pumps; General-Purpose (LVP) | 59989 | 8100 ALARIS PUMP | ALARIS MEDICAL SYSTEMS INC SUB CARDINAL HEALTH IN | 4000 | Purchased
CHRISTIANA |  | HOSPITAL-CH | 0 | 14213733 | DE |  | 2014-12-03 19:00 |  | Infusion Pumps; General-Purpose (LVP) | 59991 | 8100 ALARIS PUMP | ALARIS MEDICAL SYSTEMS INC SUB CARDINAL HEALTH IN | 4000 | Purchased
CHRISTIANA |  | HOSPITAL-CH | 0 | 14214043 | DE |  | 2014-07-13 20:00 |  | Infusion Pumps; General-Purpose (LVP) | 55185 | 8100 ALARIS PUMP | ALARIS MEDICAL SYSTEMS INC SUB CARDINAL HEALTH IN | 4000 | Purchased
CHRISTIANA |  | HOSPITAL-CH | 0 | 14213930 | DE |  | 2014-12-03 19:00 |  | Infusion Pumps; General-Purpose (LVP) | 56847 | 8100 ALARIS PUMP | ALARIS MEDICAL SYSTEMS INC SUB CARDINAL HEALTH IN | 4000 | Purchased
CHRISTIANA |  | HOSPITAL-CH | 0 | 14213939 | DE |  | 2014-12-03 19:00 |  | Infusion Pumps; General-Purpose (LVP) | 56851 | 8100 ALARIS PUMP | ALARIS MEDICAL SYSTEMS INC SUB CARDINAL HEALTH INC | 4000 | Purchased
CHRISTIANA |  | HOSPITAL-CH | 0 | 14212439 | DE |  | 2014-12-03 19:00 |  | Infusion Pumps; General-Purpose (LVP) | 56930 | 8100 ALARIS PUMP | ALARIS MEDICAL SYSTEMS INC SUB CARDINAL HEALTH IN | 4000 | Purchased
CHRISTIANA |  | HOSPITAL-WH | 0 | 13161138 | DE |  | 2017-04-30 20:00 |  | Infusion Pumps; General-Purpose (LVP) | 64611 | 8100 ALARIS PUMP | ALARIS MEDICAL SYSTEMS INC SUB CARDINAL HEALTH IN | 4000 | Rental
CHRISTIANA |  | HOSPITAL-CH | 0 | 14212525 | DE |  | 2014-12-03 19:00 |  | Infusion Pumps; General-Purpose (LVP) | 59818 | 8100 ALARIS PUMP | ALARIS MEDICAL SYSTEMS INC SUB CARDINAL HEALTH INC | 4000 | Purchased
CHRISTIANA |  | HOSPITAL-CH | 0 | 14212037 | DE |  | 2014-12-03 19:00 |  | Infusion Pumps; General-Purpose (LVP) | 59820 | 8100 ALARIS PUMP | ALARIS MEDICAL SYSTEMS INC SUB CARDINAL HEALTH INC | 4000 | Purchased
CHRISTIANA |  | HOSPITAL-CH | 0 | 13366722 | DE |  | 2014-12-03 19:00 |  | Infusion Pumps; General-Purpose (LVP) | 65317 | 8100 ALARIS PUMP | ALARIS MEDICAL SYSTEMS INC SUB CARDINAL HEALTH IN | 4000 | Purchased
CHRISTIANA |  | HOSPITAL-CH | 0 | 14212592 | DE |  | 2014-07-13 20:00 |  | Infusion Pumps; General-Purpose (LVP) | 55203 | 8100 ALARIS PUMP | ALARIS MEDICAL SYSTEMS INC SUB CARDINAL HEALTH IN | 4000 | Purchased
CHRISTIANA |  | HOSPITAL-CH | 0 | 14212041 | DE |  | 2014-12-03 19:00 |  | Infusion Pumps; General-Purpose (LVP) | 56871 | 8100 ALARIS PUMP | ALARIS MEDICAL SYSTEMS INC SUB CARDINAL HEALTH IN | 4000 | Purchased
CHRISTIANA |  | HOSPITAL-CH | 0 | 14213214 | DE |  | 2014-12-03 19:00 |  | Infusion Pumps; General-Purpose (LVP) | 55222 | 8100 ALARIS PUMP | ALARIS MEDICAL SYSTEMS INC SUB CARDINAL HEALTH INC | 4000 | Purchased
CHRISTIANA |  | HOSPITAL-CH | 0 | 14213668 | DE |  | 2014-12-03 19:00 |  | Infusion Pumps; General-Purpose (LVP) | 56764 | 8100 ALARIS PUMP | ALARIS MEDICAL SYSTEMS INC SUB CARDINAL HEALTH INC | 4000 | Purchased
CHRISTIANA |  | HOSPITAL-CH | 0 | 14214467 | DE |  | 2014-12-03 19:00 |  | Infusion Pumps; General-Purpose (LVP) | 59041 | 8100 ALARIS PUMP | ALARIS MEDICAL SYSTEMS INC SUB CARDINAL HEALTH IN | 4000 | Purchased
CHRISTIANA |  | HOSPITAL-CH | 0 | 14215393 | DE |  | 2014-12-03 19:00 |  | Infusion Pumps; General-Purpose (LVP) | 58342 | 8100 ALARIS PUMP | ALARIS MEDICAL SYSTEMS INC SUB CARDINAL HEALTH INC | 4000 | Purchased
CHRISTIANA |  | HOSPITAL-CH | 0 | 14215710 | DE |  | 2014-12-03 19:00 |  | Infusion Pumps; General-Purpose (LVP) | 58344 | 8100 ALARIS PUMP | ALARIS MEDICAL SYSTEMS INC SUB CARDINAL HEALTH IN | 4000 | Purchased
CHRISTIANA |  | HOSPITAL-CH | 0 | 12718241 | DE |  | 2017-11-07 19:00 |  | Infusion Pumps; General-Purpose (LVP) | 65800 | 8100 ALARIS PUMP | ALARIS MEDICAL SYSTEMS INC SUB CARDINAL HEALTH IN | 4000 | Purchased
CHRISTIANA |  | HOSPITAL-CH | 0 | 13736409 | DE |  | 2017-04-30 20:00 |  | Infusion Pumps; General-Purpose (LVP) | 64542 | 8100 ALARIS PUMP | ALARIS MEDICAL SYSTEMS INC SUB CARDINAL HEALTH INC | 4000 | Rental
CHRISTIANA |  | HOSPITAL-CH | 0 | 14214465 | DE |  | 2014-12-03 19:00 |  | Infusion Pumps; General-Purpose (LVP) | 59983 | 8100 ALARIS PUMP | ALARIS MEDICAL SYSTEMS INC SUB CARDINAL HEALTH IN | 4000 | Purchased
CHRISTIANA |  | HOSPITAL-CH | 0 | 14214463 | DE |  | 2014-12-03 19:00 |  | Infusion Pumps; General-Purpose (LVP) | 58900 | 8100 ALARIS PUMP | ALARIS MEDICAL SYSTEMS INC SUB CARDINAL HEALTH INC | 4000 | Purchased
CHRISTIANA |  | HOSPITAL-CH | 0 | 14214113 | DE |  | 2014-12-03 19:00 |  | Infusion Pumps; General-Purpose (LVP) | 58902 | 8100 ALARIS PUMP | ALARIS MEDICAL SYSTEMS INC SUB CARDINAL HEALTH IN | 4000 | Purchased
CHRISTIANA |  | HOSPITAL-CH | 0 | 14209740 | DE |  | 2014-12-03 19:00 |  | Infusion Pumps; General-Purpose (LVP) | 58904 | 8100 ALARIS PUMP | ALARIS MEDICAL SYSTEMS INC SUB CARDINAL HEALTH INC | 4000 | Purchased
CHRISTIANA |  | CANCER CENTER | 0 | 14966053 | DE |  | 2017-08-01 20:00 |  | Infusion Pumps; General-Purpose (LVP) | 65274 | 8100 ALARIS PUMP | ALARIS MEDICAL SYSTEMS INC SUB CARDINAL HEALTH IN | 4000 | Purchased
CHRISTIANA |  | HOSPITAL-CH | 0 | 13589848 | DE |  | 2017-01-27 19:00 |  | Infusion Pumps; General-Purpose (LVP) | 64228 | 8100 ALARIS PUMP | ALARIS MEDICAL SYSTEMS INC SUB CARDINAL HEALTH IN | 4000 | Purchased
CHRISTIANA |  | HOSPITAL-CH | 0 | 14212613 | DE |  | 2014-12-03 19:00 |  | Infusion Pumps; General-Purpose (LVP) | 58683 | 8100 ALARIS PUMP | ALARIS MEDICAL SYSTEMS INC SUB CARDINAL HEALTH INC | 4000 | Purchased
CHRISTIANA |  | HOSPITAL-CH | 0 | 14212431 | DE |  | 2014-12-03 19:00 |  | Infusion Pumps; General-Purpose (LVP) | 56805 | 8100 ALARIS PUMP | ALARIS MEDICAL SYSTEMS INC SUB CARDINAL HEALTH IN | 4000 | Purchased
CHRISTIANA |  | HOSPITAL-CH | 0 | 14214140 | DE |  | 2014-12-03 19:00 |  | Infusion Pumps; General-Purpose (LVP) | 56803 | 8100 ALARIS PUMP | ALARIS MEDICAL SYSTEMS INC SUB CARDINAL HEALTH INC | 4000 | Purchased
CHRISTIANA |  | HOSPITAL-CH | 0 | 14213379 | DE |  | 2014-12-03 19:00 |  | Infusion Pumps; General-Purpose (LVP) | 56818 | 8100 ALARIS PUMP | ALARIS MEDICAL SYSTEMS INC SUB CARDINAL HEALTH IN | 4000 | Purchased
CHRISTIANA |  | HOSPITAL-CH | 0 | 14214299 | DE |  | 2014-07-13 20:00 |  | Infusion Pumps; General-Purpose (LVP) | 55171 | 8100 ALARIS PUMP | ALARIS MEDICAL SYSTEMS INC SUB CARDINAL HEALTH INC | 4000 | Purchased
CHRISTIANA |  | HOSPITAL-CH | 0 | 12946917 | DE |  | 2017-11-07 19:00 |  | Infusion Pumps; General-Purpose (LVP) | 63874 | 8100 ALARIS PUMP | ALARIS MEDICAL SYSTEMS INC SUB CARDINAL HEALTH INC | 4000 | Rental
CHRISTIANA |  | HOSPITAL-CH | 0 | 12751245 | DE |  | 2017-11-07 19:00 |  | Infusion Pumps; General-Purpose (LVP) | 63794 | 8100 ALARIS PUMP | ALARIS MEDICAL SYSTEMS INC SUB CARDINAL HEALTH IN | 4000 | Rental
CHRISTIANA |  | HOSPITAL-CH | 0 | 13841191 | DE |  | 2017-04-30 20:00 |  | Infusion Pumps; General-Purpose (LVP) | 64737 | 8100 ALARIS PUMP | ALARIS MEDICAL SYSTEMS INC SUB CARDINAL HEALTH IN | 4000 | Rental
CHRISTIANA |  | HOSPITAL-CH | 0 | 14216404 | DE |  | 2014-12-03 19:00 |  | Infusion Pumps; General-Purpose (LVP) | 59955 | 8100 ALARIS PUMP | ALARIS MEDICAL SYSTEMS INC SUB CARDINAL HEALTH INC | 4000 | Purchased
CHRISTIANA |  | HOSPITAL-CH | 0 | 14214355 | DE |  | 2014-12-03 19:00 |  | Infusion Pumps; General-Purpose (LVP) | 59953 | 8100 ALARIS PUMP | ALARIS MEDICAL SYSTEMS INC SUB CARDINAL HEALTH IN | 4000 | Purchased
CHRISTIANA |  | Middletown Care Center(Sleepy Hollow) | 0 | 12529320 | DE |  | 2016-05-22 20:00 |  | Infusion Pumps; General-Purpose (LVP) | 62202 | 8100 ALARIS PUMP | ALARIS MEDICAL SYSTEMS INC SUB CARDINAL HEALTH INC | 4000
CHRISTIANA |  | HOSPITAL-CH | 0 | 14210595 | DE |  | 2014-12-03 19:00 |  | Infusion Pumps; General-Purpose (LVP) | 58375 | 8100 ALARIS PUMP | ALARIS MEDICAL SYSTEMS INC SUB CARDINAL HEALTH INC | 4000 | Purchased
CHRISTIANA |  | HOSPITAL-CH | 0 | 14214120 | DE |  | 2014-12-03 19:00 |  | Infusion Pumps; General-Purpose (LVP) | 58377 | 8100 ALARIS PUMP | ALARIS MEDICAL SYSTEMS INC SUB CARDINAL HEALTH INC | 4000 | Purchased
CHRISTIANA |  | HOSPITAL-CH | 0 | 12689202 | DE |  | 2019-03-29 09:05 |  | Infusion Pumps; General-Purpose (LVP) | 66005 | 8100 ALARIS PUMP | ALARIS MEDICAL SYSTEMS INC SUB CARDINAL HEALTH INC | 4000 | Rental
CHRISTIANA |  | HOSPITAL-CH | 0 | 14213785 | DE |  | 2014-12-03 19:00 |  | Infusion Pumps; General-Purpose (LVP) | 59722 | 8100 ALARIS PUMP | ALARIS MEDICAL SYSTEMS INC SUB CARDINAL HEALTH IN | 4000 | Purchased
CHRISTIANA |  | HOSPITAL-CH | 0 | 14213478 | DE |  | 2014-12-03 19:00 |  | Infusion Pumps; General-Purpose (LVP) | 59724 | 8100 ALARIS PUMP | ALARIS MEDICAL SYSTEMS INC SUB CARDINAL HEALTH INC | 4000 | Purchased
CHRISTIANA |  | HOSPITAL-CH | 0 | 14213758 | DE |  | 2014-12-03 19:00 |  | Infusion Pumps; General-Purpose (LVP) | 59726 | 8100 ALARIS PUMP | ALARIS MEDICAL SYSTEMS INC SUB CARDINAL HEALTH IN | 4000 | Purchased
CHRISTIANA |  | HOSPITAL-CH | 0 | 14211884 | DE |  | 2014-12-03 19:00 |  | Infusion Pumps; General-Purpose (LVP) | 56440 | 8100 ALARIS PUMP | ALARIS MEDICAL SYSTEMS INC SUB CARDINAL HEALTH INC | 4000 | Purchased
CHRISTIANA |  | HOSPITAL-CH | 0 | 14211548 | DE |  | 2014-12-03 19:00 |  | Infusion Pumps; General-Purpose (LVP) | 58781 | 8100 ALARIS PUMP | ALARIS MEDICAL SYSTEMS INC SUB CARDINAL HEALTH INC | 4000 | Purchased
CHRISTIANA |  | HOSPITAL-CH | 0 | 14197651 | DE |  | 2014-12-03 19:00 |  | Infusion Pumps; General-Purpose (LVP) | 58783 | 8100 ALARIS PUMP | ALARIS MEDICAL SYSTEMS INC SUB CARDINAL HEALTH INC | 4000 | Purchased
CHRISTIANA |  | HOSPITAL-CH | 0 | 14206099 | DE |  | 2014-12-03 19:00 |  | Infusion Pumps; General-Purpose (LVP) | 58785 | 8100 ALARIS PUMP | ALARIS MEDICAL SYSTEMS INC SUB CARDINAL HEALTH IN | 4000 | Purchased
CHRISTIANA |  | HOSPITAL-CH | 0 | 14213975 | DE |  | 2014-12-03 19:00 |  | Infusion Pumps; General-Purpose (LVP) | 60002 | 8100 ALARIS PUMP | ALARIS MEDICAL SYSTEMS INC SUB CARDINAL HEALTH INC | 4000 | Purchased
CHRISTIANA |  | HOSPITAL-CH | 0 | 13841450 | DE |  | 2014-12-03 19:00 |  | Infusion Pumps; General-Purpose (LVP) | 65323 | 8100 ALARIS PUMP | ALARIS MEDICAL SYSTEMS INC SUB CARDINAL HEALTH INC | 4000 | Rental
CHRISTIANA |  | HOSPITAL-CH | 0 | 14965879 | DE |  | 2017-08-01 20:00 |  | Infusion Pumps; General-Purpose (LVP) | 65268 | 8100 ALARIS PUMP | ALARIS MEDICAL SYSTEMS INC SUB CARDINAL HEALTH IN | 4000 | Purchased
CHRISTIANA |  | HOSPITAL-CH | 0 | 14211503 | DE |  | 2014-12-03 19:00 |  | Infusion Pumps; General-Purpose (LVP) | 58504 | 8100 ALARIS PUMP | ALARIS MEDICAL SYSTEMS INC SUB CARDINAL HEALTH INC | 4000 | Purchased
CHRISTIANA |  | HOSPITAL-WH | 0 | 14212149 | DE |  | 2014-12-03 19:00 |  | Infusion Pumps; General-Purpose (LVP) | 59595 | 8100 ALARIS PUMP | ALARIS MEDICAL SYSTEMS INC SUB CARDINAL HEALTH IN | 4000 | Purchased
CHRISTIANA |  | HOSPITAL-CH | 0 | 14212315 | DE |  | 2014-12-03 19:00 |  | Infusion Pumps; General-Purpose (LVP) | 59597 | 8100 ALARIS PUMP | ALARIS MEDICAL SYSTEMS INC SUB CARDINAL HEALTH IN | 4000 | Purchased
CHRISTIANA |  | HOSPITAL-CH | 0 | 12845724 | DE |  | 2017-04-30 20:00 |  | Infusion Pumps; General-Purpose (LVP) | 64570 | 8100 ALARIS PUMP | ALARIS MEDICAL SYSTEMS INC SUB CARDINAL HEALTH INC | 4000 | Rental
CHRISTIANA |  | HOSPITAL-CH | 0 | 14211269 | DE |  | 2014-12-03 19:00 |  | Infusion Pumps; General-Purpose (LVP) | 58561 | 8100 ALARIS PUMP | ALARIS MEDICAL SYSTEMS INC SUB CARDINAL HEALTH INC | 4000 | Purchased
CHRISTIANA |  | HOSPITAL-CH | 0 | 14211406 | DE |  | 2014-12-03 19:00 |  | Infusion Pumps; General-Purpose (LVP) | 58563 | 8100 ALARIS PUMP | ALARIS MEDICAL SYSTEMS INC SUB CARDINAL HEALTH INC | 4000 | Purchased
CHRISTIANA |  | CANCER CENTER | 0 | 14203752 | DE |  | 2014-12-03 19:00 |  | Infusion Pumps; General-Purpose (LVP) | 58755 | 8100 ALARIS PUMP | ALARIS MEDICAL SYSTEMS INC SUB CARDINAL HEALTH INC | 4000 | Purchased
CHRISTIANA |  | HOSPITAL-CH | 0 | 14203088 | DE |  | 2014-12-03 19:00 |  | Infusion Pumps; General-Purpose (LVP) | 58757 | 8100 ALARIS PUMP | ALARIS MEDICAL SYSTEMS INC SUB CARDINAL HEALTH IN | 4000 | Purchased
CHRISTIANA |  | HOSPITAL-CH | 0 | 14213773 | DE |  | 2014-07-13 20:00 |  | Infusion Pumps; General-Purpose (LVP) | 56691 | 8100 ALARIS PUMP | ALARIS MEDICAL SYSTEMS INC SUB CARDINAL HEALTH INC | 4000 | Purchased
CHRISTIANA |  | HOSPITAL-CH | 0 | 14214721 | DE |  | 2014-07-13 20:00 |  | Infusion Pumps; General-Purpose (LVP) | 55149 | 8100 ALARIS PUMP | ALARIS MEDICAL SYSTEMS INC SUB CARDINAL HEALTH INC | 4000 | Purchased
CHRISTIANA |  | HOSPITAL-CH | 0 | 13442838 | DE |  | 2017-11-07 19:00 |  | Infusion Pumps; General-Purpose (LVP) | 66085 | 8100 ALARIS PUMP | ALARIS MEDICAL SYSTEMS INC SUB CARDINAL HEALTH IN | 4000 | Purchased
CHRISTIANA |  | HOSPITAL-CH | 0 | 14211203 | DE |  | 2014-12-03 19:00 |  | Infusion Pumps; General-Purpose (LVP) | 56720 | 8100 ALARIS PUMP | ALARIS MEDICAL SYSTEMS INC SUB CARDINAL HEALTH INC | 4000 | Purchased
CHRISTIANA |  | HOSPITAL-CH | 0 | 83182 | DE |  | 1992-01-05 19:00 |  | Water Bath Circulators | 19219 | MultiTemp II Thermostatic Circulator 2219 | Bromma | 1000 | Purchased
CHRISTIANA |  | CANCER CENTER | 0 | 909N0142 | DE |  |  |  | Centrifuges | 47465 | MARATHON 16KM | FISHER SCIENTIFIC | 0
CHRISTIANA |  | HOSPITAL-CH | 0 | 911N0233 | DE |  | 2000-11-14 19:00 |  | Centrifuges | 30688 | MARATHON 16KM | FISHER SCIENTIFIC | 5000
CHRISTIANA |  | HOSPITAL-CH | 0 | 60800322 | DE |  | 2000-11-14 19:00 |  | Centrifuges | 30689 | MARATHON 16KM | FISHER SCIENTIFIC | 5000
CHRISTIANA |  | WH SURGI | 0 | 3809A84381 | DE |  |  |  | PHYSIOLOGIC RECORDING SYSTEMS | 29277 | M1116B | PHILIPS MEDICAL SYSTEMS CARDIAC & MONITORING SYSTEMS DIV | 2000
CHRISTIANA |  | HOSPITAL-CH | 0 | 3727A49877 | DE |  | 2008-01-20 19:00 |  | PHYSIOLOGIC RECORDING SYSTEMS | 28774 | M1116B | PHILIPS MEDICAL SYSTEMS CARDIAC & MONITORING SYSTEMS DIV | 2000
CHRISTIANA |  | HOSPITAL-CH | 0 | 3727A54007 | DE |  |  |  | PHYSIOLOGIC RECORDING SYSTEMS | 26598 | M1116B | PHILIPS MEDICAL SYSTEMS CARDIAC & MONITORING SYSTEMS DIV | 2000
CHRISTIANA |  | HOSPITAL-CH | 0 | 3727A53633 | DE |  | 2008-01-20 19:00 |  | PHYSIOLOGIC RECORDING SYSTEMS | 26475 | M1116B | PHILIPS MEDICAL SYSTEMS CARDIAC & MONITORING SYSTEMS DIV | 2000
CHRISTIANA |  | HOSPITAL-CH | 0 | 4227A81917 | DE |  | 2012-03-08 19:00 |  | PHYSIOLOGIC RECORDING SYSTEMS | 49078 | M1116B | PHILIPS MEDICAL SYSTEMS CARDIAC & MONITORING SYSTEMS DIV | 2000 | Purchased
CHRISTIANA |  | HOSPITAL-CH | 0 | 4227A81923 | DE |  | 2012-03-08 19:00 |  | PHYSIOLOGIC RECORDING SYSTEMS | 49063 | M1116B | PHILIPS MEDICAL SYSTEMS CARDIAC & MONITORING SYSTEMS DIV | 2000 | Purchased
CHRISTIANA |  | HOSPITAL-CH | 0 | 4141A04098 | DE |  | 2002-01-10 19:00 |  | PHYSIOLOGIC RECORDING SYSTEMS | 32348 | M1116B | PHILIPS MEDICAL SYSTEMS CARDIAC & MONITORING SYSTEMS DIV | 2000
CHRISTIANA |  | HOSPITAL-CH | 0 | 4227A81924 | DE |  | 2012-03-08 19:00 |  | PHYSIOLOGIC RECORDING SYSTEMS | 49062 | M1116B | PHILIPS MEDICAL SYSTEMS CARDIAC & MONITORING SYSTEMS DIV | 2000 | Purchased
CHRISTIANA |  | HOSPITAL-CH | 0 | 4227A81926 | DE |  | 2012-03-08 19:00 |  | PHYSIOLOGIC RECORDING SYSTEMS | 49065 | M1116B | PHILIPS MEDICAL SYSTEMS CARDIAC & MONITORING SYSTEMS DIV | 2000
CHRISTIANA |  | HOSPITAL-CH | 0 | 3809A66649 | DE |  |  |  | PHYSIOLOGIC RECORDING SYSTEMS | 28018 | M1116B | PHILIPS MEDICAL SYSTEMS CARDIAC & MONITORING SYSTEMS DIV | 2000
CHRISTIANA |  | HOSPITAL-CH | 0 | 3703A47649 | DE |  | 2000-01-27 19:00 |  | PHYSIOLOGIC RECORDING SYSTEMS | 25813 | M1116B | PHILIPS MEDICAL SYSTEMS CARDIAC & MONITORING SYSTEMS DIV | 2000
CHRISTIANA |  | HOSPITAL-CH | 0 | 4227A81925 | DE |  | 2012-03-08 19:00 |  | PHYSIOLOGIC RECORDING SYSTEMS | 49083 | M1116B | PHILIPS MEDICAL SYSTEMS CARDIAC & MONITORING SYSTEMS DIV | 2000
CHRISTIANA |  | HOSPITAL-CH | 0 | 3530A36158 | DE |  | 2008-01-20 19:00 |  | PHYSIOLOGIC RECORDING SYSTEMS | 28390 | M1116B | PHILIPS MEDICAL SYSTEMS CARDIAC & MONITORING SYSTEMS DIV | 2000 | Purchased
CHRISTIANA |  | HOSPITAL-CH | 0 | 3530A35654 | DE |  |  |  | PHYSIOLOGIC RECORDING SYSTEMS | 23680 | M1116B | PHILIPS MEDICAL SYSTEMS CARDIAC & MONITORING SYSTEMS DIV | 2000
CHRISTIANA |  | CH-SURGI | 0 | 3251A07691 | DE |  |  |  | PHYSIOLOGIC RECORDING SYSTEMS | 20359 | M1116B | PHILIPS MEDICAL SYSTEMS CARDIAC & MONITORING SYSTEMS DIV | 2000
CHRISTIANA |  | HOSPITAL-CH | 0 | 4011A88131 | DE |  | 2000-10-24 20:00 |  | PHYSIOLOGIC RECORDING SYSTEMS | 30675 | M1116B | PHILIPS MEDICAL SYSTEMS CARDIAC & MONITORING SYSTEMS DIV | 2000 | Purchased
CHRISTIANA |  | HOSPITAL-CH | 0 | 3727A54008 | DE |  |  |  | PHYSIOLOGIC RECORDING SYSTEMS | 26604 | M1116B | PHILIPS MEDICAL SYSTEMS CARDIAC & MONITORING SYSTEMS DIV | 2000
CHRISTIANA |  | HOSPITAL-CH | 0 | 3809A67621 | DE |  | 2016-09-01 20:00 |  | PHYSIOLOGIC RECORDING SYSTEMS | 62828 | M1116B | PHILIPS MEDICAL SYSTEMS CARDIAC & MONITORING SYSTEMS DIV | 2000 | Purchased
CHRISTIANA |  | HOSPITAL-CH | 0 | 4227A22632 | DE |  |  |  | PHYSIOLOGIC RECORDING SYSTEMS | 26624 | M1116B | PHILIPS MEDICAL SYSTEMS CARDIAC & MONITORING SYSTEMS DIV | 2000
CHRISTIANA |  | HOSPITAL-CH | 0 | 3809A72574 | DE |  | 1998-08-17 20:00 |  | PHYSIOLOGIC RECORDING SYSTEMS | 28606 | M1116B | PHILIPS MEDICAL SYSTEMS CARDIAC & MONITORING SYSTEMS DIV | 2000 | Purchased
CHRISTIANA |  | HOSPITAL-CH | 0 | 4227A81928 | DE |  | 2012-03-08 19:00 |  | PHYSIOLOGIC RECORDING SYSTEMS | 49075 | M1116B | PHILIPS MEDICAL SYSTEMS CARDIAC & MONITORING SYSTEMS DIV | 2000
CHRISTIANA |  | HOSPITAL-CH | 0 | 4227A81914 | DE |  | 2012-03-08 19:00 |  | PHYSIOLOGIC RECORDING SYSTEMS | 49074 | M1116B | PHILIPS MEDICAL SYSTEMS CARDIAC & MONITORING SYSTEMS DIV | 2000
CHRISTIANA |  | HOSPITAL-CH | 0 | 3428A28536 | DE |  |  |  | PHYSIOLOGIC RECORDING SYSTEMS | 22854 | M1116B | PHILIPS MEDICAL SYSTEMS CARDIAC & MONITORING SYSTEMS DIV | 2000
CHRISTIANA |  | WH SURGI | 0 | 3809A85471 | DE |  | 2000-05-17 20:00 |  | PHYSIOLOGIC RECORDING SYSTEMS | 29807 | M1116B | PHILIPS MEDICAL SYSTEMS CARDIAC & MONITORING SYSTEMS DIV | 2000 | Purchased
CHRISTIANA |  | HOSPITAL-CH | 0 | 4227A44236 | DE |  | 1995-02-01 19:00 |  | PHYSIOLOGIC RECORDING SYSTEMS | 22858 | M1116B | PHILIPS MEDICAL SYSTEMS CARDIAC & MONITORING SYSTEMS DIV | 2000
CHRISTIANA |  | HOSPITAL-CH | 0 | 3530A42025 | DE |  | 1996-07-27 20:00 |  | PHYSIOLOGIC RECORDING SYSTEMS | 24781 | M1116B | PHILIPS MEDICAL SYSTEMS CARDIAC & MONITORING SYSTEMS DIV | 2000 | Purchased
CHRISTIANA |  | HOSPITAL-CH | 0 | 3530A41453 | DE |  |  |  | PHYSIOLOGIC RECORDING SYSTEMS | 25234 | M1116B | PHILIPS MEDICAL SYSTEMS CARDIAC & MONITORING SYSTEMS DIV | 2000
CHRISTIANA |  | CH-SURGI | 0 | 3251A07664 | DE |  |  |  | PHYSIOLOGIC RECORDING SYSTEMS | 20259 | M1116B | PHILIPS MEDICAL SYSTEMS CARDIAC & MONITORING SYSTEMS DIV | 2000
CHRISTIANA |  | HOSPITAL-CH | 0 | 3428A28663 | DE |  | 1995-02-01 19:00 |  | PHYSIOLOGIC RECORDING SYSTEMS | 22857 | M1116B | PHILIPS MEDICAL SYSTEMS CARDIAC & MONITORING SYSTEMS DIV | 2000
CHRISTIANA |  | HOSPITAL-CH | 0 | 4227A81916 | DE |  | 2012-03-08 19:00 |  | PHYSIOLOGIC RECORDING SYSTEMS | 49070 | M1116B | PHILIPS MEDICAL SYSTEMS CARDIAC & MONITORING SYSTEMS DIV | 2000 | Purchased
CHRISTIANA |  | HOSPITAL-CH | 0 | 3703A50596 | DE |  | 2008-01-20 19:00 |  | PHYSIOLOGIC RECORDING SYSTEMS | 25594 | M1116B | PHILIPS MEDICAL SYSTEMS CARDIAC & MONITORING SYSTEMS DIV | 2000
CHRISTIANA |  | HOSPITAL-CH | 0 | 3523A30966 | DE |  |  |  | PHYSIOLOGIC RECORDING SYSTEMS | 23353 | M1116B | PHILIPS MEDICAL SYSTEMS CARDIAC & MONITORING SYSTEMS DIV | 2000
CHRISTIANA |  | HOSPITAL-CH | 0 | 3703A45802 | DE |  |  |  | PHYSIOLOGIC RECORDING SYSTEMS | 26104 | M1116B | PHILIPS MEDICAL SYSTEMS CARDIAC & MONITORING SYSTEMS DIV | 2000
CHRISTIANA |  | HOSPITAL-CH | 0 | 3530A36080 | DE |  |  |  | PHYSIOLOGIC RECORDING SYSTEMS | 28389 | M1116B | PHILIPS MEDICAL SYSTEMS CARDIAC & MONITORING SYSTEMS DIV | 2000
CHRISTIANA |  | HOSPITAL-CH | 0 | 4141A04051 | DE |  | 2002-01-10 19:00 |  | PHYSIOLOGIC RECORDING SYSTEMS | 32349 | M1116B | PHILIPS MEDICAL SYSTEMS CARDIAC & MONITORING SYSTEMS DIV | 2000 | Purchased
CHRISTIANA |  | WH SURGI | 0 | 3809A85682 | DE |  |  |  | PHYSIOLOGIC RECORDING SYSTEMS | 29745 | M1116B | PHILIPS MEDICAL SYSTEMS CARDIAC & MONITORING SYSTEMS DIV | 2000
CHRISTIANA |  | HOSPITAL-WH | 0 | 3530A41571 | DE |  |  |  | PHYSIOLOGIC RECORDING SYSTEMS | 24681 | M1116B | PHILIPS MEDICAL SYSTEMS CARDIAC & MONITORING SYSTEMS DIV | 2000
CHRISTIANA |  | HOSPITAL-CH | 0 | 3703A47602 | DE |  |  |  | PHYSIOLOGIC RECORDING SYSTEMS | 27414 | M1116B | PHILIPS MEDICAL SYSTEMS CARDIAC & MONITORING SYSTEMS DIV | 2000
CHRISTIANA |  | HOSPITAL-CH | 0 | 3428A23702 | DE |  |  |  | PHYSIOLOGIC RECORDING SYSTEMS | 23367 | M1116B | PHILIPS MEDICAL SYSTEMS CARDIAC & MONITORING SYSTEMS DIV | 2000
CHRISTIANA |  | HOSPITAL-CH | 0 | 3727A48227 | DE |  | 2000-02-28 19:00 |  | PHYSIOLOGIC RECORDING SYSTEMS | 29482 | M1116B | PHILIPS MEDICAL SYSTEMS CARDIAC & MONITORING SYSTEMS DIV | 2000 | Purchased
CHRISTIANA |  | HOSPITAL-CH | 0 | 3727A54453 | DE |  |  |  | PHYSIOLOGIC RECORDING SYSTEMS | 26895 | M1116B | PHILIPS MEDICAL SYSTEMS CARDIAC & MONITORING SYSTEMS DIV | 2000
CHRISTIANA |  | HOSPITAL-CH | 0 | 3530A42580 | DE |  | 1996-07-23 20:00 |  | PHYSIOLOGIC RECORDING SYSTEMS | 25170 | M1116B | PHILIPS MEDICAL SYSTEMS CARDIAC & MONITORING SYSTEMS DIV | 2000
CHRISTIANA |  | HOSPITAL-CH | 0 | 3809A78454 | DE |  |  |  | PHYSIOLOGIC RECORDING SYSTEMS | 28853 | M1116B | PHILIPS MEDICAL SYSTEMS CARDIAC & MONITORING SYSTEMS DIV | 2000
CHRISTIANA |  | HOSPITAL-CH | 0 | 3308A18283 | DE |  |  |  | PHYSIOLOGIC RECORDING SYSTEMS | 23366 | M1116B | PHILIPS MEDICAL SYSTEMS CARDIAC & MONITORING SYSTEMS DIV | 2000
CHRISTIANA |  | HOSPITAL-CH | 0 | 3703A49233 | DE |  |  |  | PHYSIOLOGIC RECORDING SYSTEMS | 28662 | M1116B | PHILIPS MEDICAL SYSTEMS CARDIAC & MONITORING SYSTEMS DIV | 2000
CHRISTIANA |  | HOSPITAL-CH | 0 | 3530A41922 | DE |  |  |  | PHYSIOLOGIC RECORDING SYSTEMS | 24762 | M1116B | PHILIPS MEDICAL SYSTEMS CARDIAC & MONITORING SYSTEMS DIV | 2000
CHRISTIANA |  | HOSPITAL-CH | 0 | 3521A29265 | DE |  |  |  | PHYSIOLOGIC RECORDING SYSTEMS | 22983 | M1116B | PHILIPS MEDICAL SYSTEMS CARDIAC & MONITORING SYSTEMS DIV | 2000
CHRISTIANA |  | HOSPITAL-WH | 0 | 3530A41573 | DE |  |  |  | PHYSIOLOGIC RECORDING SYSTEMS | 24673 | M1116B | PHILIPS MEDICAL SYSTEMS CARDIAC & MONITORING SYSTEMS DIV | 2000
CHRISTIANA |  | HOSPITAL-CH | 0 | 3523A31061 | DE |  | 1995-07-17 20:00 |  | PHYSIOLOGIC RECORDING SYSTEMS | 23352 | M1116B | PHILIPS MEDICAL SYSTEMS CARDIAC & MONITORING SYSTEMS DIV | 2000
CHRISTIANA |  | HOSPITAL-CH | 0 | 3530A41923 | DE |  | 1996-07-29 20:00 |  | PHYSIOLOGIC RECORDING SYSTEMS | 24768 | M1116B | PHILIPS MEDICAL SYSTEMS CARDIAC & MONITORING SYSTEMS DIV | 2000
CHRISTIANA |  | HOSPITAL-CH | 0 | NS | DE |  |  |  | Cast Cutters (Retired) | 10883 | 8208-210 | Stryker Corp | 800
CHRISTIANA |  | MAP I | 0 | 1033 | DE |  |  |  | RECORDERS; Long-Term | 47434 | SM2 | RESPIRONICS INC | 0
CHRISTIANA |  | HOSPITAL-CH | 0 | A07004273 | DE |  | 2010-08-25 20:00 |  | Pumps; Irrigation | 39772 | CIRCUCOOL | BOSTON SCIENTIFIC - ENDOSURGERY GROUP | 2500
CHRISTIANA |  | HOSPITAL-CH | 0 | G04003696 | DE |  | 2006-12-10 19:00 |  | Physiologic Monitor Module Housings | 39419 | CIRCUCOOL | BOSTON SCIENTIFIC - ENDOSURGERY GROUP | 2500
CHRISTIANA |  | HOSPITAL-CH | 0 | M51R18063M | DE |  | 2019-01-16 19:00 |  | Information Systems; Data Management; Blood Bank | 68862 | BLOODTRACK V5 KIOSK | HAEMONETICS CORP | 1500 | Purchased
CHRISTIANA |  | HOSPITAL-CH | 0 | 7875 | DE |  |  |  | Aspirators; Endoscopic Irrigation | 23278 | KV-2 | OLYMPUS AMERICA INC | 1725
CHRISTIANA |  | HOSPITAL-WH | 0 | 81912 | DE |  | 2008-01-21 19:00 |  | Aspirators; Endoscopic Irrigation | 18235 | KV-2 | OLYMPUS AMERICA INC | 1365
CHRISTIANA |  | HOSPITAL-WH | 0 | 6-36142 | DE |  |  |  | Baths; Whirlpool | 15510 | 400D | Ille Electric | 5000
CHRISTIANA |  | HOSPITAL-CH | 0 | 00F012244 | DE |  |  |  | Light Sources; Fiberoptic | 30421 | Xenon Light Source X6000 | Stryker Corp | 4999.99
CHRISTIANA |  | EDUCATION | 0 | 00F009474 | DE |  |  |  | Light Sources; Fiberoptic | 30428 | Xenon Light Source X6000 | Stryker Corp | 4999.99
CHRISTIANA |  | EDUCATION | 0 | 00H017434 | DE |  |  |  | Light Sources; Fiberoptic | 30604 | Xenon Light Source X6000 | Stryker Corp | 5351.85
CHRISTIANA |  | CH-SURGI | 0 | 00H021854 | DE |  |  |  | Light Sources; Fiberoptic | 30606 | Xenon Light Source X6000 | Stryker Corp | 5351.85
CHRISTIANA |  | WH SURGI | 0 | ? 005013974 | DE |  |  |  | Light Sources; Fiberoptic | 29819 | Xenon Light Source X6000 | Stryker Corp | 4999.99
CHRISTIANA |  | EDUCATION | 0 | 00F44314 | DE |  |  |  | Light Sources; Fiberoptic | 32301 | Xenon Light Source X6000 | Stryker Corp | 4999.99
CHRISTIANA |  | WH SURGI | 0 | 00B024734 | DE |  |  |  | Light Sources; Fiberoptic | 29738 | Xenon Light Source X6000 | Stryker Corp | 5846.1
CHRISTIANA |  | HOSPITAL-CH | 0 | 00B024714 | DE |  |  |  | Light Sources; Fiberoptic | 29572 | Xenon Light Source X6000 | Stryker Corp | 1500
CHRISTIANA |  | HOSPITAL-CH | 0 | 1207921401 | DE |  |  |  | Ultrasound Therapy Systems; Physical Therapy | 27180 | Interferential Muscle Stimulator IFV 1000 | RICH-MAR CORP | 3000
CHRISTIANA |  | HOSPITAL-CH | 0 | FD2P30205080 | DE |  |  |  | Detectors; Fetal Heart; Ultrasonic | 36947 | Sonicaid Doppler FD2 | HUNTLEIGH HEALTHCARE LLC | 750
CHRISTIANA |  | HOSPITAL-CH | 0 | FD2P30204408 | DE |  | 2005-02-08 19:00 |  | Detectors; Fetal Heart; Ultrasonic | 36948 | Sonicaid Doppler FD2 | HUNTLEIGH HEALTHCARE LLC | 1000 | Purchased
CHRISTIANA |  | HOSPITAL-CH | 0 | FD2P3020228407 | DE |  |  |  | Detectors; Fetal Heart; Ultrasonic | 39655 | Sonicaid Doppler FD2 | HUNTLEIGH HEALTHCARE LLC | 750
CHRISTIANA |  | HOSPITAL-WH | 0 | LCBH4-09760 | DE |  |  |  | Detectors; Fetal Heart; Ultrasonic | 32128 | Sonicaid Doppler FD2 | HUNTLEIGH HEALTHCARE LLC | 750
CHRISTIANA |  | HOSPITAL-CH | 0 | SYA94D10 | DE |  | 1994-10-19 20:00 |  | Centrifuges; Tabletop; Low-Speed; Refrigerated | 22061 | Spinchron 15 Series 15R | BECKMAN INSTRUMENTS INC | 8000 | Purchased
CHRISTIANA |  | HOSPITAL-WH | 0 | 5CE9 | DE |  | 2017-07-31 20:00 |  | Weights | 60778 | NIST CLASS F WEIGHT WEIGHTS | MCMASTER CARR SUPPLY | 2500 | Purchased
CHRISTIANA |  | HOSPITAL-WH | 0 | 8323552 | DE |  |  |  | Radiographic Units; Dental | 13605 | 980110000000 | PHILIPS MEDICAL SYSTEMS NORTH AMERICA | 15840
CHRISTIANA |  | HOSPITAL-WH | 0 | 8020353 | DE |  |  |  | Radiographic Units; Dental | 13603 | 980110000000 | PHILIPS MEDICAL SYSTEMS NORTH AMERICA | 15000
CHRISTIANA |  | HOSPITAL-CH | 0 | 135 | DE |  |  |  | Arthroscopic Shaver Systems | 29039 | POWER | SMITH & NEPHEW DYONICS INC DIV SMITH & NEPHEW PLC | 3000
CHRISTIANA |  | HOSPITAL-WH | 0 | 129 | DE |  |  |  | Arthroscopic Shaver Systems | 29038 | POWER | SMITH & NEPHEW DYONICS INC DIV SMITH & NEPHEW PLC | 3000
CHRISTIANA |  | HOSPITAL-WH | 0 | 130 | DE |  |  |  | Arthroscopic Shaver Systems | 29040 | POWER | SMITH & NEPHEW DYONICS INC DIV SMITH & NEPHEW PLC | 3000
CHRISTIANA |  | HOSPITAL-CH | 0 | 16193 | DE |  |  |  | Arthroscopic Shaver Systems | 39821 | POWER | SMITH & NEPHEW DYONICS INC DIV SMITH & NEPHEW PLC | 0
CHRISTIANA |  | WH SURGI | 0 | WA13125 | DE |  |  |  | Arthroscopic Shaver Systems | 29019 | POWER | SMITH & NEPHEW DYONICS INC DIV SMITH & NEPHEW PLC | 3000
CHRISTIANA |  | CH-SURGI | 0 | 126 | DE |  |  |  | Arthroscopic Shaver Systems | 29020 | POWER | SMITH & NEPHEW DYONICS INC DIV SMITH & NEPHEW PLC | 3000
CHRISTIANA |  | HOSPITAL-CH | 0 | 16180 | DE |  |  |  | Arthroscopic Shaver Systems | 39822 | POWER | SMITH & NEPHEW DYONICS INC DIV SMITH & NEPHEW PLC | 0
CHRISTIANA |  | CH-SURGI | 0 | 137 | DE |  |  |  | Arthroscopic Shaver Systems | 29025 | POWER | SMITH & NEPHEW DYONICS INC DIV SMITH & NEPHEW PLC | 3000
CHRISTIANA |  | CH-SURGI | 0 | 120 | DE |  |  |  | Arthroscopic Shaver Systems | 29022 | POWER | SMITH & NEPHEW DYONICS INC DIV SMITH & NEPHEW PLC | 3000
CHRISTIANA |  | CH-SURGI | 0 | 136 | DE |  |  |  | Arthroscopic Shaver Systems | 29024 | POWER | SMITH & NEPHEW DYONICS INC DIV SMITH & NEPHEW PLC | 3000
CHRISTIANA |  | CH-SURGI | 0 | 122 | DE |  |  |  | Arthroscopic Shaver Systems | 29021 | POWER | SMITH & NEPHEW DYONICS INC DIV SMITH & NEPHEW PLC | 3000
CHRISTIANA |  | CH-SURGI | 0 | 127 | DE |  |  |  | Arthroscopic Shaver Systems | 29023 | POWER | SMITH & NEPHEW DYONICS INC DIV SMITH & NEPHEW PLC | 3000
CHRISTIANA |  | HOSPITAL-CH | 0 | 16198 | DE |  |  |  | Arthroscopic Shaver Systems | 39823 | POWER | SMITH & NEPHEW DYONICS INC DIV SMITH & NEPHEW PLC | 0
CHRISTIANA |  | HOSPITAL-WH | 0 | OV-7M | DE |  |  |  | Analyzers; Physiologic; Visual Function | 13423 | 38590 | TITMUS OPTICAL INC DIV BACOU-DALLOZ USA | 3000
CHRISTIANA |  | Woodstown | 0 | 794740 | NJ |  | 2001-10-03 20:00 |  | Microscopes; Light; Laboratory | 31842 | 794740 | BRISTOLINE INC | 3500
CHRISTIANA |  | HOSPITAL-CH | 0 | ZF11272 | DE |  |  |  | Phototherapy Units; Visible Light; Hyperbilirubinemia | 21004 | PTM78-2 | HILL-ROM AIR-SHIELDS A HILL-ROM CO | 2000
CHRISTIANA |  | HOSPITAL-CH | 0 | BK05148 | DE |  |  |  | Phototherapy Units; Visible Light; Hyperbilirubinemia | 18309 | PTM78-2 | HILL-ROM AIR-SHIELDS A HILL-ROM CO | 2000
CHRISTIANA |  | HOSPITAL-CH | 0 | 2F11256 | DE |  |  |  | Phototherapy Units; Visible Light; Hyperbilirubinemia | 21032 | PTM78-2 | HILL-ROM AIR-SHIELDS A HILL-ROM CO | 2000
CHRISTIANA |  | HOSPITAL-WH | 0 | BX07547 | DE |  |  |  | Phototherapy Units; Visible Light; Hyperbilirubinemia | 18831 | PTM78-2 | HILL-ROM AIR-SHIELDS A HILL-ROM CO | 2000
CHRISTIANA |  | HOSPITAL-CH | 0 | CE05703 | DE |  |  |  | Phototherapy Units; Visible Light; Hyperbilirubinemia | 18335 | PTM78-2 | HILL-ROM AIR-SHIELDS A HILL-ROM CO | 2000
CHRISTIANA |  | HOSPITAL-CH | 0 | 2F11255 | DE |  |  |  | Phototherapy Units; Visible Light; Hyperbilirubinemia | 21031 | PTM78-2 | HILL-ROM AIR-SHIELDS A HILL-ROM CO | 2000
CHRISTIANA |  | HOSPITAL-CH | 0 | BX07542 | DE |  |  |  | Phototherapy Units; Visible Light; Hyperbilirubinemia | 18830 | PTM78-2 | HILL-ROM AIR-SHIELDS A HILL-ROM CO | 2000
CHRISTIANA |  | HOSPITAL-CH | 0 | GX07694 | DE |  |  |  | Phototherapy Units; Visible Light; Hyperbilirubinemia | 18638 | PTM78-2 | HILL-ROM AIR-SHIELDS A HILL-ROM CO | 2000
CHRISTIANA |  | HOSPITAL-CH | 0 | CE05703 | DE |  |  |  | Phototherapy Units; Visible Light; Hyperbilirubinemia | 11517 | PTM78-2 | HILL-ROM AIR-SHIELDS A HILL-ROM CO | 2000
CHRISTIANA |  | HOSPITAL-CH | 0 | GW01184 | DE |  |  |  | Phototherapy Units; Visible Light; Hyperbilirubinemia | 14985 | PTM78-2 | HILL-ROM AIR-SHIELDS A HILL-ROM CO | 2000
CHRISTIANA |  | HOSPITAL-CH | 0 | CE05677 | DE |  |  |  | Phototherapy Units; Visible Light; Hyperbilirubinemia | 18308 | PTM78-2 | HILL-ROM AIR-SHIELDS A HILL-ROM CO | 2000
CHRISTIANA |  | HOSPITAL-CH | 0 | GX07691 | DE |  |  |  | Phototherapy Units; Visible Light; Hyperbilirubinemia | 18639 | PTM78-2 | HILL-ROM AIR-SHIELDS A HILL-ROM CO | 2000
CHRISTIANA |  | HOSPITAL-CH | 0 | GW01182 | DE |  |  |  | Phototherapy Units; Visible Light; Hyperbilirubinemia | 15321 | PTM78-2 | HILL-ROM AIR-SHIELDS A HILL-ROM CO | 2000
CHRISTIANA |  | HOSPITAL-CH | 0 | GW01200 | DE |  |  |  | Phototherapy Units; Visible Light; Hyperbilirubinemia | 11520 | PTM78-2 | HILL-ROM AIR-SHIELDS A HILL-ROM CO | 2000
CHRISTIANA |  | HOSPITAL-CH | 0 | LM10717 | DE |  |  |  | Phototherapy Units; Visible Light; Hyperbilirubinemia | 20438 | PTM78-2 | HILL-ROM AIR-SHIELDS A HILL-ROM CO | 2000
CHRISTIANA |  | HOSPITAL-CH | 0 | GW01193 | DE |  |  |  | Phototherapy Units; Visible Light; Hyperbilirubinemia | 11511 | PTM78-2 | HILL-ROM AIR-SHIELDS A HILL-ROM CO | 2000
CHRISTIANA |  | HOSPITAL-WH | 0 | ZF11271 | DE |  |  |  | Phototherapy Units; Visible Light; Hyperbilirubinemia | 21005 | PTM78-2 | HILL-ROM AIR-SHIELDS A HILL-ROM CO | 2000
CHRISTIANA |  | HOSPITAL-CH | 0 | GW01194 | DE |  |  |  | Phototherapy Units; Visible Light; Hyperbilirubinemia | 11510 | PTM78-2 | HILL-ROM AIR-SHIELDS A HILL-ROM CO | 2000
CHRISTIANA |  | HOSPITAL-WH | 0 | RM6 OR LIGHT | DE |  |  |  |  | RM6 OR LIGHT | SQ240 | STERIS Corp | 29999.99
CHRISTIANA |  | HOSPITAL-WH | 0 | RM3 OR LIGHT | DE |  |  |  |  | RM3 OR LIGHT | SQ240 | STERIS Corp | 29999.99
CHRISTIANA |  | HOSPITAL-WH | 0 | RM5 OR LIGHT | DE |  |  |  |  | RM5 OR LIGHT | SQ240 | STERIS Corp | 29999.99
CHRISTIANA |  | HOSPITAL-WH | 0 | RM2 OR LIGHT | DE |  |  |  |  | RM2 OR LIGHT | SQ240 | STERIS Corp | 29999.99
CHRISTIANA |  | HOSPITAL-WH | 0 | RM4 OR LIGHT | DE |  |  |  |  | RM4 OR LIGHT | SQ240 | STERIS Corp | 29999.99
CHRISTIANA |  | HOSPITAL-WH | 0 | RM8 OR LIGHT | DE |  |  |  |  | RM8 OR LIGHT | SQ240 | STERIS Corp | 0
CHRISTIANA |  | HOSPITAL-WH | 0 | RM1 OR LIGHT | DE |  |  |  |  | RM1 OR LIGHT | SQ240 | STERIS Corp | 29999.99
CHRISTIANA |  | HOSPITAL-WH | 0 | RM7 OR LIGHT | DE |  |  |  |  | RM7 OR LIGHT | SQ240 | STERIS Corp | 29999.99
CHRISTIANA |  | HOSPITAL-CH | 0 | A6 OR LIGHT | DE |  |  |  |  | A6 OR LIGHT | SQ240 | STERIS Corp | 0
CHRISTIANA |  | HOSPITAL-CH | 0 | 3638177334 | DE |  |  |  | MONITORING SYSTEMS; PHYSIOLOGIC | 22937 | M2360A | PHILIPS MEDICAL SYSTEMS CARDIAC & MONITORING SYSTEMS DIV | 26842
CHRISTIANA |  | HOSPITAL-CH | 0 | 3505A05707 | DE |  |  |  | MONITORING SYSTEMS; PHYSIOLOGIC | 22935 | M2360A | PHILIPS MEDICAL SYSTEMS CARDIAC & MONITORING SYSTEMS DIV | 10000
CHRISTIANA |  | HOSPITAL-CH | 0 | E3527I83060 | DE |  | 1995-02-01 19:00 |  | MONITORING SYSTEMS; PHYSIOLOGIC | 22781 | M2360A | PHILIPS MEDICAL SYSTEMS CARDIAC & MONITORING SYSTEMS DIV | 15721
CHRISTIANA |  | HOSPITAL-CH | 0 | 3505A01764 | DE |  |  |  | MONITORING SYSTEMS; PHYSIOLOGIC | 22931 | M2360A | PHILIPS MEDICAL SYSTEMS CARDIAC & MONITORING SYSTEMS DIV | 10000
CHRISTIANA |  | HOSPITAL-CH | 0 | 3505A05708 | DE |  |  |  | MONITORING SYSTEMS; PHYSIOLOGIC | 22932 | M2360A | PHILIPS MEDICAL SYSTEMS CARDIAC & MONITORING SYSTEMS DIV | 10000
CHRISTIANA |  | HOSPITAL-CH | 0 | E3507I75150 | DE |  |  |  | MONITORING SYSTEMS; PHYSIOLOGIC | 23030 | M2360A | PHILIPS MEDICAL SYSTEMS CARDIAC & MONITORING SYSTEMS DIV | 26841
CHRISTIANA |  | HOSPITAL-CH | 0 | 3505A05706 | DE |  |  |  | MONITORING SYSTEMS; PHYSIOLOGIC | 22934 | M2360A | PHILIPS MEDICAL SYSTEMS CARDIAC & MONITORING SYSTEMS DIV | 10000
CHRISTIANA |  | HOSPITAL-CH | 0 | 369-010825 | DE |  |  |  | MONITORING SYSTEMS; Physiologic; Acute Care | 29285 | 90369 | Spacelabs Healthcare Inc An OSI Systems Co | 8420
CHRISTIANA |  | HOSPITAL-CH | 0 | 369-010850 | DE |  |  |  | MONITORING SYSTEMS; Physiologic; Acute Care | 28768 | 90369 | Spacelabs Healthcare Inc An OSI Systems Co | 8420
CHRISTIANA |  | HOSPITAL-CH | 0 | 387-104222 | DE |  |  |  | MONITORING SYSTEMS; Physiologic; Acute Care | 32518 | 90387 | Spacelabs Healthcare Inc An OSI Systems Co | 13800
CHRISTIANA |  | HOSPITAL-CH | 0 | 387-104231 | DE |  |  |  | MONITORING SYSTEMS; Physiologic; Acute Care | 32517 | 90387 | Spacelabs Healthcare Inc An OSI Systems Co | 13800
CHRISTIANA |  | CONCORD M.O.B. | 0 | 68263-040 | PA |  | 2017-03-05 19:00 |  | Disinfectors; Vapor Germicide; Ultrasonic Transducer Probe | 64316 | Trophon EPR E8350NA | Nanosonics Inc. | 8050 | Purchased
CHRISTIANA |  | Talley Building | 0 | 21737-066 | DE |  | 2014-03-25 20:00 |  | Disinfectors; Vapor Germicide; Ultrasonic Transducer Probe | 53341 | Trophon EPR E8350NA | Nanosonics Inc. | 14000 | Purchased
CHRISTIANA |  | Springside Connor Building | 0 | 21737-034 | DE |  | 2014-03-25 20:00 |  | Disinfectors; Vapor Germicide; Ultrasonic Transducer Probe | 53343 | Trophon EPR E8350NA | Nanosonics Inc. | 14000 | Purchased
CHRISTIANA |  | HOSPITAL-CH | 0 | 21737-041 | DE |  | 2014-03-25 20:00 |  | Disinfectors; Vapor Germicide; Ultrasonic Transducer Probe | 53342 | Trophon EPR E8350NA | Nanosonics Inc. | 14000 | Purchased
CHRISTIANA |  | HOSPITAL-WH | 0 | 47085-10 | DE |  | 2015-07-27 20:00 |  | Disinfectors; Vapor Germicide; Ultrasonic Transducer Probe | 57843 | Trophon EPR E8350NA | Nanosonics Inc. | 14000 | Purchased
CHRISTIANA |  | CONCORD M.O.B. | 0 | 21737-063 | PA |  | 2014-03-25 20:00 |  | Disinfectors; Vapor Germicide; Ultrasonic Transducer Probe | 53336 | Trophon EPR E8350NA | Nanosonics Inc. | 14000 | Purchased
CHRISTIANA |  | HOSPITAL-CH | 0 | 37045-053 | DE |  | 2014-09-06 20:00 |  | Disinfectors; Vapor Germicide; Ultrasonic Transducer Probe | 57397 | Trophon EPR E8350NA | Nanosonics Inc. | 14000 | Purchased
CHRISTIANA |  | PMRI | 0 | 21737-043 | DE |  | 2014-03-25 20:00 |  | Disinfectors; Vapor Germicide; Ultrasonic Transducer Probe | 53334 | Trophon EPR E8350NA | Nanosonics Inc. | 14000 | Purchased
CHRISTIANA |  | MAP II | 0 | 37045-054 | DE |  | 2014-09-06 20:00 |  | Disinfectors; Vapor Germicide; Ultrasonic Transducer Probe | 57396 | Trophon EPR E8350NA | Nanosonics Inc. | 14000 | Purchased
CHRISTIANA |  | HOSPITAL-CH | 0 | 47084-008 | DE |  | 2015-09-11 20:00 |  | Disinfectors; Vapor Germicide; Ultrasonic Transducer Probe | 58004 | Trophon EPR E8350NA | Nanosonics Inc. | 14000 | Purchased
CHRISTIANA |  | HOSPITAL-CH | 0 | 21737-019 | DE |  | 2014-03-25 20:00 |  | Disinfectors; Vapor Germicide; Ultrasonic Transducer Probe | 53335 | Trophon EPR E8350NA | Nanosonics Inc. | 14000 | Purchased
CHRISTIANA |  | HOSPITAL-CH | 0 | 21737-070 | DE |  | 2014-03-25 20:00 |  | Disinfectors; Vapor Germicide; Ultrasonic Transducer Probe | 53339 | Trophon EPR E8350NA | Nanosonics Inc. | 14000 | Purchased
CHRISTIANA |  | MAP II | 0 | 47084-012 | DE |  | 2015-09-11 20:00 |  | Disinfectors; Vapor Germicide; Ultrasonic Transducer Probe | 58003 | Trophon EPR E8350NA | Nanosonics Inc. | 14000 | Purchased
CHRISTIANA |  | MIDDLETOWN ED | 0 | 21737-039 | DE |  | 2014-03-25 20:00 |  | Disinfectors; Vapor Germicide; Ultrasonic Transducer Probe | 53337 | Trophon EPR E8350NA | Nanosonics Inc. | 14000 | Purchased
CHRISTIANA |  | HOSPITAL-CH | 0 | 21737-003 | DE |  | 2014-03-25 20:00 |  | Disinfectors; Vapor Germicide; Ultrasonic Transducer Probe | 53338 | Trophon EPR E8350NA | Nanosonics Inc. | 14000 | Purchased
CHRISTIANA |  | HOSPITAL-WH | 0 | 21737-026 | DE |  | 2014-03-25 20:00 |  | Disinfectors; Vapor Germicide; Ultrasonic Transducer Probe | 53340 | Trophon EPR E8350NA | Nanosonics Inc. | 14000 | Purchased
CHRISTIANA |  | Smyrna Health & Wellness Center | 0 | 24265-002 | DE |  | 2014-04-28 20:00 |  | Disinfectors; Vapor Germicide; Ultrasonic Transducer Probe | 54158 | Trophon EPR E8350NA | Nanosonics Inc. | 14000 | Purchased
CHRISTIANA |  | Foulkstone Plaza | 0 | 22021-014 | DE |  | 2014-03-25 20:00 |  | Disinfectors; Vapor Germicide; Ultrasonic Transducer Probe | 54544 | Trophon EPR E8350NA | Nanosonics Inc. | 14000 | Purchased
CHRISTIANA |  | HOSPITAL-CH | 0 | 24265-011 | DE |  | 2014-06-12 20:00 |  | Disinfectors; Vapor Germicide; Ultrasonic Transducer Probe | 54210 | Trophon EPR E8350NA | Nanosonics Inc. | 14000 | Purchased
CHRISTIANA |  | HOSPITAL-CH | 0 | 24265-059 | DE |  | 2014-06-12 20:00 |  | Disinfectors; Vapor Germicide; Ultrasonic Transducer Probe | 54209 | Trophon EPR E8350NA | Nanosonics Inc. | 14000 | Purchased
CHRISTIANA |  | MAP I | 0 | 24265-032 | DE |  | 2014-06-12 20:00 |  | Disinfectors; Vapor Germicide; Ultrasonic Transducer Probe | 54208 | Trophon EPR E8350NA | Nanosonics Inc. | 14000 | Purchased
CHRISTIANA |  | HOSPITAL-WH | 0 | 24265-043 | DE |  | 2014-06-12 20:00 |  | Disinfectors; Vapor Germicide; Ultrasonic Transducer Probe | 54207 | Trophon EPR E8350NA | Nanosonics Inc. | 14000 | Purchased
CHRISTIANA |  | HOSPITAL-CH | 0 | 24265-006 | DE |  | 2014-06-12 20:00 |  | Disinfectors; Vapor Germicide; Ultrasonic Transducer Probe | 54204 | Trophon EPR E8350NA | Nanosonics Inc. | 14000 | Purchased
CHRISTIANA |  | Middletown Care Center(Sleepy Hollow) | 0 | 24265-020 | DE |  | 2014-06-12 20:00 |  | Disinfectors; Vapor Germicide; Ultrasonic Transducer Probe | 54205 | Trophon EPR E8350NA | Nanosonics Inc. | 14000 | Purchased
CHRISTIANA |  | Smyrna Health & Wellness Center | 0 | 24265-039 | DE |  | 2014-06-12 20:00 |  | Disinfectors; Vapor Germicide; Ultrasonic Transducer Probe | 54206 | Trophon EPR E8350NA | Nanosonics Inc. | 14000 | Purchased
CHRISTIANA |  | HOSPITAL-WH | 0 | 24268-055 | DE |  | 2014-09-06 20:00 |  | Disinfectors; Vapor Germicide; Ultrasonic Transducer Probe | 53839 | Trophon EPR E8350NA | Nanosonics Inc. | 14000 | Purchased
CHRISTIANA |  | HOSPITAL-WH | 0 | 24265-049 | DE |  | 2014-06-12 20:00 |  | Disinfectors; Vapor Germicide; Ultrasonic Transducer Probe | 54203 | Trophon EPR E8350NA | Nanosonics Inc. | 14000 | Purchased
CHRISTIANA |  | HCCC | 0 | 24265-008 | DE |  | 2014-06-12 20:00 |  | Disinfectors; Vapor Germicide; Ultrasonic Transducer Probe | 54201 | Trophon EPR E8350NA | Nanosonics Inc. | 14000 | Purchased
CHRISTIANA |  | HOSPITAL-CH | 0 | 24265-021 | DE |  | 2014-06-12 20:00 |  | Disinfectors; Vapor Germicide; Ultrasonic Transducer Probe | 54202 | Trophon EPR E8350NA | Nanosonics Inc. | 14000 | Purchased
CHRISTIANA |  | WH SURGI | 0 | 0311C1061 | DE |  | 2012-01-25 19:00 |  | Washers; Labware/Surgical Instrument; Ultrasonic | 48405 | CAVI-20WRD-E | STERIS Corp | 1500 | Purchased
CHRISTIANA |  | HOSPITAL-WH | 0 | NONE | DE |  | 2011-02-16 19:00 |  | Washers; Labware/Surgical Instrument; Ultrasonic | 46834 | CAVI-20WRD-E | STERIS Corp | 15
CHRISTIANA |  | HOSPITAL-CH | 0 | n6396 | DE |  | 2013-03-11 20:00 |  | Cryosurgical Units; General-Purpose | 51279 | CCT2 CRYO CONSOLE | Medtronic Inc | 87750 | Purchased
CHRISTIANA |  | HCCC | 0 | CNB2910611 | DE |  |  |  | Electrocardiographs; Multichannel | 36037 | M1770A | PHILIPS MEDICAL SYSTEMS CARDIAC & MONITORING SYSTEMS DIV | 0
CHRISTIANA |  | MAP II | 0 | CNC4217935 | DE |  |  |  | Electrocardiographs; Multichannel | 28062 | M1770A | PHILIPS MEDICAL SYSTEMS CARDIAC & MONITORING SYSTEMS DIV | 3135
CHRISTIANA |  | PMRI | 0 | US00703743 | DE |  |  |  | Electrocardiographs; Multichannel | 34734 | M1770A | PHILIPS MEDICAL SYSTEMS CARDIAC & MONITORING SYSTEMS DIV | 0
CHRISTIANA |  | HOSPITAL-CH | 0 | 40058886 | DE |  |  |  | Centrifuges; Tabletop; High-Speed | 29923 | Heraeus Labofuge Centrifuge 400 | HERAEUS INSTRUMENTS INC | 7990
CHRISTIANA |  | HOSPITAL-CH | 0 | 1319 | DE |  | 2007-04-09 20:00 |  | Oximeters; Cerebral | 39780 | LICOX CMP Oxygen and Temperature Monitor AC31 | INTEGRA LIFESCIENCES | 12999.99 | Purchased
CHRISTIANA |  | HOSPITAL-CH | 0 | 11185 | DE |  |  |  | Package Sealers | 32543 | H-1 | HEMATRONIX INC DIV BIO-RAD LABORATORIES INC | 0
CHRISTIANA |  | HOSPITAL-CH | 0 | 89044810 | DE |  |  |  | Lasers; Nd:YAG | 17770 | CL-60 | SURGICAL LASER TECHNOLOGIES | 86810
CHRISTIANA |  | CH-SURGI | 0 | 91071408 | DE |  |  |  | Lasers; Nd:YAG | 19183 | CL-60 | SURGICAL LASER TECHNOLOGIES | 82259
CHRISTIANA |  | HOSPITAL-WH | 0 | T609 | DE |  |  |  | Lasers; Nd:YAG | 17923 | TOPAZ 0589 | LASAG CORP | 55000
CHRISTIANA |  | HOSPITAL-CH | 0 | 3B1165A760 | DE |  |  |  | Light Sources | 20477 | XLS | OLYMPUS AMERICA INC | 7900
CHRISTIANA |  | Del Tech | 0 | 1399 | DE |  | 2002-07-22 20:00 |  | Stimulators; Electrical; Neuromuscular | 32133 | 500S | CHATTANOOGA GROUP DIV ENCORE MEDICAL CORP | 499 | Purchased
CHRISTIANA |  | HOSPITAL-CH | 0 | 1350197 | DE |  |  |  | Electrophoresis Systems | 27232 | R180 PRINTER | Qualicon | 175000
CHRISTIANA |  | HOSPITAL-CH | 9181.5 | 4006 | DE |  |  |  | Electrophoresis Systems | 37140 | LC | SEBIA ELECTROPHORESIS | 30734.05
CHRISTIANA |  | HOSPITAL-CH | 0 | SYDR2/1382 | DE |  | 2003-09-14 20:00 |  | Electrophoresis Systems | 34621 | GENE GENIUST | LABREPCO | 15950
CHRISTIANA |  | Neuroscience Center | 0 | 38GZY71 | DE |  |  |  | Computers; Personal | 37672 | GX280 | VIASYS HEALTHCARE INC | 17000
CHRISTIANA |  | Neuroscience Center | 0 | J041Z71 | DE |  |  |  | Computers; Personal | 37674 | GX280 | VIASYS HEALTHCARE INC | 17000
CHRISTIANA |  | Neuroscience Center | 0 | 1041271 | DE |  |  |  | Computers; Personal | 37676 | GX280 | VIASYS HEALTHCARE INC | 17000
CHRISTIANA |  | Neuroscience Center | 0 | F8GZY71 | DE |  |  |  | Computers; Personal | 37678 | GX280 | VIASYS HEALTHCARE INC | 17000
CHRISTIANA |  | Neuroscience Center | 0 | 9141Z71 | DE |  |  |  | Computers; Personal | 37682 | GX280 | VIASYS HEALTHCARE INC | 17000
CHRISTIANA |  | Neuroscience Center | 0 | J7GZY71 | DE |  |  |  | Computers; Personal | 37680 | GX280 | VIASYS HEALTHCARE INC | 17000
CHRISTIANA |  | Neuroscience Center | 0 | NONE | DE |  |  |  | Computers; Personal | 37686 | GX280 | VIASYS HEALTHCARE INC | 17000
CHRISTIANA |  | Neuroscience Center | 0 | 89GZY71 | DE |  |  |  | Computers; Personal | 37684 | GX280 | VIASYS HEALTHCARE INC | 17000
CHRISTIANA |  | Neuroscience Center | 0 | C7GZY71 | DE |  |  |  | Computers; Personal | 37688 | GX280 | VIASYS HEALTHCARE INC | 17000
CHRISTIANA |  | Neuroscience Center | 0 | 17GZY71 | DE |  |  |  | Computers; Personal | 37670 | GX280 | VIASYS HEALTHCARE INC | 17000
CHRISTIANA |  | Neuroscience Center | 0 | 8S1PXR1 | DE |  |  |  | Computers; Personal | 50097 | GX280 | VIASYS HEALTHCARE INC | 17000
CHRISTIANA |  | Neuroscience Center | 0 | 953PXR1 | DE |  |  |  | Computers; Personal | 50104 | GX280 | VIASYS HEALTHCARE INC | 17000
CHRISTIANA |  | Neuroscience Center | 0 | 8S8NXR1 | DE |  |  |  | Computers; Personal | 50096 | GX280 | VIASYS HEALTHCARE INC | 17000
CHRISTIANA |  | HOSPITAL-CH | 0 | 0 | DE |  |  |  | Incubators; Incubators; Laboratory; Aerobic | 14185 | 230F | FISHER SCIENTIFIC | 5000
CHRISTIANA |  | CONCORD M.O.B. | 0 | 47020854 | PA |  | 2006-06-04 20:00 |  | Image Digitization Systems; Computed Radiography | 42011 | DP-L5452 | FUJI PHOTO FILM CO LTD | 180163
CHRISTIANA |  | HOSPITAL-WH | 0 | F9582332 | DE |  |  |  | Tables; Imaging; Radiographic/Fluoroscopic | 19804 | DT-GUI | Toshiba America Medical Systems Inc | 60000
CHRISTIANA |  | HOSPITAL-CH | 0 | ? | DE |  |  |  | X-Ray Film Mounts; Dental | BI-552 | CDPL/AID | DUPONT MEDICAL PRODUCTS DIAGNOSTIC IMAGING DIV | 3000
CHRISTIANA |  | HOSPITAL-CH | 0 | ? | DE |  |  |  | X-Ray Film Mounts; Dental | BI-556 | CDPL/AID | DUPONT MEDICAL PRODUCTS DIAGNOSTIC IMAGING DIV | 3000
CHRISTIANA |  | Union Professional Building Elkton | 0 | ? | MD |  |  |  | X-Ray Film Processors; Automatic | BI-122 | M-7 | KODAK CLINICAL DIAGNOSTICS | 5000
CHRISTIANA |  | HOSPITAL-CH | 0 | ? | DE |  |  |  | X-Ray Film Processors; Automatic | BI-111 | SRX-301 | KONICA MEDICAL IMAGING INC | 5000
CHRISTIANA |  | HOSPITAL-CH | 0 | KDLMT21 | DE |  | 2006-12-19 19:00 |  | Workstations; Digital Radiography | 38781 | devo | IBM CORP | 4999.99
CHRISTIANA |  | HOSPITAL-WH | 0 | KDLMT88 | DE |  | 2006-07-20 20:00 |  | Workstations; Digital Radiography | 38431 | devo | IBM CORP | 4999.99
CHRISTIANA |  | HOSPITAL-WH | 0 | KDLMV56 | DE |  | 2006-07-20 20:00 |  | Workstations; Digital Radiography | 38582 | devo | IBM CORP | 4999.99
CHRISTIANA |  | HOSPITAL-CH | 0 | KDLMV10 | DE |  | 2006-06-04 20:00 |  | Workstations; Digital Radiography | 38580 | devo | IBM CORP | 4999.99
CHRISTIANA |  | HOSPITAL-CH | 0 | LMAAH1M | DE |  | 2006-05-20 20:00 |  | Workstations; Digital Radiography | 38577 | devo | IBM CORP | 4999.99 | Purchased
CHRISTIANA |  | HOSPITAL-WH | 0 | NONE | DE |  | 2009-07-22 20:00 |  | Workstations; Digital Radiography | 46066 | devo | IBM CORP | 30000
CHRISTIANA |  | HOSPITAL-CH | 0 | KDLMP16 | DE |  | 2006-06-04 20:00 |  | Workstations; Digital Radiography | 38573 | devo | FUJI PHOTO FILM CO LTD | 4999.99 | Purchased
CHRISTIANA |  | HOSPITAL-WH | 0 | KDLMT15 | DE |  |  |  | Workstations; Digital Radiography | 38197 | devo | IBM CORP | 4999.99
CHRISTIANA |  | HOSPITAL-WH | 0 | LMZG2ZA | DE |  | 2007-07-30 20:00 |  | Workstations; Digital Radiography | 40267 | devo | FUJI PHOTO FILM CO LTD | 8500 | Purchased
CHRISTIANA |  | HOSPITAL-CH | 0 | KDLMV63 | DE |  | 2006-06-04 20:00 |  | Workstations; Digital Radiography | 38570 | devo | IBM CORP | 4999.99
CHRISTIANA |  | Star Campus | 0 | KDLMP52 | DE |  | 2007-05-30 20:00 |  | Workstations; Digital Radiography | 38374 | devo | IBM CORP | 8500
CHRISTIANA |  | Riverside Medical Arts Complex | 0 | KDLMR69 | DE |  |  |  | Workstations; Digital Radiography | 38371 | devo | IBM CORP | 4999.99
CHRISTIANA |  | HOSPITAL-CH | 0 | LMZG9RH | DE |  | 2007-04-29 20:00 |  | Workstations; Digital Radiography | 40266 | devo | IBM CORP | 8500
CHRISTIANA |  | HOSPITAL-WH | 0 | KDLMP86 | DE |  |  |  | Workstations; Digital Radiography | 38079 | devo | IBM CORP | 4999.99
CHRISTIANA |  | Foulkstone Plaza | 0 | MXL6423GL1 | DE |  | 2006-11-13 19:00 |  | Workstations; Digital Radiography | 39357 | devo | FUJI PHOTO FILM CO LTD | 4999.99 | Purchased
CHRISTIANA |  | HOSPITAL-WH | 0 | 33BY35J | DE |  | 2006-04-13 20:00 |  | Workstations; Digital Radiography | 38083 | devo | IBM CORP | 8500
CHRISTIANA |  | CONCORD M.O.B. | 0 | 91LH91 | PA |  | 2009-07-22 20:00 |  | Workstations; Digital Radiography | 57221 | devo | IBM CORP | 30000
CHRISTIANA |  | CH-SURGI | 0 | 22493 | DE |  |  |  | Aspirators; Endoscopic Irrigation | 20661 | 1021 | STORZ ENDOSCOPY-AMERICA INC | 4603
CHRISTIANA |  | HOSPITAL-CH | 0 | 12380048 | DE |  |  |  | Monitors; Video | 20205 | 00-4048 | PICKER INTERNATIONAL LTD | 5000
CHRISTIANA |  | HOSPITAL-CH | 0 | HEBG50731 | DE |  | 2004-01-11 19:00 |  | Phototherapy Units; Visible Light; Hyperbilirubinemia | 34983 | Giraffe Spot PT Lite | GE MEDICAL SYSTEMS | 9500 | Purchased
CHRISTIANA |  | HOSPITAL-WH | 0 | 3011720 | DE |  | 2019-03-29 09:07 |  | Radiographic Units; Dental; Intraoral | 60834 | Expert DC | GENDEX DENTAL SYSTEMS SRL | 48000 | Purchased
CHRISTIANA |  | HOSPITAL-WH | 0 | 3207811 | DE |  | 2019-03-29 09:07 |  | Radiographic Units; Dental; Intraoral | 60621 | Expert DC | GENDEX DENTAL SYSTEMS SRL | 48000
CHRISTIANA |  | 1 Reads Way | 0 | JACD1-01452 | DE |  | 2014-05-05 20:00 |  | Scanning Systems; Ultrasonic | 100219 | Datascope IABP Mini Doppler | HUNTLEIGH HEALTHCARE LLC | 5000
CHRISTIANA |  | 1 Reads Way | 0 | JAKC1-00346 | DE |  | 2014-05-05 20:00 |  | Scanning Systems; Ultrasonic | 100220 | Datascope IABP Mini Doppler | HUNTLEIGH HEALTHCARE LLC | 7500
CHRISTIANA |  | 1 Reads Way | 0 | D 920P X 02 44716-00 | DE |  | 2014-05-05 20:00 |  | Scanning Systems; Ultrasonic | 100223 | Datascope IABP Mini Doppler | HUNTLEIGH HEALTHCARE LLC | 7500
CHRISTIANA |  | HOSPITAL-CH | 0 | JALE2-09208 | DE |  | 2014-05-05 20:00 |  | Scanning Systems; Ultrasonic | 100221 | Datascope IABP Mini Doppler | HUNTLEIGH HEALTHCARE LLC | 7500 | Purchased
CHRISTIANA |  | MAP II Condo | 0 | NONE | DE |  |  |  | Irrigators; Wound; Ultrasound Debridement | 51291 | 2LNiagara TRS | ACMI | 0
CHRISTIANA |  | CH-SURGI | 0 | 2TRS1-208 | DE |  |  |  | Irrigators; Wound; Ultrasound Debridement | 52788 | 2LNiagara TRS | ACMI | 0
CHRISTIANA |  | HOSPITAL-WH | 0 | 962533 | DE |  |  |  | Lasers; Argon; Ophthalmic | 24339 | NOVUS | COHERENT TECHNOLOGIES INC | 50000
CHRISTIANA |  | HOSPITAL-CH | 0 | 3010A03979 | DE |  |  |  | PHYSIOLOGIC RECORDING SYSTEMS | 18356 | M1116A | PHILIPS MEDICAL SYSTEMS CARDIAC & MONITORING SYSTEMS DIV | 2000
CHRISTIANA |  | HOSPITAL-CH | 0 | 2796 | DE |  |  |  | Scales; Patient; Chair | 29857 | 475 | DETECTO SCALE CO DIV CARDINAL SCALE MFG CO | 391
CHRISTIANA |  | HOSPITAL-CH | 0 | NONE | DE |  |  |  | Scales; Patient; Chair | 32560 | 475 | DETECTO SCALE CO DIV CARDINAL SCALE MFG CO | 391
CHRISTIANA |  | HOSPITAL-CH | 0 | NA | DE |  |  |  | Scales; Patient; Chair | 31871 | 475 | DETECTO SCALE CO DIV CARDINAL SCALE MFG CO | 391
CHRISTIANA |  | HOSPITAL-WH | 0 | FLO391-35 | DE |  |  |  | Plethysmographs | 19055 | 2017 | PARKS MEDICAL ELECTRONICS INC | 35641
CHRISTIANA |  | HOSPITAL-CH | 0 | 1069228015 | DE |  |  |  | Automation Systems; Medication Dispensing; Clinical Pharmacy | ID33036 | ACCUD-MAIN | MCKESSON CORP | 3500
CHRISTIANA |  | HOSPITAL-CH | 0 | 1061047003 | DE |  |  |  | Automation Systems; Medication Dispensing; Clinical Pharmacy | ID33038 | ACCUD-MAIN | MCKESSON CORP | 3500
CHRISTIANA |  | HOSPITAL-CH | 0 | 150603000000 | DE |  | 2005-10-10 20:00 |  | Automation Systems; Medication Dispensing; Clinical Pharmacy | ID33019 | ACCUD-MAIN | MCKESSON CORP | 75000 | Purchased
CHRISTIANA |  | HOSPITAL-WH | 0 | 1061047001 | DE |  |  |  | Automation Systems; Medication Dispensing; Clinical Pharmacy | ID33090 | ACCUD-MAIN | MCKESSON CORP | 3500
CHRISTIANA |  | HOSPITAL-CH | 0 | 520613000000 | DE |  | 2013-07-10 20:00 |  | Automation Systems; Medication Dispensing; Clinical Pharmacy | ID45018 | ACCUD-MAIN | MCKESSON CORP | 75000 | Purchased
CHRISTIANA |  | HOSPITAL-CH | 0 | 1069246004 | DE |  |  |  | Automation Systems; Medication Dispensing; Clinical Pharmacy | ID33016 | ACCUD-MAIN | MCKESSON CORP | 3500
CHRISTIANA |  | HOSPITAL-CH | 0 | 150606000000 | DE |  | 2007-02-25 19:00 |  | Automation Systems; Medication Dispensing; Clinical Pharmacy | ID33169 | ACCUD-MAIN | MCKESSON CORP | 3500
CHRISTIANA |  | HOSPITAL-CH | 0 | 500611000000 | DE |  | 2012-03-04 19:00 |  | Automation Systems; Medication Dispensing; Clinical Pharmacy | ID49055 | ACCUD-MAIN | MCKESSON CORP | 75000 | Purchased
CHRISTIANA |  | HOSPITAL-WH | 0 | 1062276008 | DE |  |  |  | Automation Systems; Medication Dispensing; Clinical Pharmacy | ID33114 | ACCUD-MAIN | MCKESSON CORP | 3500
CHRISTIANA |  | HOSPITAL-CH | 0 | 520612000000 | DE |  | 2012-05-14 20:00 |  | Automation Systems; Medication Dispensing; Clinical Pharmacy | ID49252 | ACCUD-MAIN | MCKESSON CORP | 75000 | Purchased
CHRISTIANA |  | HOSPITAL-CH | 0 | 1563155001 | DE |  |  |  | Automation Systems; Medication Dispensing; Clinical Pharmacy | ID33025 | ACCUD-MAIN | MCKESSON CORP | 3500
CHRISTIANA |  | CH-SURGI | 0 | 2969980000000000 | DE |  | 2014-10-15 20:00 |  | Automation Systems; Medication Dispensing; Clinical Pharmacy | ID54795 | ACCUD-MAIN | MCKESSON CORP | 75000 | Purchased
CHRISTIANA |  | HOSPITAL-CH | 0 | 150606000000 | DE |  | 2007-02-25 19:00 |  | Automation Systems; Medication Dispensing; Clinical Pharmacy | ID33171 | ACCUD-MAIN | MCKESSON CORP | 3500
CHRISTIANA |  | HOSPITAL-CH | 0 | 1061116002 | DE |  |  |  | Automation Systems; Medication Dispensing; Clinical Pharmacy | ID33021 | ACCUD-MAIN | MCKESSON CORP | 3500
CHRISTIANA |  | EDUCATION | 0 | 29683902***A14134004 | DE |  | 2015-07-21 20:00 |  | Automation Systems; Medication Dispensing; Clinical Pharmacy | ID58000 | ACCUD-MAIN | MCKESSON CORP | 75000 | Purchased
CHRISTIANA |  | HOSPITAL-CH | 0 | 150608000000 | DE |  | 2008-09-11 20:00 |  | Automation Systems; Medication Dispensing; Clinical Pharmacy | ID33188 | ACCUD-MAIN | MCKESSON CORP | 75000 | Purchased
CHRISTIANA |  | HOSPITAL-CH | 0 | 130614000000 | DE |  | 2014-05-11 20:00 |  | Automation Systems; Medication Dispensing; Clinical Pharmacy | ID54118 | ACCUD-MAIN | MCKESSON CORP | 75000 | Purchased
CHRISTIANA |  | HOSPITAL-CH | 0 | 2969980000000000 | DE |  | 2015-08-06 20:00 |  | Automation Systems; Medication Dispensing; Clinical Pharmacy | ID61948 | ACCUD-MAIN | MCKESSON CORP | 75000 | Purchased
CHRISTIANA |  | HOSPITAL-WH | 0 | 1061127001 | DE |  |  |  | Automation Systems; Medication Dispensing; Clinical Pharmacy | ID33113 | ACCUD-MAIN | MCKESSON CORP | 3500
CHRISTIANA |  | HOSPITAL-CH | 0 | 520611000000 | DE |  | 2012-05-14 20:00 |  | Automation Systems; Medication Dispensing; Clinical Pharmacy | ID49264 | ACCUD-MAIN | MCKESSON CORP | 75000 | Purchased
CHRISTIANA |  | HOSPITAL-CH | 0 | 1061047009 | DE |  |  |  | Automation Systems; Medication Dispensing; Clinical Pharmacy | ID33013 | ACCUD-MAIN | MCKESSON CORP | 3500
CHRISTIANA |  | HOSPITAL-CH | 0 | 150605000000 | DE |  | 2007-02-25 19:00 |  | Automation Systems; Medication Dispensing; Clinical Pharmacy | ID57803 | ACCUD-MAIN | MCKESSON CORP | 3500
CHRISTIANA |  | HOSPITAL-WH | 0 | 520610000000 | DE |  | 2002-03-17 19:00 |  | Automation Systems; Medication Dispensing; Clinical Pharmacy | ID46823 | ACCUD-MAIN | MCKESSON CORP | 75000 | Purchased
CHRISTIANA |  | HOSPITAL-CH | 0 | 1563140005 | DE |  |  |  | Automation Systems; Medication Dispensing; Clinical Pharmacy | ID33121 | ACCUD-MAIN | MCKESSON CORP | 75000
CHRISTIANA |  | HOSPITAL-CH | 0 | 2969980000000000 | DE |  | 2015-05-12 20:00 |  | Automation Systems; Medication Dispensing; Clinical Pharmacy | ID57811 | ACCUD-MAIN | MCKESSON CORP | 75000 | Purchased
CHRISTIANA |  | HOSPITAL-CH | 0 | 1060150002 | DE |  |  |  | Automation Systems; Medication Dispensing; Clinical Pharmacy | ID33044 | ACCUD-MAIN | MCKESSON CORP | 3500
CHRISTIANA |  | HOSPITAL-CH | 0 | 1060153006 | DE |  |  |  | Automation Systems; Medication Dispensing; Clinical Pharmacy | ID33046 | ACCUD-MAIN | MCKESSON CORP | 3500
CHRISTIANA |  | HOSPITAL-CH | 0 | 2969980000000000 | DE |  | 2015-07-21 20:00 |  | Automation Systems; Medication Dispensing; Clinical Pharmacy | ID57794 | ACCUD-MAIN | MCKESSON CORP | 75000 | Purchased
CHRISTIANA |  | HOSPITAL-CH | 0 | 1563133005 | DE |  |  |  | Automation Systems; Medication Dispensing; Clinical Pharmacy | ID33030 | ACCUD-MAIN | MCKESSON CORP | 3500
CHRISTIANA |  | HOSPITAL-CH | 0 | 2969980000000000 | DE |  | 2015-07-21 20:00 |  | Automation Systems; Medication Dispensing; Clinical Pharmacy | ID57793 | ACCUD-MAIN | MCKESSON CORP | 75000 | Purchased
CHRISTIANA |  | HOSPITAL-CH | 0 | 520612000000 | DE |  | 2005-10-10 20:00 |  | Automation Systems; Medication Dispensing; Clinical Pharmacy | ID33009 | ACCUD-MAIN | MCKESSON CORP | 75000 | Purchased
CHRISTIANA |  | HOSPITAL-WH | 0 | 1060121002 | DE |  |  |  | Automation Systems; Medication Dispensing; Clinical Pharmacy | ID33106 | ACCUD-MAIN | MCKESSON CORP | 3500
CHRISTIANA |  | HOSPITAL-CH | 0 | 1062093004 | DE |  |  |  | Automation Systems; Medication Dispensing; Clinical Pharmacy | ID33040 | ACCUD-MAIN | MCKESSON CORP | 3500
CHRISTIANA |  | HOSPITAL-CH | 0 | 520612000000 | DE |  | 2005-10-10 20:00 |  | Automation Systems; Medication Dispensing; Clinical Pharmacy | ID33063 | ACCUD-MAIN | MCKESSON CORP | 75000 | Purchased
CHRISTIANA |  | HOSPITAL-CH | 0 | 520611000000 | DE |  | 2012-03-04 19:00 |  | Automation Systems; Medication Dispensing; Clinical Pharmacy | ID49053 | ACCUD-MAIN | MCKESSON CORP | 75000 | Purchased
CHRISTIANA |  | MIDDLETOWN ED | 0 | 520613000000 | DE |  | 2013-03-20 20:00 |  | Automation Systems; Medication Dispensing; Clinical Pharmacy | ID51480 | ACCUD-MAIN | MCKESSON CORP | 75000 | Purchased
CHRISTIANA |  | HOSPITAL-WH | 0 | 150603000000 | DE |  |  |  | Automation Systems; Medication Dispensing; Clinical Pharmacy | ID33093 | ACCUD-MAIN | MCKESSON CORP | 3500
CHRISTIANA |  | HOSPITAL-CH | 0 | 150605000000 | DE |  |  |  | Automation Systems; Medication Dispensing; Clinical Pharmacy | ID57805 | ACCUD-MAIN | MCKESSON CORP | 3500
CHRISTIANA |  | HOSPITAL-CH | 0 | 2969980000000000 | DE |  | 2015-07-21 20:00 |  | Automation Systems; Medication Dispensing; Clinical Pharmacy | ID57792 | ACCUD-MAIN | MCKESSON CORP | 75000 | Purchased
CHRISTIANA |  | HOSPITAL-CH | 0 | 120606000000 | DE |  | 2005-10-10 20:00 |  | Automation Systems; Medication Dispensing; Clinical Pharmacy | ID33130 | ACCUD-MAIN | MCKESSON CORP | 3500
CHRISTIANA |  | HOSPITAL-CH | 0 | 520612000000 | DE |  | 2012-05-14 20:00 |  | Automation Systems; Medication Dispensing; Clinical Pharmacy | ID49259 | ACCUD-MAIN | MCKESSON CORP | 75000 | Purchased
CHRISTIANA |  | HOSPITAL-WH | 0 | A13283002 | DE |  | 2014-06-30 20:00 |  | Automation Systems; Medication Dispensing; Clinical Pharmacy | ID53721 | ACCUD-MAIN | MCKESSON CORP | 75000 | Purchased
CHRISTIANA |  | HOSPITAL-CH | 0 | 520611000000 | DE |  | 2012-06-10 20:00 |  | Automation Systems; Medication Dispensing; Clinical Pharmacy | ID48776 | ACCUD-MAIN | MCKESSON CORP | 75000 | Purchased
CHRISTIANA |  | HOSPITAL-CH | 0 | 520612000000 | DE |  | 2013-03-11 20:00 |  | Automation Systems; Medication Dispensing; Clinical Pharmacy | ID51271 | ACCUD-MAIN | MCKESSON CORP | 75000 | Purchased
CHRISTIANA |  | MIDDLETOWN ED | 0 | 520613000000 | DE |  | 2013-03-20 20:00 |  | Automation Systems; Medication Dispensing; Clinical Pharmacy | ID51478 | ACCUD-MAIN | MCKESSON CORP | 75000 | Purchased
CHRISTIANA |  | HOSPITAL-CH | 0 | 1060181001 | DE |  |  |  | Automation Systems; Medication Dispensing; Clinical Pharmacy | ID33049 | ACCUD-MAIN | MCKESSON CORP | 3500
CHRISTIANA |  | HOSPITAL-CH | 0 | 1060188002 | DE |  |  |  | Automation Systems; Medication Dispensing; Clinical Pharmacy | ID33054 | ACCUD-MAIN | MCKESSON CORP | 3500
CHRISTIANA |  | HOSPITAL-CH | 0 | 1563147003 | DE |  |  |  | Automation Systems; Medication Dispensing; Clinical Pharmacy | ID33018 | ACCUD-MAIN | MCKESSON CORP | 3500
CHRISTIANA |  | CH-SURGI | 0 | 150607000000 | DE |  | 2007-02-25 19:00 |  | Automation Systems; Medication Dispensing; Clinical Pharmacy | ID57809 | ACCUD-MAIN | MCKESSON CORP | 75000
CHRISTIANA |  | HOSPITAL-CH | 0 | 5206110000000 | DE |  | 2012-03-04 19:00 |  | Automation Systems; Medication Dispensing; Clinical Pharmacy | ID49054 | ACCUD-MAIN | MCKESSON CORP | 75000 | Purchased
CHRISTIANA |  | HOSPITAL-CH | 0 | 520611000000 | DE |  | 2012-06-10 20:00 |  | Automation Systems; Medication Dispensing; Clinical Pharmacy | ID48778 | ACCUD-MAIN | MCKESSON CORP | 75000 | Purchased
CHRISTIANA |  | HOSPITAL-CH | 0 | 1060216001 | DE |  |  |  | Automation Systems; Medication Dispensing; Clinical Pharmacy | ID33048 | ACCUD-MAIN | MCKESSON CORP | 3500
CHRISTIANA |  | HOSPITAL-WH | 0 | A13323003 | DE |  | 2014-12-18 19:00 |  | Automation Systems; Medication Dispensing; Clinical Pharmacy | ID55756 | ACCUD-MAIN | MCKESSON CORP | 75000 | Purchased
CHRISTIANA |  | HOSPITAL-WH | 0 | 140030 | DE |  | 2018-04-01 20:00 |  | Automation Systems; Medication Dispensing; Clinical Pharmacy | ID60933 | ACCUD-MAIN | MCKESSON CORP | 75000 | Purchased
CHRISTIANA |  | HOSPITAL-CH | 0 | 2969980000000000 | DE |  | 2015-02-01 19:00 |  | Automation Systems; Medication Dispensing; Clinical Pharmacy | ID57336 | ACCUD-MAIN | MCKESSON CORP | 75000 | Purchased
CHRISTIANA |  | HOSPITAL-CH | 0 | 1060188003 | DE |  |  |  | Automation Systems; Medication Dispensing; Clinical Pharmacy | ID33056 | ACCUD-MAIN | MCKESSON CORP | 3500
CHRISTIANA |  | HOSPITAL-CH | 0 | 1069253001 | DE |  |  |  | Automation Systems; Medication Dispensing; Clinical Pharmacy | ID33062 | ACCUD-MAIN | MCKESSON CORP | 3500
CHRISTIANA |  | HOSPITAL-CH | 0 | 150607000000 | DE |  | 2008-09-11 20:00 |  | Automation Systems; Medication Dispensing; Clinical Pharmacy | ID33184 | ACCUD-MAIN | MCKESSON CORP | 75000
CHRISTIANA |  | HOSPITAL-CH | 0 | 150608000000 | DE |  | 2008-09-14 20:00 |  | Automation Systems; Medication Dispensing; Clinical Pharmacy | ID57997 | ACCUD-MAIN | MCKESSON CORP | 75000 | Purchased
CHRISTIANA |  | HOSPITAL-CH | 0 | 520612000000 | DE |  | 2012-06-10 20:00 |  | Automation Systems; Medication Dispensing; Clinical Pharmacy | ID49258 | ACCUD-MAIN | MCKESSON CORP | 75000 | Purchased
CHRISTIANA |  | HOSPITAL-CH | 0 | 1060188007 | DE |  |  |  | Automation Systems; Medication Dispensing; Clinical Pharmacy | ID33055 | ACCUD-MAIN | MCKESSON CORP | 3500
CHRISTIANA |  | HOSPITAL-CH | 0 | 1069217001 | DE |  |  |  | Automation Systems; Medication Dispensing; Clinical Pharmacy | ID33057 | ACCUD-MAIN | MCKESSON CORP | 3500
CHRISTIANA |  | HOSPITAL-WH | 0 | 520613000000 | DE |  | 2013-07-04 20:00 |  | Automation Systems; Medication Dispensing; Clinical Pharmacy | ID52405 | ACCUD-MAIN | MCKESSON CORP | 75000 | Purchased
CHRISTIANA |  | HOSPITAL-WH | 0 | 1060226000 | DE |  |  |  | Automation Systems; Medication Dispensing; Clinical Pharmacy | ID33107 | ACCUD-MAIN | MCKESSON CORP | 3500
CHRISTIANA |  | HOSPITAL-CH | 0 | 520611000000 | DE |  | 2012-06-10 20:00 |  | Automation Systems; Medication Dispensing; Clinical Pharmacy | ID49261 | ACCUD-MAIN | MCKESSON CORP | 75000 | Purchased
CHRISTIANA |  | HOSPITAL-CH | 0 | 520610000000 | DE |  | 2011-04-03 20:00 |  | Automation Systems; Medication Dispensing; Clinical Pharmacy | ID33910 | ACCUD-MAIN | MCKESSON CORP | 75000 | Purchased
CHRISTIANA |  | HOSPITAL-CH | 0 | 530610000000 | DE |  | 2011-04-03 20:00 |  | Automation Systems; Medication Dispensing; Clinical Pharmacy | ID33911 | ACCUD-MAIN | MCKESSON CORP | 75000 | Purchased
CHRISTIANA |  | HOSPITAL-WH | 0 | 139880 | DE |  | 2018-02-21 19:00 |  | Automation Systems; Medication Dispensing; Clinical Pharmacy | ID60986 | ACCUD-MAIN | MCKESSON CORP | 75000 | Purchased
CHRISTIANA |  | HOSPITAL-CH | 0 | 520611000000 | DE |  | 2012-08-28 20:00 |  | Automation Systems; Medication Dispensing; Clinical Pharmacy | ID48630 | ACCUD-MAIN | MCKESSON CORP | 75000 | Purchased
CHRISTIANA |  | MIDDLETOWN ED | 0 | 520613000000 | DE |  | 2013-03-20 20:00 |  | Automation Systems; Medication Dispensing; Clinical Pharmacy | ID51473 | ACCUD-MAIN | MCKESSON CORP | 75000 | Purchased
CHRISTIANA |  | HOSPITAL-CH | 0 | 520611000000 | DE |  | 2012-06-10 20:00 |  | Automation Systems; Medication Dispensing; Clinical Pharmacy | ID48777 | ACCUD-MAIN | MCKESSON CORP | 75000 | Purchased
CHRISTIANA |  | HOSPITAL-CH | 0 | 1060188001 | DE |  |  |  | Automation Systems; Medication Dispensing; Clinical Pharmacy | ID33061 | ACCUD-MAIN | MCKESSON CORP | 3500
CHRISTIANA |  | HOSPITAL-WH | 0 | 2969980000000000 | DE |  | 2014-12-17 19:00 |  | Automation Systems; Medication Dispensing; Clinical Pharmacy | ID55759 | ACCUD-MAIN | MCKESSON CORP | 75000 | Purchased
CHRISTIANA |  | HOSPITAL-CH | 0 | 1563206004 | DE |  |  |  | Automation Systems; Medication Dispensing; Clinical Pharmacy | ID33052 | ACCUD-MAIN | MCKESSON CORP | 3500
CHRISTIANA |  | HOSPITAL-WH | 0 | 1563076010 | DE |  |  |  | Automation Systems; Medication Dispensing; Clinical Pharmacy | ID33120 | ACCUD-MAIN | MCKESSON CORP | 3500
CHRISTIANA |  | HOSPITAL-CH | 0 | 520611000000 | DE |  | 2012-06-10 20:00 |  | Automation Systems; Medication Dispensing; Clinical Pharmacy | ID48773 | ACCUD-MAIN | MCKESSON CORP | 75000 | Purchased
CHRISTIANA |  | HOSPITAL-CH | 0 | 520611000000 | DE |  | 2012-06-10 20:00 |  | Automation Systems; Medication Dispensing; Clinical Pharmacy | ID48774 | ACCUD-MAIN | MCKESSON CORP | 75000
CHRISTIANA |  | HOSPITAL-CH | 0 | 520611000000 | DE |  | 2012-06-10 20:00 |  | Automation Systems; Medication Dispensing; Clinical Pharmacy | ID48775 | ACCUD-MAIN | MCKESSON CORP | 75000 | Purchased
CHRISTIANA |  | HOSPITAL-CH | 0 | 1060158001 | DE |  |  |  | Automation Systems; Medication Dispensing; Clinical Pharmacy | ID33068 | ACCUD-MAIN | MCKESSON CORP | 3500
CHRISTIANA |  | WH SURGI | 0 | 520609000000 | DE |  |  |  | Automation Systems; Medication Dispensing; Clinical Pharmacy | 42246 | ACCUD-MAIN | MCKESSON CORP | 75000
CHRISTIANA |  | HOSPITAL-CH | 0 | 520611000000 | DE |  | 2012-08-28 20:00 |  | Automation Systems; Medication Dispensing; Clinical Pharmacy | ID48626 | ACCUD-MAIN | MCKESSON CORP | 75000 | Purchased
CHRISTIANA |  | HOSPITAL-CH | 0 | 520611000000 | DE |  | 2012-08-28 20:00 |  | Automation Systems; Medication Dispensing; Clinical Pharmacy | ID48627 | ACCUD-MAIN | MCKESSON CORP | 75000 | Purchased
CHRISTIANA |  | HOSPITAL-CH | 0 | 520611000000 | DE |  | 2012-08-28 20:00 |  | Automation Systems; Medication Dispensing; Clinical Pharmacy | ID48628 | ACCUD-MAIN | MCKESSON CORP | 75000 | Purchased
CHRISTIANA |  | WH SURGI | 0 | 520611000000 | DE |  | 2009-08-30 20:00 |  | Automation Systems; Medication Dispensing; Clinical Pharmacy | ID55765 | ACCUD-MAIN | MCKESSON CORP | 75000 | Purchased
CHRISTIANA |  | HOSPITAL-WH | 0 | 1061116004 | DE |  |  |  | Automation Systems; Medication Dispensing; Clinical Pharmacy | ID33094 | ACCUD-MAIN | MCKESSON CORP | 3500
CHRISTIANA |  | HOSPITAL-WH | 0 | 520611000000 | DE |  | 2005-10-10 20:00 |  | Automation Systems; Medication Dispensing; Clinical Pharmacy | ID33116 | ACCUD-MAIN | MCKESSON CORP | 75000 | Purchased
CHRISTIANA |  | HOSPITAL-CH | 0 | 150607000000 | DE |  | 2007-02-25 19:00 |  | Automation Systems; Medication Dispensing; Clinical Pharmacy | ID33178 | ACCUD-MAIN | MCKESSON CORP | 75000 | Purchased
CHRISTIANA |  | HOSPITAL-WH | 0 | 2969980000000000 | DE |  | 2019-03-29 09:07 |  | Automation Systems; Medication Dispensing; Clinical Pharmacy | ID60754 | ACCUD-MAIN | MCKESSON CORP | 75000 | Purchased
CHRISTIANA |  | WH SURGI | 0 | 520609000000 | DE |  |  |  | Automation Systems; Medication Dispensing; Clinical Pharmacy | 42248 | ACCUD-MAIN | MCKESSON CORP | 75000
CHRISTIANA |  | HOSPITAL-WH | 0 | A13282003 | DE |  | 2014-06-30 20:00 |  | Automation Systems; Medication Dispensing; Clinical Pharmacy | ID53720 | ACCUD-MAIN | MCKESSON CORP | 75000 | Purchased
CHRISTIANA |  | HOSPITAL-CH | 0 | 520613000000 | DE |  | 2013-07-10 20:00 |  | Automation Systems; Medication Dispensing; Clinical Pharmacy | ID45021 | ACCUD-MAIN | MCKESSON CORP | 75000 | Purchased
CHRISTIANA |  | HOSPITAL-WH | 0 | A13310003 | DE |  | 2014-12-17 19:00 |  | Automation Systems; Medication Dispensing; Clinical Pharmacy | ID55755 | ACCUD-MAIN | MCKESSON CORP | 75000 | Purchased
CHRISTIANA |  | HOSPITAL-CH | 0 | 2969980215 209002 | DE |  | 2015-08-06 20:00 |  | Automation Systems; Medication Dispensing; Clinical Pharmacy | ID61028 | ACCUD-MAIN | MCKESSON CORP | 75000 | Purchased
CHRISTIANA |  | HOSPITAL-CH | 0 | 2969980000000000 | DE |  | 2015-08-06 20:00 |  | Automation Systems; Medication Dispensing; Clinical Pharmacy | ID61035 | ACCUD-MAIN | MCKESSON CORP | 75000 | Purchased
CHRISTIANA |  | HOSPITAL-CH | 0 | 2969980000000000 | DE |  | 2015-08-06 20:00 |  | Automation Systems; Medication Dispensing; Clinical Pharmacy | ID61032 | ACCUD-MAIN | MCKESSON CORP | 75000 | Purchased
CHRISTIANA |  | WH SURGI | 0 | 520609000000 | DE |  | 2009-08-30 20:00 |  | Automation Systems; Medication Dispensing; Clinical Pharmacy | ID42246 | ACCUD-MAIN | MCKESSON CORP | 75000 | Purchased
CHRISTIANA |  | WH SURGI | 0 | 520609000000 | DE |  | 2009-08-30 20:00 |  | Automation Systems; Medication Dispensing; Clinical Pharmacy | ID42248 | ACCUD-MAIN | MCKESSON CORP | 75000 | Purchased
CHRISTIANA |  | HOSPITAL-WH | 0 | 1062192002 | DE |  |  |  | Automation Systems; Medication Dispensing; Clinical Pharmacy | ID33110 | ACCUD-MAIN | MCKESSON CORP | 3500
CHRISTIANA |  | HOSPITAL-CH | 0 | 1563077003 | DE |  | 2005-10-10 20:00 |  | Automation Systems; Medication Dispensing; Clinical Pharmacy | ID33072 | ACCUD-MAIN | MCKESSON CORP | 75000 | Purchased
CHRISTIANA |  | HOSPITAL-CH | 0 | 2969980000000000 | DE |  | 2015-08-06 20:00 |  | Automation Systems; Medication Dispensing; Clinical Pharmacy | ID61031 | ACCUD-MAIN | MCKESSON CORP | 75000 | Purchased
CHRISTIANA |  | HOSPITAL-WH | 0 | 1060150005 | DE |  |  |  | Automation Systems; Medication Dispensing; Clinical Pharmacy | ID33105 | ACCUD-MAIN | MCKESSON CORP | 3500
CHRISTIANA |  | HOSPITAL-WH | 0 | A13323005 | DE |  | 2014-12-17 19:00 |  | Automation Systems; Medication Dispensing; Clinical Pharmacy | ID55752 | ACCUD-MAIN | MCKESSON CORP | 75000 | Purchased
CHRISTIANA |  | HOSPITAL-CH | 0 | 520612000000 | DE |  | 2012-03-04 19:00 |  | Automation Systems; Medication Dispensing; Clinical Pharmacy | ID49057 | ACCUD-MAIN | MCKESSON CORP | 75000 | Purchased
CHRISTIANA |  | HOSPITAL-CH | 0 | 1563122003 | DE |  |  |  | Automation Systems; Medication Dispensing; Clinical Pharmacy | ID33005 | ACCUD-MAIN | MCKESSON CORP | 75000
CHRISTIANA |  | EDUCATION | 0 | 296998A14150001 | DE |  | 2015-07-21 20:00 |  | Automation Systems; Medication Dispensing; Clinical Pharmacy | ID57999 | ACCUD-MAIN | MCKESSON CORP | 75000 | Purchased
CHRISTIANA |  | HOSPITAL-CH | 0 | 1563141002 | DE |  |  |  | Automation Systems; Medication Dispensing; Clinical Pharmacy | ID33032 | ACCUD-MAIN | MCKESSON CORP | 75000
CHRISTIANA |  | HOSPITAL-WH | 0 | 2969980000000000 | DE |  | 2019-03-29 09:07 |  | Automation Systems; Medication Dispensing; Clinical Pharmacy | ID60753 | ACCUD-MAIN | MCKESSON CORP | 75000 | Purchased
CHRISTIANA |  | HOSPITAL-CH | 0 | 520612000000 | DE |  | 2012-03-04 19:00 |  | Automation Systems; Medication Dispensing; Clinical Pharmacy | ID49056 | ACCUD-MAIN | MCKESSON CORP | 75000 | Purchased
CHRISTIANA |  | HOSPITAL-CH | 0 | 150606000000 | DE |  | 2007-02-25 19:00 |  | Automation Systems; Medication Dispensing; Clinical Pharmacy | ID33176 | ACCUD-MAIN | MCKESSON CORP | 75000 | Purchased
CHRISTIANA |  | HOSPITAL-CH | 0 | 2969980000000000 | DE |  | 2015-05-12 20:00 |  | Automation Systems; Medication Dispensing; Clinical Pharmacy | ID57470 | ACCUD-MAIN | MCKESSON CORP | 75000 | Purchased
CHRISTIANA |  | HOSPITAL-CH | 0 | 1060219005 | DE |  |  |  | Automation Systems; Medication Dispensing; Clinical Pharmacy | ID33042 | ACCUD-MAIN | MCKESSON CORP | 3500
CHRISTIANA |  | HOSPITAL-WH | 0 | 1061065001 | DE |  |  |  | Automation Systems; Medication Dispensing; Clinical Pharmacy | ID33109 | ACCUD-MAIN | MCKESSON CORP | 3500
CHRISTIANA |  | HOSPITAL-CH | 0 | 1060181002 | DE |  |  |  | Automation Systems; Medication Dispensing; Clinical Pharmacy | ID33011 | ACCUD-MAIN | MCKESSON CORP | 3500
CHRISTIANA |  | HOSPITAL-CH | 0 | 2969980000000000 | DE |  | 2015-05-12 20:00 |  | Automation Systems; Medication Dispensing; Clinical Pharmacy | ID57469 | ACCUD-MAIN | MCKESSON CORP | 75000 | Purchased
CHRISTIANA |  | HOSPITAL-CH | 0 | 1060180001 | DE |  |  |  | Automation Systems; Medication Dispensing; Clinical Pharmacy | ID33043 | ACCUD-MAIN | MCKESSON CORP | 3500
CHRISTIANA |  | HOSPITAL-CH | 0 | 1563153006 | DE |  |  |  | Automation Systems; Medication Dispensing; Clinical Pharmacy | ID33034 | ACCUD-MAIN | MCKESSON CORP | 3500
CHRISTIANA |  | HOSPITAL-CH | 0 | 150606000000 | DE |  | 2005-10-10 20:00 |  | Automation Systems; Medication Dispensing; Clinical Pharmacy | ID33125 | ACCUD-MAIN | MCKESSON CORP | 75000 | Purchased
CHRISTIANA |  | HOSPITAL-CH | 0 | 1060144001 | DE |  |  |  | Automation Systems; Medication Dispensing; Clinical Pharmacy | ID33060 | ACCUD-MAIN | MCKESSON CORP | 3500
CHRISTIANA |  | HOSPITAL-WH | 0 | 1061114001 | DE |  |  |  | Automation Systems; Medication Dispensing; Clinical Pharmacy | ID33100 | ACCUD-MAIN | MCKESSON CORP | 3500
CHRISTIANA |  | HOSPITAL-WH | 0 | 1061149004 | DE |  |  |  | Automation Systems; Medication Dispensing; Clinical Pharmacy | ID33119 | ACCUD-MAIN | MCKESSON CORP | 3500
CHRISTIANA |  | HOSPITAL-CH | 0 | 1062281011 | DE |  |  |  | Automation Systems; Medication Dispensing; Clinical Pharmacy | ID33020 | ACCUD-MAIN | MCKESSON CORP | 3500
CHRISTIANA |  | MIDDLETOWN ED | 0 | 520612000000 | DE |  | 2013-03-20 20:00 |  | Automation Systems; Medication Dispensing; Clinical Pharmacy | ID51474 | ACCUD-MAIN | MCKESSON CORP | 75000 | Purchased
CHRISTIANA |  | HOSPITAL-CH | 0 | 150604000000 | DE |  |  |  | Automation Systems; Medication Dispensing; Clinical Pharmacy | ID33023 | ACCUD-MAIN | MCKESSON CORP | 75000
CHRISTIANA |  | HOSPITAL-CH | 0 | 520612000000 | DE |  | 2013-04-28 20:00 |  | Automation Systems; Medication Dispensing; Clinical Pharmacy | ID49281 | ACCUD-MAIN | MCKESSON CORP | 75000 | Purchased
CHRISTIANA |  | HOSPITAL-WH | 0 | 1563141005 | DE |  |  |  | Automation Systems; Medication Dispensing; Clinical Pharmacy | ID33104 | ACCUD-MAIN | MCKESSON CORP | 3500
CHRISTIANA |  | HOSPITAL-CH | 0 | 1060153001 | DE |  |  |  | Automation Systems; Medication Dispensing; Clinical Pharmacy | ID33067 | ACCUD-MAIN | MCKESSON CORP | 3500
CHRISTIANA |  | HOSPITAL-CH | 0 | 150606000000 | DE |  | 2010-11-18 19:00 |  | Automation Systems; Medication Dispensing; Clinical Pharmacy | ID33376 | ACCUD-MAIN | MCKESSON CORP | 75000
CHRISTIANA |  | HOSPITAL-CH | 0 | 150604000000 | DE |  | 2005-10-10 20:00 |  | Automation Systems; Medication Dispensing; Clinical Pharmacy | ID33074 | ACCUD-MAIN | MCKESSON CORP | 75000 | Purchased
CHRISTIANA |  | HOSPITAL-CH | 0 | 1060158005 | DE |  |  |  | Automation Systems; Medication Dispensing; Clinical Pharmacy | ID33065 | ACCUD-MAIN | MCKESSON CORP | 3500
CHRISTIANA |  | HOSPITAL-CH | 0 | 1061114003 | DE |  |  |  | Automation Systems; Medication Dispensing; Clinical Pharmacy | ID33066 | ACCUD-MAIN | MCKESSON CORP | 3500
CHRISTIANA |  | HOSPITAL-WH | 0 | 1060128001 | DE |  |  |  | Automation Systems; Medication Dispensing; Clinical Pharmacy | ID33103 | ACCUD-MAIN | MCKESSON CORP | 3500
CHRISTIANA |  | HOSPITAL-WH | 0 | A13323002 | DE |  | 2014-12-17 19:00 |  | Automation Systems; Medication Dispensing; Clinical Pharmacy | ID55750 | ACCUD-MAIN | MCKESSON CORP | 75000 | Purchased
CHRISTIANA |  | HOSPITAL-CH | 0 | 520613000000 | DE |  | 2013-11-14 19:00 |  | Automation Systems; Medication Dispensing; Clinical Pharmacy | ID52816 | ACCUD-MAIN | MCKESSON CORP | 75000 | Purchased
CHRISTIANA |  | HOSPITAL-WH | 0 | 1060173004 | DE |  |  |  | Automation Systems; Medication Dispensing; Clinical Pharmacy | ID33108 | ACCUD-MAIN | MCKESSON CORP | 3500
CHRISTIANA |  | HOSPITAL-WH | 0 | 150604000000 | DE |  |  |  | Automation Systems; Medication Dispensing; Clinical Pharmacy | ID33095 | ACCUD-MAIN | MCKESSON CORP | 3500
CHRISTIANA |  | HOSPITAL-CH | 0 | 150608000000 | DE |  | 2008-09-11 20:00 |  | Automation Systems; Medication Dispensing; Clinical Pharmacy | ID33190 | ACCUD-MAIN | MCKESSON CORP | 75000 | Purchased
CHRISTIANA |  | HOSPITAL-CH | 0 | 520613000000 | DE |  | 2013-11-14 19:00 |  | Automation Systems; Medication Dispensing; Clinical Pharmacy | ID52817 | ACCUD-MAIN | MCKESSON CORP | 75000 | Purchased
CHRISTIANA |  | HOSPITAL-CH | 0 | 1563133004 | DE |  |  |  | Automation Systems; Medication Dispensing; Clinical Pharmacy | ID33027 | ACCUD-MAIN | MCKESSON CORP | 3500
CHRISTIANA |  | HOSPITAL-WH | 0 | 1060226005 | DE |  |  |  | Automation Systems; Medication Dispensing; Clinical Pharmacy | ID33102 | ACCUD-MAIN | MCKESSON CORP | 3500
CHRISTIANA |  | WH SURGI | 0 | 1060116002 | DE |  |  |  | Automation Systems; Medication Dispensing; Clinical Pharmacy | ID33064 | ACCUD-MAIN | MCKESSON CORP | 3500
CHRISTIANA |  | HOSPITAL-WH | 0 | 150605000000 | DE |  | 2005-10-10 20:00 |  | Automation Systems; Medication Dispensing; Clinical Pharmacy | ID33905 | ACCUD-MAIN | MCKESSON CORP | 75000 | Purchased
CHRISTIANA |  | HOSPITAL-CH | 0 | 120608000000 | DE |  | 2005-10-10 20:00 |  | Automation Systems; Medication Dispensing; Clinical Pharmacy | ID33183 | ACCUD-MAIN | MCKESSON CORP | 75000 | Purchased
CHRISTIANA |  | MIDDLETOWN ED | 0 | 520613000000 | DE |  | 2013-03-20 20:00 |  | Automation Systems; Medication Dispensing; Clinical Pharmacy | ID51482 | ACCUD-MAIN | MCKESSON CORP | 75000 | Purchased
CHRISTIANA |  | HOSPITAL-CH | 0 | 1563133001 | DE |  |  |  | Automation Systems; Medication Dispensing; Clinical Pharmacy | ID33002 | ACCUD-MAIN | MCKESSON CORP | 75000
CHRISTIANA |  | HOSPITAL-CH | 0 | 1563133002 | DE |  |  |  | Automation Systems; Medication Dispensing; Clinical Pharmacy | ID33083 | ACCUD-MAIN | MCKESSON CORP | 3500
CHRISTIANA |  | HOSPITAL-CH | 0 | 150606000000 | DE |  | 2005-10-10 20:00 |  | Automation Systems; Medication Dispensing; Clinical Pharmacy | ID33137 | ACCUD-MAIN | MCKESSON CORP | 75000 | Purchased
CHRISTIANA |  | CH-SURGI | 0 | 150607000000 | DE |  | 2007-02-25 19:00 |  | Automation Systems; Medication Dispensing; Clinical Pharmacy | ID57996 | ACCUD-MAIN | MCKESSON CORP | 75000
CHRISTIANA |  | HOSPITAL-WH | 0 | A13295004 | DE |  | 2014-07-06 20:00 |  | Automation Systems; Medication Dispensing; Clinical Pharmacy | ID60683 | ACCUD-MAIN | MCKESSON CORP | 75000 | Purchased
CHRISTIANA |  | CH-SURGI | 0 | 42-021 | DE |  | 1997-03-03 19:00 |  | Lasers; Carbon Dioxide; Surgical/Dermatologic | 26228 | CO2 Laser 1055S | SHARPLAN LASERS INC | 56900 | Purchased
CHRISTIANA |  | CH-SURGI | 0 | 35-020 | DE |  | 1994-08-03 20:00 |  | Lasers; Carbon Dioxide; Surgical/Dermatologic | 21280 | CO2 Laser 1055S | SHARPLAN LASERS INC | 77500 | Purchased
CHRISTIANA |  | HOSPITAL-CH | 0 | 16600 | DE |  | 2002-06-11 20:00 |  | Injectors; Contrast Media | 34533 | ENVISION | MEDRAD Inc Unit of Bayer Medical Care | 22748.5
CHRISTIANA |  | HOSPITAL-CH | 0 | 1268208 | DE |  | 2008-09-24 20:00 |  | Water Purification Systems; Reverse Osmosis; Hemodialysis | 42118 | Millenium Reverse Osmosis System M-750 | FRESENIUS MEDICAL CARE NORTH AMERICA | 6000
CHRISTIANA |  | HOSPITAL-CH | 0 | 1260558 | DE |  | 2007-10-28 20:00 |  | Water Purification Systems; Reverse Osmosis; Hemodialysis | 40709 | Millenium Reverse Osmosis System M-750 | MAR COR PURIFICATION | 6000 | Purchased
CHRISTIANA |  | HOSPITAL-CH | 0 | 1260524 | DE |  | 2007-10-28 20:00 |  | Water Purification Systems; Reverse Osmosis; Hemodialysis | 40710 | Millenium Reverse Osmosis System M-750 | FRESENIUS MEDICAL CARE NORTH AMERICA | 6000
CHRISTIANA |  | HOSPITAL-CH | 0 | 1268219 | DE |  | 2008-09-24 20:00 |  | Water Purification Systems; Reverse Osmosis; Hemodialysis | 42111 | Millenium Reverse Osmosis System M-750 | FRESENIUS MEDICAL CARE NORTH AMERICA | 6000
CHRISTIANA |  | HOSPITAL-WH | 0 | 1260525 | DE |  | 2007-10-28 20:00 |  | Water Purification Systems; Reverse Osmosis; Hemodialysis | 40713 | Millenium Reverse Osmosis System M-750 | MAR COR PURIFICATION | 6000 | Purchased
CHRISTIANA |  | HOSPITAL-CH | 0 | 1260557 | DE |  | 2007-10-28 20:00 |  | Water Purification Systems; Reverse Osmosis; Hemodialysis | 40715 | Millenium Reverse Osmosis System M-750 | MAR COR PURIFICATION | 6000
CHRISTIANA |  | HOSPITAL-CH | 0 | 1268080 | DE |  | 2008-09-24 20:00 |  | Water Purification Systems; Reverse Osmosis; Hemodialysis | 42116 | Millenium Reverse Osmosis System M-750 | FRESENIUS MEDICAL CARE NORTH AMERICA | 6000
CHRISTIANA |  | HOSPITAL-CH | 0 | 1260563 | DE |  | 2007-10-28 20:00 |  | Water Purification Systems; Reverse Osmosis; Hemodialysis | 40714 | Millenium Reverse Osmosis System M-750 | FRESENIUS MEDICAL CARE NORTH AMERICA | 6000
CHRISTIANA |  | HOSPITAL-WH | 0 | 10194E9X115L | DE |  | 2020-02-04 09:07 |  | Probes; Ultrasonic | 10194E9X115L | E9-3 | ZONARE Medical Systems Inc | 10000 | Purchased
CHRISTIANA |  | HOSPITAL-CH | 0 | 10253E9X116D | DE |  | 2019-03-29 09:07 |  | Probes; Ultrasonic | 10253E9X116D | E9-3 | ZONARE Medical Systems Inc | 10000
CHRISTIANA |  | HOSPITAL-CH | 0 | 10347E9X117C | DE |  | 2017-07-12 20:00 |  | Probes; Ultrasonic | 10347E9X117C | E9-3 | ZONARE Medical Systems Inc | 8800
CHRISTIANA |  | HOSPITAL-CH | 0 | 10379E9X117F | DE |  | 2018-02-04 19:00 |  | Probes; Ultrasonic | 10379E9X117F | E9-3 | ZONARE Medical Systems Inc | 10000 | Purchased
CHRISTIANA |  | WH SURGI | 0 | NONE | DE |  |  |  | Radiographic/Fluoroscopic Units; Mobile | 24219 | 452213000000 | PHILIPS MEDICAL SYSTEMS NORTH AMERICA | 89909
CHRISTIANA |  | HOSPITAL-CH | 0 | SBODA00049 | DE |  |  |  | Radiographic/Fluoroscopic Units; Mobile | 24220 | 452213000000 | PHILIPS MEDICAL SYSTEMS NORTH AMERICA | 89909
CHRISTIANA |  | HOSPITAL-WH | 0 | 1648070000000 | DE |  | 2007-08-21 20:00 |  | Heating Mantles; Laboratory | 39236 | 2050 FS | FISHER SCIENTIFIC | 1500 | Purchased
CHRISTIANA |  | HOSPITAL-CH | 0 | 2019194-001 | DE |  |  |  | Sphygmomanometers; Electronic; Automatic | 40152 | DPC320N | GE MEDICAL SYSTEMS | 2590
CHRISTIANA |  | HOSPITAL-CH | 0 | 401339 | DE |  | 1994-01-24 19:00 |  | Blood Cell Processors (Retired) | 20614 | 10008 | CYTYC CORP | 29650 | Purchased
CHRISTIANA |  | HOSPITAL-CH | 0 | 3049G3110 | DE |  |  |  | View Boxes; X-Ray | 17755 | E7015J | GE MEDICAL SYSTEMS | 16298
CHRISTIANA |  | HOSPITAL-CH | 0 | M401217 | DE |  |  |  | View Boxes; X-Ray | 25575 | M5604A | RADX TECHNOLOGY DIV S & S TECHNOLOGY | 1000
CHRISTIANA |  | HOSPITAL-CH | 0 | NONE | DE |  |  |  | View Boxes; X-Ray | BI-924 | M5604A | RADX TECHNOLOGY DIV S & S TECHNOLOGY | 1000
CHRISTIANA |  | HOSPITAL-CH | 0 | 36773 | DE |  |  |  | Oximeters; Intravascular | 31232 | OXIMETRIX 3 | HOSPIRA HEALTHCARE CORP | 0
CHRISTIANA |  | HOSPITAL-CH | 0 | 36025 | DE |  |  |  | Oximeters; Intravascular | 31234 | OXIMETRIX 3 | HOSPIRA HEALTHCARE CORP | 0
CHRISTIANA |  | HOSPITAL-CH | 0 | 30310 | DE |  |  |  | Oximeters; Intravascular | 31233 | OXIMETRIX 3 | HOSPIRA HEALTHCARE CORP | 0
CHRISTIANA |  | HOSPITAL-CH | 0 | 35530 | DE |  |  |  | Oximeters; Intravascular | 27928 | OXIMETRIX 3 | HOSPIRA HEALTHCARE CORP | 4000
CHRISTIANA |  | HOSPITAL-CH | 0 | 3661 | DE |  |  |  | Oximeters; Intravascular | 30801 | OXIMETRIX 3 | HOSPIRA HEALTHCARE CORP | 0
CHRISTIANA |  | HOSPITAL-CH | 0 | 34172 | DE |  |  |  | Oximeters; Intravascular | 29846 | OXIMETRIX 3 | HOSPIRA HEALTHCARE CORP | 0
CHRISTIANA |  | HOSPITAL-CH | 0 | 30780 | DE |  |  |  | Oximeters; Intravascular | 29847 | OXIMETRIX 3 | HOSPIRA HEALTHCARE CORP | 0
CHRISTIANA |  | HOSPITAL-CH | 0 | 36822 | DE |  |  |  | Oximeters; Intravascular | 29849 | OXIMETRIX 3 | HOSPIRA HEALTHCARE CORP | 0
CHRISTIANA |  | HOSPITAL-CH | 0 | 35409 | DE |  |  |  | Oximeters; Intravascular | 27924 | OXIMETRIX 3 | HOSPIRA HEALTHCARE CORP | 4000
CHRISTIANA |  | HOSPITAL-CH | 0 | 36117 | DE |  |  |  | Oximeters; Intravascular | 29848 | OXIMETRIX 3 | HOSPIRA HEALTHCARE CORP | 0
CHRISTIANA |  | HOSPITAL-CH | 0 | 35949 | DE |  |  |  | Oximeters; Intravascular | 29850 | OXIMETRIX 3 | HOSPIRA HEALTHCARE CORP | 0
CHRISTIANA |  | HOSPITAL-CH | 0 | 36887 | DE |  |  |  | Oximeters; Intravascular | 27925 | OXIMETRIX 3 | HOSPIRA HEALTHCARE CORP | 4000
CHRISTIANA |  | HOSPITAL-CH | 0 | 32753 | DE |  |  |  | Oximeters; Intravascular | 27923 | OXIMETRIX 3 | HOSPIRA HEALTHCARE CORP | 4000
CHRISTIANA |  | HOSPITAL-CH | 0 | 33840 | DE |  |  |  | Oximeters; Intravascular | 27926 | OXIMETRIX 3 | HOSPIRA HEALTHCARE CORP | 4000
CHRISTIANA |  | HOSPITAL-CH | 0 | 11080005 | DE |  |  |  |  | 30746 | 600-0096 | COMPUTER MOTION INC | 93915
CHRISTIANA |  | HOSPITAL-CH | 0 | 2050729 | DE |  | 2012-07-18 20:00 |  | Centrifuges; Tabletop; High-Speed; Microsample | 36917 | MICROFUGE | FISHER SCIENTIFIC | 7500 | Purchased
CHRISTIANA |  |  | 0 | E67471 | DE |  |  |  |  | 14903 | 765 | GOMCO SURGICAL MFG CO | 800
CHRISTIANA |  | HOSPITAL-WH | 0 | E68346 | DE |  |  |  |  | 13103 | 765 | GOMCO SURGICAL MFG CO | 800
CHRISTIANA |  | HOSPITAL-CH | 0 | SA05312-D6 | DE |  |  |  |  | 38973 | CS-300 | MAQUET Medical Systems USA | 9.99
CHRISTIANA |  | HOSPITAL-CH | 0 | SA05343-D6 | DE |  |  |  |  | 38972 | CS-300 | MAQUET Medical Systems USA | 9.99
CHRISTIANA |  | HOSPITAL-CH | 0 | SA05376-E6 | DE |  |  |  |  | 38974 | CS-300 | MAQUET Medical Systems USA | 9.99
CHRISTIANA |  | HOSPITAL-CH | 0 | SA05303-D6 | DE |  |  |  |  | 38975 | CS-300 | MAQUET Medical Systems USA | 9.99
CHRISTIANA |  | HOSPITAL-CH | 0 | SA05372-E6 | DE |  |  |  |  | 39900 | CS-300 | MAQUET Medical Systems USA | 9.99
CHRISTIANA |  | HOSPITAL-CH | 0 | SA05309-D6 | DE |  |  |  |  | 38971 | CS-300 | MAQUET Medical Systems USA | 9.99
CHRISTIANA |  | Riverside Medical Arts Complex | 0 | 3031798 | DE |  |  |  | Ventilators; Volume | 34666 | HT-50 | NEWPORT MEDICAL INSTRUMENTS INC | 7080
CHRISTIANA |  | Riverside Medical Arts Complex | 0 | NONE | DE |  |  |  | Ventilators; Volume | 40611 | HT-50 | NEWPORT MEDICAL INSTRUMENTS INC | 9400
CHRISTIANA |  | Riverside Medical Arts Complex | 0 | 3031793 | DE |  |  |  | Ventilators; Volume | 34665 | HT-50 | NEWPORT MEDICAL INSTRUMENTS INC | 7080
CHRISTIANA |  | Riverside Medical Arts Complex | 0 | 3112859 | DE |  |  |  | Ventilators; Volume | 36883 | HT-50 | NEWPORT MEDICAL INSTRUMENTS INC | 9400
CHRISTIANA |  | Riverside Medical Arts Complex | 0 | 3041847 | DE |  |  |  | Ventilators; Volume | 34667 | HT-50 | NEWPORT MEDICAL INSTRUMENTS INC | 7080
CHRISTIANA |  | Riverside Medical Arts Complex | 0 | 4093798 | DE |  |  |  | Ventilators; Volume | 36885 | HT-50 | NEWPORT MEDICAL INSTRUMENTS INC | 9400
CHRISTIANA |  | Riverside Medical Arts Complex | 0 | 4093783 | DE |  |  |  | Ventilators; Volume | 36884 | HT-50 | NEWPORT MEDICAL INSTRUMENTS INC | 9400
CHRISTIANA |  | Riverside Medical Arts Complex | 0 | 4073615 | DE |  |  |  | Ventilators; Volume | 36886 | HT-50 | NEWPORT MEDICAL INSTRUMENTS INC | 9400
CHRISTIANA |  | Riverside Medical Arts Complex | 0 | NONE | DE |  |  |  | Ventilators; Volume | 40665 | HT-50 | NEWPORT MEDICAL INSTRUMENTS INC | 9400
CHRISTIANA |  | Riverside Medical Arts Complex | 0 | NONE | DE |  |  |  | Ventilators; Volume | 40666 | HT-50 | NEWPORT MEDICAL INSTRUMENTS INC | 9400
CHRISTIANA |  | Riverside Medical Arts Complex | 0 | 4033309 | DE |  |  |  | Ventilators; Volume | 36888 | HT-50 | NEWPORT MEDICAL INSTRUMENTS INC | 9400
CHRISTIANA |  | Riverside Medical Arts Complex | 0 | 4063523 | DE |  |  |  | Ventilators; Volume | 36887 | HT-50 | NEWPORT MEDICAL INSTRUMENTS INC | 9400
CHRISTIANA |  | Riverside Medical Arts Complex | 0 | 4083722 | DE |  |  |  | Ventilators; Volume | 36889 | HT-50 | NEWPORT MEDICAL INSTRUMENTS INC | 9400
CHRISTIANA |  | HOSPITAL-CH | 0 | DE315F0179 | DE |  |  |  | Physiologic Monitor Module Housings | 53536 | M3002A Intellivue X2 | PHILIPS MEDICAL SYSTEMS CARDIAC & MONITORING SYSTEMS DIV | 6500
CHRISTIANA |  | HOSPITAL-CH | 0 | DE50278361 | DE |  | 2011-10-02 20:00 |  | Physiologic Monitor Module Housings | 46212 | M3002A Intellivue X2 | PHILIPS MEDICAL SYSTEMS CARDIAC & MONITORING SYSTEMS DIV | 6530 | Purchased
CHRISTIANA |  | HOSPITAL-CH | 0 | DE50278280 | DE |  |  |  | Physiologic Monitor Module Housings | 46207 | M3002A Intellivue X2 | PHILIPS MEDICAL SYSTEMS CARDIAC & MONITORING SYSTEMS DIV | 6500
CHRISTIANA |  | HOSPITAL-CH | 0 | DE50278355 | DE |  | 2011-10-02 20:00 |  | Physiologic Monitor Module Housings | 46198 | M3002A Intellivue X2 | PHILIPS MEDICAL SYSTEMS CARDIAC & MONITORING SYSTEMS DIV | 6530 | Purchased
CHRISTIANA |  | HOSPITAL-CH | 0 | DE315F0183 | DE |  |  |  | Physiologic Monitor Module Housings | 53537 | M3002A Intellivue X2 | PHILIPS MEDICAL SYSTEMS CARDIAC & MONITORING SYSTEMS DIV | 6500
CHRISTIANA |  | HOSPITAL-CH | 0 | DE50278276 | DE |  | 2011-10-02 20:00 |  | Physiologic Monitor Module Housings | 46215 | M3002A Intellivue X2 | PHILIPS MEDICAL SYSTEMS CARDIAC & MONITORING SYSTEMS DIV | 6530 | Purchased
CHRISTIANA |  | HOSPITAL-CH | 0 | DE535L2248 | DE |  | 2016-02-10 19:00 |  | Physiologic Monitor Module Housings | 61721 | M3002A Intellivue X2 | PHILIPS MEDICAL SYSTEMS CARDIAC & MONITORING SYSTEMS DIV | 6530 | Purchased
CHRISTIANA |  | HOSPITAL-CH | 0 | DE3770779 | DE |  |  |  | Physiologic Monitor Module Housings | 47800 | M3002A Intellivue X2 | PHILIPS MEDICAL SYSTEMS CARDIAC & MONITORING SYSTEMS DIV | 6500
CHRISTIANA |  | HOSPITAL-CH | 0 | DE315F0174 | DE |  |  |  | Physiologic Monitor Module Housings | 53538 | M3002A Intellivue X2 | PHILIPS MEDICAL SYSTEMS CARDIAC & MONITORING SYSTEMS DIV | 6500
CHRISTIANA |  | HOSPITAL-CH | 0 | DE315C9605 | DE |  |  |  | Physiologic Monitor Module Housings | 52272 | M3002A Intellivue X2 | PHILIPS MEDICAL SYSTEMS CARDIAC & MONITORING SYSTEMS DIV | 6500
CHRISTIANA |  | HOSPITAL-CH | 0 | DE50278277 | DE |  | 2011-10-02 20:00 |  | Physiologic Monitor Module Housings | 46194 | M3002A Intellivue X2 | PHILIPS MEDICAL SYSTEMS CARDIAC & MONITORING SYSTEMS DIV | 6530 | Purchased
CHRISTIANA |  | HOSPITAL-CH | 0 | DE50278283 | DE |  |  |  | Physiologic Monitor Module Housings | 46196 | M3002A Intellivue X2 | PHILIPS MEDICAL SYSTEMS CARDIAC & MONITORING SYSTEMS DIV | 6500
CHRISTIANA |  | HOSPITAL-CH | 0 | DE83631119 | DE |  | 2013-03-21 20:00 |  | Physiologic Monitor Module Housings | 47439 | M3002A Intellivue X2 | PHILIPS MEDICAL SYSTEMS CARDIAC & MONITORING SYSTEMS DIV | 6530 | Purchased
CHRISTIANA |  | HOSPITAL-CH | 0 | DE315F0191 | DE |  |  |  | Physiologic Monitor Module Housings | 53539 | M3002A Intellivue X2 | PHILIPS MEDICAL SYSTEMS CARDIAC & MONITORING SYSTEMS DIV | 6500
CHRISTIANA |  | HOSPITAL-CH | 0 | DE50278275 | DE |  | 2011-10-02 20:00 |  | Physiologic Monitor Module Housings | 46214 | M3002A Intellivue X2 | PHILIPS MEDICAL SYSTEMS CARDIAC & MONITORING SYSTEMS DIV | 6530 | Purchased
CHRISTIANA |  | HOSPITAL-CH | 0 | DE50278288 | DE |  | 2011-10-02 20:00 |  | Physiologic Monitor Module Housings | 46213 | M3002A Intellivue X2 | PHILIPS MEDICAL SYSTEMS CARDIAC & MONITORING SYSTEMS DIV | 6530 | Purchased
CHRISTIANA |  | HOSPITAL-CH | 0 | DE535L2395 | DE |  | 2016-02-10 19:00 |  | Physiologic Monitor Module Housings | 61737 | M3002A Intellivue X2 | PHILIPS MEDICAL SYSTEMS CARDIAC & MONITORING SYSTEMS DIV | 6530 | Purchased
CHRISTIANA |  | HOSPITAL-CH | 0 | DE315C9607 | DE |  | 2012-12-18 19:00 |  | Physiologic Monitor Module Housings | 52276 | M3002A Intellivue X2 | PHILIPS MEDICAL SYSTEMS CARDIAC & MONITORING SYSTEMS DIV | 6530 | Purchased
CHRISTIANA |  | HOSPITAL-CH | 0 | DE50278279 | DE |  | 2011-10-02 20:00 |  | Physiologic Monitor Module Housings | 46208 | M3002A Intellivue X2 | PHILIPS MEDICAL SYSTEMS CARDIAC & MONITORING SYSTEMS DIV | 6530 | Purchased
CHRISTIANA |  | HOSPITAL-CH | 0 | DE50278359 | DE |  | 2011-10-02 20:00 |  | Physiologic Monitor Module Housings | 46197 | M3002A Intellivue X2 | PHILIPS MEDICAL SYSTEMS CARDIAC & MONITORING SYSTEMS DIV | 6530 | Purchased
CHRISTIANA |  | HOSPITAL-CH | 0 | DE8360390 | DE |  |  |  | Physiologic Monitor Module Housings | 42340 | M3002A Intellivue X2 | PHILIPS MEDICAL SYSTEMS CARDIAC & MONITORING SYSTEMS DIV | 6500
CHRISTIANA |  | HOSPITAL-CH | 0 | DE315C9435 | DE |  |  |  | Physiologic Monitor Module Housings | 52273 | M3002A Intellivue X2 | PHILIPS MEDICAL SYSTEMS CARDIAC & MONITORING SYSTEMS DIV | 6500
CHRISTIANA |  | HOSPITAL-CH | 0 | DE315C9259 | DE |  |  |  | Physiologic Monitor Module Housings | 52275 | M3002A Intellivue X2 | PHILIPS MEDICAL SYSTEMS CARDIAC & MONITORING SYSTEMS DIV | 6500
CHRISTIANA |  | HOSPITAL-CH | 0 | DE03791312 | DE |  |  |  | Physiologic Monitor Module Housings | 49141 | M3002A Intellivue X2 | PHILIPS MEDICAL SYSTEMS CARDIAC & MONITORING SYSTEMS DIV | 6500
CHRISTIANA |  | HOSPITAL-CH | 0 | DE03791364 | DE |  |  |  | Physiologic Monitor Module Housings | 49144 | M3002A Intellivue X2 | PHILIPS MEDICAL SYSTEMS CARDIAC & MONITORING SYSTEMS DIV | 6500
CHRISTIANA |  | HOSPITAL-CH | 0 | DE50278365 | DE |  | 2011-10-02 20:00 |  | Physiologic Monitor Module Housings | 46243 | M3002A Intellivue X2 | PHILIPS MEDICAL SYSTEMS CARDIAC & MONITORING SYSTEMS DIV | 6530 | Purchased
CHRISTIANA |  | HOSPITAL-CH | 0 | DE50278274 | DE |  | 2011-10-02 20:00 |  | Physiologic Monitor Module Housings | 46242 | M3002A Intellivue X2 | PHILIPS MEDICAL SYSTEMS CARDIAC & MONITORING SYSTEMS DIV | 6530 | Purchased
CHRISTIANA |  | HOSPITAL-CH | 0 | DE50278358 | DE |  | 2011-10-02 20:00 |  | Physiologic Monitor Module Housings | 46241 | M3002A Intellivue X2 | PHILIPS MEDICAL SYSTEMS CARDIAC & MONITORING SYSTEMS DIV | 6530 | Purchased
CHRISTIANA |  | HOSPITAL-CH | 0 | DE73609523 | DE |  |  |  | Physiologic Monitor Module Housings | 46808 | M3002A Intellivue X2 | PHILIPS MEDICAL SYSTEMS CARDIAC & MONITORING SYSTEMS DIV | 6500
CHRISTIANA |  | HOSPITAL-CH | 0 | DE315C9341 | DE |  |  |  | Physiologic Monitor Module Housings | 52277 | M3002A Intellivue X2 | PHILIPS MEDICAL SYSTEMS CARDIAC & MONITORING SYSTEMS DIV | 6500
CHRISTIANA |  | HOSPITAL-CH | 0 | DE03770006 | DE |  |  |  | Physiologic Monitor Module Housings | 47750 | M3002A Intellivue X2 | PHILIPS MEDICAL SYSTEMS CARDIAC & MONITORING SYSTEMS DIV | 6500
CHRISTIANA |  | HOSPITAL-CH | 0 | DE03770022 | DE |  |  |  | Physiologic Monitor Module Housings | 47755 | M3002A Intellivue X2 | PHILIPS MEDICAL SYSTEMS CARDIAC & MONITORING SYSTEMS DIV | 6500
CHRISTIANA |  | HOSPITAL-WH | 0 | DE315F3004 | DE |  |  |  | Physiologic Monitor Module Housings | 53467 | M3002A Intellivue X2 | PHILIPS MEDICAL SYSTEMS CARDIAC & MONITORING SYSTEMS DIV | 6500
CHRISTIANA |  | HOSPITAL-CH | 0 | DE03770743 | DE |  |  |  | Physiologic Monitor Module Housings | 47797 | M3002A Intellivue X2 | PHILIPS MEDICAL SYSTEMS CARDIAC & MONITORING SYSTEMS DIV | 6500
CHRISTIANA |  | HOSPITAL-CH | 0 | DE83628881 | DE |  |  |  | Physiologic Monitor Module Housings | 46263 | M3002A Intellivue X2 | PHILIPS MEDICAL SYSTEMS CARDIAC & MONITORING SYSTEMS DIV | 6500
CHRISTIANA |  | HOSPITAL-CH | 0 | DE315C9604 | DE |  |  |  | Physiologic Monitor Module Housings | 52282 | M3002A Intellivue X2 | PHILIPS MEDICAL SYSTEMS CARDIAC & MONITORING SYSTEMS DIV | 6500
CHRISTIANA |  | HOSPITAL-CH | 0 | DE315F0181 | DE |  |  |  | Physiologic Monitor Module Housings | 53534 | M3002A Intellivue X2 | PHILIPS MEDICAL SYSTEMS CARDIAC & MONITORING SYSTEMS DIV | 6500
CHRISTIANA |  | HOSPITAL-CH | 0 | DE315C9305 | DE |  |  |  | Physiologic Monitor Module Housings | 52285 | M3002A Intellivue X2 | PHILIPS MEDICAL SYSTEMS CARDIAC & MONITORING SYSTEMS DIV | 6500
CHRISTIANA |  | HOSPITAL-CH | 0 | de83629191 | DE |  |  |  | Physiologic Monitor Module Housings | 46321 | M3002A Intellivue X2 | PHILIPS MEDICAL SYSTEMS CARDIAC & MONITORING SYSTEMS DIV | 6500
CHRISTIANA |  | HOSPITAL-CH | 0 | DE83629165 | DE |  |  |  | Physiologic Monitor Module Housings | 46313 | M3002A Intellivue X2 | PHILIPS MEDICAL SYSTEMS CARDIAC & MONITORING SYSTEMS DIV | 6500
CHRISTIANA |  | HOSPITAL-CH | 0 | DE50278360 | DE |  | 2011-10-02 20:00 |  | Physiologic Monitor Module Housings | 46211 | M3002A Intellivue X2 | PHILIPS MEDICAL SYSTEMS CARDIAC & MONITORING SYSTEMS DIV | 6530 | Purchased
CHRISTIANA |  | HOSPITAL-CH | 0 | DE83620425 | DE |  |  |  | Physiologic Monitor Module Housings | 42538 | M3002A Intellivue X2 | PHILIPS MEDICAL SYSTEMS CARDIAC & MONITORING SYSTEMS DIV | 6500
CHRISTIANA |  | HOSPITAL-CH | 0 | DE83631145 | DE |  |  |  | Physiologic Monitor Module Housings | 47438 | M3002A Intellivue X2 | PHILIPS MEDICAL SYSTEMS CARDIAC & MONITORING SYSTEMS DIV | 3119
CHRISTIANA |  | HOSPITAL-CH | 0 | DE50278362 | DE |  | 2011-10-02 20:00 |  | Physiologic Monitor Module Housings | 46210 | M3002A Intellivue X2 | PHILIPS MEDICAL SYSTEMS CARDIAC & MONITORING SYSTEMS DIV | 6530 | Purchased
CHRISTIANA |  | HOSPITAL-CH | 0 | DE50278354 | DE |  | 2011-10-02 20:00 |  | Physiologic Monitor Module Housings | 46209 | M3002A Intellivue X2 | PHILIPS MEDICAL SYSTEMS CARDIAC & MONITORING SYSTEMS DIV | 6530 | Purchased
CHRISTIANA |  | HOSPITAL-CH | 0 | DE83620422 | DE |  | 2009-03-03 19:00 |  | Physiologic Monitor Module Housings | 42540 | M3002A Intellivue X2 | PHILIPS MEDICAL SYSTEMS CARDIAC & MONITORING SYSTEMS DIV | 6500
CHRISTIANA |  | HOSPITAL-CH | 0 | DE73601956 | DE |  |  |  | Physiologic Monitor Module Housings | 46411 | M3002A Intellivue X2 | PHILIPS MEDICAL SYSTEMS CARDIAC & MONITORING SYSTEMS DIV | 6500
CHRISTIANA |  | HOSPITAL-WH | 0 | DE315F3011 | DE |  |  |  | Physiologic Monitor Module Housings | 53470 | M3002A Intellivue X2 | PHILIPS MEDICAL SYSTEMS CARDIAC & MONITORING SYSTEMS DIV | 6500
CHRISTIANA |  | HOSPITAL-CH | 0 | DE83631116 | DE |  |  |  | Physiologic Monitor Module Housings | 47440 | M3002A Intellivue X2 | PHILIPS MEDICAL SYSTEMS CARDIAC & MONITORING SYSTEMS DIV | 6500
CHRISTIANA |  | Smyrna Health & Wellness Center | 0 | DE83620434 | DE |  |  |  | Physiologic Monitor Module Housings | 42544 | M3002A Intellivue X2 | PHILIPS MEDICAL SYSTEMS CARDIAC & MONITORING SYSTEMS DIV | 6500
CHRISTIANA |  | HOSPITAL-CH | 0 | DE83620484 | DE |  |  |  | Physiologic Monitor Module Housings | 42543 | M3002A Intellivue X2 | PHILIPS MEDICAL SYSTEMS CARDIAC & MONITORING SYSTEMS DIV | 6500
CHRISTIANA |  | HOSPITAL-CH | 0 | DE83629214 | DE |  |  |  | Physiologic Monitor Module Housings | 46319 | M3002A Intellivue X2 | PHILIPS MEDICAL SYSTEMS CARDIAC & MONITORING SYSTEMS DIV | 6500
CHRISTIANA |  | HOSPITAL-CH | 0 | DE83620412 | DE |  |  |  | Physiologic Monitor Module Housings | 42548 | M3002A Intellivue X2 | PHILIPS MEDICAL SYSTEMS CARDIAC & MONITORING SYSTEMS DIV | 6500
CHRISTIANA |  | HOSPITAL-CH | 0 | DE03769790 | DE |  |  |  | Physiologic Monitor Module Housings | 47771 | M3002A Intellivue X2 | PHILIPS MEDICAL SYSTEMS CARDIAC & MONITORING SYSTEMS DIV | 6500
CHRISTIANA |  | HOSPITAL-CH | 0 | DE03769825 | DE |  |  |  | Physiologic Monitor Module Housings | 47743 | M3002A Intellivue X2 | PHILIPS MEDICAL SYSTEMS CARDIAC & MONITORING SYSTEMS DIV | 6500
CHRISTIANA |  | HOSPITAL-CH | 0 | DE83629209 | DE |  |  |  | Physiologic Monitor Module Housings | 46315 | M3002A Intellivue X2 | PHILIPS MEDICAL SYSTEMS CARDIAC & MONITORING SYSTEMS DIV | 6500
CHRISTIANA |  | HOSPITAL-CH | 0 | DE83620414 | DE |  |  |  | Physiologic Monitor Module Housings | 42547 | M3002A Intellivue X2 | PHILIPS MEDICAL SYSTEMS CARDIAC & MONITORING SYSTEMS DIV | 6500
CHRISTIANA |  | HOSPITAL-CH | 0 | DE83629370 | DE |  |  |  | Physiologic Monitor Module Housings | 46317 | M3002A Intellivue X2 | PHILIPS MEDICAL SYSTEMS CARDIAC & MONITORING SYSTEMS DIV | 6500
CHRISTIANA |  | HOSPITAL-CH | 0 | DE83628894 | DE |  |  |  | Physiologic Monitor Module Housings | 46262 | M3002A Intellivue X2 | PHILIPS MEDICAL SYSTEMS CARDIAC & MONITORING SYSTEMS DIV | 6500
CHRISTIANA |  | HOSPITAL-CH | 0 | DE83629216 | DE |  |  |  | Physiologic Monitor Module Housings | 46330 | M3002A Intellivue X2 | PHILIPS MEDICAL SYSTEMS CARDIAC & MONITORING SYSTEMS DIV | 6500
CHRISTIANA |  | HOSPITAL-CH | 0 | DE535L2348 | DE |  | 2016-02-10 19:00 |  | Physiologic Monitor Module Housings | 61762 | M3002A Intellivue X2 | PHILIPS MEDICAL SYSTEMS CARDIAC & MONITORING SYSTEMS DIV | 6530 | Purchased
CHRISTIANA |  | HOSPITAL-WH | 0 | DE315F3031 | DE |  |  |  | Physiologic Monitor Module Housings | 53469 | M3002A Intellivue X2 | PHILIPS MEDICAL SYSTEMS CARDIAC & MONITORING SYSTEMS DIV | 6500
CHRISTIANA |  | HOSPITAL-CH | 0 | DE03791341 | DE |  |  |  | Physiologic Monitor Module Housings | 49069 | M3002A Intellivue X2 | PHILIPS MEDICAL SYSTEMS CARDIAC & MONITORING SYSTEMS DIV | 6500
CHRISTIANA |  | HOSPITAL-CH | 0 | DE03770760 | DE |  |  |  | Physiologic Monitor Module Housings | 47810 | M3002A Intellivue X2 | PHILIPS MEDICAL SYSTEMS CARDIAC & MONITORING SYSTEMS DIV | 6500
CHRISTIANA |  | HOSPITAL-CH | 0 | de03770634 | DE |  | 2011-05-31 20:00 |  | Physiologic Monitor Module Housings | 47790 | M3002A Intellivue X2 | PHILIPS MEDICAL SYSTEMS CARDIAC & MONITORING SYSTEMS DIV | 6530
CHRISTIANA |  | HOSPITAL-CH | 0 | DE50278363 | DE |  | 2011-10-02 20:00 |  | Physiologic Monitor Module Housings | 46218 | M3002A Intellivue X2 | PHILIPS MEDICAL SYSTEMS CARDIAC & MONITORING SYSTEMS DIV | 6500
CHRISTIANA |  | HOSPITAL-CH | 0 | DE315C9603 | DE |  |  |  | Physiologic Monitor Module Housings | 52278 | M3002A Intellivue X2 | PHILIPS MEDICAL SYSTEMS CARDIAC & MONITORING SYSTEMS DIV | 6500
CHRISTIANA |  | HOSPITAL-CH | 0 | DE315C9351 | DE |  |  |  | Physiologic Monitor Module Housings | 52280 | M3002A Intellivue X2 | PHILIPS MEDICAL SYSTEMS CARDIAC & MONITORING SYSTEMS DIV | 6500
CHRISTIANA |  | HOSPITAL-WH | 0 | DE315F3014 | DE |  |  |  | Physiologic Monitor Module Housings | 53468 | M3002A Intellivue X2 | PHILIPS MEDICAL SYSTEMS CARDIAC & MONITORING SYSTEMS DIV | 6500
CHRISTIANA |  | HOSPITAL-CH | 0 | de83631095 | DE |  |  |  | Physiologic Monitor Module Housings | 46755 | M3002A Intellivue X2 | PHILIPS MEDICAL SYSTEMS CARDIAC & MONITORING SYSTEMS DIV | 3119
CHRISTIANA |  | HOSPITAL-CH | 0 | DNA1698Q | DE |  | 2019-03-29 09:08 |  | Warming Units; Blood/Intravenous Solution | 48945 | ASTOTHERM plus 220 | Terumo BCT Inc. (formerly CaridianBCT; Inc) (Terumo Group) | 3500 | Purchased
CHRISTIANA |  | Springside Connor Building | 0 | NONE | DE |  | 2009-07-16 20:00 |  | Image Digitization Systems; Computed Radiography | 46029 | CR-IR 356 | RADLINK | 30000
CHRISTIANA |  | CH-SURGI | 2150 | 4203 | DE |  | 1991-10-06 20:00 |  | Lasers; Nd:YAG | 19263 | LUXUS 60 | HERAEUS LASERSONICS INC | 57975 | Purchased
CHRISTIANA |  | HOSPITAL-CH | 0 | A3-T442-TT5 | DE |  |  |  | Sterilizing Units; Steam; Tabletop | 14573 | OCM | PELTON & CRANE CO DIV DCI INTERNATIONAL | 3000
CHRISTIANA |  | Claymont | 0 | A3-59453 | DE |  |  |  | Sterilizing Units; Steam; Tabletop | 33515 | OCM | PELTON & CRANE CO DIV DCI INTERNATIONAL | 0
CHRISTIANA |  | HOSPITAL-CH | 0 | 120602 | DE |  |  |  | Cryosurgical Units; General-Purpose | 42326 | CCS-200 | FRIGITRONICS | 0
CHRISTIANA |  | HOSPITAL-CH | 0 | XR55680 | DE |  |  |  | Scales; Infant | 23197 | W30-06 | HILL-ROM AIR-SHIELDS A HILL-ROM CO | 1400
CHRISTIANA |  | HOSPITAL-CH | 0 | XR55679 | DE |  |  |  | Scales; Infant | 23199 | W30-06 | HILL-ROM AIR-SHIELDS A HILL-ROM CO | 1400
CHRISTIANA |  | HOSPITAL-CH | 0 | XR55681 | DE |  |  |  | Scales; Infant | 23196 | W30-06 | HILL-ROM AIR-SHIELDS A HILL-ROM CO | 1400
CHRISTIANA |  | HOSPITAL-CH | 0 | XR55676 | DE |  |  |  | Scales; Infant | 23198 | W30-06 | HILL-ROM AIR-SHIELDS A HILL-ROM CO | 1400
CHRISTIANA |  | HOSPITAL-CH | 0 | XR55677 | DE |  |  |  | Scales; Infant | 23200 | W30-06 | HILL-ROM AIR-SHIELDS A HILL-ROM CO | 1400
CHRISTIANA |  | HOSPITAL-CH | 0 | XR55685 | DE |  |  |  | Scales; Infant | 23201 | W30-06 | HILL-ROM AIR-SHIELDS A HILL-ROM CO | 1400
CHRISTIANA |  | HOSPITAL-CH | 0 | XR55687 | DE |  |  |  | Scales; Infant | 23202 | W30-06 | HILL-ROM AIR-SHIELDS A HILL-ROM CO | 1400
CHRISTIANA |  | HOSPITAL-CH | 0 | XR55686 | DE |  |  |  | Scales; Infant | 23150 | W30-06 | HILL-ROM AIR-SHIELDS A HILL-ROM CO | 1400
CHRISTIANA |  | HOSPITAL-CH | 0 | XR55683 | DE |  |  |  | Scales; Infant | 23195 | W30-06 | HILL-ROM AIR-SHIELDS A HILL-ROM CO | 1400
CHRISTIANA |  | HOSPITAL-CH | 0 | XR55682 | DE |  |  |  | Scales; Infant | 23149 | W30-06 | HILL-ROM AIR-SHIELDS A HILL-ROM CO | 1400
CHRISTIANA |  | HOSPITAL-CH | 0 | XR55675 | DE |  |  |  | Scales; Infant | 23194 | W30-06 | HILL-ROM AIR-SHIELDS A HILL-ROM CO | 1400
CHRISTIANA |  | HOSPITAL-CH | 0 | XR55689 | DE |  |  |  | Scales; Infant | 24254 | W30-06 | HILL-ROM AIR-SHIELDS A HILL-ROM CO | 1400
CHRISTIANA |  | EDUCATION | 0 | XR55678 | DE |  | 2008-01-20 19:00 |  | Scales; Infant | 23148 | W30-06 | HILL-ROM AIR-SHIELDS A HILL-ROM CO | 1400
CHRISTIANA |  | HOSPITAL-CH | 0 | XR55684 | DE |  |  |  | Scales; Infant | 23147 | W30-06 | HILL-ROM AIR-SHIELDS A HILL-ROM CO | 1400
CHRISTIANA |  | HOSPITAL-CH | 0 | 9773JHY07332 | DE |  |  |  | Humidifiers; Artificial Airway; Heated | H-81 | MR290 | FISHER & PAYKEL MEDICAL INC | 1500
CHRISTIANA |  | HOSPITAL-CH | 0 | 9473JHB01116 | DE |  |  |  | Humidifiers; Artificial Airway; Heated | H51 | MR290 | FISHER & PAYKEL MEDICAL INC | 1500
CHRISTIANA |  | HOSPITAL-CH | 0 | 9473JHB10645 | DE |  |  |  | Humidifiers; Artificial Airway; Heated | 21778 | MR290 | FISHER & PAYKEL MEDICAL INC | 1500
CHRISTIANA |  | HOSPITAL-CH | 0 | 11114020274 | DE |  |  |  | Humidifiers; Artificial Airway; Heated | 33119 | MR290 | FISHER & PAYKEL MEDICAL INC | 1500
CHRISTIANA |  | HOSPITAL-CH | 0 | 9473JHB01986 | DE |  |  |  | Humidifiers; Artificial Airway; Heated | H75 | MR290 | FISHER & PAYKEL MEDICAL INC | 740
CHRISTIANA |  | HOSPITAL-CH | 0 | 11114020275 | DE |  |  |  | Humidifiers; Artificial Airway; Heated | 33118 | MR290 | FISHER & PAYKEL MEDICAL INC | 1500
CHRISTIANA |  | HOSPITAL-CH | 0 | 11114040276 | DE |  |  |  | Humidifiers; Artificial Airway; Heated | 34018 | MR290 | FISHER & PAYKEL MEDICAL INC | 1500
CHRISTIANA |  | HOSPITAL-CH | 0 | 9473JHB02036 | DE |  |  |  | Humidifiers; Artificial Airway; Heated | H67 | MR290 | FISHER & PAYKEL MEDICAL INC | 740
CHRISTIANA |  | HOSPITAL-CH | 0 | 11114020272 | DE |  |  |  | Humidifiers; Artificial Airway; Heated | 34019 | MR290 | FISHER & PAYKEL MEDICAL INC | 1500
CHRISTIANA |  | HOSPITAL-CH | 0 | 9473JHB06709 | DE |  |  |  | Humidifiers; Artificial Airway; Heated | H35 | MR290 | FISHER & PAYKEL MEDICAL INC | 740
CHRISTIANA |  | HOSPITAL-CH | 0 | 9473JHB06686 | DE |  |  |  | Humidifiers; Artificial Airway; Heated | H72 | MR290 | FISHER & PAYKEL MEDICAL INC | 740
CHRISTIANA |  | HOSPITAL-CH | 0 | 9473JHB01116 | DE |  |  |  | Humidifiers; Artificial Airway; Heated | 451 | MR290 | FISHER & PAYKEL MEDICAL INC | 1500
CHRISTIANA |  | HOSPITAL-CH | 0 | 73JHY06064 | DE |  |  |  | Humidifiers; Artificial Airway; Heated | 31808 | MR290 | FISHER & PAYKEL MEDICAL INC | 1500
CHRISTIANA |  | HOSPITAL-CH | 0 | 30321004210 | DE |  |  |  | Humidifiers; Artificial Airway; Heated | 34776 | MR290 | FISHER & PAYKEL MEDICAL INC | 1500
CHRISTIANA |  | HOSPITAL-CH | 0 | 9473JHB00977 | DE |  |  |  | Humidifiers; Artificial Airway; Heated | H38 | MR290 | FISHER & PAYKEL MEDICAL INC | 1500
CHRISTIANA |  | HOSPITAL-CH | 0 | 9773JHY21436 | DE |  |  |  | Humidifiers; Artificial Airway; Heated | H-96 | MR290 | FISHER & PAYKEL MEDICAL INC | 1500
CHRISTIANA |  | HOSPITAL-CH | 0 | 9973JHB08509 | DE |  |  |  | Humidifiers; Artificial Airway; Heated | 47874 | MR290 | FISHER & PAYKEL MEDICAL INC | 1500
CHRISTIANA |  | HOSPITAL-CH | 0 | 9473JHB01196 | DE |  |  |  | Humidifiers; Artificial Airway; Heated | 34967 | MR290 | FISHER & PAYKEL MEDICAL INC | 1500
CHRISTIANA |  | HOSPITAL-CH | 0 | 9773JHY21440 | DE |  |  |  | Humidifiers; Artificial Airway; Heated | H-95 | MR290 | FISHER & PAYKEL MEDICAL INC | 1500
CHRISTIANA |  | HOSPITAL-CH | 0 | 9573JHB03602 | DE |  |  |  | Humidifiers; Artificial Airway; Heated | H-94 | MR290 | FISHER & PAYKEL MEDICAL INC | 1500
CHRISTIANA |  | HOSPITAL-CH | 0 | 9473JHB10599 | DE |  |  |  | Humidifiers; Artificial Airway; Heated | H2 | MR290 | FISHER & PAYKEL MEDICAL INC | 740
CHRISTIANA |  | HOSPITAL-CH | 0 | 9473JHB00978 | DE |  |  |  | Humidifiers; Artificial Airway; Heated | H4 | MR290 | FISHER & PAYKEL MEDICAL INC | 740
CHRISTIANA |  | HOSPITAL-CH | 0 | 9973JHB09239 | DE |  |  |  | Humidifiers; Artificial Airway; Heated | 29584 | MR290 | FISHER & PAYKEL MEDICAL INC | 1500
CHRISTIANA |  | HOSPITAL-CH | 0 | 9473JHB06725 | DE |  |  |  | Humidifiers; Artificial Airway; Heated | H24 | MR290 | FISHER & PAYKEL MEDICAL INC | 740
CHRISTIANA |  | HOSPITAL-CH | 0 | 9473JHB01123 | DE |  |  |  | Humidifiers; Artificial Airway; Heated | H77 | MR290 | FISHER & PAYKEL MEDICAL INC | 740
CHRISTIANA |  | HOSPITAL-CH | 0 | 9473JHB01023 | DE |  |  |  | Humidifiers; Artificial Airway; Heated | H20 | MR290 | FISHER & PAYKEL MEDICAL INC | 740
CHRISTIANA |  | HOSPITAL-CH | 0 | 9473JHB01013 | DE |  |  |  | Humidifiers; Artificial Airway; Heated | H22 | MR290 | FISHER & PAYKEL MEDICAL INC | 740
CHRISTIANA |  | HOSPITAL-CH | 0 | 9373JHB04200 | DE |  |  |  | Humidifiers; Artificial Airway; Heated | H19 | MR290 | FISHER & PAYKEL MEDICAL INC | 740
CHRISTIANA |  | HOSPITAL-CH | 0 | 9473JHB06820 | DE |  |  |  | Humidifiers; Artificial Airway; Heated | H40 | MR290 | FISHER & PAYKEL MEDICAL INC | 740
CHRISTIANA |  | HOSPITAL-CH | 0 | 9473JHB01158 | DE |  |  |  | Humidifiers; Artificial Airway; Heated | H48 | MR290 | FISHER & PAYKEL MEDICAL INC | 740
CHRISTIANA |  | HOSPITAL-CH | 0 | 9473JHB01149 | DE |  |  |  | Humidifiers; Artificial Airway; Heated | H50 | MR290 | FISHER & PAYKEL MEDICAL INC | 740
CHRISTIANA |  | HOSPITAL-CH | 0 | 9473JHB01189 | DE |  |  |  | Humidifiers; Artificial Airway; Heated | H42 | MR290 | FISHER & PAYKEL MEDICAL INC | 740
CHRISTIANA |  | HOSPITAL-CH | 0 | 9473JHB01169 | DE |  |  |  | Humidifiers; Artificial Airway; Heated | H9 | MR290 | FISHER & PAYKEL MEDICAL INC | 740
CHRISTIANA |  | HOSPITAL-CH | 0 | 9473JHB02561 | DE |  |  |  | Humidifiers; Artificial Airway; Heated | H32 | MR290 | FISHER & PAYKEL MEDICAL INC | 740
CHRISTIANA |  | HOSPITAL-CH | 0 | 9973JHB08467 | DE |  |  |  | Humidifiers; Artificial Airway; Heated | 47147 | MR290 | FISHER & PAYKEL MEDICAL INC | 1500
CHRISTIANA |  | HOSPITAL-CH | 0 | 9873JHB14617 | DE |  |  |  | Humidifiers; Artificial Airway; Heated | 47148 | MR290 | FISHER & PAYKEL MEDICAL INC | 1500
CHRISTIANA |  | HOSPITAL-CH | 0 | 9623JHB19727 | DE |  |  |  | Humidifiers; Artificial Airway; Heated | H-80 | MR290 | FISHER & PAYKEL MEDICAL INC | 1500
CHRISTIANA |  | HOSPITAL-CH | 0 | 972JHY07316 | DE |  |  |  | Humidifiers; Artificial Airway; Heated | H-92 | MR290 | FISHER & PAYKEL MEDICAL INC | 1500
CHRISTIANA |  | HOSPITAL-CH | 0 | 9473JHB06807 | DE |  |  |  | Humidifiers; Artificial Airway; Heated | H11 | MR290 | FISHER & PAYKEL MEDICAL INC | 740
CHRISTIANA |  | HOSPITAL-CH | 0 | 9473JHB01816 | DE |  |  |  | Humidifiers; Artificial Airway; Heated | 21157 | MR290 | FISHER & PAYKEL MEDICAL INC | 1500
CHRISTIANA |  | HOSPITAL-CH | 0 | 9473JHB01926 | DE |  |  |  | Humidifiers; Artificial Airway; Heated | 21166 | MR290 | FISHER & PAYKEL MEDICAL INC | 1500
CHRISTIANA |  | HOSPITAL-CH | 0 | 9473JHB01895 | DE |  |  |  | Humidifiers; Artificial Airway; Heated | H34 | MR290 | FISHER & PAYKEL MEDICAL INC | 740
CHRISTIANA |  | HOSPITAL-CH | 0 | 9473JHB01814 | DE |  |  |  | Humidifiers; Artificial Airway; Heated | H53 | MR290 | FISHER & PAYKEL MEDICAL INC | 740
CHRISTIANA |  | HOSPITAL-CH | 0 | 9473JHB01884 | DE |  |  |  | Humidifiers; Artificial Airway; Heated | 21176 | MR290 | FISHER & PAYKEL MEDICAL INC | 1500
CHRISTIANA |  | HOSPITAL-CH | 0 | 9473JHB01999 | DE |  |  |  | Humidifiers; Artificial Airway; Heated | H15 | MR290 | FISHER & PAYKEL MEDICAL INC | 740
CHRISTIANA |  | HOSPITAL-CH | 0 | 9473JHB02024 | DE |  |  |  | Humidifiers; Artificial Airway; Heated | H65 | MR290 | FISHER & PAYKEL MEDICAL INC | 740
CHRISTIANA |  | HOSPITAL-CH | 0 | 9473JHB01975 | DE |  |  |  | Humidifiers; Artificial Airway; Heated | H76 | MR290 | FISHER & PAYKEL MEDICAL INC | 740
CHRISTIANA |  | HOSPITAL-CH | 0 | 9473JHB06764 | DE |  |  |  | Humidifiers; Artificial Airway; Heated | H13 | MR290 | FISHER & PAYKEL MEDICAL INC | 740
CHRISTIANA |  | HOSPITAL-CH | 0 | 9473JHB06769 | DE |  |  |  | Humidifiers; Artificial Airway; Heated | H31 | MR290 | FISHER & PAYKEL MEDICAL INC | 740
CHRISTIANA |  | HOSPITAL-CH | 0 | 9473JHB10682 | DE |  |  |  | Humidifiers; Artificial Airway; Heated | H58 | MR290 | FISHER & PAYKEL MEDICAL INC | 740
CHRISTIANA |  | Howard High School | 0 | C2204-5370-0010 | DE |  |  |  | Microscopes; Light; Laboratory; Fluorescence | 39016 | 590007 | FISHER SCIENTIFIC | 0
CHRISTIANA |  | HOSPITAL-CH | 0 | 06-0116 | DE |  |  |  | X-Ray Film Handling Equipment; Automatic; Daylight | 14239 | CDAFD-9.5 | DUPONT MEDICAL PRODUCTS DIAGNOSTIC IMAGING DIV | 10000
CHRISTIANA |  | HOSPITAL-CH | 0 | 05-0114 | DE |  |  |  | X-Ray Film Handling Equipment; Automatic; Daylight | 12702 | CDAFD-9.5 | DUPONT MEDICAL PRODUCTS DIAGNOSTIC IMAGING DIV | 3169
CHRISTIANA |  | HOSPITAL-WH | 0 | NONE | DE |  |  |  | X-Ray Film Handling Equipment; Automatic; Daylight | 13829 | CDAFD-9.5 | DUPONT MEDICAL PRODUCTS DIAGNOSTIC IMAGING DIV | 10000
CHRISTIANA |  | HOSPITAL-WH | 0 | NS | DE |  |  |  | X-Ray Film Handling Equipment; Automatic; Daylight | 13836 | CDAFD-9.5 | DUPONT MEDICAL PRODUCTS DIAGNOSTIC IMAGING DIV | 10000
CHRISTIANA |  | HOSPITAL-CH | 0 | 06-0118 | DE |  |  |  | X-Ray Film Handling Equipment; Automatic; Daylight | 14721 | CDAFD-9.5 | DUPONT MEDICAL PRODUCTS DIAGNOSTIC IMAGING DIV | 10000
CHRISTIANA |  | HOSPITAL-CH | 0 | 06-0115 | DE |  |  |  | X-Ray Film Handling Equipment; Automatic; Daylight | 12692 | CDAFD-9.5 | DUPONT MEDICAL PRODUCTS DIAGNOSTIC IMAGING DIV | 3286
CHRISTIANA |  | HOSPITAL-CH | 0 | 06-0111 | DE |  |  |  | X-Ray Film Handling Equipment; Automatic; Daylight | 14234 | CDAFD-9.5 | DUPONT MEDICAL PRODUCTS DIAGNOSTIC IMAGING DIV | 3286
CHRISTIANA |  | HOSPITAL-CH | 0 | 02-0477 | DE |  |  |  | X-Ray Film Handling Equipment; Automatic; Daylight | 14232 | CDAFD-14X17 | DUPONT MEDICAL PRODUCTS DIAGNOSTIC IMAGING DIV | 3169
CHRISTIANA |  | HOSPITAL-CH | 0 | 02-0469 | DE |  |  |  | X-Ray Film Handling Equipment; Automatic; Daylight | 14237 | CDAFD-14X17 | DUPONT MEDICAL PRODUCTS DIAGNOSTIC IMAGING DIV | 10000
CHRISTIANA |  | WH SURGI | 0 | 05H026444 | DE |  |  |  | AUTOMATION SYSTEMS; Operating Room | 37269 | ISWITCH | Stryker Corp | 4495
CHRISTIANA |  | HOSPITAL-CH | 0 | DE45613641 | DE |  |  |  | Physiologic Monitor Modules; Exhaled Carbon Dioxide | 62301 | M3015A | PHILIPS MEDICAL SYSTEMS CARDIAC & MONITORING SYSTEMS DIV | 8430
CHRISTIANA |  | HOSPITAL-CH | 0 | DE43516235 | DE |  |  |  | Physiologic Monitor Modules; Exhaled Carbon Dioxide | 38022 | M3015A | PHILIPS MEDICAL SYSTEMS CARDIAC & MONITORING SYSTEMS DIV | 2500
CHRISTIANA |  | HOSPITAL-CH | 0 | DE907W2891 | DE |  | 2010-08-04 20:00 |  | Physiologic Monitor Modules; Exhaled Carbon Dioxide | 47089 | M3015A | PHILIPS MEDICAL SYSTEMS CARDIAC & MONITORING SYSTEMS DIV | 2500
CHRISTIANA |  | HOSPITAL-CH | 0 | DE907W2988 | DE |  | 2010-08-04 20:00 |  | Physiologic Monitor Modules; Exhaled Carbon Dioxide | 47091 | M3001A | PHILIPS MEDICAL SYSTEMS CARDIAC & MONITORING SYSTEMS DIV | 2500 | Purchased
CHRISTIANA |  | HOSPITAL-CH | 0 | DE13861174 | DE |  |  |  | Physiologic Monitor Modules; Exhaled Carbon Dioxide | 49151 | M3015A | PHILIPS MEDICAL SYSTEMS CARDIAC & MONITORING SYSTEMS DIV | 2500
CHRISTIANA |  | HOSPITAL-CH | 0 | DE13861200 | DE |  | 2012-04-02 20:00 |  | Physiologic Monitor Modules; Exhaled Carbon Dioxide | 49153 | M3015A | PHILIPS MEDICAL SYSTEMS CARDIAC & MONITORING SYSTEMS DIV | 2500 | Purchased
CHRISTIANA |  | HOSPITAL-CH | 0 | DE43511385 | DE |  | 2014-09-29 20:00 |  | Physiologic Monitor Modules; Exhaled Carbon Dioxide | 54698 | M3015A | PHILIPS MEDICAL SYSTEMS CARDIAC & MONITORING SYSTEMS DIV | 2500 | Purchased
CHRISTIANA |  | HOSPITAL-CH | 0 | DE43539246 | DE |  | 2014-11-09 19:00 |  | Physiologic Monitor Modules; Exhaled Carbon Dioxide | 54841 | M3015A | PHILIPS MEDICAL SYSTEMS CARDIAC & MONITORING SYSTEMS DIV | 2500 | Purchased
CHRISTIANA |  | HOSPITAL-CH | 0 | DE907W2714 | DE |  | 2010-08-04 20:00 |  | Physiologic Monitor Modules; Exhaled Carbon Dioxide | 47085 | M3015A | PHILIPS MEDICAL SYSTEMS CARDIAC & MONITORING SYSTEMS DIV | 2500 | Purchased
CHRISTIANA |  | HOSPITAL-CH | 0 | DE43548102 | DE |  |  |  | Physiologic Monitor Modules; Exhaled Carbon Dioxide | 47083 | M3015A | PHILIPS MEDICAL SYSTEMS CARDIAC & MONITORING SYSTEMS DIV | 2500
CHRISTIANA |  | HOSPITAL-CH | 0 | DE43548106 | DE |  | 2010-08-04 20:00 |  | Physiologic Monitor Modules; Exhaled Carbon Dioxide | 47082 | M3015A | PHILIPS MEDICAL SYSTEMS CARDIAC & MONITORING SYSTEMS DIV | 2500 | Purchased
CHRISTIANA |  | CH-SURGI | 0 | FARB00928 | DE |  |  |  | Monitors; Bedside; Respiration; Carbon Dioxide/Oxygen | 27875 | 5250 | GE MEDICAL SYSTEMS | 7805
CHRISTIANA |  | WH SURGI | 0 | FBPC00403 | DE |  |  |  | Monitors; Bedside; Respiration; Carbon Dioxide/Oxygen | 29671 | 5250 | GE MEDICAL SYSTEMS | 8800
CHRISTIANA |  | CH-SURGI | 0 | FARB00627 | DE |  |  |  | Monitors; Bedside; Respiration; Carbon Dioxide/Oxygen | 27874 | 5250 | GE MEDICAL SYSTEMS | 7805
CHRISTIANA |  | HOSPITAL-CH | 0 | FARX01568 | DE |  |  |  | Monitors; Bedside; Respiration; Carbon Dioxide/Oxygen | 21757 | 5250 | GE MEDICAL SYSTEMS | 5962
CHRISTIANA |  | HOSPITAL-CH | 0 | FARA01741 | DE |  |  |  | Monitors; Bedside; Respiration; Carbon Dioxide/Oxygen | 26024 | 5250 | GE MEDICAL SYSTEMS | 7000
CHRISTIANA |  | HOSPITAL-CH | 0 | FARX01597 | DE |  |  |  | Monitors; Bedside; Respiration; Carbon Dioxide/Oxygen | 21766 | 5250 | GE MEDICAL SYSTEMS | 5962
CHRISTIANA |  | WH SURGI | 0 | FBPD00010 | DE |  |  |  | Monitors; Bedside; Respiration; Carbon Dioxide/Oxygen | 29691 | 5250 | GE MEDICAL SYSTEMS | 8800
CHRISTIANA |  | HOSPITAL-WH | 0 | FARA01735 | DE |  |  |  | Monitors; Bedside; Respiration; Carbon Dioxide/Oxygen | 26025 | 5250 | GE MEDICAL SYSTEMS | 7000
CHRISTIANA |  | WH SURGI | 0 | FBPD00011 | DE |  |  |  | Monitors; Bedside; Respiration; Carbon Dioxide/Oxygen | 29694 | 5250 | GE MEDICAL SYSTEMS | 8800
CHRISTIANA |  | HOSPITAL-WH | 0 | FARY00051 | DE |  |  |  | Monitors; Bedside; Respiration; Carbon Dioxide/Oxygen | 22241 | 5250 | GE MEDICAL SYSTEMS | 5962
CHRISTIANA |  | HOSPITAL-CH | 0 | FARX01643 | DE |  |  |  | Monitors; Bedside; Respiration; Carbon Dioxide/Oxygen | 21752 | 5250 | GE MEDICAL SYSTEMS | 5962
CHRISTIANA |  | HOSPITAL-CH | 0 | FARZ01312 | DE |  |  |  | Monitors; Bedside; Respiration; Carbon Dioxide/Oxygen | 24721 | 5250 | GE MEDICAL SYSTEMS | 8765
CHRISTIANA |  | HOSPITAL-CH | 0 | FARX01638 | DE |  |  |  | Monitors; Bedside; Respiration; Carbon Dioxide/Oxygen | 21751 | 5250 | GE MEDICAL SYSTEMS | 5963
CHRISTIANA |  | CH-SURGI | 0 | FARX01581 | DE |  |  |  | Monitors; Bedside; Respiration; Carbon Dioxide/Oxygen | 21754 | 5250 | GE MEDICAL SYSTEMS | 5963
CHRISTIANA |  | HOSPITAL-CH | 0 | FARX01607 | DE |  |  |  | Monitors; Bedside; Respiration; Carbon Dioxide/Oxygen | 21756 | 5250 | GE MEDICAL SYSTEMS | 5962
CHRISTIANA |  | WH SURGI | 0 | FBPD00012 | DE |  |  |  | Monitors; Bedside; Respiration; Carbon Dioxide/Oxygen | 29663 | 5250 | GE MEDICAL SYSTEMS | 7999.99
CHRISTIANA |  | HOSPITAL-CH | 0 | FARX01564 | DE |  |  |  | Monitors; Bedside; Respiration; Carbon Dioxide/Oxygen | 21753 | 5250 | GE MEDICAL SYSTEMS | 5962
CHRISTIANA |  | HOSPITAL-CH | 0 | FARX01596 | DE |  |  |  | Monitors; Bedside; Respiration; Carbon Dioxide/Oxygen | 21755 | 5250 | GE MEDICAL SYSTEMS | 5962
CHRISTIANA |  | HOSPITAL-CH | 0 | FARX01608 | DE |  |  |  | Monitors; Bedside; Respiration; Carbon Dioxide/Oxygen | 21759 | 5250 | GE MEDICAL SYSTEMS | 5962
CHRISTIANA |  | CH-SURGI | 0 | FARX 01624 | DE |  |  |  | Monitors; Bedside; Respiration; Carbon Dioxide/Oxygen | 21761 | 5250 | GE MEDICAL SYSTEMS | 5962
CHRISTIANA |  | HOSPITAL-WH | 0 | FBPE0024 | DE |  |  |  | Monitors; Bedside; Respiration; Carbon Dioxide/Oxygen | 31156 | 5250 | GE MEDICAL SYSTEMS | 7999.99
CHRISTIANA |  | HOSPITAL-CH | 0 | FARX01642 | DE |  |  |  | Monitors; Bedside; Respiration; Carbon Dioxide/Oxygen | 21758 | 5250 | GE MEDICAL SYSTEMS | 5962
CHRISTIANA |  | HOSPITAL-CH | 0 | FARX01635 | DE |  |  |  | Monitors; Bedside; Respiration; Carbon Dioxide/Oxygen | 21760 | 5250 | GE MEDICAL SYSTEMS | 5962
CHRISTIANA |  | HOSPITAL-WH | 0 | FARB00929 | DE |  |  |  | Monitors; Bedside; Respiration; Carbon Dioxide/Oxygen | 27873 | 5250 | GE MEDICAL SYSTEMS | 7805
CHRISTIANA |  | HOSPITAL-WH | 0 | FARX01609 | DE |  |  |  | Monitors; Bedside; Respiration; Carbon Dioxide/Oxygen | 21763 | 5250 | GE MEDICAL SYSTEMS | 5963
CHRISTIANA |  | HOSPITAL-CH | 0 | FARX01570 | DE |  |  |  | Monitors; Bedside; Respiration; Carbon Dioxide/Oxygen | 21765 | 5250 | GE MEDICAL SYSTEMS | 5962
CHRISTIANA |  | HOSPITAL-CH | 0 | FARX01309 | DE |  |  |  | Monitors; Bedside; Respiration; Carbon Dioxide/Oxygen | 21719 | 5250 | GE MEDICAL SYSTEMS | 5962
CHRISTIANA |  | HOSPITAL-CH | 0 | FARX01640 | DE |  |  |  | Monitors; Bedside; Respiration; Carbon Dioxide/Oxygen | 21762 | 5250 | GE MEDICAL SYSTEMS | 9323
CHRISTIANA |  | HOSPITAL-WH | 0 | FARX01641 | DE |  |  |  | Monitors; Bedside; Respiration; Carbon Dioxide/Oxygen | 21764 | 5250 | GE MEDICAL SYSTEMS | 5962
CHRISTIANA |  | HOSPITAL-WH | 0 | FARX01573 | DE |  |  |  | Monitors; Bedside; Respiration; Carbon Dioxide/Oxygen | 21727 | 5250 | GE MEDICAL SYSTEMS | 5962
CHRISTIANA |  | CH-SURGI | 0 | FBPD00085 | DE |  |  |  | Monitors; Bedside; Respiration; Carbon Dioxide/Oxygen | 30340 | 5250 | GE MEDICAL SYSTEMS | 7999.99
CHRISTIANA |  | CH-SURGI | 0 | FARB00924 | DE |  |  |  | Monitors; Bedside; Respiration; Carbon Dioxide/Oxygen | 27876 | 5250 | GE MEDICAL SYSTEMS | 7805
CHRISTIANA |  | CH-SURGI | 0 | FARB00927 | DE |  |  |  | Monitors; Bedside; Respiration; Carbon Dioxide/Oxygen | 27877 | 5250 | GE MEDICAL SYSTEMS | 7805
CHRISTIANA |  | CH-SURGI | 0 | FARB00009 | DE |  |  |  | Monitors; Bedside; Respiration; Carbon Dioxide/Oxygen | 27028 | 5250 | GE MEDICAL SYSTEMS | 7000
CHRISTIANA |  | HOSPITAL-WH | 0 | FARA01099 | DE |  |  |  | Monitors; Bedside; Respiration; Carbon Dioxide/Oxygen | 27029 | 5250 | GE MEDICAL SYSTEMS | 7000
CHRISTIANA |  | CH-SURGI | 0 | FARB00930 | DE |  |  |  | Monitors; Bedside; Respiration; Carbon Dioxide/Oxygen | 27871 | 5250 | GE MEDICAL SYSTEMS | 7805
CHRISTIANA |  | WH SURGI | 0 | FARW00182 | DE |  |  |  | Monitors; Bedside; Respiration; Carbon Dioxide/Oxygen | 34435 | 5250 | GE MEDICAL SYSTEMS | 3170
CHRISTIANA |  | CH-SURGI | 0 | FARA00707 | DE |  |  |  | Monitors; Bedside; Respiration; Carbon Dioxide/Oxygen | 33314 | 5250 | GE MEDICAL SYSTEMS | 3900
CHRISTIANA |  | CH-SURGI | 0 | FARB00926 | DE |  |  |  | Monitors; Bedside; Respiration; Carbon Dioxide/Oxygen | 27878 | 5250 | GE MEDICAL SYSTEMS | 7805
CHRISTIANA |  | WH SURGI | 0 | FBPD00013 | DE |  |  |  | Monitors; Bedside; Respiration; Carbon Dioxide/Oxygen | 29670 | 5250 | GE MEDICAL SYSTEMS | 8800
CHRISTIANA |  | HOSPITAL-WH | 0 | FARX01550 | DE |  |  |  | Monitors; Bedside; Respiration; Carbon Dioxide/Oxygen | 21734 | 5250 | GE MEDICAL SYSTEMS | 5962
CHRISTIANA |  | HOSPITAL-WH | 0 | FARX01569 | DE |  |  |  | Monitors; Bedside; Respiration; Carbon Dioxide/Oxygen | 21736 | 5250 | GE MEDICAL SYSTEMS | 5962
CHRISTIANA |  | HOSPITAL-CH | 0 | FARX01545 | DE |  |  |  | Monitors; Bedside; Respiration; Carbon Dioxide/Oxygen | 21739 | 5250 | GE MEDICAL SYSTEMS | 5962
CHRISTIANA |  | CH-SURGI | 0 | FARB00925 | DE |  |  |  | Monitors; Bedside; Respiration; Carbon Dioxide/Oxygen | 27872 | 5250 | GE MEDICAL SYSTEMS | 7805
CHRISTIANA |  | WH SURGI | 0 | FARW00334 | DE |  |  |  | Monitors; Bedside; Respiration; Carbon Dioxide/Oxygen | 33351 | 5250 | GE MEDICAL SYSTEMS | 3900
CHRISTIANA |  | HOSPITAL-WH | 0 | FARX01563 | DE |  |  |  | Monitors; Bedside; Respiration; Carbon Dioxide/Oxygen | 21735 | 5250 | GE MEDICAL SYSTEMS | 5962
CHRISTIANA |  | HOSPITAL-WH | 0 | FARX01575 | DE |  |  |  | Monitors; Bedside; Respiration; Carbon Dioxide/Oxygen | 21738 | 5250 | GE MEDICAL SYSTEMS | 5962
CHRISTIANA |  | HOSPITAL-CH | 0 | FARX01631 | DE |  |  |  | Monitors; Bedside; Respiration; Carbon Dioxide/Oxygen | 21741 | 5250 | GE MEDICAL SYSTEMS | 5962
CHRISTIANA |  | HOSPITAL-CH | 0 | FARX01639 | DE |  |  |  | Monitors; Bedside; Respiration; Carbon Dioxide/Oxygen | 21743 | 5250 | GE MEDICAL SYSTEMS | 5963
CHRISTIANA |  | HOSPITAL-CH | 0 | FARX01621 | DE |  |  |  | Monitors; Bedside; Respiration; Carbon Dioxide/Oxygen | 21740 | 5250 | GE MEDICAL SYSTEMS | 5962
CHRISTIANA |  | HOSPITAL-CH | 0 | FARX01595 | DE |  |  |  | Monitors; Bedside; Respiration; Carbon Dioxide/Oxygen | 21742 | 5250 | GE MEDICAL SYSTEMS | 5962
CHRISTIANA |  | HOSPITAL-CH | 0 | FARX01610 | DE |  |  |  | Monitors; Bedside; Respiration; Carbon Dioxide/Oxygen | 21746 | 5250 | GE MEDICAL SYSTEMS | 5962
CHRISTIANA |  | HOSPITAL-WH | 0 | FARX01560 | DE |  |  |  | Monitors; Bedside; Respiration; Carbon Dioxide/Oxygen | 21728 | 5250 | GE MEDICAL SYSTEMS | 5962
CHRISTIANA |  | CH-SURGI | 0 | FARX01618 | DE |  |  |  | Monitors; Bedside; Respiration; Carbon Dioxide/Oxygen | 21744 | 5250 | GE MEDICAL SYSTEMS | 5962
CHRISTIANA |  | HOSPITAL-WH | 0 | FARX01544 | DE |  |  |  | Monitors; Bedside; Respiration; Carbon Dioxide/Oxygen | 21729 | 5250 | GE MEDICAL SYSTEMS | 5962
CHRISTIANA |  | HOSPITAL-WH | 0 | FARX01509 | DE |  |  |  | Monitors; Bedside; Respiration; Carbon Dioxide/Oxygen | 21730 | 5250 | GE MEDICAL SYSTEMS | 5962
CHRISTIANA |  | HOSPITAL-WH | 0 | FARX01539 | DE |  |  |  | Monitors; Bedside; Respiration; Carbon Dioxide/Oxygen | 21732 | 5250 | GE MEDICAL SYSTEMS | 5962
CHRISTIANA |  | HOSPITAL-WH | 0 | FARX01500 | DE |  |  |  | Monitors; Bedside; Respiration; Carbon Dioxide/Oxygen | 21731 | 5250 | GE MEDICAL SYSTEMS | 5962
CHRISTIANA |  | HOSPITAL-WH | 0 | FARX01565 | DE |  |  |  | Monitors; Bedside; Respiration; Carbon Dioxide/Oxygen | 21733 | 5250 | GE MEDICAL SYSTEMS | 6102
CHRISTIANA |  | HOSPITAL-CH | 0 | 4119978 | DE |  |  |  | Centrifuges; Floor; Low-Speed; Nonrefrigerated; Blood Bank | 47476 | BIOFUGE PRIMO | SORVALL PRODUCTS LP | 8500
CHRISTIANA |  | HOSPITAL-CH | 0 | 20023686 | DE |  |  |  | Monitors; Physiologic; Vital Signs | 32110 | Vital Signs Monitor 52000 Series 52000 | CARDINAL | 2673.25
CHRISTIANA |  | HOSPITAL-CH | 0 | 20023661 | DE |  | 2002-04-27 20:00 |  | Monitors; Physiologic; Vital Signs | 33238 | Vital Signs Monitor 52000 Series 52000 | CARDINAL | 3077 | Purchased
CHRISTIANA |  | HOSPITAL-CH | 0 | 200306590 | DE |  |  |  | Monitors; Physiologic; Vital Signs | 35039 | Vital Signs Monitor 52000 Series 52000 | CARDINAL | 2571.25
CHRISTIANA |  | HOSPITAL-CH | 0 | 20023660 | DE |  |  |  | Monitors; Physiologic; Vital Signs | 33237 | Vital Signs Monitor 52000 Series 52000 | CARDINAL | 2673.25
CHRISTIANA |  | HOSPITAL-CH | 0 | 20023662 | DE |  | 2002-04-27 20:00 |  | Monitors; Physiologic; Vital Signs | 33239 | Vital Signs Monitor 52000 Series 52000 | CARDINAL | 3077
CHRISTIANA |  | HOSPITAL-CH | 0 | 20023628 | DE |  |  |  | Monitors; Physiologic; Vital Signs | 33250 | Vital Signs Monitor 52000 Series 52000 | CARDINAL | 2673.25
CHRISTIANA |  | HOSPITAL-WH | 0 | 200306016 | DE |  | 2003-09-30 20:00 |  | Monitors; Physiologic; Vital Signs | 34858 | Vital Signs Monitor 52000 Series 52000 | CARDINAL | 2673.25
CHRISTIANA |  | HOSPITAL-WH | 0 | 20020106 | DE |  | 2001-12-09 19:00 |  | Monitors; Physiologic; Vital Signs | 32080 | Vital Signs Monitor 52000 Series 52000 | CARDINAL | 2890
CHRISTIANA |  | HOSPITAL-CH | 0 | 200306296 | DE |  |  |  | Monitors; Physiologic; Vital Signs | 34947 | Vital Signs Monitor 52000 Series 52000 | CARDINAL | 2571.25
CHRISTIANA |  | HOSPITAL-CH | 0 | 20023635 | DE |  |  |  | Monitors; Physiologic; Vital Signs | 33251 | Vital Signs Monitor 52000 Series 52000 | CARDINAL | 2673.25
CHRISTIANA |  | WH SURGI | 0 | 200209660 | DE |  |  |  | Monitors; Physiologic; Vital Signs | 34252 | Vital Signs Monitor 52000 Series 52000 | CARDINAL | 2499.99
CHRISTIANA |  | HOSPITAL-CH | 0 | 200307448 | DE |  | 2003-11-04 19:00 |  | Monitors; Physiologic; Vital Signs | 34954 | Vital Signs Monitor 52000 Series 52000 | CARDINAL | 2673.25
CHRISTIANA |  | HOSPITAL-CH | 0 | 20023658 | DE |  |  |  | Monitors; Physiologic; Vital Signs | 33236 | Vital Signs Monitor 52000 Series 52000 | CARDINAL | 2673.25
CHRISTIANA |  | HOSPITAL-WH | 0 | 200205712 | DE |  | 2002-11-25 19:00 |  | Monitors; Physiologic; Vital Signs | 34288 | Vital Signs Monitor 52000 Series 52000 | CARDINAL | 2167.5 | Purchased
CHRISTIANA |  | HOSPITAL-WH | 0 | 20030924 | DE |  | 2004-01-04 19:00 |  | Monitors; Physiologic; Vital Signs | 35304 | Vital Signs Monitor 52000 Series 52000 | CARDINAL | 2167.5
CHRISTIANA |  | HOSPITAL-CH | 0 | 200305435 | DE |  |  |  | Monitors; Physiologic; Vital Signs | 34966 | Vital Signs Monitor 52000 Series 52000 | CARDINAL | 2571.25
CHRISTIANA |  | HOSPITAL-WH | 0 | 200309018 | DE |  | 2004-01-04 19:00 |  | Monitors; Physiologic; Vital Signs | 35301 | Vital Signs Monitor 52000 Series 52000 | CARDINAL | 2167.5
CHRISTIANA |  | HOSPITAL-WH | 0 | 200212370 | DE |  | 2003-01-27 19:00 |  | Monitors; Physiologic; Vital Signs | 34307 | Vital Signs Monitor 52000 Series 52000 | CARDINAL | 2571.25 | Purchased
CHRISTIANA |  | HOSPITAL-CH | 0 | 200306591 | DE |  |  |  | Monitors; Physiologic; Vital Signs | 35030 | Vital Signs Monitor 52000 Series 52000 | CARDINAL | 2571.25
CHRISTIANA |  | HOSPITAL-CH | 0 | 200306440 | DE |  | 2003-10-06 20:00 |  | Monitors; Physiologic; Vital Signs | 35032 | Vital Signs Monitor 52000 Series 52000 | CARDINAL | 2571.25 | Purchased
CHRISTIANA |  | HOSPITAL-CH | 0 | 20023627 | DE |  |  |  | Monitors; Physiologic; Vital Signs | 33242 | Vital Signs Monitor 52000 Series 52000 | CARDINAL | 2673.25
CHRISTIANA |  | HOSPITAL-CH | 0 | 200306622 | DE |  |  |  | Monitors; Physiologic; Vital Signs | 35035 | Vital Signs Monitor 52000 Series 52000 | CARDINAL | 2571.25
CHRISTIANA |  | HOSPITAL-CH | 0 | 200209600 | DE |  | 2002-11-03 19:00 |  | Monitors; Physiologic; Vital Signs | 34359 | Vital Signs Monitor 52000 Series 52000 | CARDINAL | 3077
CHRISTIANA |  | HCCC | 0 | 20023626 | DE |  |  |  | Monitors; Physiologic; Vital Signs | 33249 | Vital Signs Monitor 52000 Series 52000 | CARDINAL | 2673.25
CHRISTIANA |  | CANCER CENTER | 0 | 20023629 | DE |  | 2002-04-27 20:00 |  | Monitors; Physiologic; Vital Signs | 33243 | Vital Signs Monitor 52000 Series 52000 | CARDINAL | 2673.25 | Purchased
CHRISTIANA |  | HOSPITAL-CH | 0 | 200306138 | DE |  |  |  | Monitors; Physiologic; Vital Signs | 34938 | Vital Signs Monitor 52000 Series 52000 | CARDINAL | 2571.25
CHRISTIANA |  | HOSPITAL-CH | 0 | 200305430 | DE |  | 2003-08-20 20:00 |  | Monitors; Physiologic; Vital Signs | 62468 | Vital Signs Monitor 52000 Series 52000 | CARDINAL | 2571.25 | Purchased
CHRISTIANA |  | HOSPITAL-CH | 0 | 200306077 | DE |  | 2003-09-22 20:00 |  | Monitors; Physiologic; Vital Signs | 34937 | Vital Signs Monitor 52000 Series 52000 | CARDINAL | 2571.25 | Purchased
CHRISTIANA |  | MAP II | 0 | 200306176 | DE |  | 2003-09-27 20:00 |  | Monitors; Physiologic; Vital Signs | 34950 | Vital Signs Monitor 52000 Series 52000 | CARDINAL | 2571.25 | Purchased
CHRISTIANA |  | HOSPITAL-CH | 0 | 200306266 | DE |  | 2003-09-27 20:00 |  | Monitors; Physiologic; Vital Signs | 34949 | Vital Signs Monitor 52000 Series 52000 | CARDINAL | 2571.25
CHRISTIANA |  | HOSPITAL-CH | 0 | 200305434 | DE |  |  |  | Monitors; Physiologic; Vital Signs | 34965 | Vital Signs Monitor 52000 Series 52000 | CARDINAL | 2571.25
CHRISTIANA |  | HOSPITAL-CH | 0 | 20023623 | DE |  | 2002-04-27 20:00 |  | Monitors; Physiologic; Vital Signs | 33241 | Vital Signs Monitor 52000 Series 52000 | CARDINAL | 2673.25
CHRISTIANA |  | HOSPITAL-CH | 0 | 20023631 | DE |  |  |  | Monitors; Physiologic; Vital Signs | 33246 | Vital Signs Monitor 52000 Series 52000 | CARDINAL | 2673.25
CHRISTIANA |  | Smyrna Health & Wellness Center | 0 | 20023624 | DE |  |  |  | Monitors; Physiologic; Vital Signs | 33248 | Vital Signs Monitor 52000 Series 52000 | CARDINAL | 2673.25
CHRISTIANA |  | HOSPITAL-CH | 0 | 20023632 | DE |  | 2002-04-27 20:00 |  | Monitors; Physiologic; Vital Signs | 33240 | Vital Signs Monitor 52000 Series 52000 | CARDINAL | 2673.25 | Purchased
CHRISTIANA |  | HOSPITAL-CH | 0 | 20023625 | DE |  |  |  | Monitors; Physiologic; Vital Signs | 33244 | Vital Signs Monitor 52000 Series 52000 | CARDINAL | 2673.25
CHRISTIANA |  | HOSPITAL-WH | 504 | SS034068 | DE |  |  |  | Scanning Systems; Ultrasonic; Abdominal | 38546 | BladderScan Bladder Volume Instrument BVI 6100 | VERATHON INC | 8995
CHRISTIANA |  | HOSPITAL-WH | 504 | SS027663 | DE |  |  |  | Scanning Systems; Ultrasonic; Abdominal | 42243 | BladderScan Bladder Volume Instrument BVI 6100 | VERATHON INC | 8110.5
CHRISTIANA |  | HOSPITAL-WH | 504 | SS035016 | DE |  |  |  | Scanning Systems; Ultrasonic; Abdominal | 42244 | BladderScan Bladder Volume Instrument BVI 6100 | VERATHON INC | 8110.5
CHRISTIANA |  | HOSPITAL-CH | 0 | ST311347 | DE |  | 2018-10-03 20:00 |  | Scanning Systems; Ultrasonic; Abdominal | 87881 | BladderScan Bladder Volume Instrument BVI 6100 | VERATHON INC | 10000 | Purchased
CHRISTIANA |  | HOSPITAL-WH | 504 | 12431 | DE |  |  |  | Scanning Systems; Ultrasonic; Abdominal | 39709 | BladderScan Bladder Volume Instrument BVI 6100 | VERATHON INC | 8995
CHRISTIANA |  | HOSPITAL-WH | 504 | SS020716 | DE |  |  |  | Scanning Systems; Ultrasonic; Abdominal | 39717 | BladderScan Bladder Volume Instrument BVI 6100 | VERATHON INC | 8995
CHRISTIANA |  | HOSPITAL-CH | 1260 | ST304010 | DE |  | 2007-11-25 19:00 |  | Scanning Systems; Ultrasonic; Abdominal | 40708 | BladderScan Bladder Volume Instrument BVI 6100 | VERATHON INC | 8600
CHRISTIANA |  | HOSPITAL-CH | 504 | ST308746 | DE |  | 2017-08-31 20:00 |  | Scanning Systems; Ultrasonic; Abdominal | 65483 | BladderScan Bladder Volume Instrument BVI 6100 | VERATHON INC | 8110.5
CHRISTIANA |  | HOSPITAL-CH | 504 | ST002218 | DE |  |  |  | Scanning Systems; Ultrasonic; Abdominal | 40707 | BladderScan Bladder Volume Instrument BVI 6100 | VERATHON INC | 8600
CHRISTIANA |  | HOSPITAL-WH | 504 | 9832 | DE |  |  |  | Scanning Systems; Ultrasonic; Abdominal | 38850 | BladderScan Bladder Volume Instrument BVI 6100 | VERATHON INC | 1000
CHRISTIANA |  | HOSPITAL-CH | 504 | SS017954 | DE |  |  |  | Scanning Systems; Ultrasonic; Abdominal | 41756 | BladderScan Bladder Volume Instrument BVI 6100 | VERATHON INC | 8110.5
CHRISTIANA |  | HOSPITAL-CH | 504 | SS030188 | DE |  |  |  | Scanning Systems; Ultrasonic; Abdominal | 40558 | BladderScan Bladder Volume Instrument BVI 6100 | VERATHON INC | 8600
CHRISTIANA |  | HOSPITAL-CH | 1260 | SS027254 | DE |  | 2005-07-26 20:00 |  | Scanning Systems; Ultrasonic; Abdominal | 41753 | BladderScan Bladder Volume Instrument BVI 6100 | VERATHON INC | 8110.5
CHRISTIANA |  | HOSPITAL-CH | 0 | DT310846 | DE |  | 2019-03-29 09:09 |  | Scanning Systems; Ultrasonic; Abdominal | 67026 | BladderScan Bladder Volume Instrument BVI 6100 | VERATHON INC | 10000 | Purchased
CHRISTIANA |  | HOSPITAL-CH | 1260 | ST306066 | DE |  | 2019-03-29 09:09 |  | Scanning Systems; Ultrasonic; Abdominal | 62685 | BladderScan Bladder Volume Instrument BVI 6100 | VERATHON INC | 1000
CHRISTIANA |  | HOSPITAL-CH | 1260 | ST001969 | DE |  | 2007-10-29 20:00 |  | Scanning Systems; Ultrasonic; Abdominal | 53169 | BladderScan Bladder Volume Instrument BVI 6100 | VERATHON INC | 10000 | Purchased
CHRISTIANA |  | HOSPITAL-CH | 504 | ST300157 | DE |  |  |  | Scanning Systems; Ultrasonic; Abdominal | 46186 | BladderScan Bladder Volume Instrument BVI 6100 | VERATHON INC | 9094.95
CHRISTIANA |  | HOSPITAL-WH | 504 | ST001112 | DE |  |  |  | Scanning Systems; Ultrasonic; Abdominal | 38409 | BladderScan Bladder Volume Instrument BVI 6100 | VERATHON INC | 8995
CHRISTIANA |  | HOSPITAL-WH | 504 | 7388 | DE |  |  |  | Scanning Systems; Ultrasonic; Abdominal | 37209 | BladderScan Bladder Volume Instrument BVI 6100 | VERATHON INC | 8110.5
CHRISTIANA |  | HOSPITAL-WH | 504 | 7387 | DE |  |  |  | Scanning Systems; Ultrasonic; Abdominal | 37207 | BladderScan Bladder Volume Instrument BVI 6100 | VERATHON INC | 8110.5
CHRISTIANA |  | HOSPITAL-WH | 504 | 12226 | DE |  |  |  | Scanning Systems; Ultrasonic; Abdominal | 39708 | BladderScan Bladder Volume Instrument BVI 6100 | VERATHON INC | 8995
CHRISTIANA |  | HOSPITAL-WH | 504 | 13621 | DE |  |  |  | Scanning Systems; Ultrasonic; Abdominal | 37210 | BladderScan Bladder Volume Instrument BVI 6100 | VERATHON INC | 8110.5
CHRISTIANA |  | HOSPITAL-WH | 504 | SS016646 | DE |  |  |  | Scanning Systems; Ultrasonic; Abdominal | 39707 | BladderScan Bladder Volume Instrument BVI 6100 | VERATHON INC | 8995
CHRISTIANA |  | HOSPITAL-WH | 504 | ST002556 | DE |  |  |  | Scanning Systems; Ultrasonic; Abdominal | 42639 | BladderScan Bladder Volume Instrument BVI 6100 | VERATHON INC | 8110.5
CHRISTIANA |  | CH-SURGI | 0 | TMM4L 030807 1343 | DE |  | 2012-05-14 20:00 |  | Stretcher/Chairs; Mobile | 48353 | TMM4L | TRANSMOTION MEDICAL INC | 7500 | Purchased
CHRISTIANA |  | CH-SURGI | 0 | TMM4-WLB-1004124963 | DE |  | 2013-02-12 19:00 |  | Stretcher/Chairs; Mobile | 50116 | TMM4L | TRANSMOTION MEDICAL INC | 7500 | Purchased
CHRISTIANA |  | HOSPITAL-CH | 0 | 101444 | DE |  |  |  | Disinfectors; Liquid Germicide; Flexible Endoscope | 40488 | PCI Medical Endo-Flush EFP250 | PCI MEDICAL INC | 1367.1
CHRISTIANA |  | Union Professional Building Elkton | 0 | 2806 | MD |  |  |  | Radiotherapy Systems; Linear Accelerator | 25514 | MXE2 | SIEMENS HEALTH SYSTEMS | 620000
CHRISTIANA |  | HOSPITAL-CH | 0 | 2524 | DE |  |  |  | Radiotherapy Systems; Linear Accelerator | 22451 | MXE2 | SIEMENS HEALTH SYSTEMS | 591800
CHRISTIANA |  | CANCER CENTER | 0 | 70-4159 | DE |  |  |  | Radiotherapy Systems; Linear Accelerator | 37600 | ONCOR EXPRESSION | SIEMENS HEALTH SYSTEMS | 1130966
CHRISTIANA |  | Springside Connor Building | 0 | 14250 | DE |  |  |  | Ultrasound Therapy Systems; Physical Therapy | 37503 | LEGEND COMBO | CHATTANOOGA GROUP DIV ENCORE MEDICAL CORP | 3499.99
CHRISTIANA |  | HOSPITAL-CH | 0 | 4A00144 | DE |  | 2000-08-01 20:00 |  | Stimulators; Electrical; Peripheral Nerve; Block Monitoring | 30458 | Digistim 3 Plus 7200 | NEURO TECHNOLOGY INC | 850
CHRISTIANA |  | HOSPITAL-CH | 0 | HA10017 | DE |  |  |  | Stimulators; Electrical; Peripheral Nerve; Block Monitoring | 31947 | Digistim 3 Plus 7200 | NEURO TECHNOLOGY INC | 850
CHRISTIANA |  | HOSPITAL-CH | 0 | HA100059 | DE |  |  |  | Stimulators; Electrical; Peripheral Nerve; Block Monitoring | 46572 | Digistim 3 Plus 7200 | NEURO TECHNOLOGY INC | 850
CHRISTIANA |  | HOSPITAL-CH | 0 | NONE | DE |  |  |  | Stimulators; Electrical; Peripheral Nerve; Block Monitoring | 46733 | Digistim 3 Plus 7200 | NEURO TECHNOLOGY INC | 850
CHRISTIANA |  | HOSPITAL-CH | 0 | HA100168 | DE |  | 2010-10-14 20:00 |  | Stimulators; Electrical; Peripheral Nerve; Block Monitoring | 47294 | Digistim 3 Plus 7200 | NEURO TECHNOLOGY INC | 850
CHRISTIANA |  | HOSPITAL-CH | 0 | HA080002 | DE |  |  |  | Stimulators; Electrical; Peripheral Nerve; Block Monitoring | 46717 | Digistim 3 Plus 7200 | NEURO TECHNOLOGY INC | 850
CHRISTIANA |  | WH SURGI | 0 | HA90224 | DE |  | 2005-03-02 19:00 |  | Stimulators; Electrical; Peripheral Nerve; Block Monitoring | 36642 | Digistim 3 Plus 7200 | NEURO TECHNOLOGY INC | 850 | Purchased
CHRISTIANA |  | HOSPITAL-CH | 0 | HA100099 | DE |  |  |  | Stimulators; Electrical; Peripheral Nerve; Block Monitoring | 46713 | Digistim 3 Plus 7200 | NEURO TECHNOLOGY INC | 850
CHRISTIANA |  | HOSPITAL-CH | 0 | HA050063 | DE |  |  |  | Stimulators; Electrical; Peripheral Nerve; Block Monitoring | 46718 | Digistim 3 Plus 7200 | NEURO TECHNOLOGY INC | 850
CHRISTIANA |  | HOSPITAL-CH | 0 | 6470159 | DE |  | 2013-04-01 20:00 |  | TEST EQUIPMENT; TEST EQUIPMENT | 49589 | PROVA IS CURRENT PROBE | RTI Electronics Inc | 5000
CHRISTIANA |  | HOSPITAL-CH | 0 | G1000923 | DE |  |  |  |  | 31250 | ALW 32 | NICOLET INSTRUMENT CORP | 3999.99
CHRISTIANA |  | HOSPITAL-CH | 0 | 783 466 | DE |  |  |  | TEST EQUIPMENT; TEST EQUIPMENT | 26171 | ACT 7000 | No Manufacturer Specified | 0
CHRISTIANA |  | HOSPITAL-CH | 0 | 235700B | DE |  |  |  | Compressed Gas Proportioners; Oxygen-Air | 30713 | 2003IB | International Biomedical Inc | 0
CHRISTIANA |  | HOSPITAL-CH | 0 | 20826 | DE |  | 2019-03-29 09:09 |  | TEST EQUIPMENT; TEST EQUIPMENT | 67670 | MIB-2 | HEISE | 5000 | Purchased
CHRISTIANA |  | HOSPITAL-CH | 0 | 51548 | DE |  |  |  | Compressed Gas Proportioners; Oxygen-Air | 19972 | 965 | SIEMENS HEALTH SYSTEMS | 1000
CHRISTIANA |  | HOSPITAL-CH | 0 | 35254 | DE |  |  |  | Compressed Gas Proportioners; Oxygen-Air | 18399 | 965 | SIEMENS HEALTH SYSTEMS | 1000
CHRISTIANA |  | CH-SURGI | 0 | 2013300 | DE |  | 1995-01-03 19:00 |  | Monitors; Video | 22099 | PVM-1943 MD | SONY MEDICAL SYSTEMS | 2000 | Purchased
CHRISTIANA |  | HOSPITAL-CH | 0 | 2001839 | DE |  |  |  | Monitors; Video | 41225 | PVM-1943 MD | SONY MEDICAL SYSTEMS | 2530
CHRISTIANA |  | HOSPITAL-WH | 0 | 2005980 | DE |  | 2008-01-20 19:00 |  | Monitors; Video | 24302 | PVM-1943 MD | SONY MEDICAL SYSTEMS | 1000 | Purchased
CHRISTIANA |  | HOSPITAL-CH | 0 | 2015911 | DE |  |  |  | Monitors; Video | 34555 | PVM-1943 MD | SONY MEDICAL SYSTEMS | 2530
CHRISTIANA |  | HOSPITAL-CH | 0 | 62233 | DE |  |  |  | Analyzers; Laboratory; Immunoassay; Photometric | 20277 | EL311 | BIO-TEK INSTRUMENTS INC | 8000
CHRISTIANA |  | HOSPITAL-CH | 0 | 51388 | DE |  |  |  | Oximeters; Pulse | 20765 | N-30 | NELLCOR PURITAN BENNETT INC | 2500
CHRISTIANA |  | HOSPITAL-WH | 0 | Y50460 | DE |  | 2008-01-20 19:00 |  | Analyzers; Laboratory; Hematology; Cell Counting; Automated | 28471 | STKS | Beckman Coulter Inc | 115000 | Purchased
CHRISTIANA |  | HOSPITAL-WH | 0 | U03037 | DE |  |  |  | Analyzers; Laboratory; Hematology; Cell Counting; Automated | 20171 | STKS | Beckman Coulter Inc | 117090
CHRISTIANA |  | HOSPITAL-CH | 0 | 2001-03-20 | DE |  |  |  | Water Purification Systems; Reverse Osmosis | 31488 | PB-RO-SS-N-PR | BETTER WATER INC | 4700
CHRISTIANA |  | West Grove Medical Office Building | 0 | 11132019 | DE |  |  |  | Monitors; Physiologic; Electrocardiography | 41658 | R-wave Trigger Patient Monitor 101NR | Ivy Biomedical Systems Inc | 11999.99
CHRISTIANA |  | HOSPITAL-CH | 0 | 2790 | DE |  | 2007-04-25 20:00 |  | Oximeters; In Vitro; Point-of-Care | 39604 | AVOXimeter 1000E | WERFEN USA LLC | 350 | Purchased
CHRISTIANA |  | HOSPITAL-CH | 0 | 1609 | DE |  |  |  | Oximeters; In Vitro; Point-of-Care | 28707 | AVOXimeter 1000E | WERFEN USA LLC | 350
CHRISTIANA |  | HOSPITAL-WH | 0 | FAEC3-11944 | DE |  |  |  | Detectors; Fetal Heart; Ultrasonic | 36413 | Sonicaid Doppler FD1 | HUNTLEIGH HEALTHCARE LLC | 1000
CHRISTIANA |  | HOSPITAL-CH | 0 | FAKC4-13423 | DE |  |  |  | Detectors; Fetal Heart; Ultrasonic | 20319 | Sonicaid Doppler FD1 | HUNTLEIGH HEALTHCARE LLC | 1000
CHRISTIANA |  | HOSPITAL-CH | 0 | 2829 | DE |  |  |  | Pumps; Extracorporeal Perfusion | 35251 | Roller Pump 20-320 | MAQUET Medical Systems USA | 24999.99
CHRISTIANA |  | HOSPITAL-CH | 12000 | 2828 | DE |  |  |  | Pumps; Extracorporeal Perfusion | 35253 | Roller Pump 20-320 | MAQUET Medical Systems USA | 24999.99
CHRISTIANA |  | HOSPITAL-CH | 12000 | 2831 | DE |  | 2004-05-27 20:00 |  | Pumps; Extracorporeal Perfusion | 35252 | Roller Pump 20-320 | MAQUET Medical Systems USA | 24999.99
CHRISTIANA |  | HOSPITAL-WH | 0 | 7435 | DE |  | 1988-08-27 20:00 |  | Light Sources; Fiberoptic | 15349 | Quadrilite Light Source 4000 | DESIGNS FOR VISION INC | 2000 | Purchased
CHRISTIANA |  | HOSPITAL-WH | 0 | 4045 | DE |  |  |  | Light Sources; Fiberoptic | 15373 | Quadrilite Light Source 4000 | DESIGNS FOR VISION INC | 2000
CHRISTIANA |  | HOSPITAL-CH | 0 | NONE | DE |  |  |  | Lights; Examination | 33440 | 48210 | CARDINAL | 0
CHRISTIANA |  | MAP II | 0 | 2119 | DE |  |  |  | Sphygmomanometers; Electronic; Automatic | 21287 | 8700 | GE MEDICAL SYSTEMS | 1150
CHRISTIANA |  | HOSPITAL-CH | 0 | H4388 | DE |  |  |  | Sphygmomanometers; Electronic; Automatic | 21042 | 8700 | GE MEDICAL SYSTEMS | 3822
CHRISTIANA |  | WH SURGI | 0 | 8100K1047 | DE |  |  |  | Sphygmomanometers; Electronic; Automatic | 22728 | 8700 | GE MEDICAL SYSTEMS | 2500
CHRISTIANA |  | HOSPITAL-WH | 0 | JA037045 | DE |  |  |  | Sphygmomanometers; Electronic; Automatic | 39008 | 53N00 | CARDINAL | 1300
CHRISTIANA |  | HOSPITAL-CH | 0 | 02TX9Z | DE |  |  |  | Probes; Ultrasonic | 02TX9Z | V6-2 | Philips Healthcare North America | 10000
CHRISTIANA |  | HOSPITAL-CH | 0 | 02WQCX | DE |  | 2017-11-21 19:00 |  | Probes; Ultrasonic | 02WQCX | V6-2 | Philips Healthcare North America | 2500
CHRISTIANA |  | HOSPITAL-CH | 0 | B18KGT | DE |  | 2019-03-29 09:09 |  | Probes; Ultrasonic | B18KGT | V6-2 | Philips Healthcare North America | 10000 | Purchased
CHRISTIANA |  | CONCORD M.O.B. | 0 | B0D3QV | PA |  | 2019-03-29 09:09 |  | Probes; Ultrasonic | B0D3QV | V6-2 | Philips Healthcare North America | 10000
CHRISTIANA |  | HOSPITAL-CH | 0 | 036HF0 | DE |  |  |  | Probes; Ultrasonic | 036HF0 | V6-2 | Philips Healthcare North America | 10000
CHRISTIANA |  | HOSPITAL-CH | 0 | 0307J2 | DE |  | 2018-01-02 19:00 |  | Probes; Ultrasonic | 0307J2 | V6-2 | Philips Healthcare North America | 3950
CHRISTIANA |  | HOSPITAL-WH | 0 | 1500100-3712 | DE |  | 2019-03-29 09:09 |  | Simulators; Respiration; Lung | 61019 | AccuLung Portable Precision Test Lung | FLUKE BIOMEDICAL CORP | 5000 | Purchased
CHRISTIANA |  | HOSPITAL-WH | 0 | 2358 | DE |  | 2017-08-23 20:00 |  | Simulators; Respiration; Lung | 64921 | AccuLung Portable Precision Test Lung | FLUKE BIOMEDICAL CORP | 5000 | Purchased
CHRISTIANA |  | MIDDLETOWN ED | 0 | 03095S208I | DE |  | 2008-09-08 20:00 |  | Scanning Systems; Ultrasonic; Portable | 42135 | Z.ONE | ZONARE Medical Systems Inc | 85038
CHRISTIANA |  | Riverside Medical Arts Complex | 0 | 03568M215H | DE |  | 2015-10-17 20:00 |  | Scanning Systems; Ultrasonic; Portable | 61116 | Z.ONE | ZONARE Medical Systems Inc | 25000 | Purchased
CHRISTIANA |  | CANCER CENTER | 0 | 02036C3071 | DE |  | 2009-10-08 20:00 |  | Scanning Systems; Ultrasonic; Portable | 42595 | Z.ONE | ZONARE Medical Systems Inc | 25000 | Purchased
CHRISTIANA |  | Riverside Medical Arts Complex | 0 | 0619C311L | DE |  | 2012-02-01 19:00 |  | Scanning Systems; Ultrasonic; Portable | 48966 | Z.ONE | ZONARE Medical Systems Inc | 25000 | Purchased
CHRISTIANA |  | HOSPITAL-CH | 0 | 9910/005 | DE |  | 2008-01-20 19:00 |  | TEST EQUIPMENT; TEST EQUIPMENT | 28583 | 523-1-CE | TREK Diagnostic Systems Inc Div Thermo Fisher Scientific Inc | 500 | Purchased
CHRISTIANA |  | HOSPITAL-CH | 0 | CN20LPK | DE |  |  |  | Scales; Infant | 21619 | 8432K | DETECTO SCALE CO DIV CARDINAL SCALE MFG CO | 655.04
CHRISTIANA |  | HOSPITAL-CH | 0 | 16030/01.2007 | DE |  |  |  | Tissue Processors | 39406 | ASP 300 | LEICA MICROSYSTEMS INC | 0
CHRISTIANA |  | HOSPITAL-CH | 0 | 120 | DE |  |  |  | Ultrasound Therapy Systems; Physical Therapy | 120 | A051 SONOTHROMBOLYSIS THERAPHY | CEREVAST THERAPEUTICS | 0
CHRISTIANA |  | HOSPITAL-CH | 0 | ZZ-32046/E | DE |  |  |  | Freezers; Laboratory | 19638 | ULT2186-7AVA | REVCO SCIENTIFIC INC | 3000
CHRISTIANA |  | HOSPITAL-WH | 0 | 74-493 | DE |  |  |  | Radiographic Units; CHEST; MANUAL | 19856 | HFWM | Forsyth X-Ray Corp | 5000
CHRISTIANA |  | HOSPITAL-WH | 0 | 75-46 | DE |  |  |  | Radiographic Units; CHEST; MANUAL | 19821 | HFWM | Forsyth X-Ray Corp | 5000
CHRISTIANA |  | HOSPITAL-CH | 0 | 74-494 | DE |  |  |  | Radiographic Units; CHEST; MANUAL | 18685 | HFWM | Forsyth X-Ray Corp | 5000
CHRISTIANA |  | HOSPITAL-CH | 0 | 3731A63740 | DE |  | 2008-01-20 19:00 |  | Physiologic Monitor Modules; Noninvasive Blood Pressure | 26700 | M1008A | PHILIPS MEDICAL SYSTEMS CARDIAC & MONITORING SYSTEMS DIV | 2500 | Purchased
CHRISTIANA |  | HOSPITAL-CH | 0 | 3731A63741 | DE |  | 2008-01-20 19:00 |  | Physiologic Monitor Modules; Noninvasive Blood Pressure | 26692 | M1008A | PHILIPS MEDICAL SYSTEMS CARDIAC & MONITORING SYSTEMS DIV | 2500 | Purchased
CHRISTIANA |  | HOSPITAL-CH | 0 | 520302 | DE |  |  |  | Disinfectors; Pasteurization | 40664 | 520 Clear | HLD SYSTEMS | 0
CHRISTIANA |  | HOSPITAL-CH | 0 | 4851260/002986 | DE |  |  |  | Radiographic/Fluoroscopic Systems; General-Purpose | 31880 | ALLURA INTEGRIS | PHILIPS MEDICAL SYSTEMS NORTH AMERICA | 752080
CHRISTIANA |  | HOSPITAL-CH | 0 | WE97491 | DE |  | 2004-03-01 19:00 |  | Warming Units; Multipurpose | 35448 | Warming Cabinet 5540 | GETINGE/CASTLE INC | 4999.99 | Purchased
CHRISTIANA |  | HOSPITAL-CH | 0 | WA90859 | DE |  |  |  | Warming Units; Multipurpose | 36447 | Warming Cabinet 5540 | GETINGE/CASTLE INC | 3999.99
CHRISTIANA |  | HOSPITAL-CH | 0 | 505454-543 | DE |  |  |  | Refrigerators; Blood Bank | 39796 | 3626 | FORMA SCIENTIFIC INC | 5000
CHRISTIANA |  | HOSPITAL-CH | 0 | 99687-434 | DE |  |  |  | Refrigerators; Blood Bank | 31964 | 3626 | FORMA SCIENTIFIC INC | 5000
CHRISTIANA |  |  | 0 | 1451 G 01227 | DE |  |  |  | Radiotherapy Simulation Systems | 20954 | MEVASIM S | SIEMENS HEALTH SYSTEMS | 406870
CHRISTIANA |  | HOSPITAL-CH | 0 | B0JF7G | DE |  | 2017-11-07 19:00 |  | Probe; Ultrasonic; Transesophageal Echocardiography | B0JF7G | T6H/21378A | Philips Healthcare North America | 10000
CHRISTIANA |  | HOSPITAL-CH | 0 | 03C765 | DE |  | 2019-03-29 09:09 |  | Probe; Ultrasonic; Transesophageal Echocardiography | 03C765 | T6H/21378A | Philips Healthcare North America | 18000 | Purchased
CHRISTIANA |  | HOSPITAL-CH | 0 | B1MK2K | DE |  | 2019-03-29 09:09 |  | Probe; Ultrasonic; Transesophageal Echocardiography | B1MK2K | T6H/21378A | Philips Healthcare North America | 10000
CHRISTIANA |  | HOSPITAL-CH | 0 | RR 15616 | DE |  | 2019-03-29 09:09 |  | Laryngoscopes | 66459 | C-MAC Video Laryngoscope Monitor 8403 XS | STORZ ENDOSCOPY-AMERICA INC | 6269.79
CHRISTIANA |  | HOSPITAL-WH | 0 | WT1485 | DE |  | 2019-03-29 09:09 |  | Laryngoscopes | 100059 | C-MAC Video Laryngoscope Monitor 8403 XS | STORZ ENDOSCOPY-AMERICA INC | 2500 | Purchased
CHRISTIANA |  | HOSPITAL-WH | 0 | HC642849-P | DE |  | 2014-02-13 19:00 |  | Digitizer/Recorders; Video | 50439 | Image 1 Camera Control Unit 22202020 | KARL STORZ ENDOSCOPY AMERICA; INC. | 15000 | Purchased
CHRISTIANA |  | Glasgow Medical Center | 0 | TCJ25 118200116 | DE |  |  |  | Monitors; Physiologic; Central Station | 62158 | Central Station HTS 820 | Life Systems International | 25000
CHRISTIANA |  | Neuroscience Center | 0 | 4752200 | DE |  |  |  | Positive Airway Pressure Units; Continuous | 42052 | Respironics OmniLab Advanced Titration S 1043343 | RESPIRONICS INC | 1500
CHRISTIANA |  | Neuroscience Center | 0 | 4752186 | DE |  |  |  | Positive Airway Pressure Units; Continuous | 42055 | Respironics OmniLab Advanced Titration S 1043343 | RESPIRONICS INC | 1500
CHRISTIANA |  | Neuroscience Center | 0 | 6022838 | DE |  |  |  | Positive Airway Pressure Units; Continuous | 42048 | Respironics OmniLab Advanced Titration S 1043343 | RESPIRONICS INC | 1500
CHRISTIANA |  | Neuroscience Center | 0 | 4751969 | DE |  |  |  | Positive Airway Pressure Units; Continuous | 42051 | Respironics OmniLab Advanced Titration S 1043343 | RESPIRONICS INC | 1500
CHRISTIANA |  | Neuroscience Center | 0 | 4751970 | DE |  |  |  | Positive Airway Pressure Units; Continuous | 42047 | Respironics OmniLab Advanced Titration S 1043343 | RESPIRONICS INC | 1500
CHRISTIANA |  | Neuroscience Center | 0 | 4752171 | DE |  |  |  | Positive Airway Pressure Units; Continuous | 42050 | Respironics OmniLab Advanced Titration S 1043343 | RESPIRONICS INC | 1500
CHRISTIANA |  | Neuroscience Center | 0 | 4752173 | DE |  |  |  | Positive Airway Pressure Units; Continuous | 42054 | Respironics OmniLab Advanced Titration S 1043343 | RESPIRONICS INC | 1500
CHRISTIANA |  | Neuroscience Center | 0 | 4751958 | DE |  |  |  | Positive Airway Pressure Units; Continuous | 42049 | Respironics OmniLab Advanced Titration S 1043343 | RESPIRONICS INC | 1500
CHRISTIANA |  | Neuroscience Center | 0 | 4751951 | DE |  |  |  | Positive Airway Pressure Units; Continuous | 42056 | Respironics OmniLab Advanced Titration S 1043343 | RESPIRONICS INC | 1500
CHRISTIANA |  | Neuroscience Center | 0 | 4752183 | DE |  |  |  | Positive Airway Pressure Units; Continuous | 42053 | Respironics OmniLab Advanced Titration S 1043343 | RESPIRONICS INC | 1500
CHRISTIANA |  | HOSPITAL-WH | 10268 | 308252 | DE |  | 2011-09-06 20:00 |  | Analyzers; Laboratory; Blood Gas/pH/Electrolyte/Metabolite | 50370 | ABL80 | RADIOMETER AMERICA INC | 20000 | Purchased
CHRISTIANA |  | HOSPITAL-CH | 0 | 2045 | DE |  | 2013-04-01 20:00 |  | Dosimeters; Radiation | 49590 | Radiation Monitor Controller 9010 | Radcal Corp | 9500 | Purchased
CHRISTIANA |  | HOSPITAL-WH | 0 | NONE | DE |  |  |  | OPHTHALMOSCOPE/OTOSCOPES | 50307 | 74910 | CARDINAL | 800
CHRISTIANA |  | HOSPITAL-WH | 0 | NONE | DE |  |  |  | OPHTHALMOSCOPE/OTOSCOPES | 50310 | 74910 | CARDINAL | 800
CHRISTIANA |  | HOSPITAL-WH | 0 | 125 | DE |  |  |  | OPHTHALMOSCOPE/OTOSCOPES | 13534 | 74910 | CARDINAL | 800
CHRISTIANA |  | HOSPITAL-WH | 0 | NONE | DE |  |  |  | OPHTHALMOSCOPE/OTOSCOPES | 50315 | 74910 | CARDINAL | 800
CHRISTIANA |  | HOSPITAL-WH | 0 | 125 | DE |  |  |  | OPHTHALMOSCOPE/OTOSCOPES | 13408 | 74910 | CARDINAL | 800
CHRISTIANA |  | HOSPITAL-WH | 0 | NONE | DE |  | 1988-08-28 20:00 |  | OPHTHALMOSCOPE/OTOSCOPES | 50326 | 74910 | CARDINAL | 800 | Purchased
CHRISTIANA |  | HOSPITAL-WH | 0 | 125 | DE |  |  |  | OPHTHALMOSCOPE/OTOSCOPES | 13586 | 74910 | CARDINAL | 800
CHRISTIANA |  | HOSPITAL-WH | 0 | NONE | DE |  |  |  | OPHTHALMOSCOPE/OTOSCOPES | 50309 | 74910 | CARDINAL | 800
CHRISTIANA |  | HOSPITAL-WH | 0 | 125 | DE |  | 1988-08-27 20:00 |  | OPHTHALMOSCOPE/OTOSCOPES | 13539 | 74910 | CARDINAL | 800 | Purchased
CHRISTIANA |  | HOSPITAL-WH | 0 | NONE | DE |  |  |  | OPHTHALMOSCOPE/OTOSCOPES | 50314 | 74910 | CARDINAL | 800
CHRISTIANA |  | HOSPITAL-WH | 0 | NONE | DE |  |  |  | OPHTHALMOSCOPE/OTOSCOPES | 50325 | 74910 | CARDINAL | 800
CHRISTIANA |  | HOSPITAL-WH | 0 | NONE | DE |  |  |  | OPHTHALMOSCOPE/OTOSCOPES | 50313 | 74910 | CARDINAL | 800
CHRISTIANA |  | HOSPITAL-WH | 0 | 125 | DE |  |  |  | OPHTHALMOSCOPE/OTOSCOPES | 13582 | 74910 | CARDINAL | 800
CHRISTIANA |  | HOSPITAL-WH | 0 | NONE | DE |  |  |  | OPHTHALMOSCOPE/OTOSCOPES | 50328 | 74910 | CARDINAL | 800
CHRISTIANA |  | HOSPITAL-WH | 0 | NONE | DE |  |  |  | OPHTHALMOSCOPE/OTOSCOPES | 50308 | 74910 | CARDINAL | 800
CHRISTIANA |  | HOSPITAL-WH | 0 | NONE | DE |  |  |  | OPHTHALMOSCOPE/OTOSCOPES | 50311 | 74910 | CARDINAL | 800
CHRISTIANA |  | HOSPITAL-WH | 0 | NONE | DE |  |  |  | OPHTHALMOSCOPE/OTOSCOPES | 50312 | 74910 | CARDINAL | 800
CHRISTIANA |  | HOSPITAL-WH | 0 | NONE | DE |  |  |  | OPHTHALMOSCOPE/OTOSCOPES | 50316 | 74910 | CARDINAL | 800
CHRISTIANA |  | HOSPITAL-CH | 0 | NONE | DE |  |  |  | OPHTHALMOSCOPE/OTOSCOPES | 18444 | 74910 | CARDINAL | 490
CHRISTIANA |  | HOSPITAL-WH | 0 | 125 | DE |  |  |  | OPHTHALMOSCOPE/OTOSCOPES | 13588 | 74910 | CARDINAL | 800
CHRISTIANA |  | HOSPITAL-CH | 0 | 2801 | DE |  |  |  | Exercisers; Continuous Passive Motion | 32182 | 8080 | SMITH & NEPHEW REHABILITATION DIV SMITH & NEPHEW PLC | 0
CHRISTIANA |  | HOSPITAL-CH | 0 | 47514 | DE |  |  |  | Electrical Multimeters | 54123 | EX310 Multimeter | EXTECH INSTRUMENTS CORP | 48
CHRISTIANA |  | HOSPITAL-CH | 0 | 58231 | DE |  |  |  | Voltmeters; Electrostatic | 26038 | 260 YELLOW ANALOG | Simpson | 2500
CHRISTIANA |  | HOSPITAL-CH | 0 | NONE | DE |  |  |  | Voltmeters; Electrostatic | 27471 | 260 YELLOW ANALOG | Simpson | 5000
CHRISTIANA |  | HOSPITAL-CH | 0 | 26152 | DE |  | 2013-04-01 20:00 |  | Voltmeters; Electrostatic | 26152 | 260 YELLOW ANALOG | Simpson | 2500 | Purchased
CHRISTIANA |  | HOSPITAL-CH | 0 | 77423024 | DE |  |  |  | TEST EQUIPMENT; TEST EQUIPMENT | 49593 | LS-110 LUMINANCE METER | Minolta | 5000
CHRISTIANA |  | HOSPITAL-CH | 0 | 10310-400/700 | DE |  |  |  | Probes; Temperature | 26159 | 400/700 TEMP PROBE | FOGG SYSTEMS CO. | 250
CHRISTIANA |  | HOSPITAL-WH | 0 | 0505 500455 | DE |  |  |  | POWER SUPPLY; General-NONE N | 37866 | UPS 10KVA 3/3 | GAMATRONIC ELECTRONICS | 0
CHRISTIANA |  | Pike Creek | 0 | US31304986 | DE |  | 2013-03-25 20:00 |  | Electrocardiographs; Multichannel | 51212 | TC50 | PHILIPS MEDICAL SYSTEMS CARDIAC & MONITORING SYSTEMS DIV | 9163.44 | Purchased
CHRISTIANA |  | MAP I | 0 | US31304987 | DE |  | 2013-03-25 20:00 |  | Electrocardiographs; Multichannel | 51213 | TC50 | PHILIPS MEDICAL SYSTEMS CARDIAC & MONITORING SYSTEMS DIV | 9163.44 | Purchased
CHRISTIANA |  | HOSPITAL-CH | 0 | HDHK51672 | DE |  | 2006-08-30 20:00 |  | Incubators; Infant | 38829 | Giraffe Incubator 6651-0006-901 | GE Healthcare USA | 20360 | Purchased
CHRISTIANA |  | HOSPITAL-CH | 0 | HDGK51798 | DE |  | 2006-08-30 20:00 |  | Incubators; Infant | 38830 | Giraffe OmniBed 6650-0003-901 | GE Healthcare USA | 20360 | Purchased
CHRISTIANA |  | HOSPITAL-CH | 0 | 14555 | DE |  | 2019-03-29 09:10 |  | Probes; Ultrasonic | 14555 | USMART - 15L4 - 15L4 | Terason Div Teratech Corp | 10000 | Purchased
CHRISTIANA |  | HOSPITAL-CH | 0 | 5S350C3 | DE |  | 2019-03-29 09:10 |  | Electroencephalographs | 65539 | EEG TOWER | XLTEK A Natus Medical Co | 6999.99 | Purchased
CHRISTIANA |  | HOSPITAL-CH | 0 | 62F90C3 | DE |  | 2019-03-29 09:10 |  | Electroencephalographs | 65540 | EEG TOWER | XLTEK A Natus Medical Co | 6999.99 | Purchased
CHRISTIANA |  | HOSPITAL-CH | 0 | MEM0800901 | DE |  |  |  | Monitors; Physiologic; Intracranial Pressure | 42526 | CAMINO Intracranial Pressure Monitor CAM01 | INTEGRA LIFESCIENCES | 9.99
CHRISTIANA |  | HOSPITAL-CH | 0 | MEM0800401 | DE |  | 2009-03-19 20:00 |  | Monitors; Physiologic; Intracranial Pressure | 42527 | CAMINO Intracranial Pressure Monitor CAM01 | INTEGRA LIFESCIENCES | 9.99
CHRISTIANA |  | HOSPITAL-CH | 0 | MEL0800101 | DE |  |  |  | Monitors; Physiologic; Intracranial Pressure | 42528 | CAMINO Intracranial Pressure Monitor CAM01 | INTEGRA LIFESCIENCES | 9.99
CHRISTIANA |  | HOSPITAL-CH | 0 | MEM0800501 | DE |  | 2009-03-19 20:00 |  | Monitors; Physiologic; Intracranial Pressure | 42522 | CAMINO Intracranial Pressure Monitor CAM01 | INTEGRA LIFESCIENCES | 9.99
CHRISTIANA |  | HOSPITAL-CH | 0 | MEM0800601 | DE |  | 2009-03-19 20:00 |  | Monitors; Physiologic; Intracranial Pressure | 42523 | CAMINO Intracranial Pressure Monitor CAM01 | INTEGRA LIFESCIENCES | 9.99
CHRISTIANA |  | HOSPITAL-CH | 0 | MEM0800201 | DE |  | 2009-03-19 20:00 |  | Monitors; Physiologic; Intracranial Pressure | 42521 | CAMINO Intracranial Pressure Monitor CAM01 | INTEGRA LIFESCIENCES | 9.99
CHRISTIANA |  | HOSPITAL-CH | 0 | MEM0800701 | DE |  | 2009-03-19 20:00 |  | Monitors; Physiologic; Intracranial Pressure | 42524 | CAMINO Intracranial Pressure Monitor CAM01 | INTEGRA LIFESCIENCES | 9.99
CHRISTIANA |  | HOSPITAL-CH | 0 | MEM0800301 | DE |  | 2009-03-19 20:00 |  | Monitors; Physiologic; Intracranial Pressure | 42525 | CAMINO Intracranial Pressure Monitor CAM01 | INTEGRA LIFESCIENCES | 9.99
CHRISTIANA |  | HOSPITAL-CH | 0 | 150331 | DE |  | 2000-10-30 19:00 |  | Cameras; Gamma | 31451 | DSXI | SMV AMERICA | 445700 | Purchased
CHRISTIANA |  | HOSPITAL-CH | 0 | 42107 | DE |  |  |  | Compressed Gas Proportioners; Oxygen-Air | 18838 | 3802A | SIEMENS HEALTH SYSTEMS | 1000
CHRISTIANA |  | CH-SURGI | 0 | 2025051 | DE |  | 1987-12-30 19:00 |  | Monitors; Video | 17659 | PVM-1271 Q | SONY MEDICAL SYSTEMS | 2000 | Purchased
CHRISTIANA |  | New Castle Center | 0 | 100-01558111-C | DE |  |  |  | Oximeters; Pulse | 16229 | N-100C | NELLCOR PURITAN BENNETT INC | 2500
CHRISTIANA |  | HOSPITAL-CH | 0 | 12654 | DE |  |  |  | Analyzers; Laboratory; Microbiology; Susceptibility; Automated | 65656 | cobas Liat PCR System | Roche Molecular Systems Inc | 75000
CHRISTIANA |  | HOSPITAL-CH | 0 | 4 | DE |  | 2013-09-23 20:00 |  | Tables; Operating | 52749 | 1180.16F1 | MAQUET Medical Systems USA | 1700 | Purchased
CHRISTIANA |  | HOSPITAL-CH | 0 | OH3-22834 | DE |  | 2004-12-20 19:00 |  | Microscopes; Light; Operating | 37468 | Neurosurgery Microscope M520 OH3 | LEICA MICROSYSTEMS INC | 192571 | Purchased
CHRISTIANA |  | HOSPITAL-CH | 0 | OH3-22854 | DE |  | 2004-12-20 19:00 |  | Microscopes; Light; Operating | 37470 | Neurosurgery Microscope M520 OH3 | LEICA MICROSYSTEMS INC | 192571 | Purchased
CHRISTIANA |  | HOSPITAL-CH | 0 | OH3-22494 | DE |  | 2004-12-20 19:00 |  | Microscopes; Light; Operating | 37469 | Neurosurgery Microscope M520 OH3 | LEICA MICROSYSTEMS INC | 192571
CHRISTIANA |  | HOSPITAL-WH | 0 | 92A1764 | DE |  |  |  | Warming Units; Blood/Intravenous Solution | 19611 | 3700 | MALLINCKRODT MEDICAL INC DIV MALLINCKRODT GROUP INC | 600
CHRISTIANA |  | HOSPITAL-CH | 0 | 990216 | DE |  |  |  | Warming Units; Blood/Intravenous Solution | 32049 | 21180 | SURGIFLEX MEDICAL PRODUCTS DIV FLEXGROUP INC | 0
CHRISTIANA |  | HOSPITAL-CH | 0 | 10712 | DE |  |  |  | Warming Units; Blood/Intravenous Solution | 22445 | 21180 | SURGIFLEX MEDICAL PRODUCTS DIV FLEXGROUP INC | 2200
CHRISTIANA |  | HOSPITAL-CH | 0 | 1550-3887 | DE |  |  |  | Warming Units; Blood/Intravenous Solution | 31512 | READY BOX | MALLINCKRODT MEDICAL INC DIV MALLINCKRODT GROUP INC | 0
CHRISTIANA |  | HOSPITAL-CH | 0 | 1550-R2546 | DE |  |  |  | Warming Units; Blood/Intravenous Solution | 29491 | READY BOX | MALLINCKRODT MEDICAL INC DIV MALLINCKRODT GROUP INC | 0
CHRISTIANA |  | HOSPITAL-CH | 0 | 1550R2546 | DE |  |  |  | Warming Units; Blood/Intravenous Solution | 29490 | READY BOX | MALLINCKRODT MEDICAL INC DIV MALLINCKRODT GROUP INC | 0
CHRISTIANA |  | HOSPITAL-CH | 0 | 166-4726 | DE |  |  |  | Warming Units; Blood/Intravenous Solution | 32214 | READY BOX | MALLINCKRODT MEDICAL INC DIV MALLINCKRODT GROUP INC | 0
CHRISTIANA |  | HOSPITAL-CH | 0 | CI1003Q053 | DE |  |  |  | Warming Units; Blood/Intravenous Solution | 38500 | READY BOX | MALLINCKRODT MEDICAL INC DIV MALLINCKRODT GROUP INC | 0
CHRISTIANA |  | HOSPITAL-CH | 0 | 1550-R3433 | DE |  |  |  | Warming Units; Blood/Intravenous Solution | 36694 | READY BOX | MALLINCKRODT MEDICAL INC DIV MALLINCKRODT GROUP INC | 0
CHRISTIANA |  | HOSPITAL-CH | 0 | 707931000000 | DE |  | 2004-11-03 19:00 |  | Heating Mantles; Laboratory | 36532 | 11-498-7SH | FISHER SCIENTIFIC | 1500
CHRISTIANA |  | HOSPITAL-CH | 0 | 201654 | DE |  |  |  | Sphygmomanometers; Electronic; Automatic | 25472 | BP412 | QUINTON INSTRUMENTS INC | 2500
CHRISTIANA |  | HOSPITAL-WH | 0 | H7460 | DE |  |  |  | Sphygmomanometers; Electronic; Automatic | 23481 | 9340 | GE MEDICAL SYSTEMS | 3442.5
CHRISTIANA |  | CH-SURGI | 0 | GN4107601 | DE |  |  |  | Ultrasound Surgical Units | 46955 | GEN04 | ETHICON ENDO-SURGERY INC A JOHNSON & JOHNSON CO | 6336
CHRISTIANA |  | HOSPITAL-CH | 0 | GN4107593 | DE |  |  |  | Ultrasound Surgical Units | 46954 | GEN04 | ETHICON ENDO-SURGERY INC A JOHNSON & JOHNSON CO | 6336
CHRISTIANA |  | HOSPITAL-CH | 0 | GN4049136 | DE |  |  |  | Electrosurgical Units | 36695 | GEN04 | ETHICON ENDO-SURGERY INC A JOHNSON & JOHNSON CO | 18950
CHRISTIANA |  | HOSPITAL-CH | 0 | GN4035538 | DE |  |  |  | Ultrasound Surgical Units | 34979 | GEN04 | ETHICON ENDO-SURGERY INC A JOHNSON & JOHNSON CO | 12283.5
CHRISTIANA |  | HOSPITAL-CH | 0 | GN4036561 | DE |  |  |  | Ultrasound Surgical Units | 34977 | GEN04 | ETHICON ENDO-SURGERY INC A JOHNSON & JOHNSON CO | 12283.5
CHRISTIANA |  | HOSPITAL-CH | 0 | GN4067923 | DE |  |  |  | Ultrasound Surgical Units | 39315 | GEN04 | ETHICON ENDO-SURGERY INC A JOHNSON & JOHNSON CO | 0
CHRISTIANA |  | HOSPITAL-CH | 0 | GN4035516 | DE |  |  |  | Ultrasound Surgical Units | 34976 | GEN04 | ETHICON ENDO-SURGERY INC A JOHNSON & JOHNSON CO | 12283.5
CHRISTIANA |  | HOSPITAL-CH | 0 | GN4035729 | DE |  |  |  | Ultrasound Surgical Units | 34978 | GEN04 | ETHICON ENDO-SURGERY INC A JOHNSON & JOHNSON CO | 12283.5
CHRISTIANA |  | HOSPITAL-CH | 0 | 14920 | DE |  |  |  | Hemodialysis Units | 14131 | BMM 10-1N | GAMBRO RENAL PRODUCTS | 18000
CHRISTIANA |  | HOSPITAL-CH | 0 | SA-05329-D6 | DE |  |  |  |  | 39486 | CS-100 DATASCOPE BALLOON PUMP | MAQUET Medical Systems USA | 9.99
CHRISTIANA |  | HOSPITAL-CH | 0 | SA-05362-E6 | DE |  |  |  |  | 38914 | CS-100 DATASCOPE BALLOON PUMP | MAQUET Medical Systems USA | 9.99
CHRISTIANA |  | HOSPITAL-CH | 0 | 212000021 | DE |  |  |  | Plethysmographs | 42156 | 830002-08 | Medical Graphics Corp | 47860
CHRISTIANA |  | HOSPITAL-WH | 0 | 211000097 | DE |  |  |  | Plethysmographs | 36445 | 830002-08 | Medical Graphics Corp | 37877
CHRISTIANA |  | HOSPITAL-CH | 0 | 211000105 | DE |  |  |  | Plethysmographs | 42155 | 830002-08 | Medical Graphics Corp | 47860
CHRISTIANA |  | HOSPITAL-CH | 0 | 1609573 | DE |  | 2018-09-18 20:00 |  | Nebulizers; Ultrasonic | 100707 | Pro-X Controller AG-PX1050 | AEROGEN INC | 1500 | Purchased
CHRISTIANA |  | HOSPITAL-CH | 0 | 2804TFB1201-18 | DE |  | 2009-10-17 20:00 |  | Baths; Tissue Flotation | 41434 | Tissue Floatation Bath | Triangle Biomedical Sciences Inc | 25000 | Purchased
CHRISTIANA |  | HOSPITAL-CH | 0 | 2804TFB1203-18 | DE |  | 2009-10-17 20:00 |  | Baths; Tissue Flotation | 41433 | Tissue Floatation Bath | Triangle Biomedical Sciences Inc | 25000 | Purchased
CHRISTIANA |  | HOSPITAL-CH | 0 | ACWY20199 | DE |  |  |  | Anesthesia Unit Vaporizers | 23170 | TEC 6 | GE MEDICAL SYSTEMS | 2100
CHRISTIANA |  | HOSPITAL-CH | 0 | acww41200 | DE |  |  |  | Anesthesia Unit Vaporizers | 52070 | TEC 6 | GE MEDICAL SYSTEMS | 2100
CHRISTIANA |  | CH-SURGI | 0 | ACWW25084 | DE |  |  |  | Anesthesia Unit Vaporizers | 22086 | TEC 6 | GE MEDICAL SYSTEMS | 2100
CHRISTIANA |  | HOSPITAL-CH | 0 | ACWY20197 | DE |  |  |  | Anesthesia Unit Vaporizers | 23166 | TEC 6 | GE MEDICAL SYSTEMS | 2100
CHRISTIANA |  | HOSPITAL-WH | 0 | ACWW36077 | DE |  |  |  | Anesthesia Unit Vaporizers | 52395 | TEC 6 | GE MEDICAL SYSTEMS | 2100
CHRISTIANA |  | HOSPITAL-CH | 0 | AETP31011 | DE |  | 2016-07-19 20:00 |  | Anesthesia Unit Vaporizers | 62405 | TEC 6 | GE MEDICAL SYSTEMS | 2100
CHRISTIANA |  | HOSPITAL-WH | 0 | ACWX09065 | DE |  |  |  | Anesthesia Unit Vaporizers | 22322 | TEC 6 | GE MEDICAL SYSTEMS | 2100
CHRISTIANA |  | HOSPITAL-WH | 0 | ACWX14001 | DE |  |  |  | Anesthesia Unit Vaporizers | 22324 | TEC 6 | GE MEDICAL SYSTEMS | 2100
CHRISTIANA |  | HOSPITAL-CH | 0 | ACWW51083 | DE |  |  |  | Anesthesia Unit Vaporizers | 25019 | TEC 6 | GE MEDICAL SYSTEMS | 2100
CHRISTIANA |  | HOSPITAL-CH | 0 | AETM17091 | DE |  | 2016-07-19 20:00 |  | Anesthesia Unit Vaporizers | 62406 | TEC 6 | GE MEDICAL SYSTEMS | 2500 | Purchased
CHRISTIANA |  | HOSPITAL-WH | 0 | ACWX12002 | DE |  |  |  | Anesthesia Unit Vaporizers | 22323 | TEC 6 | GE MEDICAL SYSTEMS | 2100
CHRISTIANA |  | HOSPITAL-CH | 0 | ACWX41306 | DE |  |  |  | Anesthesia Unit Vaporizers | 22326 | TEC 6 | GE MEDICAL SYSTEMS | 2100
CHRISTIANA |  | HOSPITAL-CH | 0 | ACWX05004 | DE |  |  |  | Anesthesia Unit Vaporizers | 22681 | TEC 6 | GE MEDICAL SYSTEMS | 2100
CHRISTIANA |  | HOSPITAL-CH | 0 | ACWX14014 | DE |  |  |  | Anesthesia Unit Vaporizers | 22325 | TEC 6 | GE MEDICAL SYSTEMS | 2100
CHRISTIANA |  | HOSPITAL-CH | 0 | ACWX14053 | DE |  |  |  | Anesthesia Unit Vaporizers | 22328 | TEC 6 | GE MEDICAL SYSTEMS | 2100
CHRISTIANA |  | HOSPITAL-CH | 0 | ACWY38047 | DE |  |  |  | Anesthesia Unit Vaporizers | 23539 | TEC 6 | GE MEDICAL SYSTEMS | 2100
CHRISTIANA |  | HOSPITAL-CH | 0 | WD03017 | DE |  | 2012-07-02 20:00 |  | Anesthesia Unit Vaporizers | 52392 | TEC 6 | GE MEDICAL SYSTEMS | 2500 | Purchased
CHRISTIANA |  | HOSPITAL-CH | 0 | ACWY20195 | DE |  |  |  | Anesthesia Unit Vaporizers | 23179 | TEC 6 | GE MEDICAL SYSTEMS | 2100
CHRISTIANA |  | HOSPITAL-CH | 0 | ww50012 | DE |  | 2013-06-22 20:00 |  | Anesthesia Unit Vaporizers | 52090 | TEC 6 | GE MEDICAL SYSTEMS | 2500
CHRISTIANA |  | HOSPITAL-CH | 0 | ACWX05029 | DE |  |  |  | Anesthesia Unit Vaporizers | 22683 | TEC 6 | GE MEDICAL SYSTEMS | 2100
CHRISTIANA |  | HOSPITAL-WH | 0 | ACWB05078 | DE |  | 2013-07-02 20:00 |  | Anesthesia Unit Vaporizers | 52084 | TEC 6 | GE MEDICAL SYSTEMS | 2500 | Purchased
CHRISTIANA |  | HOSPITAL-WH | 0 | ACWW30051 | DE |  |  |  | Anesthesia Unit Vaporizers | 22084 | TEC 6 | GE MEDICAL SYSTEMS | 2100
CHRISTIANA |  | HOSPITAL-WH | 0 | ACWX05037 | DE |  |  |  | Anesthesia Unit Vaporizers | 22317 | TEC 6 | GE MEDICAL SYSTEMS | 2100
CHRISTIANA |  | HOSPITAL-WH | 0 | ACEX02184 | DE |  |  |  | Anesthesia Unit Vaporizers | 22320 | TEC 6 | GE MEDICAL SYSTEMS | 2100
CHRISTIANA |  | HOSPITAL-WH | 0 | ACWX11029 | DE |  |  |  | Anesthesia Unit Vaporizers | 22319 | TEC 6 | GE MEDICAL SYSTEMS | 2100
CHRISTIANA |  | WH SURGI | 0 | AETL17004 | DE |  | 2016-07-19 20:00 |  | Anesthesia Unit Vaporizers | 62672 | TEC 6 | GE MEDICAL SYSTEMS | 2500 | Purchased
CHRISTIANA |  | HOSPITAL-CH | 0 | ACWW50150 | DE |  |  |  | Anesthesia Unit Vaporizers | 25017 | TEC 6 | GE MEDICAL SYSTEMS | 2100
CHRISTIANA |  | HOSPITAL-WH | 0 | ACWZ209111 | DE |  |  |  | Anesthesia Unit Vaporizers | 24272 | TEC 6 | GE MEDICAL SYSTEMS | 2100
CHRISTIANA |  | HOSPITAL-CH | 0 | ACWY41217 | DE |  |  |  | Anesthesia Unit Vaporizers | 23538 | TEC 6 | GE MEDICAL SYSTEMS | 2100
CHRISTIANA |  | WH SURGI | 0 | AETP31009 | DE |  | 2016-07-19 20:00 |  | Anesthesia Unit Vaporizers | 62671 | TEC 6 | GE MEDICAL SYSTEMS | 2500 | Purchased
CHRISTIANA |  | HOSPITAL-CH | 0 | AETP26008 | DE |  | 2016-07-19 20:00 |  | Anesthesia Unit Vaporizers | 62674 | TEC 6 | GE MEDICAL SYSTEMS | 2500
CHRISTIANA |  | WH SURGI | 0 | AETK12080 | DE |  | 2016-07-19 20:00 |  | Anesthesia Unit Vaporizers | 62676 | TEC 6 | GE MEDICAL SYSTEMS | 2500 | Purchased
CHRISTIANA |  | WH SURGI | 0 | AETK19065 | DE |  | 2016-07-19 20:00 |  | Anesthesia Unit Vaporizers | 62673 | TEC 6 | GE MEDICAL SYSTEMS | 2500 | Purchased
CHRISTIANA |  | WH SURGI | 0 | AETP26014 | DE |  | 2016-07-19 20:00 |  | Anesthesia Unit Vaporizers | 62675 | TEC 6 | GE MEDICAL SYSTEMS | 2500 | Purchased
CHRISTIANA |  | HOSPITAL-CH | 0 | ACWX41343 | DE |  |  |  | Anesthesia Unit Vaporizers | 22059 | TEC 6 | GE MEDICAL SYSTEMS | 2100
CHRISTIANA |  | HOSPITAL-WH | 0 | ACWW28096 | DE |  |  |  | Anesthesia Unit Vaporizers | 22088 | TEC 6 | GE MEDICAL SYSTEMS | 2100
CHRISTIANA |  | HOSPITAL-CH | 0 | ACWW38206 | DE |  |  |  | Anesthesia Unit Vaporizers | 25016 | TEC 6 | GE MEDICAL SYSTEMS | 2100
CHRISTIANA |  | CH-SURGI | 0 | AESS18037 | DE |  |  |  | Anesthesia Unit Vaporizers | 62408 | TEC 6 | GE MEDICAL SYSTEMS | 2100
CHRISTIANA |  | HOSPITAL-CH | 0 | AETM16005 | DE |  |  |  | Anesthesia Unit Vaporizers | 62407 | TEC 6 | GE MEDICAL SYSTEMS | 2100
CHRISTIANA |  | HOSPITAL-WH | 0 | ACWY41344 | DE |  |  |  | Anesthesia Unit Vaporizers | 23537 | TEC 6 | GE MEDICAL SYSTEMS | 2100
CHRISTIANA |  | CH-SURGI | 0 | AETM50011 | DE |  | 2016-07-19 20:00 |  | Anesthesia Unit Vaporizers | 62409 | TEC 6 | GE MEDICAL SYSTEMS | 2500
CHRISTIANA |  | HOSPITAL-WH | 0 | ACWW29089 | DE |  |  |  | Anesthesia Unit Vaporizers | 22083 | TEC 6 | GE MEDICAL SYSTEMS | 2100
CHRISTIANA |  | CH-SURGI | 0 | ACWY06121 | DE |  |  |  | Anesthesia Unit Vaporizers | 23060 | TEC 6 | GE MEDICAL SYSTEMS | 2100
CHRISTIANA |  | HOSPITAL-CH | 0 | ACWW50184 | DE |  |  |  | Anesthesia Unit Vaporizers | 21402 | TEC 6 | GE MEDICAL SYSTEMS | 2100
CHRISTIANA |  | HOSPITAL-CH | 0 | ACWY41013 | DE |  | 2013-06-13 20:00 |  | Anesthesia Unit Vaporizers | 52066 | TEC 6 | GE MEDICAL SYSTEMS | 2500
CHRISTIANA |  | HOSPITAL-CH | 0 | AXWX41224 | DE |  |  |  | Anesthesia Unit Vaporizers | 22057 | TEC 6 | GE MEDICAL SYSTEMS | 2100
CHRISTIANA |  | HOSPITAL-CH | 0 | acww25115 | DE |  |  |  | Anesthesia Unit Vaporizers | 52068 | TEC 6 | GE MEDICAL SYSTEMS | 2100
CHRISTIANA |  | HOSPITAL-CH | 0 | wx09025 | DE |  |  |  | Anesthesia Unit Vaporizers | 52063 | TEC 6 | GE MEDICAL SYSTEMS | 2100
CHRISTIANA |  | HOSPITAL-CH | 0 | ACWW31407 | DE |  |  |  | Anesthesia Unit Vaporizers | 22087 | TEC 6 | GE MEDICAL SYSTEMS | 2100
CHRISTIANA |  | HOSPITAL-CH | 0 | ACWW37158 | DE |  |  |  | Anesthesia Unit Vaporizers | 25018 | TEC 6 | GE MEDICAL SYSTEMS | 2100
CHRISTIANA |  | HOSPITAL-CH | 0 | acwz-15063 | DE |  | 2013-06-22 20:00 |  | Anesthesia Unit Vaporizers | 52057 | TEC 6 | GE MEDICAL SYSTEMS | 2500
CHRISTIANA |  | HOSPITAL-WH | 0 | ACWW34015 | DE |  |  |  | Anesthesia Unit Vaporizers | 22090 | TEC 6 | GE MEDICAL SYSTEMS | 2100
CHRISTIANA |  | HOSPITAL-CH | 0 | wa51161 | DE |  |  |  | Anesthesia Unit Vaporizers | 52055 | TEC 6 | GE MEDICAL SYSTEMS | 2100
CHRISTIANA |  | HOSPITAL-CH | 0 | ACWW24020 | DE |  |  |  | Anesthesia Unit Vaporizers | 23313 | TEC 6 | GE MEDICAL SYSTEMS | 2100
CHRISTIANA |  | HOSPITAL-CH | 0 | ACWY46060 | DE |  |  |  | Anesthesia Unit Vaporizers | 23973 | TEC 6 | GE MEDICAL SYSTEMS | 2100
CHRISTIANA |  | HOSPITAL-CH | 0 | ACWX06042 | DE |  |  |  | Anesthesia Unit Vaporizers | 22685 | TEC 6 | GE MEDICAL SYSTEMS | 2100
CHRISTIANA |  | HOSPITAL-WH | 0 | ACWW38219 | DE |  |  |  | Anesthesia Unit Vaporizers | 23316 | TEC 6 | GE MEDICAL SYSTEMS | 2100
CHRISTIANA |  | HOSPITAL-CH | 0 | ACWW35081 | DE |  |  |  | Anesthesia Unit Vaporizers | 23319 | TEC 6 | GE MEDICAL SYSTEMS | 2100
CHRISTIANA |  | HOSPITAL-CH | 0 | ACWY41387 | DE |  |  |  | Anesthesia Unit Vaporizers | 23972 | TEC 6 | GE MEDICAL SYSTEMS | 2100
CHRISTIANA |  | HOSPITAL-CH | 0 | ACWX41309 | DE |  |  |  | Anesthesia Unit Vaporizers | 23317 | TEC 6 | GE MEDICAL SYSTEMS | 2100
CHRISTIANA |  | HOSPITAL-CH | 0 | ACWW43003 | DE |  |  |  | Anesthesia Unit Vaporizers | 23314 | TEC 6 | GE MEDICAL SYSTEMS | 2100
CHRISTIANA |  | HOSPITAL-CH | 0 | 2640 | DE |  |  |  | Patient Transfer Aids | 24225 | MIVISTA | Faaborglifton / Hover Tech | 2000
CHRISTIANA |  | HOSPITAL-CH | 0 | 2708 | DE |  |  |  | Patient Transfer Aids | 24224 | MIVISTA | Faaborglifton / Hover Tech | 2000
CHRISTIANA |  | HOSPITAL-CH | 0 | 2430A032421 | DE |  |  |  | Physiologic Monitor Modules; Noninvasive Blood Pressure | 14912 | 78553A | PHILIPS MEDICAL SYSTEMS CARDIAC & MONITORING SYSTEMS DIV | 1000
CHRISTIANA |  | HOSPITAL-CH | 0 | 2923A07650 | DE |  |  |  | Physiologic Monitor Modules; Noninvasive Blood Pressure | 18000 | 78553A | PHILIPS MEDICAL SYSTEMS CARDIAC & MONITORING SYSTEMS DIV | 470
CHRISTIANA |  | HOSPITAL-CH | 0 | 2430A03438 | DE |  |  |  | Physiologic Monitor Modules; Noninvasive Blood Pressure | 15111 | 78553A | PHILIPS MEDICAL SYSTEMS CARDIAC & MONITORING SYSTEMS DIV | 1000
CHRISTIANA |  | HOSPITAL-CH | 0 | 2534A06299 | DE |  |  |  | Physiologic Monitor Modules; Noninvasive Blood Pressure | 14913 | 78553A | PHILIPS MEDICAL SYSTEMS CARDIAC & MONITORING SYSTEMS DIV | 1000
CHRISTIANA |  | HOSPITAL-WH | 0 | 41980ES4 | DE |  |  |  | Tables; Imaging; Radiographic | 21260 | 45434237 | GE MEDICAL SYSTEMS | 74122
CHRISTIANA |  | HOSPITAL-WH | 0 | 362540304 | DE |  |  |  | Tables; Imaging; Radiographic | 20137 | YSF-200-90 | SHIMADZU PRECISION INSTRUMENT INC | 20000
CHRISTIANA |  | HOSPITAL-CH | 0 | 1013 | DE |  |  |  | Aspirators; Endoscopic Irrigation | 20716 | CD-1000 | CORE DYNAMICS INC | 2990
CHRISTIANA |  | HOSPITAL-CH | 0 | F60052 | DE |  | 2006-08-17 20:00 |  | Warming/Cooling Units; Patient; Circulating-Liquid | 39170 | Gaymar Medi-Therm III Hyper/Hypothermia MTA-6900 | GAYMAR INDUSTRIES INC | 4100
CHRISTIANA |  | HOSPITAL-CH | 0 | F60054 | DE |  | 2006-08-17 20:00 |  | Warming/Cooling Units; Patient; Circulating-Liquid | 39175 | Gaymar Medi-Therm III Hyper/Hypothermia MTA-6900 | GAYMAR INDUSTRIES INC | 4100
CHRISTIANA |  | HOSPITAL-CH | 0 | F10056 | DE |  | 2001-06-26 20:00 |  | Warming/Cooling Units; Patient; Circulating-Liquid | 31727 | Gaymar Medi-Therm III Hyper/Hypothermia MTA-6900 | GAYMAR INDUSTRIES INC | 3550 | Purchased
CHRISTIANA |  | HOSPITAL-CH | 0 | G10012 | DE |  | 2001-06-26 20:00 |  | Warming/Cooling Units; Patient; Circulating-Liquid | 31730 | Gaymar Medi-Therm III Hyper/Hypothermia MTA-6900 | GAYMAR INDUSTRIES INC | 3550 | Purchased
CHRISTIANA |  | HOSPITAL-WH | 0 | G10008 | DE |  | 2001-06-26 20:00 |  | Warming/Cooling Units; Patient; Circulating-Liquid | 31729 | Gaymar Medi-Therm III Hyper/Hypothermia MTA-6900 | GAYMAR INDUSTRIES INC | 3550
CHRISTIANA |  | HOSPITAL-WH | 0 | G10011 | DE |  |  |  | Warming/Cooling Units; Patient; Circulating-Liquid | 31626 | Gaymar Medi-Therm III Hyper/Hypothermia MTA-6900 | GAYMAR INDUSTRIES INC | 3550
CHRISTIANA |  | HOSPITAL-CH | 0 | F1002 | DE |  | 2001-06-26 20:00 |  | Warming/Cooling Units; Patient; Circulating-Liquid | 31627 | Gaymar Medi-Therm III Hyper/Hypothermia MTA-6900 | GAYMAR INDUSTRIES INC | 3550
CHRISTIANA |  | HOSPITAL-CH | 0 | G10015 | DE |  | 2001-06-26 20:00 |  | Warming/Cooling Units; Patient; Circulating-Liquid | 31629 | Gaymar Medi-Therm III Hyper/Hypothermia MTA-6900 | GAYMAR INDUSTRIES INC | 3550 | Purchased
CHRISTIANA |  | HOSPITAL-WH | 0 | G10002 | DE |  |  |  | Warming/Cooling Units; Patient; Circulating-Liquid | 31428 | Gaymar Medi-Therm III Hyper/Hypothermia MTA-6900 | GAYMAR INDUSTRIES INC | 3550
CHRISTIANA |  |  | 0 | F10075 | DE |  |  |  | Warming/Cooling Units; Patient; Circulating-Liquid | 31430 | Gaymar Medi-Therm III Hyper/Hypothermia MTA-6900 | GAYMAR INDUSTRIES INC | 3550
CHRISTIANA |  | HOSPITAL-CH | 0 | F10080 | DE |  | 2001-06-26 20:00 |  | Warming/Cooling Units; Patient; Circulating-Liquid | 31429 | Gaymar Medi-Therm III Hyper/Hypothermia MTA-6900 | GAYMAR INDUSTRIES INC | 3550
CHRISTIANA |  | HOSPITAL-CH | 0 | G10007 | DE |  | 2001-06-26 20:00 |  | Warming/Cooling Units; Patient; Circulating-Liquid | 31622 | Gaymar Medi-Therm III Hyper/Hypothermia MTA-6900 | GAYMAR INDUSTRIES INC | 3550 | Purchased
CHRISTIANA |  | HOSPITAL-CH | 0 | G10001 | DE |  |  |  | Warming/Cooling Units; Patient; Circulating-Liquid | 31610 | Gaymar Medi-Therm III Hyper/Hypothermia MTA-6900 | GAYMAR INDUSTRIES INC | 3550
CHRISTIANA |  | HOSPITAL-WH | 0 | F10088 | DE |  | 2001-06-26 20:00 |  | Warming/Cooling Units; Patient; Circulating-Liquid | 31427 | Gaymar Medi-Therm III Hyper/Hypothermia MTA-6900 | GAYMAR INDUSTRIES INC | 3550
CHRISTIANA |  | HOSPITAL-CH | 0 | F10068 | DE |  | 2001-06-26 20:00 |  | Warming/Cooling Units; Patient; Circulating-Liquid | 31726 | Gaymar Medi-Therm III Hyper/Hypothermia MTA-6900 | GAYMAR INDUSTRIES INC | 3550
CHRISTIANA |  | HOSPITAL-WH | 0 | G10013 | DE |  | 2001-06-26 20:00 |  | Warming/Cooling Units; Patient; Circulating-Liquid | 31728 | Gaymar Medi-Therm III Hyper/Hypothermia MTA-6900 | GAYMAR INDUSTRIES INC | 3550 | Purchased
CHRISTIANA |  | HOSPITAL-CH | 0 | L00025 | DE |  | 2002-12-29 19:00 |  | Warming/Cooling Units; Patient; Circulating-Liquid | 34389 | Gaymar Medi-Therm III Hyper/Hypothermia MTA-6900 | GAYMAR INDUSTRIES INC | 3550 | Purchased
CHRISTIANA |  | HOSPITAL-CH | 0 | 95403 | DE |  | 2003-10-29 19:00 |  | Light Sources; Endoscope; Fiberoptic Cable | 35063 | Luxtec Xenon Light Source 9300XSP | Integra-LUXTEC | 6000 | Purchased
CHRISTIANA |  | HOSPITAL-CH | 0 | 15E00MLX4996 | DE |  | 2015-08-25 20:00 |  | Light Sources; Endoscope; Fiberoptic Cable | 57964 | Luxtec Xenon Light Source 9300XSP | Integra-LUXTEC | 5784.09 | Purchased
CHRISTIANA |  | HOSPITAL-WH | 0 | 13e91067 | DE |  | 2014-02-08 19:00 |  | Chairs; Examination/Treatment; Dentistry | 45872 | Decade Dental Chair 1040 | A-DEC INC | 9500
CHRISTIANA |  | HOSPITAL-WH | 0 | 13E91068 | DE |  | 2014-02-08 19:00 |  | Chairs; Examination/Treatment; Dentistry | 45871 | Decade Dental Chair 1040 | A-DEC INC | 9500
CHRISTIANA |  | HOSPITAL-WH | 0 | A501438 | DE |  | 2005-03-14 19:00 |  | Chairs; Examination/Treatment; Dentistry | 36637 | Decade Dental Chair 1040 | A-DEC INC | 9500
CHRISTIANA |  | HOSPITAL-CH | 0 | 6701-9B-513 | DE |  | 2012-10-04 20:00 |  | Tables; Operating | 48370 | Hercules Surgical Table 6700B | Skytron Div The KMW Group | 35000 | Purchased
CHRISTIANA |  | HOSPITAL-CH | 0 | 6700B-5C-032 | DE |  | 2005-06-14 20:00 |  | Tables; Operating | 37477 | Hercules Surgical Table 6700B | Skytron Div The KMW Group | 38000
CHRISTIANA |  | HOSPITAL-CH | 0 | F9BA59932 | DE |  | 2013-07-23 20:00 |  | Exercisers; Aerobic; Treadmill | 52634 | Activate Series Treadmill - Activate | Life Fitness | 7500 | Purchased
CHRISTIANA |  | HOSPITAL-CH | 0 | 34966 | DE |  | 2002-05-29 20:00 |  | Workstations; Digital Radiography | 42943 | 10140720 | SIEMENS HEALTH SYSTEMS | 19999.99 | Purchased
CHRISTIANA | 2008-02-06 | HOSPITAL-CH | 0 | 8393 | DE |  |  | 2023-07-31 | Workstations; Digital Radiography | 39572 | 10140720 | SIEMENS HEALTH SYSTEMS | 19999.99
CHRISTIANA |  | HOSPITAL-CH | 30553.98 | 152182 | DE |  | 2012-07-29 20:00 |  | Analyzers; Laboratory; Blood; Glycated Hemoglobin | 47134 | BN II System | SIEMENS HEALTH SYSTEMS | 75000 | Purchased
CHRISTIANA |  | CANCER CENTER | 0 | 40383 | DE |  | 2010-05-19 20:00 |  | Power Supplies; Regulated; Electrophoresis | 46662 | Power Supply 3000/300 | BIO-RAD DIAGNOSTICA | 1500
CHRISTIANA |  | CANCER CENTER | 0 | 91856 | DE |  | 2010-07-12 20:00 |  | Power Supplies; Regulated; Electrophoresis | 46661 | Power Supply 3000/300 | BIO-RAD DIAGNOSTICA | 1500
CHRISTIANA |  | HOSPITAL-CH | 0 | PPM-20044 | DE |  |  |  | Circulatory Assist Units; Cardiac | 57087PAT | Thoratec Heartmate System Monitor 1286 | THORATEC | 50000
CHRISTIANA |  | HOSPITAL-CH | 0 | 4311 | DE |  |  |  | Circulatory Assist Units; Cardiac | 47954 | Thoratec Heartmate System Monitor 1286 | THORATEC | 50000
CHRISTIANA |  | HOSPITAL-CH | 0 | 4190 | DE |  |  |  | Circulatory Assist Units; Cardiac | 47955 | Thoratec Heartmate System Monitor 1286 | THORATEC | 50000
CHRISTIANA |  | HOSPITAL-CH | 0 | 693 | DE |  | 2004-04-12 20:00 |  | Heating Mantles; Laboratory | 35457 | Techne Dri-Block Block Heater DB-1 | TECHNE CORP | 1500 | Purchased
CHRISTIANA |  | HOSPITAL-CH | 0 | B7140 | DE |  | 2011-11-29 19:00 |  | Pumps; Laboratory; Vacuum | 48639 | Pneumatic Unit PU-13 | SYSMEX CORP OF AMERICA | 2500
CHRISTIANA |  | HCCC | 0 | U43274 | DE |  |  |  | Exercisers; Aerobic; Climbing; Stair/Stepper; Powered | 18182 | Stepper 4000 PT | STAIRMASTER SPORTS/MEDICAL PRODUCTS LP | 2410
CHRISTIANA |  | PMRI | 0 | 100071000000 | DE |  |  |  | Exercisers; Aerobic; Climbing; Stair/Stepper; Powered | 26337 | Stepper 4000 PT | STAIRMASTER SPORTS/MEDICAL PRODUCTS LP | 2195
CHRISTIANA |  | CH-SURGI | 0 | 7705 | DE |  |  |  | Drills; Middle Ear Surgery | 31791 | XPS-2000 | MEDTRONIC XOMED SURGICAL PRODUCTS INC DIV MEDTRONIC INC | 12000
CHRISTIANA |  | HOSPITAL-WH | 0 | 8416 | DE |  |  |  | Drills; Middle Ear Surgery | 32154 | XPS-2000 | MEDTRONIC XOMED SURGICAL PRODUCTS INC DIV MEDTRONIC INC | 11871
CHRISTIANA |  | HOSPITAL-WH | 0 | 5062 | DE |  | 2012-06-20 20:00 |  | TEST EQUIPMENT; TEST EQUIPMENT | 26036 | QED II S | BIO-TEK INSTRUMENTS INC | 2500
CHRISTIANA |  | WH SURGI | 0 | 23362 | DE |  |  |  | GENERATOR; STEAM-None | 40111 | 30 KW 480V | STERIS Corp | 15000
CHRISTIANA |  | WH SURGI | 0 | 23375 | DE |  |  |  | GENERATOR; STEAM-None | 40112 | 30 KW 480V | STERIS Corp | 15000
CHRISTIANA |  | WH SURGI | 0 | 23228 | DE |  |  |  | GENERATOR; STEAM-None | 40110 | 30 KW 480V | STERIS Corp | 15000
CHRISTIANA |  | WH SURGI | 0 | 43882 | DE |  |  |  | GENERATOR; STEAM-None | 49786 | 30 KW 480V | STERIS Corp | 15000
CHRISTIANA |  | WH SURGI | 0 | 42615 | DE |  | 2012-01-16 19:00 |  | GENERATOR; STEAM-None | 48415 | 30 KW 480V | STERIS Corp | 15000 | Purchased
CHRISTIANA |  | WH SURGI | 0 | 2320-08-10 | DE |  |  |  | GENERATOR; STEAM-None | 46853 | 30 KW 480V | STERIS Corp | 15000
CHRISTIANA |  | HOSPITAL-CH | 0 | A69394 | DE |  |  |  | Pumps; Circulating-Liquid; Localized Heating | T-49 | TP-400 | GAYMAR INDUSTRIES INC | 800
CHRISTIANA |  |  | 0 | G89F91 | DE |  |  |  | Pumps; Circulating-Liquid; Localized Heating | KR-6 | TP-400 | GAYMAR INDUSTRIES INC | 800
CHRISTIANA |  | HOSPITAL-CH | 0 | A1I39288 | DE |  |  |  | Pumps; Circulating-Liquid; Localized Heating | KR-5 | TP-400 | GAYMAR INDUSTRIES INC | 800
CHRISTIANA |  | HCCC | 125 | 133-R | DE |  | 2001-11-12 19:00 |  | Ophthalmometers | 32008 | 070-0227-501E | ALCON SURGICAL INC | 700 | Purchased
CHRISTIANA |  | HOSPITAL-CH | 0 | 2002005 | DE |  |  |  | Monitors; Video | 26289 | PVM-1953ST | SONY MEDICAL SYSTEMS | 1000
CHRISTIANA |  | HOSPITAL-CH | 0 | 2002255 | DE |  |  |  | Monitors; Video | 26287 | PVM-1953ST | SONY MEDICAL SYSTEMS | 1000
CHRISTIANA |  | HOSPITAL-WH | 0 | 2001925 | DE |  |  |  | Monitors; Video | 26707 | PVM-1953ST | SONY MEDICAL SYSTEMS | 1000
CHRISTIANA |  | HOSPITAL-CH | 0 | NONE | DE |  | 1988-08-27 20:00 |  | Oximeters; Pulse | 11772 | N-10 | NELLCOR PURITAN BENNETT INC | 2500 | Purchased
CHRISTIANA |  | HOSPITAL-CH | 0 | 10-02318121B | DE |  | 1988-06-29 20:00 |  | Oximeters; Pulse | 16028 | N-10 | NELLCOR PURITAN BENNETT INC | 1750 | Purchased
CHRISTIANA |  | HOSPITAL-CH | 0 | 10-02018121B | DE |  | 1988-06-29 20:00 |  | Oximeters; Pulse | 16029 | N-10 | NELLCOR PURITAN BENNETT INC | 1750 | Purchased
CHRISTIANA |  | HOSPITAL-WH | 0 | NONE | DE |  | 1991-12-21 19:00 |  | Oximeters; Pulse | 19185 | N-10 | NELLCOR PURITAN BENNETT INC | 1502 | Purchased
CHRISTIANA |  | HOSPITAL-CH | 0 | NONE | DE |  | 2008-01-20 19:00 |  | Oximeters; Pulse | 17995 | N-10 | NELLCOR PURITAN BENNETT INC | 1200 | Purchased
CHRISTIANA |  | HOSPITAL-CH | 0 | NONE | DE |  | 2008-01-20 19:00 |  | Oximeters; Pulse | 17997 | N-10 | NELLCOR PURITAN BENNETT INC | 1200 | Purchased
CHRISTIANA |  | HOSPITAL-CH | 0 | 20006793 | DE |  | 1992-01-07 19:00 |  | Oximeters; Pulse | 19363 | N-10 | NELLCOR PURITAN BENNETT INC | 1290 | Purchased
CHRISTIANA |  | HOSPITAL-CH | 0 | NONE | DE |  | 2008-01-20 19:00 |  | Oximeters; Pulse | 17996 | N-10 | NELLCOR PURITAN BENNETT INC | 1200 | Purchased
CHRISTIANA |  | HOSPITAL-WH | 0 | NONE | DE |  | 2008-01-21 19:00 |  | Oximeters; Pulse | 15485 | N-10 | NELLCOR PURITAN BENNETT INC | 2500 | Purchased
CHRISTIANA |  | HOSPITAL-CH | 0 | 10-02278121B | DE |  | 1988-06-29 20:00 |  | Oximeters; Pulse | 16025 | N-10 | NELLCOR PURITAN BENNETT INC | 1750 | Purchased
CHRISTIANA |  | HOSPITAL-CH | 0 | 20032647 | DE |  | 1992-01-07 19:00 |  | Oximeters; Pulse | 19365 | N-10 | NELLCOR PURITAN BENNETT INC | 1290 | Purchased
CHRISTIANA |  | HOSPITAL-CH | 0 | 10-01588121B | DE |  | 1988-06-29 20:00 |  | Oximeters; Pulse | 16023 | N-10 | NELLCOR PURITAN BENNETT INC | 1750 | Purchased
CHRISTIANA |  | HOSPITAL-CH | 0 | 10-01448121B | DE |  | 1988-06-29 20:00 |  | Oximeters; Pulse | 16027 | N-10 | NELLCOR PURITAN BENNETT INC | 1750 | Purchased
CHRISTIANA |  | HOSPITAL-CH | 0 | 20032659 | DE |  | 1992-01-07 19:00 |  | Oximeters; Pulse | 19364 | N-10 | NELLCOR PURITAN BENNETT INC | 1290 | Purchased
CHRISTIANA |  | HOSPITAL-WH | 0 | NONE | DE |  | 1994-04-18 20:00 |  | Oximeters; Pulse | 20820 | N-10 | NELLCOR PURITAN BENNETT INC | 2500 | Purchased
CHRISTIANA |  | HOSPITAL-CH | 0 | NONE | DE |  | 1988-08-27 20:00 |  | Oximeters; Pulse | 12610 | N-10 | NELLCOR PURITAN BENNETT INC | 2500 | Purchased
CHRISTIANA |  | HOSPITAL-CH | 0 | NONE | DE |  | 1988-08-27 20:00 |  | Oximeters; Pulse | 12637 | N-10 | NELLCOR PURITAN BENNETT INC | 2500 | Purchased
CHRISTIANA |  | HOSPITAL-CH | 0 | NONE | DE |  | 2008-01-20 19:00 |  | Oximeters; Pulse | 18498 | N-10 | NELLCOR PURITAN BENNETT INC | 1250 | Purchased
CHRISTIANA |  | HOSPITAL-CH | 0 | NONE | DE |  | 2008-01-20 19:00 |  | Oximeters; Pulse | 18499 | N-10 | NELLCOR PURITAN BENNETT INC | 1250 | Purchased
CHRISTIANA |  | HOSPITAL-CH | 0 | NONE | DE |  | 1988-08-27 20:00 |  | Oximeters; Pulse | 14973 | N-10 | NELLCOR PURITAN BENNETT INC | 2500 | Purchased
CHRISTIANA |  | HOSPITAL-CH | 0 | NONE | DE |  | 1988-10-25 20:00 |  | Oximeters; Pulse | 16434 | N-10 | NELLCOR PURITAN BENNETT INC | 1750 | Purchased
CHRISTIANA |  | HOSPITAL-CH | 0 | NONE | DE |  | 1988-10-25 20:00 |  | Oximeters; Pulse | 16436 | N-10 | NELLCOR PURITAN BENNETT INC | 1750 | Purchased
CHRISTIANA |  | HOSPITAL-CH | 0 | NONE | DE |  | 1988-10-25 20:00 |  | Oximeters; Pulse | 16433 | N-10 | NELLCOR PURITAN BENNETT INC | 1750 | Purchased
CHRISTIANA |  | HOSPITAL-CH | 0 | NONE | DE |  | 1988-10-25 20:00 |  | Oximeters; Pulse | 16435 | N-10 | NELLCOR PURITAN BENNETT INC | 1750 | Purchased
CHRISTIANA |  | HOSPITAL-CH | 0 | 0-500609-B | DE |  | 1988-08-27 20:00 |  | Oximeters; Pulse | 14590 | N-10 | NELLCOR PURITAN BENNETT INC | 2500 | Purchased
CHRISTIANA |  | HOSPITAL-WH | 0 | NONE | DE |  | 1988-10-23 20:00 |  | Oximeters; Pulse | 12311 | N-10 | NELLCOR PURITAN BENNETT INC | 2500 | Purchased
CHRISTIANA |  | HOSPITAL-WH | 0 | NONE | DE |  |  |  | Oximeters; Pulse | 12315 | N-10 | NELLCOR PURITAN BENNETT INC | 1750
CHRISTIANA |  | HOSPITAL-CH | 0 | NONE | DE |  | 1991-08-17 20:00 |  | Oximeters; Pulse | 19140 | N-10 | NELLCOR PURITAN BENNETT INC | 1302 | Purchased
CHRISTIANA |  | HOSPITAL-CH | 0 | NONE | DE |  | 1988-09-28 20:00 |  | Oximeters; Pulse | 16316 | N-10 | NELLCOR PURITAN BENNETT INC | 2500 | Purchased
CHRISTIANA |  | HOSPITAL-CH | 0 | NONE | DE |  | 1988-08-27 20:00 |  | Oximeters; Pulse | 10038 | N-10 | NELLCOR PURITAN BENNETT INC | 2500 | Purchased
CHRISTIANA |  | HOSPITAL-WH | 0 | NONE | DE |  | 1991-06-16 20:00 |  | Oximeters; Pulse | 19057 | N-10 | NELLCOR PURITAN BENNETT INC | 1750 | Purchased
CHRISTIANA |  | HOSPITAL-CH | 0 | NONE | DE |  | 2008-01-20 19:00 |  | Oximeters; Pulse | 18449 | N-10 | NELLCOR PURITAN BENNETT INC | 2500 | Purchased
CHRISTIANA |  | MAP II Condo | 0 | 372788 | DE |  | 2013-08-24 20:00 |  | Compressors; Medical-Air | 45540 | SportNeb 3050 | MEDICAL INDUSTRIES AMER. | 10000 | Purchased
CHRISTIANA |  | HOSPITAL-CH | 0 | NONE | DE |  | 2019-03-29 09:10 |  | Warming Units; Infant Nutritionals | 53397 | Waterless Milk Warmer 87115 | MEDELA INC | 7500
CHRISTIANA |  | HOSPITAL-CH | 0 | 1435307 | DE |  | 2016-06-26 20:00 |  | Warming Units; Infant Nutritionals | 62297 | Waterless Milk Warmer 87115 | MEDELA INC | 7500 | Purchased
CHRISTIANA |  | HOSPITAL-CH | 0 | 1427163 | DE |  | 2014-05-13 20:00 |  | Warming Units; Infant Nutritionals | 54073 | Waterless Milk Warmer 87115 | MEDELA INC | 7500 | Purchased
CHRISTIANA |  | HCCC | 0 | 4020054175 | DE |  |  |  | Scales; Patient; Floor | 40436 | Health O Meter Physician Beam Scale 402KL | HEALTH O METER INC DIV SUNBEAM CORP | 1000
CHRISTIANA |  | HOSPITAL-CH | 0 | 402b005820 | DE |  | 2012-01-22 19:00 |  | Scales; Patient; Floor | 48287 | Health O Meter Physician Beam Scale 402KL | HEALTH O METER INC DIV SUNBEAM CORP | 1500 | Purchased
CHRISTIANA |  | HOSPITAL-CH | 0 | 4020052898 | DE |  | 2011-11-01 20:00 |  | Scales; Patient; Floor | 48258 | Health O Meter Physician Beam Scale 402KL | HEALTH O METER INC DIV SUNBEAM CORP | 1500
CHRISTIANA |  | HOSPITAL-CH | 0 | 271418 | DE |  | 2012-01-22 19:00 |  | Scales; Patient; Floor | 48285 | Health O Meter Physician Beam Scale 402KL | HEALTH O METER INC DIV SUNBEAM CORP | 1500 | Purchased
CHRISTIANA |  | HOSPITAL-CH | 0 | 409776 | DE |  | 2014-01-19 19:00 |  | Scales; Patient; Floor | 45572 | Health O Meter Physician Beam Scale 402KL | HEALTH O METER INC DIV SUNBEAM CORP | 1500 | Purchased
CHRISTIANA |  | HOSPITAL-WH | 0 | 4020046356 | DE |  |  |  | Scales; Patient; Floor | 40434 | Health O Meter Physician Beam Scale 402KL | HEALTH O METER INC DIV SUNBEAM CORP | 1000
CHRISTIANA |  | Limestone Mill Creek Medical Center | 0 | NONE | DE |  | 2008-11-23 19:00 |  | Scales; Patient; Floor | 42319 | Health O Meter Physician Beam Scale 402KL | HEALTH O METER INC DIV SUNBEAM CORP | 1500
CHRISTIANA |  | HOSPITAL-CH | 0 | 289170 | DE |  |  |  | Scales; Patient; Floor | 48259 | Health O Meter Physician Beam Scale 402KL | HEALTH O METER INC DIV SUNBEAM CORP | 1000
CHRISTIANA |  | HOSPITAL-CH | 0 | 409778 | DE |  | 2014-01-19 19:00 |  | Scales; Patient; Floor | 45571 | Health O Meter Physician Beam Scale 402KL | HEALTH O METER INC DIV SUNBEAM CORP | 1500 | Purchased
CHRISTIANA |  | Quillen Building | 0 | 799 | DE |  |  |  | Scales; Patient; Floor | 48256 | Health O Meter Physician Beam Scale 402KL | HEALTH O METER INC DIV SUNBEAM CORP | 1000
CHRISTIANA |  | New Castle Center | 0 | NONE | DE |  | 2013-03-13 20:00 |  | Scales; Patient; Floor | 27512 | Health O Meter Physician Beam Scale 402KL | HEALTH O METER INC DIV SUNBEAM CORP | 1500 | Purchased
CHRISTIANA |  | Middletown Care Center(Sleepy Hollow) | 0 | NONE | DE |  |  |  | Scales; Patient; Floor | 27192 | Health O Meter Physician Beam Scale 402KL | HEALTH O METER INC DIV SUNBEAM CORP | 1000
CHRISTIANA |  | HOSPITAL-WH | 0 | NONE | DE |  |  |  | Scales; Patient; Floor | 41232 | Health O Meter Physician Beam Scale 402KL | HEALTH O METER INC DIV SUNBEAM CORP | 1000
CHRISTIANA |  | HOSPITAL-WH | 0 | 4020052911 | DE |  |  |  | Scales; Patient; Floor | 41231 | Health O Meter Physician Beam Scale 402KL | HEALTH O METER INC DIV SUNBEAM CORP | 1000
CHRISTIANA |  | HOSPITAL-CH | 0 | 409779 | DE |  | 2014-01-19 19:00 |  | Scales; Patient; Floor | 45570 | Health O Meter Physician Beam Scale 402KL | HEALTH O METER INC DIV SUNBEAM CORP | 1500 | Purchased
CHRISTIANA |  | HOSPITAL-CH | 0 | 4020046696 | DE |  | 2008-02-20 19:00 |  | Scales; Patient; Floor | 41229 | Health O Meter Physician Beam Scale 402KL | HEALTH O METER INC DIV SUNBEAM CORP | 1500 | Purchased
CHRISTIANA |  | Middletown High School | 0 | 4020002548 | DE |  | 2022-09-28 06:39 |  | Scales; Patient; Floor | 48270 | Health O Meter Physician Beam Scale 402KL | HEALTH O METER INC DIV SUNBEAM CORP | 1500 | Purchased
CHRISTIANA |  | Newark High School | 0 | 402B013966 | DE |  | 2012-03-22 20:00 |  | Scales; Patient; Floor | 48282 | Health O Meter Physician Beam Scale 402KL | HEALTH O METER INC DIV SUNBEAM CORP | 1500 | Purchased
CHRISTIANA |  | HOSPITAL-CH | 0 | R20N024 | DE |  | 2018-11-05 19:00 |  | Analyzers; Laboratory; Microbiology; Susceptibility; Automated | 68427 | SENSITITRE ARIS 2X | THERMO FISHER SCIENTIFIC | 75000 | Purchased
CHRISTIANA |  | HOSPITAL-WH | 0 | 17103028 | DE |  | 2019-03-29 09:10 |  | Analyzers; Laboratory; Hematology; Coagulation; Automated | 60706 | ACL TOP 300 CTS | Beckman Coulter Inc | 75000 | Purchased
CHRISTIANA |  | HOSPITAL-CH | 0 | 99E1865735 | DE |  | 2019-03-29 09:10 |  | Probes; Ultrasonic | 99E1865735 | 11MC4 - PVT-712BT | Canon Medical Systems | 15000 | Purchased
CHRISTIANA |  | HCCC | 0 | 3845 | DE |  | 2016-03-08 19:00 |  | Lights; Examination | 62054 | 0990020 LIGHT EXAM | BURTON CO | 1500
CHRISTIANA |  | Glasgow Medical Center | 0 | NONE | DE |  | 2016-03-08 19:00 |  | Lights; Examination | 62088 | 0990020 LIGHT EXAM | BURTON CO | 1500
CHRISTIANA |  | Middletown Care Center(Sleepy Hollow) | 0 | NONE | DE |  | 2017-03-28 20:00 |  | Lights; Examination | 61977 | 0990020 LIGHT EXAM | BURTON CO | 1500
CHRISTIANA |  | Glasgow Medical Center | 0 | 4280 | DE |  | 2016-03-08 19:00 |  | Lights; Examination | 62094 | 0990020 LIGHT EXAM | BURTON CO | 1500 | Purchased
CHRISTIANA |  | HOSPITAL-WH | 0 | L6922 | DE |  |  |  | Sphygmomanometers; Electronic; Automatic | 28686 | 9300 | GE MEDICAL SYSTEMS | 2192
CHRISTIANA |  | HOSPITAL-CH | 0 | L4398 | DE |  |  |  | Sphygmomanometers; Electronic; Automatic | 27694 | 9300 | GE MEDICAL SYSTEMS | 2500
CHRISTIANA |  | HOSPITAL-CH | 0 | L4043 | DE |  |  |  | Sphygmomanometers; Electronic; Automatic | 27451 | 9300 | GE MEDICAL SYSTEMS | 2500
CHRISTIANA |  | HOSPITAL-CH | 0 | L4403 | DE |  | 2008-01-20 19:00 |  | Sphygmomanometers; Electronic; Automatic | 27695 | 9300 | GE MEDICAL SYSTEMS | 2500
CHRISTIANA |  | CH-SURGI | 0 | J3556 | DE |  |  |  | Sphygmomanometers; Electronic; Automatic | 25182 | 9300 | GE MEDICAL SYSTEMS | 2500
CHRISTIANA |  | CANCER CENTER | 0 | L6745 | DE |  |  |  | Sphygmomanometers; Electronic; Automatic | 28518 | 9300 | GE MEDICAL SYSTEMS | 2190
CHRISTIANA |  | HOSPITAL-WH | 0 | H-7846 | DE |  |  |  | Sphygmomanometers; Electronic; Automatic | 23213 | 9300 | GE MEDICAL SYSTEMS | 2812.5
CHRISTIANA |  | CH-SURGI | 0 | J3029 | DE |  |  |  | Sphygmomanometers; Electronic; Automatic | 25181 | 9300 | GE MEDICAL SYSTEMS | 2500
CHRISTIANA |  | HOSPITAL-CH | 0 | L6823 | DE |  |  |  | Sphygmomanometers; Electronic; Automatic | 29215 | 9300 | GE MEDICAL SYSTEMS | 2190
CHRISTIANA |  | HOSPITAL-CH | 0 | L4315 | DE |  |  |  | Sphygmomanometers; Electronic; Automatic | 27693 | 9300 | GE MEDICAL SYSTEMS | 2500
CHRISTIANA |  | HOSPITAL-WH | 0 | L5418 | DE |  |  |  | Sphygmomanometers; Electronic; Automatic | 27237 | 9300 | GE MEDICAL SYSTEMS | 2690
CHRISTIANA |  | CANCER CENTER | 0 | H4032 | DE |  |  |  | Sphygmomanometers; Electronic; Automatic | 23295 | 9300 | GE MEDICAL SYSTEMS | 2656.25
CHRISTIANA |  | HOSPITAL-CH | 0 | H4028 | DE |  |  |  | Sphygmomanometers; Electronic; Automatic | 23297 | 9300 | GE MEDICAL SYSTEMS | 3907
CHRISTIANA |  | HOSPITAL-CH | 0 | H4050 | DE |  |  |  | Sphygmomanometers; Electronic; Automatic | 23296 | 9300 | GE MEDICAL SYSTEMS | 2656.25
CHRISTIANA |  | HOSPITAL-WH | 0 | L5138 | DE |  |  |  | Sphygmomanometers; Electronic; Automatic | 27236 | 9300 | GE MEDICAL SYSTEMS | 2690
CHRISTIANA |  | HOSPITAL-CH | 0 | J6172 | DE |  |  |  | Sphygmomanometers; Electronic; Automatic | 25756 | 9300 | GE MEDICAL SYSTEMS | 2500
CHRISTIANA |  | HOSPITAL-CH | 0 | J6254 | DE |  |  |  | Sphygmomanometers; Electronic; Automatic | 25753 | 9300 | GE MEDICAL SYSTEMS | 2500
CHRISTIANA |  | HOSPITAL-CH | 0 | L4402 | DE |  | 1998-06-30 20:00 |  | Sphygmomanometers; Electronic; Automatic | 27692 | 9300 | GE MEDICAL SYSTEMS | 2500
CHRISTIANA |  | HOSPITAL-CH | 0 | 9300-L6570 | DE |  |  |  | Sphygmomanometers; Electronic; Automatic | 28837 | 9300 | GE MEDICAL SYSTEMS | 2190
CHRISTIANA |  | HOSPITAL-CH | 0 | K1208 | DE |  | 1997-01-04 19:00 |  | Sphygmomanometers; Electronic; Automatic | 25947 | 9300 | GE MEDICAL SYSTEMS | 2500
CHRISTIANA |  | CANCER CENTER | 0 | NONE | DE |  |  |  | Sphygmomanometers; Electronic; Automatic | 27678 | 9300 | GE MEDICAL SYSTEMS | 2500
CHRISTIANA |  | HOSPITAL-WH | 0 | L6546 | DE |  |  |  | Sphygmomanometers; Electronic; Automatic | 28684 | 9300 | GE MEDICAL SYSTEMS | 2190
CHRISTIANA |  | HOSPITAL-WH | 0 | 9300-H3125 | DE |  |  |  | Sphygmomanometers; Electronic; Automatic | 23327 | 9300 | GE MEDICAL SYSTEMS | 5148
CHRISTIANA |  | HOSPITAL-WH | 0 | L6553 | DE |  |  |  | Sphygmomanometers; Electronic; Automatic | 28685 | 9300 | GE MEDICAL SYSTEMS | 2190
CHRISTIANA |  | HOSPITAL-CH | 0 | DE10901234 | DE |  |  |  | Physiologic Monitor Modules; ELECTROENCEPHALOGRAPHY | 33621 | M1034A | PHILIPS MEDICAL SYSTEMS CARDIAC & MONITORING SYSTEMS DIV | 36065.62
CHRISTIANA |  | HOSPITAL-CH | 0 | 3920924952 | DE |  |  |  | Physiologic Monitor Modules; ELECTROENCEPHALOGRAPHY | 33547 | M1034A | PHILIPS MEDICAL SYSTEMS CARDIAC & MONITORING SYSTEMS DIV | 1999.99
CHRISTIANA |  | HOSPITAL-CH | 0 | DE10901983 | DE |  |  |  | Physiologic Monitor Modules; ELECTROENCEPHALOGRAPHY | 34656 | M1034A | PHILIPS MEDICAL SYSTEMS CARDIAC & MONITORING SYSTEMS DIV | 2000
CHRISTIANA |  | HOSPITAL-CH | 0 | DE1090196Z | DE |  | 2003-06-17 20:00 |  | Physiologic Monitor Modules; ELECTROENCEPHALOGRAPHY | 34657 | M1034A | PHILIPS MEDICAL SYSTEMS CARDIAC & MONITORING SYSTEMS DIV | 2000 | Purchased
CHRISTIANA |  | HOSPITAL-WH | 0 | 4195IQ00248 | DE |  |  |  | Cardiac Output Units; Other | 28153 | IQ-101 | RENAISSANCE TECHNOLOGY INC | 15000
CHRISTIANA |  | HOSPITAL-CH | 0 | 2695IQ00235 | DE |  |  |  | Cardiac Output Units; Other | 25354 | IQ-101 | RENAISSANCE TECHNOLOGY INC | 24500
CHRISTIANA |  | HOSPITAL-WH | 0 | NONE | DE |  |  |  | Projectors; Chart; Eye | 19968 | 11083 | CAMBRIDGE SCIENTIFIC INDUSTRIES | 1500
CHRISTIANA |  | HOSPITAL-WH | 0 | NS | DE |  |  |  | Projectors; Chart; Eye | 19967 | 11083 | CAMBRIDGE SCIENTIFIC INDUSTRIES | 34683
CHRISTIANA |  | HOSPITAL-WH | 0 | NS | DE |  |  |  | Projectors; Chart; Eye | 19966 | 11083 | CAMBRIDGE SCIENTIFIC INDUSTRIES | 1500
CHRISTIANA |  | HOSPITAL-CH | 0 | 319 | DE |  |  |  | Hemodialysis Units | 34372 | DIAPACT CRRT | B BRAUN MEDICAL EQUIPMENT INC DIV B BRAUN OF AMERICA CO | 22800
CHRISTIANA |  | HOSPITAL-CH | 0 | 288 | DE |  |  |  | Hemodialysis Units | 28855 | DIAPACT CRRT | B BRAUN MEDICAL EQUIPMENT INC DIV B BRAUN OF AMERICA CO | 23000
CHRISTIANA |  | HOSPITAL-CH | 0 | 289 | DE |  |  |  | Hemodialysis Units | 29311 | DIAPACT CRRT | B BRAUN MEDICAL EQUIPMENT INC DIV B BRAUN OF AMERICA CO | 23000
CHRISTIANA |  | HOSPITAL-CH | 0 | 283 | DE |  |  |  | Hemodialysis Units | 29313 | DIAPACT CRRT | B BRAUN MEDICAL EQUIPMENT INC DIV B BRAUN OF AMERICA CO | 23000
CHRISTIANA |  | HOSPITAL-CH | 0 | 240 | DE |  |  |  | Hemodialysis Units | 29312 | DIAPACT CRRT | B BRAUN MEDICAL EQUIPMENT INC DIV B BRAUN OF AMERICA CO | 23000
CHRISTIANA |  | HOSPITAL-WH | 0 | 63014 | DE |  |  |  |  | 13097 | 765AO | GOMCO SURGICAL MFG CO | 800
CHRISTIANA |  | HOSPITAL-WH | 0 | E-79652 | DE |  |  |  |  | 13104 | 765AO | GOMCO SURGICAL MFG CO | 800
CHRISTIANA |  | PMRI | 0 | 5000014278 | DE |  | 2009-05-12 20:00 |  | Scales; Patient; Floor | 42746 | 500kl Health O Meter Eye Level Digital Scale | HEALTH O METER INC DIV SUNBEAM CORP | 1500 | Purchased
CHRISTIANA |  | HOSPITAL-CH | 0 | 1001 | DE |  | 2019-03-29 09:11 |  | Incubators; Infant; Transport | 30608 | AirBorne Transport Incubator 20H | AIRBORNE LIFE SUPPORT SYSTEMS | 70000 | Purchased
CHRISTIANA |  | HOSPITAL-CH | 0 | 1047 | DE |  | 2000-10-22 20:00 |  | Incubators; Infant; Transport | 20048 | AirBorne Transport Incubator 20H | AIRBORNE LIFE SUPPORT SYSTEMS | 70000 | Purchased
CHRISTIANA |  | HOSPITAL-CH | 0 | 728C96731-0400 | DE |  |  |  | Incubators; Infant; Transport | 25261 | AirBorne Transport Incubator 20H | AIRBORNE LIFE SUPPORT SYSTEMS | 36095
CHRISTIANA |  | HOSPITAL-CH | 0 | 8615 | DE |  |  |  | Pumps; Circulating-Liquid | 31938 | 1895500 | MEDTRONIC XOMED SURGICAL PRODUCTS INC DIV MEDTRONIC INC | 12000
CHRISTIANA |  | HOSPITAL-WH | 0 | 12110329 | DE |  |  |  | Patient Transfer Aids | 34873 | 0311-00032 | HoverTech International A D T Davis Enterprise | 1078
CHRISTIANA |  | HOSPITAL-CH | 0 | 1980 | DE |  |  |  | Radiographic Units; CHEST; MANUAL | 18722 | 0260-0075 | PICKER INTERNATIONAL LTD | 5000
CHRISTIANA |  | HOSPITAL-CH | 0 | 429-100788 | DE |  |  |  | Physiologic Monitor Modules; Noninvasive Blood Pressure | 25690 | 90429 | Spacelabs Healthcare Inc An OSI Systems Co | 1895
CHRISTIANA |  | HOSPITAL-CH | 0 | 429-100753 | DE |  |  |  | Physiologic Monitor Modules; Noninvasive Blood Pressure | 25692 | 90429 | Spacelabs Healthcare Inc An OSI Systems Co | 2500
CHRISTIANA |  | HOSPITAL-CH | 0 | 429-100781 | DE |  |  |  | Physiologic Monitor Modules; Noninvasive Blood Pressure | 25693 | 90429 | Spacelabs Healthcare Inc An OSI Systems Co | 2500
CHRISTIANA |  | HOSPITAL-CH | 0 | 429-100768 | DE |  |  |  | Physiologic Monitor Modules; Noninvasive Blood Pressure | 25694 | 90429 | Spacelabs Healthcare Inc An OSI Systems Co | 2500
CHRISTIANA |  | HOSPITAL-CH | 0 | 429-100788 | DE |  |  |  | Physiologic Monitor Modules; Noninvasive Blood Pressure | 25691 | 90429 | Spacelabs Healthcare Inc An OSI Systems Co | 0
CHRISTIANA |  | HOSPITAL-CH | 0 | 429-100796 | DE |  |  |  | Physiologic Monitor Modules; Noninvasive Blood Pressure | 25548 | 90429 | Spacelabs Healthcare Inc An OSI Systems Co | 1895
CHRISTIANA |  | HOSPITAL-WH | 0 | 244-0114 | DE |  |  |  | X-Ray Film Changers; Cassette | 13827 | UF1 | DUPONT MEDICAL PRODUCTS DIAGNOSTIC IMAGING DIV | 4679
CHRISTIANA |  | HOSPITAL-CH | 0 | 20271515 | DE |  |  |  | Monitors; Bedside; Respiration; Exhaled Carbon Dioxide | 20673 | N-60B | NELLCOR PURITAN BENNETT INC | 7000
CHRISTIANA |  | HOSPITAL-WH | 0 | NONE | DE |  |  |  | Stimulators; Electrical; Neuromuscular; Diagnostic | 20210 | 58 | W.R. Medical Electronics | 10000
CHRISTIANA |  | HOSPITAL-CH | 0 | 717 | DE |  |  |  | Monitors; Bedside; Respiration; Exhaled Carbon Dioxide | 28624 | MC0I | MICRO DIRECT INC | 1125
CHRISTIANA |  | HOSPITAL-CH | 0 | 637 | DE |  |  |  | Monitors; Bedside; Respiration; Exhaled Carbon Dioxide | 28235 | MC0I | MICRO DIRECT INC | 1125
CHRISTIANA |  | HOSPITAL-CH | 0 | 638 | DE |  |  |  | Monitors; Bedside; Respiration; Exhaled Carbon Dioxide | 28236 | MC0I | MICRO DIRECT INC | 1125
CHRISTIANA |  | HOSPITAL-CH | 0 | 45226 | DE |  |  |  | Radiographic/Fluoroscopic Systems; General-Purpose | 36713 | 9890 000 65011 | PHILIPS MEDICAL SYSTEMS NORTH AMERICA | 1500935
CHRISTIANA |  | HOSPITAL-CH | 0 | 1133024 | DE |  | 2018-01-09 19:00 |  | Calibrators; Radiopharmaceutical | 66353 | Atomlab Dose Calibrator 100 (086-250) | BIODEX MEDICAL SYSTEMS INC | 25000
CHRISTIANA |  | HOSPITAL-CH | 0 | 3451603/3376915 | DE |  | 2016-01-26 19:00 |  | Calibrators; Radiopharmaceutical | 61917 | Atomlab Dose Calibrator 100 (086-250) | BIODEX MEDICAL SYSTEMS INC | 2500
CHRISTIANA |  | HOSPITAL-CH | 0 | NONE | DE |  | 1999-09-21 20:00 |  | Tables; Operating | 29117 | Hercules Surgical Table 6500 Elite | Skytron Div The KMW Group | 25000
CHRISTIANA |  | CH-SURGI | 0 | 6500-1996-8-128 | DE |  |  |  | Tables; Operating | 29120 | Hercules Surgical Table 6500 Elite | Skytron Div The KMW Group | 25000
CHRISTIANA |  | HOSPITAL-WH | 0 | EBA0159 | DE |  |  |  | Scanning Systems; Ultrasonic; General-Purpose | 32150 | GM-6703A2A00 | SIEMENS HEALTH SYSTEMS | 26999
CHRISTIANA |  | HOSPITAL-CH | 0 | 11101738 | DE |  | 2010-02-25 19:00 |  | Analyzers; Laboratory; Blood Gas/pH/Electrolyte/Metabolite | 48767 | Gem Premier 3500 | Instrumentation Laboratory Co | 75000 | Purchased
CHRISTIANA |  | HOSPITAL-WH | 0 | 600153000000 | DE |  | 2016-01-24 19:00 |  | Monitors; Monitor; Bedside; Cardiac Output | 61915 | EVPMP; MONITOR; BEDSIDE CARDIAC OUTPUT | Edwards Lifesciences Corp | 15000 | Purchased
CHRISTIANA |  | HOSPITAL-CH | 0 | 600153000000 | DE |  | 2016-01-24 19:00 |  | Monitors; Monitor; Bedside; Cardiac Output | 61889 | EVPMP; MONITOR; BEDSIDE CARDIAC OUTPUT | Edwards Lifesciences Corp | 15000 | Purchased
CHRISTIANA |  | HOSPITAL-WH | 0 | 600153000000 | DE |  | 2016-01-24 19:00 |  | Monitors; Monitor; Bedside; Cardiac Output | 61905 | EVPMP; MONITOR; BEDSIDE CARDIAC OUTPUT | Edwards Lifesciences Corp | 15000 | Purchased
CHRISTIANA |  | HOSPITAL-CH | 0 | 600153000000 | DE |  | 2016-01-24 19:00 |  | Monitors; Monitor; Bedside; Cardiac Output | 61911 | EVPMP; MONITOR; BEDSIDE CARDIAC OUTPUT | Edwards Lifesciences Corp | 15000 | Purchased
CHRISTIANA |  | HOSPITAL-CH | 0 | 600153000000 | DE |  | 2016-01-24 19:00 |  | Monitors; Monitor; Bedside; Cardiac Output | 61910 | EVPMP; MONITOR; BEDSIDE CARDIAC OUTPUT | Edwards Lifesciences Corp | 15000 | Purchased
CHRISTIANA |  | HOSPITAL-CH | 0 | 600153000000 | DE |  | 2016-01-24 19:00 |  | Monitors; Monitor; Bedside; Cardiac Output | 61902 | EVPMP; MONITOR; BEDSIDE CARDIAC OUTPUT | Edwards Lifesciences Corp | 15000 | Purchased
CHRISTIANA |  | HOSPITAL-CH | 0 | 600153000000 | DE |  | 2016-01-24 19:00 |  | Monitors; Monitor; Bedside; Cardiac Output | 61882 | EVPMP; MONITOR; BEDSIDE CARDIAC OUTPUT | Edwards Lifesciences Corp | 15000 | Purchased
CHRISTIANA |  | HOSPITAL-CH | 0 | 600153000000 | DE |  | 2016-01-24 19:00 |  | Monitors; Monitor; Bedside; Cardiac Output | 61899 | EVPMP; MONITOR; BEDSIDE CARDIAC OUTPUT | Edwards Lifesciences Corp | 15000 | Purchased
CHRISTIANA |  | HOSPITAL-CH | 0 | 600153000000 | DE |  | 2016-01-24 19:00 |  | Monitors; Monitor; Bedside; Cardiac Output | 61896 | EVPMP; MONITOR; BEDSIDE CARDIAC OUTPUT | Edwards Lifesciences Corp | 15000 | Purchased
CHRISTIANA |  | HOSPITAL-CH | 0 | 600153000000 | DE |  | 2016-01-24 19:00 |  | Monitors; Monitor; Bedside; Cardiac Output | 61888 | EVPMP; MONITOR; BEDSIDE CARDIAC OUTPUT | Edwards Lifesciences Corp | 15000 | Purchased
CHRISTIANA |  | HOSPITAL-CH | 0 | 600153000000 | DE |  | 2016-01-24 19:00 |  | Monitors; Monitor; Bedside; Cardiac Output | 61893 | EVPMP; MONITOR; BEDSIDE CARDIAC OUTPUT | Edwards Lifesciences Corp | 15000 | Purchased
CHRISTIANA |  | HOSPITAL-CH | 0 | 600153000000 | DE |  | 2016-01-24 19:00 |  | Monitors; Monitor; Bedside; Cardiac Output | 61885 | EVPMP; MONITOR; BEDSIDE CARDIAC OUTPUT | Edwards Lifesciences Corp | 15000 | Purchased
CHRISTIANA |  | 11 Reads Way | 0 | 10-RLC900651K | DE |  | 2013-05-08 20:00 |  | Exercisers; Aerobic; Stationary Bicycle; Recumbent | 51903 | Recumbent Bike LC900 | TRUE FITNESS | 7500
CHRISTIANA |  | HOSPITAL-CH | 0 | 3289 | DE |  |  |  | Scales; Patient; Bedside; Sling | 48055 | 550316 | Guldmann Inc | 0
CHRISTIANA |  | HOSPITAL-CH | 0 | 9076 | DE |  |  |  | Scales; Patient; Bedside; Sling | 48069 | 550316 | Guldmann Inc | 0
CHRISTIANA |  | HOSPITAL-CH | 0 | 50284 | DE |  |  |  | Scales; Patient; Bedside; Sling | 48070 | 550316 | Guldmann Inc | 0
CHRISTIANA |  | HOSPITAL-CH | 0 | 3295 | DE |  |  |  | Scales; Patient; Bedside; Sling | 48040 | 550316 | Guldmann Inc | 0
CHRISTIANA |  | HOSPITAL-CH | 0 | 3291 | DE |  |  |  | Scales; Patient; Bedside; Sling | 48058 | 550316 | Guldmann Inc | 0
CHRISTIANA |  | HOSPITAL-CH | 0 | 3292 | DE |  |  |  | Scales; Patient; Bedside; Sling | 48059 | 550316 | Guldmann Inc | 0
CHRISTIANA |  | HOSPITAL-CH | 0 | 3294 | DE |  |  |  | Scales; Patient; Bedside; Sling | 48039 | 550316 | Guldmann Inc | 0
CHRISTIANA |  | HOSPITAL-CH | 0 | 50344 | DE |  |  |  | Scales; Patient; Bedside; Sling | 48038 | 550316 | Guldmann Inc | 0
CHRISTIANA |  | HOSPITAL-CH | 0 | 9885 | DE |  |  |  | Scales; Patient; Bedside; Sling | 48037 | 550316 | Guldmann Inc | 0
CHRISTIANA |  | HOSPITAL-CH | 0 | 3288 | DE |  |  |  | Scales; Patient; Bedside; Sling | 48060 | 550316 | Guldmann Inc | 0
CHRISTIANA |  | HOSPITAL-CH | 0 | 3302 | DE |  |  |  | Scales; Patient; Bedside; Sling | 48061 | 550316 | Guldmann Inc | 0
CHRISTIANA |  | HOSPITAL-CH | 0 | 3297 | DE |  |  |  | Scales; Patient; Bedside; Sling | 48062 | 550316 | Guldmann Inc | 0
CHRISTIANA |  | HOSPITAL-CH | 0 | 9070 | DE |  |  |  | Scales; Patient; Bedside; Sling | 48050 | 550316 | Guldmann Inc | 0
CHRISTIANA |  | HOSPITAL-CH | 0 | 50293 | DE |  |  |  | Scales; Patient; Bedside; Sling | 48051 | 550316 | Guldmann Inc | 0
CHRISTIANA |  | HOSPITAL-CH | 0 | 9069 | DE |  |  |  | Scales; Patient; Bedside; Sling | 48052 | 550316 | Guldmann Inc | 0
CHRISTIANA |  | HOSPITAL-CH | 0 | 50324 | DE |  |  |  | Scales; Patient; Bedside; Sling | 48053 | 550316 | Guldmann Inc | 0
CHRISTIANA |  | HOSPITAL-CH | 0 | 3303 | DE |  |  |  | Scales; Patient; Bedside; Sling | 48054 | 550316 | Guldmann Inc | 0
CHRISTIANA |  | HOSPITAL-CH | 0 | 9068 | DE |  |  |  | Scales; Patient; Bedside; Sling | 48043 | 550316 | Guldmann Inc | 0
CHRISTIANA |  | HOSPITAL-CH | 0 | 50298 | DE |  |  |  | Scales; Patient; Bedside; Sling | 48031 | 550316 | Guldmann Inc | 0
CHRISTIANA |  | HOSPITAL-CH | 0 | 50286 | DE |  |  |  | Scales; Patient; Bedside; Sling | 48032 | 550316 | Guldmann Inc | 0
CHRISTIANA |  | HOSPITAL-CH | 0 | 50342 | DE |  |  |  | Scales; Patient; Bedside; Sling | 48033 | 550316 | Guldmann Inc | 0
CHRISTIANA |  | HOSPITAL-CH | 0 | 50349 | DE |  |  |  | Scales; Patient; Bedside; Sling | 48045 | 550316 | Guldmann Inc | 0
CHRISTIANA |  | HOSPITAL-CH | 0 | 9073 | DE |  |  |  | Scales; Patient; Bedside; Sling | 48028 | 550316 | Guldmann Inc | 0
CHRISTIANA |  | HOSPITAL-CH | 0 | 2398 | DE |  |  |  | Scales; Patient; Bedside; Sling | 48029 | 550316 | Guldmann Inc | 0
CHRISTIANA |  | HOSPITAL-CH | 0 | 3305 | DE |  |  |  | Scales; Patient; Bedside; Sling | 48030 | 550316 | Guldmann Inc | 0
CHRISTIANA |  | HOSPITAL-CH | 0 | 3287 | DE |  |  |  | Scales; Patient; Bedside; Sling | 48036 | 550316 | Guldmann Inc | 0
CHRISTIANA |  | HOSPITAL-CH | 0 | 9079 | DE |  |  |  | Scales; Patient; Bedside; Sling | 48041 | 550316 | Guldmann Inc | 0
CHRISTIANA |  | HOSPITAL-CH | 0 | 50292 | DE |  |  |  | Scales; Patient; Bedside; Sling | 48042 | 550316 | Guldmann Inc | 0
CHRISTIANA |  | HOSPITAL-CH | 0 | 3299 | DE |  |  |  | Scales; Patient; Bedside; Sling | 48066 | 550316 | Guldmann Inc | 0
CHRISTIANA |  | HOSPITAL-CH | 0 | 3301 | DE |  |  |  | Scales; Patient; Bedside; Sling | 48067 | 550316 | Guldmann Inc | 0
CHRISTIANA |  | HOSPITAL-CH | 0 | 3296 | DE |  |  |  | Scales; Patient; Bedside; Sling | 48068 | 550316 | Guldmann Inc | 0
CHRISTIANA |  | HOSPITAL-CH | 0 | 50278 | DE |  |  |  | Scales; Patient; Bedside; Sling | 48046 | 550316 | Guldmann Inc | 0
CHRISTIANA |  | HOSPITAL-CH | 0 | 3304 | DE |  |  |  | Scales; Patient; Bedside; Sling | 48047 | 550316 | Guldmann Inc | 0
CHRISTIANA |  | HOSPITAL-CH | 0 | 50322 | DE |  |  |  | Scales; Patient; Bedside; Sling | 48048 | 550316 | Guldmann Inc | 0
CHRISTIANA |  | HOSPITAL-CH | 0 | 3293 | DE |  |  |  | Scales; Patient; Bedside; Sling | 48049 | 550316 | Guldmann Inc | 0
CHRISTIANA |  | HOSPITAL-CH | 0 | 50294 | DE |  |  |  | Scales; Patient; Bedside; Sling | 48027 | 550316 | Guldmann Inc | 0
CHRISTIANA |  | HOSPITAL-CH | 0 | 3282 | DE |  |  |  | Scales; Patient; Bedside; Sling | 48063 | 550316 | Guldmann Inc | 0
CHRISTIANA |  | HOSPITAL-CH | 0 | 3286 | DE |  |  |  | Scales; Patient; Bedside; Sling | 48065 | 550316 | Guldmann Inc | 0
CHRISTIANA |  | HOSPITAL-CH | 0 | 3290 | DE |  |  |  | Scales; Patient; Bedside; Sling | 48056 | 550316 | Guldmann Inc | 0
CHRISTIANA |  | HOSPITAL-CH | 0 | NONE | DE |  |  |  | Scales; Patient; Bedside; Sling | 47976 | 550316 | Guldmann Inc | 0
CHRISTIANA |  | HOSPITAL-CH | 0 | NONE | DE |  |  |  | Scales; Patient; Bedside; Sling | 47975 | 550316 | Guldmann Inc | 0
CHRISTIANA |  | HOSPITAL-CH | 0 | 37520 | DE |  |  |  | Scales; Patient; Bedside; Sling | 49027 | 550316 | Guldmann Inc | 0
CHRISTIANA |  | HOSPITAL-CH | 0 | 2181 | DE |  |  |  | Scales; Patient; Bedside; Sling | 49026 | 550316 | Guldmann Inc | 0
CHRISTIANA |  | HOSPITAL-CH | 0 | 11484 | DE |  |  |  | Scales; Patient; Bedside; Sling | 49028 | 550316 | Guldmann Inc | 0
CHRISTIANA |  | HOSPITAL-CH | 0 | 191102 | DE |  |  |  | Compressed Gas Proportioners; Oxygen-Air | 18509 | 3800 | VIASYS HEALTHCARE INC | 874
CHRISTIANA |  | HOSPITAL-CH | 0 | 10947 | DE |  |  |  | Compressed Gas Proportioners; Oxygen-Air | 19975 | 3800 | VIASYS HEALTHCARE INC | 1000
CHRISTIANA |  | HOSPITAL-CH | 0 | 191104 | DE |  |  |  | Compressed Gas Proportioners; Oxygen-Air | 18691 | 3800 | VIASYS HEALTHCARE INC | 1000
CHRISTIANA |  | HOSPITAL-CH | 0 | KEF11472 | DE |  |  |  | Compressed Gas Proportioners; Oxygen-Air | 21386 | 3800 | VIASYS HEALTHCARE INC | 874
CHRISTIANA |  | HOSPITAL-CH | 0 | AEF02741 | DE |  |  |  | Compressed Gas Proportioners; Oxygen-Air | 36315 | 3800 | VIASYS HEALTHCARE INC | 0
CHRISTIANA |  | HOSPITAL-CH | 0 | AAF03504 | DE |  |  |  | Compressed Gas Proportioners; Oxygen-Air | 30682 | 3800 | VIASYS HEALTHCARE INC | 874
CHRISTIANA |  | Smyrna Health & Wellness Center | 0 | 1001815TM09400 900 | DE |  | 2010-01-31 19:00 |  | Exercisers; Aerobic; Treadmill | 46081 | Treadmill T516 | NAUTILUS INC | 7500 | Purchased
CHRISTIANA |  | Trailer Life Net | 0 | CE1005643R | DE |  | 2009-12-10 19:00 |  | Pacemakers; Cardiac; External; Invasive Electrode | 17902 | External Pacemaker 5375 | MEDTRONIC INC CARDIOVASCULAR SECTOR | 3000
CHRISTIANA |  | Trailer Life Net | 0 | CE1003553R | DE |  | 1988-08-27 20:00 |  | Pacemakers; Cardiac; External; Invasive Electrode | 12244 | External Pacemaker 5375 | MEDTRONIC INC CARDIOVASCULAR SECTOR | 3000
CHRISTIANA |  | HOSPITAL-CH | 0 | 919816 | DE |  |  |  | Baths; Water; Laboratory | 19728 | WB10 10 Liter General Purpose Water Bath WB10 | FISHER SCIENTIFIC | 2000
CHRISTIANA |  | HOSPITAL-CH | 0 | 920636 | DE |  | 1992-02-24 19:00 |  | Baths; Water; Laboratory | 19590 | WB10 10 Liter General Purpose Water Bath WB10 | FISHER SCIENTIFIC | 2000
CHRISTIANA |  | HOSPITAL-CH | 0 | 920683 | DE |  |  |  | Baths; Water; Laboratory | 19591 | WB10 10 Liter General Purpose Water Bath WB10 | FISHER SCIENTIFIC | 2000
CHRISTIANA |  | HOSPITAL-CH | 0 | 928545 | DE |  |  |  | Baths; Water; Laboratory | 19765 | WB10 10 Liter General Purpose Water Bath WB10 | FISHER SCIENTIFIC | 2000
CHRISTIANA |  | HOSPITAL-CH | 0 | 7100045 | DE |  | 2007-05-08 20:00 |  | Hand Drills; Surgical | 39863 | Midas Rex Legend EHS | MEDTRONIC INC POWERED SURGICAL SOLUTIONS | 18278 | Purchased
CHRISTIANA |  | HOSPITAL-CH | 0 | 20038 | DE |  |  |  | Hand Drills; Surgical | 49617 | Midas Rex Legend EHS | MEDTRONIC INC POWERED SURGICAL SOLUTIONS | 0
CHRISTIANA |  | HOSPITAL-CH | 0 | 6512501 | DE |  | 2007-05-09 20:00 |  | Hand Drills; Surgical | 39864 | Midas Rex Legend EHS | MEDTRONIC INC POWERED SURGICAL SOLUTIONS | 1250
CHRISTIANA |  | HOSPITAL-CH | 0 | 0001-1255 | DE |  |  |  | Water-Jet Surgical Units; Arthroscopic | 49133 | SpineJet HydroSurgery Console 52700 | HYDROCISION INC | 20000
CHRISTIANA |  | HOSPITAL-CH | 0 | SB2226 | DE |  | 2003-06-21 20:00 |  | Autotransfusion Units | 34778 | 7320900 | Sorin Group Italia srl | 19500
CHRISTIANA |  | HOSPITAL-CH | 0 | 12C21731 | DE |  | 2013-09-10 20:00 |  | Electrosurgical Units | 45625 | PULSAR II | MEDTRONIC XOMED SURGICAL PRODUCTS INC DIV MEDTRONIC INC | 25000
CHRISTIANA |  | CH-SURGI | 0 | 301609 | DE |  | 2001-01-25 19:00 |  | Microscopes; Light; Operating | 29027 | S-21 | Carl Zeiss Meditec Inc | 24999.99 | Purchased
CHRISTIANA |  | HOSPITAL-WH | 0 | 235304 | DE |  | 1994-07-09 20:00 |  | Microscopes; Light; Operating | 21418 | S-21 | Carl Zeiss Meditec Inc | 3500
CHRISTIANA |  | HOSPITAL-CH | 0 | 3 | DE |  | 2019-03-29 09:11 |  | Scales; Patient; Bedside; Sling | 62869 | FG 842-LF | SR INSTRUMENTS INC | 1000
CHRISTIANA |  | HOSPITAL-CH | 0 | GYNEX043 | DE |  |  |  | Scanning Systems; Ultrasonic; General-Purpose | 57176 | GYNERSONICS | GYNESONICS; INC | 0
CHRISTIANA |  | HOSPITAL-CH | 0 | 9602V0000311 | DE |  |  |  | Spectrophotometers | 23229 | DR/4000V | HACH CO | 3675
CHRISTIANA |  | Woodstown | 0 | 10600000057 | NJ |  |  |  | Electrocardiographs; Single-Channel | 31843 | SPIROTOUCH | BURDICK INC A QUINTON CO | 0
CHRISTIANA |  | Quillen Building | 0 | SBC07061897SA | DE |  |  |  | MONITORING SYSTEMS; Physiologic; Stress Exercise | 47660 | CASE 12 | MARQUETTE ELECTRONICS INC | 0
CHRISTIANA |  | Quillen Building | 0 | E8E40019 | DE |  | 2011-07-21 20:00 |  | MONITORING SYSTEMS; Physiologic; Stress Exercise | 47655 | CASE 12 | MARQUETTE ELECTRONICS INC | 15000
CHRISTIANA |  | HOSPITAL-CH | 0 | 10608360 | DE |  |  |  |  | 30557 | 101275 APM | HOSPIRA HEALTHCARE CORP | 1499
CHRISTIANA |  | HOSPITAL-CH | 0 | 100326 | DE |  |  |  |  | 30555 | 101275 APM | HOSPIRA HEALTHCARE CORP | 1499
CHRISTIANA |  | HOSPITAL-CH | 0 | 100400 | DE |  |  |  |  | 30556 | 101275 APM | HOSPIRA HEALTHCARE CORP | 1499
CHRISTIANA |  | HOSPITAL-CH | 0 | 1060471 | DE |  |  |  |  | 30554 | 101275 APM | HOSPIRA HEALTHCARE CORP | 1499
CHRISTIANA |  | HOSPITAL-CH | 0 | 10605893 | DE |  |  |  |  | 30563 | 101275 APM | HOSPIRA HEALTHCARE CORP | 1499
CHRISTIANA |  | HOSPITAL-CH | 0 | 10608682 | DE |  |  |  |  | 30562 | 101275 APM | HOSPIRA HEALTHCARE CORP | 1499
CHRISTIANA |  | HOSPITAL-CH | 0 | 10601198 | DE |  |  |  |  | 30560 | 101275 APM | HOSPIRA HEALTHCARE CORP | 1499
CHRISTIANA |  | HOSPITAL-CH | 0 | 10600828 | DE |  |  |  |  | 30558 | 101275 APM | HOSPIRA HEALTHCARE CORP | 1499
CHRISTIANA |  | HOSPITAL-CH | 0 | 10605010 | DE |  |  |  |  | 30561 | 101275 APM | HOSPIRA HEALTHCARE CORP | 1499
CHRISTIANA |  | HOSPITAL-CH | 0 | 10608752 | DE |  |  |  |  | 30559 | 101275 APM | HOSPIRA HEALTHCARE CORP | 1499
CHRISTIANA |  | HOSPITAL-CH | 0 | 10607375 | DE |  |  |  |  | 31945 | 101275 APM | HOSPIRA HEALTHCARE CORP | 1499
CHRISTIANA |  | HOSPITAL-CH | 0 | VARY | DE |  |  |  | Analyzers; Point-of-Care; Whole Blood; Glucose | ADV | ADVANTAGE | BOEHRINGER MANNHEIM GMBH | 400
CHRISTIANA |  | HOSPITAL-WH | 0 | 77U-126 | DE |  |  |  | Anesthesia Kits; Paracervical | 13793 | 100-65 | SKLAR INSTRUMENT CO DIV MEDCO GROUP INC | 1200
CHRISTIANA |  | HOSPITAL-WH | 0 | 72G-175 | DE |  |  |  | Anesthesia Kits; Paracervical | 13794 | 100-65 | SKLAR INSTRUMENT CO DIV MEDCO GROUP INC | 1200
CHRISTIANA |  | CH-SURGI | 0 | 3000055 | DE |  |  |  | Printers | 14549 | FX-85 | Epson | 2000
CHRISTIANA |  | HOSPITAL-CH | 0 | MX02MIS10F | DE |  |  |  | Printers | 31267 | 895 CXI | PHILIPS MEDICAL SYSTEMS CARDIAC & MONITORING SYSTEMS DIV | 999.99
CHRISTIANA |  | HOSPITAL-CH | 0 | 287793 | DE |  |  |  | Analyzers; Physiologic; Middle Ear | 40592 | OTOFLEX-100 | MADSEN ELECTRONICS INC (CANADA) | 0
CHRISTIANA |  | HOSPITAL-CH | 0 | 5982000C | DE |  |  |  | Manometers; Gastrointestinal Tract; Esophagus | 34623 | HA-100 | SANDHILL SCIENTIFIC INC | 58566
CHRISTIANA |  | HOSPITAL-CH | 0 | BE14244 | DE |  |  |  | Incubators; Infant; Mobile | 18781 | Air-Shields Incubator C100 | HILL-ROM AIR-SHIELDS A HILL-ROM CO | 7632
CHRISTIANA |  | HOSPITAL-CH | 0 | GT09759 | DE |  |  |  | Incubators; Infant; Mobile | 11177 | Air-Shields Incubator C100 | HILL-ROM AIR-SHIELDS A HILL-ROM CO | 7632
CHRISTIANA |  | HOSPITAL-CH | 0 | BX16440 | DE |  | 2008-01-20 19:00 |  | Incubators; Infant; Mobile | 18812 | Air-Shields Incubator C100 | HILL-ROM AIR-SHIELDS A HILL-ROM CO | 7123
CHRISTIANA |  | HOSPITAL-CH | 0 | DE13879 | DE |  |  |  | Incubators; Infant; Mobile | 17795 | Air-Shields Incubator C100 | HILL-ROM AIR-SHIELDS A HILL-ROM CO | 6491
CHRISTIANA |  | HOSPITAL-CH | 0 | BE14250 | DE |  |  |  | Incubators; Infant; Mobile | 18441 | Air-Shields Incubator C100 | HILL-ROM AIR-SHIELDS A HILL-ROM CO | 12091
CHRISTIANA |  | HOSPITAL-CH | 0 | BE14280 | DE |  |  |  | Incubators; Infant; Mobile | 17802 | Air-Shields Incubator C100 | HILL-ROM AIR-SHIELDS A HILL-ROM CO | 6491
CHRISTIANA |  | HOSPITAL-CH | 0 | BE14235 | DE |  |  |  | Incubators; Infant; Mobile | 17800 | Air-Shields Incubator C100 | HILL-ROM AIR-SHIELDS A HILL-ROM CO | 5718
CHRISTIANA |  | HOSPITAL-WH | 0 | 1443 | DE |  | 2002-02-18 19:00 |  | Airway Clearance Units; Insufflation/Exsufflation | 32165 | CA-3000 AIRWAY CLEARANCE UNITS; INSUFFLATION | Philips Respironics Inc | 3600
CHRISTIANA |  | HOSPITAL-CH | 0 | 24995 | DE |  | 2012-07-17 20:00 |  | Airway Clearance Units; Insufflation/Exsufflation | 48129 | CA-3000 AIRWAY CLEARANCE UNITS; INSUFFLATION | Philips Respironics Inc | 3600 | Purchased
CHRISTIANA |  | HOSPITAL-CH | 0 | 12471 | DE |  | 2007-09-02 20:00 |  | Airway Clearance Units; Insufflation/Exsufflation | 39962 | CA-3000 AIRWAY CLEARANCE UNITS; INSUFFLATION | Philips Respironics Inc | 3600 | Purchased
CHRISTIANA |  | EDUCATION | 0 | 37740755 | DE |  |  |  | Defibrillators; External; Manual | T0071 | LIFEPAK Defibrillator 20e | PHYSIO-CONTROL CORP | 10554
CHRISTIANA |  | EDUCATION | 0 | 37740766 | DE |  |  |  | Defibrillators; External; Manual | T0070 | LIFEPAK Defibrillator 20e | PHYSIO-CONTROL CORP | 10554
CHRISTIANA |  | HCCC | 0 | 47030978 | DE |  | 2019-03-29 09:11 |  | Defibrillators; External; Manual | 67320 | LIFEPAK Defibrillator 20e | PHYSIO-CONTROL CORP | 10554.4
CHRISTIANA |  | HOSPITAL-CH | 0 | 46464454 | DE |  | 2018-05-11 20:00 |  | Defibrillators; External; Manual | 66789 | LIFEPAK Defibrillator 20e | PHYSIO-CONTROL CORP | 10554.4 | Purchased
CHRISTIANA |  | HOSPITAL-CH | 0 | 46464549 | DE |  | 2018-05-11 20:00 |  | Defibrillators; External; Manual | 66890 | LIFEPAK Defibrillator 20e | PHYSIO-CONTROL CORP | 10554.4 | Purchased
CHRISTIANA |  | HOSPITAL-CH | 0 | 46464645 | DE |  | 2018-05-11 20:00 |  | Defibrillators; External; Manual | 24 | LIFEPAK Defibrillator 20e | PHYSIO-CONTROL CORP | 10554.4 | Purchased
CHRISTIANA |  | WH SURGI | 0 | AR0409014 | DE |  |  |  | Electrosurgical Units; Bipolar | 42629 | AR-9600 | ARTHREX INC | 0
CHRISTIANA |  | HOSPITAL-WH | 0 | 0395-0024 | DE |  |  |  | Laboratory Shakers | 27988 | 1295 | LAB-LINE INSTRUMENTS INC | 5431
CHRISTIANA |  | HOSPITAL-CH | 0 | 816 | DE |  | 2004-09-18 20:00 |  | Calibrators; Pipette | 36504 | Pipette Calibration System PCS2 | ARTEL | 499
CHRISTIANA |  | HOSPITAL-CH | 0 | 2887 | DE |  |  |  | Analyzers; Laboratory; Hematology; Platelet Aggregation | 48194 | 86000 Accumetrics VerifyNow | ACCUMETRICS | 34200
CHRISTIANA |  | HOSPITAL-CH | 0 | 3751A05960 | DE |  |  |  | TELEMETRY UNITS | 27494 | M2604A | PHILIPS MEDICAL SYSTEMS CARDIAC & MONITORING SYSTEMS DIV | 954
CHRISTIANA |  | HOSPITAL-CH | 0 | 3738A00404 | DE |  |  |  | TELEMETRY UNITS | 27111 | M2604A | PHILIPS MEDICAL SYSTEMS CARDIAC & MONITORING SYSTEMS DIV | 954
CHRISTIANA |  | HOSPITAL-WH | 0 | NONE | DE |  | 2005-09-27 20:00 |  | Monitors; Bedside; Neurology | 37263 | NIM-2 | MEDTRONIC XOMED SURGICAL PRODUCTS INC DIV MEDTRONIC INC | 22976 | Purchased
CHRISTIANA |  | HOSPITAL-WH | 0 | DE73107537 | DE |  | 1998-12-14 19:00 |  | Physiologic Monitor Modules; Electrocardiography | 28485 | M3000A | PHILIPS MEDICAL SYSTEMS CARDIAC & MONITORING SYSTEMS DIV | 644
CHRISTIANA |  | HOSPITAL-CH | 0 | 466-101700 | DE |  |  |  | Physiologic Monitor Modules; Pulse Oximetry | 37136 | 90466 | Spacelabs Healthcare Inc An OSI Systems Co | 0
CHRISTIANA |  | HOSPITAL-CH | 0 | MT02600 | DE |  |  |  | Apnea Monitors; Neonatal | 11162 | HRRM71-1 | HILL-ROM AIR-SHIELDS A HILL-ROM CO | 2500
CHRISTIANA |  | HOSPITAL-CH | 0 | 5M0570 | DE |  | 2017-11-08 19:00 |  | Cryosurgical Units; General-Purpose | 63764 | 10000-008-08 | Medtronic Inc | 0
CHRISTIANA |  | HOSPITAL-CH | 0 | P18E | DE |  | 2008-01-20 19:00 |  | Compressors; Medical-Air | 27183 | AD-3500 | TIMETER INSTRUMENT CORP ALLIED HEALTH CARE PRODUCTS CO | 300
CHRISTIANA |  | Riverside Medical Arts Complex | 0 | 0000-J06G | DE |  |  |  | Compressors; Medical-Air | 18219 | AD-3500 | TIMETER INSTRUMENT CORP ALLIED HEALTH CARE PRODUCTS CO | 1745
CHRISTIANA |  | HOSPITAL-CH | 0 | 20040512001 | DE |  | 2004-05-23 20:00 |  | Compressors; Medical-Air | 34730 | AD-3500 | TIMETER INSTRUMENT CORP ALLIED HEALTH CARE PRODUCTS CO | 10000
CHRISTIANA |  | HOSPITAL-CH | 0 | RPI 20167 | DE |  | 2012-08-13 20:00 |  | Irrigators; Wound; Ultrasound Debridement | 49913 | 50700 | SMITH & NEPHEW DYONICS INC DIV SMITH & NEPHEW PLC | 15000
CHRISTIANA |  | HOSPITAL-WH | 0 | 731035-0111 | DE |  |  |  | Irrigators; Wound; Ultrasound Debridement | 49135 | 50700 | SMITH & NEPHEW DYONICS INC DIV SMITH & NEPHEW PLC | 0
CHRISTIANA |  | HOSPITAL-WH | 0 | 731029-1308 | DE |  |  |  | Irrigators; Wound; Ultrasound Debridement | 46434 | 50700 | SMITH & NEPHEW DYONICS INC DIV SMITH & NEPHEW PLC | 0
CHRISTIANA |  | HOSPITAL-CH | 0 | KWFA130027 | DE |  |  |  | Irrigators; Wound; Ultrasound Debridement | 50636 | 50700 | SMITH & NEPHEW DYONICS INC DIV SMITH & NEPHEW PLC | 0
CHRISTIANA |  | HOSPITAL-CH | 0 | KWFA130019 | DE |  |  |  | Irrigators; Wound; Ultrasound Debridement | 50637 | 50700 | SMITH & NEPHEW DYONICS INC DIV SMITH & NEPHEW PLC | 0
CHRISTIANA |  | HOSPITAL-CH | 0 | RPI 20188 | DE |  | 2012-09-17 20:00 |  | Irrigators; Wound; Ultrasound Debridement | 49670 | 50700 | SMITH & NEPHEW DYONICS INC DIV SMITH & NEPHEW PLC | 15000
CHRISTIANA |  | HOSPITAL-CH | 0 | 731035-0056 | DE |  |  |  | Irrigators; Wound; Ultrasound Debridement | 46400 | 50700 | SMITH & NEPHEW DYONICS INC DIV SMITH & NEPHEW PLC | 0
CHRISTIANA |  | HOSPITAL-CH | 0 | RPI 20191 | DE |  | 2012-09-11 20:00 |  | Irrigators; Wound; Ultrasound Debridement | 49671 | 50700 | SMITH & NEPHEW DYONICS INC DIV SMITH & NEPHEW PLC | 15000
CHRISTIANA |  | HOSPITAL-CH | 0 | 731067-0993 | DE |  |  |  | Irrigators; Wound; Ultrasound Debridement | 46244 | 50700 | SMITH & NEPHEW DYONICS INC DIV SMITH & NEPHEW PLC | 0
CHRISTIANA |  | HOSPITAL-CH | 0 | 100503 | DE |  | 2003-10-29 19:00 |  | Light Sources; Endoscope; Fiberoptic Cable | 35062 | Luxtec Xenon Light Source 9300XDP | Integra-LUXTEC | 7000 | Purchased
CHRISTIANA |  | HOSPITAL-CH | 0 | 1422 | DE |  |  |  | Saws; Surgical; Bone; Electric | 39687 | BM120 | MEDTRONIC INC POWERED SURGICAL SOLUTIONS | 18278
CHRISTIANA |  | HOSPITAL-CH | 0 | EV003979 | DE |  | 2017-09-24 20:00 |  | Monitoring Systems; Physiologic; Hemodynamic | T0073 | EV1000 Clinical Platform EV1000A | Edwards Lifesciences Corp | 0
CHRISTIANA |  | HOSPITAL-CH | 0 | EV003742 | DE |  | 2017-09-25 20:00 |  | Monitoring Systems; Physiologic; Hemodynamic | T0072 | EV1000 Clinical Platform EV1000A | Edwards Lifesciences Corp | 0
CHRISTIANA |  | Middletown Care Center(Sleepy Hollow) | 0 | 550716 | DE |  |  |  | Stimulators; Electrical; Neuromuscular | 31458 | Dynatron 50 Series 550 | DYTRONICS | 4500
CHRISTIANA |  | HOSPITAL-WH | 0 | NONE | DE |  | 2014-05-11 20:00 |  | Regulators; Suction | 80354 | 3700 Series Suction Regulator 3700 | Boehringer Laboratories Inc | 600
CHRISTIANA |  | HOSPITAL-WH | 0 | 134117 | DE |  | 2013-12-10 19:00 |  | Regulators; Suction | 80111 | 3700 Series Suction Regulator 3700 | Boehringer Laboratories Inc | 600 | Purchased
CHRISTIANA |  | HOSPITAL-WH | 0 | 136474 | DE |  | 2013-11-21 19:00 |  | Regulators; Suction | 80064 | 3700 Series Suction Regulator 3700 | Boehringer Laboratories Inc | 600 | Purchased
CHRISTIANA |  | HOSPITAL-CH | 0 | 81939 | DE |  |  |  | Regulators; Suction | 81939 | 3700 Series Suction Regulator 3700 | Boehringer Laboratories Inc | 600
CHRISTIANA |  | HOSPITAL-CH | 0 | 50584 | DE |  | 2005-07-30 20:00 |  | Regulators; Suction | 370050584 | 3700 Series Suction Regulator 3700 | Boehringer Laboratories Inc | 600 | Purchased
CHRISTIANA |  | HOSPITAL-CH | 0 | M140600537 | DE |  | 2014-12-15 19:00 |  | Monitoring Systems; Physiologic; Pulmonary Artery Pressure/Heart Rate; Telemetric; Implantable Senso | 56672 | CardioMEMS HF System CM3000 | ST JUDE MEDICAL INC | 3450 | Purchased
CHRISTIANA |  | HOSPITAL-CH | 0 | 3881150 | DE |  |  |  | TEST EQUIPMENT; TEST EQUIPMENT | 49559 | 775 BREAKOUT BOX | BECKMAN INSTRUMENTS INC | 0
CHRISTIANA |  | HOSPITAL-CH | 0 | 7227567 | DE |  | 2019-03-29 09:13 |  | Light Sources; Fiberoptic | 34277 | CLV-160 | OLYMPUS AMERICA INC | 15950 | Purchased
CHRISTIANA |  | CH-SURGI | 0 | 7431341 | DE |  |  |  | Light Sources; Fiberoptic | 35390 | CLV-160 | OLYMPUS AMERICA INC | 10008.08
CHRISTIANA |  | HOSPITAL-CH | 0 | 7546760 | DE |  |  |  | Light Sources; Fiberoptic | 37757 | CLV-160 | OLYMPUS AMERICA INC | 9000
CHRISTIANA |  | HOSPITAL-CH | 0 | 7122628 | DE |  |  |  | Light Sources; Fiberoptic | 34007 | CLV-160 | OLYMPUS AMERICA INC | 9999.99
CHRISTIANA |  | HOSPITAL-WH | 0 | 7331139 | DE |  |  |  | Light Sources; Fiberoptic | 35389 | CLV-160 | OLYMPUS AMERICA INC | 10008.08
CHRISTIANA |  | HOSPITAL-WH | 0 | 7105365 | DE |  | 2001-11-14 19:00 |  | Light Sources; Fiberoptic | 32194 | CLV-160 | OLYMPUS AMERICA INC | 9064 | Purchased
CHRISTIANA |  | HOSPITAL-CH | 0 | 7539233 | DE |  |  |  | Light Sources; Fiberoptic | 46398 | CLV-160 | OLYMPUS AMERICA INC | 15950
CHRISTIANA |  | HOSPITAL-CH | 0 | 7225902 | DE |  |  |  | Light Sources; Fiberoptic | 32107 | CLV-160 | OLYMPUS AMERICA INC | 9064
CHRISTIANA |  | CH-SURGI | 0 | 7413723 | DE |  |  |  | Light Sources; Fiberoptic | 35388 | CLV-160 | OLYMPUS AMERICA INC | 10000.08
CHRISTIANA |  | HOSPITAL-WH | 0 | 7546690 | DE |  |  |  | Light Sources; Fiberoptic | 46399 | CLV-160 | OLYMPUS AMERICA INC | 15950
CHRISTIANA |  | HOSPITAL-CH | 0 | 7225909 | DE |  |  |  | Light Sources; Fiberoptic | 32106 | CLV-160 | OLYMPUS AMERICA INC | 9064
CHRISTIANA |  | HOSPITAL-CH | 0 | 7225917 | DE |  |  |  | Light Sources; Fiberoptic | 32108 | CLV-160 | OLYMPUS AMERICA INC | 9064
CHRISTIANA |  | HOSPITAL-WH | 0 | 7331200 | DE |  |  |  | Light Sources; Fiberoptic | 35391 | CLV-160 | OLYMPUS AMERICA INC | 10008.08
CHRISTIANA |  | HOSPITAL-CH | 0 | 500386 | DE |  |  |  | Light Sources; Fiberoptic | 28217 | A09713 | TFX FIBEROPTICS | 4632
CHRISTIANA |  | HOSPITAL-CH | 0 | NONE | DE |  | 2004-03-04 19:00 |  | Incubators; Laboratory; Test Tube | 35392 | 2090 | LAB-LINE INSTRUMENTS INC | 3500 | Purchased
CHRISTIANA |  | HOSPITAL-CH | 0 | 1361 | DE |  |  |  | Electrosurgical Units | 42349 | 90-9000 - ELECTROSURGICAL UNIT | BARRX Medical | 9375
CHRISTIANA |  | HCCC | 0 | 12360096 | DE |  | 2018-01-03 19:00 |  | Thermometers; Electronic | 100365 | 692 | CARDINAL | 350
CHRISTIANA |  | Omega Professional Center | 0 | CND4751044 | DE |  |  |  | Electrocardiographs; Multichannel; Interpretive | 48009 | Burdick Electrocardiograph E350i | BURDICK INC A QUINTON CO | 0
CHRISTIANA |  | Omega Professional Center | 0 | 92304-007960 | DE |  |  |  | Electrocardiographs; Multichannel; Interpretive | 48008 | Burdick Electrocardiograph E350i | BURDICK INC A QUINTON CO | 0
CHRISTIANA |  | Omega Professional Center | 0 | CND4751630 | DE |  |  |  | Electrocardiographs; Multichannel; Interpretive | 48010 | Burdick Electrocardiograph E350i | BURDICK INC A QUINTON CO | 0
CHRISTIANA |  | Woodstown | 0 | 43378 | NJ |  |  |  | Electrocardiographs; Multichannel; Interpretive | 27771 | Burdick Electrocardiograph E350i | BURDICK INC A QUINTON CO | 9000
CHRISTIANA |  | New Castle Center | 0 | 42785 | DE |  | 2008-01-20 19:00 |  | Electrocardiographs; Multichannel; Interpretive | 25207 | Burdick Electrocardiograph E350i | BURDICK INC A QUINTON CO | 9000
CHRISTIANA |  | HOSPITAL-CH | 0 | SE21674834554 | DE |  |  |  | Baths; Whirlpool | 31065 | Patient Tub 079500-01 | ARJO HOSPITAL EQUIPMENT INC | 15859
CHRISTIANA |  | Woodstown | 0 | 520406-921 | NJ |  |  |  | Centrifuges; Tabletop; Low-Speed; Nonrefrigerated | 38149 | Horizon Mini-E Clinical Centrifuge 642E | QUEST DIAGNOSTICS INC | 0
CHRISTIANA |  | HCCC | 0 | 520807-461 | DE |  |  |  | Centrifuges; Tabletop; Low-Speed; Nonrefrigerated | 50622 | Horizon Mini-E Clinical Centrifuge 642E | QUEST DIAGNOSTICS INC | 0
CHRISTIANA |  | Carneys Point | 0 | 520306-811 | NJ |  | 2006-10-25 20:00 |  | Centrifuges; Tabletop; Low-Speed; Nonrefrigerated | 38822 | Horizon Mini-E Clinical Centrifuge 642E | QUEST DIAGNOSTICS INC | 5000
CHRISTIANA |  | HOSPITAL-CH | 0 | HP2304A | DE |  | 1997-06-29 20:00 |  | Electrosurgical Units | 26376 | CMC III BIPOLAR | CODMAN & SHURTLEFF INC A JOHNSON & JOHNSON CO | 1400
CHRISTIANA |  | HOSPITAL-CH | 0 | HP6237 | DE |  | 2006-05-22 20:00 |  | Electrosurgical Units | 38386 | CMC III BIPOLAR | CODMAN & SHURTLEFF INC A JOHNSON & JOHNSON CO | 25000
CHRISTIANA |  | PMRI | 0 | 590302000000 | DE |  |  |  | Exercisers; Aerobic; Stationary Bicycle; Recumbent | 37483 | Commercial Fitness Bike R2600HRT | Vision Fitness | 7500
CHRISTIANA |  | HOSPITAL-CH | 0 | 6500HD-1994-9-052 | DE |  | 1999-09-21 20:00 |  | Tables; Operating | 29015 | Hercules Surgical Table 6500HD | Skytron Div The KMW Group | 25000
CHRISTIANA |  | HOSPITAL-CH | 0 | 6500HD-2001-9-628 | DE |  | 2001-10-08 20:00 |  | Tables; Operating | 32287 | Hercules Surgical Table 6500HD | Skytron Div The KMW Group | 36876
CHRISTIANA |  | HOSPITAL-CH | 0 | 6500HD-2001-08-618 | DE |  | 2001-10-08 20:00 |  | Tables; Operating | 32288 | Hercules Surgical Table 6500HD | Skytron Div The KMW Group | 36876
CHRISTIANA |  | HOSPITAL-WH | 0 | 6500D-2C-685 | DE |  | 2003-04-02 19:00 |  | Tables; Operating | 34324 | Hercules Surgical Table 6500HD | Skytron Div The KMW Group | 34999.99 | Purchased
CHRISTIANA |  | HOSPITAL-CH | 0 | 6500HD-2001-9-632 | DE |  | 2001-10-08 20:00 |  | Tables; Operating | 32289 | Hercules Surgical Table 6500HD | Skytron Div The KMW Group | 36876
CHRISTIANA |  | HOSPITAL-CH | 0 | 14000078 | DE |  |  |  | Monitors; Bedside; Fetal | 31498 | 172 | GE MEDICAL SYSTEMS | 2855.54
CHRISTIANA |  | HOSPITAL-CH | 0 | 14000067 | DE |  |  |  | Monitors; Bedside; Fetal | 31499 | 172 | GE MEDICAL SYSTEMS | 2855.54
CHRISTIANA |  | Annex | 0 | 1400052 | DE |  |  |  | Monitors; Bedside; Fetal | 31495 | 172 | GE MEDICAL SYSTEMS | 2855.54
CHRISTIANA |  | HOSPITAL-CH | 0 | 14000051 | DE |  |  |  | Monitors; Bedside; Fetal | 31496 | 172 | GE MEDICAL SYSTEMS | 2855.54
CHRISTIANA |  | HOSPITAL-CH | 0 | 14000077 | DE |  |  |  | Monitors; Bedside; Fetal | 31497 | 172 | GE MEDICAL SYSTEMS | 2855.54
CHRISTIANA |  | HOSPITAL-CH | 0 | 1400080 | DE |  |  |  | Monitors; Bedside; Fetal | 31492 | 172 | GE MEDICAL SYSTEMS | 2855.54
CHRISTIANA |  | HOSPITAL-CH | 0 | 1400079 | DE |  |  |  | Monitors; Bedside; Fetal | 31494 | 172 | GE MEDICAL SYSTEMS | 2855.54
CHRISTIANA |  | HOSPITAL-CH | 0 | 1400019 | DE |  |  |  | Monitors; Bedside; Fetal | 31493 | 172 | GE MEDICAL SYSTEMS | 2855.54
CHRISTIANA |  | HOSPITAL-CH | 0 | 13000212 | DE |  |  |  | Monitors; Bedside; Fetal | 31490 | 172 | GE MEDICAL SYSTEMS | 2855.54
CHRISTIANA |  | HOSPITAL-CH | 0 | SAS07430994PA | DE |  |  |  | Monitors; Bedside; Fetal | 41322 | 172 | GE MEDICAL SYSTEMS | 2855.54
CHRISTIANA |  | HOSPITAL-CH | 0 | SAS07471094PA | DE |  |  |  | Monitors; Bedside; Fetal | 41323 | 172 | GE MEDICAL SYSTEMS | 2855.54
CHRISTIANA |  | HOSPITAL-CH | 0 | SAS07471090PA | DE |  |  |  | Monitors; Bedside; Fetal | 41321 | 172 | GE MEDICAL SYSTEMS | 2855.54
CHRISTIANA |  | HOSPITAL-CH | 0 | 14000842 | DE |  |  |  | Monitors; Bedside; Fetal | 33109 | 172 | GE MEDICAL SYSTEMS | 5532
CHRISTIANA |  | HOSPITAL-CH | 0 | SAS074741085PA | DE |  |  |  | Monitors; Bedside; Fetal | 41326 | 172 | GE MEDICAL SYSTEMS | 2855.54
CHRISTIANA |  | HOSPITAL-CH | 0 | SAS07471082PA | DE |  |  |  | Monitors; Bedside; Fetal | 41324 | 172 | GE MEDICAL SYSTEMS | 2855.54
CHRISTIANA |  | HOSPITAL-CH | 0 | SAS0742900PA | DE |  |  |  | Monitors; Bedside; Fetal | 41325 | 172 | GE MEDICAL SYSTEMS | 2855.54
CHRISTIANA |  | HOSPITAL-CH | 0 | 14000843 | DE |  |  |  | Monitors; Bedside; Fetal | 33110 | 172 | GE MEDICAL SYSTEMS | 5532
CHRISTIANA |  | HOSPITAL-CH | 0 | 14000831 | DE |  |  |  | Monitors; Bedside; Fetal | 33112 | 172 | GE MEDICAL SYSTEMS | 5532
CHRISTIANA |  | HOSPITAL-CH | 0 | 9102015 | DE |  |  |  | Tables; Operating | 31314 | 5600 | Skytron Div The KMW Group | 39999.99
CHRISTIANA |  | HOSPITAL-CH | 0 | 9098325 | DE |  |  |  | Tables; Operating | 31313 | 5600 | Skytron Div The KMW Group | 29999.99
CHRISTIANA |  | HOSPITAL-CH | 0 | 90520124 | DE |  |  |  | Tables; Operating | 29018 | 5600 | Skytron Div The KMW Group | 43401
CHRISTIANA |  | Mckean High School | 0 | NA | DE |  | 1995-01-15 19:00 |  | Scales; Patient; Floor | 22135 | 408DJJ | HEALTH O METER INC DIV SUNBEAM CORP | 1500 | Purchased
CHRISTIANA |  | HOSPITAL-CH | 0 | J098005A | DE |  |  |  | Physiologic Monitor Modules; ELECTROENCEPHALOGRAPHY | 46413 | H06-2000G-S05 | SANDHILL SCIENTIFIC INC | 32360
CHRISTIANA |  | HOSPITAL-CH | 0 | 7102-04-0716 | DE |  |  |  | Cardiac Output Units; Other | 38357 | LiDCO Plus Hemodynamic Monitor Cardiac Sensor System HM 71-02 | LIDCO LTD | 9.99
CHRISTIANA |  | HOSPITAL-CH | 0 | 7102-05-0791 | DE |  |  |  | Cardiac Output Units; Other | 35286 | LiDCO Plus Hemodynamic Monitor Cardiac Sensor System HM 71-02 | LIDCO LTD | 9.99
CHRISTIANA |  | HOSPITAL-CH | 0 | 7102-03-0300 | DE |  |  |  | Cardiac Output Units; Other | 35277 | LiDCO Plus Hemodynamic Monitor Cardiac Sensor System HM 71-02 | LIDCO LTD | 9.99
CHRISTIANA |  | HOSPITAL-CH | 0 | 7102-03-0329 | DE |  |  |  | Cardiac Output Units; Other | 35276 | LiDCO Plus Hemodynamic Monitor Cardiac Sensor System HM 71-02 | LIDCO LTD | 9.99
CHRISTIANA |  | HOSPITAL-CH | 0 | 7102-03-0277 | DE |  |  |  | Cardiac Output Units; Other | 35275 | LiDCO Plus Hemodynamic Monitor Cardiac Sensor System HM 71-02 | LIDCO LTD | 9.99
CHRISTIANA |  | HOSPITAL-CH | 0 | 7102-030343 | DE |  |  |  | Cardiac Output Units; Other | 38356 | LiDCO Plus Hemodynamic Monitor Cardiac Sensor System HM 71-02 | LIDCO LTD | 9.99
CHRISTIANA |  | HOSPITAL-CH | 0 | 7102-02-0149 | DE |  |  |  | Cardiac Output Units; Other | 36455 | LiDCO Plus Hemodynamic Monitor Cardiac Sensor System HM 71-02 | LIDCO LTD | 9.99
CHRISTIANA |  | HOSPITAL-CH | 0 | 7102-03-0212 | DE |  |  |  | Cardiac Output Units; Other | 35282 | LiDCO Plus Hemodynamic Monitor Cardiac Sensor System HM 71-02 | LIDCO LTD | 9.99
CHRISTIANA |  | HOSPITAL-CH | 0 | 7102-03-0293 | DE |  |  |  | Cardiac Output Units; Other | 35284 | LiDCO Plus Hemodynamic Monitor Cardiac Sensor System HM 71-02 | LIDCO LTD | 9.99
CHRISTIANA |  | HOSPITAL-CH | 0 | 7102-03-0288 | DE |  |  |  | Cardiac Output Units; Other | 35281 | LiDCO Plus Hemodynamic Monitor Cardiac Sensor System HM 71-02 | LIDCO LTD | 9.99
CHRISTIANA |  | HOSPITAL-CH | 0 | 7102-10-1781 | DE |  |  |  | Cardiac Output Units; Other | 36456 | LiDCO Plus Hemodynamic Monitor Cardiac Sensor System HM 71-02 | LIDCO LTD | 9.99
CHRISTIANA |  | HOSPITAL-CH | 0 | 7102-03-0302 | DE |  |  |  | Cardiac Output Units; Other | 35280 | LiDCO Plus Hemodynamic Monitor Cardiac Sensor System HM 71-02 | LIDCO LTD | 9.99
CHRISTIANA |  | HOSPITAL-CH | 0 | 7102-03-0218 | DE |  |  |  | Cardiac Output Units; Other | 35278 | LiDCO Plus Hemodynamic Monitor Cardiac Sensor System HM 71-02 | LIDCO LTD | 9.99
CHRISTIANA |  | HOSPITAL-CH | 0 | 7102-03-0282 | DE |  |  |  | Cardiac Output Units; Other | 35279 | LiDCO Plus Hemodynamic Monitor Cardiac Sensor System HM 71-02 | LIDCO LTD | 9.99
CHRISTIANA |  | HOSPITAL-CH | 0 | 41947 | DE |  |  |  | Compression Units | 30581 | 4328 SEQUENTIAL | CHATTANOOGA GROUP DIV ENCORE MEDICAL CORP | 0
CHRISTIANA |  | HOSPITAL-CH | 0 | L1265 | DE |  |  |  | Printers | 25324 | P-81T | GE MEDICAL SYSTEMS | 2000
CHRISTIANA |  | HOSPITAL-WH | 0 | 79U148 | DE |  |  |  | Anesthesia Kits; Paracervical | 13227 | 2025-05-10 | SKLAR INSTRUMENT CO DIV MEDCO GROUP INC | 1200
CHRISTIANA |  | HOSPITAL-CH | 0 | FCB05370508SA | DE |  |  |  | Oximeters; Pulse | 38050 | 6051-0000-187 | GE MEDICAL SYSTEMS | 9.99
CHRISTIANA |  | HOSPITAL-CH | 0 | FCB05330413SA | DE |  |  |  | Oximeters; Pulse | 37887 | 6051-0000-187 | GE MEDICAL SYSTEMS | 9.99
CHRISTIANA |  | HOSPITAL-CH | 0 | FCB05450367SA | DE |  |  |  | Oximeters; Pulse | 37709 | 6051-0000-187 | GE MEDICAL SYSTEMS | 999
CHRISTIANA |  | HOSPITAL-CH | 0 | FCB07060100SA | DE |  |  |  | Oximeters; Pulse | 39558 | 6051-0000-187 | GE MEDICAL SYSTEMS | 500
CHRISTIANA |  | HOSPITAL-WH | 0 | FCB10010150SA | DE |  |  |  | Oximeters; Pulse | 37865 | 6051-0000-187 | GE MEDICAL SYSTEMS | 500
CHRISTIANA |  | HOSPITAL-CH | 0 | FCB05330417SA | DE |  |  |  | Oximeters; Pulse | 37882 | 6051-0000-187 | GE MEDICAL SYSTEMS | 9.99
CHRISTIANA |  | HOSPITAL-CH | 0 | SW04002297 | DE |  |  |  | Scales | 31059 | SW Series Portion Control Scale SW-20 | CAS Scale Company | 189
CHRISTIANA |  | HOSPITAL-CH | 0 | SW0710478 | DE |  | 2012-01-31 19:00 |  | Scales | 47414 | SW Series Portion Control Scale SW-20 | CAS Scale Company | 1500 | Purchased
CHRISTIANA |  | WH SURGI | 0 | ZL1153 | DE |  | 2011-08-07 20:00 |  | Radiofrequency Therapy Systems; Tissue Ablation | 47695 | VULCAN EAS | ORATEC INTERVENTIONS INC | 15000 | Purchased
CHRISTIANA |  | HOSPITAL-CH | 0 | VG1617 | DE |  |  |  | Radiofrequency Therapy Systems; Tissue Ablation | 30597 | VULCAN EAS | ORATEC INTERVENTIONS INC | 7999.99
CHRISTIANA |  | HOSPITAL-WH | 0 | VG0190 | DE |  |  |  | Radiofrequency Therapy Systems; Tissue Ablation | 29045 | VULCAN EAS | ORATEC INTERVENTIONS INC | 8000
CHRISTIANA |  | CH-SURGI | 0 | VGO 389 | DE |  |  |  | Radiofrequency Therapy Systems; Tissue Ablation | 29635 | VULCAN EAS | ORATEC INTERVENTIONS INC | 8000
CHRISTIANA |  | HOSPITAL-CH | 0 | VG0326 | DE |  |  |  | Radiofrequency Therapy Systems; Tissue Ablation | 29381 | VULCAN EAS | ORATEC INTERVENTIONS INC | 12000
CHRISTIANA |  | HOSPITAL-WH | 0 | VGO272 | DE |  | 2002-06-09 20:00 |  | Radiofrequency Therapy Systems; Tissue Ablation | 29048 | VULCAN EAS | ORATEC INTERVENTIONS INC | 7999.99
CHRISTIANA |  | HOSPITAL-CH | 0 | VG0273 | DE |  |  |  | Radiofrequency Therapy Systems; Tissue Ablation | 29307 | VULCAN EAS | ORATEC INTERVENTIONS INC | 8000
CHRISTIANA |  | HOSPITAL-WH | 0 | 1238F51 | DE |  |  |  | Spirometers; Diagnostic | 36444 | D600 | DELL INC | 3995
CHRISTIANA |  | HOSPITAL-CH | 0 | K200659 | DE |  |  |  | Spirometers; Diagnostic | 36582 | KOKO SPIROMETER | PULMONARY DATA SERVICE | 4999.99
CHRISTIANA |  | HOSPITAL-CH | 0 | 09-1389 | DE |  |  |  | Circulatory Assist Units; Cardiac; Ventricular | 46137 | 004603 mobile concole | ABIOMED INC | 0
CHRISTIANA |  | HOSPITAL-CH | 0 | 09-1398 | DE |  |  |  | Circulatory Assist Units; Cardiac; Ventricular | 46139 | 004603 mobile concole | ABIOMED INC | 0
CHRISTIANA |  | HOSPITAL-CH | 0 | HD002012 | DE |  | 2012-04-08 20:00 |  | TELEMETRY UNITS | CF249 | 408 | CARDINAL | 3200
CHRISTIANA |  | HOSPITAL-CH | 0 | HD004763 | DE |  | 2012-04-08 20:00 |  | TELEMETRY UNITS | CF250 | 408 | CARDINAL | 3200
CHRISTIANA |  | HOSPITAL-CH | 0 | HD001916 | DE |  | 2011-12-27 19:00 |  | TELEMETRY UNITS | CF051 | 408 | CARDINAL | 3200
CHRISTIANA |  | HOSPITAL-CH | 0 | HD002163 | DE |  | 2011-12-08 19:00 |  | TELEMETRY UNITS | CF005 | 408 | CARDINAL | 3200
CHRISTIANA |  | HOSPITAL-CH | 0 | HD002188 | DE |  | 2012-04-08 20:00 |  | TELEMETRY UNITS | CF242 | 408 | CARDINAL | 3200
CHRISTIANA |  | HOSPITAL-CH | 0 | HD004170 | DE |  |  |  | TELEMETRY UNITS | CF049 | 408 | CARDINAL | 3200
CHRISTIANA |  | HOSPITAL-CH | 0 | HD001900 | DE |  |  |  | TELEMETRY UNITS | CF050 | 408 | CARDINAL | 3200
CHRISTIANA |  | HOSPITAL-CH | 0 | HD002032 | DE |  | 2011-12-08 19:00 |  | TELEMETRY UNITS | CF002 | 408 | CARDINAL | 3200
CHRISTIANA |  | HOSPITAL-CH | 0 | HD004749 | DE |  | 2011-12-08 19:00 |  | TELEMETRY UNITS | CF007 | 408 | CARDINAL | 3200
CHRISTIANA |  | HOSPITAL-CH | 0 | HD004490 | DE |  | 2012-03-20 20:00 |  | TELEMETRY UNITS | CF098 | 408 | CARDINAL | 3200
CHRISTIANA |  | HOSPITAL-CH | 0 | HD002272 | DE |  | 2011-12-08 19:00 |  | TELEMETRY UNITS | CF003 | 408 | CARDINAL | 3200
CHRISTIANA |  | HOSPITAL-CH | 0 | HD004350 | DE |  | 2012-03-20 20:00 |  | TELEMETRY UNITS | CF099 | 408 | CARDINAL | 3200
CHRISTIANA |  | HOSPITAL-CH | 0 | HD004215 | DE |  | 2012-03-14 20:00 |  | TELEMETRY UNITS | CF175 | 408 | CARDINAL | 3200
CHRISTIANA |  | HOSPITAL-CH | 0 | HD002009 | DE |  | 2011-12-08 19:00 |  | TELEMETRY UNITS | CF001 | 408 | CARDINAL | 3200
CHRISTIANA |  | HOSPITAL-CH | 0 | HD001804 | DE |  | 2011-12-08 19:00 |  | TELEMETRY UNITS | CF004 | 408 | CARDINAL | 3200
CHRISTIANA |  | HOSPITAL-CH | 0 | HD004345 | DE |  | 2011-12-27 19:00 |  | TELEMETRY UNITS | CF052 | 408 | CARDINAL | 3200
CHRISTIANA |  | HOSPITAL-CH | 0 | HD002004 | DE |  | 2011-12-27 19:00 |  | TELEMETRY UNITS | CF053 | 408 | CARDINAL | 3200
CHRISTIANA |  | HOSPITAL-CH | 0 | HD004671 | DE |  | 2012-04-08 20:00 |  | TELEMETRY UNITS | CF248 | 408 | CARDINAL | 3200
CHRISTIANA |  | HOSPITAL-CH | 0 | HD001928 | DE |  | 2012-04-08 20:00 |  | TELEMETRY UNITS | CF198 | 408 | CARDINAL | 3200
CHRISTIANA |  | HOSPITAL-CH | 0 | HD002311 | DE |  | 2012-03-20 20:00 |  | TELEMETRY UNITS | CF097 | 408 | CARDINAL | 3200
CHRISTIANA |  | HOSPITAL-CH | 0 | HD001982 | DE |  | 2011-12-27 19:00 |  | TELEMETRY UNITS | CF054 | 408 | CARDINAL | 3200
CHRISTIANA |  | HOSPITAL-CH | 0 | HD003448 | DE |  | 2011-12-27 19:00 |  | TELEMETRY UNITS | CF055 | 408 | CARDINAL | 3200
CHRISTIANA |  | HOSPITAL-CH | 0 | HD003618 | DE |  | 2011-12-27 19:00 |  | TELEMETRY UNITS | CF056 | 408 | CARDINAL | 3200
CHRISTIANA |  | HOSPITAL-CH | 0 | HD002096 | DE |  | 2011-12-08 19:00 |  | TELEMETRY UNITS | CF006 | 408 | CARDINAL | 3200
CHRISTIANA |  | HOSPITAL-CH | 0 | HD002100 | DE |  | 2012-04-08 20:00 |  | TELEMETRY UNITS | CF193 | 408 | CARDINAL | 3200
CHRISTIANA |  | HOSPITAL-CH | 0 | HD004400 | DE |  | 2012-04-08 20:00 |  | TELEMETRY UNITS | CF243 | 408 | CARDINAL | 3200
CHRISTIANA |  | HOSPITAL-CH | 0 | HD005529 | DE |  | 2012-04-08 20:00 |  | TELEMETRY UNITS | CF245 | 408 | CARDINAL | 3200
CHRISTIANA |  | HOSPITAL-CH | 0 | HD004486 | DE |  | 2012-03-20 20:00 |  | TELEMETRY UNITS | CF100 | 408 | CARDINAL | 3200
CHRISTIANA |  | HOSPITAL-CH | 0 | HD003768 | DE |  | 2012-03-20 20:00 |  | TELEMETRY UNITS | CF101 | 408 | CARDINAL | 3200
CHRISTIANA |  | HOSPITAL-CH | 0 | HD002126 | DE |  | 2012-04-08 20:00 |  | TELEMETRY UNITS | CF246 | 408 | CARDINAL | 3200
CHRISTIANA |  | HOSPITAL-CH | 0 | HD005672 | DE |  | 2012-04-08 20:00 |  | TELEMETRY UNITS | CF247 | 408 | CARDINAL | 3200
CHRISTIANA |  | HOSPITAL-CH | 0 | HD004417 | DE |  | 2013-05-15 20:00 |  | TELEMETRY UNITS | CF264 | 408 | CARDINAL | 3200
CHRISTIANA |  | HOSPITAL-CH | 0 | HD001961 | DE |  | 2012-03-20 20:00 |  | TELEMETRY UNITS | CF102 | 408 | CARDINAL | 3200
CHRISTIANA |  | HOSPITAL-CH | 0 | HD002020 | DE |  | 2012-03-20 20:00 |  | TELEMETRY UNITS | CF104 | 408 | CARDINAL | 3200
CHRISTIANA |  | HOSPITAL-CH | 0 | HD002013 | DE |  | 2012-04-08 20:00 |  | TELEMETRY UNITS | CF197 | 408 | CARDINAL | 3200
CHRISTIANA |  | HOSPITAL-CH | 0 | HD004584 | DE |  | 2012-03-20 20:00 |  | TELEMETRY UNITS | CF145 | 408 | CARDINAL | 3200
CHRISTIANA |  | HOSPITAL-CH | 0 | HD001929 | DE |  | 2012-03-20 20:00 |  | TELEMETRY UNITS | CF147 | 408 | CARDINAL | 3200
CHRISTIANA |  | HOSPITAL-CH | 0 | HD002206 | DE |  | 2012-03-20 20:00 |  | TELEMETRY UNITS | CF148 | 408 | CARDINAL | 3200
CHRISTIANA |  | HOSPITAL-CH | 0 | HD004437 | DE |  | 2012-03-20 20:00 |  | TELEMETRY UNITS | CF150 | 408 | CARDINAL | 3200
CHRISTIANA |  | HOSPITAL-CH | 0 | HD003322 | DE |  | 2012-03-20 20:00 |  | TELEMETRY UNITS | CF151 | 408 | CARDINAL | 3200
CHRISTIANA |  | HOSPITAL-CH | 0 | HD002007 | DE |  | 2012-03-20 20:00 |  | TELEMETRY UNITS | CF152 | 408 | CARDINAL | 3200
CHRISTIANA |  | HOSPITAL-WH | 0 | SA20008 | DE |  |  |  | Aspirators | 29933 | MUBIVAC III- CS | AEROS INSTRUMENTS INC | 0
CHRISTIANA |  | HOSPITAL-CH | 0 | 327 | DE |  |  |  | Irrigation/Distention Systems; Arthroscopic | 31876 | 5190-001 | Zimmer Biomet | 4000
CHRISTIANA |  | HOSPITAL-CH | 0 | 615-594 | DE |  |  |  | Timers; Coagulation | 28516 | A2P | ARRAY MEDICAL INC | 5000
CHRISTIANA |  | HOSPITAL-CH | 0 | 615/638 | DE |  |  |  | Timers; Coagulation | 28514 | A2P | ARRAY MEDICAL INC | 5000
CHRISTIANA |  | HOSPITAL-WH | 0 | 6439 | DE |  | 2008-10-10 20:00 |  | Analyzers; Laboratory; Hematology; Erythrocyte Sedimentation Rate | 41392 | ESR Stat Plus Laser Kinetic Analyzer HT2001 | HEMATECHNOLOGIES (USA) | 4600 | Purchased
CHRISTIANA |  | HOSPITAL-CH | 500 | 7008 | DE |  | 2019-03-29 09:14 |  | Analyzers; Laboratory; Hematology; Erythrocyte Sedimentation Rate | 57252 | ESR Stat Plus Laser Kinetic Analyzer HT2001 | HEMATECHNOLOGIES (USA) | 4600 | Purchased
CHRISTIANA |  | HOSPITAL-CH | 500 | 6436 | DE |  | 2019-03-29 09:14 |  | Analyzers; Laboratory; Hematology; Erythrocyte Sedimentation Rate | 39793 | ESR Stat Plus Laser Kinetic Analyzer HT2001 | HEMATECHNOLOGIES (USA) | 4600 | Purchased
CHRISTIANA | 2005-08-25 | Springside Connor Building | 0 | 25114 | DE |  | 2009-07-16 20:00 | 2023-07-31 | Scanning Systems; Magnetic Resonance Imaging | 46033 | AVANTO - MAGNETOM AVANTO | SIEMENS HEALTH SYSTEMS | 899999.99 | Purchased
CHRISTIANA |  | HOSPITAL-CH | 0 | 4834A15692 | DE |  |  |  | Data Management Systems; ECG | 47184 | M3154A | PHILIPS MEDICAL SYSTEMS CARDIAC & MONITORING SYSTEMS DIV | 25000
CHRISTIANA |  | HOSPITAL-WH | 0 | 4533A04047 | DE |  | 2005-07-04 20:00 |  | Network Servers | 37243 | M3154A | PHILIPS MEDICAL SYSTEMS CARDIAC & MONITORING SYSTEMS DIV | 41000 | Purchased
CHRISTIANA |  | HOSPITAL-CH | 0 | 5203A03318 | DE |  | 2012-04-01 20:00 |  | Data Management Systems; ECG | 37660 | M3154A | PHILIPS MEDICAL SYSTEMS CARDIAC & MONITORING SYSTEMS DIV | 25000
CHRISTIANA |  | HOSPITAL-CH | 0 | 4632A04461 | DE |  | 2019-03-29 09:14 |  | Data Management Systems; ECG | 47185 | M3154A | PHILIPS MEDICAL SYSTEMS CARDIAC & MONITORING SYSTEMS DIV | 25000
CHRISTIANA |  | HOSPITAL-CH | 0 | 5104A26011 | DE |  |  |  | Data Management Systems; ECG | 47846 | M3154A | PHILIPS MEDICAL SYSTEMS CARDIAC & MONITORING SYSTEMS DIV | 25000
CHRISTIANA |  | HOSPITAL-CH | 0 | 5104A00420 | DE |  |  |  | Data Management Systems; ECG | 47847 | M3154A | PHILIPS MEDICAL SYSTEMS CARDIAC & MONITORING SYSTEMS DIV | 25000
CHRISTIANA |  | HOSPITAL-CH | 0 | 4536A00175 | DE |  | 2005-07-17 20:00 |  | Data Management Systems; ECG | 37661 | M3154A | PHILIPS MEDICAL SYSTEMS CARDIAC & MONITORING SYSTEMS DIV | 14999
CHRISTIANA |  | HOSPITAL-WH | 0 | 209339 | DE |  |  |  | Laminar Air Flow Units; Mobile | 20613 | 2224 | HR INC | 11418
CHRISTIANA |  | HOSPITAL-CH | 0 | 2107/03.2007 | DE |  | 2007-04-19 20:00 |  | Tissue Processors | 39405 | Fully-enclosed Tissue Processor ASP300S | LEICA MICROSYSTEMS INC | 2000
CHRISTIANA |  | HOSPITAL-CH | 0 | 6001N-1999-1-1948 | DE |  | 1999-09-21 20:00 |  | Tables; Operating | 29118 | Elite Series Surgical Table 6001N | Skytron Div The KMW Group | 25432 | Purchased
CHRISTIANA |  | HOSPITAL-CH | 0 | 6001NK-1999-8-1963 | DE |  | 2001-03-12 19:00 |  | Tables; Operating | 31315 | Elite Series Surgical Table 6001N | Skytron Div The KMW Group | 24999.99
CHRISTIANA |  | HOSPITAL-CH | 477.27 | 4088 | DE |  | 2007-01-25 19:00 |  | Tables; Operating | 39583 | Modular Table System 5803 | Mizuho OSI | 1700 | Purchased
CHRISTIANA |  | HOSPITAL-CH | 477.27 | 4479 | DE |  | 2005-11-30 19:00 |  | Tables; Operating | 37759 | Modular Table System 5803 | Mizuho OSI | 35000 | Purchased
CHRISTIANA |  | HOSPITAL-CH | 477.27 | 1288 | DE |  | 2001-11-13 19:00 |  | Tables; Operating | 32046 | Modular Table System 5803 | Mizuho OSI | 35000
CHRISTIANA |  | HOSPITAL-CH | 477.27 | 885 | DE |  | 2004-12-18 19:00 |  | Tables; Operating | 36316 | Modular Table System 5803 | Mizuho OSI | 35000
CHRISTIANA |  | HOSPITAL-CH | 0 | 159-108 | DE |  |  |  | Oximeters; Pulse | 35944 | 2001 OXIMETER; PULSE | Philips Respironics Inc | 999.99
CHRISTIANA |  | HOSPITAL-CH | 0 | 159-92 | DE |  |  |  | Oximeters; Pulse | 36000 | 2001 OXIMETER; PULSE | Philips Respironics Inc | 999.99
CHRISTIANA |  | HOSPITAL-CH | 0 | 159-164 | DE |  |  |  | Oximeters; Pulse | 35902 | 2001 OXIMETER; PULSE | Philips Respironics Inc | 999.99
CHRISTIANA |  | HOSPITAL-CH | 0 | 159-142 | DE |  | 2004-03-29 19:00 |  | Oximeters; Pulse | 35904 | 2001 OXIMETER; PULSE | Philips Respironics Inc | 999.99
CHRISTIANA |  | HOSPITAL-CH | 0 | 159-81 | DE |  |  |  | Oximeters; Pulse | 35943 | 2001 OXIMETER; PULSE | Philips Respironics Inc | 999.99
CHRISTIANA |  | HOSPITAL-CH | 0 | 159-90 | DE |  | 2004-03-29 19:00 |  | Oximeters; Pulse | 35945 | 2001 OXIMETER; PULSE | Philips Respironics Inc | 999.99
CHRISTIANA |  | HOSPITAL-CH | 0 | 159-114 | DE |  |  |  | Oximeters; Pulse | 35999 | 2001 OXIMETER; PULSE | Philips Respironics Inc | 999.99
CHRISTIANA |  | HOSPITAL-CH | 0 | 159-61 | DE |  | 2004-03-29 19:00 |  | Oximeters; Pulse | 35946 | 2001 OXIMETER; PULSE | Philips Respironics Inc | 999.99
CHRISTIANA |  | HOSPITAL-CH | 0 | 159-106 | DE |  | 2004-03-29 19:00 |  | Oximeters; Pulse | 35948 | 2001 OXIMETER; PULSE | Philips Respironics Inc | 999.99
CHRISTIANA |  | HOSPITAL-CH | 0 | 159-56 | DE |  |  |  | Oximeters; Pulse | 36002 | 2001 OXIMETER; PULSE | Philips Respironics Inc | 999.99
CHRISTIANA |  | HOSPITAL-CH | 0 | 159-162 | DE |  |  |  | Oximeters; Pulse | 35906 | 2001 OXIMETER; PULSE | Philips Respironics Inc | 999.99
CHRISTIANA |  | HOSPITAL-CH | 0 | 159-93 | DE |  | 2004-03-29 19:00 |  | Oximeters; Pulse | 35974 | 2001 OXIMETER; PULSE | Philips Respironics Inc | 999.99 | Purchased
CHRISTIANA |  | HOSPITAL-WH | 0 | 159-43 | DE |  |  |  | Oximeters; Pulse | 36001 | 2001 OXIMETER; PULSE | Philips Respironics Inc | 999.99
CHRISTIANA |  | HOSPITAL-WH | 0 | 159-37 | DE |  |  |  | Oximeters; Pulse | 36003 | 2001 OXIMETER; PULSE | Philips Respironics Inc | 999.99
CHRISTIANA |  | HOSPITAL-WH | 0 | 159-6 | DE |  |  |  | Oximeters; Pulse | 35905 | 2001 OXIMETER; PULSE | Philips Respironics Inc | 999.99
CHRISTIANA |  | HOSPITAL-CH | 0 | 159-150 | DE |  |  |  | Oximeters; Pulse | 35907 | 2001 OXIMETER; PULSE | Philips Respironics Inc | 999.99
CHRISTIANA |  | HOSPITAL-CH | 0 | 159-79 | DE |  | 2004-03-29 19:00 |  | Oximeters; Pulse | 35975 | 2001 OXIMETER; PULSE | Philips Respironics Inc | 999.99
CHRISTIANA |  | HOSPITAL-WH | 0 | 159-139 | DE |  |  |  | Oximeters; Pulse | 36004 | 2001 OXIMETER; PULSE | Philips Respironics Inc | 999.99
CHRISTIANA |  | HOSPITAL-CH | 0 | 159-129 | DE |  | 2004-03-29 19:00 |  | Oximeters; Pulse | 36006 | 2001 OXIMETER; PULSE | Philips Respironics Inc | 999.99
CHRISTIANA |  | HOSPITAL-CH | 0 | 159-163 | DE |  | 2004-03-29 19:00 |  | Oximeters; Pulse | 35909 | 2001 OXIMETER; PULSE | Philips Respironics Inc | 999.99
CHRISTIANA |  | HOSPITAL-CH | 0 | 159-152 | DE |  |  |  | Oximeters; Pulse | 35911 | 2001 OXIMETER; PULSE | Philips Respironics Inc | 999.99
CHRISTIANA |  | HOSPITAL-CH | 0 | 159-88 | DE |  |  |  | Oximeters; Pulse | 36005 | 2001 OXIMETER; PULSE | Philips Respironics Inc | 999.99
CHRISTIANA |  | HOSPITAL-WH | 0 | 159-156 | DE |  |  |  | Oximeters; Pulse | 35910 | 2001 OXIMETER; PULSE | Philips Respironics Inc | 999.99
CHRISTIANA |  | HOSPITAL-WH | 0 | 159-65 | DE |  |  |  | Oximeters; Pulse | 35942 | 2001 OXIMETER; PULSE | Philips Respironics Inc | 999.99
CHRISTIANA |  | HOSPITAL-CH | 0 | 159-29 | DE |  |  |  | Oximeters; Pulse | 35891 | 2001 OXIMETER; PULSE | Philips Respironics Inc | 999.99
CHRISTIANA |  | HOSPITAL-CH | 0 | 159-119 | DE |  |  |  | Oximeters; Pulse | 35900 | 2001 OXIMETER; PULSE | Philips Respironics Inc | 999.99
CHRISTIANA |  | HOSPITAL-CH | 0 | 159-146 | DE |  | 2004-03-29 19:00 |  | Oximeters; Pulse | 35913 | 2001 OXIMETER; PULSE | Philips Respironics Inc | 999.99
CHRISTIANA |  | HOSPITAL-CH | 0 | 159-4 | DE |  |  |  | Oximeters; Pulse | 35915 | 2001 OXIMETER; PULSE | Philips Respironics Inc | 999.99
CHRISTIANA |  | HOSPITAL-CH | 0 | 159-32 | DE |  | 2004-03-29 19:00 |  | Oximeters; Pulse | 35941 | 2001 OXIMETER; PULSE | Philips Respironics Inc | 999.99
CHRISTIANA |  | HOSPITAL-CH | 0 | 159-39 | DE |  |  |  | Oximeters; Pulse | 35899 | 2001 OXIMETER; PULSE | Philips Respironics Inc | 999.99
CHRISTIANA |  | HOSPITAL-CH | 0 | 159-148 | DE |  |  |  | Oximeters; Pulse | 35901 | 2001 OXIMETER; PULSE | Philips Respironics Inc | 999.99
CHRISTIANA |  | HOSPITAL-CH | 0 | 159-158 | DE |  |  |  | Oximeters; Pulse | 35912 | 2001 OXIMETER; PULSE | Philips Respironics Inc | 999.99
CHRISTIANA |  | HOSPITAL-CH | 0 | 159-63 | DE |  |  |  | Oximeters; Pulse | 35914 | 2001 OXIMETER; PULSE | Philips Respironics Inc | 999.99
CHRISTIANA |  | HOSPITAL-CH | 0 | 159-529 | DE |  | 2004-03-29 19:00 |  | Oximeters; Pulse | 35932 | 2001 OXIMETER; PULSE | Philips Respironics Inc | 999.99
CHRISTIANA |  | HOSPITAL-CH | 0 | 159-125 | DE |  |  |  | Oximeters; Pulse | 35986 | 2001 OXIMETER; PULSE | Philips Respironics Inc | 999.99
CHRISTIANA |  | HOSPITAL-CH | 0 | 159-68 | DE |  | 2004-03-29 19:00 |  | Oximeters; Pulse | 35957 | 2001 OXIMETER; PULSE | Philips Respironics Inc | 999.99
CHRISTIANA |  | HOSPITAL-CH | 0 | 159-59 | DE |  | 2004-03-29 19:00 |  | Oximeters; Pulse | 35956 | 2001 OXIMETER; PULSE | Philips Respironics Inc | 999.99
CHRISTIANA |  | HOSPITAL-CH | 0 | 159-100 | DE |  |  |  | Oximeters; Pulse | 35958 | 2001 OXIMETER; PULSE | Philips Respironics Inc | 999.99
CHRISTIANA |  | HOSPITAL-WH | 0 | 159-34 | DE |  |  |  | Oximeters; Pulse | 35934 | 2001 OXIMETER; PULSE | Philips Respironics Inc | 999.99
CHRISTIANA |  | HOSPITAL-CH | 0 | 159-111 | DE |  |  |  | Oximeters; Pulse | 35988 | 2001 OXIMETER; PULSE | Philips Respironics Inc | 999.99
CHRISTIANA |  | HOSPITAL-CH | 0 | 159-87 | DE |  |  |  | Oximeters; Pulse | 35959 | 2001 OXIMETER; PULSE | Philips Respironics Inc | 999.99
CHRISTIANA |  | HOSPITAL-CH | 0 | 159-94 | DE |  |  |  | Oximeters; Pulse | 35935 | 2001 OXIMETER; PULSE | Philips Respironics Inc | 999.99
CHRISTIANA |  | HOSPITAL-CH | 0 | 159-112 | DE |  |  |  | Oximeters; Pulse | 35989 | 2001 OXIMETER; PULSE | Philips Respironics Inc | 999.99
CHRISTIANA |  | HOSPITAL-CH | 0 | 159-154 | DE |  |  |  | Oximeters; Pulse | 35872 | 2001 OXIMETER; PULSE | Philips Respironics Inc | 999.99
CHRISTIANA |  | HOSPITAL-WH | 0 | 159-80 | DE |  | 2004-03-29 19:00 |  | Oximeters; Pulse | 35960 | 2001 OXIMETER; PULSE | Philips Respironics Inc | 999.99
CHRISTIANA |  | HOSPITAL-CH | 0 | 159-40 | DE |  | 2004-03-29 19:00 |  | Oximeters; Pulse | 35962 | 2001 OXIMETER; PULSE | Philips Respironics Inc | 999.99
CHRISTIANA |  | HOSPITAL-WH | 0 | 159-117 | DE |  |  |  | Oximeters; Pulse | 35936 | 2001 OXIMETER; PULSE | Philips Respironics Inc | 999.99
CHRISTIANA |  | HOSPITAL-CH | 0 | 159-113 | DE |  | 2004-03-29 19:00 |  | Oximeters; Pulse | 35938 | 2001 OXIMETER; PULSE | Philips Respironics Inc | 999.99
CHRISTIANA |  | HOSPITAL-CH | 0 | 159-85 | DE |  |  |  | Oximeters; Pulse | 35951 | 2001 OXIMETER; PULSE | Philips Respironics Inc | 999.99
CHRISTIANA |  | HOSPITAL-CH | 0 | 159-36 | DE |  |  |  | Oximeters; Pulse | 35963 | 2001 OXIMETER; PULSE | Philips Respironics Inc | 999.99
CHRISTIANA |  | HOSPITAL-WH | 0 | 159-98 | DE |  |  |  | Oximeters; Pulse | 35965 | 2001 OXIMETER; PULSE | Philips Respironics Inc | 999.99
CHRISTIANA |  | HOSPITAL-CH | 0 | 159-398 | DE |  |  |  | Oximeters; Pulse | 35978 | 2001 OXIMETER; PULSE | Philips Respironics Inc | 999.99
CHRISTIANA |  | HOSPITAL-CH | 0 | 159-126 | DE |  |  |  | Oximeters; Pulse | 35937 | 2001 OXIMETER; PULSE | Philips Respironics Inc | 999.99
CHRISTIANA |  | HOSPITAL-CH | 0 | 159-95 | DE |  |  |  | Oximeters; Pulse | 35939 | 2001 OXIMETER; PULSE | Philips Respironics Inc | 999.99
CHRISTIANA |  | HOSPITAL-CH | 0 | 159-165 | DE |  |  |  | Oximeters; Pulse | 35874 | 2001 OXIMETER; PULSE | Philips Respironics Inc | 999.99
CHRISTIANA |  | HOSPITAL-WH | 0 | 159-57 | DE |  |  |  | Oximeters; Pulse | 35950 | 2001 OXIMETER; PULSE | Philips Respironics Inc | 999.99
CHRISTIANA |  | HOSPITAL-CH | 0 | 159-128 | DE |  |  |  | Oximeters; Pulse | 35964 | 2001 OXIMETER; PULSE | Philips Respironics Inc | 999.99
CHRISTIANA |  |  | 0 | 159-51 | DE |  |  |  | Oximeters; Pulse | 35977 | 2001 OXIMETER; PULSE | Philips Respironics Inc | 999.99
CHRISTIANA |  | HOSPITAL-CH | 0 | 159-104 | DE |  | 2004-03-29 19:00 |  | Oximeters; Pulse | 35940 | 2001 OXIMETER; PULSE | Philips Respironics Inc | 999.99
CHRISTIANA |  | HOSPITAL-WH | 0 | 159-109 | DE |  | 2004-03-29 19:00 |  | Oximeters; Pulse | 35982 | 2001 OXIMETER; PULSE | Philips Respironics Inc | 999.99
CHRISTIANA |  | HOSPITAL-CH | 0 | 159-33 | DE |  |  |  | Oximeters; Pulse | 35953 | 2001 OXIMETER; PULSE | Philips Respironics Inc | 999.99
CHRISTIANA |  | HOSPITAL-CH | 0 | 159-76 | DE |  |  |  | Oximeters; Pulse | 35955 | 2001 OXIMETER; PULSE | Philips Respironics Inc | 999.99
CHRISTIANA |  | HOSPITAL-CH | 0 | 159-84 | DE |  |  |  | Oximeters; Pulse | 35980 | 2001 OXIMETER; PULSE | Philips Respironics Inc | 999.99
CHRISTIANA |  | HOSPITAL-CH | 0 | 159-74 | DE |  |  |  | Oximeters; Pulse | 35983 | 2001 OXIMETER; PULSE | Philips Respironics Inc | 999.99
CHRISTIANA |  | HOSPITAL-WH | 0 | 159-116 | DE |  |  |  | Oximeters; Pulse | 35952 | 2001 OXIMETER; PULSE | Philips Respironics Inc | 999.99
CHRISTIANA |  | HOSPITAL-CH | 0 | 159-134 | DE |  |  |  | Oximeters; Pulse | 35954 | 2001 OXIMETER; PULSE | Philips Respironics Inc | 999.99
CHRISTIANA |  | HOSPITAL-CH | 0 | 159-103 | DE |  |  |  | Oximeters; Pulse | 35981 | 2001 OXIMETER; PULSE | Philips Respironics Inc | 999.99
CHRISTIANA |  | HOSPITAL-CH | 0 | 159-149 | DE |  |  |  | Oximeters; Pulse | 35883 | 2001 OXIMETER; PULSE | Philips Respironics Inc | 999.99
CHRISTIANA |  | HOSPITAL-WH | 0 | 159-166 | DE |  |  |  | Oximeters; Pulse | 35894 | 2001 OXIMETER; PULSE | Philips Respironics Inc | 999.99
CHRISTIANA |  | HOSPITAL-CH | 0 | 159-62 | DE |  |  |  | Oximeters; Pulse | 35898 | 2001 OXIMETER; PULSE | Philips Respironics Inc | 999.99
CHRISTIANA |  | HOSPITAL-CH | 0 | 159-141 | DE |  |  |  | Oximeters; Pulse | 35916 | 2001 OXIMETER; PULSE | Philips Respironics Inc | 999.99
CHRISTIANA |  | HOSPITAL-CH | 0 | 159-96 | DE |  |  |  | Oximeters; Pulse | 35918 | 2001 OXIMETER; PULSE | Philips Respironics Inc | 999.99
CHRISTIANA |  | HOSPITAL-WH | 0 | 159-00067 | DE |  | 2004-03-29 19:00 |  | Oximeters; Pulse | 35931 | 2001 OXIMETER; PULSE | Philips Respironics Inc | 999.99
CHRISTIANA |  | HOSPITAL-CH | 0 | 159-45 | DE |  |  |  | Oximeters; Pulse | 35917 | 2001 OXIMETER; PULSE | Philips Respironics Inc | 999.99
CHRISTIANA |  | HOSPITAL-CH | 0 | 159-3 | DE |  | 2004-03-29 19:00 |  | Oximeters; Pulse | 35887 | 2001 OXIMETER; PULSE | Philips Respironics Inc | 999.99
CHRISTIANA |  | HOSPITAL-CH | 0 | 159-16 | DE |  |  |  | Oximeters; Pulse | 35896 | 2001 OXIMETER; PULSE | Philips Respironics Inc | 999.99
CHRISTIANA |  | HOSPITAL-CH | 0 | 159-140 | DE |  |  |  | Oximeters; Pulse | 35920 | 2001 OXIMETER; PULSE | Philips Respironics Inc | 999.99
CHRISTIANA |  | CONCORD M.O.B. | 0 | 159-10 | PA |  | 2004-03-29 19:00 |  | Oximeters; Pulse | 35886 | 2001 OXIMETER; PULSE | Philips Respironics Inc | 999.99 | Purchased
CHRISTIANA |  | HOSPITAL-WH | 0 | 159-00130 | DE |  |  |  | Oximeters; Pulse | 35895 | 2001 OXIMETER; PULSE | Philips Respironics Inc | 999.99
CHRISTIANA |  | HOSPITAL-WH | 0 | 159-122 | DE |  |  |  | Oximeters; Pulse | 35919 | 2001 OXIMETER; PULSE | Philips Respironics Inc | 999.99
CHRISTIANA |  | HOSPITAL-WH | 0 | 159-110 | DE |  |  |  | Oximeters; Pulse | 35921 | 2001 OXIMETER; PULSE | Philips Respironics Inc | 999.99
CHRISTIANA |  | HOSPITAL-CH | 0 | 159-78 | DE |  | 2004-03-29 19:00 |  | Oximeters; Pulse | 35924 | 2001 OXIMETER; PULSE | Philips Respironics Inc | 999.99
CHRISTIANA |  | HOSPITAL-CH | 0 | 159-118 | DE |  |  |  | Oximeters; Pulse | 35990 | 2001 OXIMETER; PULSE | Philips Respironics Inc | 999.99
CHRISTIANA |  | HOSPITAL-CH | 0 | 159-404 | DE |  |  |  | Oximeters; Pulse | 35922 | 2001 OXIMETER; PULSE | Philips Respironics Inc | 999.99
CHRISTIANA |  | HOSPITAL-CH | 0 | 159-159 | DE |  |  |  | Oximeters; Pulse | 35890 | 2001 OXIMETER; PULSE | Philips Respironics Inc | 999.99
CHRISTIANA |  | HOSPITAL-CH | 0 | 159-137 | DE |  |  |  | Oximeters; Pulse | 35925 | 2001 OXIMETER; PULSE | Philips Respironics Inc | 999.99
CHRISTIANA |  | HOSPITAL-CH | 0 | 159-123 | DE |  |  |  | Oximeters; Pulse | 35991 | 2001 OXIMETER; PULSE | Philips Respironics Inc | 999.99
CHRISTIANA |  | HOSPITAL-CH | 0 | 159-91 | DE |  |  |  | Oximeters; Pulse | 35993 | 2001 OXIMETER; PULSE | Philips Respironics Inc | 999.99
CHRISTIANA |  | HOSPITAL-CH | 0 | 159-115 | DE |  | 2004-03-29 19:00 |  | Oximeters; Pulse | 35923 | 2001 OXIMETER; PULSE | Philips Respironics Inc | 999.99
CHRISTIANA |  | Riverside Medical Arts Complex | 0 | 159-41 | DE |  |  |  | Oximeters; Pulse | 35926 | 2001 OXIMETER; PULSE | Philips Respironics Inc | 999.99
CHRISTIANA |  | HOSPITAL-CH | 0 | 159-120 | DE |  |  |  | Oximeters; Pulse | 35928 | 2001 OXIMETER; PULSE | Philips Respironics Inc | 999.99
CHRISTIANA |  | HOSPITAL-CH | 0 | 159-49 | DE |  |  |  | Oximeters; Pulse | 35996 | 2001 OXIMETER; PULSE | Philips Respironics Inc | 999.99
CHRISTIANA |  | HOSPITAL-CH | 0 | 159-47 | DE |  | 2004-03-29 19:00 |  | Oximeters; Pulse | 35927 | 2001 OXIMETER; PULSE | Philips Respironics Inc | 999.99
CHRISTIANA |  | HOSPITAL-WH | 0 | 159-543 | DE |  |  |  | Oximeters; Pulse | 35929 | 2001 OXIMETER; PULSE | Philips Respironics Inc | 999.99
CHRISTIANA |  | HOSPITAL-CH | 0 | 159-131 | DE |  |  |  | Oximeters; Pulse | 35995 | 2001 OXIMETER; PULSE | Philips Respironics Inc | 999.99
CHRISTIANA |  | HOSPITAL-CH | 0 | 159-13 | DE |  |  |  | Oximeters; Pulse | 38245 | 2001 OXIMETER; PULSE | Philips Respironics Inc | 999.99
CHRISTIANA |  | HOSPITAL-WH | 0 | 159-44 | DE |  | 2004-03-29 19:00 |  | Oximeters; Pulse | 35970 | 2001 OXIMETER; PULSE | Philips Respironics Inc | 999.99
CHRISTIANA |  | HOSPITAL-CH | 0 | 159-50 | DE |  | 2004-03-29 19:00 |  | Oximeters; Pulse | 35972 | 2001 OXIMETER; PULSE | Philips Respironics Inc | 999.99
CHRISTIANA |  | HOSPITAL-CH | 0 | 159-143 | DE |  | 2004-03-29 19:00 |  | Oximeters; Pulse | 35892 | 2001 OXIMETER; PULSE | Philips Respironics Inc | 999.99
CHRISTIANA |  | HOSPITAL-CH | 0 | 159-105 | DE |  | 2004-03-29 19:00 |  | Oximeters; Pulse | 35971 | 2001 OXIMETER; PULSE | Philips Respironics Inc | 999.99
CHRISTIANA |  | HOSPITAL-WH | 0 | 159-483 | DE |  |  |  | Oximeters; Pulse | 35908 | 2001 OXIMETER; PULSE | Philips Respironics Inc | 999.99
CHRISTIANA |  | HOSPITAL-CH | 0 | 159-00126 | DE |  |  |  | Oximeters; Pulse | 47433 | 2001 OXIMETER; PULSE | Philips Respironics Inc | 999.99
CHRISTIANA |  | Riverside Medical Arts Complex | 0 | 159-144 | DE |  |  |  | Oximeters; Pulse | 35876 | 2001 OXIMETER; PULSE | Philips Respironics Inc | 999.99
CHRISTIANA |  | HOSPITAL-CH | 0 | 159-161 | DE |  | 2004-03-29 19:00 |  | Oximeters; Pulse | 35877 | 2001 OXIMETER; PULSE | Philips Respironics Inc | 999.99 | Purchased
CHRISTIANA |  | HOSPITAL-CH | 0 | 159-168 | DE |  |  |  | Oximeters; Pulse | 35880 | 2001 OXIMETER; PULSE | Philips Respironics Inc | 999.99
CHRISTIANA |  | HOSPITAL-CH | 0 | 159-82 | DE |  | 2004-03-29 19:00 |  | Oximeters; Pulse | 35968 | 2001 OXIMETER; PULSE | Philips Respironics Inc | 999.99
CHRISTIANA |  | HOSPITAL-CH | 0 | 159-169 | DE |  |  |  | Oximeters; Pulse | 35879 | 2001 OXIMETER; PULSE | Philips Respironics Inc | 999.99
CHRISTIANA |  | HOSPITAL-CH | 0 | 159-133 | DE |  |  |  | Oximeters; Pulse | 35967 | 2001 OXIMETER; PULSE | Philips Respironics Inc | 999.99
CHRISTIANA |  | Riverside Medical Arts Complex | 0 | 159-99 | DE |  |  |  | Oximeters; Pulse | 35969 | 2001 OXIMETER; PULSE | Philips Respironics Inc | 999.99
CHRISTIANA |  | HOSPITAL-WH | 0 | G02820348 | DE |  |  |  | Oximeters; Pulse | 33341 | Covidien Nellcor N-20 | NELLCOR PURITAN BENNETT INC | 7686
CHRISTIANA |  | HOSPITAL-WH | 0 | G00824641 | DE |  |  |  | Oximeters; Pulse | 32559 | Covidien Nellcor N-20 | NELLCOR PURITAN BENNETT INC | 7686
CHRISTIANA |  | HOSPITAL-CH | 0 | G02819285 | DE |  |  |  | Oximeters; Pulse | 33306 | Covidien Nellcor N-20 | NELLCOR PURITAN BENNETT INC | 7686
CHRISTIANA |  | HOSPITAL-CH | 0 | G02819276 | DE |  |  |  | Oximeters; Pulse | 33305 | Covidien Nellcor N-20 | NELLCOR PURITAN BENNETT INC | 7686
CHRISTIANA |  | HOSPITAL-WH | 0 | 20886275 | DE |  |  |  | Oximeters; Pulse | 31917 | Covidien Nellcor N-20 | NELLCOR PURITAN BENNETT INC | 7686
CHRISTIANA |  | HOSPITAL-CH | 0 | 20266038 | DE |  |  |  | Oximeters; Pulse | 20778 | Covidien Nellcor N-20 | NELLCOR PURITAN BENNETT INC | 7686
CHRISTIANA |  | HOSPITAL-WH | 0 | 20270616 | DE |  |  |  | Oximeters; Pulse | 21706 | Covidien Nellcor N-20 | NELLCOR PURITAN BENNETT INC | 1158
CHRISTIANA |  | HOSPITAL-WH | 0 | 20632871 | DE |  |  |  | Oximeters; Pulse | 22308 | Covidien Nellcor N-20 | NELLCOR PURITAN BENNETT INC | 2500
CHRISTIANA |  | HOSPITAL-WH | 0 | 20633046 | DE |  |  |  | Oximeters; Pulse | 22309 | Covidien Nellcor N-20 | NELLCOR PURITAN BENNETT INC | 2500
CHRISTIANA |  | HOSPITAL-WH | 0 | G00824591 | DE |  |  |  | Oximeters; Pulse | 34834 | Covidien Nellcor N-20 | NELLCOR PURITAN BENNETT INC | 7686
CHRISTIANA |  | HCCC | 0 | 20885528 | DE |  | 2001-10-03 20:00 |  | Oximeters; Pulse | 32013 | Covidien Nellcor N-20 | NELLCOR PURITAN BENNETT INC | 1750
CHRISTIANA |  | HOSPITAL-WH | 0 | 21310728 | DE |  |  |  | Oximeters; Pulse | 31170 | Covidien Nellcor N-20 | NELLCOR PURITAN BENNETT INC | 7686
CHRISTIANA |  | HOSPITAL-WH | 0 | 20773102 | DE |  |  |  | Oximeters; Pulse | 33352 | Covidien Nellcor N-20 | NELLCOR PURITAN BENNETT INC | 7686
CHRISTIANA |  | HOSPITAL-CH | 0 | 21314029 | DE |  |  |  | Oximeters; Pulse | 32014 | Covidien Nellcor N-20 | NELLCOR PURITAN BENNETT INC | 7686
CHRISTIANA |  | Quillen Building | 0 | us00607809 | DE |  | 2013-05-28 20:00 |  | Electrocardiographs; Multichannel | 51802 | M1771A | PHILIPS MEDICAL SYSTEMS CARDIAC & MONITORING SYSTEMS DIV | 15000
CHRISTIANA |  | New Castle Center | 0 | US00605625 | DE |  |  |  | Electrocardiographs; Multichannel | 48121 | M1771A | PHILIPS MEDICAL SYSTEMS CARDIAC & MONITORING SYSTEMS DIV | 0
CHRISTIANA |  | Quillen Building | 0 | CND40054 | DE |  |  |  | Electrocardiographs; Multichannel | 48117 | M1771A | PHILIPS MEDICAL SYSTEMS CARDIAC & MONITORING SYSTEMS DIV | 0
CHRISTIANA |  | Omega Professional Center | 0 | cnd4751044 | DE |  |  |  | Electrocardiographs; Multichannel | 51808 | M1771A | PHILIPS MEDICAL SYSTEMS CARDIAC & MONITORING SYSTEMS DIV | 9000
CHRISTIANA |  | HOSPITAL-CH | 0 | CNB2910963 | DE |  |  |  | Electrocardiographs; Multichannel | 25425 | M1771A | PHILIPS MEDICAL SYSTEMS CARDIAC & MONITORING SYSTEMS DIV | 9000
CHRISTIANA |  |  | 0 | CND4750052 |  |  |  |  | Electrocardiographs; Multichannel | 48921 | M1771A | PHILIPS MEDICAL SYSTEMS CARDIAC & MONITORING SYSTEMS DIV | 9000
CHRISTIANA |  | Ketlay Plaza | 0 | CND 4944428 | DE |  | 2011-03-23 20:00 |  | Electrocardiographs; Multichannel | 47626 | M1771A | PHILIPS MEDICAL SYSTEMS CARDIAC & MONITORING SYSTEMS DIV | 15000
CHRISTIANA |  | Pike Creek | 0 | CND4944240 | DE |  |  |  | Electrocardiographs; Multichannel | 47637 | M1771A | PHILIPS MEDICAL SYSTEMS CARDIAC & MONITORING SYSTEMS DIV | 0
CHRISTIANA |  | Omega Professional Center | 0 | cnd4751630 | DE |  |  |  | Electrocardiographs; Multichannel | 51809 | M1771A | PHILIPS MEDICAL SYSTEMS CARDIAC & MONITORING SYSTEMS DIV | 9000
CHRISTIANA |  | HOSPITAL-CH | 0 | 98082-038 | DE |  | 2019-07-17 15:56 |  | TEST EQUIPMENT; TEST EQUIPMENT | 49508 | B-498 FLOW METER | PORNER INSTRUMENT COMPANY | 5000 | Purchased
CHRISTIANA |  | HOSPITAL-CH | 0 | 4744A02662 | DE |  | 2011-02-17 19:00 |  | Data Management Systems; ECG | 47191 | M3150B | PHILIPS MEDICAL SYSTEMS CARDIAC & MONITORING SYSTEMS DIV | 25000 | Purchased
CHRISTIANA |  | HOSPITAL-CH | 0 | 5127A03049 | DE |  | 2012-11-05 19:00 |  | Data Management Systems; ECG | 48464 | M3150B | PHILIPS MEDICAL SYSTEMS CARDIAC & MONITORING SYSTEMS DIV | 25000
CHRISTIANA |  | HOSPITAL-CH | 0 | 4744A02663 | DE |  | 2011-02-17 19:00 |  | Data Management Systems; ECG | 47192 | M3150B | PHILIPS MEDICAL SYSTEMS CARDIAC & MONITORING SYSTEMS DIV | 25000 | Purchased
CHRISTIANA |  | HOSPITAL-CH | 0 | 4834A14761 | DE |  | 2011-02-17 19:00 |  | Data Management Systems; ECG | 47198 | M3150B | PHILIPS MEDICAL SYSTEMS CARDIAC & MONITORING SYSTEMS DIV | 25000
CHRISTIANA |  | HOSPITAL-CH | 0 | 5127A03050 | DE |  | 2012-11-05 19:00 |  | Data Management Systems; ECG | 48463 | M3150B | PHILIPS MEDICAL SYSTEMS CARDIAC & MONITORING SYSTEMS DIV | 25000
CHRISTIANA |  | Smyrna Health & Wellness Center | 0 | 20020943 | DE |  |  |  | Electrocardiographs; Multichannel; Interpretive | 49855 | Electrocardiograph CP 200 | CARDINAL | 3787.94
CHRISTIANA |  | Wilmington Senior Center | 0 | 2005387 | DE |  |  |  | Electrocardiographs; Multichannel; Interpretive | 40521 | Electrocardiograph CP 200 | CARDINAL | 15000
CHRISTIANA |  | HCCC | 0 | 10020713 | DE |  |  |  | Electrocardiographs; Multichannel; Interpretive | 62057 | Electrocardiograph CP 200 | CARDINAL | 3787.94
CHRISTIANA |  | Smyrna Health & Wellness Center | 0 | 20014154 | DE |  |  |  | Electrocardiographs; Multichannel; Interpretive | 48136 | Electrocardiograph CP 200 | CARDINAL | 0
CHRISTIANA |  | Hockessin Primary Care | 0 | 20020854 | DE |  |  |  | Electrocardiographs; Multichannel; Interpretive | 51201 | Electrocardiograph CP 200 | CARDINAL | 3787.94
CHRISTIANA |  | Wilson Primary Care | 0 | 20021162 | DE |  | 2013-05-06 20:00 |  | Electrocardiographs; Multichannel; Interpretive | 51431 | Electrocardiograph CP 200 | CARDINAL | 15000
CHRISTIANA |  | HOSPITAL-CH | 0 | 20013135 | DE |  |  |  | Electrocardiographs; Multichannel; Interpretive | 47957 | Electrocardiograph CP 200 | CARDINAL | 3861.24
CHRISTIANA |  | HOSPITAL-WH | 0 | 2005443 | DE |  |  |  | Electrocardiographs; Multichannel; Interpretive | 46498 | Electrocardiograph CP 200 | CARDINAL | 0
CHRISTIANA |  |  | 0 | 20020413 | NJ |  | 2011-07-03 20:00 |  | Electrocardiographs; Multichannel; Interpretive | 48984 | Electrocardiograph CP 200 | CARDINAL | 15000
CHRISTIANA |  | HOSPITAL-WH | 0 | 20022547 | DE |  | 2014-06-03 20:00 |  | Electrocardiographs; Multichannel; Interpretive | 53711 | Electrocardiograph CP 200 | CARDINAL | 2767.1
CHRISTIANA |  | HOSPITAL-CH | 0 | W50012274 | DE |  | 2010-04-11 20:00 |  | Conveyors; Document/Equipment/Supply | 40129 | FSC | GETINGE/CASTLE INC | 3500 | Purchased
CHRISTIANA |  | HOSPITAL-WH | 0 | W50037821 | DE |  | 2013-06-25 20:00 |  | Conveyors; Document/Equipment/Supply | 44966 | FSC | GETINGE/CASTLE INC | 3500 | Purchased
CHRISTIANA |  | HOSPITAL-WH | 0 | NONE | DE |  |  |  | Scales; Patient; Floor | 27623 | DOCS | HEALTH O METER INC DIV SUNBEAM CORP | 500
CHRISTIANA |  | Concord High School | 0 | NONE | DE |  |  |  | Scales; Patient; Floor | 27609 | DOCS | HEALTH O METER INC DIV SUNBEAM CORP | 500
CHRISTIANA |  | HCCC | 0 | NONE | DE |  |  |  | Scales; Patient; Floor | 27569 | DOCS | HEALTH O METER INC DIV SUNBEAM CORP | 500
CHRISTIANA |  | Delcastle High School | 0 | NONE | DE |  | 2008-01-20 19:00 |  | Scales; Patient; Floor | 27603 | DOCS | HEALTH O METER INC DIV SUNBEAM CORP | 1500 | Purchased
CHRISTIANA |  | Claymont | 0 | NONE | DE |  | 2008-01-20 19:00 |  | Scales; Patient; Floor | 27608 | DOCS | HEALTH O METER INC DIV SUNBEAM CORP | 1500 | Purchased
CHRISTIANA |  | Howard High School | 0 | NONE | DE |  |  |  | Scales; Patient; Floor | 27605 | DOCS | HEALTH O METER INC DIV SUNBEAM CORP | 500
CHRISTIANA |  | Smyrna Health & Wellness Center | 0 | NONE | DE |  | 2008-01-20 19:00 |  | Scales; Patient; Floor | 27513 | DOCS | HEALTH O METER INC DIV SUNBEAM CORP | 1500
CHRISTIANA |  | PMRI | 0 | NONE | DE |  |  |  | Scales; Patient; Floor | 30436 | DOCS | HEALTH O METER INC DIV SUNBEAM CORP | 500
CHRISTIANA |  | HOSPITAL-CH | 0 | 5-1647 | DE |  | 1980-11-24 19:00 |  | Scales; Patient; Floor | 20615 | 5005 | SCALE-TRONIX INC | 3060 | Purchased
CHRISTIANA |  | HOSPITAL-WH | 0 | 1949-05-01 | DE |  |  |  | Scales; Patient; Floor | 17771 | 5005 | SCALE-TRONIX INC | 2085
CHRISTIANA |  | HOSPITAL-WH | 0 | 2025-05-17 | DE |  |  |  | Scales; Patient; Floor | 19522 | 5005 | SCALE-TRONIX INC | 2080
CHRISTIANA |  | HOSPITAL-CH | 0 | 05J006494 | DE |  |  |  | Light Sources; Fiberoptic | 37268 | X7000 | Stryker Corp | 5200
CHRISTIANA |  | HOSPITAL-CH | 0 | 04F000164 | DE |  |  |  | Light Sources; Fiberoptic | 39652 | X7000 | Stryker Corp | 4999.99
CHRISTIANA |  | HOSPITAL-CH | 0 | 04F036404 | DE |  |  |  | Light Sources; Fiberoptic | 39653 | X7000 | Stryker Corp | 4999.99
CHRISTIANA |  | HOSPITAL-CH | 0 | 04H007924 | DE |  |  |  | Light Sources; Fiberoptic | 36319 | X7000 | Stryker Corp | 5845
CHRISTIANA |  | HOSPITAL-CH | 0 | 04F026844 | DE |  |  |  | Light Sources; Fiberoptic | 36318 | X7000 | Stryker Corp | 5845
CHRISTIANA |  | HOSPITAL-CH | 0 | 10P01029 | DE |  |  |  | Electrosurgical Units | 48209 | PULSAR | MEDTRONIC XOMED SURGICAL PRODUCTS INC DIV MEDTRONIC INC | 0
CHRISTIANA |  | HOSPITAL-CH | 0 | 10800975 | DE |  |  |  | Electrosurgical Units | 48208 | PULSAR | MEDTRONIC XOMED SURGICAL PRODUCTS INC DIV MEDTRONIC INC | 0
CHRISTIANA |  | HOSPITAL-CH | 0 | HU80C6347 | DE |  | 2019-03-29 09:15 |  | Electrosurgical Units | 41705 | 7-796 | BIRTCHER MEDICAL SYSTEMS INC | 25000 | Purchased
CHRISTIANA |  | WH SURGI | 0 | 092303-002 | DE |  |  |  | Electrosurgical Units | 35097 | RF-110 | VNUS MEDICAL TECHNOLOGIES INC | 25000
CHRISTIANA |  | HOSPITAL-CH | 0 | 3458636 | DE |  |  |  | Thermometers; Electronic | 3458636 | 2185 | ALARIS MEDICAL SYSTEMS INC SUB CARDINAL HEALTH INC | 395
CHRISTIANA |  | HOSPITAL-CH | 0 | 3458635 | DE |  |  |  | Thermometers; Electronic | 3458635 | 2185 | ALARIS MEDICAL SYSTEMS INC SUB CARDINAL HEALTH INC | 395
CHRISTIANA |  | HOSPITAL-CH | 0 | 20853614285 | DE |  |  |  | Thermometers; Electronic | 3614285 | 2185 | ALARIS MEDICAL SYSTEMS INC SUB CARDINAL HEALTH INC | 0
CHRISTIANA |  | HOSPITAL-CH | 0 | 3458644 | DE |  |  |  | Thermometers; Electronic | 3458644 | 2185 | ALARIS MEDICAL SYSTEMS INC SUB CARDINAL HEALTH INC | 395
CHRISTIANA |  | HOSPITAL-CH | 0 | 3458634 | DE |  |  |  | Thermometers; Electronic | 3458634 | 2185 | ALARIS MEDICAL SYSTEMS INC SUB CARDINAL HEALTH INC | 395
CHRISTIANA |  | HOSPITAL-WH | 0 | H2038841 | DE |  |  |  | Compressors; Medical-Air | 23514 | Pulmo-Aide 5650H | DeVilbiss Healthcare Inc | 300
CHRISTIANA |  | WH SURGI | 0 | 11229601 | DE |  |  |  | Sterilizing Units; Steam; Bulk | 37947 | Amsco Eagle 3000 Series Sterilizer 3043 | STERIS Corp | 149999.99
CHRISTIANA |  | WH SURGI | 0 | R8305914-01 | DE |  | 2014-03-31 20:00 |  | Sterilizing Units; Steam; Bulk | 53685 | Amsco Eagle 3000 Series Sterilizer 3043 | STERIS Corp | 50000 | Purchased
CHRISTIANA |  | HOSPITAL-CH | 0 | 7630035 | DE |  |  |  | Scanning Systems; Ultrasonic; General-Purpose | 29680 | SSD-625 | Aloka Co Ltd (USA) | 15000
CHRISTIANA |  | HOSPITAL-CH | 0 | 7630067 | DE |  |  |  | Scanning Systems; Ultrasonic; General-Purpose | 28591 | SSD-625 | Aloka Co Ltd (USA) | 19900
CHRISTIANA |  | HOSPITAL-CH | 0 | 841124 | DE |  |  |  | Scales | 44993 | HD-317 | JANITA | 0
CHRISTIANA |  | HOSPITAL-CH | 0 | HB0V00011 | DE |  |  |  | Incubators; Infant | 19697 | 6600-0253800 | GE MEDICAL SYSTEMS | 8000
CHRISTIANA |  | Carneys Point | 0 | 529256 | NJ |  |  |  | Analyzers; Physiologic; Middle Ear | 28086 | 85AR | AMERICAN ELECTROMEDICS CORP | 2000
CHRISTIANA |  |  | 0 | NONE | DE |  |  |  | Anesthesia Kits; Paracervical | 27186 | 1135-921A | GRAHAM-FIELD HEALTH PRODUCTS INC | 800
CHRISTIANA |  | HOSPITAL-CH | 0 | 14031309 | DE |  |  |  | Heat Exchangers; Heart-Lung Bypass | 34951 | HCU 30-600 | MAQUET Medical Systems USA | 28000
CHRISTIANA |  | HOSPITAL-CH | 0 | 14031311 | DE |  |  |  | Heat Exchangers; Heart-Lung Bypass | 34952 | HCU 30-600 | MAQUET Medical Systems USA | 28000
CHRISTIANA |  | HOSPITAL-CH | 0 | 300-306 | DE |  |  |  | Cameras; Gamma | 29157 | DSX | SMV AMERICA | 363000
CHRISTIANA |  | HOSPITAL-CH | 0 | 400 | DE |  |  |  | Cameras; Gamma | 30049 | DSX | SMV AMERICA | 445700
CHRISTIANA |  | HOSPITAL-CH | 0 | 6343686 | DE |  | 2007-01-01 19:00 |  | Thermometers; Electronic | 52638 | M692 | CARDINAL | 800 | Purchased
CHRISTIANA |  | HOSPITAL-CH | 0 | 6301436 | DE |  | 2006-09-02 20:00 |  | Thermometers; Electronic | 52684 | M692 | CARDINAL | 800
CHRISTIANA |  | HOSPITAL-CH | 0 | 8097382 | DE |  | 2013-11-13 19:00 |  | Thermometers; Electronic | 52822 | M692 | CARDINAL | 800 | Purchased
CHRISTIANA |  | HOSPITAL-CH | 0 | 6301818 | DE |  | 2014-04-04 20:00 |  | Thermometers; Electronic | 80370 | M692 | CARDINAL | 800
CHRISTIANA |  | HOSPITAL-CH | 0 | 69206297996 | DE |  | 2006-09-11 20:00 |  | Thermometers; Electronic | 86091 | M692 | CARDINAL | 800
CHRISTIANA |  | HOSPITAL-CH | 0 | 11431665 | DE |  |  |  | Thermometers; Electronic | 80387 | M692 | CARDINAL | 500
CHRISTIANA |  | HOSPITAL-CH | 0 | 69206304261 | DE |  | 2006-09-01 20:00 |  | Thermometers; Electronic | 80386 | M692 | CARDINAL | 800 | Purchased
CHRISTIANA |  | HOSPITAL-CH | 0 | 14181275 | DE |  | 2015-03-17 20:00 |  | Thermometers; Electronic | 86026 | M692 | CARDINAL | 340
CHRISTIANA |  | HOSPITAL-CH | 0 | 1120935 | DE |  | 2014-06-15 20:00 |  | Thermometers; Electronic | 54166 | M692 | CARDINAL | 800
CHRISTIANA |  | HOSPITAL-CH | 0 | 6298019 | DE |  | 2006-09-01 20:00 |  | Thermometers; Electronic | 87019 | M692 | CARDINAL | 800
CHRISTIANA |  | HOSPITAL-CH | 0 | 6301413 | DE |  |  |  | Thermometers; Electronic | 6301413 | M692 | CARDINAL | 800
CHRISTIANA |  | CANCER CENTER | 0 | 6931492 | DE |  | 2006-09-02 20:00 |  | Thermometers; Electronic | 51266 | M692 | CARDINAL | 800 | Purchased
CHRISTIANA |  | HOSPITAL-CH | 0 | 6301424 | DE |  | 2016-08-15 20:00 |  | Thermometers; Electronic | 62422 | M692 | CARDINAL | 800 | Purchased
CHRISTIANA |  | HOSPITAL-WH | 0 | 7497007 | DE |  |  |  | Thermometers; Electronic | 7497007 | M692 | CARDINAL | 800
CHRISTIANA |  | HOSPITAL-CH | 0 | 8111496 | DE |  | 2006-09-02 20:00 |  | Thermometers; Electronic | 45669 | M692 | CARDINAL | 800 | Purchased
CHRISTIANA |  | HOSPITAL-CH | 0 | 6298099 | DE |  |  |  | Thermometers; Electronic | 81019 | M692 | CARDINAL | 500
CHRISTIANA |  | HOSPITAL-CH | 0 | 8431678 | DE |  | 2009-01-28 19:00 |  | Thermometers; Electronic | 80035 | M692 | CARDINAL | 800
CHRISTIANA |  | HOSPITAL-CH | 0 | 6343681 | DE |  |  |  | Thermometers; Electronic | 80384 | M692 | CARDINAL | 300
CHRISTIANA |  | HOSPITAL-CH | 0 | 69206298029 | DE |  | 2006-09-06 20:00 |  | Thermometers; Electronic | 80032 | M692 | CARDINAL | 800
CHRISTIANA |  | HOSPITAL-CH | 0 | 17113673 | DE |  | 2006-09-06 20:00 |  | Thermometers; Electronic | 100550 | M692 | CARDINAL | 800
CHRISTIANA |  | HOSPITAL-CH | 0 | 69206298067 | DE |  | 2006-09-01 20:00 |  | Thermometers; Electronic | 80222 | M692 | CARDINAL | 800
CHRISTIANA |  | HOSPITAL-CH | 0 | 9413861 | DE |  |  |  | Thermometers; Electronic | 9413861 | M692 | CARDINAL | 800
CHRISTIANA |  | HOSPITAL-CH | 0 | 11142404 | DE |  | 2014-06-15 20:00 |  | Thermometers; Electronic | 54165 | M692 | CARDINAL | 800
CHRISTIANA |  | HOSPITAL-CH | 0 | 69207383525 | DE |  |  |  | Thermometers; Electronic | 86003 | M692 | CARDINAL | 800
CHRISTIANA |  | HOSPITAL-WH | 0 | 8223158 | DE |  | 2006-09-02 20:00 |  | Thermometers; Electronic | 52664 | M692 | CARDINAL | 800 | Purchased
CHRISTIANA |  | HOSPITAL-CH | 0 | 11272901 | DE |  |  |  | Thermometers; Electronic | 45681 | M692 | CARDINAL | 800
CHRISTIANA |  | HOSPITAL-CH | 0 | 69206298094 | DE |  |  |  | Thermometers; Electronic | 6298094 | M692 | CARDINAL | 800
CHRISTIANA |  | HOSPITAL-CH | 0 | 6298069 | DE |  | 2006-09-01 20:00 |  | Thermometers; Electronic | 52865 | M692 | CARDINAL | 350 | Purchased
CHRISTIANA |  | HOSPITAL-CH | 0 | 6298001 | DE |  | 2014-06-12 20:00 |  | Thermometers; Electronic | 81017 | M692 | CARDINAL | 800 | Purchased
CHRISTIANA |  | HOSPITAL-CH | 0 | 69206304258 | DE |  | 2006-09-01 20:00 |  | Thermometers; Electronic | 87782 | M692 | CARDINAL | 800
CHRISTIANA |  | WH SURGI | 0 | 8340178 | DE |  | 2013-09-05 20:00 |  | Thermometers; Electronic | 50343 | M692 | CARDINAL | 800 | Purchased
CHRISTIANA |  | HOSPITAL-WH | 0 | 6284978 | DE |  | 2006-09-01 20:00 |  | Thermometers; Electronic | 45973 | M692 | CARDINAL | 800 | Purchased
CHRISTIANA |  | HOSPITAL-CH | 0 | 7205585 | DE |  |  |  | Thermometers; Electronic | 80225 | M692 | CARDINAL | 800
CHRISTIANA |  | HOSPITAL-CH | 0 | 6328004 | DE |  |  |  | Thermometers; Electronic | 45251 | M692 | CARDINAL | 800
CHRISTIANA |  | HCCC | 0 | 69205503050 | DE |  |  |  | Thermometers; Electronic | 5503050 | M692 | CARDINAL | 800
CHRISTIANA |  | HOSPITAL-CH | 0 | 9332157 | DE |  |  |  | Thermometers; Electronic | 9332157 | M692 | CARDINAL | 800
CHRISTIANA |  | HOSPITAL-WH | 0 | 11091791 | DE |  |  |  | Thermometers; Electronic | 45529 | M692 | CARDINAL | 800
CHRISTIANA |  | HCCC | 0 | 15470512 | DE |  | 2016-08-30 20:00 |  | Thermometers; Electronic | 62790 | M692 | CARDINAL | 350
CHRISTIANA |  | HOSPITAL-CH | 0 | 6298104 | DE |  |  |  | Thermometers; Electronic | 80385 | M692 | CARDINAL | 800
CHRISTIANA |  | HOSPITAL-CH | 0 | 6301821 | DE |  | 2019-03-29 09:16 |  | Thermometers; Electronic | 87908 | M692 | CARDINAL | 800 | Purchased
CHRISTIANA |  | HOSPITAL-CH | 0 | 15180496 | DE |  |  |  | Thermometers; Electronic | 87001 | M692 | CARDINAL | 205
CHRISTIANA |  | HOSPITAL-CH | 0 | 6301418 | DE |  | 2019-03-29 09:17 |  | Thermometers; Electronic | 87907 | M692 | CARDINAL | 800 | Purchased
CHRISTIANA |  | HOSPITAL-CH | 0 | 69206297374 | DE |  | 2006-09-27 20:00 |  | Thermometers; Electronic | 45650 | M692 | CARDINAL | 800 | Purchased
CHRISTIANA |  | HOSPITAL-CH | 0 | 6343394 | DE |  | 2014-07-07 20:00 |  | Thermometers; Electronic | 81024 | M692 | CARDINAL | 800 | Purchased
CHRISTIANA |  | HOSPITAL-WH | 0 | 6155317 | DE |  |  |  | Thermometers; Electronic | 52660 | M692 | CARDINAL | 800
CHRISTIANA |  | HOSPITAL-WH | 0 | 11220654 | DE |  |  |  | Thermometers; Electronic | 50291 | M692 | CARDINAL | 800
CHRISTIANA |  | HOSPITAL-WH | 0 | 5503036 | DE |  | 2006-09-01 20:00 |  | Thermometers; Electronic | 60185 | M692 | CARDINAL | 800
CHRISTIANA |  | HOSPITAL-CH | 0 | 69206301819 | DE |  | 2006-09-01 20:00 |  | Thermometers; Electronic | 80033 | M692 | CARDINAL | 800
CHRISTIANA |  | HOSPITAL-CH | 0 | 69206298012 | DE |  |  |  | Thermometers; Electronic | 6298012 | M692 | CARDINAL | 800
CHRISTIANA |  | HOSPITAL-CH | 0 | 8431670 | DE |  | 2008-12-07 19:00 |  | Thermometers; Electronic | 45585 | M692 | CARDINAL | 350 | Purchased
CHRISTIANA |  | HOSPITAL-CH | 0 | 69206298093 | DE |  |  |  | Thermometers; Electronic | 80008 | M692 | CARDINAL | 800
CHRISTIANA |  | HOSPITAL-CH | 0 | 69206297987 | DE |  |  |  | Thermometers; Electronic | 52720 | M692 | CARDINAL | 800
CHRISTIANA |  | HOSPITAL-CH | 0 | 11101003 | DE |  | 2013-09-24 20:00 |  | Thermometers; Electronic | 80017 | M692 | CARDINAL | 800
CHRISTIANA |  | HOSPITAL-CH | 0 | 69206286539 | DE |  |  |  | Thermometers; Electronic | 45211 | M692 | CARDINAL | 800
CHRISTIANA |  | HOSPITAL-CH | 0 | 8430422 | DE |  |  |  | Thermometers; Electronic | 80016 | M692 | CARDINAL | 800
CHRISTIANA |  | HOSPITAL-CH | 0 | 9332157 | DE |  | 2016-08-30 20:00 |  | Thermometers; Electronic | 62793 | M692 | CARDINAL | 205
CHRISTIANA |  | HOSPITAL-CH | 0 | 13211694 | DE |  | 2014-09-07 20:00 |  | Thermometers; Electronic | 81111 | M692 | CARDINAL | 350 | Purchased
CHRISTIANA |  | HOSPITAL-CH | 0 | 69206315082 | DE |  | 2006-08-07 20:00 |  | Thermometers; Electronic | 52639 | M692 | CARDINAL | 800
CHRISTIANA |  | HOSPITAL-CH | 0 | 69206301436 | DE |  |  |  | Thermometers; Electronic | 6301436 | M692 | CARDINAL | 800
CHRISTIANA |  | HOSPITAL-CH | 0 | 8411792 | DE |  |  |  | Thermometers; Electronic | 87654 | M692 | CARDINAL | 205
CHRISTIANA |  | HOSPITAL-CH | 0 | 69206301419 | DE |  | 2006-09-01 20:00 |  | Thermometers; Electronic | 80031 | M692 | CARDINAL | 800 | Purchased
CHRISTIANA |  | HOSPITAL-CH | 0 | 69206285003 | DE |  | 2006-08-27 20:00 |  | Thermometers; Electronic | 81976 | M692 | CARDINAL | 800
CHRISTIANA |  | HOSPITAL-CH | 0 | 8411433 | DE |  |  |  | Thermometers; Electronic | 45690 | M692 | CARDINAL | 800
CHRISTIANA |  | HOSPITAL-CH | 0 | 6301409 | DE |  | 2019-03-29 09:17 |  | Thermometers; Electronic | 87862 | M692 | CARDINAL | 800 | Purchased
CHRISTIANA |  | HOSPITAL-CH | 0 | 11300837 | DE |  | 2006-09-02 20:00 |  | Thermometers; Electronic | 80009 | M692 | CARDINAL | 800 | Purchased
CHRISTIANA |  | HOSPITAL-CH | 0 | 3323 | DE |  |  |  | Angioplasty Systems; Atherotomy | 27613 | RC-5000 | HEART TECHNOLOGY INC | 25000
CHRISTIANA |  | WH SURGI | 0 | NX1315NL | DE |  |  |  | Irrigation/Distention Systems; Arthroscopic | 48380 | DualWave Arthroscopy Pump AR-6480 | ARTHREX INC | 15000
CHRISTIANA |  | WH SURGI | 0 | NX1884PE | DE |  | 2012-05-07 20:00 |  | Irrigation/Distention Systems; Arthroscopic | 48381 | DualWave Arthroscopy Pump AR-6480 | ARTHREX INC | 15000
CHRISTIANA |  | HOSPITAL-WH | 0 | NX3948SC | DE |  | 2013-06-17 20:00 |  | Irrigation/Distention Systems; Arthroscopic | 52377 | DualWave Arthroscopy Pump AR-6480 | ARTHREX INC | 15000
CHRISTIANA |  | HOSPITAL-WH | 0 | NX109MH | DE |  |  |  | Irrigation/Distention Systems; Arthroscopic | 46872 | DualWave Arthroscopy Pump AR-6480 | ARTHREX INC | 15000
CHRISTIANA |  | HOSPITAL-WH | 0 | NX3951SC | DE |  | 2013-06-17 20:00 |  | Irrigation/Distention Systems; Arthroscopic | 52378 | DualWave Arthroscopy Pump AR-6480 | ARTHREX INC | 15000
CHRISTIANA |  | HOSPITAL-CH | 0 | 600153000000 | DE |  | 2015-12-22 19:00 |  | Pumps; Circulating-Liquid | 61798 | EVN1UPG-US PUMP; CIRCULATING FLUID | Edwards Lifesciences Corp | 11500 | Purchased
CHRISTIANA |  | HOSPITAL-CH | 0 | 600153000000 | DE |  | 2014-08-26 20:00 |  | Pumps; Circulating-Liquid | 54662 | EVN1UPG-US PUMP; CIRCULATING FLUID | Edwards Lifesciences Corp | 11500 | Purchased
CHRISTIANA |  | HOSPITAL-CH | 0 | 600153000000 | DE |  | 2014-08-26 20:00 |  | Pumps; Circulating-Liquid | 54661 | EVN1UPG-US PUMP; CIRCULATING FLUID | Edwards Lifesciences Corp | 11500 | Purchased
CHRISTIANA |  | HOSPITAL-CH | 0 | 600153000000 | DE |  | 2014-08-26 20:00 |  | Pumps; Circulating-Liquid | 54660 | EVN1UPG-US PUMP; CIRCULATING FLUID | Edwards Lifesciences Corp | 11500 | Purchased
CHRISTIANA |  | HOSPITAL-CH | 0 | 600153000000 | DE |  | 2014-08-26 20:00 |  | Pumps; Circulating-Liquid | 52840 | EVN1UPG-US PUMP; CIRCULATING FLUID | Edwards Lifesciences Corp | 11500 | Purchased
CHRISTIANA |  | HOSPITAL-CH | 0 | 600153000000 | DE |  | 2014-08-26 20:00 |  | Pumps; Circulating-Liquid | 52838 | EVN1UPG-US PUMP; CIRCULATING FLUID | Edwards Lifesciences Corp | 11500 | Purchased
CHRISTIANA |  | HOSPITAL-CH | 0 | 600153000000 | DE |  |  |  | Pumps; Circulating-Liquid | 52841 | EVN1UPG-US PUMP; CIRCULATING FLUID | Edwards Lifesciences Corp | 11500
CHRISTIANA |  | HOSPITAL-CH | 0 | 600153000000 | DE |  | 2014-08-26 20:00 |  | Pumps; Circulating-Liquid | 52839 | EVN1UPG-US PUMP; CIRCULATING FLUID | Edwards Lifesciences Corp | 11500 | Purchased
CHRISTIANA |  | HOSPITAL-WH | 0 | 600153000000 | DE |  | 2014-08-26 20:00 |  | Pumps; Circulating-Liquid | 54664 | EVN1UPG-US PUMP; CIRCULATING FLUID | Edwards Lifesciences Corp | 11500 | Purchased
CHRISTIANA |  | HOSPITAL-CH | 0 | 600153000000 | DE |  |  |  | Pumps; Circulating-Liquid | 52837 | EVN1UPG-US PUMP; CIRCULATING FLUID | Edwards Lifesciences Corp | 11500
CHRISTIANA |  | HOSPITAL-CH | 0 | 600153000000 | DE |  | 2014-08-26 20:00 |  | Pumps; Circulating-Liquid | 54663 | EVN1UPG-US PUMP; CIRCULATING FLUID | Edwards Lifesciences Corp | 11500 | Purchased
CHRISTIANA |  | HOSPITAL-CH | 0 | ? | DE |  |  |  | Exercisers; Aerobic; Stationary Bicycle | 27295 | 230 Exercisers; Aerobic; Stationary Bicycle 230 | SCHWINN CYCLING AND FITNESS INC | 700
CHRISTIANA |  | HOSPITAL-CH | 0 | NONE | DE |  |  |  | Exercisers; Aerobic; Stationary Bicycle | 26721 | 230 Exercisers; Aerobic; Stationary Bicycle 230 | SCHWINN CYCLING AND FITNESS INC | 1500
CHRISTIANA |  | MAP I | 0 | NONE | DE |  |  |  | Exercisers; Aerobic; Stationary Bicycle | 26720 | 230 Exercisers; Aerobic; Stationary Bicycle 230 | SCHWINN CYCLING AND FITNESS INC | 1500
CHRISTIANA |  | HOSPITAL-CH | 0 | 2448G04133 | DE |  |  |  | Monitors; Bedside; Fetal | 11114 | 8041A | PHILIPS MEDICAL SYSTEMS CARDIAC & MONITORING SYSTEMS DIV | 10000
CHRISTIANA |  | HOSPITAL-CH | 0 | 2814G07177 | DE |  |  |  | Monitors; Bedside; Fetal | 17948 | 8041A | PHILIPS MEDICAL SYSTEMS CARDIAC & MONITORING SYSTEMS DIV | 25059
CHRISTIANA |  | HOSPITAL-CH | 0 | 2448G04134 | DE |  |  |  | Monitors; Bedside; Fetal | 11110 | 8041A | PHILIPS MEDICAL SYSTEMS CARDIAC & MONITORING SYSTEMS DIV | 10000
CHRISTIANA |  | HOSPITAL-CH | 0 | 3026G09606 | DE |  |  |  | Monitors; Bedside; Fetal | 19319 | 8041A | PHILIPS MEDICAL SYSTEMS CARDIAC & MONITORING SYSTEMS DIV | 6634
CHRISTIANA |  | HOSPITAL-CH | 0 | 3523A45838 | DE |  |  |  | Physiologic Monitor Modules; Electrocardiography | 25127 | M1002A | PHILIPS MEDICAL SYSTEMS CARDIAC & MONITORING SYSTEMS DIV | 2725
CHRISTIANA |  | HOSPITAL-CH | 0 | 3523A45775 | DE |  |  |  | Physiologic Monitor Modules; Electrocardiography | 25044 | M1002A | PHILIPS MEDICAL SYSTEMS CARDIAC & MONITORING SYSTEMS DIV | 2725
CHRISTIANA |  | HOSPITAL-CH | 0 | 3731A55256 | DE |  |  |  | Physiologic Monitor Modules; Electrocardiography | 26615 | M1002A | PHILIPS MEDICAL SYSTEMS CARDIAC & MONITORING SYSTEMS DIV | 2725
CHRISTIANA |  | CH-SURGI | 0 | 3523A45685 | DE |  |  |  | Physiologic Monitor Modules; Electrocardiography | 25126 | M1002A | PHILIPS MEDICAL SYSTEMS CARDIAC & MONITORING SYSTEMS DIV | 2725
CHRISTIANA |  | HCCC | 0 | 3523A52236 | DE |  |  |  | Physiologic Monitor Modules; Electrocardiography | 25434 | M1002A | PHILIPS MEDICAL SYSTEMS CARDIAC & MONITORING SYSTEMS DIV | 2725
CHRISTIANA |  | HOSPITAL-CH | 0 | 3410A34505 | DE |  |  |  | Physiologic Monitor Modules; Electrocardiography | 22925 | M1002A | PHILIPS MEDICAL SYSTEMS CARDIAC & MONITORING SYSTEMS DIV | 2725
CHRISTIANA |  | HCCC | 0 | 3523A52233 | DE |  |  |  | Physiologic Monitor Modules; Electrocardiography | 25439 | M1002A | PHILIPS MEDICAL SYSTEMS CARDIAC & MONITORING SYSTEMS DIV | 2725
CHRISTIANA |  | HCCC | 0 | 3523A52229 | DE |  | 1997-03-30 19:00 |  | Physiologic Monitor Modules; Electrocardiography | 25348 | M1002A | PHILIPS MEDICAL SYSTEMS CARDIAC & MONITORING SYSTEMS DIV | 2725
CHRISTIANA |  | HCCC | 0 | 3523A52237 | DE |  | 1997-03-30 19:00 |  | Physiologic Monitor Modules; Electrocardiography | 25455 | M1002A | PHILIPS MEDICAL SYSTEMS CARDIAC & MONITORING SYSTEMS DIV | 2725
CHRISTIANA |  | HOSPITAL-CH | 0 | 3728G41140 | DE |  | 1996-07-28 20:00 |  | Physiologic Monitor Modules; Electrocardiography | 25033 | M1002A | PHILIPS MEDICAL SYSTEMS CARDIAC & MONITORING SYSTEMS DIV | 2725
CHRISTIANA |  | HOSPITAL-CH | 0 | 3731A56959 | DE |  |  |  | Physiologic Monitor Modules; Electrocardiography | 26974 | M1002A | PHILIPS MEDICAL SYSTEMS CARDIAC & MONITORING SYSTEMS DIV | 2725
CHRISTIANA |  | HOSPITAL-CH | 0 | 3731A56759 | DE |  | 2008-01-20 19:00 |  | Physiologic Monitor Modules; Electrocardiography | 26634 | M1002A | PHILIPS MEDICAL SYSTEMS CARDIAC & MONITORING SYSTEMS DIV | 2725
CHRISTIANA |  | HCCC | 0 | 3523A52230 | DE |  |  |  | Physiologic Monitor Modules; Electrocardiography | 25446 | M1002A | PHILIPS MEDICAL SYSTEMS CARDIAC & MONITORING SYSTEMS DIV | 2725
CHRISTIANA |  | HOSPITAL-CH | 0 | 3523A52231 | DE |  |  |  | Physiologic Monitor Modules; Electrocardiography | 25343 | M1002A | PHILIPS MEDICAL SYSTEMS CARDIAC & MONITORING SYSTEMS DIV | 2725
CHRISTIANA |  | HOSPITAL-CH | 0 | 3805A62490 | DE |  | 2008-01-20 19:00 |  | Physiologic Monitor Modules; Electrocardiography | 27597 | M1002A | PHILIPS MEDICAL SYSTEMS CARDIAC & MONITORING SYSTEMS DIV | 2725
CHRISTIANA |  | HOSPITAL-CH | 0 | 3523A52238 | DE |  | 1997-03-30 19:00 |  | Physiologic Monitor Modules; Electrocardiography | 25331 | M1002A | PHILIPS MEDICAL SYSTEMS CARDIAC & MONITORING SYSTEMS DIV | 2725 | Purchased
CHRISTIANA |  | HOSPITAL-CH | 0 | 3523A52225 | DE |  | 1997-03-30 19:00 |  | Physiologic Monitor Modules; Electrocardiography | 25450 | M1002A | PHILIPS MEDICAL SYSTEMS CARDIAC & MONITORING SYSTEMS DIV | 2725 | Purchased
CHRISTIANA |  | HOSPITAL-CH | 0 | 3523A45837 | DE |  | 1996-07-23 20:00 |  | Physiologic Monitor Modules; Electrocardiography | 25123 | M1002A | PHILIPS MEDICAL SYSTEMS CARDIAC & MONITORING SYSTEMS DIV | 2725
CHRISTIANA |  | HOSPITAL-CH | 0 | DE017A0617 | DE |  | 1996-07-23 20:00 |  | Physiologic Monitor Modules; Electrocardiography | 25124 | M1002A | PHILIPS MEDICAL SYSTEMS CARDIAC & MONITORING SYSTEMS DIV | 2725
CHRISTIANA |  | HOSPITAL-CH | 0 | DE74413710 | DE |  |  |  | Physiologic Monitor Modules; Electrocardiography | 28655 | M1002A | PHILIPS MEDICAL SYSTEMS CARDIAC & MONITORING SYSTEMS DIV | 2725
CHRISTIANA |  | HOSPITAL-CH | 0 | 3523A51386 | DE |  | 1997-02-03 19:00 |  | Physiologic Monitor Modules; Electrocardiography | 26067 | M1002A | PHILIPS MEDICAL SYSTEMS CARDIAC & MONITORING SYSTEMS DIV | 2725
CHRISTIANA |  | HOSPITAL-CH | 0 | 3523A45943 | DE |  |  |  | Physiologic Monitor Modules; Electrocardiography | 37475 | M1002A | PHILIPS MEDICAL SYSTEMS CARDIAC & MONITORING SYSTEMS DIV | 2725
CHRISTIANA |  | HOSPITAL-CH | 0 | 3523A45443 | DE |  |  |  | Physiologic Monitor Modules; Electrocardiography | 24745 | M1002A | PHILIPS MEDICAL SYSTEMS CARDIAC & MONITORING SYSTEMS DIV | 2725
CHRISTIANA |  | HOSPITAL-CH | 0 | 3410A34490 | DE |  |  |  | Physiologic Monitor Modules; Electrocardiography | 22924 | M1002A | PHILIPS MEDICAL SYSTEMS CARDIAC & MONITORING SYSTEMS DIV | 2725
CHRISTIANA |  | HOSPITAL-CH | 0 | 3410A28914 | DE |  | 1994-07-11 20:00 |  | Physiologic Monitor Modules; Electrocardiography | 21592 | M1002A | PHILIPS MEDICAL SYSTEMS CARDIAC & MONITORING SYSTEMS DIV | 2725
CHRISTIANA |  | HOSPITAL-CH | 0 | 3523A45781 | DE |  | 1996-07-28 20:00 |  | Physiologic Monitor Modules; Electrocardiography | 24741 | M1002A | PHILIPS MEDICAL SYSTEMS CARDIAC & MONITORING SYSTEMS DIV | 2725
CHRISTIANA |  | HOSPITAL-CH | 0 | 3731A56766 | DE |  |  |  | Physiologic Monitor Modules; Electrocardiography | 26642 | M1002A | PHILIPS MEDICAL SYSTEMS CARDIAC & MONITORING SYSTEMS DIV | 2725
CHRISTIANA |  | HOSPITAL-CH | 0 | 3523A45675 | DE |  |  |  | Physiologic Monitor Modules; Electrocardiography | 24648 | M1002A | PHILIPS MEDICAL SYSTEMS CARDIAC & MONITORING SYSTEMS DIV | 2725
CHRISTIANA |  | HOSPITAL-CH | 0 | 3805A62041 | DE |  | 2008-01-20 19:00 |  | Physiologic Monitor Modules; Electrocardiography | 27596 | M1002A | PHILIPS MEDICAL SYSTEMS CARDIAC & MONITORING SYSTEMS DIV | 2725
CHRISTIANA |  | HOSPITAL-CH | 0 | 3731A57007 | DE |  | 2008-01-20 19:00 |  | Physiologic Monitor Modules; Electrocardiography | 26672 | M1002A | PHILIPS MEDICAL SYSTEMS CARDIAC & MONITORING SYSTEMS DIV | 2725
CHRISTIANA |  | HOSPITAL-CH | 0 | 3410A34511 | DE |  |  |  | Physiologic Monitor Modules; Electrocardiography | 22952 | M1002A | PHILIPS MEDICAL SYSTEMS CARDIAC & MONITORING SYSTEMS DIV | 2725
CHRISTIANA |  | HOSPITAL-CH | 0 | 3410A34497 | DE |  |  |  | Physiologic Monitor Modules; Electrocardiography | 22950 | M1002A | PHILIPS MEDICAL SYSTEMS CARDIAC & MONITORING SYSTEMS DIV | 2725
CHRISTIANA |  | HOSPITAL-CH | 0 | 3805A60464 | DE |  |  |  | Physiologic Monitor Modules; Electrocardiography | 22786 | M1002A | PHILIPS MEDICAL SYSTEMS CARDIAC & MONITORING SYSTEMS DIV | 2725
CHRISTIANA |  | HOSPITAL-CH | 0 | 3410A33412 | DE |  | 1995-02-01 19:00 |  | Physiologic Monitor Modules; Electrocardiography | 21723 | M1002A | PHILIPS MEDICAL SYSTEMS CARDIAC & MONITORING SYSTEMS DIV | 2725 | Purchased
CHRISTIANA |  | HOSPITAL-CH | 0 | 3410A33413 | DE |  | 1995-02-01 19:00 |  | Physiologic Monitor Modules; Electrocardiography | 22785 | M1002A | PHILIPS MEDICAL SYSTEMS CARDIAC & MONITORING SYSTEMS DIV | 2725 | Purchased
CHRISTIANA |  | HOSPITAL-CH | 0 | 3410A34494 | DE |  |  |  | Physiologic Monitor Modules; Electrocardiography | 22948 | M1002A | PHILIPS MEDICAL SYSTEMS CARDIAC & MONITORING SYSTEMS DIV | 2725
CHRISTIANA |  | HOSPITAL-CH | 0 | 3523A52117 | DE |  | 1997-03-30 19:00 |  | Physiologic Monitor Modules; Electrocardiography | 25337 | M1002A | PHILIPS MEDICAL SYSTEMS CARDIAC & MONITORING SYSTEMS DIV | 2725 | Purchased
CHRISTIANA |  | HOSPITAL-CH | 0 | 3410A34513 | DE |  | 1995-02-01 19:00 |  | Physiologic Monitor Modules; Electrocardiography | 22916 | M1002A | PHILIPS MEDICAL SYSTEMS CARDIAC & MONITORING SYSTEMS DIV | 2725
CHRISTIANA |  | HOSPITAL-CH | 0 | DE74413223 | DE |  |  |  | Physiologic Monitor Modules; Electrocardiography | 28632 | M1002A | PHILIPS MEDICAL SYSTEMS CARDIAC & MONITORING SYSTEMS DIV | 2725
CHRISTIANA |  | HOSPITAL-CH | 0 | 3410A34525 | DE |  |  |  | Physiologic Monitor Modules; Electrocardiography | 22949 | M1002A | PHILIPS MEDICAL SYSTEMS CARDIAC & MONITORING SYSTEMS DIV | 2725
CHRISTIANA |  | HOSPITAL-CH | 0 | 3410A28913 | DE |  | 1994-07-11 20:00 |  | Physiologic Monitor Modules; Electrocardiography | 21600 | M1002A | PHILIPS MEDICAL SYSTEMS CARDIAC & MONITORING SYSTEMS DIV | 2725
CHRISTIANA |  | HOSPITAL-CH | 0 | 3523A52227 | DE |  |  |  | Physiologic Monitor Modules; Electrocardiography | 25400 | M1002A | PHILIPS MEDICAL SYSTEMS CARDIAC & MONITORING SYSTEMS DIV | 2725
CHRISTIANA |  | HOSPITAL-CH | 0 | 3410A34512 | DE |  | 1995-02-01 19:00 |  | Physiologic Monitor Modules; Electrocardiography | 22915 | M1002A | PHILIPS MEDICAL SYSTEMS CARDIAC & MONITORING SYSTEMS DIV | 2725
CHRISTIANA |  | HOSPITAL-CH | 0 | 3731A56953 | DE |  | 1997-09-30 20:00 |  | Physiologic Monitor Modules; Electrocardiography | 26702 | M1002A | PHILIPS MEDICAL SYSTEMS CARDIAC & MONITORING SYSTEMS DIV | 2725 | Purchased
CHRISTIANA |  | HOSPITAL-CH | 0 | 3410A32507 | DE |  | 1995-02-01 19:00 |  | Physiologic Monitor Modules; Electrocardiography | 22759 | M1002A | PHILIPS MEDICAL SYSTEMS CARDIAC & MONITORING SYSTEMS DIV | 2725 | Purchased
CHRISTIANA |  | HOSPITAL-CH | 0 | 3805G39309 | DE |  | 2008-01-20 19:00 |  | Physiologic Monitor Modules; Electrocardiography | 26617 | M1002A | PHILIPS MEDICAL SYSTEMS CARDIAC & MONITORING SYSTEMS DIV | 2725
CHRISTIANA |  | HOSPITAL-CH | 0 | 3731A57296 | DE |  | 2008-01-20 19:00 |  | Physiologic Monitor Modules; Electrocardiography | 26872 | M1002A | PHILIPS MEDICAL SYSTEMS CARDIAC & MONITORING SYSTEMS DIV | 2725 | Purchased
CHRISTIANA |  | HOSPITAL-CH | 0 | 3410A34506 | DE |  | 1995-02-01 19:00 |  | Physiologic Monitor Modules; Electrocardiography | 22898 | M1002A | PHILIPS MEDICAL SYSTEMS CARDIAC & MONITORING SYSTEMS DIV | 2725
CHRISTIANA |  | HOSPITAL-CH | 0 | 3410A34500 | DE |  | 1995-02-01 19:00 |  | Physiologic Monitor Modules; Electrocardiography | 22947 | M1002A | PHILIPS MEDICAL SYSTEMS CARDIAC & MONITORING SYSTEMS DIV | 2725
CHRISTIANA |  | HOSPITAL-CH | 0 | 3523A41154 | DE |  | 1995-10-16 20:00 |  | Physiologic Monitor Modules; Electrocardiography | 23559 | M1002A | PHILIPS MEDICAL SYSTEMS CARDIAC & MONITORING SYSTEMS DIV | 2725
CHRISTIANA |  | HOSPITAL-WH | 0 | 3731A5864 | DE |  | 2008-01-20 19:00 |  | Physiologic Monitor Modules; Electrocardiography | 26749 | M1002A | PHILIPS MEDICAL SYSTEMS CARDIAC & MONITORING SYSTEMS DIV | 2725
CHRISTIANA |  | HOSPITAL-CH | 0 | 3523A44575 | DE |  | 2005-04-20 20:00 |  | Physiologic Monitor Modules; Electrocardiography | 37175 | M1002A | PHILIPS MEDICAL SYSTEMS CARDIAC & MONITORING SYSTEMS DIV | 2725 | Purchased
CHRISTIANA |  | HOSPITAL-CH | 0 | 3805A67100 | DE |  | 2008-01-20 19:00 |  | Physiologic Monitor Modules; Electrocardiography | 27853 | M1002A | PHILIPS MEDICAL SYSTEMS CARDIAC & MONITORING SYSTEMS DIV | 2725 | Purchased
CHRISTIANA |  | HOSPITAL-CH | 0 | 3523A41254 | DE |  | 1995-10-16 20:00 |  | Physiologic Monitor Modules; Electrocardiography | 23558 | M1002A | PHILIPS MEDICAL SYSTEMS CARDIAC & MONITORING SYSTEMS DIV | 2725
CHRISTIANA |  | HOSPITAL-CH | 0 | 3523A40268 | DE |  |  |  | Physiologic Monitor Modules; Electrocardiography | 23645 | M1002A | PHILIPS MEDICAL SYSTEMS CARDIAC & MONITORING SYSTEMS DIV | 2725
CHRISTIANA |  | HOSPITAL-CH | 0 | 3523A40343 | DE |  |  |  | Physiologic Monitor Modules; Electrocardiography | 23646 | M1002A | PHILIPS MEDICAL SYSTEMS CARDIAC & MONITORING SYSTEMS DIV | 2725
CHRISTIANA |  | HOSPITAL-CH | 0 | 3523A44666 | DE |  |  |  | Physiologic Monitor Modules; Electrocardiography | 37176 | M1002A | PHILIPS MEDICAL SYSTEMS CARDIAC & MONITORING SYSTEMS DIV | 2725
CHRISTIANA |  | HOSPITAL-CH | 0 | 3410A34487 | DE |  | 1995-02-01 19:00 |  | Physiologic Monitor Modules; Electrocardiography | 22926 | M1002A | PHILIPS MEDICAL SYSTEMS CARDIAC & MONITORING SYSTEMS DIV | 2725
CHRISTIANA |  | HOSPITAL-CH | 0 | 3410A34499 | DE |  |  |  | Physiologic Monitor Modules; Electrocardiography | 22942 | M1002A | PHILIPS MEDICAL SYSTEMS CARDIAC & MONITORING SYSTEMS DIV | 2725
CHRISTIANA |  | HOSPITAL-CH | 0 | 3410A34501 | DE |  | 1995-02-01 19:00 |  | Physiologic Monitor Modules; Electrocardiography | 22840 | M1002A | PHILIPS MEDICAL SYSTEMS CARDIAC & MONITORING SYSTEMS DIV | 2725
CHRISTIANA |  | HOSPITAL-WH | 0 | 3523A42715 | DE |  | 1996-02-24 19:00 |  | Physiologic Monitor Modules; Electrocardiography | 23896 | M1002A | PHILIPS MEDICAL SYSTEMS CARDIAC & MONITORING SYSTEMS DIV | 2725
CHRISTIANA |  | HOSPITAL-CH | 0 | 3731A56955 | DE |  |  |  | Physiologic Monitor Modules; Electrocardiography | 26498 | M1002A | PHILIPS MEDICAL SYSTEMS CARDIAC & MONITORING SYSTEMS DIV | 2725
CHRISTIANA |  | HOSPITAL-CH | 0 | 3410A34495 | DE |  |  |  | Physiologic Monitor Modules; Electrocardiography | 22837 | M1002A | PHILIPS MEDICAL SYSTEMS CARDIAC & MONITORING SYSTEMS DIV | 2725
CHRISTIANA |  | HOSPITAL-CH | 0 | 3410A34496 | DE |  | 1995-02-01 19:00 |  | Physiologic Monitor Modules; Electrocardiography | 22835 | M1002A | PHILIPS MEDICAL SYSTEMS CARDIAC & MONITORING SYSTEMS DIV | 2725 | Purchased
CHRISTIANA |  | HOSPITAL-CH | 0 | DE242L1020 | DE |  |  |  | Physiologic Monitor Modules; Electrocardiography | 26970 | M1002A | PHILIPS MEDICAL SYSTEMS CARDIAC & MONITORING SYSTEMS DIV | 2725
CHRISTIANA |  | HOSPITAL-CH | 0 | 3410A34498 | DE |  | 1995-02-01 19:00 |  | Physiologic Monitor Modules; Electrocardiography | 22838 | M1002A | PHILIPS MEDICAL SYSTEMS CARDIAC & MONITORING SYSTEMS DIV | 2725
CHRISTIANA |  | HOSPITAL-CH | 0 | 3731A56844 | DE |  |  |  | Physiologic Monitor Modules; Electrocardiography | 26966 | M1002A | PHILIPS MEDICAL SYSTEMS CARDIAC & MONITORING SYSTEMS DIV | 2725
CHRISTIANA |  | HOSPITAL-CH | 0 | 3805G5858 | DE |  |  |  | Physiologic Monitor Modules; Electrocardiography | 27580 | M1002A | PHILIPS MEDICAL SYSTEMS CARDIAC & MONITORING SYSTEMS DIV | 2725
CHRISTIANA |  | HOSPITAL-WH | 0 | 3523A42713 | DE |  | 1996-02-24 19:00 |  | Physiologic Monitor Modules; Electrocardiography | 23890 | M1002A | PHILIPS MEDICAL SYSTEMS CARDIAC & MONITORING SYSTEMS DIV | 2725
CHRISTIANA |  | HOSPITAL-CH | 0 | 3731A55574 | DE |  | 2005-04-20 20:00 |  | Physiologic Monitor Modules; Electrocardiography | 37171 | M1002A | PHILIPS MEDICAL SYSTEMS CARDIAC & MONITORING SYSTEMS DIV | 2725
CHRISTIANA |  | HOSPITAL-CH | 0 | 3523A44609 | DE |  | 2005-04-20 20:00 |  | Physiologic Monitor Modules; Electrocardiography | 37173 | M1002A | PHILIPS MEDICAL SYSTEMS CARDIAC & MONITORING SYSTEMS DIV | 2725
CHRISTIANA |  | HOSPITAL-CH | 0 | 3731A57600 | DE |  |  |  | Physiologic Monitor Modules; Electrocardiography | 25523 | M1002A | PHILIPS MEDICAL SYSTEMS CARDIAC & MONITORING SYSTEMS DIV | 2725
CHRISTIANA |  | HOSPITAL-CH | 0 | 3410A27404 | DE |  |  |  | Physiologic Monitor Modules; Electrocardiography | 21431 | M1002A | PHILIPS MEDICAL SYSTEMS CARDIAC & MONITORING SYSTEMS DIV | 2725
CHRISTIANA |  | HOSPITAL-CH | 0 | 3731A56843 | DE |  |  |  | Physiologic Monitor Modules; Electrocardiography | 26698 | M1002A | PHILIPS MEDICAL SYSTEMS CARDIAC & MONITORING SYSTEMS DIV | 2725
CHRISTIANA |  | HOSPITAL-CH | 0 | 3805G41017 | DE |  | 1997-02-03 19:00 |  | Physiologic Monitor Modules; Electrocardiography | 26079 | M1002A | PHILIPS MEDICAL SYSTEMS CARDIAC & MONITORING SYSTEMS DIV | 2725
CHRISTIANA |  | HOSPITAL-CH | 0 | 3523A41157 | DE |  | 1995-10-16 20:00 |  | Physiologic Monitor Modules; Electrocardiography | 23742 | M1002A | PHILIPS MEDICAL SYSTEMS CARDIAC & MONITORING SYSTEMS DIV | 2725
CHRISTIANA |  | HOSPITAL-CH | 0 | 3523A41146 | DE |  | 1995-10-16 20:00 |  | Physiologic Monitor Modules; Electrocardiography | 23744 | M1002A | PHILIPS MEDICAL SYSTEMS CARDIAC & MONITORING SYSTEMS DIV | 2725 | Purchased
CHRISTIANA |  | HOSPITAL-CH | 0 | 3731A56958 | DE |  | 2008-01-20 19:00 |  | Physiologic Monitor Modules; Electrocardiography | 26691 | M1002A | PHILIPS MEDICAL SYSTEMS CARDIAC & MONITORING SYSTEMS DIV | 2725
CHRISTIANA |  | HOSPITAL-CH | 0 | 3523A45857 | DE |  | 1996-07-28 20:00 |  | Physiologic Monitor Modules; Electrocardiography | 25034 | M1002A | PHILIPS MEDICAL SYSTEMS CARDIAC & MONITORING SYSTEMS DIV | 2725
CHRISTIANA |  | HOSPITAL-CH | 0 | 3523A41256 | DE |  |  |  | Physiologic Monitor Modules; Electrocardiography | 23741 | M1002A | PHILIPS MEDICAL SYSTEMS CARDIAC & MONITORING SYSTEMS DIV | 2725
CHRISTIANA |  | HOSPITAL-CH | 0 | 3731A58274 | DE |  |  |  | Physiologic Monitor Modules; Electrocardiography | 27099 | M1002A | PHILIPS MEDICAL SYSTEMS CARDIAC & MONITORING SYSTEMS DIV | 2725
CHRISTIANA |  | HOSPITAL-CH | 0 | 3523A45834 | DE |  |  |  | Physiologic Monitor Modules; Electrocardiography | 25118 | M1002A | PHILIPS MEDICAL SYSTEMS CARDIAC & MONITORING SYSTEMS DIV | 2725
CHRISTIANA |  | HOSPITAL-CH | 0 | 3731A56849 | DE |  | 2008-01-20 19:00 |  | Physiologic Monitor Modules; Electrocardiography | 27595 | M1002A | PHILIPS MEDICAL SYSTEMS CARDIAC & MONITORING SYSTEMS DIV | 2725
CHRISTIANA |  | HOSPITAL-CH | 0 | 3523A40182 | DE |  |  |  | Physiologic Monitor Modules; Electrocardiography | 23594 | M1002A | PHILIPS MEDICAL SYSTEMS CARDIAC & MONITORING SYSTEMS DIV | 2725
CHRISTIANA |  | HOSPITAL-CH | 0 | 3523A41137 | DE |  | 1995-10-16 20:00 |  | Physiologic Monitor Modules; Electrocardiography | 23746 | M1002A | PHILIPS MEDICAL SYSTEMS CARDIAC & MONITORING SYSTEMS DIV | 2725
CHRISTIANA |  | HOSPITAL-CH | 0 | 3523A41086 | DE |  | 1995-10-16 20:00 |  | Physiologic Monitor Modules; Electrocardiography | 23593 | M1002A | PHILIPS MEDICAL SYSTEMS CARDIAC & MONITORING SYSTEMS DIV | 2725
CHRISTIANA |  | HOSPITAL-CH | 0 | 3731A54723 | DE |  | 2008-01-20 19:00 |  | Physiologic Monitor Modules; Electrocardiography | 26587 | M1002A | PHILIPS MEDICAL SYSTEMS CARDIAC & MONITORING SYSTEMS DIV | 2725
CHRISTIANA |  | HOSPITAL-CH | 0 | 3618A19526 | DE |  | 1996-07-28 20:00 |  | Physiologic Monitor Modules; Electrocardiography | 25041 | M1002A | PHILIPS MEDICAL SYSTEMS CARDIAC & MONITORING SYSTEMS DIV | 2725 | Purchased
CHRISTIANA |  | HOSPITAL-CH | 0 | 3523A51382 | DE |  |  |  | Physiologic Monitor Modules; Electrocardiography | 26071 | M1002A | PHILIPS MEDICAL SYSTEMS CARDIAC & MONITORING SYSTEMS DIV | 2725
CHRISTIANA |  | HOSPITAL-CH | 0 | 3045A11328 | DE |  | 2000-09-11 20:00 |  | Physiologic Monitor Modules; Electrocardiography | 30534 | M1002A | PHILIPS MEDICAL SYSTEMS CARDIAC & MONITORING SYSTEMS DIV | 2725 | Purchased
CHRISTIANA |  | HOSPITAL-CH | 0 | P09B0487 | DE |  |  |  | Monitors; Bedside; Fetal | 49269 | STAN S31 | Neoventa Medical Inc | 0
CHRISTIANA |  | HOSPITAL-CH | 0 | P09B0482 | DE |  |  |  | Monitors; Bedside; Fetal | 49270 | STAN S31 | Neoventa Medical Inc | 0
CHRISTIANA |  | HOSPITAL-CH | 0 | 980H0008901 | DE |  | 1999-08-29 20:00 |  | Physiologic Monitor Modules; Pulse Oximetry | 29184 | 117310 | GE MEDICAL SYSTEMS | 375 | Purchased
CHRISTIANA |  | HOSPITAL-CH | 0 | 980H0008862 | DE |  | 1999-08-29 20:00 |  | Physiologic Monitor Modules; Pulse Oximetry | 29189 | 117310 | GE MEDICAL SYSTEMS | 375 | Purchased
CHRISTIANA |  | HOSPITAL-CH | 0 | 980H0008911 | DE |  | 1999-08-29 20:00 |  | Physiologic Monitor Modules; Pulse Oximetry | 29178 | 117310 | GE MEDICAL SYSTEMS | 375 | Purchased
CHRISTIANA |  | HOSPITAL-CH | 0 | 980H0009313 | DE |  | 1999-08-29 20:00 |  | Physiologic Monitor Modules; Pulse Oximetry | 29175 | 117310 | GE MEDICAL SYSTEMS | 375 | Purchased
CHRISTIANA |  | HOSPITAL-CH | 0 | 990H0014949 | DE |  | 1999-08-29 20:00 |  | Physiologic Monitor Modules; Pulse Oximetry | 29199 | 117310 | GE MEDICAL SYSTEMS | 375 | Purchased
CHRISTIANA |  | HOSPITAL-CH | 0 | 980H0009070 | DE |  | 1999-08-29 20:00 |  | Physiologic Monitor Modules; Pulse Oximetry | 29209 | 117310 | GE MEDICAL SYSTEMS | 375 | Purchased
CHRISTIANA |  | HOSPITAL-CH | 0 | 980H0009310 | DE |  | 1999-08-29 20:00 |  | Physiologic Monitor Modules; Pulse Oximetry | 29204 | 117310 | GE MEDICAL SYSTEMS | 375 | Purchased
CHRISTIANA |  | HOSPITAL-CH | 0 | 980H0008873 | DE |  | 1999-08-29 20:00 |  | Physiologic Monitor Modules; Pulse Oximetry | 29194 | 117310 | GE MEDICAL SYSTEMS | 375 | Purchased
CHRISTIANA |  | HOSPITAL-CH | 0 | NONE | DE |  |  |  | Ergometers | 29238 | HRC-R2600 | Vision Fitness | 0
CHRISTIANA |  | HCCC | 0 | 223167 | DE |  | 2006-01-12 19:00 |  | Chairs; Examination/Treatment; Ophthalmology | 38095 | Signature Series Examination Chair OC-2200 | TOPCON INSTRUMENT CORP OF AMERICA | 9500 | Purchased
CHRISTIANA |  | HCCC | 0 | 223169 | DE |  | 2006-01-12 19:00 |  | Chairs; Examination/Treatment; Ophthalmology | 38094 | Signature Series Examination Chair OC-2200 | TOPCON INSTRUMENT CORP OF AMERICA | 9500 | Purchased
CHRISTIANA |  | HOSPITAL-CH | 0 | 602082 | DE |  |  |  | Radiographic Systems; Digital | 38369 | DIGITAL DIAGNO | PHILIPS MEDICAL SYSTEMS NORTH AMERICA | 452610
CHRISTIANA |  | HOSPITAL-CH | 0 | 6338 | DE |  |  |  | Radiographic Systems; Digital | 38286 | DIGITAL DIAGNO | PHILIPS MEDICAL SYSTEMS NORTH AMERICA | 452610
CHRISTIANA |  | HOSPITAL-CH | 0 | 161 | DE |  | 2009-10-25 20:00 |  | Scanning Systems; Computed Tomography | 42945 | CereTom NL3000 | NEUROLOGICA CORP | 1000000 | Purchased
CHRISTIANA |  | HOSPITAL-WH | 0 | 401932-2614 | DE |  | 2019-03-29 09:18 |  | Carts; Computer/Video Monitor | 55079 | Hi-Care Nursing Documentation Cart | Howard Medical | 6589 | Purchased
CHRISTIANA |  | HOSPITAL-WH | 0 | 12252 | DE |  | 1993-01-16 19:00 |  | Thermoplastic Tubing Sterile Sealers | 20190 | Fenwall Hematron Dielectric Sealer H1 | Fenwal Inc | 1500 | Purchased
CHRISTIANA |  | WH SURGI | 0 | 7083697 | DE |  | 2007-10-06 20:00 |  | Microsurgical Instruments | 40363 | PAL Electric Console 1025 | MICROAIRE SURGICAL INSTRUMENTS | 2475 | Purchased
CHRISTIANA |  | HOSPITAL-WH | 0 | 7083694 | DE |  |  |  | Microsurgical Instruments | 40361 | PAL Electric Console 1025 | MICROAIRE SURGICAL INSTRUMENTS | 2475
CHRISTIANA |  | WH SURGI | 0 | 8011534 | DE |  | 2008-03-12 20:00 |  | Microsurgical Instruments | 41381 | PAL Electric Console 1025 | MICROAIRE SURGICAL INSTRUMENTS | 1250 | Purchased
CHRISTIANA |  | HOSPITAL-CH | 0 | C7203085 | DE |  | 2012-06-14 20:00 |  | TEST EQUIPMENT; TEST EQUIPMENT | 49512 | CADEX7200 | CADEX ELECTRONICS INC | 5000 | Purchased
CHRISTIANA |  | HOSPITAL-CH | 0 | 44592 | DE |  |  |  | TEST EQUIPMENT; TEST EQUIPMENT | 26212 | 35050A | KEITHLEY INSTRUMENTS INC RADIATION MEASUREMENTS DIV | 0
CHRISTIANA |  | HOSPITAL-CH | 0 | F2J24240A | DE |  | 2002-11-09 19:00 |  | Electrosurgical Units | 34251 | FORCE FX-C | VALLEYLAB DIV TYCO HEALTHCARE GROUP LP | 7800 | Purchased
CHRISTIANA |  | HOSPITAL-CH | 0 | F0B12183A | DE |  | 2000-02-13 19:00 |  | Electrosurgical Units | 30282 | FORCE FX-C | VALLEYLAB DIV TYCO HEALTHCARE GROUP LP | 7990 | Purchased
CHRISTIANA |  | HOSPITAL-CH | 0 | F7H55539A | DE |  | 2007-11-11 19:00 |  | Electrosurgical Units | 40406 | FORCE FX-C | VALLEYLAB DIV TYCO HEALTHCARE GROUP LP | 7760 | Purchased
CHRISTIANA |  | HOSPITAL-CH | 0 | F8G6906A | DE |  | 2008-01-20 19:00 |  | Electrosurgical Units | 27882 | FORCE FX-C | VALLEYLAB DIV TYCO HEALTHCARE GROUP LP | 8200 | Purchased
CHRISTIANA |  | HOSPITAL-WH | 0 | F7K57510A | DE |  | 2007-11-11 19:00 |  | Electrosurgical Units | 40404 | FORCE FX-C | VALLEYLAB DIV TYCO HEALTHCARE GROUP LP | 7760 | Purchased
CHRISTIANA |  | HOSPITAL-WH | 0 | F7J57426A | DE |  | 2007-11-11 19:00 |  | Electrosurgical Units | 40408 | FORCE FX-C | VALLEYLAB DIV TYCO HEALTHCARE GROUP LP | 7760 | Purchased
CHRISTIANA |  | CH-SURGI | 0 | CF1J19383A | DE |  | 2001-10-28 19:00 |  | Electrosurgical Units | 32184 | FORCE FX-C | VALLEYLAB DIV TYCO HEALTHCARE GROUP LP | 7900
CHRISTIANA |  | HOSPITAL-CH | 0 | F1A16040A | DE |  | 2001-11-25 19:00 |  | Electrosurgical Units | 31171 | FORCE FX-C | VALLEYLAB DIV TYCO HEALTHCARE GROUP LP | 8200 | Purchased
CHRISTIANA |  | HOSPITAL-CH | 0 | F8G6905A | DE |  | 1998-08-06 20:00 |  | Electrosurgical Units | 27884 | FORCE FX-C | VALLEYLAB DIV TYCO HEALTHCARE GROUP LP | 4000 | Purchased
CHRISTIANA |  | HOSPITAL-CH | 0 | F4J34500A | DE |  |  |  | Electrosurgical Units | 36619 | FORCE FX-C | VALLEYLAB DIV TYCO HEALTHCARE GROUP LP | 8000
CHRISTIANA |  | HOSPITAL-CH | 0 | F6L50928A | DE |  | 2007-04-24 20:00 |  | Electrosurgical Units | 39778 | FORCE FX-C | VALLEYLAB DIV TYCO HEALTHCARE GROUP LP | 25000 | Purchased
CHRISTIANA |  | HOSPITAL-CH | 0 | F50B06025A | DE |  | 2010-04-29 20:00 |  | Electrosurgical Units | 46910 | FORCE FX-C | VALLEYLAB DIV TYCO HEALTHCARE GROUP LP | 7760 | Purchased
CHRISTIANA |  | HOSPITAL-CH | 0 | F7I3919A | DE |  |  |  | Electrosurgical Units | 26611 | FORCE FX-C | VALLEYLAB DIV TYCO HEALTHCARE GROUP LP | 7000
CHRISTIANA |  | HOSPITAL-CH | 0 | F0B12185A | DE |  | 2000-02-13 19:00 |  | Electrosurgical Units | 30285 | FORCE FX-C | VALLEYLAB DIV TYCO HEALTHCARE GROUP LP | 7990 | Purchased
CHRISTIANA |  | HOSPITAL-CH | 0 | F3D-26792A | DE |  | 2003-04-27 20:00 |  | Electrosurgical Units | 34702 | FORCE FX-C | VALLEYLAB DIV TYCO HEALTHCARE GROUP LP | 16200 | Purchased
CHRISTIANA |  | HOSPITAL-CH | 0 | F3L29947A | DE |  | 2004-01-07 19:00 |  | Electrosurgical Units | 35345 | FORCE FX-C | VALLEYLAB DIV TYCO HEALTHCARE GROUP LP | 8000 | Purchased
CHRISTIANA |  | HOSPITAL-CH | 0 | F6J1798A | DE |  | 1996-08-30 20:00 |  | Electrosurgical Units | 24719 | FORCE FX-C | VALLEYLAB DIV TYCO HEALTHCARE GROUP LP | 7000 | Purchased
CHRISTIANA |  | HOSPITAL-CH | 0 | SF0B06026A | DE |  | 2010-04-29 20:00 |  | Electrosurgical Units | 46911 | FORCE FX-C | VALLEYLAB DIV TYCO HEALTHCARE GROUP LP | 7760 | Purchased
CHRISTIANA |  | HOSPITAL-CH | 0 | F6J1770A | DE |  |  |  | Electrosurgical Units | 25197 | FORCE FX-C | VALLEYLAB DIV TYCO HEALTHCARE GROUP LP | 7000
CHRISTIANA |  | HOSPITAL-CH | 0 | F6J1776A | DE |  | 1996-08-30 20:00 |  | Electrosurgical Units | 24720 | FORCE FX-C | VALLEYLAB DIV TYCO HEALTHCARE GROUP LP | 7000 | Purchased
CHRISTIANA |  | HOSPITAL-CH | 0 | F2C21203A | DE |  | 2002-03-20 19:00 |  | Electrosurgical Units | 31872 | FORCE FX-C | VALLEYLAB DIV TYCO HEALTHCARE GROUP LP | 8548 | Purchased
CHRISTIANA |  | HOSPITAL-CH | 0 | F4J34524A | DE |  | 2005-04-10 20:00 |  | Electrosurgical Units | 37129 | FORCE FX-C | VALLEYLAB DIV TYCO HEALTHCARE GROUP LP | 8000 | Purchased
CHRISTIANA |  | HOSPITAL-CH | 0 | SF8G02694A | DE |  | 2007-11-11 19:00 |  | Electrosurgical Units | 42146 | FORCE FX-C | VALLEYLAB DIV TYCO HEALTHCARE GROUP LP | 7760 | Purchased
CHRISTIANA |  | CH-SURGI | 0 | F0H14242A | DE |  |  |  | Electrosurgical Units | 30546 | FORCE FX-C | VALLEYLAB DIV TYCO HEALTHCARE GROUP LP | 3999.99
CHRISTIANA |  | HOSPITAL-CH | 0 | NONE | DE |  |  |  | Scales | 47416 | Compact Scale CS2000 | OHAUS CORP | 1500
CHRISTIANA |  | HOSPITAL-CH | 0 | NONE | DE |  | 2019-03-29 09:18 |  | Scales | 47415 | Compact Scale CS2000 | OHAUS CORP | 1500 | Purchased
CHRISTIANA |  | HOSPITAL-CH | 0 | NONE | DE |  | 2011-07-18 20:00 |  | Scales | 47974 | Compact Scale CS2000 | OHAUS CORP | 1500 | Purchased
CHRISTIANA |  | HOSPITAL-CH | 0 | NONE | DE |  | 2011-07-18 20:00 |  | Scales | 47971 | Compact Scale CS2000 | OHAUS CORP | 1500 | Purchased
CHRISTIANA |  | HOSPITAL-CH | 0 | NONE | DE |  | 2011-07-18 20:00 |  | Scales | 47935 | Compact Scale CS2000 | OHAUS CORP | 1500 | Purchased
CHRISTIANA |  | HOSPITAL-CH | 0 | NONE | DE |  | 2011-07-18 20:00 |  | Scales | 47972 | Compact Scale CS2000 | OHAUS CORP | 1500 | Purchased
CHRISTIANA |  | HOSPITAL-CH | 0 | NONE | DE |  | 2011-07-18 20:00 |  | Scales | 47967 | Compact Scale CS2000 | OHAUS CORP | 1500 | Purchased
CHRISTIANA |  | HOSPITAL-CH | 0 | M 04.12 | DE |  |  |  | Scales | 37152 | Compact Scale CS2000 | OHAUS CORP | 1500
CHRISTIANA |  | HOSPITAL-CH | 0 | NONE | DE |  |  |  | Scales | 40270 | Compact Scale CS2000 | OHAUS CORP | 1500
CHRISTIANA |  | HOSPITAL-CH | 0 | HAFV00035 | DE |  |  |  | Incubators; Infant; Mobile | 19698 | 6600-0040-900 Ohmeda Ohio Care Plus | GE MEDICAL SYSTEMS | 14354
CHRISTIANA |  | HOSPITAL-CH | 0 | HAFV00039 | DE |  |  |  | Incubators; Infant; Mobile | 20389 | 6600-0040-900 Ohmeda Ohio Care Plus | GE MEDICAL SYSTEMS | 1000
CHRISTIANA |  | MAP II | 0 | DEL 07051807 | DE |  | 2019-03-29 09:18 |  | Urodynamic Measurement Systems | 47473 | 9034K0103 | Mediwatch USA | 53634 | Purchased
CHRISTIANA |  | HOSPITAL-CH | 0 | 20443 | DE |  |  |  | Urodynamic Measurement Systems | 42903 | 9034K0103 | Mediwatch USA | 24500
CHRISTIANA |  | CH-SURGI | 0 | NONE | DE |  |  |  | Hydrothermal Ablation Systems; Endometrial | 33374 | 5600R | BOSTON SCIENTIFIC CORP | 0
CHRISTIANA |  | CH-SURGI | 0 | NONE | DE |  |  |  | Hydrothermal Ablation Systems; Endometrial | 42594 | 5600R | BOSTON SCIENTIFIC CORP | 8900
CHRISTIANA |  | CH-SURGI | 0 | NONE | DE |  |  |  | Hydrothermal Ablation Systems; Endometrial | 36303 | 5600R | BOSTON SCIENTIFIC CORP | 8900
CHRISTIANA |  | HOSPITAL-CH | 0 | R4G5422S | DE |  |  |  | Electrosurgical Units | 21695 | 40S | VALLEYLAB DIV TYCO HEALTHCARE GROUP LP | 7779
CHRISTIANA |  | HOSPITAL-CH | 0 | 1075 | DE |  |  |  | Tables; Examination/Treatment; Fixed | 14290 | AE-1 | CHATTANOOGA GROUP DIV ENCORE MEDICAL CORP | 2000
CHRISTIANA |  | HOSPITAL-WH | 0 | A-332919 | DE |  |  |  | Light Sources; Fiberoptic | 14119 | CLE-3 | OLYMPUS AMERICA INC | 2000
CHRISTIANA |  | HOSPITAL-CH | 0 | A536331 | DE |  |  |  | Light Sources; Fiberoptic | 12762 | CLE-3 | OLYMPUS AMERICA INC | 2000
CHRISTIANA |  | HOSPITAL-WH | 0 | 1279877 | DE |  | 2013-12-10 19:00 |  | OPHTHALMOSCOPE/OTOSCOPES | 45877 | 777 OTOSCOPES/OPTHALMOSCOPES; GENERAL | CARDINAL | 7500
CHRISTIANA |  | CANCER CENTER | 0 | 2070 | DE |  | 2003-12-02 19:00 |  | Microscopes; Light; Operating; Otorhinolaryngology | 35260 | Endure Medical Surgical ENT Microscope Optique | Endure Medical Inc | 3500
CHRISTIANA |  | Claymont | 0 | 100004000000 | DE |  | 2015-02-05 19:00 |  | Electrocardiographs; Multichannel; Interpretive | 54222 | Electrocardiograph CP 150 | CARDINAL | 2857.54
CHRISTIANA |  | Star Campus | 0 | 100036000000 | DE |  | 2016-03-08 19:00 |  | Electrocardiographs; Multichannel; Interpretive | 62080 | Electrocardiograph CP 150 | CARDINAL | 2857.54
CHRISTIANA |  | Hockessin Primary Care | 0 | NONE | DE |  | 2015-04-22 20:00 |  | Electrocardiographs; Multichannel; Interpretive | 54650 | Electrocardiograph CP 150 | CARDINAL | 2857.54 | Purchased
CHRISTIANA |  | HCCC | 0 | B2D6KM | DE |  | 2018-09-24 20:00 |  | Probes; Ultrasonic | B2D6KM | C8-4V | Philips Healthcare North America | 15000 | Purchased
CHRISTIANA |  | HOSPITAL-CH | 0 | B2PWX2 | DE |  | 2018-10-31 20:00 |  | Probes; Ultrasonic | B2PWX2 | C8-4V | Philips Healthcare North America | 10000
CHRISTIANA |  | HOSPITAL-WH | 0 | B27FQ9 | DE |  | 2018-03-22 20:00 |  | Probes; Ultrasonic | B27FQ9 | C8-4V | Philips Healthcare North America | 10000 | Purchased
CHRISTIANA |  | Smyrna Health & Wellness Center | 0 | B04PWT | DE |  | 2019-03-29 09:18 |  | Probes; Ultrasonic | B04PWT | C8-4V | Philips Healthcare North America | 10000 | Purchased
CHRISTIANA |  | Stoney Batter Medical Pavilion | 0 | 03BMNZ | DE |  | 2018-03-15 20:00 |  | Probes; Ultrasonic | 03BMNZ | C8-4V | Philips Healthcare North America | 10000
CHRISTIANA |  | Stoney Batter Medical Pavilion | 0 | B10790 | DE |  | 2018-03-15 20:00 |  | Probes; Ultrasonic | B10790 | C8-4V | Philips Healthcare North America | 10000
CHRISTIANA |  | HOSPITAL-CH | 0 | B2PQNT | DE |  | 2018-10-15 20:00 |  | Probes; Ultrasonic | B2PQNT | C8-4V | Philips Healthcare North America | 10000
CHRISTIANA |  | HOSPITAL-CH | 0 | B1RPRW | DE |  | 2017-08-31 20:00 |  | Probes; Ultrasonic | B1RPRW | C8-4V | Philips Healthcare North America | 10000
CHRISTIANA |  | Foulkstone Plaza | 0 | 03GFBL | DE |  |  |  | Probes; Ultrasonic | 03GFBL | C8-4V | Philips Healthcare North America | 10000
CHRISTIANA |  | HOSPITAL-CH | 0 | 11M07931 | DE |  |  |  | Scanning Systems; Ultrasonic; General-Purpose | 19778 | SSD-620 | Aloka Co Ltd (USA) | 11990
CHRISTIANA |  | HOSPITAL-CH | 0 | 91M8650 | DE |  |  |  | Scanning Systems; Ultrasonic; General-Purpose | 17693 | SSD-620 | Aloka Co Ltd (USA) | 136064
CHRISTIANA |  | CH-SURGI | 0 | KE11837701 | DE |  |  |  | Scanning Systems; Ultrasonic; General-Purpose | 39966 | EUB-5500 U | HITACHI INSTRUMENTS INC | 76912
CHRISTIANA |  | HOSPITAL-CH | 400 | 706001 | DE |  |  |  | Colposcopes | 27434 | OCS-3 | OLYMPUS AMERICA INC | 8000
CHRISTIANA |  | Middletown Care Center(Sleepy Hollow) | 400 | 305003 | DE |  |  |  | Colposcopes | 20876 | OCS-3 | OLYMPUS AMERICA INC | 8000
CHRISTIANA |  | Carneys Point | 400 | 808016 | NJ |  |  |  | Colposcopes | 28839 | OCS-3 | OLYMPUS AMERICA INC | 5576
CHRISTIANA |  | HOSPITAL-CH | 0 | C012916 | DE |  |  |  | Echoencephalographs | 32084 | A-2000 | ASPECT MEDICAL SYSTEMS INC | 5995
CHRISTIANA |  | HOSPITAL-CH | 0 | CO3241 | DE |  |  |  | Echoencephalographs | 27888 | A-2000 | ASPECT MEDICAL SYSTEMS INC | 7000
CHRISTIANA |  | HOSPITAL-CH | 0 | C04185 | DE |  |  |  | Echoencephalographs | 32087 | A-2000 | ASPECT MEDICAL SYSTEMS INC | 5995
CHRISTIANA |  | HOSPITAL-WH | 0 | C016861 | DE |  |  |  | Echoencephalographs | 34316 | A-2000 | ASPECT MEDICAL SYSTEMS INC | 5995
CHRISTIANA |  | HOSPITAL-CH | 0 | C014513 | DE |  |  |  | Echoencephalographs | 35023 | A-2000 | ASPECT MEDICAL SYSTEMS INC | 5995
CHRISTIANA |  | CH-SURGI | 0 | C09065 | DE |  |  |  | Echoencephalographs | 29498 | A-2000 | ASPECT MEDICAL SYSTEMS INC | 5995
CHRISTIANA |  | HOSPITAL-CH | 0 | C04190 | DE |  |  |  | Echoencephalographs | 28334 | A-2000 | ASPECT MEDICAL SYSTEMS INC | 4500
CHRISTIANA |  | CH-SURGI | 0 | C04172 | DE |  |  |  | Echoencephalographs | 28332 | A-2000 | ASPECT MEDICAL SYSTEMS INC | 4500
CHRISTIANA |  | HOSPITAL-CH | 0 | CO3028 | DE |  |  |  | Echoencephalographs | 27887 | A-2000 | ASPECT MEDICAL SYSTEMS INC | 7000
CHRISTIANA |  | HOSPITAL-CH | 0 | C011735 | DE |  |  |  | Echoencephalographs | 29843 | A-2000 | ASPECT MEDICAL SYSTEMS INC | 5000
CHRISTIANA |  | HOSPITAL-WH | 0 | C04093 | DE |  |  |  | Echoencephalographs | 28427 | A-2000 | ASPECT MEDICAL SYSTEMS INC | 4500
CHRISTIANA |  | HOSPITAL-CH | 0 | C04220 | DE |  |  |  | Echoencephalographs | 28425 | A-2000 | ASPECT MEDICAL SYSTEMS INC | 4500
CHRISTIANA |  | HOSPITAL-CH | 0 | C04240 | DE |  |  |  | Echoencephalographs | 28426 | A-2000 | ASPECT MEDICAL SYSTEMS INC | 4500
CHRISTIANA |  | HOSPITAL-CH | 0 | C04239 | DE |  |  |  | Echoencephalographs | 28424 | A-2000 | ASPECT MEDICAL SYSTEMS INC | 4500
CHRISTIANA |  | HOSPITAL-CH | 0 | C04244 | DE |  |  |  | Echoencephalographs | 28441 | A-2000 | ASPECT MEDICAL SYSTEMS INC | 4500
CHRISTIANA |  | HOSPITAL-CH | 0 | C04186 | DE |  |  |  | Echoencephalographs | 28423 | A-2000 | ASPECT MEDICAL SYSTEMS INC | 4500
CHRISTIANA |  | HOSPITAL-CH | 0 | C04163 | DE |  |  |  | Echoencephalographs | 28421 | A-2000 | ASPECT MEDICAL SYSTEMS INC | 4500
CHRISTIANA |  | HOSPITAL-WH | 0 | C04265 | DE |  |  |  | Echoencephalographs | 28439 | A-2000 | ASPECT MEDICAL SYSTEMS INC | 4500
CHRISTIANA |  | HOSPITAL-CH | 0 | C04179 | DE |  |  |  | Echoencephalographs | 28422 | A-2000 | ASPECT MEDICAL SYSTEMS INC | 4500
CHRISTIANA |  | CH-SURGI | 0 | C04175 | DE |  |  |  | Echoencephalographs | 28420 | A-2000 | ASPECT MEDICAL SYSTEMS INC | 4500
CHRISTIANA |  | HOSPITAL-CH | 0 | C04206 | DE |  |  |  | Echoencephalographs | 28335 | A-2000 | ASPECT MEDICAL SYSTEMS INC | 4500
CHRISTIANA |  | HOSPITAL-WH | 0 | C04241 | DE |  |  |  | Echoencephalographs | 28443 | A-2000 | ASPECT MEDICAL SYSTEMS INC | 4500
CHRISTIANA |  | HOSPITAL-CH | 0 | C04262 | DE |  |  |  | Echoencephalographs | 28442 | A-2000 | ASPECT MEDICAL SYSTEMS INC | 4500
CHRISTIANA |  | HOSPITAL-WH | 0 | CO3246 | DE |  |  |  | Echoencephalographs | 27557 | A-2000 | ASPECT MEDICAL SYSTEMS INC | 7000
CHRISTIANA |  | CH-SURGI | 0 | CO3235 | DE |  |  |  | Echoencephalographs | 27890 | A-2000 | ASPECT MEDICAL SYSTEMS INC | 7000
CHRISTIANA |  | CH-SURGI | 0 | C04225 | DE |  |  |  | Echoencephalographs | 28323 | A-2000 | ASPECT MEDICAL SYSTEMS INC | 4500
CHRISTIANA |  | HOSPITAL-WH | 0 | C04245 | DE |  |  |  | Echoencephalographs | 28434 | A-2000 | ASPECT MEDICAL SYSTEMS INC | 4500
CHRISTIANA |  | HOSPITAL-CH | 0 | C012074 | DE |  |  |  | Echoencephalographs | 30760 | A-2000 | ASPECT MEDICAL SYSTEMS INC | 5995
CHRISTIANA |  | HOSPITAL-WH | 0 | C04183 | DE |  |  |  | Echoencephalographs | 28445 | A-2000 | ASPECT MEDICAL SYSTEMS INC | 4500
CHRISTIANA |  | HOSPITAL-WH | 0 | C04253 | DE |  |  |  | Echoencephalographs | 28433 | A-2000 | ASPECT MEDICAL SYSTEMS INC | 4500
CHRISTIANA |  | HOSPITAL-WH | 0 | C04243 | DE |  |  |  | Echoencephalographs | 28432 | A-2000 | ASPECT MEDICAL SYSTEMS INC | 4500
CHRISTIANA |  | HOSPITAL-WH | 0 | 3311 | DE |  |  |  | Echoencephalographs | 28440 | A-2000 | ASPECT MEDICAL SYSTEMS INC | 4500
CHRISTIANA |  | HOSPITAL-CH | 0 | C04213 | DE |  |  |  | Echoencephalographs | 28336 | A-2000 | ASPECT MEDICAL SYSTEMS INC | 4500
CHRISTIANA |  | HOSPITAL-WH | 0 | C04181 | DE |  |  |  | Echoencephalographs | 28337 | A-2000 | ASPECT MEDICAL SYSTEMS INC | 4500
CHRISTIANA |  | HOSPITAL-CH | 0 | C04169 | DE |  |  |  | Echoencephalographs | 28330 | A-2000 | ASPECT MEDICAL SYSTEMS INC | 4500
CHRISTIANA |  | HOSPITAL-WH | 0 | C04219 | DE |  |  |  | Echoencephalographs | 28444 | A-2000 | ASPECT MEDICAL SYSTEMS INC | 4500
CHRISTIANA |  | HOSPITAL-CH | 0 | C04227 | DE |  |  |  | Echoencephalographs | 28328 | A-2000 | ASPECT MEDICAL SYSTEMS INC | 4500
CHRISTIANA |  | HOSPITAL-WH | 0 | C04193 | DE |  |  |  | Echoencephalographs | 28430 | A-2000 | ASPECT MEDICAL SYSTEMS INC | 4500
CHRISTIANA |  | HOSPITAL-CH | 0 | C04252 | DE |  |  |  | Echoencephalographs | 28428 | A-2000 | ASPECT MEDICAL SYSTEMS INC | 4500
CHRISTIANA |  | HOSPITAL-CH | 0 | C04173 | DE |  |  |  | Echoencephalographs | 28327 | A-2000 | ASPECT MEDICAL SYSTEMS INC | 4500
CHRISTIANA |  | HOSPITAL-WH | 0 | C04196 | DE |  |  |  | Echoencephalographs | 28325 | A-2000 | ASPECT MEDICAL SYSTEMS INC | 4500
CHRISTIANA |  | HOSPITAL-CH | 0 | CO3271 | DE |  |  |  | Echoencephalographs | 27886 | A-2000 | ASPECT MEDICAL SYSTEMS INC | 7000
CHRISTIANA |  | HOSPITAL-WH | 0 | C04192 | DE |  |  |  | Echoencephalographs | 28431 | A-2000 | ASPECT MEDICAL SYSTEMS INC | 4500
CHRISTIANA |  | HOSPITAL-WH | 0 | C04236 | DE |  |  |  | Echoencephalographs | 28429 | A-2000 | ASPECT MEDICAL SYSTEMS INC | 4500
CHRISTIANA |  | CH-SURGI | 0 | C04158 | DE |  |  |  | Echoencephalographs | 28326 | A-2000 | ASPECT MEDICAL SYSTEMS INC | 4500
CHRISTIANA |  | HOSPITAL-WH | 0 | C04226 | DE |  |  |  | Echoencephalographs | 28324 | A-2000 | ASPECT MEDICAL SYSTEMS INC | 4500
CHRISTIANA |  | HOSPITAL-CH | 0 | C04228 | DE |  |  |  | Echoencephalographs | 28339 | A-2000 | ASPECT MEDICAL SYSTEMS INC | 4500
CHRISTIANA |  | HOSPITAL-CH | 0 | VT05192 | DE |  | 2007-07-22 20:00 |  | Echoencephalographs | 40047 | A-2000 | ASPECT MEDICAL SYSTEMS INC | 25000 | Purchased
CHRISTIANA |  | HOSPITAL-CH | 0 | C014672 | DE |  |  |  | Echoencephalographs | 34539 | A-2000 | ASPECT MEDICAL SYSTEMS INC | 5995
CHRISTIANA |  | HOSPITAL-CH | 0 | C014829 | DE |  |  |  | Echoencephalographs | 37950 | A-2000 | ASPECT MEDICAL SYSTEMS INC | 5995
CHRISTIANA |  | CH-SURGI | 0 | C04200 | DE |  |  |  | Echoencephalographs | 28333 | A-2000 | ASPECT MEDICAL SYSTEMS INC | 4500
CHRISTIANA |  | HOSPITAL-CH | 0 | C04216 | DE |  |  |  | Echoencephalographs | 28331 | A-2000 | ASPECT MEDICAL SYSTEMS INC | 4500
CHRISTIANA |  | HOSPITAL-CH | 0 | C04095 | DE |  |  |  | Echoencephalographs | 28418 | A-2000 | ASPECT MEDICAL SYSTEMS INC | 4500
CHRISTIANA |  | HOSPITAL-WH | 0 | C04258 | DE |  |  |  | Echoencephalographs | 28416 | A-2000 | ASPECT MEDICAL SYSTEMS INC | 4500
CHRISTIANA |  | HOSPITAL-CH | 0 | C010425 | DE |  |  |  | Echoencephalographs | 29514 | A-2000 | ASPECT MEDICAL SYSTEMS INC | 5000
CHRISTIANA |  | CH-SURGI | 0 | C04134 | DE |  |  |  | Echoencephalographs | 28419 | A-2000 | ASPECT MEDICAL SYSTEMS INC | 4500
CHRISTIANA |  | CH-SURGI | 0 | C04184 | DE |  |  |  | Echoencephalographs | 28417 | A-2000 | ASPECT MEDICAL SYSTEMS INC | 4500
CHRISTIANA |  | HOSPITAL-CH | 0 | CO3191 | DE |  |  |  | Echoencephalographs | 27889 | A-2000 | ASPECT MEDICAL SYSTEMS INC | 7000
CHRISTIANA |  | HOSPITAL-CH | 0 | C04256 | DE |  |  |  | Echoencephalographs | 28414 | A-2000 | ASPECT MEDICAL SYSTEMS INC | 4500
CHRISTIANA |  | HOSPITAL-WH | 0 | C04066 | DE |  |  |  | Echoencephalographs | 28412 | A-2000 | ASPECT MEDICAL SYSTEMS INC | 4500
CHRISTIANA |  | HOSPITAL-CH | 0 | C04084 | DE |  |  |  | Echoencephalographs | 28415 | A-2000 | ASPECT MEDICAL SYSTEMS INC | 4500
CHRISTIANA |  | HOSPITAL-CH | 0 | C04166 | DE |  |  |  | Echoencephalographs | 28413 | A-2000 | ASPECT MEDICAL SYSTEMS INC | 4500
CHRISTIANA |  | HOSPITAL-CH | 0 | C04191 | DE |  |  |  | Echoencephalographs | 28340 | A-2000 | ASPECT MEDICAL SYSTEMS INC | 4500
CHRISTIANA |  | HOSPITAL-WH | 0 | 12932351 | DE |  |  |  |  | 35082 | 12384-04-09 | HOSPIRA HEALTHCARE CORP | 3860
CHRISTIANA |  | HOSPITAL-CH | 0 | 12932371 | DE |  |  |  |  | 35127 | 12384-04-09 | HOSPIRA HEALTHCARE CORP | 3860
CHRISTIANA |  | HOSPITAL-CH | 0 | 12932258 | DE |  |  |  |  | 35175 | 12384-04-09 | HOSPIRA HEALTHCARE CORP | 3860
CHRISTIANA |  | HOSPITAL-CH | 0 | 12931850 | DE |  |  |  |  | 35139 | 12384-04-09 | HOSPIRA HEALTHCARE CORP | 3860
CHRISTIANA |  | HOSPITAL-WH | 0 | 9812003 | DE |  |  |  | Anesthesia Kits; Paracervical | 28254 | 2120-060 | SORENSON MEDICAL | 1135
CHRISTIANA |  | HOSPITAL-WH | 0 | 9812005 | DE |  |  |  | Anesthesia Kits; Paracervical | 28251 | 2120-060 | SORENSON MEDICAL | 1135
CHRISTIANA |  | HOSPITAL-WH | 0 | 9812006 | DE |  | 2008-01-21 19:00 |  | Anesthesia Kits; Paracervical | 28249 | 2120-060 | SORENSON MEDICAL | 1135
CHRISTIANA |  |  | 0 | 9812004 | DE |  |  |  | Anesthesia Kits; Paracervical | 28250 | 2120-060 | SORENSON MEDICAL | 1135
CHRISTIANA |  | HOSPITAL-WH | 0 | 9812002 | DE |  |  |  | Anesthesia Kits; Paracervical | 28252 | 2120-060 | SORENSON MEDICAL | 1135
CHRISTIANA |  | HOSPITAL-WH | 0 | 9812001 | DE |  |  |  | Anesthesia Kits; Paracervical | 28253 | 2120-060 | SORENSON MEDICAL | 1135
CHRISTIANA |  | HOSPITAL-WH | 0 | 9812008 | DE |  |  |  | Anesthesia Kits; Paracervical | 28247 | 2120-060 | SORENSON MEDICAL | 1135
CHRISTIANA |  | HOSPITAL-WH | 0 | 9812007 | DE |  |  |  | Anesthesia Kits; Paracervical | 28248 | 2120-060 | SORENSON MEDICAL | 1135
CHRISTIANA |  | HOSPITAL-CH | 0 | 4547A0128 | DE |  |  |  | Printers; Computer/Network | 47189 | M3151 | PHILIPS MEDICAL SYSTEMS CARDIAC & MONITORING SYSTEMS DIV | 0
CHRISTIANA |  | HOSPITAL-CH | 0 | 4609A01987 | DE |  |  |  | Printers; Computer/Network | 37978 | M3151 | PHILIPS MEDICAL SYSTEMS CARDIAC & MONITORING SYSTEMS DIV | 24999.99
CHRISTIANA |  | HOSPITAL-CH | 0 | VARIED | DE |  |  |  | Printers; Computer/Network | NET HP | M3151 | PHILIPS MEDICAL SYSTEMS CARDIAC & MONITORING SYSTEMS DIV | 75000
CHRISTIANA |  | HOSPITAL-CH | 0 | HCDA00737 | DE |  |  |  | Incubators; Infant; Mobile | 25521 | Care Plus Access Series 4000 | GE MEDICAL SYSTEMS | 11200
CHRISTIANA |  | HOSPITAL-CH | 0 | HCDA00739 | DE |  |  |  | Incubators; Infant; Mobile | 25520 | Care Plus Access Series 4000 | GE MEDICAL SYSTEMS | 11200
CHRISTIANA |  | HOSPITAL-CH | 0 | HCDA00734 | DE |  | 2008-01-20 19:00 |  | Incubators; Infant | 25517 | Care Plus Access Series 4000 | GE MEDICAL SYSTEMS | 11200 | Purchased
CHRISTIANA |  | HOSPITAL-CH | 0 | MCDA00731 | DE |  |  |  | Incubators; Infant; Mobile | 25518 | Care Plus Access Series 4000 | GE MEDICAL SYSTEMS | 11200
CHRISTIANA |  | HOSPITAL-CH | 0 | HCDA00159 | DE |  |  |  | Incubators; Infant; Mobile | 25360 | Care Plus Access Series 4000 | GE MEDICAL SYSTEMS | 11200
CHRISTIANA |  | HOSPITAL-CH | 0 | HCDF00060 | DE |  |  |  | Incubators; Infant; Mobile | 32098 | Care Plus Access Series 4000 | GE MEDICAL SYSTEMS | 25000
CHRISTIANA |  | HOSPITAL-CH | 0 | HCDF00059 | DE |  |  |  | Incubators; Infant; Mobile | 32095 | Care Plus Access Series 4000 | GE MEDICAL SYSTEMS | 11683
CHRISTIANA |  | HOSPITAL-CH | 0 | HCDB00423 | DE |  | 1999-01-10 19:00 |  | Incubators; Infant | 28211 | Care Plus Access Series 4000 | GE MEDICAL SYSTEMS | 25000 | Purchased
CHRISTIANA |  | HOSPITAL-CH | 0 | HCEA00210 | DE |  |  |  | Incubators; Infant; Mobile | 25563 | Care Plus Access Series 4000 | GE MEDICAL SYSTEMS | 11200
CHRISTIANA |  | HOSPITAL-CH | 0 | HCEA00215 | DE |  |  |  | Incubators; Infant; Mobile | 25565 | Care Plus Access Series 4000 | GE MEDICAL SYSTEMS | 11200
CHRISTIANA |  | HOSPITAL-CH | 0 | HCDF00060 | DE |  |  |  | Incubators; Infant; Mobile | 32097 | Care Plus Access Series 4000 | GE MEDICAL SYSTEMS | 11683
CHRISTIANA |  | HOSPITAL-CH | 0 | HCDA00164 | DE |  |  |  | Incubators; Infant; Mobile | 25566 | Care Plus Access Series 4000 | GE MEDICAL SYSTEMS | 11200
CHRISTIANA |  | HCCC | 0 | 211302 | DE |  | 2006-01-18 19:00 |  | Exercisers; Aerobic; Stationary Bicycle | 38163 | Upright Bike 95Ci | Life Fitness | 1999.99 | Purchased
CHRISTIANA |  |  | 0 | 100006 |  |  |  |  | Exercisers; Aerobic; Stationary Bicycle | 37159 | Upright Bike 95Ci | Life Fitness | 2521
CHRISTIANA |  | Smyrna Health & Wellness Center | 0 | CCS111349 | DE |  |  |  | Exercisers; Aerobic; Stationary Bicycle | 41363 | Upright Bike 95Ci | Life Fitness | 2521
CHRISTIANA |  |  | 0 | LCI 106609 |  |  |  |  | Exercisers; Aerobic; Stationary Bicycle | 36401 | Upright Bike 95Ci | Life Fitness | 2521
CHRISTIANA |  | HOSPITAL-WH | 0 | NONE | DE |  |  |  | Exercisers; Aerobic; Stationary Bicycle | 48621 | Upright Bike 95Ci | Life Fitness | 2521
CHRISTIANA |  | HCCC | 0 | 239210 | DE |  | 2006-01-18 19:00 |  | Exercisers; Aerobic; Stationary Bicycle | 38166 | Upright Bike 95Ci | Life Fitness | 1999.99 | Purchased
CHRISTIANA |  | HOSPITAL-WH | 0 | 110208 | DE |  | 2001-11-03 19:00 |  | Standing Frames | 32083 | Unweighing System 945-470 | BIODEX MEDICAL SYSTEMS INC | 4295
CHRISTIANA |  | HOSPITAL-CH | 0 | C0612962 | DE |  |  |  | Pumps; Enteral Feeding | KF186 | EPUMP | KENDALL HEALTHCARE PRODUCTS LP A TYCO HEALTHCARE GROUP CO | 9.99
CHRISTIANA |  | HOSPITAL-CH | 0 | C0612498 | DE |  |  |  | Pumps; Enteral Feeding | KF206 | EPUMP | KENDALL HEALTHCARE PRODUCTS LP A TYCO HEALTHCARE GROUP CO | 9.99
CHRISTIANA |  | HOSPITAL-CH | 0 | C0613173 | DE |  |  |  | Pumps; Enteral Feeding | KF303 | EPUMP | KENDALL HEALTHCARE PRODUCTS LP A TYCO HEALTHCARE GROUP CO | 9.99
CHRISTIANA |  | HOSPITAL-CH | 0 | C0612558 | DE |  |  |  | Pumps; Enteral Feeding | KF222 | EPUMP | KENDALL HEALTHCARE PRODUCTS LP A TYCO HEALTHCARE GROUP CO | 9.99
CHRISTIANA |  | HOSPITAL-CH | 0 | C14107438 | DE |  | 2015-10-14 20:00 |  | Pumps; Enteral Feeding | 61085 | EPUMP | KENDALL HEALTHCARE PRODUCTS LP A TYCO HEALTHCARE GROUP CO | 325
CHRISTIANA |  | HOSPITAL-CH | 0 | C0613011 | DE |  |  |  | Pumps; Enteral Feeding | KF259 | EPUMP | KENDALL HEALTHCARE PRODUCTS LP A TYCO HEALTHCARE GROUP CO | 9.99
CHRISTIANA |  | HOSPITAL-CH | 0 | C0613171 | DE |  |  |  | Pumps; Enteral Feeding | KF280 | EPUMP | KENDALL HEALTHCARE PRODUCTS LP A TYCO HEALTHCARE GROUP CO | 9.99
CHRISTIANA |  | HOSPITAL-CH | 0 | C0612552 | DE |  |  |  | Pumps; Enteral Feeding | KF166 | EPUMP | KENDALL HEALTHCARE PRODUCTS LP A TYCO HEALTHCARE GROUP CO | 9.99
CHRISTIANA |  | HOSPITAL-CH | 0 | C0813741 | DE |  |  |  | Pumps; Enteral Feeding | 56997 | EPUMP | KENDALL HEALTHCARE PRODUCTS LP A TYCO HEALTHCARE GROUP CO | 328.57
CHRISTIANA |  | HOSPITAL-CH | 0 | C0612527 | DE |  |  |  | Pumps; Enteral Feeding | KF213 | EPUMP | KENDALL HEALTHCARE PRODUCTS LP A TYCO HEALTHCARE GROUP CO | 9.99
CHRISTIANA |  | HOSPITAL-WH | 0 | C0613093 | DE |  |  |  | Pumps; Enteral Feeding | KF197 | EPUMP | KENDALL HEALTHCARE PRODUCTS LP A TYCO HEALTHCARE GROUP CO | 9.99
CHRISTIANA |  | HOSPITAL-CH | 0 | C0613155 | DE |  |  |  | Pumps; Enteral Feeding | KF236 | EPUMP | KENDALL HEALTHCARE PRODUCTS LP A TYCO HEALTHCARE GROUP CO | 9.99
CHRISTIANA |  | HOSPITAL-CH | 0 | C0613128 | DE |  |  |  | Pumps; Enteral Feeding | KF171 | EPUMP | KENDALL HEALTHCARE PRODUCTS LP A TYCO HEALTHCARE GROUP CO | 9.99
CHRISTIANA |  | HOSPITAL-CH | 0 | C0612483 | DE |  | 2006-01-24 19:00 |  | Pumps; Enteral Feeding | KF241 | EPUMP | KENDALL HEALTHCARE PRODUCTS LP A TYCO HEALTHCARE GROUP CO | 328.57 | Purchased
CHRISTIANA |  | HOSPITAL-CH | 0 | C0612642 | DE |  | 2006-01-24 19:00 |  | Pumps; Enteral Feeding | KF305 | EPUMP | KENDALL HEALTHCARE PRODUCTS LP A TYCO HEALTHCARE GROUP CO | 328.57 | Purchased
CHRISTIANA |  | HOSPITAL-CH | 0 | C0613239 | DE |  |  |  | Pumps; Enteral Feeding | KF229 | EPUMP | KENDALL HEALTHCARE PRODUCTS LP A TYCO HEALTHCARE GROUP CO | 9.99
CHRISTIANA |  | HOSPITAL-CH | 0 | C14107488 | DE |  | 2019-03-29 09:19 |  | Pumps; Enteral Feeding | 61083 | EPUMP | KENDALL HEALTHCARE PRODUCTS LP A TYCO HEALTHCARE GROUP CO | 328.57 | Purchased
CHRISTIANA |  | HOSPITAL-CH | 0 | C14107432 | DE |  | 2015-10-14 20:00 |  | Pumps; Enteral Feeding | 61081 | EPUMP | KENDALL HEALTHCARE PRODUCTS LP A TYCO HEALTHCARE GROUP CO | 328.57 | Purchased
CHRISTIANA |  | HOSPITAL-WH | 0 | C12008917 | DE |  | 2018-03-04 19:00 |  | Pumps; Enteral Feeding | 67025 | EPUMP | KENDALL HEALTHCARE PRODUCTS LP A TYCO HEALTHCARE GROUP CO | 328.57 | Purchased
CHRISTIANA |  | HOSPITAL-CH | 0 | c0613201 | DE |  | 2006-01-24 19:00 |  | Pumps; Enteral Feeding | KF260 | EPUMP | KENDALL HEALTHCARE PRODUCTS LP A TYCO HEALTHCARE GROUP CO | 328.57 | Purchased
CHRISTIANA |  | HOSPITAL-CH | 0 | C0612536 | DE |  | 2006-01-24 19:00 |  | Pumps; Enteral Feeding | KF268 | EPUMP | KENDALL HEALTHCARE PRODUCTS LP A TYCO HEALTHCARE GROUP CO | 328.57 | Purchased
CHRISTIANA |  | HOSPITAL-CH | 0 | C14112656 | DE |  | 2023-10-16 20:00 |  | Pumps; Enteral Feeding | 61084 | EPUMP | KENDALL HEALTHCARE PRODUCTS LP A TYCO HEALTHCARE GROUP CO | 328.57 | Purchased
CHRISTIANA |  | HOSPITAL-CH | 0 | C14112685 | DE |  | 2015-10-14 20:00 |  | Pumps; Enteral Feeding | 61082 | EPUMP | KENDALL HEALTHCARE PRODUCTS LP A TYCO HEALTHCARE GROUP CO | 328.57 | Purchased
CHRISTIANA |  | HOSPITAL-WH | 0 | C14107472 | DE |  | 2015-10-14 20:00 |  | Pumps; Enteral Feeding | 61080 | EPUMP | KENDALL HEALTHCARE PRODUCTS LP A TYCO HEALTHCARE GROUP CO | 328.57 | Purchased
CHRISTIANA |  | HOSPITAL-CH | 0 | C0613174 | DE |  |  |  | Pumps; Enteral Feeding | KF291 | EPUMP | KENDALL HEALTHCARE PRODUCTS LP A TYCO HEALTHCARE GROUP CO | 9.99
CHRISTIANA |  | HOSPITAL-CH | 0 | C0613206 | DE |  | 2006-01-24 19:00 |  | Pumps; Enteral Feeding | KF183 | EPUMP | KENDALL HEALTHCARE PRODUCTS LP A TYCO HEALTHCARE GROUP CO | 328.57 | Purchased
CHRISTIANA |  | HOSPITAL-CC | 0 | C0613214 | MD |  | 2019-03-29 09:19 |  | Pumps; Enteral Feeding | KF205 | EPUMP | KENDALL HEALTHCARE PRODUCTS LP A TYCO HEALTHCARE GROUP CO | 328.57 | Purchased
CHRISTIANA |  | HOSPITAL-CH | 0 | C14112694 | DE |  | 2019-03-29 09:19 |  | Pumps; Enteral Feeding | 61079 | EPUMP | KENDALL HEALTHCARE PRODUCTS LP A TYCO HEALTHCARE GROUP CO | 328.57 | Purchased
CHRISTIANA |  | HOSPITAL-CH | 0 | C14107469 | DE |  | 2015-10-14 20:00 |  | Pumps; Enteral Feeding | 61077 | EPUMP | KENDALL HEALTHCARE PRODUCTS LP A TYCO HEALTHCARE GROUP CO | 325 | Purchased
CHRISTIANA |  | HOSPITAL-CH | 0 | C14107427 | DE |  | 2015-10-14 20:00 |  | Pumps; Enteral Feeding | 61075 | EPUMP | KENDALL HEALTHCARE PRODUCTS LP A TYCO HEALTHCARE GROUP CO | 328.57 | Purchased
CHRISTIANA |  | HOSPITAL-WH | 0 | C1909246 | DE |  | 2006-01-24 19:00 |  | Pumps; Enteral Feeding | KF208 | EPUMP | KENDALL HEALTHCARE PRODUCTS LP A TYCO HEALTHCARE GROUP CO | 328.57 | Purchased
CHRISTIANA |  | HOSPITAL-CH | 0 | C0613237 | DE |  | 2019-03-29 09:19 |  | Pumps; Enteral Feeding | KF231 | EPUMP | KENDALL HEALTHCARE PRODUCTS LP A TYCO HEALTHCARE GROUP CO | 328.57 | Purchased
CHRISTIANA |  | HOSPITAL-CH | 0 | C0613022 | DE |  |  |  | Pumps; Enteral Feeding | KF238 | EPUMP | KENDALL HEALTHCARE PRODUCTS LP A TYCO HEALTHCARE GROUP CO | 9.99
CHRISTIANA |  | HOSPITAL-CH | 0 | C14112101 | DE |  | 2015-12-02 19:00 |  | Pumps; Enteral Feeding | KF322 | EPUMP | KENDALL HEALTHCARE PRODUCTS LP A TYCO HEALTHCARE GROUP CO | 328.57 | Purchased
CHRISTIANA |  | HOSPITAL-CH | 0 | C0613225 | DE |  |  |  | Pumps; Enteral Feeding | KF218 | EPUMP | KENDALL HEALTHCARE PRODUCTS LP A TYCO HEALTHCARE GROUP CO | 9.99
CHRISTIANA |  | HOSPITAL-CH | 0 | C0516950 | DE |  |  |  | Pumps; Enteral Feeding | KF263 | EPUMP | KENDALL HEALTHCARE PRODUCTS LP A TYCO HEALTHCARE GROUP CO | 9.99
CHRISTIANA |  | HOSPITAL-CH | 0 | C14107422 | DE |  | 2015-10-14 20:00 |  | Pumps; Enteral Feeding | 61078 | EPUMP | KENDALL HEALTHCARE PRODUCTS LP A TYCO HEALTHCARE GROUP CO | 328.57 | Purchased
CHRISTIANA |  | HOSPITAL-CH | 0 | C0612492 | DE |  | 2006-01-24 19:00 |  | Pumps; Enteral Feeding | KF258 | EPUMP | KENDALL HEALTHCARE PRODUCTS LP A TYCO HEALTHCARE GROUP CO | 328.57 | Purchased
CHRISTIANA |  | HOSPITAL-CH | 0 | C0612584 | DE |  | 2006-01-24 19:00 |  | Pumps; Enteral Feeding | KF269 | EPUMP | KENDALL HEALTHCARE PRODUCTS LP A TYCO HEALTHCARE GROUP CO | 328.57 | Purchased
CHRISTIANA |  | HOSPITAL-CH | 0 | C0613216 | DE |  | 2019-03-29 09:19 |  | Pumps; Enteral Feeding | KF185 | EPUMP | KENDALL HEALTHCARE PRODUCTS LP A TYCO HEALTHCARE GROUP CO | 328.57 | Purchased
CHRISTIANA |  | HOSPITAL-CH | 0 | C0612554 | DE |  |  |  | Pumps; Enteral Feeding | KF200 | EPUMP | KENDALL HEALTHCARE PRODUCTS LP A TYCO HEALTHCARE GROUP CO | 9.99
CHRISTIANA |  | HOSPITAL-CH | 0 | C0613210 | DE |  | 2006-01-24 19:00 |  | Pumps; Enteral Feeding | KF237 | EPUMP | KENDALL HEALTHCARE PRODUCTS LP A TYCO HEALTHCARE GROUP CO | 328.57 | Purchased
CHRISTIANA |  | HOSPITAL-CH | 0 | C0613211 | DE |  |  |  | Pumps; Enteral Feeding | KF266 | EPUMP | KENDALL HEALTHCARE PRODUCTS LP A TYCO HEALTHCARE GROUP CO | 9.99
CHRISTIANA |  | HOSPITAL-CH | 0 | C14107501 | DE |  | 2019-03-29 09:19 |  | Pumps; Enteral Feeding | 61073 | EPUMP | KENDALL HEALTHCARE PRODUCTS LP A TYCO HEALTHCARE GROUP CO | 328.57 | Purchased
CHRISTIANA |  | HOSPITAL-CH | 0 | C14107410 | DE |  | 2015-10-14 20:00 |  | Pumps; Enteral Feeding | 61071 | EPUMP | KENDALL HEALTHCARE PRODUCTS LP A TYCO HEALTHCARE GROUP CO | 328.57 | Purchased
CHRISTIANA |  | HOSPITAL-CH | 0 | C0613202 | DE |  | 2006-01-24 19:00 |  | Pumps; Enteral Feeding | KF302 | EPUMP | KENDALL HEALTHCARE PRODUCTS LP A TYCO HEALTHCARE GROUP CO | 328.57 | Purchased
CHRISTIANA |  | HOSPITAL-CH | 0 | C0624052 | DE |  |  |  | Pumps; Enteral Feeding | KF308 | EPUMP | KENDALL HEALTHCARE PRODUCTS LP A TYCO HEALTHCARE GROUP CO | 9.99
CHRISTIANA |  | HOSPITAL-CH | 0 | C1908823 | DE |  | 2014-12-11 19:00 |  | Pumps; Enteral Feeding | KF315 | EPUMP | KENDALL HEALTHCARE PRODUCTS LP A TYCO HEALTHCARE GROUP CO | 328.57 | Purchased
CHRISTIANA |  | HOSPITAL-CH | 0 | C0612620 | DE |  |  |  | Pumps; Enteral Feeding | KF214 | EPUMP | KENDALL HEALTHCARE PRODUCTS LP A TYCO HEALTHCARE GROUP CO | 9.99
CHRISTIANA |  | HOSPITAL-CH | 0 | C0613142 | DE |  |  |  | Pumps; Enteral Feeding | KF276 | EPUMP | KENDALL HEALTHCARE PRODUCTS LP A TYCO HEALTHCARE GROUP CO | 9.99
CHRISTIANA |  | HOSPITAL-CH | 0 | C14107459 | DE |  | 2015-10-14 20:00 |  | Pumps; Enteral Feeding | 61074 | EPUMP | KENDALL HEALTHCARE PRODUCTS LP A TYCO HEALTHCARE GROUP CO | 328.57
CHRISTIANA |  | HOSPITAL-CH | 0 | C14107411 | DE |  | 2019-03-29 09:19 |  | Pumps; Enteral Feeding | 61072 | EPUMP | KENDALL HEALTHCARE PRODUCTS LP A TYCO HEALTHCARE GROUP CO | 328.57 | Purchased
CHRISTIANA |  | HOSPITAL-WH | 0 | C0612555 | DE |  |  |  | Pumps; Enteral Feeding | KF277 | EPUMP | KENDALL HEALTHCARE PRODUCTS LP A TYCO HEALTHCARE GROUP CO | 9.99
CHRISTIANA |  | HOSPITAL-CH | 0 | C0612542 | DE |  |  |  | Pumps; Enteral Feeding | KF178 | EPUMP | KENDALL HEALTHCARE PRODUCTS LP A TYCO HEALTHCARE GROUP CO | 9.99
CHRISTIANA |  | HOSPITAL-CH | 0 | C0613233 | DE |  | 2019-03-29 09:19 |  | Pumps; Enteral Feeding | KF162 | EPUMP | KENDALL HEALTHCARE PRODUCTS LP A TYCO HEALTHCARE GROUP CO | 328.57 | Purchased
CHRISTIANA |  | HOSPITAL-CH | 0 | C0613234 | DE |  | 2006-01-24 19:00 |  | Pumps; Enteral Feeding | KF301 | EPUMP | KENDALL HEALTHCARE PRODUCTS LP A TYCO HEALTHCARE GROUP CO | 328.57 | Purchased
CHRISTIANA |  | HOSPITAL-CH | 0 | C0612571 | DE |  | 2006-01-24 19:00 |  | Pumps; Enteral Feeding | KF212 | EPUMP | KENDALL HEALTHCARE PRODUCTS LP A TYCO HEALTHCARE GROUP CO | 328.57 | Purchased
CHRISTIANA |  | HOSPITAL-WH | 0 | C14107477 | DE |  | 2015-10-14 20:00 |  | Pumps; Enteral Feeding | 61089 | EPUMP | KENDALL HEALTHCARE PRODUCTS LP A TYCO HEALTHCARE GROUP CO | 328.57 | Purchased
CHRISTIANA |  | HOSPITAL-CH | 0 | C0612543 | DE |  |  |  | Pumps; Enteral Feeding | KF217 | EPUMP | KENDALL HEALTHCARE PRODUCTS LP A TYCO HEALTHCARE GROUP CO | 9.99
CHRISTIANA |  | HOSPITAL-CH | 0 | C0613094 | DE |  |  |  | Pumps; Enteral Feeding | KF227 | EPUMP | KENDALL HEALTHCARE PRODUCTS LP A TYCO HEALTHCARE GROUP CO | 9.99
CHRISTIANA |  | HOSPITAL-CH | 0 | C0827170 | DE |  | 2015-01-27 19:00 |  | Pumps; Enteral Feeding | KF320 | EPUMP | KENDALL HEALTHCARE PRODUCTS LP A TYCO HEALTHCARE GROUP CO | 328.57 | Purchased
CHRISTIANA |  | HOSPITAL-CH | 0 | C14112686 | DE |  | 2015-10-14 20:00 |  | Pumps; Enteral Feeding | 61087 | EPUMP | KENDALL HEALTHCARE PRODUCTS LP A TYCO HEALTHCARE GROUP CO | 328.57 | Purchased
CHRISTIANA |  | HOSPITAL-CH | 0 | C0613127 | DE |  |  |  | Pumps; Enteral Feeding | KF290 | EPUMP | KENDALL HEALTHCARE PRODUCTS LP A TYCO HEALTHCARE GROUP CO | 9.99
CHRISTIANA |  | HOSPITAL-CH | 0 | C0613212 | DE |  | 2006-01-24 19:00 |  | Pumps; Enteral Feeding | KF265 | EPUMP | KENDALL HEALTHCARE PRODUCTS LP A TYCO HEALTHCARE GROUP CO | 328.57 | Purchased
CHRISTIANA |  | HOSPITAL-WH | 0 | C0613241 | DE |  |  |  | Pumps; Enteral Feeding | KF180 | EPUMP | KENDALL HEALTHCARE PRODUCTS LP A TYCO HEALTHCARE GROUP CO | 9.99
CHRISTIANA |  | HOSPITAL-CH | 0 | C0613099 | DE |  | 2006-01-24 19:00 |  | Pumps; Enteral Feeding | KF240 | EPUMP | KENDALL HEALTHCARE PRODUCTS LP A TYCO HEALTHCARE GROUP CO | 328.57 | Purchased
CHRISTIANA |  | HOSPITAL-CH | 0 | C0612603 | DE |  |  |  | Pumps; Enteral Feeding | KF198 | EPUMP | KENDALL HEALTHCARE PRODUCTS LP A TYCO HEALTHCARE GROUP CO | 9.99
CHRISTIANA |  | HOSPITAL-CH | 0 | C0612489 | DE |  |  |  | Pumps; Enteral Feeding | KF195 | EPUMP | KENDALL HEALTHCARE PRODUCTS LP A TYCO HEALTHCARE GROUP CO | 9.99
CHRISTIANA |  | HOSPITAL-CH | 0 | C0613143 | DE |  |  |  | Pumps; Enteral Feeding | KF209 | EPUMP | KENDALL HEALTHCARE PRODUCTS LP A TYCO HEALTHCARE GROUP CO | 9.99
CHRISTIANA |  | HOSPITAL-CH | 0 | C0612485 | DE |  |  |  | Pumps; Enteral Feeding | KF192 | EPUMP | KENDALL HEALTHCARE PRODUCTS LP A TYCO HEALTHCARE GROUP CO | 9.99
CHRISTIANA |  | HOSPITAL-WH | 0 | C15119651 | DE |  | 2015-11-24 19:00 |  | Pumps; Enteral Feeding | KF321 | EPUMP | KENDALL HEALTHCARE PRODUCTS LP A TYCO HEALTHCARE GROUP CO | 328.57 | Purchased
CHRISTIANA |  | HOSPITAL-CH | 0 | C0612499 | DE |  |  |  | Pumps; Enteral Feeding | KF174 | EPUMP | KENDALL HEALTHCARE PRODUCTS LP A TYCO HEALTHCARE GROUP CO | 9.99
CHRISTIANA |  | HOSPITAL-CH | 0 | C1900048 | DE |  |  |  | Pumps; Enteral Feeding | KF251 | EPUMP | KENDALL HEALTHCARE PRODUCTS LP A TYCO HEALTHCARE GROUP CO | 9.99
CHRISTIANA |  | HOSPITAL-CH | 0 | C0630603 | DE |  |  |  | Pumps; Enteral Feeding | KF223 | EPUMP | KENDALL HEALTHCARE PRODUCTS LP A TYCO HEALTHCARE GROUP CO | 9.99
CHRISTIANA |  | HOSPITAL-CH | 0 | C0613232 | DE |  |  |  | Pumps; Enteral Feeding | KF215 | EPUMP | KENDALL HEALTHCARE PRODUCTS LP A TYCO HEALTHCARE GROUP CO | 9.99
CHRISTIANA |  | HOSPITAL-CH | 0 | C0612978 | DE |  | 2006-01-24 19:00 |  | Pumps; Enteral Feeding | KF233 | EPUMP | KENDALL HEALTHCARE PRODUCTS LP A TYCO HEALTHCARE GROUP CO | 328.57 | Purchased
CHRISTIANA |  | HOSPITAL-WH | 0 | C0613240 | DE |  | 2006-01-24 19:00 |  | Pumps; Enteral Feeding | KF293 | EPUMP | KENDALL HEALTHCARE PRODUCTS LP A TYCO HEALTHCARE GROUP CO | 328.57 | Purchased
CHRISTIANA |  | HOSPITAL-CH | 0 | C0613226 | DE |  |  |  | Pumps; Enteral Feeding | KF294 | EPUMP | KENDALL HEALTHCARE PRODUCTS LP A TYCO HEALTHCARE GROUP CO | 9.99
CHRISTIANA |  | HOSPITAL-CH | 0 | C0612572 | DE |  |  |  | Pumps; Enteral Feeding | KF188 | EPUMP | KENDALL HEALTHCARE PRODUCTS LP A TYCO HEALTHCARE GROUP CO | 9.99
CHRISTIANA |  | HOSPITAL-CH | 0 | C0613230 | DE |  |  |  | Pumps; Enteral Feeding | KF298 | EPUMP | KENDALL HEALTHCARE PRODUCTS LP A TYCO HEALTHCARE GROUP CO | 9.99
CHRISTIANA |  | HOSPITAL-WH | 0 | c1267313 | DE |  | 2014-07-09 20:00 |  | Pumps; Enteral Feeding | kf311 | EPUMP | KENDALL HEALTHCARE PRODUCTS LP A TYCO HEALTHCARE GROUP CO | 328.57 | Purchased
CHRISTIANA |  | HOSPITAL-CH | 0 | C0612557 | DE |  |  |  | Pumps; Enteral Feeding | KF170 | EPUMP | KENDALL HEALTHCARE PRODUCTS LP A TYCO HEALTHCARE GROUP CO | 9.99
CHRISTIANA |  | HOSPITAL-CH | 0 | C1914312 | DE |  | 2014-12-11 19:00 |  | Pumps; Enteral Feeding | KF314 | EPUMP | KENDALL HEALTHCARE PRODUCTS LP A TYCO HEALTHCARE GROUP CO | 328.57 | Purchased
CHRISTIANA |  | HOSPITAL-CH | 0 | C0613129 | DE |  | 2006-01-24 19:00 |  | Pumps; Enteral Feeding | KF272 | EPUMP | KENDALL HEALTHCARE PRODUCTS LP A TYCO HEALTHCARE GROUP CO | 328.57 | Purchased
CHRISTIANA |  | HOSPITAL-CH | 0 | C0613049 | DE |  |  |  | Pumps; Enteral Feeding | KF256 | EPUMP | KENDALL HEALTHCARE PRODUCTS LP A TYCO HEALTHCARE GROUP CO | 9.99
CHRISTIANA |  | HOSPITAL-CH | 0 | C0613244 | DE |  | 2006-01-24 19:00 |  | Pumps; Enteral Feeding | KF230 | EPUMP | KENDALL HEALTHCARE PRODUCTS LP A TYCO HEALTHCARE GROUP CO | 328.57 | Purchased
CHRISTIANA |  | HOSPITAL-CH | 0 | C0612479 | DE |  | 2019-03-29 09:19 |  | Pumps; Enteral Feeding | KF274 | EPUMP | KENDALL HEALTHCARE PRODUCTS LP A TYCO HEALTHCARE GROUP CO | 328.57 | Purchased
CHRISTIANA |  | HOSPITAL-WH | 0 | C0613218 | DE |  | 2006-01-24 19:00 |  | Pumps; Enteral Feeding | KF179 | EPUMP | KENDALL HEALTHCARE PRODUCTS LP A TYCO HEALTHCARE GROUP CO | 328.57 | Purchased
CHRISTIANA |  | HOSPITAL-CH | 0 | C14106440 | DE |  | 2018-02-25 19:00 |  | Pumps; Enteral Feeding | 66569 | EPUMP | KENDALL HEALTHCARE PRODUCTS LP A TYCO HEALTHCARE GROUP CO | 328.57 | Purchased
CHRISTIANA |  | HOSPITAL-CH | 0 | C0612579 | DE |  |  |  | Pumps; Enteral Feeding | KF232 | EPUMP | KENDALL HEALTHCARE PRODUCTS LP A TYCO HEALTHCARE GROUP CO | 9.99
CHRISTIANA |  | HOSPITAL-CH | 0 | C0612484 | DE |  |  |  | Pumps; Enteral Feeding | KF279 | EPUMP | KENDALL HEALTHCARE PRODUCTS LP A TYCO HEALTHCARE GROUP CO | 9.99
CHRISTIANA |  | HOSPITAL-WH | 0 | C0612493 | DE |  |  |  | Pumps; Enteral Feeding | KF235 | EPUMP | KENDALL HEALTHCARE PRODUCTS LP A TYCO HEALTHCARE GROUP CO | 9.99
CHRISTIANA |  | HOSPITAL-CH | 0 | C1051993 | DE |  | 2019-03-29 09:19 |  | Pumps; Enteral Feeding | KF335 | EPUMP | KENDALL HEALTHCARE PRODUCTS LP A TYCO HEALTHCARE GROUP CO | 328.57 | Purchased
CHRISTIANA |  | HOSPITAL-CC | 0 | C0613215 | MD |  | 2019-03-29 09:19 |  | Pumps; Enteral Feeding | KF194 | EPUMP | KENDALL HEALTHCARE PRODUCTS LP A TYCO HEALTHCARE GROUP CO | 328.57 | Purchased
CHRISTIANA |  | HOSPITAL-CH | 0 | C0516954 | DE |  | 2006-01-24 19:00 |  | Pumps; Enteral Feeding | KF160 | EPUMP | KENDALL HEALTHCARE PRODUCTS LP A TYCO HEALTHCARE GROUP CO | 328.57 | Purchased
CHRISTIANA |  | HOSPITAL-CH | 0 | C0612501 | DE |  | 2006-01-24 19:00 |  | Pumps; Enteral Feeding | KF173 | EPUMP | KENDALL HEALTHCARE PRODUCTS LP A TYCO HEALTHCARE GROUP CO | 328.57 | Purchased
CHRISTIANA |  | HOSPITAL-CH | 0 | C0612507 | DE |  |  |  | Pumps; Enteral Feeding | KF216 | EPUMP | KENDALL HEALTHCARE PRODUCTS LP A TYCO HEALTHCARE GROUP CO | 9.99
CHRISTIANA |  | HOSPITAL-WH | 0 | C0612491 | DE |  | 2006-01-24 19:00 |  | Pumps; Enteral Feeding | KF228 | EPUMP | KENDALL HEALTHCARE PRODUCTS LP A TYCO HEALTHCARE GROUP CO | 328.57 | Purchased
CHRISTIANA |  | HOSPITAL-CH | 0 | C1361490 | DE |  | 2015-01-27 19:00 |  | Pumps; Enteral Feeding | KF319 | EPUMP | KENDALL HEALTHCARE PRODUCTS LP A TYCO HEALTHCARE GROUP CO | 0.01
CHRISTIANA |  | HOSPITAL-CH | 0 | C0613016 | DE |  | 2006-01-24 19:00 |  | Pumps; Enteral Feeding | KF165 | EPUMP | KENDALL HEALTHCARE PRODUCTS LP A TYCO HEALTHCARE GROUP CO | 328.57
CHRISTIANA |  | HOSPITAL-CH | 0 | c0717785 | DE |  | 2014-04-07 20:00 |  | Pumps; Enteral Feeding | kf310 | EPUMP | KENDALL HEALTHCARE PRODUCTS LP A TYCO HEALTHCARE GROUP CO | 328.57 | Purchased
CHRISTIANA |  | HOSPITAL-CH | 0 | C1007360 | DE |  |  |  | Pumps; Enteral Feeding | KF317 | EPUMP | KENDALL HEALTHCARE PRODUCTS LP A TYCO HEALTHCARE GROUP CO | 0.01
CHRISTIANA |  | HOSPITAL-CH | 0 | C15117036- owned | DE |  | 2016-04-26 20:00 |  | Pumps; Enteral Feeding | KF327 | EPUMP | KENDALL HEALTHCARE PRODUCTS LP A TYCO HEALTHCARE GROUP CO | 328.57 | Purchased
CHRISTIANA |  | HOSPITAL-CH | 0 | C061367 | DE |  |  |  | Pumps; Enteral Feeding | KF191 | EPUMP | KENDALL HEALTHCARE PRODUCTS LP A TYCO HEALTHCARE GROUP CO | 9.99
CHRISTIANA |  | HOSPITAL-CH | 0 | C0613217 | DE |  |  |  | Pumps; Enteral Feeding | KF225 | EPUMP | KENDALL HEALTHCARE PRODUCTS LP A TYCO HEALTHCARE GROUP CO | 9.99
CHRISTIANA |  | HOSPITAL-CH | 0 | C0613123 | DE |  | 2006-01-24 19:00 |  | Pumps; Enteral Feeding | KF257 | EPUMP | KENDALL HEALTHCARE PRODUCTS LP A TYCO HEALTHCARE GROUP CO | 328.57
CHRISTIANA |  | HOSPITAL-CH | 0 | C0612545 | DE |  | 2006-01-24 19:00 |  | Pumps; Enteral Feeding | KF234 | EPUMP | KENDALL HEALTHCARE PRODUCTS LP A TYCO HEALTHCARE GROUP CO | 328.57 | Purchased
CHRISTIANA |  | HOSPITAL-CH | 0 | C0613222 | DE |  |  |  | Pumps; Enteral Feeding | KF295 | EPUMP | KENDALL HEALTHCARE PRODUCTS LP A TYCO HEALTHCARE GROUP CO | 9.99
CHRISTIANA |  | HOSPITAL-CH | 0 | C15117077-owned | DE |  | 2019-03-29 09:19 |  | Pumps; Enteral Feeding | KF328 | EPUMP | KENDALL HEALTHCARE PRODUCTS LP A TYCO HEALTHCARE GROUP CO | 328.57 | Purchased
CHRISTIANA |  | HOSPITAL-CH | 0 | C15117092- owned | DE |  | 2016-04-26 20:00 |  | Pumps; Enteral Feeding | KF326 | EPUMP | KENDALL HEALTHCARE PRODUCTS LP A TYCO HEALTHCARE GROUP CO | 328.57 | Purchased
CHRISTIANA |  | HOSPITAL-CH | 0 | C0613145 | DE |  | 2006-01-24 19:00 |  | Pumps; Enteral Feeding | KF285 | EPUMP | KENDALL HEALTHCARE PRODUCTS LP A TYCO HEALTHCARE GROUP CO | 328.57 | Purchased
CHRISTIANA |  | HOSPITAL-WH | 0 | C0612590 | DE |  | 2006-01-24 19:00 |  | Pumps; Enteral Feeding | KF248 | EPUMP | KENDALL HEALTHCARE PRODUCTS LP A TYCO HEALTHCARE GROUP CO | 328.57 | Purchased
CHRISTIANA |  | HOSPITAL-CH | 0 | C0832679 | DE |  |  |  | Pumps; Enteral Feeding | KF167 | EPUMP | KENDALL HEALTHCARE PRODUCTS LP A TYCO HEALTHCARE GROUP CO | 9.99
CHRISTIANA |  | HOSPITAL-CH | 0 | C0612560 | DE |  | 2006-01-24 19:00 |  | Pumps; Enteral Feeding | KF278 | EPUMP | KENDALL HEALTHCARE PRODUCTS LP A TYCO HEALTHCARE GROUP CO | 328.57 | Purchased
CHRISTIANA |  | HOSPITAL-CH | 0 | C15117122-owned | DE |  | 2019-03-29 09:19 |  | Pumps; Enteral Feeding | KF323 | EPUMP | KENDALL HEALTHCARE PRODUCTS LP A TYCO HEALTHCARE GROUP CO | 328.57 | Purchased
CHRISTIANA |  | HOSPITAL-CH | 0 | C15117098- owned | DE |  | 2016-04-26 20:00 |  | Pumps; Enteral Feeding | KF329 | EPUMP | KENDALL HEALTHCARE PRODUCTS LP A TYCO HEALTHCARE GROUP CO | 328.57 | Purchased
CHRISTIANA |  | HOSPITAL-CH | 0 | C0612533 | DE |  |  |  | Pumps; Enteral Feeding | KF221 | EPUMP | KENDALL HEALTHCARE PRODUCTS LP A TYCO HEALTHCARE GROUP CO | 9.99
CHRISTIANA |  | HOSPITAL-CC | 0 | C0612477 | MD |  | 2006-01-24 19:00 |  | Pumps; Enteral Feeding | KF254 | EPUMP | KENDALL HEALTHCARE PRODUCTS LP A TYCO HEALTHCARE GROUP CO | 328.57 | Purchased
CHRISTIANA |  | HOSPITAL-WH | 0 | C0612612 | DE |  | 2006-01-24 19:00 |  | Pumps; Enteral Feeding | KF297 | EPUMP | KENDALL HEALTHCARE PRODUCTS LP A TYCO HEALTHCARE GROUP CO | 328.57 | Purchased
CHRISTIANA |  | HOSPITAL-CH | 0 | C14107464 | DE |  | 2019-03-29 09:19 |  | Pumps; Enteral Feeding | 61069 | EPUMP | KENDALL HEALTHCARE PRODUCTS LP A TYCO HEALTHCARE GROUP CO | 328.57 | Purchased
CHRISTIANA |  | HOSPITAL-CH | 0 | C0612539 | DE |  | 2006-01-24 19:00 |  | Pumps; Enteral Feeding | KF161 | EPUMP | KENDALL HEALTHCARE PRODUCTS LP A TYCO HEALTHCARE GROUP CO | 328.57 | Purchased
CHRISTIANA |  | HOSPITAL-WH | 0 | C0613012 | DE |  | 2006-01-24 19:00 |  | Pumps; Enteral Feeding | KF267 | EPUMP | KENDALL HEALTHCARE PRODUCTS LP A TYCO HEALTHCARE GROUP CO | 9.99
CHRISTIANA |  | HOSPITAL-WH | 0 | C1258588 | DE |  | 2015-01-27 19:00 |  | Pumps; Enteral Feeding | KF318 | EPUMP | KENDALL HEALTHCARE PRODUCTS LP A TYCO HEALTHCARE GROUP CO | 328.57 | Purchased
CHRISTIANA |  | HOSPITAL-CH | 0 | C15117088-owned | DE |  | 2016-04-26 20:00 |  | Pumps; Enteral Feeding | KF325 | EPUMP | KENDALL HEALTHCARE PRODUCTS LP A TYCO HEALTHCARE GROUP CO | 328.57 | Purchased
CHRISTIANA |  | HOSPITAL-CH | 0 | C15114770-owned | DE |  | 2016-04-26 20:00 |  | Pumps; Enteral Feeding | KF330 | EPUMP | KENDALL HEALTHCARE PRODUCTS LP A TYCO HEALTHCARE GROUP CO | 328.57 | Purchased
CHRISTIANA |  | HOSPITAL-CH | 0 | C15116205-owned | DE |  | 2016-04-26 20:00 |  | Pumps; Enteral Feeding | KF332 | EPUMP | KENDALL HEALTHCARE PRODUCTS LP A TYCO HEALTHCARE GROUP CO | 328.57 | Purchased
CHRISTIANA |  | HOSPITAL-WH | 0 | C0612489 | DE |  | 2006-01-24 19:00 |  | Pumps; Enteral Feeding | KF211 | EPUMP | KENDALL HEALTHCARE PRODUCTS LP A TYCO HEALTHCARE GROUP CO | 328.57 | Purchased
CHRISTIANA |  | HOSPITAL-CH | 0 | C13024789 | DE |  | 2006-03-23 19:00 |  | Pumps; Enteral Feeding | KF196 | EPUMP | KENDALL HEALTHCARE PRODUCTS LP A TYCO HEALTHCARE GROUP CO | 328.57 | Purchased
CHRISTIANA |  | HOSPITAL-CH | 0 | C0612535 | DE |  | 2006-01-24 19:00 |  | Pumps; Enteral Feeding | KF187 | EPUMP | KENDALL HEALTHCARE PRODUCTS LP A TYCO HEALTHCARE GROUP CO | 328.57 | Purchased
CHRISTIANA |  | HOSPITAL-WH | 0 | C15116997-owned | DE |  | 2016-04-26 20:00 |  | Pumps; Enteral Feeding | KF331 | EPUMP | KENDALL HEALTHCARE PRODUCTS LP A TYCO HEALTHCARE GROUP CO | 328.57 | Purchased
CHRISTIANA |  | HOSPITAL-CH | 0 | C0831233 | DE |  | 2017-04-10 20:00 |  | Pumps; Enteral Feeding | KF333 | EPUMP | KENDALL HEALTHCARE PRODUCTS LP A TYCO HEALTHCARE GROUP CO | 2500
CHRISTIANA |  | HOSPITAL-CH | 0 | C1058560 | DE |  | 2014-08-13 20:00 |  | Pumps; Enteral Feeding | KF312 | EPUMP | KENDALL HEALTHCARE PRODUCTS LP A TYCO HEALTHCARE GROUP CO | 328.57 | Purchased
CHRISTIANA |  | HOSPITAL-CH | 0 | C0613236 | DE |  | 2006-01-24 19:00 |  | Pumps; Enteral Feeding | KF249 | EPUMP | KENDALL HEALTHCARE PRODUCTS LP A TYCO HEALTHCARE GROUP CO | 328.57 | Purchased
CHRISTIANA |  | HOSPITAL-CH | 0 | C0613067 | DE |  | 2014-04-07 20:00 |  | Pumps; Enteral Feeding | kf309 | EPUMP | KENDALL HEALTHCARE PRODUCTS LP A TYCO HEALTHCARE GROUP CO | 328.57 | Purchased
CHRISTIANA |  | HOSPITAL-CC | 0 | C0612490 | MD |  | 2006-01-24 19:00 |  | Pumps; Enteral Feeding | KF189 | EPUMP | KENDALL HEALTHCARE PRODUCTS LP A TYCO HEALTHCARE GROUP CO | 328.57 | Purchased
CHRISTIANA |  | HOSPITAL-WH | 0 | C0612569 | DE |  |  |  | Pumps; Enteral Feeding | KF169 | EPUMP | KENDALL HEALTHCARE PRODUCTS LP A TYCO HEALTHCARE GROUP CO | 9.99
CHRISTIANA |  | HOSPITAL-WH | 0 | C0414650 | DE |  | 2006-01-24 19:00 |  | Pumps; Enteral Feeding | KF224 | EPUMP | KENDALL HEALTHCARE PRODUCTS LP A TYCO HEALTHCARE GROUP CO | 328.57 | Purchased
CHRISTIANA |  | HOSPITAL-CH | 0 | c1289343 | DE |  | 2014-08-13 20:00 |  | Pumps; Enteral Feeding | kf313 | EPUMP | KENDALL HEALTHCARE PRODUCTS LP A TYCO HEALTHCARE GROUP CO | 328.57 | Purchased
CHRISTIANA |  | HOSPITAL-CH | 0 | C0613209 | DE |  |  |  | Pumps; Enteral Feeding | KF271 | EPUMP | KENDALL HEALTHCARE PRODUCTS LP A TYCO HEALTHCARE GROUP CO | 9.99
CHRISTIANA |  | HOSPITAL-CH | 0 | C0613154 | DE |  | 2022-01-03 13:17 |  | Pumps; Enteral Feeding | KF264 | EPUMP | KENDALL HEALTHCARE PRODUCTS LP A TYCO HEALTHCARE GROUP CO | 9.99
CHRISTIANA |  | HOSPITAL-WH | 0 | C0612475 | DE |  | 2006-01-24 19:00 |  | Pumps; Enteral Feeding | KF304 | EPUMP | KENDALL HEALTHCARE PRODUCTS LP A TYCO HEALTHCARE GROUP CO | 328.57 | Purchased
CHRISTIANA |  | HOSPITAL-CH | 0 | C0612568 | DE |  | 2006-01-24 19:00 |  | Pumps; Enteral Feeding | KF202 | EPUMP | KENDALL HEALTHCARE PRODUCTS LP A TYCO HEALTHCARE GROUP CO | 328.57 | Purchased
CHRISTIANA |  | HOSPITAL-CH | 0 | C0612924 | DE |  |  |  | Pumps; Enteral Feeding | KF193 | EPUMP | KENDALL HEALTHCARE PRODUCTS LP A TYCO HEALTHCARE GROUP CO | 9.99
CHRISTIANA |  | HOSPITAL-CH | 0 | C0613229 | DE |  |  |  | Pumps; Enteral Feeding | KF163 | EPUMP | KENDALL HEALTHCARE PRODUCTS LP A TYCO HEALTHCARE GROUP CO | 9.99
CHRISTIANA |  | HOSPITAL-CH | 0 | C0832209 | DE |  | 2015-10-14 20:00 |  | Pumps; Enteral Feeding | 64767 | EPUMP | KENDALL HEALTHCARE PRODUCTS LP A TYCO HEALTHCARE GROUP CO | 328.57 | Purchased
CHRISTIANA |  | HOSPITAL-CH | 0 | C0613077 | DE |  |  |  | Pumps; Enteral Feeding | KF182 | EPUMP | KENDALL HEALTHCARE PRODUCTS LP A TYCO HEALTHCARE GROUP CO | 9.99
CHRISTIANA |  | HOSPITAL-WH | 0 | C0612566 | DE |  |  |  | Pumps; Enteral Feeding | KF252 | EPUMP | KENDALL HEALTHCARE PRODUCTS LP A TYCO HEALTHCARE GROUP CO | 9.99
CHRISTIANA |  | HOSPITAL-CH | 0 | c13041155 | DE |  | 2017-07-17 20:00 |  | Pumps; Enteral Feeding | KF334 | EPUMP | KENDALL HEALTHCARE PRODUCTS LP A TYCO HEALTHCARE GROUP CO | 328.57
CHRISTIANA |  | HOSPITAL-CH | 0 | C13037832 | DE |  | 2018-10-18 20:00 |  | Pumps; Enteral Feeding | KF336 | EPUMP | KENDALL HEALTHCARE PRODUCTS LP A TYCO HEALTHCARE GROUP CO | 328.57 | Purchased
CHRISTIANA |  | HOSPITAL-CH | 0 | CO612582 | DE |  |  |  | Pumps; Enteral Feeding | KF190 | EPUMP | KENDALL HEALTHCARE PRODUCTS LP A TYCO HEALTHCARE GROUP CO | 9.99
CHRISTIANA |  | HOSPITAL-CH | 0 | C0717357 | DE |  | 2006-01-24 19:00 |  | Pumps; Enteral Feeding | KF177 | EPUMP | KENDALL HEALTHCARE PRODUCTS LP A TYCO HEALTHCARE GROUP CO | 328.57
CHRISTIANA |  | HOSPITAL-CH | 0 | C0612581 | DE |  | 2006-01-24 19:00 |  | Pumps; Enteral Feeding | KF207 | EPUMP | KENDALL HEALTHCARE PRODUCTS LP A TYCO HEALTHCARE GROUP CO | 328.57 | Purchased
CHRISTIANA |  | HOSPITAL-WH | 0 | C0612594 | DE |  | 2006-01-24 19:00 |  | Pumps; Enteral Feeding | KF262 | EPUMP | KENDALL HEALTHCARE PRODUCTS LP A TYCO HEALTHCARE GROUP CO | 9.99
CHRISTIANA |  | HOSPITAL-WH | 0 | C0612607 | DE |  |  |  | Pumps; Enteral Feeding | KF270 | EPUMP | KENDALL HEALTHCARE PRODUCTS LP A TYCO HEALTHCARE GROUP CO | 9.99
CHRISTIANA |  | HOSPITAL-CH | 0 | C0613009 | DE |  |  |  | Pumps; Enteral Feeding | KF292 | EPUMP | KENDALL HEALTHCARE PRODUCTS LP A TYCO HEALTHCARE GROUP CO | 9.99
CHRISTIANA |  | HOSPITAL-CH | 0 | C0613219 | DE |  | 2019-04-26 11:29 |  | Pumps; Enteral Feeding | KF306 | EPUMP | KENDALL HEALTHCARE PRODUCTS LP A TYCO HEALTHCARE GROUP CO | 328.57 | Purchased
CHRISTIANA |  | HOSPITAL-CH | 0 | C0612500 | DE |  |  |  | Pumps; Enteral Feeding | KF203 | EPUMP | KENDALL HEALTHCARE PRODUCTS LP A TYCO HEALTHCARE GROUP CO | 9.99
CHRISTIANA |  | HOSPITAL-WH | 0 | C0613221 | DE |  | 2006-01-24 19:00 |  | Pumps; Enteral Feeding | KF244 | EPUMP | KENDALL HEALTHCARE PRODUCTS LP A TYCO HEALTHCARE GROUP CO | 328.57 | Purchased
CHRISTIANA |  | HOSPITAL-CH | 0 | C0612482 | DE |  | 2006-01-24 19:00 |  | Pumps; Enteral Feeding | KF204 | EPUMP | KENDALL HEALTHCARE PRODUCTS LP A TYCO HEALTHCARE GROUP CO | 328.57 | Purchased
CHRISTIANA |  | HOSPITAL-WH | 0 | C0612487 | DE |  | 2019-03-29 09:19 |  | Pumps; Enteral Feeding | KF220 | EPUMP | KENDALL HEALTHCARE PRODUCTS LP A TYCO HEALTHCARE GROUP CO | 328.57 | Purchased
CHRISTIANA |  | HOSPITAL-CH | 0 | C0613201 | DE |  |  |  | Pumps; Enteral Feeding | KF175 | EPUMP | KENDALL HEALTHCARE PRODUCTS LP A TYCO HEALTHCARE GROUP CO | 9.99
CHRISTIANA |  | HOSPITAL-CH | 0 | C0612577 | DE |  |  |  | Pumps; Enteral Feeding | KF300 | EPUMP | KENDALL HEALTHCARE PRODUCTS LP A TYCO HEALTHCARE GROUP CO | 9.99
CHRISTIANA |  | HOSPITAL-CH | 0 | C0917475 | DE |  | 2006-01-24 19:00 |  | Pumps; Enteral Feeding | KF176 | EPUMP | KENDALL HEALTHCARE PRODUCTS LP A TYCO HEALTHCARE GROUP CO | 328.57 | Purchased
CHRISTIANA |  | HOSPITAL-CH | 0 | C0613063 | DE |  |  |  | Pumps; Enteral Feeding | KF247 | EPUMP | KENDALL HEALTHCARE PRODUCTS LP A TYCO HEALTHCARE GROUP CO | 9.99
CHRISTIANA |  | HOSPITAL-CH | 0 | C0612593 | DE |  | 2006-01-24 19:00 |  | Pumps; Enteral Feeding | KF255 | EPUMP | KENDALL HEALTHCARE PRODUCTS LP A TYCO HEALTHCARE GROUP CO | 328.57 | Purchased
CHRISTIANA |  | HOSPITAL-CH | 0 | C0719663 | DE |  |  |  | Pumps; Enteral Feeding | KF181 | EPUMP | KENDALL HEALTHCARE PRODUCTS LP A TYCO HEALTHCARE GROUP CO | 9.99
CHRISTIANA |  | HOSPITAL-CH | 0 | C0613199 | DE |  |  |  | Pumps; Enteral Feeding | KF250 | EPUMP | KENDALL HEALTHCARE PRODUCTS LP A TYCO HEALTHCARE GROUP CO | 9.99
CHRISTIANA |  | HOSPITAL-CH | 0 | C0612486 | DE |  |  |  | Pumps; Enteral Feeding | KF275 | EPUMP | KENDALL HEALTHCARE PRODUCTS LP A TYCO HEALTHCARE GROUP CO | 9.99
CHRISTIANA |  | HOSPITAL-CH | 0 | C0613242 | DE |  |  |  | Pumps; Enteral Feeding | KF201 | EPUMP | KENDALL HEALTHCARE PRODUCTS LP A TYCO HEALTHCARE GROUP CO | 9.99
CHRISTIANA |  | HOSPITAL-WH | 0 | C0612500 | DE |  |  |  | Pumps; Enteral Feeding | KF307 | EPUMP | KENDALL HEALTHCARE PRODUCTS LP A TYCO HEALTHCARE GROUP CO | 9.99
CHRISTIANA |  | HOSPITAL-WH | 0 | C14107406 | DE |  | 2015-10-14 20:00 |  | Pumps; Enteral Feeding | 61070 | EPUMP | KENDALL HEALTHCARE PRODUCTS LP A TYCO HEALTHCARE GROUP CO | 328.57 | Purchased
CHRISTIANA |  | HOSPITAL-CH | 0 | C0613245 | DE |  |  |  | Pumps; Enteral Feeding | KF299 | EPUMP | KENDALL HEALTHCARE PRODUCTS LP A TYCO HEALTHCARE GROUP CO | 9.99
CHRISTIANA |  | HOSPITAL-CH | 0 | C14094160 | DE |  | 2006-01-24 19:00 |  | Pumps; Enteral Feeding | KF246 | EPUMP | KENDALL HEALTHCARE PRODUCTS LP A TYCO HEALTHCARE GROUP CO | 328.57 | Purchased
CHRISTIANA |  | HOSPITAL-WH | 0 | C0613187 | DE |  | 2006-01-24 19:00 |  | Pumps; Enteral Feeding | KF261 | EPUMP | KENDALL HEALTHCARE PRODUCTS LP A TYCO HEALTHCARE GROUP CO | 328.57 | Purchased
CHRISTIANA |  | HOSPITAL-CH | 0 | C0613197 | DE |  | 2006-01-24 19:00 |  | Pumps; Enteral Feeding | KF239 | EPUMP | KENDALL HEALTHCARE PRODUCTS LP A TYCO HEALTHCARE GROUP CO | 328.57 | Purchased
CHRISTIANA |  | HOSPITAL-CH | 0 | C0612496 | DE |  | 2006-01-24 19:00 |  | Pumps; Enteral Feeding | KF219 | EPUMP | KENDALL HEALTHCARE PRODUCTS LP A TYCO HEALTHCARE GROUP CO | 328.57 | Purchased
CHRISTIANA |  | HOSPITAL-WH | 0 | C0612563 | DE |  | 2006-01-24 19:00 |  | Pumps; Enteral Feeding | KF168 | EPUMP | KENDALL HEALTHCARE PRODUCTS LP A TYCO HEALTHCARE GROUP CO | 328.57 | Purchased
CHRISTIANA |  | HOSPITAL-CH | 0 | C0612599 | DE |  | 2006-01-24 19:00 |  | Pumps; Enteral Feeding | KF210 | EPUMP | KENDALL HEALTHCARE PRODUCTS LP A TYCO HEALTHCARE GROUP CO | 328.57
CHRISTIANA |  | HOSPITAL-WH | 0 | C0613228 | DE |  | 2019-03-29 09:19 |  | Pumps; Enteral Feeding | KF284 | EPUMP | KENDALL HEALTHCARE PRODUCTS LP A TYCO HEALTHCARE GROUP CO | 328.57 | Purchased
CHRISTIANA |  | HOSPITAL-CH | 0 | NONE | DE |  |  |  | Scales | 34455S | Scout Pro Balance SP2001 | OHAUS CORP | 1500
CHRISTIANA |  | HOSPITAL-CH | 0 | 7124080359 | DE |  | 2005-08-15 20:00 |  | Scales | 34455 | Scout Pro Balance SP2001 | OHAUS CORP | 1500
CHRISTIANA |  | HOSPITAL-CH | 0 | 7123110169 | DE |  |  |  | Scales | 34459 | Scout Pro Balance SP2001 | OHAUS CORP | 1500
CHRISTIANA |  | HOSPITAL-CH | 0 | NONE | DE |  | 2019-03-29 09:19 |  | Otoscopes | 65415 | 767 OTOSCOPE; GENERAL | CARDINAL | 850 | Purchased
CHRISTIANA |  | Middletown Care Center(Sleepy Hollow) | 0 | NONE | DE |  | 2017-08-06 20:00 |  | Otoscopes | 61980 | 767 OTOSCOPE; GENERAL | CARDINAL | 850
CHRISTIANA |  | Springside Connor Building | 0 | NONE | DE |  | 2019-03-29 09:19 |  | Otoscopes | 65192 | 767 OTOSCOPE; GENERAL | CARDINAL | 850
CHRISTIANA |  | HOSPITAL-CH | 0 | F4J25780T | DE |  |  |  | Electrosurgical Units | 22067 | FORCE 2-20PC | VALLEYLAB DIV TYCO HEALTHCARE GROUP LP | 6338
CHRISTIANA |  | HOSPITAL-CH | 0 | F4L26429T | DE |  |  |  | Electrosurgical Units | 22291 | FORCE 2-20PC | VALLEYLAB DIV TYCO HEALTHCARE GROUP LP | 6152
CHRISTIANA |  | HOSPITAL-WH | 0 | FIL16388T | DE |  |  |  | Electrosurgical Units | 19495 | FORCE 2-20PC | VALLEYLAB DIV TYCO HEALTHCARE GROUP LP | 4997
CHRISTIANA |  | HOSPITAL-WH | 0 | D439214 | DE |  |  |  | Dental Delivery Units | 27250 | 2671 | A-DEC INC | 3355
CHRISTIANA |  | HOSPITAL-WH | 0 | D439213 | DE |  |  |  | Dental Delivery Units | 27239 | 2671 | A-DEC INC | 3355
CHRISTIANA |  | HOSPITAL-WH | 0 | D439212 | DE |  |  |  | Dental Delivery Units | 27972 | 2671 | A-DEC INC | 3355
CHRISTIANA |  | HOSPITAL-WH | 0 | D439215 | DE |  |  |  | Dental Delivery Units | 27974 | 2671 | A-DEC INC | 3355
CHRISTIANA |  | HOSPITAL-CH | 53000 | 4875 | DE |  |  |  | Stereotactic Systems; Image-Guided; Cardiac Mapping/Ablation | 36914 | CARTO XP | BIOSENSE WEBSTER INC A JOHNSON & JOHNSON CO | 176000
CHRISTIANA |  | HOSPITAL-CH | 0 | 3M7N94J | DE |  |  |  | Stereotactic Systems; Image-Guided; Cardiac Mapping/Ablation | 46936 | CARTO XP | BIOSENSE WEBSTER INC A JOHNSON & JOHNSON CO | 176000
CHRISTIANA |  | HOSPITAL-CH | 53000 | 5230 | DE |  |  |  | Stereotactic Systems; Image-Guided; Cardiac Mapping/Ablation | 38771 | CARTO XP | BIOSENSE WEBSTER INC A JOHNSON & JOHNSON CO | 170000
CHRISTIANA |  | HOSPITAL-WH | 0 | 20051110011 | DE |  |  |  | Aspirators; Gastric | 38097 | Gomco Thermotic Drainage Pump 6002 | GOMCO SURGICAL MFG CO | 2500
CHRISTIANA |  | HOSPITAL-WH | 0 | 20051110004 | DE |  | 2006-01-22 19:00 |  | Aspirators; Gastric | 38146 | Gomco Thermotic Drainage Pump 6002 | GOMCO SURGICAL MFG CO | 2500
CHRISTIANA |  | HOSPITAL-CH | 0 | 20001003012 | DE |  | 2001-03-20 19:00 |  | Aspirators; Gastric | 31482 | Gomco Thermotic Drainage Pump 6002 | GOMCO SURGICAL MFG CO | 588.07
CHRISTIANA |  | HOSPITAL-CH | 0 | MR063186001 | DE |  | 2001-03-20 19:00 |  | Aspirators; Gastric | 31484 | Gomco Thermotic Drainage Pump 6002 | GOMCO SURGICAL MFG CO | 588.07
CHRISTIANA |  | HOSPITAL-CH | 0 | 20010110005 | DE |  | 2001-03-20 19:00 |  | Aspirators; Gastric | 31483 | Gomco Thermotic Drainage Pump 6002 | GOMCO SURGICAL MFG CO | 588.07
CHRISTIANA |  | HOSPITAL-WH | 0 | 20051110017 | DE |  |  |  | Aspirators; Gastric | 38096 | Gomco Thermotic Drainage Pump 6002 | GOMCO SURGICAL MFG CO | 2500
CHRISTIANA |  | HOSPITAL-CH | 0 | 20001019008 | DE |  | 2001-03-20 19:00 |  | Aspirators; Gastric | 31485 | Gomco Thermotic Drainage Pump 6002 | GOMCO SURGICAL MFG CO | 2500 | Purchased
CHRISTIANA |  | HOSPITAL-CH | 0 | 20001019003 | DE |  | 2001-03-20 19:00 |  | Aspirators; Gastric | 31477 | Gomco Thermotic Drainage Pump 6002 | GOMCO SURGICAL MFG CO | 588.07
CHRISTIANA |  | HOSPITAL-WH | 0 | 20051110019 | DE |  |  |  | Aspirators; Gastric | 38099 | Gomco Thermotic Drainage Pump 6002 | GOMCO SURGICAL MFG CO | 2500
CHRISTIANA |  | HOSPITAL-CH | 0 | 20001019006 | DE |  | 2001-03-20 19:00 |  | Aspirators; Gastric | 31476 | Gomco Thermotic Drainage Pump 6002 | GOMCO SURGICAL MFG CO | 588.07
CHRISTIANA |  | HOSPITAL-WH | 0 | 20010110004 | DE |  |  |  | Aspirators; Gastric | 31478 | Gomco Thermotic Drainage Pump 6002 | GOMCO SURGICAL MFG CO | 588.07
CHRISTIANA |  | HOSPITAL-CH | 0 | 20010110009 | DE |  | 2001-03-20 19:00 |  | Aspirators; Gastric | 31479 | Gomco Thermotic Drainage Pump 6002 | GOMCO SURGICAL MFG CO | 588.07
CHRISTIANA |  | HOSPITAL-CH | 0 | 20010110008 | DE |  | 2001-03-20 19:00 |  | Aspirators; Gastric | 31480 | Gomco Thermotic Drainage Pump 6002 | GOMCO SURGICAL MFG CO | 2500
CHRISTIANA |  | HOSPITAL-CH | 0 | 20001019005 | DE |  | 2001-03-20 19:00 |  | Aspirators; Gastric | 31472 | Gomco Thermotic Drainage Pump 6002 | GOMCO SURGICAL MFG CO | 588.07
CHRISTIANA |  | HOSPITAL-CH | 0 | 20001019001 | DE |  | 2001-03-20 19:00 |  | Aspirators; Gastric | 31474 | Gomco Thermotic Drainage Pump 6002 | GOMCO SURGICAL MFG CO | 588.07
CHRISTIANA |  | HOSPITAL-WH | 0 | 20051110010 | DE |  |  |  | Aspirators; Gastric | 37948 | Gomco Thermotic Drainage Pump 6002 | GOMCO SURGICAL MFG CO | 2500
CHRISTIANA |  | HOSPITAL-CH | 0 | 20001019002 | DE |  | 2001-03-20 19:00 |  | Aspirators; Gastric | 31471 | Gomco Thermotic Drainage Pump 6002 | GOMCO SURGICAL MFG CO | 588.07
CHRISTIANA |  | HOSPITAL-CH | 0 | 20001019009 | DE |  | 2001-03-20 19:00 |  | Aspirators; Gastric | 31473 | Gomco Thermotic Drainage Pump 6002 | GOMCO SURGICAL MFG CO | 588.07
CHRISTIANA |  | HOSPITAL-WH | 0 | 20001019007 | DE |  |  |  | Aspirators; Gastric | 31481 | Gomco Thermotic Drainage Pump 6002 | GOMCO SURGICAL MFG CO | 588.07
CHRISTIANA |  | HOSPITAL-CH | 0 | 20001003011 | DE |  | 2001-03-20 19:00 |  | Aspirators; Gastric | 31475 | Gomco Thermotic Drainage Pump 6002 | GOMCO SURGICAL MFG CO | 588.07
CHRISTIANA |  | HOSPITAL-WH | 0 | 20051110016 | DE |  | 2006-01-12 19:00 |  | Aspirators; Gastric | 38098 | Gomco Thermotic Drainage Pump 6002 | GOMCO SURGICAL MFG CO | 2500
CHRISTIANA |  | CH-SURGI | 0 | DE74409045 | DE |  | 2008-01-20 19:00 |  | Physiologic Monitor Modules; Electrocardiography | 28532 | M1002B | PHILIPS MEDICAL SYSTEMS CARDIAC & MONITORING SYSTEMS DIV | 2725
CHRISTIANA |  | HOSPITAL-CH | 0 | DE1780804 | DE |  | 2004-06-27 20:00 |  | Physiologic Monitor Modules; Electrocardiography | 36264 | M1002B | PHILIPS MEDICAL SYSTEMS CARDIAC & MONITORING SYSTEMS DIV | 2725
CHRISTIANA |  | HOSPITAL-CH | 0 | DEO17A2066 | DE |  | 2002-07-31 20:00 |  | Physiologic Monitor Modules; Electrocardiography | 33546 | M1002B | PHILIPS MEDICAL SYSTEMS CARDIAC & MONITORING SYSTEMS DIV | 2725 | Purchased
CHRISTIANA |  | CH-SURGI | 0 | DE74409000 | DE |  |  |  | Physiologic Monitor Modules; Electrocardiography | 28548 | M1002B | PHILIPS MEDICAL SYSTEMS CARDIAC & MONITORING SYSTEMS DIV | 2725
CHRISTIANA |  | WH SURGI | 0 | DE00552755 | DE |  | 2000-10-24 20:00 |  | Physiologic Monitor Modules; Electrocardiography | 30641 | M1002B | PHILIPS MEDICAL SYSTEMS CARDIAC & MONITORING SYSTEMS DIV | 2725 | Purchased
CHRISTIANA |  | HOSPITAL-CH | 0 | DE017A5819 | DE |  | 2002-11-24 19:00 |  | Physiologic Monitor Modules; Electrocardiography | 34385 | M1002B | PHILIPS MEDICAL SYSTEMS CARDIAC & MONITORING SYSTEMS DIV | 2725 | Purchased
CHRISTIANA |  | WH SURGI | 0 | DE94740455 | DE |  | 1999-11-09 19:00 |  | Physiologic Monitor Modules; Electrocardiography | 29223 | M1002B | PHILIPS MEDICAL SYSTEMS CARDIAC & MONITORING SYSTEMS DIV | 2725 | Purchased
CHRISTIANA |  | WH SURGI | 0 | DE94739574 | DE |  | 2000-02-24 19:00 |  | Physiologic Monitor Modules; Electrocardiography | 29229 | M1002B | PHILIPS MEDICAL SYSTEMS CARDIAC & MONITORING SYSTEMS DIV | 2725 | Purchased
CHRISTIANA |  | WH SURGI | 0 | DE94739195 | DE |  | 1999-11-09 19:00 |  | Physiologic Monitor Modules; Electrocardiography | 29624 | M1002B | PHILIPS MEDICAL SYSTEMS CARDIAC & MONITORING SYSTEMS DIV | 2725 | Purchased
CHRISTIANA |  | HOSPITAL-CH | 0 | DE74403345 | DE |  | 2008-01-20 19:00 |  | Physiologic Monitor Modules; Electrocardiography | 28161 | M1002B | PHILIPS MEDICAL SYSTEMS CARDIAC & MONITORING SYSTEMS DIV | 2725
CHRISTIANA |  | HOSPITAL-CH | 0 | DE94745136 | DE |  | 2000-11-14 19:00 |  | Physiologic Monitor Modules; Electrocardiography | 29970 | M1002B | PHILIPS MEDICAL SYSTEMS CARDIAC & MONITORING SYSTEMS DIV | 2725 | Purchased
CHRISTIANA |  | HOSPITAL-CH | 0 | DE01788051 | DE |  | 2002-01-02 19:00 |  | Physiologic Monitor Modules; Electrocardiography | 32438 | M1002B | PHILIPS MEDICAL SYSTEMS CARDIAC & MONITORING SYSTEMS DIV | 2725 | Purchased
CHRISTIANA |  | HOSPITAL-CH | 0 | 3805A68942 | DE |  | 2004-06-27 20:00 |  | Physiologic Monitor Modules; Electrocardiography | 36263 | M1002B | PHILIPS MEDICAL SYSTEMS CARDIAC & MONITORING SYSTEMS DIV | 2725 | Purchased
CHRISTIANA |  | HOSPITAL-WH | 0 | DE01759343 | DE |  | 2005-11-14 19:00 |  | Physiologic Monitor Modules; Electrocardiography | 37903 | M1002B | PHILIPS MEDICAL SYSTEMS CARDIAC & MONITORING SYSTEMS DIV | 2725
CHRISTIANA |  | HOSPITAL-WH | 0 | DE01779420 | DE |  | 2005-11-14 19:00 |  | Physiologic Monitor Modules; Electrocardiography | 37905 | M1002B | PHILIPS MEDICAL SYSTEMS CARDIAC & MONITORING SYSTEMS DIV | 2725
CHRISTIANA |  | HOSPITAL-CH | 0 | DE242B0836 | DE |  | 2003-03-22 19:00 |  | Physiologic Monitor Modules; Electrocardiography | 34593 | M1002B | PHILIPS MEDICAL SYSTEMS CARDIAC & MONITORING SYSTEMS DIV | 2725 | Purchased
CHRISTIANA |  | HOSPITAL-CH | 0 | DE01788049 | DE |  | 2001-12-27 19:00 |  | Physiologic Monitor Modules; Electrocardiography | 32414 | M1002B | PHILIPS MEDICAL SYSTEMS CARDIAC & MONITORING SYSTEMS DIV | 2725
CHRISTIANA |  | HOSPITAL-CH | 0 | DE242B3467 | DE |  | 2002-01-02 19:00 |  | Physiologic Monitor Modules; Electrocardiography | 32360 | M1002B | PHILIPS MEDICAL SYSTEMS CARDIAC & MONITORING SYSTEMS DIV | 2725 | Purchased
CHRISTIANA |  | HOSPITAL-CH | 0 | DE242K7820 | DE |  | 2005-08-02 20:00 |  | Physiologic Monitor Modules; Electrocardiography | 37625 | M1002B | PHILIPS MEDICAL SYSTEMS CARDIAC & MONITORING SYSTEMS DIV | 2725
CHRISTIANA |  | HOSPITAL-WH | 0 | DE01761085 | DE |  | 2005-11-14 19:00 |  | Physiologic Monitor Modules; Electrocardiography | 37904 | M1002B | PHILIPS MEDICAL SYSTEMS CARDIAC & MONITORING SYSTEMS DIV | 2725
CHRISTIANA |  | HOSPITAL-WH | 0 | 3523A45303 | DE |  | 2005-11-14 19:00 |  | Physiologic Monitor Modules; Electrocardiography | 37906 | M1002B | PHILIPS MEDICAL SYSTEMS CARDIAC & MONITORING SYSTEMS DIV | 2725
CHRISTIANA |  | HOSPITAL-CH | 0 | DE01787797 | DE |  | 2002-01-02 19:00 |  | Physiologic Monitor Modules; Electrocardiography | 32394 | M1002B | PHILIPS MEDICAL SYSTEMS CARDIAC & MONITORING SYSTEMS DIV | 2725 | Purchased
CHRISTIANA |  | HOSPITAL-CH | 0 | DE01788052 | DE |  | 2002-01-02 19:00 |  | Physiologic Monitor Modules; Electrocardiography | 32359 | M1002B | PHILIPS MEDICAL SYSTEMS CARDIAC & MONITORING SYSTEMS DIV | 2725 | Purchased
CHRISTIANA |  | HOSPITAL-CH | 0 | DE94746742 | DE |  | 2000-05-27 20:00 |  | Physiologic Monitor Modules; Electrocardiography | 30101 | M1002B | PHILIPS MEDICAL SYSTEMS CARDIAC & MONITORING SYSTEMS DIV | 2725 | Purchased
CHRISTIANA |  | HOSPITAL-CH | 0 | DE00552772 | DE |  |  |  | Physiologic Monitor Modules; Electrocardiography | 30445 | M1002B | PHILIPS MEDICAL SYSTEMS CARDIAC & MONITORING SYSTEMS DIV | 2725
CHRISTIANA |  | HOSPITAL-CH | 0 | DE242B0437 | DE |  | 2003-03-22 19:00 |  | Physiologic Monitor Modules; Electrocardiography | 34597 | M1002B | PHILIPS MEDICAL SYSTEMS CARDIAC & MONITORING SYSTEMS DIV | 2725
CHRISTIANA |  | HOSPITAL-CH | 0 | DE01787717 | DE |  | 2002-01-02 19:00 |  | Physiologic Monitor Modules; Electrocardiography | 32408 | M1002B | PHILIPS MEDICAL SYSTEMS CARDIAC & MONITORING SYSTEMS DIV | 2725
CHRISTIANA |  | HOSPITAL-CH | 0 | DE01788050 | DE |  | 2002-01-02 19:00 |  | Physiologic Monitor Modules; Electrocardiography | 32329 | M1002B | PHILIPS MEDICAL SYSTEMS CARDIAC & MONITORING SYSTEMS DIV | 2725 | Purchased
CHRISTIANA |  | HOSPITAL-CH | 0 | DE01787660 | DE |  | 2002-01-02 19:00 |  | Physiologic Monitor Modules; Electrocardiography | 32322 | M1002B | PHILIPS MEDICAL SYSTEMS CARDIAC & MONITORING SYSTEMS DIV | 2725 | Purchased
CHRISTIANA |  | HOSPITAL-CH | 0 | DE94747087 | DE |  | 2000-05-27 20:00 |  | Physiologic Monitor Modules; Electrocardiography | 30097 | M1002B | PHILIPS MEDICAL SYSTEMS CARDIAC & MONITORING SYSTEMS DIV | 2725
CHRISTIANA |  | HOSPITAL-CH | 0 | DE242B0848 | DE |  | 2003-03-22 19:00 |  | Physiologic Monitor Modules; Electrocardiography | 34590 | M1002B | PHILIPS MEDICAL SYSTEMS CARDIAC & MONITORING SYSTEMS DIV | 2725
CHRISTIANA |  | HOSPITAL-CH | 0 | DE01787719 | DE |  | 2002-01-02 19:00 |  | Physiologic Monitor Modules; Electrocardiography | 32464 | M1002B | PHILIPS MEDICAL SYSTEMS CARDIAC & MONITORING SYSTEMS DIV | 2725 | Purchased
CHRISTIANA |  | HOSPITAL-CH | 0 | DE01787716 | DE |  | 2002-01-02 19:00 |  | Physiologic Monitor Modules; Electrocardiography | 32387 | M1002B | PHILIPS MEDICAL SYSTEMS CARDIAC & MONITORING SYSTEMS DIV | 2725 | Purchased
CHRISTIANA |  | CH-SURGI | 0 | DE74408712 | DE |  |  |  | Physiologic Monitor Modules; Electrocardiography | 28529 | M1002B | PHILIPS MEDICAL SYSTEMS CARDIAC & MONITORING SYSTEMS DIV | 2725
CHRISTIANA |  | HOSPITAL-CH | 0 | DE01787645 | DE |  | 2002-01-02 19:00 |  | Physiologic Monitor Modules; Electrocardiography | 32380 | M1002B | PHILIPS MEDICAL SYSTEMS CARDIAC & MONITORING SYSTEMS DIV | 2725 | Purchased
CHRISTIANA |  | HOSPITAL-CH | 0 | DE01788060 | DE |  |  |  | Physiologic Monitor Modules; Electrocardiography | 32446 | M1002B | PHILIPS MEDICAL SYSTEMS CARDIAC & MONITORING SYSTEMS DIV | 2725
CHRISTIANA |  | HOSPITAL-CH | 0 | DE01787650 | DE |  | 2002-01-02 19:00 |  | Physiologic Monitor Modules; Electrocardiography | 32314 | M1002B | PHILIPS MEDICAL SYSTEMS CARDIAC & MONITORING SYSTEMS DIV | 2725
CHRISTIANA |  | HOSPITAL-CH | 0 | DE01787647 | DE |  | 2002-01-02 19:00 |  | Physiologic Monitor Modules; Electrocardiography | 32374 | M1002B | PHILIPS MEDICAL SYSTEMS CARDIAC & MONITORING SYSTEMS DIV | 2725 | Purchased
CHRISTIANA |  | HOSPITAL-CH | 0 | DE94741701 | DE |  |  |  | Physiologic Monitor Modules; Electrocardiography | 30136 | M1002B | PHILIPS MEDICAL SYSTEMS CARDIAC & MONITORING SYSTEMS DIV | 2725
CHRISTIANA |  | HOSPITAL-CH | 0 | DE242K7821 | DE |  | 2005-08-02 20:00 |  | Physiologic Monitor Modules; Electrocardiography | 37624 | M1002B | PHILIPS MEDICAL SYSTEMS CARDIAC & MONITORING SYSTEMS DIV | 2725
CHRISTIANA |  | HOSPITAL-CH | 0 | DE242K4668 | DE |  | 2004-11-28 19:00 |  | Physiologic Monitor Modules; Electrocardiography | 36792 | M1002B | PHILIPS MEDICAL SYSTEMS CARDIAC & MONITORING SYSTEMS DIV | 2725
CHRISTIANA |  | HOSPITAL-CH | 0 | DE242K4665 | DE |  | 2004-11-28 19:00 |  | Physiologic Monitor Modules; Electrocardiography | 36787 | M1002B | PHILIPS MEDICAL SYSTEMS CARDIAC & MONITORING SYSTEMS DIV | 2725 | Purchased
CHRISTIANA |  | HOSPITAL-CH | 0 | DE94741705 | DE |  | 1999-12-10 19:00 |  | Physiologic Monitor Modules; Electrocardiography | 30132 | M1002B | PHILIPS MEDICAL SYSTEMS CARDIAC & MONITORING SYSTEMS DIV | 2725 | Purchased
CHRISTIANA |  | HOSPITAL-CH | 0 | DE242K7812 | DE |  |  |  | Physiologic Monitor Modules; Electrocardiography | 37626 | M1002B | PHILIPS MEDICAL SYSTEMS CARDIAC & MONITORING SYSTEMS DIV | 2725
CHRISTIANA |  | CH-SURGI | 0 | DE74408988 | DE |  |  |  | Physiologic Monitor Modules; Electrocardiography | 28540 | M1002B | PHILIPS MEDICAL SYSTEMS CARDIAC & MONITORING SYSTEMS DIV | 2725
CHRISTIANA |  | HOSPITAL-CH | 0 | DE242K4662 | DE |  | 2004-11-28 19:00 |  | Physiologic Monitor Modules; Electrocardiography | 36790 | M1002B | PHILIPS MEDICAL SYSTEMS CARDIAC & MONITORING SYSTEMS DIV | 2725
CHRISTIANA |  | CH-SURGI | 0 | DE74408998 | DE |  |  |  | Physiologic Monitor Modules; Electrocardiography | 28560 | M1002B | PHILIPS MEDICAL SYSTEMS CARDIAC & MONITORING SYSTEMS DIV | 2725
CHRISTIANA |  | HOSPITAL-CH | 0 | DE9474269 | DE |  | 2004-06-27 20:00 |  | Physiologic Monitor Modules; Electrocardiography | 36266 | M1002B | PHILIPS MEDICAL SYSTEMS CARDIAC & MONITORING SYSTEMS DIV | 2725
CHRISTIANA |  | HOSPITAL-CH | 0 | DE242K4671 | DE |  | 2004-11-28 19:00 |  | Physiologic Monitor Modules; Electrocardiography | 36811 | M1002B | PHILIPS MEDICAL SYSTEMS CARDIAC & MONITORING SYSTEMS DIV | 2725
CHRISTIANA |  | HOSPITAL-CH | 0 | DE242K4656 | DE |  | 2004-11-28 19:00 |  | Physiologic Monitor Modules; Electrocardiography | 36814 | M1002B | PHILIPS MEDICAL SYSTEMS CARDIAC & MONITORING SYSTEMS DIV | 2725 | Purchased
CHRISTIANA |  | WH SURGI | 0 | DE94740196 | DE |  | 1999-11-09 19:00 |  | Physiologic Monitor Modules; Electrocardiography | 29258 | M1002B | PHILIPS MEDICAL SYSTEMS CARDIAC & MONITORING SYSTEMS DIV | 2725 | Purchased
CHRISTIANA |  | CH-SURGI | 0 | DE74409062 | DE |  |  |  | Physiologic Monitor Modules; Electrocardiography | 28524 | M1002B | PHILIPS MEDICAL SYSTEMS CARDIAC & MONITORING SYSTEMS DIV | 2725
CHRISTIANA |  | HOSPITAL-CH | 0 | DE242K4667 | DE |  | 2004-11-28 19:00 |  | Physiologic Monitor Modules; Electrocardiography | 36805 | M1002B | PHILIPS MEDICAL SYSTEMS CARDIAC & MONITORING SYSTEMS DIV | 2725
CHRISTIANA |  | HOSPITAL-CH | 0 | DE242K4664 | DE |  | 2004-11-28 19:00 |  | Physiologic Monitor Modules; Electrocardiography | 36799 | M1002B | PHILIPS MEDICAL SYSTEMS CARDIAC & MONITORING SYSTEMS DIV | 2725
CHRISTIANA |  | HOSPITAL-CH | 0 | DE74403497 | DE |  | 2008-01-20 19:00 |  | Physiologic Monitor Modules; Electrocardiography | 28173 | M1002B | PHILIPS MEDICAL SYSTEMS CARDIAC & MONITORING SYSTEMS DIV | 2725
CHRISTIANA |  | HOSPITAL-CH | 0 | DE242K4660 | DE |  | 2004-11-28 19:00 |  | Physiologic Monitor Modules; Electrocardiography | 36802 | M1002B | PHILIPS MEDICAL SYSTEMS CARDIAC & MONITORING SYSTEMS DIV | 2725
CHRISTIANA |  | HOSPITAL-CH | 0 | DE242K4669 | DE |  | 2004-11-28 19:00 |  | Physiologic Monitor Modules; Electrocardiography | 36796 | M1002B | PHILIPS MEDICAL SYSTEMS CARDIAC & MONITORING SYSTEMS DIV | 2725
CHRISTIANA |  | CH-SURGI | 0 | DE00552716 | DE |  |  |  | Physiologic Monitor Modules; Electrocardiography | 29783 | M1002B | PHILIPS MEDICAL SYSTEMS CARDIAC & MONITORING SYSTEMS DIV | 2725
CHRISTIANA |  | HOSPITAL-CH | 0 | DE01788053 | DE |  | 2002-01-02 19:00 |  | Physiologic Monitor Modules; Electrocardiography | 32430 | M1002B | PHILIPS MEDICAL SYSTEMS CARDIAC & MONITORING SYSTEMS DIV | 2725
CHRISTIANA |  | HOSPITAL-WH | 0 | DE74410387 | DE |  | 2008-01-20 19:00 |  | Physiologic Monitor Modules; Electrocardiography | 28481 | M1002B | PHILIPS MEDICAL SYSTEMS CARDIAC & MONITORING SYSTEMS DIV | 2725
CHRISTIANA |  | HOSPITAL-CH | 0 | DE01787681 | DE |  | 2002-01-02 19:00 |  | Physiologic Monitor Modules; Electrocardiography | 32420 | M1002B | PHILIPS MEDICAL SYSTEMS CARDIAC & MONITORING SYSTEMS DIV | 2725
CHRISTIANA |  | CH-SURGI | 0 | DE74408720 | DE |  | 2008-01-20 19:00 |  | Physiologic Monitor Modules; Electrocardiography | 28536 | M1002B | PHILIPS MEDICAL SYSTEMS CARDIAC & MONITORING SYSTEMS DIV | 2725
CHRISTIANA |  | WH SURGI | 0 | DE94740921 | DE |  | 2000-02-24 19:00 |  | Physiologic Monitor Modules; Electrocardiography | 29629 | M1002B | PHILIPS MEDICAL SYSTEMS CARDIAC & MONITORING SYSTEMS DIV | 2725 | Purchased
CHRISTIANA |  | WH SURGI | 0 | DE94739415 | DE |  | 2000-02-24 19:00 |  | Physiologic Monitor Modules; Electrocardiography | 29640 | M1002B | PHILIPS MEDICAL SYSTEMS CARDIAC & MONITORING SYSTEMS DIV | 2725 | Purchased
CHRISTIANA |  | HOSPITAL-CH | 0 | 13000467 | DE |  |  |  | Monitors; Bedside; Fetal | 28315 | 128 | GE MEDICAL SYSTEMS | 12702
CHRISTIANA |  | HOSPITAL-CH | 0 | 13000463 | DE |  |  |  | Monitors; Bedside; Fetal | 28311 | 128 | GE MEDICAL SYSTEMS | 12702
CHRISTIANA |  | HOSPITAL-CH | 0 | 13000466 | DE |  |  |  | Monitors; Bedside; Fetal | 28314 | 128 | GE MEDICAL SYSTEMS | 12702
CHRISTIANA |  | HOSPITAL-CH | 0 | 13000757 | DE |  |  |  | Monitors; Bedside; Fetal | 28578 | 128 | GE MEDICAL SYSTEMS | 12963
CHRISTIANA |  | HOSPITAL-CH | 0 | 13000754 | DE |  |  |  | Monitors; Bedside; Fetal | 28577 | 128 | GE MEDICAL SYSTEMS | 12963
CHRISTIANA |  | HOSPITAL-CH | 0 | 13000465 | DE |  |  |  | Monitors; Bedside; Fetal | 28313 | 128 | GE MEDICAL SYSTEMS | 12702
CHRISTIANA |  | HOSPITAL-CH | 0 | 13000469 | DE |  |  |  | Monitors; Bedside; Fetal | 28317 | 128 | GE MEDICAL SYSTEMS | 12702
CHRISTIANA |  | HOSPITAL-CH | 0 | 13000464 | DE |  |  |  | Monitors; Bedside; Fetal | 28312 | 128 | GE MEDICAL SYSTEMS | 12702
CHRISTIANA |  | HOSPITAL-CH | 0 | 13000468 | DE |  |  |  | Monitors; Bedside; Fetal | 28316 | 128 | GE MEDICAL SYSTEMS | 12702
CHRISTIANA |  | HOSPITAL-CH | 0 | 14702016-CNZ | DE |  |  |  | Physiologic Monitor Modules; Pulse Oximetry | 42564 | 509M | RESPIRONICS INC | 999.99
CHRISTIANA |  | HOSPITAL-WH | 0 | A13305001 | DE |  | 2014-07-06 20:00 |  | Automation Systems; Medication Dispensing; Clinical Pharmacy | ID53728 | AcuDose Cabinet IIT | MCKESSON CORP | 75000 | Purchased
CHRISTIANA |  | HOSPITAL-WH | 0 | 520613000000 | DE |  | 2013-12-07 19:00 |  | Automation Systems; Medication Dispensing; Clinical Pharmacy | ID45965 | AcuDose Cabinet IIT | MCKESSON CORP | 75000 | Purchased
CHRISTIANA |  | HOSPITAL-WH | 0 | A13297001 | DE |  | 2014-12-15 19:00 |  | Automation Systems; Medication Dispensing; Clinical Pharmacy | ID55857 | AcuDose Cabinet IIT | MCKESSON CORP | 75000 | Purchased
CHRISTIANA |  | HOSPITAL-CH | 0 | 2969990000000000 | DE |  | 2015-07-21 20:00 |  | Automation Systems; Medication Dispensing; Clinical Pharmacy | ID57797 | AcuDose Cabinet IIT | MCKESSON CORP | 75000 | Purchased
CHRISTIANA |  | HOSPITAL-WH | 0 | A13309002 | DE |  | 2014-07-06 20:00 |  | Automation Systems; Medication Dispensing; Clinical Pharmacy | ID53727 | AcuDose Cabinet IIT | MCKESSON CORP | 75000 | Purchased
CHRISTIANA |  | HOSPITAL-WH | 0 | A13323001 | DE |  | 2014-12-15 19:00 |  | Automation Systems; Medication Dispensing; Clinical Pharmacy | ID55749 | AcuDose Cabinet IIT | MCKESSON CORP | 75000 | Purchased
CHRISTIANA |  | HOSPITAL-CH | 0 | 2969980000000000 | DE |  | 2015-04-06 20:00 |  | Automation Systems; Medication Dispensing; Clinical Pharmacy | ID57204 | AcuDose Cabinet IIT | MCKESSON CORP | 75000 | Purchased
CHRISTIANA |  | HOSPITAL-WH | 0 | 2969980000000000 | DE |  | 2015-05-12 20:00 |  | Automation Systems; Medication Dispensing; Clinical Pharmacy | ID55869 | AcuDose Cabinet IIT | MCKESSON CORP | 75000 | Purchased
CHRISTIANA |  | HOSPITAL-WH | 0 | A13312002 | DE |  | 2014-07-01 20:00 |  | Automation Systems; Medication Dispensing; Clinical Pharmacy | ID53723 | AcuDose Cabinet IIT | MCKESSON CORP | 75000 | Purchased
CHRISTIANA |  | HOSPITAL-CH | 0 | 2969980000000000 | DE |  | 2015-04-06 20:00 |  | Automation Systems; Medication Dispensing; Clinical Pharmacy | ID57203 | AcuDose Cabinet IIT | MCKESSON CORP | 75000 | Purchased
CHRISTIANA |  | HOSPITAL-WH | 0 | 150606000000 | DE |  | 2010-08-03 20:00 |  | Automation Systems; Medication Dispensing; Clinical Pharmacy | ID46892 | AcuDose Cabinet IIT | MCKESSON CORP | 75000 | Purchased
CHRISTIANA |  | HOSPITAL-WH | 0 | 520613000000 | DE |  | 2013-12-06 19:00 |  | Automation Systems; Medication Dispensing; Clinical Pharmacy | ID45921 | AcuDose Cabinet IIT | MCKESSON CORP | 75000 | Purchased
CHRISTIANA |  | HOSPITAL-WH | 0 | A13305003 | DE |  | 2014-07-06 20:00 |  | Automation Systems; Medication Dispensing; Clinical Pharmacy | ID53725 | AcuDose Cabinet IIT | MCKESSON CORP | 75000 | Purchased
CHRISTIANA |  | HOSPITAL-WH | 0 | A13282002 | DE |  | 2014-12-15 19:00 |  | Automation Systems; Medication Dispensing; Clinical Pharmacy | ID55748 | AcuDose Cabinet IIT | MCKESSON CORP | 75000 | Purchased
CHRISTIANA |  | HOSPITAL-WH | 0 | A13361001 | DE |  | 2014-12-15 19:00 |  | Automation Systems; Medication Dispensing; Clinical Pharmacy | ID55986 | AcuDose Cabinet IIT | MCKESSON CORP | 75000 | Purchased
CHRISTIANA |  | HOSPITAL-WH | 0 | 520613000000 | DE |  | 2013-08-31 20:00 |  | Automation Systems; Medication Dispensing; Clinical Pharmacy | ID50373 | AcuDose Cabinet IIT | MCKESSON CORP | 75000 | Purchased
CHRISTIANA |  | HOSPITAL-WH | 0 | 520613000000 | DE |  | 2013-08-31 20:00 |  | Automation Systems; Medication Dispensing; Clinical Pharmacy | ID50371 | AcuDose Cabinet IIT | MCKESSON CORP | 75000 | Purchased
CHRISTIANA |  | HOSPITAL-WH | 0 | A13309004 | DE |  | 2014-12-15 19:00 |  | Automation Systems; Medication Dispensing; Clinical Pharmacy | ID55747 | AcuDose Cabinet IIT | MCKESSON CORP | 75000 | Purchased
CHRISTIANA |  | HOSPITAL-WH | 0 | A13310007 | DE |  | 2014-07-06 20:00 |  | Automation Systems; Medication Dispensing; Clinical Pharmacy | ID53729 | AcuDose Cabinet IIT | MCKESSON CORP | 75000 | Purchased
CHRISTIANA |  | HOSPITAL-WH | 0 | A13297002 | DE |  | 2014-07-01 20:00 |  | Automation Systems; Medication Dispensing; Clinical Pharmacy | ID53722 | AcuDose Cabinet IIT | MCKESSON CORP | 75000 | Purchased
CHRISTIANA |  | HOSPITAL-CH | 0 | 122311-N / EQ4412 | DE |  | 2012-01-16 19:00 |  | Washers; Labware/Surgical Instrument; Ultrasonic | 48956 | System 83 Plus 9 | CUSTOM ULTRASONICS INC | 1500 | Purchased
CHRISTIANA |  | HOSPITAL-CH | 0 | B622149588 | DE |  | 2014-09-14 20:00 |  | Monitors; Bedside; Respiration; Carbon Dioxide/Oxygen | 54614 | CAPNOSTREAM 20P W/O PRINTER; MONITOR; BEDSIDE | Medtronic Inc | 3650 | Purchased
CHRISTIANA |  | HOSPITAL-CH | 0 | PA17171302 | DE |  | 2017-09-27 20:00 |  | Monitors; Bedside; Respiration; Carbon Dioxide/Oxygen | 65596 | CAPNOSTREAM 20P W/O PRINTER; MONITOR; BEDSIDE | Medtronic Inc | 4180 | Purchased
CHRISTIANA |  | HOSPITAL-CH | 0 | PA17171308 | DE |  | 2017-09-27 20:00 |  | Monitors; Bedside; Respiration; Carbon Dioxide/Oxygen | 65606 | CAPNOSTREAM 20P W/O PRINTER; MONITOR; BEDSIDE | Medtronic Inc | 4180 | Purchased
CHRISTIANA |  | HOSPITAL-CH | 0 | B622149602 | DE |  | 2014-09-14 20:00 |  | Monitors; Bedside; Respiration; Carbon Dioxide/Oxygen | 54615 | CAPNOSTREAM 20P W/O PRINTER; MONITOR; BEDSIDE | Medtronic Inc | 3650 | Purchased
CHRISTIANA |  | HOSPITAL-CH | 0 | PA17171269 | DE |  | 2017-09-27 20:00 |  | Monitors; Bedside; Respiration; Carbon Dioxide/Oxygen | 65602 | CAPNOSTREAM 20P W/O PRINTER; MONITOR; BEDSIDE | Medtronic Inc | 4180 | Purchased
CHRISTIANA |  | HOSPITAL-CH | 0 | PA17171304 | DE |  | 2017-09-27 20:00 |  | Monitors; Bedside; Respiration; Carbon Dioxide/Oxygen | 65621 | CAPNOSTREAM 20P W/O PRINTER; MONITOR; BEDSIDE | Medtronic Inc | 4180 | Purchased
CHRISTIANA |  | HOSPITAL-CH | 0 | B622149632 | DE |  | 2014-09-14 20:00 |  | Monitors; Bedside; Respiration; Carbon Dioxide/Oxygen | 54609 | CAPNOSTREAM 20P W/O PRINTER; MONITOR; BEDSIDE | Medtronic Inc | 3650 | Purchased
CHRISTIANA |  | HOSPITAL-CH | 0 | B622149584 | DE |  | 2014-09-14 20:00 |  | Monitors; Bedside; Respiration; Carbon Dioxide/Oxygen | 54610 | CAPNOSTREAM 20P W/O PRINTER; MONITOR; BEDSIDE | Medtronic Inc | 3650 | Purchased
CHRISTIANA |  | HOSPITAL-CH | 0 | PA18171361 | DE |  | 2017-09-27 20:00 |  | Monitors; Bedside; Respiration; Carbon Dioxide/Oxygen | 65607 | CAPNOSTREAM 20P W/O PRINTER; MONITOR; BEDSIDE | Medtronic Inc | 4180 | Purchased
CHRISTIANA |  | HOSPITAL-CH | 0 | PA17171320 | DE |  | 2017-09-27 20:00 |  | Monitors; Bedside; Respiration; Carbon Dioxide/Oxygen | 65616 | CAPNOSTREAM 20P W/O PRINTER; MONITOR; BEDSIDE | Medtronic Inc | 4180 | Purchased
CHRISTIANA |  | HOSPITAL-CH | 0 | PA16171235 | DE |  | 2017-09-27 20:00 |  | Monitors; Bedside; Respiration; Carbon Dioxide/Oxygen | 65605 | CAPNOSTREAM 20P W/O PRINTER; MONITOR; BEDSIDE | Medtronic Inc | 4180 | Purchased
CHRISTIANA |  | HOSPITAL-CH | 0 | PA17171296 | DE |  | 2017-09-27 20:00 |  | Monitors; Bedside; Respiration; Carbon Dioxide/Oxygen | 65617 | CAPNOSTREAM 20P W/O PRINTER; MONITOR; BEDSIDE | Medtronic Inc | 4180 | Purchased
CHRISTIANA |  | HOSPITAL-CH | 0 | PA17171297 | DE |  | 2017-09-27 20:00 |  | Monitors; Bedside; Respiration; Carbon Dioxide/Oxygen | 65612 | CAPNOSTREAM 20P W/O PRINTER; MONITOR; BEDSIDE | Medtronic Inc | 4180 | Purchased
CHRISTIANA |  | HOSPITAL-CH | 0 | B622149612 | DE |  | 2014-09-14 20:00 |  | Monitors; Bedside; Respiration; Carbon Dioxide/Oxygen | 54560 | CAPNOSTREAM 20P W/O PRINTER; MONITOR; BEDSIDE | Medtronic Inc | 3650 | Purchased
CHRISTIANA |  | HOSPITAL-CH | 0 | B622149636 | DE |  | 2014-09-14 20:00 |  | Monitors; Bedside; Respiration; Carbon Dioxide/Oxygen | 54638 | CAPNOSTREAM 20P W/O PRINTER; MONITOR; BEDSIDE | Medtronic Inc | 3650 | Purchased
CHRISTIANA |  | HOSPITAL-CH | 0 | B622149640 | DE |  | 2014-09-14 20:00 |  | Monitors; Bedside; Respiration; Carbon Dioxide/Oxygen | 54561 | CAPNOSTREAM 20P W/O PRINTER; MONITOR; BEDSIDE | Medtronic Inc | 3650 | Purchased
CHRISTIANA |  | HOSPITAL-CH | 0 | PA17171318 | DE |  | 2017-09-27 20:00 |  | Monitors; Bedside; Respiration; Carbon Dioxide/Oxygen | 65625 | CAPNOSTREAM 20P W/O PRINTER; MONITOR; BEDSIDE | Medtronic Inc | 4180 | Purchased
CHRISTIANA |  | HOSPITAL-CH | 0 | B623149725 | DE |  | 2014-09-14 20:00 |  | Monitors; Bedside; Respiration; Carbon Dioxide/Oxygen | 54558 | CAPNOSTREAM 20P W/O PRINTER; MONITOR; BEDSIDE | Medtronic Inc | 3650 | Purchased
CHRISTIANA |  | HOSPITAL-CH | 0 | B622149621 | DE |  | 2014-09-14 20:00 |  | Monitors; Bedside; Respiration; Carbon Dioxide/Oxygen | 54556 | CAPNOSTREAM 20P W/O PRINTER; MONITOR; BEDSIDE | Medtronic Inc | 3650 | Purchased
CHRISTIANA |  | HOSPITAL-CH | 0 | PA17171343 | DE |  | 2017-09-27 20:00 |  | Monitors; Bedside; Respiration; Carbon Dioxide/Oxygen | 65636 | CAPNOSTREAM 20P W/O PRINTER; MONITOR; BEDSIDE | Medtronic Inc | 4180 | Purchased
CHRISTIANA |  | HOSPITAL-CH | 0 | B622149612 | DE |  | 2014-09-14 20:00 |  | Monitors; Bedside; Respiration; Carbon Dioxide/Oxygen | 54559 | CAPNOSTREAM 20P W/O PRINTER; MONITOR; BEDSIDE | Medtronic Inc | 3650 | Purchased
CHRISTIANA |  | HOSPITAL-CH | 0 | B622149628 | DE |  | 2014-09-14 20:00 |  | Monitors; Bedside; Respiration; Carbon Dioxide/Oxygen | 54557 | CAPNOSTREAM 20P W/O PRINTER; MONITOR; BEDSIDE | Medtronic Inc | 3650 | Purchased
CHRISTIANA |  | HOSPITAL-CH | 0 | PA17171290 | DE |  | 2017-09-27 20:00 |  | Monitors; Bedside; Respiration; Carbon Dioxide/Oxygen | 65600 | CAPNOSTREAM 20P W/O PRINTER; MONITOR; BEDSIDE | Medtronic Inc | 4180 | Purchased
CHRISTIANA |  | HOSPITAL-CH | 0 | B622149606 | DE |  | 2014-09-14 20:00 |  | Monitors; Bedside; Respiration; Carbon Dioxide/Oxygen | 54555 | CAPNOSTREAM 20P W/O PRINTER; MONITOR; BEDSIDE | Medtronic Inc | 3650 | Purchased
CHRISTIANA |  | HOSPITAL-CH | 0 | B624149851 | DE |  | 2014-09-14 20:00 |  | Monitors; Bedside; Respiration; Carbon Dioxide/Oxygen | 54571 | CAPNOSTREAM 20P W/O PRINTER; MONITOR; BEDSIDE | Medtronic Inc | 3650 | Purchased
CHRISTIANA |  | HOSPITAL-CH | 0 | PA17171330 | DE |  | 2017-09-27 20:00 |  | Monitors; Bedside; Respiration; Carbon Dioxide/Oxygen | 65615 | CAPNOSTREAM 20P W/O PRINTER; MONITOR; BEDSIDE | Medtronic Inc | 4180 | Purchased
CHRISTIANA |  | HOSPITAL-CH | 0 | B622149629 | DE |  | 2014-09-14 20:00 |  | Monitors; Bedside; Respiration; Carbon Dioxide/Oxygen | 54572 | CAPNOSTREAM 20P W/O PRINTER; MONITOR; BEDSIDE | Medtronic Inc | 3650 | Purchased
CHRISTIANA |  | HOSPITAL-CH | 0 | B624149901 | DE |  | 2014-09-14 20:00 |  | Monitors; Bedside; Respiration; Carbon Dioxide/Oxygen | 54564 | CAPNOSTREAM 20P W/O PRINTER; MONITOR; BEDSIDE | Medtronic Inc | 3650 | Purchased
CHRISTIANA |  | HOSPITAL-CH | 0 | B622149622 | DE |  | 2014-09-14 20:00 |  | Monitors; Bedside; Respiration; Carbon Dioxide/Oxygen | 54553 | CAPNOSTREAM 20P W/O PRINTER; MONITOR; BEDSIDE | Medtronic Inc | 3650 | Purchased
CHRISTIANA |  | HOSPITAL-CH | 0 | B622149648 | DE |  | 2014-09-14 20:00 |  | Monitors; Bedside; Respiration; Carbon Dioxide/Oxygen | 54569 | CAPNOSTREAM 20P W/O PRINTER; MONITOR; BEDSIDE | Medtronic Inc | 3650 | Purchased
CHRISTIANA |  | HOSPITAL-CH | 0 | B622149646 | DE |  | 2014-09-14 20:00 |  | Monitors; Bedside; Respiration; Carbon Dioxide/Oxygen | 54567 | CAPNOSTREAM 20P W/O PRINTER; MONITOR; BEDSIDE | Medtronic Inc | 3650 | Purchased
CHRISTIANA |  | HOSPITAL-CH | 0 | PA17171281 | DE |  | 2017-09-27 20:00 |  | Monitors; Bedside; Respiration; Carbon Dioxide/Oxygen | 65601 | CAPNOSTREAM 20P W/O PRINTER; MONITOR; BEDSIDE | Medtronic Inc | 4180 | Purchased
CHRISTIANA |  | HOSPITAL-CH | 0 | PA18171365 | DE |  | 2017-09-27 20:00 |  | Monitors; Bedside; Respiration; Carbon Dioxide/Oxygen | 65624 | CAPNOSTREAM 20P W/O PRINTER; MONITOR; BEDSIDE | Medtronic Inc | 4180 | Purchased
CHRISTIANA |  | HOSPITAL-CH | 0 | B622149638 | DE |  | 2014-09-14 20:00 |  | Monitors; Bedside; Respiration; Carbon Dioxide/Oxygen | 54570 | CAPNOSTREAM 20P W/O PRINTER; MONITOR; BEDSIDE | Medtronic Inc | 3650 | Purchased
CHRISTIANA |  | HOSPITAL-CH | 0 | B616149144 | DE |  | 2014-09-14 20:00 |  | Monitors; Bedside; Respiration; Carbon Dioxide/Oxygen | 54568 | CAPNOSTREAM 20P W/O PRINTER; MONITOR; BEDSIDE | Medtronic Inc | 3650 | Purchased
CHRISTIANA |  | HOSPITAL-CH | 0 | PA17171241 | DE |  | 2017-09-27 20:00 |  | Monitors; Bedside; Respiration; Carbon Dioxide/Oxygen | 65637 | CAPNOSTREAM 20P W/O PRINTER; MONITOR; BEDSIDE | Medtronic Inc | 4180 | Purchased
CHRISTIANA |  | HOSPITAL-CH | 0 | B622149657 | DE |  | 2014-09-14 20:00 |  | Monitors; Bedside; Respiration; Carbon Dioxide/Oxygen | 54579 | CAPNOSTREAM 20P W/O PRINTER; MONITOR; BEDSIDE | Medtronic Inc | 3650 | Purchased
CHRISTIANA |  | HOSPITAL-CH | 0 | PA17171335 | DE |  | 2017-09-27 20:00 |  | Monitors; Bedside; Respiration; Carbon Dioxide/Oxygen | 65620 | CAPNOSTREAM 20P W/O PRINTER; MONITOR; BEDSIDE | Medtronic Inc | 4180 | Purchased
CHRISTIANA |  | HOSPITAL-CH | 0 | PA16171226 | DE |  | 2017-09-27 20:00 |  | Monitors; Bedside; Respiration; Carbon Dioxide/Oxygen | 65599 | CAPNOSTREAM 20P W/O PRINTER; MONITOR; BEDSIDE | Medtronic Inc | 4180 | Purchased
CHRISTIANA |  | HOSPITAL-CH | 0 | B624149885 | DE |  | 2014-09-14 20:00 |  | Monitors; Bedside; Respiration; Carbon Dioxide/Oxygen | 54577 | CAPNOSTREAM 20P W/O PRINTER; MONITOR; BEDSIDE | Medtronic Inc | 3650 | Purchased
CHRISTIANA |  | HOSPITAL-CH | 0 | B629140390 | DE |  | 2014-09-14 20:00 |  | Monitors; Bedside; Respiration; Carbon Dioxide/Oxygen | 54575 | CAPNOSTREAM 20P W/O PRINTER; MONITOR; BEDSIDE | Medtronic Inc | 3650 | Purchased
CHRISTIANA |  | HOSPITAL-CH | 0 | PA17171317 | DE |  | 2017-09-27 20:00 |  | Monitors; Bedside; Respiration; Carbon Dioxide/Oxygen | 65631 | CAPNOSTREAM 20P W/O PRINTER; MONITOR; BEDSIDE | Medtronic Inc | 4180 | Purchased
CHRISTIANA |  | HOSPITAL-CH | 0 | PA17171313 | DE |  | 2017-09-27 20:00 |  | Monitors; Bedside; Respiration; Carbon Dioxide/Oxygen | 65623 | CAPNOSTREAM 20P W/O PRINTER; MONITOR; BEDSIDE | Medtronic Inc | 4180 | Purchased
CHRISTIANA |  | HOSPITAL-CH | 0 | B622149641 | DE |  | 2014-09-14 20:00 |  | Monitors; Bedside; Respiration; Carbon Dioxide/Oxygen | 54574 | CAPNOSTREAM 20P W/O PRINTER; MONITOR; BEDSIDE | Medtronic Inc | 3650 | Purchased
CHRISTIANA |  | HOSPITAL-CH | 0 | PA17171302 | DE |  | 2017-09-27 20:00 |  | Monitors; Bedside; Respiration; Carbon Dioxide/Oxygen | 65635 | CAPNOSTREAM 20P W/O PRINTER; MONITOR; BEDSIDE | Medtronic Inc | 4180 | Purchased
CHRISTIANA |  | HOSPITAL-CH | 0 | PA17171321 | DE |  | 2017-09-27 20:00 |  | Monitors; Bedside; Respiration; Carbon Dioxide/Oxygen | 65614 | CAPNOSTREAM 20P W/O PRINTER; MONITOR; BEDSIDE | Medtronic Inc | 4180 | Purchased
CHRISTIANA |  | HOSPITAL-CH | 0 | B622149616 | DE |  | 2014-09-14 20:00 |  | Monitors; Bedside; Respiration; Carbon Dioxide/Oxygen | 54551 | CAPNOSTREAM 20P W/O PRINTER; MONITOR; BEDSIDE | Medtronic Inc | 3650 | Purchased
CHRISTIANA |  | HOSPITAL-CH | 0 | PA18171366 | DE |  | 2017-09-27 20:00 |  | Monitors; Bedside; Respiration; Carbon Dioxide/Oxygen | 65619 | CAPNOSTREAM 20P W/O PRINTER; MONITOR; BEDSIDE | Medtronic Inc | 4180 | Purchased
CHRISTIANA |  | HOSPITAL-CH | 0 | B625149922 | DE |  | 2014-09-14 20:00 |  | Monitors; Bedside; Respiration; Carbon Dioxide/Oxygen | 54590 | CAPNOSTREAM 20P W/O PRINTER; MONITOR; BEDSIDE | Medtronic Inc | 3650 | Purchased
CHRISTIANA |  | HOSPITAL-CH | 0 | B623149722 | DE |  | 2014-09-14 20:00 |  | Monitors; Bedside; Respiration; Carbon Dioxide/Oxygen | 54581 | CAPNOSTREAM 20P W/O PRINTER; MONITOR; BEDSIDE | Medtronic Inc | 3650 | Purchased
CHRISTIANA |  | HOSPITAL-WH | 0 | B622149637 | DE |  | 2014-09-14 20:00 |  | Monitors; Bedside; Respiration; Carbon Dioxide/Oxygen | 54552 | CAPNOSTREAM 20P W/O PRINTER; MONITOR; BEDSIDE | Medtronic Inc | 3650 | Purchased
CHRISTIANA |  | HOSPITAL-CH | 0 | B625149931 | DE |  | 2014-09-14 20:00 |  | Monitors; Bedside; Respiration; Carbon Dioxide/Oxygen | 54599 | CAPNOSTREAM 20P W/O PRINTER; MONITOR; BEDSIDE | Medtronic Inc | 3650 | Purchased
CHRISTIANA |  | HOSPITAL-CH | 0 | B622149688 | DE |  | 2014-09-14 20:00 |  | Monitors; Bedside; Respiration; Carbon Dioxide/Oxygen | 54597 | CAPNOSTREAM 20P W/O PRINTER; MONITOR; BEDSIDE | Medtronic Inc | 3650 | Purchased
CHRISTIANA |  | HOSPITAL-CH | 0 | PA18181360 | DE |  | 2017-09-27 20:00 |  | Monitors; Bedside; Respiration; Carbon Dioxide/Oxygen | 65610 | CAPNOSTREAM 20P W/O PRINTER; MONITOR; BEDSIDE | Medtronic Inc | 4180 | Purchased
CHRISTIANA |  | HOSPITAL-CH | 0 | PA17171315 | DE |  | 2017-09-27 20:00 |  | Monitors; Bedside; Respiration; Carbon Dioxide/Oxygen | 65632 | CAPNOSTREAM 20P W/O PRINTER; MONITOR; BEDSIDE | Medtronic Inc | 4180 | Purchased
CHRISTIANA |  | HOSPITAL-CH | 0 | B622149645 | DE |  | 2014-09-14 20:00 |  | Monitors; Bedside; Respiration; Carbon Dioxide/Oxygen | 54550 | CAPNOSTREAM 20P W/O PRINTER; MONITOR; BEDSIDE | Medtronic Inc | 3650 | Purchased
CHRISTIANA |  | HOSPITAL-CH | 0 | B622149650 | DE |  | 2014-09-14 20:00 |  | Monitors; Bedside; Respiration; Carbon Dioxide/Oxygen | 54588 | CAPNOSTREAM 20P W/O PRINTER; MONITOR; BEDSIDE | Medtronic Inc | 3650 | Purchased
CHRISTIANA |  | HOSPITAL-CH | 0 | B624149904 | DE |  | 2014-09-14 20:00 |  | Monitors; Bedside; Respiration; Carbon Dioxide/Oxygen | 54595 | CAPNOSTREAM 20P W/O PRINTER; MONITOR; BEDSIDE | Medtronic Inc | 3650 | Purchased
CHRISTIANA |  | HOSPITAL-CH | 0 | B622149589 | DE |  | 2014-09-14 20:00 |  | Monitors; Bedside; Respiration; Carbon Dioxide/Oxygen | 54589 | CAPNOSTREAM 20P W/O PRINTER; MONITOR; BEDSIDE | Medtronic Inc | 3650 | Purchased
CHRISTIANA |  | HOSPITAL-WH | 0 | B629140384 | DE |  | 2014-09-14 20:00 |  | Monitors; Bedside; Respiration; Carbon Dioxide/Oxygen | 54587 | CAPNOSTREAM 20P W/O PRINTER; MONITOR; BEDSIDE | Medtronic Inc | 3650 | Purchased
CHRISTIANA |  | HOSPITAL-WH | 0 | B622149634 | DE |  | 2014-09-14 20:00 |  | Monitors; Bedside; Respiration; Carbon Dioxide/Oxygen | 54548 | CAPNOSTREAM 20P W/O PRINTER; MONITOR; BEDSIDE | Medtronic Inc | 3650 | Purchased
CHRISTIANA |  | HOSPITAL-CH | 0 | B624149884 | DE |  | 2014-09-14 20:00 |  | Monitors; Bedside; Respiration; Carbon Dioxide/Oxygen | 54591 | CAPNOSTREAM 20P W/O PRINTER; MONITOR; BEDSIDE | Medtronic Inc | 3650 | Purchased
CHRISTIANA |  | HOSPITAL-CH | 0 | B622149605 | DE |  | 2014-09-14 20:00 |  | Monitors; Bedside; Respiration; Carbon Dioxide/Oxygen | 54605 | CAPNOSTREAM 20P W/O PRINTER; MONITOR; BEDSIDE | Medtronic Inc | 3650 | Purchased
CHRISTIANA |  | HOSPITAL-CH | 0 | B622149682 | DE |  | 2014-09-14 20:00 |  | Monitors; Bedside; Respiration; Carbon Dioxide/Oxygen | 54547 | CAPNOSTREAM 20P W/O PRINTER; MONITOR; BEDSIDE | Medtronic Inc | 3650 | Purchased
CHRISTIANA |  | HOSPITAL-CH | 0 | B624149911 | DE |  | 2014-09-14 20:00 |  | Monitors; Bedside; Respiration; Carbon Dioxide/Oxygen | 54592 | CAPNOSTREAM 20P W/O PRINTER; MONITOR; BEDSIDE | Medtronic Inc | 3650 | Purchased
CHRISTIANA |  | HOSPITAL-CH | 0 | B622149656 | DE |  | 2014-09-14 20:00 |  | Monitors; Bedside; Respiration; Carbon Dioxide/Oxygen | 54545 | CAPNOSTREAM 20P W/O PRINTER; MONITOR; BEDSIDE | Medtronic Inc | 3650 | Purchased
CHRISTIANA |  | HOSPITAL-CH | 0 | PA17171316 | DE |  | 2017-09-27 20:00 |  | Monitors; Bedside; Respiration; Carbon Dioxide/Oxygen | 65613 | CAPNOSTREAM 20P W/O PRINTER; MONITOR; BEDSIDE | Medtronic Inc | 4180 | Purchased
CHRISTIANA |  | HOSPITAL-CH | 0 | B622149581 | DE |  | 2014-09-14 20:00 |  | Monitors; Bedside; Respiration; Carbon Dioxide/Oxygen | 54585 | CAPNOSTREAM 20P W/O PRINTER; MONITOR; BEDSIDE | Medtronic Inc | 3650 | Purchased
CHRISTIANA |  | HOSPITAL-CH | 0 | B622149582 | DE |  | 2014-09-14 20:00 |  | Monitors; Bedside; Respiration; Carbon Dioxide/Oxygen | 54583 | CAPNOSTREAM 20P W/O PRINTER; MONITOR; BEDSIDE | Medtronic Inc | 3650 | Purchased
CHRISTIANA |  | HOSPITAL-CH | 0 | PA17171341 | DE |  | 2017-09-27 20:00 |  | Monitors; Bedside; Respiration; Carbon Dioxide/Oxygen | 65634 | CAPNOSTREAM 20P W/O PRINTER; MONITOR; BEDSIDE | Medtronic Inc | 4180 | Purchased
CHRISTIANA |  | HOSPITAL-CH | 0 | PA17171300 | DE |  | 2017-09-27 20:00 |  | Monitors; Bedside; Respiration; Carbon Dioxide/Oxygen | 65618 | CAPNOSTREAM 20P W/O PRINTER; MONITOR; BEDSIDE | Medtronic Inc | 4180 | Purchased
CHRISTIANA |  | HOSPITAL-CH | 0 | B623149723 | DE |  | 2014-09-14 20:00 |  | Monitors; Bedside; Respiration; Carbon Dioxide/Oxygen | 54603 | CAPNOSTREAM 20P W/O PRINTER; MONITOR; BEDSIDE | Medtronic Inc | 3650 | Purchased
CHRISTIANA |  | HOSPITAL-CH | 0 | B625149927 | DE |  | 2014-09-14 20:00 |  | Monitors; Bedside; Respiration; Carbon Dioxide/Oxygen | 54546 | CAPNOSTREAM 20P W/O PRINTER; MONITOR; BEDSIDE | Medtronic Inc | 3650 | Purchased
CHRISTIANA |  | HOSPITAL-CH | 0 | B624149857 | DE |  | 2014-09-14 20:00 |  | Monitors; Bedside; Respiration; Carbon Dioxide/Oxygen | 54613 | CAPNOSTREAM 20P W/O PRINTER; MONITOR; BEDSIDE | Medtronic Inc | 3650 | Purchased
CHRISTIANA |  | HOSPITAL-CH | 0 | B629140376 | DE |  | 2014-09-14 20:00 |  | Monitors; Bedside; Respiration; Carbon Dioxide/Oxygen | 54565 | CAPNOSTREAM 20P W/O PRINTER; MONITOR; BEDSIDE | Medtronic Inc | 3650 | Purchased
CHRISTIANA |  | HOSPITAL-CH | 0 | B622149671 | DE |  | 2014-09-14 20:00 |  | Monitors; Bedside; Respiration; Carbon Dioxide/Oxygen | 54586 | CAPNOSTREAM 20P W/O PRINTER; MONITOR; BEDSIDE | Medtronic Inc | 3650 | Purchased
CHRISTIANA |  | HOSPITAL-CH | 0 | B622149581 | DE |  | 2014-09-14 20:00 |  | Monitors; Bedside; Respiration; Carbon Dioxide/Oxygen | 54584 | CAPNOSTREAM 20P W/O PRINTER; MONITOR; BEDSIDE | Medtronic Inc | 3650 | Purchased
CHRISTIANA |  | HOSPITAL-CH | 0 | B622149596 | DE |  | 2014-09-14 20:00 |  | Monitors; Bedside; Respiration; Carbon Dioxide/Oxygen | 54602 | CAPNOSTREAM 20P W/O PRINTER; MONITOR; BEDSIDE | Medtronic Inc | 3650 | Purchased
CHRISTIANA |  | HOSPITAL-CH | 0 | B622149686 | DE |  | 2014-09-14 20:00 |  | Monitors; Bedside; Respiration; Carbon Dioxide/Oxygen | 54600 | CAPNOSTREAM 20P W/O PRINTER; MONITOR; BEDSIDE | Medtronic Inc | 3650 | Purchased
CHRISTIANA |  | CH-SURGI | 0 | G1191 | DE |  |  |  | Smoke Evacuation Systems; Surgical | 19261 | ST-2500 | STACKHOUSE INC VIASYS HEALTHCARE RESPIRATORY TECHNOLOGIES | 3300
CHRISTIANA |  | HOSPITAL-CH | 0 | 892-E1614 | DE |  | 1991-07-25 20:00 |  | Warming/Cooling Units; Patient; Heart-Lung Bypass | 19135 | ECMO Heater 333 | CINCINNATI SUB-ZERO PRODUCTS INC | 1000 | Purchased
CHRISTIANA |  | HOSPITAL-CH | 0 | 0252 N | DE |  |  |  | Diluters | 39411 | Auto Dilutor AD-7 | BIO-RAD DIAGNOSTICA | 349.99
CHRISTIANA |  | HOSPITAL-CH | 3616.65 | 1229 | DE |  | 2016-08-22 20:00 |  | Analyzers; Laboratory; Molecular Assay | 49184 | Bioanalyzer system 2100 | bioMerieux Inc | 2500
CHRISTIANA |  | PMRI | 0 | 3824 | DE |  |  |  | Monitoring Systems; Physiologic; Stress Exercise; Cardiac | 28130 | Quinton Stress Test System Q4500 | QUINTON INSTRUMENTS INC | 11528
CHRISTIANA |  | HOSPITAL-CH | 0 | 00301-049-3609 | DE |  |  |  | Monitoring Systems; Physiologic; Stress Exercise; Cardiac | 47601 | Quinton Stress Test System Q4500 | QUINTON INSTRUMENTS INC | 25000
CHRISTIANA |  | PMRI | 0 | 00301-001-3263 | DE |  |  |  | Monitoring Systems; Physiologic; Stress Exercise; Cardiac | 26392 | Quinton Stress Test System Q4500 | QUINTON INSTRUMENTS INC | 43415
CHRISTIANA |  | West Grove Medical Office Building | 0 | 00301-049-4414 | DE |  |  |  | Monitoring Systems; Physiologic; Stress Exercise; Cardiac | 29156 | Quinton Stress Test System Q4500 | QUINTON INSTRUMENTS INC | 26242
CHRISTIANA |  | HOSPITAL-CH | 0 | 00301-001-3128 | DE |  |  |  | Monitoring Systems; Physiologic; Stress Exercise; Cardiac | 25471 | Quinton Stress Test System Q4500 | QUINTON INSTRUMENTS INC | 25000
CHRISTIANA |  | HOSPITAL-CH | 0 | A7046 | DE |  | 2008-02-20 19:00 |  | Monitors; Physiologic; Electroencephalography | 41168 | Olympic aEEG Infant Monitor CFM 6000 | OLYMPIC MEDICAL CORP A NATUS MEDICAL CO | 15000
CHRISTIANA |  | Stoney Batter Medical Pavilion | 0 | 330928 | DE |  | 2001-10-04 20:00 |  | Exercisers; Aerobic; Stationary Bicycle; Recumbent | 31753 | LifeCycle Recumbent Exercise Bike 9500HR | Life Fitness | 1999.99 | Purchased
CHRISTIANA |  | HOSPITAL-WH | 0 | NONE | DE |  |  |  | Exercisers; Aerobic; Stationary Bicycle; Recumbent | 31820 | LifeCycle Recumbent Exercise Bike 9500HR | Life Fitness | 0
CHRISTIANA |  | Stoney Batter Medical Pavilion | 0 | HIL330929 | DE |  | 2001-10-04 20:00 |  | Exercisers; Aerobic; Stationary Bicycle; Recumbent | 31752 | LifeCycle Recumbent Exercise Bike 9500HR | Life Fitness | 1999.99 | Purchased
CHRISTIANA |  | Middletown Care Center(Sleepy Hollow) | 0 | 301079 | DE |  |  |  | Exercisers; Aerobic; Stationary Bicycle; Recumbent | 32052 | LifeCycle Recumbent Exercise Bike 9500HR | Life Fitness | 1999.99
CHRISTIANA |  | HOSPITAL-CH | 0 | 14198 | DE |  | 2002-11-23 19:00 |  | Analyzers; Point-of-Care; Whole Blood; Gas/pH | 34378 | Gem Premier 3000 | Instrumentation Laboratory Co | 15900 | Purchased
CHRISTIANA |  | HOSPITAL-CH | 0 | 14200 | DE |  |  |  | Analyzers; Point-of-Care; Whole Blood; Gas/pH | 34379 | Gem Premier 3000 | Instrumentation Laboratory Co | 15900
CHRISTIANA |  | HOSPITAL-CH | 0 | 7011465 | DE |  | 2007-04-19 20:00 |  | Analyzers; Laboratory; Body Fluid | 39402 | Co-Oximeter 682 | Instrumentation Laboratory Co | 75000 | Purchased
CHRISTIANA |  | HOSPITAL-WH | 0 | 4051195 | DE |  |  |  | Analyzers; Laboratory; Body Fluid | 36431 | Co-Oximeter 682 | Instrumentation Laboratory Co | 9.99
CHRISTIANA |  | WH SURGI | 0 | 05J000924 | DE |  |  |  |  | 37266 | 240-050-888 | Stryker Corp | 12729
CHRISTIANA |  | HOSPITAL-CH | 0 | 5882 | DE |  |  |  | Densitometers; X-Ray Film | 49594 | 07-424 | NUCLEAR ASSOC A SYNCOR RADIATION MANAGEMENT CO | 5000
CHRISTIANA |  | HOSPITAL-CH | 0 | 1904 | DE |  | 2008-12-19 19:00 |  | Warming Units; Patient; Forced-Air | 42373 | Arizant Bair Paws system 875 | ARIZANT INC | 9.99
CHRISTIANA |  | CH-SURGI | 0 | 20661 | DE |  | 2010-06-22 20:00 |  | Warming Units; Patient; Forced-Air | 46999 | Arizant Bair Paws system 875 | ARIZANT INC | 9.99 | Purchased
CHRISTIANA |  | HOSPITAL-CH | 0 | 12998 | DE |  | 2009-06-08 20:00 |  | Warming Units; Patient; Forced-Air | 42817 | Arizant Bair Paws system 875 | ARIZANT INC | 9.99
CHRISTIANA |  | WH SURGI | 0 | 654 | DE |  | 2006-09-06 20:00 |  | Warming Units; Patient; Forced-Air | 42241 | Arizant Bair Paws system 875 | ARIZANT INC | 9.99 | Purchased
CHRISTIANA |  | HOSPITAL-CH | 0 | 11855 | DE |  | 2009-06-08 20:00 |  | Warming Units; Patient; Forced-Air | 42804 | Arizant Bair Paws system 875 | ARIZANT INC | 9.99
CHRISTIANA |  | CH-SURGI | 0 | 30982 | DE |  | 2011-06-27 20:00 |  | Warming Units; Patient; Forced-Air | 47856 | Arizant Bair Paws system 875 | ARIZANT INC | 7500 | Purchased
CHRISTIANA |  | HOSPITAL-WH | 0 | 66915 | DE |  | 2014-03-04 19:00 |  | Warming Units; Patient; Forced-Air | 53459 | Arizant Bair Paws system 875 | ARIZANT INC | 7500
CHRISTIANA |  | CH-SURGI | 0 | 30975 | DE |  | 2011-06-27 20:00 |  | Warming Units; Patient; Forced-Air | 47858 | Arizant Bair Paws system 875 | ARIZANT INC | 7500 | Purchased
CHRISTIANA |  | WH SURGI | 0 | 1693 | DE |  | 2006-09-06 20:00 |  | Warming Units; Patient; Forced-Air | 42271 | Arizant Bair Paws system 875 | ARIZANT INC | 9.99 | Purchased
CHRISTIANA |  | CH-SURGI | 0 | 45005 | DE |  |  |  | Warming Units; Patient; Forced-Air | 53227 | Arizant Bair Paws system 875 | ARIZANT INC | 9.99
CHRISTIANA |  | HOSPITAL-CH | 0 | 880 | DE |  | 2009-06-08 20:00 |  | Warming Units; Patient; Forced-Air | 42803 | Arizant Bair Paws system 875 | ARIZANT INC | 9.99
CHRISTIANA |  | HOSPITAL-CH | 0 | 1902 | DE |  |  |  | Warming Units; Patient; Forced-Air | 42388 | Arizant Bair Paws system 875 | ARIZANT INC | 9.99
CHRISTIANA |  | HOSPITAL-WH | 0 | 4570 | DE |  |  |  | Warming Units; Patient; Forced-Air | 42634 | Arizant Bair Paws system 875 | ARIZANT INC | 9.99
CHRISTIANA |  | WH SURGI | 0 | NONE | DE |  | 2011-02-08 19:00 |  | Warming Units; Patient; Forced-Air | 47444 | Arizant Bair Paws system 875 | ARIZANT INC | 7500 | Purchased
CHRISTIANA |  | HOSPITAL-CH | 0 | 20142 | DE |  | 2009-06-22 20:00 |  | Warming Units; Patient; Forced-Air | 42206 | Arizant Bair Paws system 875 | ARIZANT INC | 9.99 | Purchased
CHRISTIANA |  | HOSPITAL-CH | 0 | 10654 | DE |  | 2009-06-08 20:00 |  | Warming Units; Patient; Forced-Air | 42808 | Arizant Bair Paws system 875 | ARIZANT INC | 9.99
CHRISTIANA |  | WH SURGI | 0 | 4284 | DE |  | 2006-09-06 20:00 |  | Warming Units; Patient; Forced-Air | 42635 | Arizant Bair Paws system 875 | ARIZANT INC | 9.99 | Purchased
CHRISTIANA |  | HOSPITAL-CH | 0 | 55274 | DE |  | 2013-12-15 19:00 |  | Warming Units; Patient; Forced-Air | 62051 | Arizant Bair Paws system 875 | ARIZANT INC | 7500 | Purchased
CHRISTIANA |  | HOSPITAL-CH | 0 | 62319 | DE |  | 2017-04-03 20:00 |  | Warming Units; Patient; Forced-Air | 64428 | Arizant Bair Paws system 875 | ARIZANT INC | 7500 | Purchased
CHRISTIANA |  | HOSPITAL-CH | 0 | 12999 | DE |  | 2009-06-08 20:00 |  | Warming Units; Patient; Forced-Air | 42811 | Arizant Bair Paws system 875 | ARIZANT INC | 9.99
CHRISTIANA |  | HOSPITAL-CH | 0 | 1916 | DE |  | 2009-02-06 19:00 |  | Warming Units; Patient; Forced-Air | 42399 | Arizant Bair Paws system 875 | ARIZANT INC | 9.99
CHRISTIANA |  | HOSPITAL-CH | 0 | 1913 | DE |  | 2009-02-06 19:00 |  | Warming Units; Patient; Forced-Air | 42375 | Arizant Bair Paws system 875 | ARIZANT INC | 9.99
CHRISTIANA |  | HOSPITAL-CH | 0 | 10652 | DE |  | 2009-06-08 20:00 |  | Warming Units; Patient; Forced-Air | 42802 | Arizant Bair Paws system 875 | ARIZANT INC | 9.99
CHRISTIANA |  | CH-SURGI | 0 | 18620 | DE |  |  |  | Warming Units; Patient; Forced-Air | 47007 | Arizant Bair Paws system 875 | ARIZANT INC | 9.99
CHRISTIANA |  | HOSPITAL-WH | 0 | 2212 | DE |  |  |  | Warming Units; Patient; Forced-Air | 42279 | Arizant Bair Paws system 875 | ARIZANT INC | 9.99
CHRISTIANA |  | WH SURGI | 0 | 1694 | DE |  | 2006-09-06 20:00 |  | Warming Units; Patient; Forced-Air | 42276 | Arizant Bair Paws system 875 | ARIZANT INC | 9.99 | Purchased
CHRISTIANA |  | CH-SURGI | 0 | 40689 | DE |  | 2014-12-17 19:00 |  | Warming Units; Patient; Forced-Air | 57211 | Arizant Bair Paws system 875 | ARIZANT INC | 7500 | Purchased
CHRISTIANA |  | HOSPITAL-WH | 0 | 3123 | DE |  | 2006-09-06 20:00 |  | Warming Units; Patient; Forced-Air | 42278 | Arizant Bair Paws system 875 | ARIZANT INC | 9.99
CHRISTIANA |  | WH SURGI | 0 | 1941 | DE |  | 2009-02-16 19:00 |  | Warming Units; Patient; Forced-Air | 42446 | Arizant Bair Paws system 875 | ARIZANT INC | 9.99 | Purchased
CHRISTIANA |  | HOSPITAL-WH | 0 | 1695 | DE |  |  |  | Warming Units; Patient; Forced-Air | 42270 | Arizant Bair Paws system 875 | ARIZANT INC | 9.99
CHRISTIANA |  | HOSPITAL-CH | 0 | 1900 | DE |  |  |  | Warming Units; Patient; Forced-Air | 42380 | Arizant Bair Paws system 875 | ARIZANT INC | 9.99
CHRISTIANA |  | HOSPITAL-CH | 0 | 1951 | DE |  | 2009-02-06 19:00 |  | Warming Units; Patient; Forced-Air | 42394 | Arizant Bair Paws system 875 | ARIZANT INC | 9.99
CHRISTIANA |  | HOSPITAL-CH | 0 | 1918 | DE |  | 2009-02-06 19:00 |  | Warming Units; Patient; Forced-Air | 42398 | Arizant Bair Paws system 875 | ARIZANT INC | 9.99
CHRISTIANA |  | HOSPITAL-CH | 0 | 1944 | DE |  | 2009-02-16 19:00 |  | Warming Units; Patient; Forced-Air | 42426 | Arizant Bair Paws system 875 | ARIZANT INC | 9.99
CHRISTIANA |  | CH-SURGI | 0 | 1166 | DE |  |  |  | Warming Units; Patient; Forced-Air | 47006 | Arizant Bair Paws system 875 | ARIZANT INC | 9.99
CHRISTIANA |  | HOSPITAL-CH | 0 | 11857 | DE |  | 2009-06-08 20:00 |  | Warming Units; Patient; Forced-Air | 42813 | Arizant Bair Paws system 875 | ARIZANT INC | 9.99
CHRISTIANA |  | WH SURGI | 0 | 1905 | DE |  | 2009-02-06 19:00 |  | Warming Units; Patient; Forced-Air | 42390 | Arizant Bair Paws system 875 | ARIZANT INC | 9.99 | Purchased
CHRISTIANA |  | HOSPITAL-CH | 0 | 1935 | DE |  |  |  | Warming Units; Patient; Forced-Air | 42445 | Arizant Bair Paws system 875 | ARIZANT INC | 9.99
CHRISTIANA |  | HOSPITAL-CH | 0 | 1901 | DE |  |  |  | Warming Units; Patient; Forced-Air | 42378 | Arizant Bair Paws system 875 | ARIZANT INC | 9.99
CHRISTIANA |  | HOSPITAL-CH | 0 | 772 | DE |  | 2009-06-08 20:00 |  | Warming Units; Patient; Forced-Air | 42806 | Arizant Bair Paws system 875 | ARIZANT INC | 9.99
CHRISTIANA |  | HOSPITAL-CH | 0 | 11854 | DE |  | 2019-03-29 09:20 |  | Warming Units; Patient; Forced-Air | 42818 | Arizant Bair Paws system 875 | ARIZANT INC | 9.99
CHRISTIANA |  | HOSPITAL-CH | 0 | 1948 | DE |  |  |  | Warming Units; Patient; Forced-Air | 42438 | Arizant Bair Paws system 875 | ARIZANT INC | 9.99
CHRISTIANA |  | HOSPITAL-CH | 0 | 10651 | DE |  | 2009-06-08 20:00 |  | Warming Units; Patient; Forced-Air | 42810 | Arizant Bair Paws system 875 | ARIZANT INC | 9.99
CHRISTIANA |  | WH SURGI | 0 | 58544 | DE |  | 2010-05-27 20:00 |  | Warming Units; Patient; Forced-Air | 46737 | Arizant Bair Paws system 875 | ARIZANT INC | 9.99 | Purchased
CHRISTIANA |  | WH SURGI | 0 | 1921 | DE |  | 2011-01-03 19:00 |  | Warming Units; Patient; Forced-Air | 47382 | Arizant Bair Paws system 875 | ARIZANT INC | 9.99 | Purchased
CHRISTIANA |  | HOSPITAL-CH | 0 | 1950 | DE |  |  |  | Warming Units; Patient; Forced-Air | 47380 | Arizant Bair Paws system 875 | ARIZANT INC | 9.99
CHRISTIANA |  | HOSPITAL-WH | 0 | S103B00759 | DE |  | 2013-10-01 20:00 |  | Warming Units; Blood/Intravenous Solution | 52202 | Level1 Fast Flow Fluid Warmer with Integ H-1200 | SMITHS / LEVEL 1 | 7500
CHRISTIANA |  | HOSPITAL-WH | 0 | 2005-0561 | DE |  | 2005-09-24 20:00 |  | Warming Units; Blood/Intravenous Solution | 37772 | Level1 Fast Flow Fluid Warmer with Integ H-1200 | SMITHS / LEVEL 1 | 8721
CHRISTIANA |  | HOSPITAL-WH | 0 | 10001829 | DE |  | 2010-02-24 19:00 |  | Warming Units; Blood/Intravenous Solution | 46437 | Level1 Fast Flow Fluid Warmer with Integ H-1200 | SMITHS / LEVEL 1 | 1800
CHRISTIANA |  | HOSPITAL-CH | 0 | 33000861 | DE |  | 2018-01-29 19:00 |  | Warming Units; Blood/Intravenous Solution | 66478 | Level1 Fast Flow Fluid Warmer with Integ H-1200 | SMITHS / LEVEL 1 | 8463.07
CHRISTIANA |  | HOSPITAL-CH | 0 | S10000890 | DE |  | 2005-09-24 20:00 |  | Warming Units; Blood/Intravenous Solution | 41832 | Level1 Fast Flow Fluid Warmer with Integ H-1200 | SMITHS / LEVEL 1 | 1800
CHRISTIANA |  | HOSPITAL-CH | 0 | 2005-0568 | DE |  | 2005-09-24 20:00 |  | Warming Units; Blood/Intravenous Solution | 37769 | Level1 Fast Flow Fluid Warmer with Integ H-1200 | SMITHS / LEVEL 1 | 8721
CHRISTIANA |  | HOSPITAL-CH | 0 | 2005-0558 | DE |  | 2005-09-24 20:00 |  | Warming Units; Blood/Intravenous Solution | 37771 | Level1 Fast Flow Fluid Warmer with Integ H-1200 | SMITHS / LEVEL 1 | 8721
CHRISTIANA |  | HOSPITAL-CH | 0 | 2005-0563 | DE |  | 2005-09-24 20:00 |  | Warming Units; Blood/Intravenous Solution | 37770 | Level1 Fast Flow Fluid Warmer with Integ H-1200 | SMITHS / LEVEL 1 | 8721
CHRISTIANA |  | HOSPITAL-CH | 0 | 2005-0555 | DE |  | 2005-09-24 20:00 |  | Warming Units; Blood/Intravenous Solution | 37767 | Level1 Fast Flow Fluid Warmer with Integ H-1200 | SMITHS / LEVEL 1 | 8721
CHRISTIANA |  | HOSPITAL-CH | 0 | 2005-0569 | DE |  | 2005-09-24 20:00 |  | Warming Units; Blood/Intravenous Solution | 37768 | Level1 Fast Flow Fluid Warmer with Integ H-1200 | SMITHS / LEVEL 1 | 8721
CHRISTIANA |  | HOSPITAL-WH | 0 | 33001439 | DE |  | 2018-09-26 20:00 |  | Warming Units; Blood/Intravenous Solution | 60233 | Level1 Fast Flow Fluid Warmer with Integ H-1200 | SMITHS / LEVEL 1 | 7704
CHRISTIANA |  | MIDDLETOWN ED | 0 | 5103B00536 | DE |  | 2013-03-27 20:00 |  | Warming Units; Blood/Intravenous Solution | 51395 | Level1 Fast Flow Fluid Warmer with Integ H-1200 | SMITHS / LEVEL 1 | 7500
CHRISTIANA |  | CH-SURGI | 0 | 26612 | DE |  |  |  | Light Sources; Fiberoptic | 31596 | SOLARTEC 100 | COGENT LIGHT TECHNOLOGIES INC | 4999.99
CHRISTIANA |  | HOSPITAL-WH | 0 | 7555 | DE |  |  |  | Warming Units; Blanket | 34318 | 56948 | OLYMPIC MEDICAL CORP A NATUS MEDICAL CO | 7999.99
CHRISTIANA |  | HOSPITAL-CH | 0 | 2228A01880 | DE |  |  |  | Controllers | 21450 | 78581A | PHILIPS MEDICAL SYSTEMS CARDIAC & MONITORING SYSTEMS DIV | 3138
CHRISTIANA |  | HOSPITAL-CH | 0 | 2228A00752 | DE |  |  |  | Controllers | 21065 | 78581A | PHILIPS MEDICAL SYSTEMS CARDIAC & MONITORING SYSTEMS DIV | 2800
CHRISTIANA |  | HOSPITAL-CH | 0 | 2228A00754 | DE |  |  |  | Controllers | 17546 | 78581A | PHILIPS MEDICAL SYSTEMS CARDIAC & MONITORING SYSTEMS DIV | 2800
CHRISTIANA |  | HOSPITAL-CH | 0 | 2228A02908 | DE |  |  |  | Controllers | 21448 | 78581A | PHILIPS MEDICAL SYSTEMS CARDIAC & MONITORING SYSTEMS DIV | 2800
CHRISTIANA |  | HOSPITAL-CH | 0 | 2228A03163 | DE |  |  |  | Controllers | 17561 | 78581A | PHILIPS MEDICAL SYSTEMS CARDIAC & MONITORING SYSTEMS DIV | 2800
CHRISTIANA |  | HOSPITAL-CH | 0 | 2228A05866 | DE |  |  |  | Controllers | 21064 | 78581A | PHILIPS MEDICAL SYSTEMS CARDIAC & MONITORING SYSTEMS DIV | 2800
CHRISTIANA |  | HOSPITAL-CH | 0 | 2228A00767 | DE |  |  |  | Controllers | 16664 | 78581A | PHILIPS MEDICAL SYSTEMS CARDIAC & MONITORING SYSTEMS DIV | 2800
CHRISTIANA |  | HOSPITAL-CH | 0 | 3513A12344 | DE |  |  |  | Controllers | 22846 | 78581A | PHILIPS MEDICAL SYSTEMS CARDIAC & MONITORING SYSTEMS DIV | 2849.5
CHRISTIANA |  | HOSPITAL-WH | 0 | 2228A04261 | DE |  |  |  | Controllers | 16528 | 78581A | PHILIPS MEDICAL SYSTEMS CARDIAC & MONITORING SYSTEMS DIV | 2800
CHRISTIANA |  | HOSPITAL-CH | 0 | 3245A12214 | DE |  |  |  | Controllers | 22845 | 78581A | PHILIPS MEDICAL SYSTEMS CARDIAC & MONITORING SYSTEMS DIV | 2849.5
CHRISTIANA |  | HOSPITAL-CH | 0 | 2228A06374 | DE |  |  |  | Controllers | 18591 | 78581A | PHILIPS MEDICAL SYSTEMS CARDIAC & MONITORING SYSTEMS DIV | 2800
CHRISTIANA |  | HOSPITAL-CH | 0 | 222805741 | DE |  |  |  | Controllers | 21063 | 78581A | PHILIPS MEDICAL SYSTEMS CARDIAC & MONITORING SYSTEMS DIV | 2800
CHRISTIANA |  | HOSPITAL-CH | 0 | 2228A00864 | DE |  |  |  | Controllers | 17666 | 78581A | PHILIPS MEDICAL SYSTEMS CARDIAC & MONITORING SYSTEMS DIV | 2800
CHRISTIANA |  | HOSPITAL-CH | 0 | 2228A00768 | DE |  |  |  | Controllers | 17669 | 78581A | PHILIPS MEDICAL SYSTEMS CARDIAC & MONITORING SYSTEMS DIV | 2800
CHRISTIANA |  | HOSPITAL-CH | 0 | 3245A09614 | DE |  |  |  | Controllers | 20734 | 78581A | PHILIPS MEDICAL SYSTEMS CARDIAC & MONITORING SYSTEMS DIV | 2800
CHRISTIANA |  | HOSPITAL-CH | 0 | AL 05120004 | DE |  | 2003-07-29 20:00 |  | Aspirators; Breast | 34913 | Hospital Electric Breast pump Lact-E | AMEDA/EGNELL MEDICAL INC | 2500 | Purchased
CHRISTIANA |  | HOSPITAL-WH | 0 | AG301582 | DE |  |  |  | Aspirators; Breast | 32302 | Hospital Electric Breast pump Lact-E | AMEDA/EGNELL MEDICAL INC | 9.99
CHRISTIANA |  | HOSPITAL-CH | 0 | AG309587 | DE |  |  |  | Aspirators; Breast | 32565 | Hospital Electric Breast pump Lact-E | AMEDA/EGNELL MEDICAL INC | 9.99
CHRISTIANA |  | HOSPITAL-CH | 0 | 309516 | DE |  |  |  | Aspirators; Breast | 34912 | Hospital Electric Breast pump Lact-E | AMEDA/EGNELL MEDICAL INC | 9.99
CHRISTIANA |  | HOSPITAL-WH | 0 | AG905340 | DE |  |  |  | Aspirators; Breast | 32303 | Hospital Electric Breast pump Lact-E | AMEDA/EGNELL MEDICAL INC | 9.99
CHRISTIANA |  | HOSPITAL-CH | 0 | AG211520 | DE |  |  |  | Aspirators; Breast | 32566 | Hospital Electric Breast pump Lact-E | AMEDA/EGNELL MEDICAL INC | 9.99
CHRISTIANA |  | HOSPITAL-CH | 0 | AG211532 | DE |  |  |  | Aspirators; Breast | 32304 | Hospital Electric Breast pump Lact-E | AMEDA/EGNELL MEDICAL INC | 9.99
CHRISTIANA |  | HOSPITAL-CH | 0 | AG304912 | DE |  |  |  | Aspirators; Breast | 32567 | Hospital Electric Breast pump Lact-E | AMEDA/EGNELL MEDICAL INC | 9.99
CHRISTIANA |  | HOSPITAL-CH | 0 | 204609 | DE |  |  |  | Aspirators; Breast | 32305 | Hospital Electric Breast pump Lact-E | AMEDA/EGNELL MEDICAL INC | 9.99
CHRISTIANA |  | HOSPITAL-CH | 0 | AG210624 | DE |  |  |  | Aspirators; Breast | 34911 | Hospital Electric Breast pump Lact-E | AMEDA/EGNELL MEDICAL INC | 9.99
CHRISTIANA |  | HOSPITAL-CH | 0 | AG205578 | DE |  |  |  | Aspirators; Breast | 32583 | Hospital Electric Breast pump Lact-E | AMEDA/EGNELL MEDICAL INC | 9.99
CHRISTIANA |  | HOSPITAL-WH | 0 | AG895116 | DE |  |  |  | Aspirators; Breast | 32587 | Hospital Electric Breast pump Lact-E | AMEDA/EGNELL MEDICAL INC | 9.99
CHRISTIANA |  | HOSPITAL-CH | 0 | AG201643 | DE |  |  |  | Aspirators; Breast | 32585 | Hospital Electric Breast pump Lact-E | AMEDA/EGNELL MEDICAL INC | 9.99
CHRISTIANA |  | HOSPITAL-CH | 0 | 3080377 | DE |  |  |  | Aspirators; Breast | 34693 | Hospital Electric Breast pump Lact-E | AMEDA/EGNELL MEDICAL INC | 9.99
CHRISTIANA |  | HOSPITAL-CH | 0 | 3070621 | DE |  |  |  | Aspirators; Breast | 34695 | Hospital Electric Breast pump Lact-E | AMEDA/EGNELL MEDICAL INC | 9.99
CHRISTIANA |  | HOSPITAL-CH | 0 | AG205626 | DE |  |  |  | Aspirators; Breast | 32589 | Hospital Electric Breast pump Lact-E | AMEDA/EGNELL MEDICAL INC | 9.99
CHRISTIANA |  | HOSPITAL-CH | 0 | AL07060628 | DE |  | 2009-11-08 19:00 |  | Aspirators; Breast | 46539 | Hospital Electric Breast pump Lact-E | AMEDA/EGNELL MEDICAL INC | 2500
CHRISTIANA |  | HOSPITAL-CH | 0 | AG304539 | DE |  |  |  | Aspirators; Breast | 32588 | Hospital Electric Breast pump Lact-E | AMEDA/EGNELL MEDICAL INC | 9.99
CHRISTIANA |  | HOSPITAL-CH | 0 | 895474 | DE |  |  |  | Aspirators; Breast | 32590 | Hospital Electric Breast pump Lact-E | AMEDA/EGNELL MEDICAL INC | 9.99
CHRISTIANA |  | HOSPITAL-CH | 0 | AG304563 | DE |  |  |  | Aspirators; Breast | 32602 | Hospital Electric Breast pump Lact-E | AMEDA/EGNELL MEDICAL INC | 9.99
CHRISTIANA |  | HOSPITAL-CH | 0 | AG207667 | DE |  |  |  | Aspirators; Breast | 32603 | Hospital Electric Breast pump Lact-E | AMEDA/EGNELL MEDICAL INC | 9.99
CHRISTIANA |  | HOSPITAL-CH | 0 | 5105317 | DE |  | 2009-11-05 19:00 |  | Aspirators; Breast | 46538 | Hospital Electric Breast pump Lact-E | AMEDA/EGNELL MEDICAL INC | 2500 | Purchased
CHRISTIANA |  | HOSPITAL-CH | 0 | AG905011 | DE |  |  |  | Aspirators; Breast | 31873 | Hospital Electric Breast pump Lact-E | AMEDA/EGNELL MEDICAL INC | 9.99
CHRISTIANA |  | HOSPITAL-WH | 0 | AG304599 | DE |  |  |  | Aspirators; Breast | 32586 | Hospital Electric Breast pump Lact-E | AMEDA/EGNELL MEDICAL INC | 9.99
CHRISTIANA |  | HOSPITAL-CH | 0 | AG205548 | DE |  |  |  | Aspirators; Breast | 34001 | Hospital Electric Breast pump Lact-E | AMEDA/EGNELL MEDICAL INC | 9.99
CHRISTIANA |  | HOSPITAL-CH | 0 | 876239 | DE |  |  |  | Aspirators; Breast | 34002 | Hospital Electric Breast pump Lact-E | AMEDA/EGNELL MEDICAL INC | 9.99
CHRISTIANA |  | HOSPITAL-CH | 0 | AL 05120008 | DE |  |  |  | Aspirators; Breast | 34004 | Hospital Electric Breast pump Lact-E | AMEDA/EGNELL MEDICAL INC | 9.99
CHRISTIANA |  | HOSPITAL-CH | 0 | 207636 | DE |  |  |  | Aspirators; Breast | 34003 | Hospital Electric Breast pump Lact-E | AMEDA/EGNELL MEDICAL INC | 9.99
CHRISTIANA |  | HOSPITAL-CH | 0 | EN006687 | DE |  | 2017-07-31 20:00 |  | Testers; Force | 64880 | MANOSKOP 730 | STAHLWILLE | 5000 | Purchased
CHRISTIANA |  | HOSPITAL-CH | 0 | NONE | DE |  | 2019-04-01 04:13 |  | OPHTHALMOSCOPE/OTOSCOPES | 62547 | 777 OTOSCOPES/OPTHALMOSCOPES; GENERAL | CARDINAL | 800 | Purchased
CHRISTIANA |  | HOSPITAL-CH | 0 | NONE | DE |  | 2019-04-01 04:13 |  | OPHTHALMOSCOPE/OTOSCOPES | 62647 | 777 OTOSCOPES/OPTHALMOSCOPES; GENERAL | CARDINAL | 800 | Purchased
CHRISTIANA |  | HOSPITAL-CH | 0 | NONE | DE |  | 2019-04-01 04:13 |  | OPHTHALMOSCOPE/OTOSCOPES | 62548 | 777 OTOSCOPES/OPTHALMOSCOPES; GENERAL | CARDINAL | 800 | Purchased
CHRISTIANA |  | HOSPITAL-CH | 0 | NONE | DE |  | 1994-08-29 20:00 |  | Scales; Patient; Floor | 42108 | 338 | DETECTO SCALE CO DIV CARDINAL SCALE MFG CO | 1500
CHRISTIANA |  | HOSPITAL-CH | 0 | ? | DE |  |  |  | Scales; Patient; Floor | 22029 |  |  | 0
CHRISTIANA |  | HOSPITAL-CH | 0 | 4758745 | DE |  |  |  | Microscopes; Light; Laboratory; Inverted Stage | 14376 |  |  | 0
CHRISTIANA |  | Mount Pleasant High School | 0 | NONE | DE |  | 1995-01-02 19:00 |  | Scales; Patient; Floor | 22131 | BEAM SCALE | DETECTO SCALE CO DIV CARDINAL SCALE MFG CO | 1500 | Purchased
CHRISTIANA |  | Dickinson High School | 0 | NONE | DE |  | 2008-01-20 19:00 |  | Scales; Patient; Floor | 27601 | BEAM SCALE | DETECTO SCALE CO DIV CARDINAL SCALE MFG CO | 1500 | Purchased
CHRISTIANA |  | HOSPITAL-WH | 0 | NONE | DE |  | 1995-01-02 19:00 |  | Scales; Patient; Floor | 22155 | ?/FLOOR | HEALTH O METER INC DIV SUNBEAM CORP | 1500 | Purchased
CHRISTIANA |  | Springside Connor Building | 0 | NONE | DE |  | 2008-11-23 19:00 |  | Scales; Patient; Floor | 42318 | BEAM SCALE | DETECTO SCALE CO DIV CARDINAL SCALE MFG CO | 1500 | Purchased
CHRISTIANA |  | Springside Connor Building | 0 | NONE | DE |  | 2008-01-20 19:00 |  | Scales; Patient; Floor | 27482 | ?/FLOOR | HEALTH O METER INC DIV SUNBEAM CORP | 1500 | Purchased
CHRISTIANA |  | William Penn High School | 0 | NONE | DE |  | 1995-01-02 19:00 |  | Scales; Patient; Floor | 22163 | ?/FLOOR | HEALTH O METER INC DIV SUNBEAM CORP | 1500 | Purchased
CHRISTIANA |  | William Penn High School | 0 | NONE | DE |  | 2008-01-20 19:00 |  | Scales; Patient; Floor | 27483 | 338 | DETECTO SCALE CO DIV CARDINAL SCALE MFG CO | 1500 | Purchased
CHRISTIANA |  | Mckean High School | 0 | NONE | DE |  | 2008-01-20 19:00 |  | Scales; Patient; Floor | 27602 | 338 | DETECTO SCALE CO DIV CARDINAL SCALE MFG CO | 1500 | Purchased
CHRISTIANA |  | HOSPITAL-CH | 0 | SAME AS CONTROL # | DE |  |  |  | Thermometers; Electronic | 3351962 |  |  | 500
CHRISTIANA |  | HOSPITAL-CH | 0 | SAME AS CONTROL # | DE |  |  |  | Thermometers; Electronic | 3351909 |  |  | 500
CHRISTIANA |  | HOSPITAL-CH | 0 | 3695 | DE |  |  |  | Compression Units | L 003695 |  |  | 0
CHRISTIANA |  | HOSPITAL-CH | 0 | 3614279 | DE |  |  |  | Thermometers; Electronic | 20853614279 |  |  | 180
CHRISTIANA |  | HOSPITAL-CH | 0 | SAME AS CONTROL # | DE |  |  |  | Thermometers; Electronic | 3351910 |  |  | 500
CHRISTIANA |  | HOSPITAL-CH | 0 | 3351985 | DE |  |  |  | Thermometers; Electronic | 3351985 |  |  | 500
CHRISTIANA |  | MAP II | 0 | NONE | DE |  |  |  | Microscopes; Light; Laboratory | 14512 |  |  | 2000
CHRISTIANA |  | HOSPITAL-WH | 0 | 3479 | DE |  |  |  | Warming Units | 13455 |  |  | 500
CHRISTIANA |  | HOSPITAL-CH | 0 | NONE | DE |  |  |  | UNKNOWN Category - TEMPORARY; UNKNOWN - Use Description for best guess | 49280 |  |  | 0
CHRISTIANA |  | HOSPITAL-CH | 0 | 3351978 | DE |  |  |  | Thermometers; Electronic | 3351978 |  |  | 500
CHRISTIANA |  | HOSPITAL-WH | 0 | 3476 | DE |  |  |  | Warming Units | 13454 |  |  | 500
CHRISTIANA |  | HOSPITAL-CH | 0 | NONE | DE |  |  |  | UNKNOWN Category - TEMPORARY; UNKNOWN - Use Description for best guess | 49279 |  |  | 0
CHRISTIANA |  | Concord High School | 0 | 34570 | DE |  |  |  | Microscopes; Light; Laboratory | 34285 |  |  | 0
CHRISTIANA |  | HOSPITAL-WH | 0 | NONE | DE |  |  |  | View Boxes; X-Ray; Motorized | BI-860 |  |  | 7000
CHRISTIANA |  | HOSPITAL-CH | 0 | 3613842 | DE |  |  |  | Thermometers; Electronic | 20853613842 |  |  | 180
CHRISTIANA |  | HOSPITAL-CH | 0 | SAME AS CONTROL # | DE |  |  |  | Thermometers; Electronic | 3351933 |  |  | 500
CHRISTIANA |  | HOSPITAL-CH | 0 | 3378426 | DE |  |  |  | Thermometers; Electronic | 3378426 |  |  | 180
CHRISTIANA |  | William Penn High School | 0 | 116391 | DE |  |  |  | Microscopes; Light; Laboratory | 34284 |  |  | 0
CHRISTIANA |  | HOSPITAL-CH | 0 | 3613821 | DE |  |  |  | Thermometers; Electronic | 20853613821 |  |  | 180
CHRISTIANA |  | Ketlay Plaza | 0 | NONE | DE |  |  |  | Cameras; Gamma | 47611 |  |  | 0
CHRISTIANA |  | HOSPITAL-CH | 0 | NONE | DE |  |  |  | View Boxes; X-Ray; Motorized | BI-801 |  |  | 7000
CHRISTIANA |  | HOSPITAL-CH | 0 | 2085D-3357406 | DE |  |  |  | Thermometers; Electronic | 3357406 |  |  | 500
CHRISTIANA |  | HOSPITAL-CH | 0 | NONE | DE |  |  |  | View Boxes; X-Ray; Motorized | BI-802 |  |  | 7000
CHRISTIANA |  | WH SURGI | 0 | 104774 | DE |  |  |  | Microscopes; Light; Operating | 18026 |  |  | 40000
CHRISTIANA |  | HOSPITAL-CH | 0 | 3614286 | DE |  |  |  | Thermometers; Electronic | 20853614286 |  |  | 180
CHRISTIANA |  | HOSPITAL-CH | 0 | SAME AS CONTROL # | DE |  |  |  | Thermometers; Electronic | 3352017 |  |  | 500
CHRISTIANA |  | HOSPITAL-CH | 0 | SAME AS CONTROL # | DE |  |  |  | Thermometers; Electronic | 3351945 |  |  | 500
CHRISTIANA |  | HOSPITAL-CH | 0 | SAME AS CONTROL # | DE |  |  |  | Thermometers; Electronic | 3351944 |  |  | 500
CHRISTIANA |  | HOSPITAL-CH | 0 | FX1118648 | DE |  |  |  | Compression Units | L FX1118648 |  |  | 0
CHRISTIANA |  | HOSPITAL-CH | 0 | SAME AS CONTROL # | DE |  |  |  | Thermometers; Electronic | 3351949 |  |  | 500
CHRISTIANA |  | HOSPITAL-WH | 0 | AE26038 | DE |  |  |  | Workstations | 42310 |  |  | 0
CHRISTIANA |  | HOSPITAL-CH | 0 | 43249 | DE |  |  |  | Compression Units | L 043249 |  |  | 0
CHRISTIANA |  | HOSPITAL-CH | 0 | 2085D3343294 | DE |  |  |  | Thermometers; Electronic | 3343294 |  |  | 500
CHRISTIANA |  | HOSPITAL-CH | 0 | SAME AS CONTROL # | DE |  |  |  | Thermometers; Electronic | 3351954 |  |  | 500
CHRISTIANA |  | HOSPITAL-CH | 0 | SAME AS CONTROL # | DE |  |  |  | Thermometers; Electronic | 3351936 |  |  | 500
CHRISTIANA |  | HOSPITAL-CH | 0 | SAME AS CONTROL # | DE |  |  |  | Thermometers; Electronic | 3351940 |  |  | 500
CHRISTIANA |  | HOSPITAL-CH | 0 | SAME AS CONTROL # | DE |  |  |  | Thermometers; Electronic | 3352014 |  |  | 500
CHRISTIANA |  | HOSPITAL-CH | 0 | SAME AS CONTROL # | DE |  |  |  | Thermometers; Electronic | 3352033 |  |  | 500
CHRISTIANA |  | HOSPITAL-CH | 0 | SAME AS CONTROL # | DE |  |  |  | Thermometers; Electronic | 3351941 |  |  | 500
CHRISTIANA |  | HOSPITAL-CH | 0 | 3613819 | DE |  |  |  | Thermometers; Electronic | 20853613819 |  |  | 180
CHRISTIANA |  | HOSPITAL-CH | 0 | 3613809 | DE |  |  |  | Thermometers; Electronic | 20853613809 |  |  | 180
CHRISTIANA |  | HOSPITAL-CH | 0 | SAME AS CONTROL # | DE |  |  |  | Thermometers; Electronic | 3351927 |  |  | 500
CHRISTIANA |  | HOSPITAL-CH | 0 | 3614274 | DE |  |  |  | Thermometers; Electronic | 20853614274 |  |  | 180
CHRISTIANA |  | HOSPITAL-CH | 0 | SAME AS CONTROL # | DE |  |  |  | Thermometers; Electronic | 3351976 |  |  | 500
CHRISTIANA |  | HOSPITAL-CH | 0 | 3613843 | DE |  |  |  | Thermometers; Electronic | 20853613843 |  |  | 180
CHRISTIANA |  | HOSPITAL-CH | 0 | SAME AS CONTROL # | DE |  |  |  | Thermometers; Electronic | 3351926 |  |  | 500
CHRISTIANA |  | HOSPITAL-CH | 0 | SAME AS CONTROL # | DE |  |  |  | Thermometers; Electronic | 3352021 |  |  | 500
CHRISTIANA |  | HOSPITAL-CH | 0 | SR38900021 | DE |  |  |  | Scales; Infant | 18166 |  |  | 1395
CHRISTIANA |  | HOSPITAL-WH | 0 | 6825407 | DE |  |  |  | Lights; Dental Activator | 36418 |  |  | 341.43
CHRISTIANA |  | HOSPITAL-CH | 0 | 3613839 | DE |  |  |  | Thermometers; Electronic | 20853613839 |  |  | 180
CHRISTIANA |  | HOSPITAL-CH | 0 | SAME AS CONTROL # | DE |  |  |  | Thermometers; Electronic | 3345398 |  |  | 500
CHRISTIANA |  | HOSPITAL-CH | 0 | SAME AS CONTROL # | DE |  |  |  | Thermometers; Electronic | 3345433 |  |  | 500
CHRISTIANA |  | HOSPITAL-CH | 0 | 3614290 | DE |  |  |  | Thermometers; Electronic | 20853614290 |  |  | 180
CHRISTIANA |  | HOSPITAL-CH | 0 | 2085D3343304 | DE |  |  |  | Thermometers; Electronic | 27363 |  |  | 500
CHRISTIANA |  | HOSPITAL-CH | 0 | 20850 3336122 | DE |  |  |  | Thermometers; Electronic | 3336122 |  |  | 0
CHRISTIANA |  | HOSPITAL-CH | 0 | SAME AS CONTROL # | DE |  |  |  | Thermometers; Electronic | 3351930 |  |  | 500
CHRISTIANA |  | HOSPITAL-CH | 0 | SAME AS CONTROL # | DE |  |  |  | Thermometers; Electronic | 3352006 |  |  | 500
CHRISTIANA |  | HOSPITAL-CH | 0 | 3613834 | DE |  |  |  | Thermometers; Electronic | 20853613834 |  |  | 180
CHRISTIANA |  | HOSPITAL-CH | 0 | SAME AS CONTROL # | DE |  |  |  | Thermometers; Electronic | 3352024 |  |  | 500
CHRISTIANA |  | HOSPITAL-CH | 0 | SAME AS CONTROL # | DE |  |  |  | Thermometers; Electronic | 3351899 |  |  | 500
CHRISTIANA |  | HOSPITAL-CH | 0 | FX1118650 | DE |  |  |  | Compression Units | L FX1118650 |  |  | 0
CHRISTIANA |  | HOSPITAL-CH | 0 | 8042255 | DE |  |  |  | Refrigerators; Laboratory | 23478 |  |  | 800
CHRISTIANA |  | HOSPITAL-CH | 0 | SAME AS CONTROL # | DE |  |  |  | Thermometers; Electronic | 3351993 |  |  | 500
CHRISTIANA |  | HOSPITAL-CH | 0 | SAME AS CONTROL # | DE |  |  |  | Thermometers; Electronic | 3352030 |  |  | 500
CHRISTIANA |  | HOSPITAL-CH | 0 | SAME AS CONTROL # | DE |  |  |  | Thermometers; Electronic | 3351975 |  |  | 500
CHRISTIANA |  | HOSPITAL-CH | 0 | SAME AS CONTROL # | DE |  |  |  | Thermometers; Electronic | 3345390 |  |  | 500
CHRISTIANA |  | HOSPITAL-WH | 0 | NONE | DE |  |  |  | View Boxes; X-Ray; Motorized | BI-865 |  |  | 7000
CHRISTIANA |  | HOSPITAL-CH | 0 | SAME AS CONTROL # | DE |  |  |  | Thermometers; Electronic | 3351994 |  |  | 500
CHRISTIANA |  | HOSPITAL-CH | 0 | 3613850 | DE |  |  |  | Thermometers; Electronic | 20853613850 |  |  | 180
CHRISTIANA |  | HOSPITAL-CH | 0 | SAME AS CONTROL # | DE |  |  |  | Thermometers; Electronic | 3345391 |  |  | 500
CHRISTIANA |  | HOSPITAL-CH | 0 | 3613837 | DE |  |  |  | Thermometers; Electronic | 20853613837 |  |  | 180
CHRISTIANA |  | HOSPITAL-CH | 0 | SAME AS CONTROL # | DE |  |  |  | Thermometers; Electronic | 3345377 |  |  | 500
CHRISTIANA |  | HOSPITAL-CH | 0 | 3614280 | DE |  |  |  | Thermometers; Electronic | 20853614280 |  |  | 180
CHRISTIANA |  | HOSPITAL-CH | 0 | SAME AS CONTROL # | DE |  |  |  | Thermometers; Electronic | 3345376 |  |  | 500
CHRISTIANA |  | HOSPITAL-CH | 0 | SAME AS CONTROL # | DE |  |  |  | Thermometers; Electronic | 3351998 |  |  | 500
CHRISTIANA |  | HOSPITAL-CH | 0 | FX1118285 | DE |  |  |  | Compression Units | L FX1118285 |  |  | 0
CHRISTIANA |  | HOSPITAL-CH | 0 | SAME AS CONTROL # | DE |  |  |  | Thermometers; Electronic | 336122 |  |  | 500
CHRISTIANA |  | HOSPITAL-CH | 0 | NONE | DE |  |  |  | View Boxes; X-Ray; Motorized | BI-807 |  |  | 7000
CHRISTIANA |  | HOSPITAL-WH | 0 | NONE | DE |  |  |  | View Boxes; X-Ray; Motorized | BI-871 |  |  | 7000
CHRISTIANA |  | HOSPITAL-CH | 0 | 3614276 | DE |  |  |  | Thermometers; Electronic | 20853614276 |  |  | 180
CHRISTIANA |  | HOSPITAL-CH | 0 | SAME AS CONTROL # | DE |  |  |  | Thermometers; Electronic | 3352002 |  |  | 500
CHRISTIANA |  | HOSPITAL-CH | 0 | 3614275 | DE |  |  |  | Thermometers; Electronic | 20853614275 |  |  | 180
CHRISTIANA |  | HOSPITAL-CH | 0 | NONE | DE |  |  |  | View Boxes; X-Ray; Motorized | BI-808 |  |  | 7000
CHRISTIANA |  | HOSPITAL-CH | 0 | 3613833 | DE |  |  |  | Thermometers; Electronic | 20853613833 |  |  | 180
CHRISTIANA |  | HOSPITAL-CH | 0 | SAME AS CONTROL # | DE |  |  |  | Thermometers; Electronic | 3345409 |  |  | 500
CHRISTIANA |  | HOSPITAL-CH | 0 | SAME AS CONTROL # | DE |  |  |  | Thermometers; Electronic | 3351970 |  |  | 500
CHRISTIANA |  | HOSPITAL-CH | 0 | SAME AS CONTROL # | DE |  |  |  | Thermometers; Electronic | 3351915 |  |  | 500
CHRISTIANA |  | HOSPITAL-CH | 0 | 3599278 | DE |  |  |  | Thermometers; Electronic | 20853599278 |  |  | 180
CHRISTIANA |  | HOSPITAL-CH | 0 | SAME AS CONTROL # | DE |  |  |  | Thermometers; Electronic | 3345410 |  |  | 500
CHRISTIANA |  | HOSPITAL-CH | 0 | SAME AS CONTROL # | DE |  |  |  | Thermometers; Electronic | 3351918 |  |  | 500
CHRISTIANA |  | HOSPITAL-CH | 0 | SAME AS CONTROL # | DE |  |  |  | Thermometers; Electronic | 3345373 |  |  | 500
CHRISTIANA |  | HOSPITAL-CH | 0 | SAME AS CONTROL # | DE |  |  |  | Thermometers; Electronic | 3351997 |  |  | 500
CHRISTIANA |  | HOSPITAL-CH | 0 | SAME AS CONTROL # | DE |  |  |  | Thermometers; Electronic | 3351972 |  |  | 500
CHRISTIANA |  | HOSPITAL-CH | 0 | SAME AS CONTROL # | DE |  |  |  | Thermometers; Electronic | 3351919 |  |  | 500
CHRISTIANA |  | HOSPITAL-CH | 0 | SAME AS CONTROL # | DE |  |  |  | Thermometers; Electronic | 3345374 |  |  | 500
CHRISTIANA |  | HOSPITAL-WH | 0 | CD068474 | DE |  |  |  | Tables; Examination/Treatment; Fixed | 24293 |  |  | 1500
CHRISTIANA |  | HOSPITAL-WH | 0 | KE005025 | DE |  |  |  | Tables; Examination/Treatment; Fixed | 31676 |  |  | 1500
CHRISTIANA |  | HCCC | 0 | V62689 | DE |  |  |  | Tables; Examination/Treatment; Fixed | 50620 |  |  | 1500
CHRISTIANA |  | HOSPITAL-WH | 0 | CD073716 | DE |  |  |  | Tables; Examination/Treatment; Fixed | 24294 |  |  | 1500
CHRISTIANA |  | HOSPITAL-WH | 0 | CD073713 | DE |  |  |  | Tables; Examination/Treatment; Fixed | 26445 |  |  | 1500
CHRISTIANA |  | Foulkstone Plaza | 0 | KE025948 | DE |  |  |  | Tables; Examination/Treatment; Fixed | 31677 |  |  | 1500
CHRISTIANA |  | HOSPITAL-WH | 0 | CD097649 | DE |  |  |  | Tables; Examination/Treatment; Fixed | 26326 |  |  | 1500
CHRISTIANA |  | HOSPITAL-WH | 0 | KE010054 | DE |  |  |  | Tables; Examination/Treatment; Fixed | 31698 |  |  | 1500
CHRISTIANA |  | HCCC | 0 | NONE | DE |  |  |  | Tables; Examination/Treatment; Fixed | 31678 |  |  | 0
CHRISTIANA |  | MAP II | 0 | KE013796 | DE |  |  |  | Tables; Examination/Treatment; Fixed | 38151 |  |  | 1500
CHRISTIANA |  | HOSPITAL-WH | 0 | CD060563 | DE |  |  |  | Tables; Examination/Treatment; Fixed | 22718 |  |  | 1500
CHRISTIANA |  | HOSPITAL-WH | 0 | KC011034 | DE |  |  |  | Tables; Examination/Treatment; Fixed | 31824 |  |  | 1500
CHRISTIANA |  | HOSPITAL-WH | 0 | KC011035 | DE |  |  |  | Tables; Examination/Treatment; Fixed | 31825 |  |  | 1500
CHRISTIANA |  | HOSPITAL-WH | 0 | KCO10251 | DE |  |  |  | Tables; Examination/Treatment; Fixed | 31830 |  |  | 1500
CHRISTIANA |  | HOSPITAL-WH | 0 | KC011036 | DE |  |  |  | Tables; Examination/Treatment; Fixed | 31828 |  |  | 1500
CHRISTIANA |  | Claymont | 0 | 204310 | DE |  |  |  | Centrifuges | 33514 |  | DETECTO SCALE CO DIV CARDINAL SCALE MFG CO | 0
CHRISTIANA |  | HOSPITAL-CH | 0 | ? | DE |  |  |  | Scales; Patient; Floor | 21997 | ?/FLOOR | HEALTH O METER INC DIV SUNBEAM CORP | 1000
CHRISTIANA |  | HOSPITAL-CH | 0 | ? | DE |  |  |  | Scales; Patient; Floor | 21992 | ?/FLOOR | HEALTH O METER INC DIV SUNBEAM CORP | 1000
CHRISTIANA |  | HOSPITAL-CH | 0 | ? | DE |  |  |  | Scales; Patient; Floor | 21964 | ?/FLOOR | HEALTH O METER INC DIV SUNBEAM CORP | 1000
CHRISTIANA |  | MAP II | 0 | ? | DE |  |  |  | Scales; Patient; Floor | 21985 | ?/FLOOR | HEALTH O METER INC DIV SUNBEAM CORP | 1000
CHRISTIANA |  | HOSPITAL-CH | 0 | ? | DE |  |  |  | Scales; Patient; Floor | 21965 | ?/FLOOR | HEALTH O METER INC DIV SUNBEAM CORP | 1000
CHRISTIANA |  | HOSPITAL-WH | 0 | NONE | DE |  |  |  | Microscopes; Light; Laboratory | 32115 |  |  | 0
CHRISTIANA |  | HOSPITAL-CH | 0 | NONE | DE |  |  |  | Scales; Patient; Floor | 23281 | ?/FLOOR | HEALTH O METER INC DIV SUNBEAM CORP | 1000
CHRISTIANA |  | HOSPITAL-WH | 0 | NONE | DE |  |  |  | Scales; Patient; Floor | 22150 | ?/FLOOR | HEALTH O METER INC DIV SUNBEAM CORP | 1000
CHRISTIANA |  | HOSPITAL-CH | 0 | NONE | DE |  |  |  | Scales; Patient; Floor | 22212 | ?/FLOOR | HEALTH O METER INC DIV SUNBEAM CORP | 1000
CHRISTIANA |  | HOSPITAL-WH | 0 | NONE | DE |  |  |  | Scales; Patient; Floor | 22156 | ?/FLOOR | HEALTH O METER INC DIV SUNBEAM CORP | 1000
CHRISTIANA |  | HOSPITAL-WH | 0 | NONE | DE |  |  |  | Scales; Patient; Floor | 22149 | ?/FLOOR | HEALTH O METER INC DIV SUNBEAM CORP | 1000
CHRISTIANA |  | HOSPITAL-WH | 0 | NONE | DE |  |  |  | Scales; Patient; Floor | 22151 |  |  | 0
CHRISTIANA |  | MAP II | 0 | NONE | DE |  |  |  | Scales; Patient; Floor | 27511 |  |  | 0
CHRISTIANA |  | Mount Pleasant High School | 0 | NONE | DE |  | 2008-01-20 19:00 |  | Scales; Patient; Floor | 23562 | BEAM SCALE | DETECTO SCALE CO DIV CARDINAL SCALE MFG CO | 1500 | Purchased
CHRISTIANA |  | HOSPITAL-CH | 0 | 1433 | DE |  |  |  | Ventilators; Intensive Care; Adult; High-Frequency | 19571 |  |  | 9161
CHRISTIANA |  | HOSPITAL-WH | 0 | 8 | DE |  |  |  | Lights; Infrared | 13444 |  |  | 800
CHRISTIANA |  | HOSPITAL-WH | 0 | NONE | DE |  |  |  | Lights; Infrared | 13447 |  |  | 800
CHRISTIANA |  | HOSPITAL-CH | 0 | NONE | DE |  |  |  | View Boxes; X-Ray; Motorized | BI-803 |  |  | 7000
CHRISTIANA |  | HOSPITAL-WH | 0 | 3477 | DE |  |  |  | Warming Units | 13449 |  |  | 500
CHRISTIANA |  | HOSPITAL-CH | 0 | 3613841 | DE |  |  |  | Thermometers; Electronic | 20853613841 |  |  | 180
CHRISTIANA |  | HOSPITAL-CH | 0 | SAME AS CONTROL # | DE |  |  |  | Thermometers; Electronic | 3351961 |  |  | 500
CHRISTIANA |  | HOSPITAL-CH | 0 | NONE | DE |  |  |  | View Boxes; X-Ray; Motorized | BI-804 |  |  | 7000
CHRISTIANA |  | HOSPITAL-CH | 0 | 19967 | DE |  |  |  | Compression Units | L 019967 |  |  | 0
CHRISTIANA |  | HOSPITAL-CH | 0 | 3613813 | DE |  |  |  | Thermometers; Electronic | 20853613813 |  |  | 180
CHRISTIANA |  | HOSPITAL-CH | 0 | SAME AS CONTROL # | DE |  |  |  | Thermometers; Electronic | 3351911 |  |  | 500
CHRISTIANA |  | HOSPITAL-CH | 0 | 3613856 | DE |  |  |  | Thermometers; Electronic | 20853613856 |  |  | 180
CHRISTIANA |  | HOSPITAL-CH | 0 | SAME AS CONTROL # | DE |  |  |  | Thermometers; Electronic | 3351963 |  |  | 500
CHRISTIANA |  | HOSPITAL-CH | 0 | 1047136 | DE |  |  |  | Compression Units | L FX1047136 |  |  | 0
CHRISTIANA |  | HOSPITAL-CH | 0 | 3613823 | DE |  |  |  | Thermometers; Electronic | 20853613823 |  |  | 180
CHRISTIANA |  | HOSPITAL-CH | 0 | 3613829 | DE |  |  |  | Thermometers; Electronic | 20853613829 |  |  | 180
CHRISTIANA |  | HOSPITAL-WH | 0 | 896002 | DE |  |  |  | Centrifuges | 24303 |  |  | 1000
CHRISTIANA |  | HOSPITAL-CH | 0 | 3613820 | DE |  |  |  | Thermometers; Electronic | 20853613820 |  |  | 180
CHRISTIANA |  | HOSPITAL-CH | 0 | SAME AS CONTROL # | DE |  |  |  | Thermometers; Electronic | 3351935 |  |  | 500
CHRISTIANA |  | HOSPITAL-CH | 0 | SAME AS CONTROL # | DE |  |  |  | Thermometers; Electronic | 3351958 |  |  | 500
CHRISTIANA |  | HOSPITAL-CH | 0 | 3460 | DE |  |  |  | Compression Units | L 003460 |  |  | 0
CHRISTIANA |  | HOSPITAL-CH | 0 | NONE | DE |  |  |  | View Boxes; X-Ray; Motorized | BI-923 |  |  | 7000
CHRISTIANA |  | HOSPITAL-CH | 0 | 3613859 | DE |  |  |  | Thermometers; Electronic | 20853613859 |  |  | 180
CHRISTIANA |  | HOSPITAL-CH | 0 | 3613848 | DE |  |  |  | Thermometers; Electronic | 20853613848 |  |  | 180
CHRISTIANA |  | HOSPITAL-CH | 0 | SAME AS CONTROL # | DE |  |  |  | Thermometers; Electronic | 3351906 |  |  | 500
CHRISTIANA |  | HOSPITAL-CH | 0 | NONE | DE |  |  |  | View Boxes; X-Ray; Motorized | BI-800 |  |  | 7000
CHRISTIANA |  | HOSPITAL-CH | 0 | SAME AS CONTROL # | DE |  |  |  | Thermometers; Electronic | 3352019 |  |  | 500
CHRISTIANA |  | HOSPITAL-CH | 0 | 3387052 | DE |  |  |  | Thermometers; Electronic | 3387052 |  |  | 180
CHRISTIANA |  | HOSPITAL-CH | 0 | SAME AS CONTROL # | DE |  |  |  | Thermometers; Electronic | 3352018 |  |  | 500
CHRISTIANA |  | HOSPITAL-CH | 0 | SAME AS CONTROL # | DE |  |  |  | Thermometers; Electronic | 3351943 |  |  | 500
CHRISTIANA |  | HOSPITAL-CH | 0 | SAME AS CONTROL # | DE |  |  |  | Thermometers; Electronic | 3352039 |  |  | 500
CHRISTIANA |  | HOSPITAL-WH | 0 | 821119 | DE |  |  |  | Radiographic Units; Dental | 13573 |  |  | 30000
CHRISTIANA |  | HOSPITAL-WH | 0 | AK08081 | DE |  |  |  | Workstations | 42313 |  |  | 0
CHRISTIANA |  | HOSPITAL-CH | 0 | SAME AS CONTROL # | DE |  |  |  | Thermometers; Electronic | 3351950 |  |  | 500
CHRISTIANA |  | HOSPITAL-CH | 0 | SAME AS CONTROL # | DE |  |  |  | Thermometers; Electronic | 3351947 |  |  | 500
CHRISTIANA |  | HOSPITAL-CH | 0 | SAME AS CONTROL # | DE |  |  |  | Thermometers; Electronic | 3351951 |  |  | 500
CHRISTIANA |  | HOSPITAL-CH | 0 | NONE | DE |  |  |  | View Boxes; X-Ray; Motorized | BI-821 |  |  | 7000
CHRISTIANA |  | HOSPITAL-CH | 0 | SAME AS CONTROL # | DE |  |  |  | Thermometers; Electronic | 3351955 |  |  | 500
CHRISTIANA |  | HOSPITAL-CH | 0 | NONE | DE |  |  |  | View Boxes; X-Ray; Motorized | BI-823 |  |  | 7000
CHRISTIANA |  | HOSPITAL-CH | 0 | SAME AS CONTROL # | DE |  |  |  | Thermometers; Electronic | 3352015 |  |  | 500
CHRISTIANA |  | HOSPITAL-CH | 0 | NONE | DE |  |  |  | View Boxes; X-Ray; Motorized | BI-822 |  |  | 7000
CHRISTIANA |  | HOSPITAL-CH | 0 | AB00050021 | DE |  |  |  | Battery Chargers | 30820 |  |  | 2100
CHRISTIANA |  | HOSPITAL-CH | 0 | 37925 | DE |  |  |  | Compression Units | L 037925 |  |  | 0
CHRISTIANA |  | HOSPITAL-CH | 0 | SAME AS CONTROL # | DE |  |  |  | Thermometers; Electronic | 3345394 |  |  | 500
CHRISTIANA |  | HOSPITAL-CH | 0 | SAME AS CONTROL # | DE |  |  |  | Thermometers; Electronic | 3345425 |  |  | 500
CHRISTIANA |  | HOSPITAL-CH | 0 | 3614278 | DE |  |  |  | Thermometers; Electronic | 20853614278 |  |  | 180
CHRISTIANA |  | HOSPITAL-CH | 0 | SAME AS CONTROL # | DE |  |  |  | Thermometers; Electronic | 3351980 |  |  | 500
CHRISTIANA |  | HOSPITAL-CH | 0 | 3613840 | DE |  |  |  | Thermometers; Electronic | 20853613840 |  |  | 180
CHRISTIANA |  | HOSPITAL-WH | 0 | NONE | DE |  |  |  | View Boxes; X-Ray; Motorized | BI-869 |  |  | 7000
CHRISTIANA |  | HOSPITAL-CH | 0 | SAME AS CONTROL # | DE |  |  |  | Thermometers; Electronic | 3345393 |  |  | 500
CHRISTIANA |  | HOSPITAL-CH | 0 | 2085D 3345424 | DE |  |  |  | Thermometers; Electronic | 3345424 |  |  | 500
CHRISTIANA |  | HOSPITAL-CH | 0 | 3613824 | DE |  |  |  | Thermometers; Electronic | 20853613824 |  |  | 180
CHRISTIANA |  | HOSPITAL-CH | 0 | SAME AS CONTROL # | DE |  |  |  | Thermometers; Electronic | 3351979 |  |  | 500
CHRISTIANA |  | HOSPITAL-CH | 0 | SAME AS CONTROL # | DE |  |  |  | Thermometers; Electronic | 3351928 |  |  | 500
CHRISTIANA |  | HOSPITAL-CH | 0 | SAME AS CONTROL # | DE |  |  |  | Thermometers; Electronic | 3345399 |  |  | 500
CHRISTIANA |  | HOSPITAL-CH | 0 | SAME AS CONTROL # | DE |  |  |  | Thermometers; Electronic | 3352023 |  |  | 500
CHRISTIANA |  | HOSPITAL-CH | 0 | SAME AS CONTROL # | DE |  |  |  | Thermometers; Electronic | 3345432 |  |  | 500
CHRISTIANA |  | HOSPITAL-CH | 0 | FX1092571 | DE |  |  |  | Compression Units | L FX1092571 |  |  | 0
CHRISTIANA |  | HOSPITAL-WH | 0 | 2085D3343291 | DE |  |  |  | Thermometers; Electronic | 27366 |  |  | 500
CHRISTIANA |  | HOSPITAL-CH | 0 | SAME AS CONTROL # | DE |  |  |  | Thermometers; Electronic | 3345384 |  |  | 500
CHRISTIANA |  | HOSPITAL-CH | 0 | 3614288 | DE |  |  |  | Thermometers; Electronic | 20853614288 |  |  | 180
CHRISTIANA |  | HOSPITAL-CH | 0 | 2085D 3351929 | DE |  |  |  | Thermometers; Electronic | 3351929 |  |  | 500
CHRISTIANA |  | HOSPITAL-CH | 0 | SAME AS CONTROL # | DE |  |  |  | Thermometers; Electronic | 3345400 |  |  | 500
CHRISTIANA |  | HOSPITAL-CH | 0 | SAME AS CONTROL # | DE |  |  |  | Thermometers; Electronic | 3351897 |  |  | 500
CHRISTIANA |  | HOSPITAL-CH | 0 | SAME AS CONTROL # | DE |  |  |  | Thermometers; Electronic | 3351983 |  |  | 500
CHRISTIANA |  | HOSPITAL-CH | 0 | SAME AS CONTROL # | DE |  |  |  | Thermometers; Electronic | 3352005 |  |  | 500
CHRISTIANA |  | HOSPITAL-CH | 0 | 3613822 | DE |  |  |  | Thermometers; Electronic | 20853613822 |  |  | 180
CHRISTIANA |  | HOSPITAL-CH | 0 | SAME AS CONTROL # | DE |  |  |  | Thermometers; Electronic | 3352025 |  |  | 500
CHRISTIANA |  | HOSPITAL-CH | 0 | SAME AS CONTROL # | DE |  |  |  | Thermometers; Electronic | 3351898 |  |  | 500
CHRISTIANA |  | HOSPITAL-CH | 0 | SAME AS CONTROL # | DE |  |  |  | Thermometers; Electronic | 3345386 |  |  | 500
CHRISTIANA |  | HOSPITAL-CH | 0 | SAME AS CONTROL # | DE |  |  |  | Thermometers; Electronic | 3352009 |  |  | 500
CHRISTIANA |  | HOSPITAL-CH | 0 | SAME AS CONTROL # | DE |  |  |  | Thermometers; Electronic | 3351989 |  |  | 500
CHRISTIANA |  | HOSPITAL-CH | 0 | SAME AS CONTROL # | DE |  |  |  | Thermometers; Electronic | 3352027 |  |  | 500
CHRISTIANA |  | HOSPITAL-CH | 0 | SAME AS CONTROL # | DE |  |  |  | Thermometers; Electronic | 3345385 |  |  | 500
CHRISTIANA |  | HOSPITAL-CH | 0 | SAME AS CONTROL # | DE |  |  |  | Thermometers; Electronic | 3352007 |  |  | 500
CHRISTIANA |  | HOSPITAL-WH | 0 | NONE | DE |  |  |  | View Boxes; X-Ray; Motorized | BI-861 |  |  | 7000
CHRISTIANA |  | HOSPITAL-CH | 0 | SAME AS CONTROL # | DE |  |  |  | Thermometers; Electronic | 3351988 |  |  | 500
CHRISTIANA |  | HOSPITAL-CH | 0 | 3613835 | DE |  |  |  | Thermometers; Electronic | 20853613835 |  |  | 180
CHRISTIANA |  | HOSPITAL-CH | 0 | 3614272 | DE |  |  |  | Thermometers; Electronic | 20853614272 |  |  | 180
CHRISTIANA |  | HOSPITAL-CH | 0 | J03140920 | DE |  |  |  | Exercisers; Aerobic; Treadmill | 39897 |  |  | 0
CHRISTIANA |  | HOSPITAL-CH | 0 | SAME AS CONTROL # | DE |  |  |  | Thermometers; Electronic | 3345392 |  |  | 500
CHRISTIANA |  | HOSPITAL-CH | 0 | 37399 | DE |  |  |  | Compression Units | L 037399 |  |  | 0
CHRISTIANA |  | HOSPITAL-CH | 0 | SAME AS CONTROL # | DE |  |  |  | Thermometers; Electronic | 3352029 |  |  | 500
CHRISTIANA |  | HOSPITAL-CH | 0 | SAME AS CONTROL # | DE |  |  |  | Thermometers; Electronic | 3351904 |  |  | 500
CHRISTIANA |  | HOSPITAL-CH | 0 | SAME AS CONTROL # | DE |  |  |  | Thermometers; Electronic | 3352012 |  |  | 500
CHRISTIANA |  | HOSPITAL-WH | 0 | NONE | DE |  |  |  | View Boxes; X-Ray; Motorized | BI-866 |  |  | 7000
CHRISTIANA |  | HOSPITAL-CH | 0 | 3613812 | DE |  |  |  | Thermometers; Electronic | 20853613812 |  |  | 180
CHRISTIANA |  | HOSPITAL-CH | 0 | SAME AS CONTROL # | DE |  |  |  | Thermometers; Electronic | 3345379 |  |  | 500
CHRISTIANA |  | HOSPITAL-CH | 0 | SAME AS CONTROL # | DE |  |  |  | Thermometers; Electronic | 3352001 |  |  | 500
CHRISTIANA |  | HOSPITAL-CH | 0 | 3614284 | DE |  |  |  | Thermometers; Electronic | 20853614284 |  |  | 180
CHRISTIANA |  | HOSPITAL-CH | 0 | NONE | DE |  |  |  | View Boxes; X-Ray; Motorized | BI-805 |  |  | 7000
CHRISTIANA |  | HOSPITAL-CH | 0 | SAME AS CONTROL # | DE |  |  |  | Thermometers; Electronic | 3345378 |  |  | 500
CHRISTIANA |  | HOSPITAL-CH | 0 | 3614283 | DE |  |  |  | Thermometers; Electronic | 20853614283 |  |  | 180
CHRISTIANA |  | HOSPITAL-CH | 0 | NONE | DE |  |  |  | View Boxes; X-Ray; Motorized | BI-806 |  |  | 7000
CHRISTIANA |  | HOSPITAL-CH | 0 | 3614293 | DE |  |  |  | Thermometers; Electronic | 20853614293 |  |  | 180
CHRISTIANA |  | HOSPITAL-CH | 0 | SAME AS CONTROL # | DE |  |  |  | Thermometers; Electronic | 3345381 |  |  | 500
CHRISTIANA |  | HOSPITAL-CH | 0 | SAME AS CONTROL # | DE |  |  |  | Thermometers; Electronic | 3352003 |  |  | 500
CHRISTIANA |  | HOSPITAL-CH | 0 | NONE | DE |  |  |  | View Boxes; X-Ray; Motorized | BI-809 |  |  | 7000
CHRISTIANA |  | HOSPITAL-WH | 0 | NONE | DE |  |  |  | View Boxes; X-Ray; Motorized | BI-873 |  |  | 7000
CHRISTIANA |  | HOSPITAL-CH | 0 | SAME AS CONTROL # | DE |  |  |  | Thermometers; Electronic | 3351967 |  |  | 500
CHRISTIANA |  | HOSPITAL-CH | 0 | SAME AS CONTROL # | DE |  |  |  | Thermometers; Electronic | 3351914 |  |  | 500
CHRISTIANA |  | HOSPITAL-CH | 0 | NONE | DE |  |  |  | View Boxes; X-Ray; Motorized | BI-810 |  |  | 7000
CHRISTIANA |  | HOSPITAL-CH | 0 | NONE | DE |  |  |  | View Boxes; X-Ray; Motorized | BI-874 |  |  | 7000
CHRISTIANA |  | HOSPITAL-CH | 0 | 3436004 | DE |  |  |  | Thermometers; Electronic | 20853436004 |  |  | 180
CHRISTIANA |  | HOSPITAL-CH | 0 | 3614277 | DE |  |  |  | Thermometers; Electronic | 20853624177 |  |  | 180
CHRISTIANA |  | HOSPITAL-CH | 0 | SAME AS CONTROL # | DE |  |  |  | Thermometers; Electronic | 3344368 |  |  | 500
CHRISTIANA |  | HOSPITAL-CH | 0 | SAME AS CONTROL # | DE |  |  |  | Thermometers; Electronic | 3351917 |  |  | 500
CHRISTIANA |  | HOSPITAL-CH | 0 | 3613830 | DE |  |  |  | Thermometers; Electronic | 20853613830 |  |  | 180
CHRISTIANA |  | HOSPITAL-CH | 0 | SAME AS CONTROL # | DE |  |  |  | Thermometers; Electronic | 3345402 |  |  | 500
CHRISTIANA |  | HOSPITAL-CH | 0 | 3614291 | DE |  |  |  | Thermometers; Electronic | 20853614291 |  |  | 180
CHRISTIANA |  | HOSPITAL-CH | 0 | SAME AS CONTROL # | DE |  |  |  | Thermometers; Electronic | 3344355 |  |  | 500
CHRISTIANA |  | HOSPITAL-CH | 0 | SAME AS CONTROL # | DE |  |  |  | Thermometers; Electronic | 3351971 |  |  | 500
CHRISTIANA |  |  | 0 | E 1247 | DE |  |  |  | Scales; Patient; Bedside; Sling | 40458 |  |  | 1000
CHRISTIANA |  |  | 0 | SAME AS CONTROL # | DE |  |  |  | Thermometers; Electronic | 3345415 |  |  | 500
CHRISTIANA |  | HOSPITAL-CH | 0 | SAME AS CONTROL # | DE |  |  |  | Thermometers; Electronic | 3345375 |  |  | 500
CHRISTIANA |  | HOSPITAL-CH | 0 | SAME AS CONTROL # | DE |  |  |  | Thermometers; Electronic | 3351922 |  |  | 500
CHRISTIANA |  | HOSPITAL-CH | 0 | SAME AS CONTROL # | DE |  |  |  | Thermometers; Electronic | 3345412 |  |  | 500
CHRISTIANA |  | HOSPITAL-CH | 0 | SAME AS CONTROL # | DE |  |  |  | Thermometers; Electronic | 3351996 |  |  | 500
CHRISTIANA |  | HOSPITAL-CH | 0 | SAME AS CONTROL # | DE |  |  |  | Thermometers; Electronic | 3351973 |  |  | 500
CHRISTIANA |  | HOSPITAL-WH | 0 | CD067716 | DE |  |  |  | Tables; Examination/Treatment; Fixed | 23967 |  |  | 1500
CHRISTIANA |  | HOSPITAL-WH | 0 | CD080957 | DE |  |  |  | Tables; Examination/Treatment; Fixed | 26442 |  |  | 1500
CHRISTIANA |  | HCCC | 0 | NONE | DE |  |  |  | Tables; Examination/Treatment; Fixed | 50619 |  |  | 0
CHRISTIANA |  | HOSPITAL-WH | 0 | CD035506 | DE |  |  |  | Tables; Examination/Treatment; Fixed | 22717 |  |  | 1500
CHRISTIANA |  | HOSPITAL-WH | 0 | KCO21157 | DE |  |  |  | Tables; Examination/Treatment; Fixed | 31697 |  |  | 1500
CHRISTIANA |  | HOSPITAL-WH | 0 | KC021156 | DE |  |  |  | Tables; Examination/Treatment; Fixed | 31696 |  |  | 1500
CHRISTIANA |  | HCCC | 0 | CD066602 | DE |  |  |  | Tables; Examination/Treatment; Fixed | 25419 |  |  | 1500
CHRISTIANA |  | HOSPITAL-WH | 0 | CD060592 | DE |  |  |  | Tables; Examination/Treatment; Fixed | 22715 |  |  | 1500
CHRISTIANA |  | HOSPITAL-WH | 0 | CD060564 | DE |  |  |  | Tables; Examination/Treatment; Fixed | 23214 |  |  | 1500
CHRISTIANA |  | HOSPITAL-WH | 0 | CD060599 | DE |  |  |  | Tables; Examination/Treatment; Fixed | 22714 |  |  | 1500
CHRISTIANA |  | HOSPITAL-WH | 0 | CD090530 | DE |  |  |  | Tables; Examination/Treatment; Fixed | 25665 |  |  | 1500
CHRISTIANA |  | HOSPITAL-WH | 0 | KC011033 | DE |  |  |  | Tables; Examination/Treatment; Fixed | 31826 |  |  | 1500
CHRISTIANA |  | HOSPITAL-WH | 0 | CD005087 | DE |  |  |  | Tables; Examination/Treatment; Fixed | 19630 |  |  | 1500
CHRISTIANA |  | HOSPITAL-CH | 0 | ? | DE |  |  |  | Scales; Patient; Floor | 21978 |  |  | 0
CHRISTIANA |  | HOSPITAL-WH | 0 | 0002B0831 | DE |  |  |  | Scales; Patient; Floor | 40454 | ?/FLOOR | HEALTH O METER INC DIV SUNBEAM CORP | 1500
CHRISTIANA |  | HOSPITAL-CH | 0 | ? | DE |  |  |  | Scales; Patient; Floor | 21953 |  |  | 0
CHRISTIANA |  | Hodgson High School | 0 | 109606 | DE |  |  |  | Microscopes; Light; Laboratory | 35272 |  |  | 0
CHRISTIANA |  | HOSPITAL-CH | 0 | NONE | DE |  | 2008-01-20 19:00 |  | Scales; Patient; Floor | 23204 | ?/FLOOR | HEALTH O METER INC DIV SUNBEAM CORP | 700
CHRISTIANA |  | HOSPITAL-WH | 0 | NONE | DE |  |  |  | Scales; Patient; Floor | 22127 | ?/FLOOR | HEALTH O METER INC DIV SUNBEAM CORP | 1000
CHRISTIANA |  | HOSPITAL-CH | 0 | NONE | DE |  |  |  | Scales; Patient; Floor | 24231 | ?/FLOOR | HEALTH O METER INC DIV SUNBEAM CORP | 700
CHRISTIANA |  |  | 0 | 159825 |  |  |  |  | Scales; Patient; Floor | 39737 |  |  | 0
CHRISTIANA |  | Dickinson High School | 0 | 1163901 | DE |  |  |  | Microscopes; Light; Laboratory; Fluorescence | Micro12 |  |  | 499.99
CHRISTIANA |  | HOSPITAL-CH | 0 | 90500066 | DE |  |  |  | Mixers; Clinical Laboratory | 18930 |  |  | 0
CHRISTIANA |  | HOSPITAL-WH | 0 | E25H2083 | DE |  |  |  | Ergometers; Bicycle | 38414 |  |  | 0
CHRISTIANA |  | HOSPITAL-CH | 0 | DKC 89B109 | DE |  |  |  | Cryogenic Blood Banking Equipment (Retired) | 19720 |  |  | 5000
CHRISTIANA |  | HOSPITAL-CH | 0 | NONE | DE |  |  |  | Scales; Patient; Floor | 22132 |  |  | 0
CHRISTIANA |  | Foulkstone Plaza | 0 | NONE | DE |  |  |  | Scales; Patient; Floor | 31102 |  |  | 0
CHRISTIANA |  | Foulkstone Plaza | 0 | NONE | DE |  |  |  | Scales; Patient; Floor | 31104 |  |  | 0
CHRISTIANA |  | Foulkstone Plaza | 0 | NONE | DE |  |  |  | Scales; Patient; Floor | 31106 |  |  | 0
CHRISTIANA |  | HOSPITAL-WH | 0 | NONE | DE |  |  |  | Scales; Patient; Floor | 22126 |  |  | 0
CHRISTIANA |  | HOSPITAL-WH | 0 | NS | DE |  |  |  | Lights; Infrared | 13456 |  |  | 800
CHRISTIANA |  | HOSPITAL-CH | 0 | NONE | DE |  |  |  | Lights; Infrared | 14415 |  |  | 800
CHRISTIANA |  | HOSPITAL-WH | 0 | NS | DE |  |  |  | Lights; Infrared | 13446 |  |  | 800
CHRISTIANA |  | HOSPITAL-CH | 0 | SAME AS CONTROL # | DE |  |  |  | Thermometers; Electronic | 3351960 |  |  | 500
CHRISTIANA |  | HOSPITAL-CH | 0 | SAME AS CONTROL # | DE |  |  |  | Thermometers; Electronic | 3351907 |  |  | 500
CHRISTIANA |  | HOSPITAL-WH | 0 | 513474 | DE |  |  |  | Warming Units | 13451 |  |  | 500
CHRISTIANA |  | HOSPITAL-CH | 0 | SAME AS CONTROL # | DE |  |  |  | Thermometers; Electronic | 3351959 |  |  | 500
CHRISTIANA |  | HOSPITAL-CH | 0 | SAME AS CONTROL # | DE |  |  |  | Thermometers; Electronic | 3351908 |  |  | 500
CHRISTIANA |  | HOSPITAL-WH | 0 | 3473 | DE |  |  |  | Warming Units | 13450 |  |  | 500
CHRISTIANA |  | HOSPITAL-CH | 0 | 3613828 | DE |  |  |  | Thermometers; Electronic | 20853613828 |  |  | 180
CHRISTIANA |  | HOSPITAL-CH | 0 | SAME AS CONTROL # | DE |  |  |  | Thermometers; Electronic | 3351964 |  |  | 500
CHRISTIANA |  | HOSPITAL-CH | 0 | SAME AS CONTROL # | DE |  |  |  | Thermometers; Electronic | 3351913 |  |  | 500
CHRISTIANA |  | HOSPITAL-WH | 0 | 3478 | DE |  |  |  | Warming Units | 13453 |  |  | 500
CHRISTIANA |  | HOSPITAL-CH | 0 | SAME AS CONTROL # | DE |  |  |  | Thermometers; Electronic | 3351931 |  |  | 500
CHRISTIANA |  | HOSPITAL-CH | 0 | SAME AS CONTROL # | DE |  |  |  | Thermometers; Electronic | 3351965 |  |  | 500
CHRISTIANA |  | HOSPITAL-CH | 0 | SAME AS CONTROL # | DE |  |  |  | Thermometers; Electronic | 3351912 |  |  | 500
CHRISTIANA |  | HOSPITAL-WH | 0 | 3480 | DE |  |  |  | Warming Units | 13452 |  |  | 500
CHRISTIANA |  | HOSPITAL-CH | 0 | 3613826 | DE |  |  |  | Thermometers; Electronic | 20853613826 |  |  | 180
CHRISTIANA |  | HOSPITAL-CH | 0 | SAME AS CONTROL # | DE |  |  |  | Thermometers; Electronic | 3351932 |  |  | 500
CHRISTIANA |  | HOSPITAL-CH | 0 | 2085D-3351987 | DE |  |  |  | Thermometers; Electronic | 3351987 |  |  | 500
CHRISTIANA |  | Mount Pleasant High School | 0 | 971619 | DE |  |  |  | Microscopes; Light; Laboratory | 34283 |  |  | 0
CHRISTIANA |  | HOSPITAL-CH | 0 | 3613827 | DE |  |  |  | Thermometers; Electronic | 20853613827 |  |  | 180
CHRISTIANA |  | HOSPITAL-CH | 0 | 26815 | DE |  |  |  | Compression Units | L026815 |  |  | 0
CHRISTIANA |  | HOSPITAL-CH | 0 | 3613845 | DE |  |  |  | Thermometers; Electronic | 20853613845 |  |  | 180
CHRISTIANA |  | HOSPITAL-CH | 0 | SAME AS CONTROL # | DE |  |  |  | Thermometers; Electronic | 3351934 |  |  | 500
CHRISTIANA |  | HOSPITAL-CH | 0 | SAME AS CONTROL # | DE |  |  |  | Thermometers; Electronic | 3351905 |  |  | 500
CHRISTIANA |  | HOSPITAL-CH | 0 | 3613838 | DE |  |  |  | Thermometers; Electronic | 20853613838 |  |  | 180
CHRISTIANA |  | HOSPITAL-CH | 0 | 3613851 | DE |  |  |  | Thermometers; Electronic | 20853613851 |  |  | 180
CHRISTIANA |  | HOSPITAL-CH | 0 | 3613855 | DE |  |  |  | Thermometers; Electronic | 20853613855 |  |  | 180
CHRISTIANA |  | HOSPITAL-WH | 0 | 1987-12-01 | DE |  |  |  | Battery Chargers | 13333 |  |  | 1500
CHRISTIANA |  | HOSPITAL-WH | 0 | NONE | DE |  |  |  | X-Ray Film Processors; Automatic | BI-201 | M6-AW | KODAK CLINICAL DIAGNOSTICS | 5000
CHRISTIANA |  | HOSPITAL-CH | 0 | SAME AS CONTROL # | DE |  |  |  | Thermometers; Electronic | 3351942 |  |  | 500
CHRISTIANA |  | HOSPITAL-CH | 0 | SAME AS CONTROL # | DE |  |  |  | Thermometers; Electronic | 3352038 |  |  | 500
CHRISTIANA |  | HOSPITAL-CH | 0 | SAME AS CONTROL # | DE |  |  |  | Thermometers; Electronic | 3352016 |  |  | 500
CHRISTIANA |  | HOSPITAL-CH | 0 | 16901 | DE |  |  |  | Exercisers; Aerobic; Treadmill | 39566 |  |  | 0
CHRISTIANA |  | HOSPITAL-CH | 0 | 3387069 | DE |  |  |  | Thermometers; Electronic | 3387069 |  |  | 180
CHRISTIANA |  | HOSPITAL-CH | 0 | SAME AS CONTROL # | DE |  |  |  | Thermometers; Electronic | 3351946 |  |  | 500
CHRISTIANA |  | HOSPITAL-CH | 0 | SAME AS CONTROL # | DE |  |  |  | Thermometers; Electronic | 3352020 |  |  | 500
CHRISTIANA |  | HOSPITAL-CH | 0 | SAME AS CONTROL # | DE |  |  |  | Thermometers; Electronic | 3351953 |  |  | 500
CHRISTIANA |  | HOSPITAL-CH | 0 | 16903 | DE |  |  |  | Compression Units | L 016903 |  |  | 0
CHRISTIANA |  | HOSPITAL-CH | 0 | SAME AS CONTROL # | DE |  |  |  | Thermometers; Electronic | 3351952 |  |  | 500
CHRISTIANA |  | HOSPITAL-CH | 0 | SAME AS CONTROL # | DE |  |  |  | Thermometers; Electronic | 3351957 |  |  | 500
CHRISTIANA |  | HOSPITAL-CH | 0 | NONE | DE |  |  |  | View Boxes; X-Ray; Motorized | BI-816 |  |  | 7000
CHRISTIANA |  | HOSPITAL-CH | 0 | SAME AS CONTROL # | DE |  |  |  | Thermometers; Electronic | 3352013 |  |  | 500
CHRISTIANA |  | HOSPITAL-CH | 0 | SAME AS CONTROL # | DE |  |  |  | Thermometers; Electronic | 3352032 |  |  | 500
CHRISTIANA |  | HOSPITAL-CH | 0 | 903648 | DE |  |  |  | Exercisers; Aerobic; Treadmill | 28794 |  |  | 2999.99
CHRISTIANA |  | HOSPITAL-CH | 0 | SAME AS CONTROL # | DE |  |  |  | Thermometers; Electronic | 3351937 |  |  | 500
CHRISTIANA |  | HOSPITAL-CH | 0 | SAME AS CONTROL # | DE |  |  |  | Thermometers; Electronic | 3351956 |  |  | 500
CHRISTIANA |  | HOSPITAL-CH | 0 | NONE | DE |  |  |  | View Boxes; X-Ray; Motorized | BI-824 |  |  | 7000
CHRISTIANA |  | HOSPITAL-CH | 0 | SAME AS CONTROL # | DE |  |  |  | Thermometers; Electronic | 3352031 |  |  | 500
CHRISTIANA |  | HOSPITAL-CH | 0 | SAME AS CONTROL # | DE |  |  |  | Thermometers; Electronic | 3351939 |  |  | 500
CHRISTIANA |  | HOSPITAL-WH | 0 | 3L325061 | DE |  |  |  | Freezers; Laboratory | 34788 |  |  | 0
CHRISTIANA |  | HOSPITAL-CH | 0 | SAME AS CONTROL # | DE |  |  |  | Thermometers; Electronic | 3345397 |  |  | 500
CHRISTIANA |  | HOSPITAL-CH | 0 | SAME AS CONTROL # | DE |  |  |  | Thermometers; Electronic | 3345430 |  |  | 500
CHRISTIANA |  | HOSPITAL-CH | 0 | SAME AS CONTROL # | DE |  |  |  | Thermometers; Electronic | 3351977 |  |  | 500
CHRISTIANA |  | HOSPITAL-WH | 0 | NONE | DE |  |  |  | View Boxes; X-Ray; Motorized | BI-867 |  |  | 7000
CHRISTIANA |  | HOSPITAL-CH | 0 | SAME AS CONTROL # | DE |  |  |  | Thermometers; Electronic | 3351925 |  |  | 500
CHRISTIANA |  | HOSPITAL-CH | 0 | SAME AS CONTROL # | DE |  |  |  | Thermometers; Electronic | 3345396 |  |  | 500
CHRISTIANA |  | HOSPITAL-CH | 0 | SAME AS CONTROL # | DE |  |  |  | Thermometers; Electronic | 3345427 |  |  | 500
CHRISTIANA |  | HOSPITAL-CH | 0 | SAME AS CONTROL # | DE |  |  |  | Thermometers; Electronic | 3351981 |  |  | 500
CHRISTIANA |  | HOSPITAL-CH | 0 | 3613831 | DE |  |  |  | Thermometers; Electronic | 20853613831 |  |  | 180
CHRISTIANA |  | HOSPITAL-WH | 0 | NONE | DE |  |  |  | View Boxes; X-Ray; Motorized | BI-868 |  |  | 7000
CHRISTIANA |  | HOSPITAL-CH | 0 | SAME AS CONTROL # | DE |  |  |  | Thermometers; Electronic | 3351924 |  |  | 500
CHRISTIANA |  | HOSPITAL-CH | 0 | SAME AS CONTROL # | DE |  |  |  | Thermometers; Electronic | 3345401 |  |  | 500
CHRISTIANA |  | HOSPITAL-CH | 0 | 3009 0444 | DE |  |  |  | Defibrillators; External; Automated | L45707 |  |  | 0
CHRISTIANA |  | HOSPITAL-CH | 0 | SAME AS CONTROL # | DE |  |  |  | Thermometers; Electronic | 3345434 |  |  | 500
CHRISTIANA |  | HOSPITAL-CH | 0 | 2085D3343295 | DE |  |  |  | Thermometers; Electronic | 27368 |  |  | 500
CHRISTIANA |  | HOSPITAL-CH | 0 | SAME AS CONTROL # | DE |  |  |  | Thermometers; Electronic | 3351982 |  |  | 500
CHRISTIANA |  | HOSPITAL-CH | 0 | SAME AS CONTROL # | DE |  |  |  | Thermometers; Electronic | 3352004 |  |  | 500
CHRISTIANA |  | HOSPITAL-CH | 0 | SAME AS CONTROL # | DE |  |  |  | Thermometers; Electronic | 3351986 |  |  | 500
CHRISTIANA |  | HOSPITAL-CH | 0 | SAME AS CONTROL # | DE |  |  |  | Thermometers; Electronic | 3352022 |  |  | 500
CHRISTIANA |  | HOSPITAL-CH | 0 | SAME AS CONTROL # | DE |  |  |  | Thermometers; Electronic | 3345431 |  |  | 500
CHRISTIANA |  | HOSPITAL-CH | 0 | SR38900023 | DE |  |  |  | Scales; Infant | 18161 |  |  | 1395
CHRISTIANA |  | HOSPITAL-CH | 0 | 2085D3343297 | DE |  |  |  | Thermometers; Electronic | 27367 |  |  | 500
CHRISTIANA |  | HOSPITAL-CH | 0 | 3614292 | DE |  |  |  | Thermometers; Electronic | 20853614292 | 692 | CARDINAL | 180
CHRISTIANA |  | HOSPITAL-CH | 0 | SAME AS CONTROL # | DE |  |  |  | Thermometers; Electronic | 3351984 |  |  | 500
CHRISTIANA |  | HOSPITAL-CH | 0 | 3613852 | DE |  |  |  | Thermometers; Electronic | 20853613852 |  |  | 180
CHRISTIANA |  | HOSPITAL-CH | 0 | SAME AS CONTROL # | DE |  |  |  | Thermometers; Electronic | 3352028 |  |  | 500
CHRISTIANA |  | HOSPITAL-CH | 0 | SAME AS CONTROL # | DE |  |  |  | Thermometers; Electronic | 3351900 |  |  | 500
CHRISTIANA |  | HOSPITAL-CH | 0 | 2085D3343289 | DE |  |  |  | Thermometers; Electronic | 27361 |  |  | 500
CHRISTIANA |  | HOSPITAL-CH | 0 | SAME AS CONTROL # | DE |  |  |  | Thermometers; Electronic | 3345388 |  |  | 500
CHRISTIANA |  | HOSPITAL-CH | 0 | SAME AS CONTROL # | DE |  |  |  | Thermometers; Electronic | 3351992 |  |  | 500
CHRISTIANA |  | HOSPITAL-CH | 0 | 3613844 | DE |  |  |  | Thermometers; Electronic | 20853613844 |  |  | 180
CHRISTIANA |  | HOSPITAL-CH | 0 | SAME AS CONTROL # | DE |  |  |  | Thermometers; Electronic | 3351901 |  |  | 500
CHRISTIANA |  | HOSPITAL-CH | 0 | SAME AS CONTROL # | DE |  |  |  | Thermometers; Electronic | 3345387 |  |  | 500
CHRISTIANA |  | HOSPITAL-CH | 0 | SAME AS CONTROL # | DE |  |  |  | Thermometers; Electronic | 3352010 |  |  | 500
CHRISTIANA |  | HOSPITAL-CH | 0 | SAME AS CONTROL # | DE |  |  |  | Thermometers; Electronic | 3351990 |  |  | 500
CHRISTIANA |  | HOSPITAL-CH | 0 | 3613849 | DE |  |  |  | Thermometers; Electronic | 20853613849 |  |  | 180
CHRISTIANA |  | HOSPITAL-CH | 0 | SAME AS CONTROL # | DE |  |  |  | Thermometers; Electronic | 3345418 |  |  | 500
CHRISTIANA |  | HOSPITAL-CH | 0 | 3613854 | DE |  |  |  | Thermometers; Electronic | 20853613854 |  |  | 180
CHRISTIANA |  | HOSPITAL-CH | 0 | SAME AS CONTROL # | DE |  |  |  | Thermometers; Electronic | 3351902 |  |  | 500
CHRISTIANA |  | HOSPITAL-CH | 0 | SAME AS CONTROL # | DE |  |  |  | Thermometers; Electronic | 3352011 |  |  | 500
CHRISTIANA |  | HOSPITAL-WH | 0 | NONE | DE |  |  |  | View Boxes; X-Ray; Motorized | BI-862 |  |  | 7000
CHRISTIANA |  | HOSPITAL-CH | 0 | SAME AS CONTROL # | DE |  |  |  | Thermometers; Electronic | 3351923 |  |  | 500
CHRISTIANA |  | HOSPITAL-CH | 0 | 3613816 | DE |  |  |  | Thermometers; Electronic | 20853613816 |  |  | 180
CHRISTIANA |  | HOSPITAL-CH | 0 | 3613814 | DE |  |  |  | Thermometers; Electronic | 20853613814 |  |  | 180
CHRISTIANA |  | HOSPITAL-CH | 0 | SAME AS CONTROL # | DE |  |  |  | Thermometers; Electronic | 3345389 |  |  | 500
CHRISTIANA |  | HOSPITAL-WH | 0 | NONE | DE |  |  |  | View Boxes; X-Ray; Motorized | BI-864 |  |  | 7000
CHRISTIANA |  | HOSPITAL-CH | 0 | 7204201586 | DE |  |  |  | Refrigerators; Laboratory | 32537 |  |  | 0
CHRISTIANA |  | HOSPITAL-CH | 0 | 10-520-1294 | DE |  |  |  | Analyzers; Laboratory; Immunoassay; Photometric | 36278 |  |  | 9999.99
CHRISTIANA |  | HOSPITAL-CH | 0 | 3921 | DE |  |  |  | Compression Units | L 003921 |  |  | 0
CHRISTIANA |  | HOSPITAL-CH | 0 | SAME AS CONTROL # | DE |  |  |  | Thermometers; Electronic | 3351999 |  |  | 500
CHRISTIANA |  | WH SURGI | 0 | 87866 | DE |  |  |  | Microscopes; Light; Operating | 15425 |  |  | 40000
CHRISTIANA |  | HOSPITAL-CH | 0 | 565-02520 | DE |  |  |  | Infusion Pumps; Micro | 11328 |  |  | 3200
CHRISTIANA |  | HOSPITAL-CH | 0 | SAME AS CONTROL # | DE |  |  |  | Thermometers; Electronic | 3345380 |  |  | 500
CHRISTIANA |  | HOSPITAL-CH | 0 | SAME AS CONTROL # | DE |  |  |  | Thermometers; Electronic | 3352000 |  |  | 500
CHRISTIANA |  | HOSPITAL-CH | 0 | 3614273 | DE |  |  |  | Thermometers; Electronic | 20853614273 |  |  | 180
CHRISTIANA |  | HOSPITAL-WH | 0 | NONE | DE |  |  |  | View Boxes; X-Ray; Motorized | BI-870 |  |  | 7000
CHRISTIANA |  | HOSPITAL-CH | 0 | 3613853 | DE |  |  |  | Thermometers; Electronic | 20853613853 |  |  | 180
CHRISTIANA |  | HOSPITAL-CH | 0 | 2085D3343296 | DE |  |  |  | Thermometers; Electronic | 3343296 |  |  | 500
CHRISTIANA |  | HOSPITAL-CH | 0 | SAME AS CONTROL # | DE |  |  |  | Thermometers; Electronic | 3345383 |  |  | 500
CHRISTIANA |  | HOSPITAL-CH | 0 | SAME AS CONTROL # | DE |  |  |  | Thermometers; Electronic | 3351966 |  |  | 500
CHRISTIANA |  | HOSPITAL-CH | 0 | 3613832 | DE |  |  |  | Thermometers; Electronic | 20853613832 |  |  | 180
CHRISTIANA |  | HOSPITAL-CH | 0 | 3614281 | DE |  |  |  | Thermometers; Electronic | 20853614281 |  |  | 180
CHRISTIANA |  | HOSPITAL-CH | 0 | SAME AS CONTROL # | DE |  |  |  | Thermometers; Electronic | 3345382 |  |  | 500
CHRISTIANA |  | HOSPITAL-WH | 0 | 4-71158 U-5004 0038 | DE |  |  |  | Exercise Stairs; Motorized | 52103 |  |  | 0
CHRISTIANA |  | HOSPITAL-CH | 0 | 9908-17 | DE |  |  |  | Radiofrequency Therapy Systems; Angioplasty | 29500 |  |  | 12000
CHRISTIANA |  | HOSPITAL-WH | 0 | NONE | DE |  |  |  | View Boxes; X-Ray; Motorized | BI-872 |  |  | 7000
CHRISTIANA |  | HOSPITAL-WH | 0 | 600531 | DE |  |  |  | Microscopes; Light; Laboratory; Fluorescence | 32073 |  |  | 0
CHRISTIANA |  | HOSPITAL-CH | 0 | SAME AS CONTROL # | DE |  |  |  | Thermometers; Electronic | 3345404 |  |  | 500
CHRISTIANA |  | HOSPITAL-CH | 0 | 3614285 | DE |  |  |  | Thermometers; Electronic | 20853614285 |  |  | 180
CHRISTIANA |  | HOSPITAL-CH | 0 | SAME AS CONTROL # | DE |  |  |  | Thermometers; Electronic | 3345371 |  |  | 500
CHRISTIANA |  | HOSPITAL-CH | 0 | SAME AS CONTROL # | DE |  |  |  | Thermometers; Electronic | 3351968 |  |  | 500
CHRISTIANA |  | HOSPITAL-CH | 0 | NONE | DE |  |  |  | View Boxes; X-Ray; Motorized | BI-811 |  |  | 7000
CHRISTIANA |  | HOSPITAL-CH | 0 | SAME AS CONTROL # | DE |  |  |  | Thermometers; Electronic | 3345408 |  |  | 500
CHRISTIANA |  | HOSPITAL-CH | 0 | 3614287 | DE |  |  |  | Thermometers; Electronic | 20853614287 |  |  | 180
CHRISTIANA |  | HOSPITAL-CH | 0 | SAME AS CONTROL # | DE |  |  |  | Thermometers; Electronic | 3345370 |  |  | 500
CHRISTIANA |  | HOSPITAL-CH | 0 | SAME AS CONTROL # | DE |  |  |  | Thermometers; Electronic | 3351969 |  |  | 500
CHRISTIANA |  | HOSPITAL-CH | 0 | SAME AS CONTROL # | DE |  |  |  | Thermometers; Electronic | 3351916 |  |  | 500
CHRISTIANA |  | HOSPITAL-CH | 0 | SAME AS CONTROL # | DE |  |  |  | Thermometers; Electronic | 3345411 |  |  | 500
CHRISTIANA |  | HOSPITAL-CH | 0 | 3614277 | DE |  |  |  | Thermometers; Electronic | 20853614277 |  |  | 180
CHRISTIANA |  | HOSPITAL-CH | 0 | SAME AS CONTROL # | DE |  |  |  | Thermometers; Electronic | 3351995 |  |  | 500
CHRISTIANA |  | HOSPITAL-CH | 0 | 43209 | DE |  |  |  | Compression Units | L 043209 |  |  | 0
CHRISTIANA |  | MAP II | 0 | LIC #5501 | DE |  |  |  | Electronystagmographs | 41644 |  |  | 0
CHRISTIANA |  | HOSPITAL-CH | 0 | SAME AS CONTROL # | DE |  |  |  | Thermometers; Electronic | 3351974 |  |  | 500
CHRISTIANA |  | HOSPITAL-CH | 0 | SAME AS CONTROL # | DE |  |  |  | Thermometers; Electronic | 3345372 |  |  | 500
CHRISTIANA |  | HOSPITAL-CH | 0 | SAME AS CONTROL # | DE |  |  |  | Thermometers; Electronic | 3351921 |  |  | 500
CHRISTIANA |  | HOSPITAL-WH | 0 | KC032198 | DE |  |  |  | Tables; Examination/Treatment; Fixed | 36383 |  |  | 1500
CHRISTIANA |  | HOSPITAL-WH | 0 | CD068473 | DE |  |  |  | Tables; Examination/Treatment; Fixed | 24240 |  |  | 1500
CHRISTIANA |  | PMRI | 0 | BS054964 | DE |  |  |  | Tables; Examination/Treatment; Fixed | 23222 |  |  | 1500
CHRISTIANA |  | HOSPITAL-WH | 0 | CD094946 | DE |  |  |  | Tables; Examination/Treatment; Fixed | 26327 |  |  | 1500
CHRISTIANA |  | HOSPITAL-WH | 0 | CD080956 | DE |  |  |  | Tables; Examination/Treatment; Fixed | 24295 |  |  | 1500
CHRISTIANA |  | HOSPITAL-WH | 0 | CD060600 | DE |  |  |  | Tables; Examination/Treatment; Fixed | 22716 |  |  | 1500
CHRISTIANA |  | HOSPITAL-WH | 0 | CD091906 | DE |  |  |  | Tables; Examination/Treatment; Fixed | 26446 |  |  | 1500
CHRISTIANA |  | HOSPITAL-WH | 0 | KC021154 | DE |  |  |  | Tables; Examination/Treatment; Fixed | 31695 |  |  | 1500
CHRISTIANA |  | HOSPITAL-WH | 0 | CD097048 | DE |  |  |  | Tables; Examination/Treatment; Fixed | 26450 |  |  | 1500
CHRISTIANA |  | HOSPITAL-WH | 0 | KC021155 | DE |  |  |  | Tables; Examination/Treatment; Fixed | 31694 |  |  | 1500
CHRISTIANA |  | HOSPITAL-WH | 0 | KE010423 | DE |  |  |  | Tables; Examination/Treatment; Fixed | 31699 |  |  | 1500
CHRISTIANA |  | HOSPITAL-WH | 0 | KE009212 | DE |  |  |  | Tables; Examination/Treatment; Fixed | 31700 |  |  | 1500
CHRISTIANA |  | HOSPITAL-WH | 0 | CD062435 | DE |  |  |  | Tables; Examination/Treatment; Fixed | 22719 |  |  | 1500
CHRISTIANA |  | PMRI | 0 | KE013356 | DE |  |  |  | Tables; Examination/Treatment; Fixed | 29462 |  |  | 1500
CHRISTIANA |  | HOSPITAL-WH | 0 | CD081925 | DE |  |  |  | Tables; Examination/Treatment; Fixed | 25663 |  |  | 1500
CHRISTIANA |  | HOSPITAL-WH | 0 | CD089996 | DE |  |  |  | Tables; Examination/Treatment; Fixed | 25664 |  |  | 1500
CHRISTIANA |  | HOSPITAL-WH | 0 | CD091507 | DE |  |  |  | Tables; Examination/Treatment; Fixed | 25668 |  |  | 1500
CHRISTIANA |  | HOSPITAL-CH | 0 | NONE | DE |  |  |  | Scales; Patient; Floor | 21983 | ?/FLOOR | HEALTH O METER INC DIV SUNBEAM CORP | 1000
CHRISTIANA |  | HCCC | 0 | NONE | DE |  |  |  | Scales; Patient; Floor | 21958 |  |  | 0
CHRISTIANA |  | HOSPITAL-CH | 0 | ? | DE |  |  |  | Scales; Patient; Floor | 21957 | ?/FLOOR | HEALTH O METER INC DIV SUNBEAM CORP | 1000
CHRISTIANA |  | HOSPITAL-CH | 0 | NONE | DE |  |  |  | Scales; Patient; Floor | 24232 | ?/FLOOR | HEALTH O METER INC DIV SUNBEAM CORP | 700
CHRISTIANA |  | HOSPITAL-CH | 0 | 9000 | DE |  |  |  | Scales; Patient; Floor | 21981 | ?/FLOOR | HEALTH O METER INC DIV SUNBEAM CORP | 1000
CHRISTIANA |  |  | 0 | NONE |  |  |  |  | Scales; Patient; Floor | 26048 | ?/FLOOR | HEALTH O METER INC DIV SUNBEAM CORP | 1000
CHRISTIANA |  | Foulkstone Plaza | 0 | 2006-01532 | DE |  |  |  | Baths; Paraffin; Physical Therapy | 46826 |  |  | 0
CHRISTIANA |  | Middletown Care Center(Sleepy Hollow) | 0 | NONE | DE |  |  |  | Scales; Patient; Floor | 27740 |  |  | 0
CHRISTIANA |  |  | 0 | 400-GYF |  |  |  |  | Scales; Patient; Floor | 39736 |  |  | 0
CHRISTIANA |  | HOSPITAL-WH | 0 | ?? | DE |  |  |  |  | 19812 | ??? | Toshiba America Medical Systems Inc | 5000
CHRISTIANA |  | HOSPITAL-WH | 0 | 7832 | DE |  |  |  | Scales; Clinical; Laboratory | 22173 |  |  | 0
CHRISTIANA |  | Foulkstone Plaza | 0 | NONE | DE |  |  |  | Scales; Patient; Floor | 31105 |  |  | 0
CHRISTIANA |  | HOSPITAL-CH | 0 | 38802210 | DE |  |  |  | Scales; Infant | 18954 |  |  | 0
CHRISTIANA |  | HOSPITAL-CH | 0 | ? | DE |  |  |  | View Boxes; X-Ray; Motorized | BI-660 |  |  | 0
CHRISTIANA |  | HOSPITAL-CH | 0 | ? | DE |  |  |  | View Boxes; X-Ray; Motorized | BI-659 |  |  | 0
CHRISTIANA |  | HOSPITAL-WH | 0 | NONE | DE |  |  |  | Lights; Infrared | 13448 |  |  | 800
CHRISTIANA |  | HOSPITAL-WH | 0 | 10 | DE |  |  |  | Lights; Infrared | 13445 |  |  | 800
CHRISTIANA |  | HOSPITAL-WH | 0 | NS | DE |  |  |  | Lights; Infrared | 13457 |  |  | 800
CHRISTIANA |  | HOSPITAL-CH | 0 | 15100273 | DE |  | 2017-01-10 19:00 |  | Radiographic Units; Mobile | 61968 | 9890-010-89521 RADIOGRAPHIC; MOBILE | PHILIPS MEDICAL SYSTEMS NORTH AMERICA | 350000
CHRISTIANA |  | HOSPITAL-WH | 0 | 146420 | DE |  | 2019-04-01 06:59 |  | Automation Systems; Medication Dispensing; Clinical Pharmacy | 67975 | XT MED 2-CELL CABINET - MED-FRM-102 | Omnicell Inc | 75000 | Purchased
CHRISTIANA |  | HOSPITAL-CH | 0 | 115410000000 | DE |  | 2016-05-25 20:00 |  | Electrocardiographs; Multichannel; Interpretive | 62226 | Resting Electrocardiograph ELI 280 | Mortara Instrument Inc | 7839 | Purchased
CHRISTIANA |  | HOSPITAL-CH | 49735.5 | 19226 | DE |  | 2009-02-03 19:00 |  | Scanning Systems; Magnetic Resonance Imaging | 41670 | PANORAMA 1.0T | PHILIPS MEDICAL SYSTEMS NORTH AMERICA | 1250000 | Purchased
CHRISTIANA |  | HOSPITAL-CH | 0 | HD004718 | DE |  | 2012-04-08 20:00 |  | TELEMETRY UNITS | CF229 | 406 | CARDINAL | 3200
CHRISTIANA |  | HOSPITAL-WH | 0 | 5RY50C3 | DE |  | 2019-04-01 06:59 |  | Electroencephalographs | 65537 | EEG TOWER | XLTEK A Natus Medical Co | 46511 | Purchased
CHRISTIANA |  | HOSPITAL-CH | 0 | HD004645 | DE |  | 2012-03-14 20:00 |  | TELEMETRY UNITS | CF189 | 406 | CARDINAL | 3200
CHRISTIANA |  | HOSPITAL-CH | 0 | 35556c616g | DE |  | 2018-01-14 19:00 |  | Scanning Systems; Ultrasonic; Portable | t0075 | ZS3 SCANNER; ULTRASONIC PORTABLE | ZONARE Medical Systems Inc | 78600
CHRISTIANA |  | HOSPITAL-CH | 0 | NONE | DE |  | 2014-04-20 20:00 |  | Stereotactic Systems; Neurosurgical; Frameless | 54039 | stealth s7 | MEDTRONIC NAVIGATION INC | 157500 | Purchased
CHRISTIANA |  | Riverside Medical Arts Complex | 0 | B0G1YV | DE |  | 2018-10-01 20:00 |  | Scanning Systems; Ultrasonic; General-Purpose | 66334 | IU22 | PHILIPS MEDICAL SYSTEMS NORTH AMERICA | 32000 | Purchased
CHRISTIANA |  | HOSPITAL-CH | 0 | HD002081 | DE |  | 2012-04-08 20:00 |  | TELEMETRY UNITS | CF202 | 406 | CARDINAL | 3200
CHRISTIANA |  | HOSPITAL-CH | 0 | SJS15516032TA | DE |  | 2016-02-16 19:00 |  | Monitoring Systems; Physiologic; Hemodynamic | 61929 | MAC LAB MONITORING; PHYSIOLOGICAL | GE MEDICAL SYSTEMS | 15000 | Purchased
CHRISTIANA |  | HOSPITAL-CH | 0 | HD005654 | DE |  | 2012-07-18 20:00 |  | TELEMETRY UNITS | CF265 | 406 | CARDINAL | 3200
CHRISTIANA |  | Smyrna Health & Wellness Center | 0 | DE580A6831 | DE |  | 2017-05-04 20:00 |  | MONITORING SYSTEMS; Physiologic; Acute Care | 64704 | M8105A MP 5 | PHILIPS MEDICAL SYSTEMS CARDIAC & MONITORING SYSTEMS DIV | 1140
CHRISTIANA |  | HOSPITAL-CH | 0 | HD005614 | DE |  | 2012-04-08 20:00 |  | TELEMETRY UNITS | CF200 | 408 | CARDINAL | 3200
CHRISTIANA |  | HOSPITAL-CH | 0 | DE50864733 | DE |  | 2017-12-07 19:00 |  | MONITORING SYSTEMS; Physiologic; Acute Care | 66265 | MX800 | PHILIPS MEDICAL SYSTEMS CARDIAC & MONITORING SYSTEMS DIV | 15000
CHRISTIANA |  | HOSPITAL-CH | 0 | 612247WX7 | DE |  | 2017-10-05 20:00 |  | Probes; Ultrasonic | 612247WX7 | E8Cs-Rs | GE Healthcare USA | 15000
CHRISTIANA |  | HOSPITAL-CH | 0 | 052-08102-001 | DE |  | 2015-05-10 20:00 |  | Scanning Systems; Ultrasonic; Vascular | 57400 | Imaging System S5 | Volcano Corp | 35000
CHRISTIANA |  | HOSPITAL-CH | 0 | HD003857 | DE |  | 2012-04-08 20:00 |  | TELEMETRY UNITS | CF196 | 408 | CARDINAL | 3200
CHRISTIANA |  | Star Campus | 0 | DE580A6832 | DE |  | 2017-05-04 20:00 |  | MONITORING SYSTEMS; Physiologic; Acute Care | 64697 | M8105A MP 5 | PHILIPS MEDICAL SYSTEMS CARDIAC & MONITORING SYSTEMS DIV | 1140
CHRISTIANA |  | HOSPITAL-CH | 0 | HD001900 | DE |  | 2012-03-20 20:00 |  | TELEMETRY UNITS | CF146 | 408 | CARDINAL | 3200
CHRISTIANA |  | Neuroscience Center | 0 | BPE012011-A5 | DE |  | 2015-02-08 19:00 |  | Polysomnographs; Portable | 57093 | SomnoStar Sleep System Z4 | CareFusion Respiratory | 7115
CHRISTIANA |  | Smyrna Health & Wellness Center | 0 | DE580A6839 | DE |  | 2017-05-04 20:00 |  | MONITORING SYSTEMS; Physiologic; Acute Care | 64703 | M8105A MP 5 | PHILIPS MEDICAL SYSTEMS CARDIAC & MONITORING SYSTEMS DIV | 15000
CHRISTIANA |  | Glasgow Medical Center | 0 | DE580A6836 | DE |  | 2017-05-04 20:00 |  | MONITORING SYSTEMS; Physiologic; Acute Care | 64700 | M8105A MP 5 | PHILIPS MEDICAL SYSTEMS CARDIAC & MONITORING SYSTEMS DIV | 15000
CHRISTIANA |  | HOSPITAL-WH | 0 | 7000394 | DE |  | 2017-05-10 20:00 |  | Workstations; PICTURE ARCHIVING AND COMMUNICATION; DICOM CD/DVD | 60723 | TIMS DICOM System 2000 | TIMS Medical Div Foresight Imaging | 22495 | Purchased
CHRISTIANA |  | Neuroscience Center | 0 | BPE012011-A2 | DE |  | 2015-02-08 19:00 |  | Polysomnographs; Portable | 57097 | SomnoStar Sleep System Z4 | CareFusion Respiratory | 7115
CHRISTIANA |  | Smyrna Health & Wellness Center | 0 | DE580A6838 | DE |  | 2017-05-04 20:00 |  | MONITORING SYSTEMS; Physiologic; Acute Care | 64702 | M8105A MP 5 | PHILIPS MEDICAL SYSTEMS CARDIAC & MONITORING SYSTEMS DIV | 15000 | Purchased
CHRISTIANA |  | HOSPITAL-WH | 0 | 146491 | DE |  | 2019-04-01 06:59 |  | Automation Systems; Medication Dispensing; Clinical Pharmacy | 67974 | XT MED 2-CELL CABINET - MED-FRM-102 | Omnicell Inc | 75000 | Purchased
CHRISTIANA |  | HOSPITAL-CH | 0 | HD003116 | DE |  | 2012-04-08 20:00 |  | TELEMETRY UNITS | CF233 | 406 | CARDINAL | 3200
CHRISTIANA |  | CANCER CENTER | 0 | 66222290 | DE |  |  |  | Laser Imagers | 46049 | DryPix Dry Imager 4000 | FUJI PHOTO FILM CO LTD | 0
CHRISTIANA |  | HOSPITAL-CH | 0 | DE61746581 | DE |  | 2006-08-17 20:00 |  | MONITORING SYSTEMS; Physiologic; Acute Care | 39271 | M8007A MP70 | PHILIPS MEDICAL SYSTEMS CARDIAC & MONITORING SYSTEMS DIV | 14356.83 | Purchased
CHRISTIANA |  | HOSPITAL-CH | 0 | 5104A25980 | DE |  |  |  | Data Management Systems; ECG | 47841 | M3155B | PHILIPS MEDICAL SYSTEMS CARDIAC & MONITORING SYSTEMS DIV | 25000
CHRISTIANA |  | HOSPITAL-CH | 0 | 5104A25985 | DE |  |  |  | Data Management Systems; ECG | 47842 | M3155B | PHILIPS MEDICAL SYSTEMS CARDIAC & MONITORING SYSTEMS DIV | 25000
CHRISTIANA |  | HOSPITAL-CH | 0 | 5220A32210 | DE |  |  |  | Printers; Computer/Network | 49659 | M3151 | PHILIPS MEDICAL SYSTEMS CARDIAC & MONITORING SYSTEMS DIV | 0
CHRISTIANA |  | HOSPITAL-CH | 0 | DE84389785 | DE |  | 2005-08-30 20:00 |  | MONITORING SYSTEMS; Physiologic; Acute Care | 46239 | M8007A MP70 | PHILIPS MEDICAL SYSTEMS CARDIAC & MONITORING SYSTEMS DIV | 14356.83 | Purchased
CHRISTIANA |  | HOSPITAL-CH | 0 | DE61746625 | DE |  | 2006-08-17 20:00 |  | MONITORING SYSTEMS; Physiologic; Acute Care | 39267 | M8007A MP70 | PHILIPS MEDICAL SYSTEMS CARDIAC & MONITORING SYSTEMS DIV | 14356.83 | Purchased
CHRISTIANA |  | HOSPITAL-CH | 0 | US61411570 | DE |  | 2014-07-02 20:00 |  | Electrocardiographs; Multichannel | 54257 | TC 70 | PHILIPS MEDICAL SYSTEMS CARDIAC & MONITORING SYSTEMS DIV | 15735
CHRISTIANA |  | HOSPITAL-CH | 0 | DE61746589 | DE |  | 2006-08-17 20:00 |  | MONITORING SYSTEMS; Physiologic; Acute Care | 39269 | M8007A MP70 | PHILIPS MEDICAL SYSTEMS CARDIAC & MONITORING SYSTEMS DIV | 14356.83 | Purchased
CHRISTIANA |  | HOSPITAL-CH | 0 | 5220A32211 | DE |  |  |  | Data Management Systems; ECG | 49660 | M3151 | PHILIPS MEDICAL SYSTEMS CARDIAC & MONITORING SYSTEMS DIV | 0
CHRISTIANA |  | HOSPITAL-CH | 0 | DE61746587 | DE |  | 2006-08-17 20:00 |  | MONITORING SYSTEMS; Physiologic; Acute Care | 39252 | M8007A MP70 | PHILIPS MEDICAL SYSTEMS CARDIAC & MONITORING SYSTEMS DIV | 14356.83 | Purchased
CHRISTIANA |  | HOSPITAL-CH | 0 | DE61746591 | DE |  | 2006-08-17 20:00 |  | MONITORING SYSTEMS; Physiologic; Acute Care | 39261 | M8007A MP70 | PHILIPS MEDICAL SYSTEMS CARDIAC & MONITORING SYSTEMS DIV | 14356.83 | Purchased
CHRISTIANA |  | HOSPITAL-CH | 0 | DE52036505 | DE |  | 2005-08-30 20:00 |  | MONITORING SYSTEMS; Physiologic; Acute Care | 38009 | M8007A MP70 | PHILIPS MEDICAL SYSTEMS CARDIAC & MONITORING SYSTEMS DIV | 14356.83 | Purchased
CHRISTIANA |  | HOSPITAL-CH | 0 | 453564000000 | DE |  | 2011-02-17 19:00 |  | Data Management Systems; ECG | 46570 | M3155B | PHILIPS MEDICAL SYSTEMS CARDIAC & MONITORING SYSTEMS DIV | 25000
CHRISTIANA |  | HOSPITAL-CH | 0 | 5249A33395 | DE |  |  |  | Data Management Systems; Patient | 52779 | RP5800-866023 PIICIX PC | PHILIPS MEDICAL SYSTEMS CARDIAC & MONITORING SYSTEMS DIV | 25000
CHRISTIANA |  | HOSPITAL-CH | 0 | DE44029207 | DE |  | 2006-01-02 19:00 |  | MONITORING SYSTEMS; Physiologic; Acute Care | 38649 | MP50 | PHILIPS MEDICAL SYSTEMS CARDIAC & MONITORING SYSTEMS DIV | 15000 | Purchased
CHRISTIANA |  | HOSPITAL-CH | 0 | DE44029243 | DE |  | 2006-01-02 19:00 |  | MONITORING SYSTEMS; Physiologic; Acute Care | 38648 | MP50 | PHILIPS MEDICAL SYSTEMS CARDIAC & MONITORING SYSTEMS DIV | 15000 | Purchased
CHRISTIANA |  | HOSPITAL-CH | 0 | 4932A03897 | DE |  |  |  | Data Management Systems; ECG | 47199 | M3155B | PHILIPS MEDICAL SYSTEMS CARDIAC & MONITORING SYSTEMS DIV | 25000
CHRISTIANA |  | HOSPITAL-CH | 0 | DE61746579 | DE |  | 2006-08-17 20:00 |  | MONITORING SYSTEMS; Physiologic; Acute Care | 39354 | M8007A MP70 | PHILIPS MEDICAL SYSTEMS CARDIAC & MONITORING SYSTEMS DIV | 14356.83 | Purchased
CHRISTIANA |  | HOSPITAL-CH | 0 | DE61749128 | DE |  | 2013-10-02 20:00 |  | MONITORING SYSTEMS; Physiologic; Acute Care | 52759 | M8007A MP70 | PHILIPS MEDICAL SYSTEMS CARDIAC & MONITORING SYSTEMS DIV | 14356.83 | Purchased
CHRISTIANA |  | HOSPITAL-CH | 0 | DE44029206 | DE |  | 2006-01-02 19:00 |  | MONITORING SYSTEMS; Physiologic; Acute Care | 38652 | MP50 | PHILIPS MEDICAL SYSTEMS CARDIAC & MONITORING SYSTEMS DIV | 15000 | Purchased
CHRISTIANA |  | HOSPITAL-CH | 0 | DE61746596 | DE |  | 2006-08-17 20:00 |  | MONITORING SYSTEMS; Physiologic; Acute Care | 39246 | M8007A MP70 | PHILIPS MEDICAL SYSTEMS CARDIAC & MONITORING SYSTEMS DIV | 14356.83 | Purchased
CHRISTIANA |  | HOSPITAL-CH | 0 | DE61746583 | DE |  | 1996-07-30 20:00 |  | MONITORING SYSTEMS; Physiologic; Acute Care | 39244 | M8007A MP70 | PHILIPS MEDICAL SYSTEMS CARDIAC & MONITORING SYSTEMS DIV | 14356.83 | Purchased
CHRISTIANA |  | HOSPITAL-CH | 0 | DE61746601 | DE |  | 2006-08-17 20:00 |  | MONITORING SYSTEMS; Physiologic; Acute Care | 39247 | M8007A MP70 | PHILIPS MEDICAL SYSTEMS CARDIAC & MONITORING SYSTEMS DIV | 14356.83 | Purchased
CHRISTIANA |  | HOSPITAL-CH | 0 | DE61746598 | DE |  | 2006-08-17 20:00 |  | MONITORING SYSTEMS; Physiologic; Acute Care | 39281 | M8007A MP70 | PHILIPS MEDICAL SYSTEMS CARDIAC & MONITORING SYSTEMS DIV | 14356.83 | Purchased
CHRISTIANA |  | HOSPITAL-CH | 0 | DE61746592 | DE |  | 2006-08-17 20:00 |  | MONITORING SYSTEMS; Physiologic; Acute Care | 39277 | M8007A MP70 | PHILIPS MEDICAL SYSTEMS CARDIAC & MONITORING SYSTEMS DIV | 14356.83 | Purchased
CHRISTIANA |  | HOSPITAL-CH | 0 | DE61746588 | DE |  | 2006-08-17 20:00 |  | MONITORING SYSTEMS; Physiologic; Acute Care | 39250 | M8007A MP70 | PHILIPS MEDICAL SYSTEMS CARDIAC & MONITORING SYSTEMS DIV | 14356.83 | Purchased
CHRISTIANA |  | HOSPITAL-CH | 0 | DE61746620 | DE |  | 2006-08-17 20:00 |  | MONITORING SYSTEMS; Physiologic; Acute Care | 39279 | M8007A MP70 | PHILIPS MEDICAL SYSTEMS CARDIAC & MONITORING SYSTEMS DIV | 14356.83 | Purchased
CHRISTIANA |  | HOSPITAL-CH | 0 | DE61746586 | DE |  | 2006-08-17 20:00 |  | MONITORING SYSTEMS; Physiologic; Acute Care | 39273 | M8007A MP70 | PHILIPS MEDICAL SYSTEMS CARDIAC & MONITORING SYSTEMS DIV | 14356.83 | Purchased
CHRISTIANA |  | HOSPITAL-CH | 0 | DE44029241 | DE |  | 2006-01-02 19:00 |  | MONITORING SYSTEMS; Physiologic; Acute Care | 38643 | MP50 | PHILIPS MEDICAL SYSTEMS CARDIAC & MONITORING SYSTEMS DIV | 15000 | Purchased
CHRISTIANA |  | HOSPITAL-CH | 0 | DE61746578 | DE |  | 2006-08-17 20:00 |  | MONITORING SYSTEMS; Physiologic; Acute Care | 39275 | M8007A MP70 | PHILIPS MEDICAL SYSTEMS CARDIAC & MONITORING SYSTEMS DIV | 14356.83 | Purchased
CHRISTIANA |  | HOSPITAL-CH | 0 | DE61746621 | DE |  | 2006-08-17 20:00 |  | MONITORING SYSTEMS; Physiologic; Acute Care | 39047 | M8007A MP70 | PHILIPS MEDICAL SYSTEMS CARDIAC & MONITORING SYSTEMS DIV | 14356.83 | Purchased
CHRISTIANA |  | HOSPITAL-CH | 0 | DE61746599 | DE |  | 2006-08-17 20:00 |  | MONITORING SYSTEMS; Physiologic; Acute Care | 39258 | M8007A MP70 | PHILIPS MEDICAL SYSTEMS CARDIAC & MONITORING SYSTEMS DIV | 14356.83 | Purchased
CHRISTIANA |  | HOSPITAL-CH | 0 | TD130283M | DE |  | 2013-10-22 20:00 |  | Flowmeters; Blood; Ultrasonic; Transcranial | 52794 | Nicolet SONARA Transcranial Doppler Syst | CareFusion Respiratory | 25000 | Purchased
CHRISTIANA |  | HOSPITAL-CH | 0 | PWH0350 | DE |  | 2008-09-30 20:00 |  | Flowmeters; Blood; Ultrasonic; Transcranial | 42014 | Nicolet SONARA Transcranial Doppler Syst | CareFusion Respiratory | 25000 | Purchased
CHRISTIANA |  | HOSPITAL-CH | 77138 | 688 | DE |  | 2013-06-16 20:00 |  | Radiographic/Fluoroscopic Units; Mobile | 51256 | O-ARM 2000 | Medtronic Inc | 637795 | Purchased
CHRISTIANA |  | HOSPITAL-CH | 0 | 144 | DE |  | 2007-03-28 20:00 |  | Radiographic/Fluoroscopic Systems; General-Purpose | 39590 | 722005 FD10/10 | PHILIPS MEDICAL SYSTEMS NORTH AMERICA | 950000
CHRISTIANA |  | HOSPITAL-CH | 0 | DE728a99292 | DE |  | 2012-11-23 19:00 |  | MONITORING SYSTEMS; Physiologic; Acute Care | 50470 | M8002A MP30 | PHILIPS MEDICAL SYSTEMS CARDIAC & MONITORING SYSTEMS DIV | 60171.04 | Purchased
CHRISTIANA |  | HOSPITAL-CH | 0 | 2UA4330CT5 | DE |  | 2014-10-01 20:00 |  | PHYSIOLOGIC RECORDING SYSTEMS | 54731 | XIM HOST | PHILIPS MEDICAL SYSTEMS NORTH AMERICA | 26730.32 | Purchased
CHRISTIANA |  | HOSPITAL-CH | 0 | 2UA4040SWB | DE |  | 2014-02-20 19:00 |  | PHYSIOLOGIC RECORDING SYSTEMS | 54045 | XIM HOST | PHILIPS MEDICAL SYSTEMS NORTH AMERICA | 2500 | Purchased
CHRISTIANA |  | HOSPITAL-CH | 0 | DE728A9272 | DE |  | 2012-11-23 19:00 |  | MONITORING SYSTEMS; Physiologic; Acute Care | 50477 | M8002A MP30 | PHILIPS MEDICAL SYSTEMS CARDIAC & MONITORING SYSTEMS DIV | 60171.04 | Purchased
CHRISTIANA |  | HOSPITAL-CH | 0 | DE72869093 | DE |  | 2005-12-26 19:00 |  | MONITORING SYSTEMS; Physiologic; Acute Care | 46380 | M8002A MP30 | PHILIPS MEDICAL SYSTEMS CARDIAC & MONITORING SYSTEMS DIV | 15000 | Purchased
CHRISTIANA |  | HOSPITAL-CH | 0 | DE728A9289 | DE |  | 2012-11-23 19:00 |  | MONITORING SYSTEMS; Physiologic; Acute Care | 50478 | M8002A MP30 | PHILIPS MEDICAL SYSTEMS CARDIAC & MONITORING SYSTEMS DIV | 60171.04 | Purchased
CHRISTIANA |  | HOSPITAL-CH | 0 | DE72869101 | DE |  | 2009-10-19 20:00 |  | MONITORING SYSTEMS; Physiologic; Acute Care | 46383 | M8002A MP30 | PHILIPS MEDICAL SYSTEMS CARDIAC & MONITORING SYSTEMS DIV | 15000 | Purchased
CHRISTIANA |  | HOSPITAL-CH | 0 | DE728A9285 | DE |  | 2012-11-23 19:00 |  | MONITORING SYSTEMS; Physiologic; Acute Care | 50471 | M8002A MP30 | PHILIPS MEDICAL SYSTEMS CARDIAC & MONITORING SYSTEMS DIV | 60171.04 | Purchased
CHRISTIANA |  | HOSPITAL-CH | 0 | 034LFF | DE |  | 2009-05-26 20:00 |  | Scanning Systems; Ultrasonic; Cardiac | 42240 | IE33 | PHILIPS MEDICAL SYSTEMS NORTH AMERICA | 45000 | Purchased
CHRISTIANA |  | HOSPITAL-CH | 0 | DE728A9279 | DE |  | 2012-11-23 19:00 |  | MONITORING SYSTEMS; Physiologic; Acute Care | 50474 | M8002A MP30 | PHILIPS MEDICAL SYSTEMS CARDIAC & MONITORING SYSTEMS DIV | 60171.04 | Purchased
CHRISTIANA |  | HOSPITAL-CH | 7989.63 | 02RPGY | DE |  | 2007-09-15 20:00 |  | Scanning Systems; Ultrasonic; General-Purpose | 40280 | IU22 | PHILIPS MEDICAL SYSTEMS NORTH AMERICA | 103801 | Purchased
CHRISTIANA |  | HOSPITAL-CH | 0 | DE72869081 | DE |  | 2005-12-26 19:00 |  | MONITORING SYSTEMS; Physiologic; Acute Care | 46379 | M8002A MP30 | PHILIPS MEDICAL SYSTEMS CARDIAC & MONITORING SYSTEMS DIV | 15000 | Purchased
CHRISTIANA |  | HOSPITAL-CH | 0 | DE72869086 | DE |  | 2009-10-18 20:00 |  | MONITORING SYSTEMS; Physiologic; Acute Care | 46382 | M8002A MP30 | PHILIPS MEDICAL SYSTEMS CARDIAC & MONITORING SYSTEMS DIV | 15000 | Purchased
CHRISTIANA |  | HOSPITAL-CH | 0 | DE728A9222 | DE |  | 2012-11-23 19:00 |  | MONITORING SYSTEMS; Physiologic; Acute Care | 50475 | M8002A MP30 | PHILIPS MEDICAL SYSTEMS CARDIAC & MONITORING SYSTEMS DIV | 60171.04 | Purchased
CHRISTIANA |  | HOSPITAL-CH | 0 | DE72869575 | DE |  | 2009-10-18 20:00 |  | MONITORING SYSTEMS; Physiologic; Acute Care | 46392 | M8002A MP30 | PHILIPS MEDICAL SYSTEMS CARDIAC & MONITORING SYSTEMS DIV | 15000 | Purchased
CHRISTIANA |  | HOSPITAL-CH | 0 | DE72869109 | DE |  | 2005-12-26 19:00 |  | MONITORING SYSTEMS; Physiologic; Acute Care | 46381 | M8002A MP30 | PHILIPS MEDICAL SYSTEMS CARDIAC & MONITORING SYSTEMS DIV | 15000 | Purchased
CHRISTIANA |  | CANCER CENTER | 0 | 66322553 | DE |  | 2009-07-21 20:00 |  | Laser Imagers | 46063 | DryPix Dry Imager 4000 | FUJI PHOTO FILM CO LTD | 1500
CHRISTIANA |  | HOSPITAL-CH | 0 | 5241a12081 | DE |  | 2012-11-24 19:00 |  | Data Management Systems; Patient | 48937 | RP5800-866023 PIICIX PC | PHILIPS MEDICAL SYSTEMS CARDIAC & MONITORING SYSTEMS DIV | 14999
CHRISTIANA |  | HOSPITAL-CH | 0 | DE728a9281 | DE |  | 2012-11-23 19:00 |  | MONITORING SYSTEMS; Physiologic; Acute Care | 50472 | M8002A MP30 | PHILIPS MEDICAL SYSTEMS CARDIAC & MONITORING SYSTEMS DIV | 60171.04 | Purchased
CHRISTIANA |  | HOSPITAL-CH | 7989.63 | 02RB8C | DE |  | 2009-06-08 20:00 |  | Scanning Systems; Ultrasonic; Cardiac | 46712 | IE33 | PHILIPS MEDICAL SYSTEMS NORTH AMERICA | 123780 | Purchased
CHRISTIANA |  | HOSPITAL-CH | 0 | 2UA4040SW6 | DE |  | 2014-02-20 19:00 |  | PHYSIOLOGIC RECORDING SYSTEMS | 54044 | XIM HOST | PHILIPS MEDICAL SYSTEMS NORTH AMERICA | 2500 | Purchased
CHRISTIANA |  | HOSPITAL-CH | 0 | ST130223M | DE |  | 2013-06-27 20:00 |  | Electroencephalographs | 45026 | 982A0479 NICOLET EEG | Natus Neurology Inc | 32651.5
CHRISTIANA |  | HOSPITAL-CH | 0 | 112233000000 | DE |  |  |  | Carts | 123456 |  |  | 0
CHRISTIANA |  |  | 0 | 665544000000 |  |  |  |  | Carts | 654321 |  |  | 0
CHRISTIANA |  | HOSPITAL-CH | 0 | 34532654 | DE |  | 2019-04-05 15:01 |  | Probe; Ultrasonic; Transesophageal Echocardiography | test_4345345 | 231-01-301 Air-Mate™ Belt-Mounted High Efficiency Powered Air Purifying Respirator(PAPR) | 3M Occupational Health & Environmental Safety Div | 449
CHRISTIANA |  | HOSPITAL-CH | 0 | 104725 | DE |  | 2019-03-24 20:00 |  | Warming Units; Patient; Forced-Air | 68239 | 3M Bair Hugger 775 | 3M Healthcare (formerly Arizant Healthcare; Inc.) | 7500 | Purchased
CHRISTIANA |  | HOSPITAL-CH | 0 | 9905550 | DE |  | 2019-04-26 06:41 |  | Centrifuges; Tabletop; Low-Speed; Nonrefrigerated; Cell Washing | 30704 | Sorvall Cell Washer CW2 | SORVALL PRODUCTS LP | 7245.17 | Purchased
CHRISTIANA |  | HOSPITAL-CH | 0 | UBC-39657 | DE |  | 2019-04-26 06:41 |  | Battery Chargers | 68962PAT | UBC | THORATEC | 2000 | Purchased
CHRISTIANA |  | HOSPITAL-CH | 0 | B0QP5D | DE |  | 2019-04-26 06:42 |  | Probes; Ultrasonic | B0QP5D | C5-1 | Philips Healthcare North America | 10000
CHRISTIANA |  | HOSPITAL-WH | 0 | 18267-085 | DE |  | 2019-03-13 20:00 |  | Warming Units | 68685 | Warmer - 7937 | Sage Products Inc | 2500 | Purchased
CHRISTIANA |  | HOSPITAL-WH | 0 | 18269-003 | DE |  | 2019-03-13 20:00 |  | Warming Units | 68684 | Warmer - 7937 | Sage Products Inc | 2500 | Purchased
CHRISTIANA |  | HOSPITAL-CH | 0 | 03GKC3 | DE |  | 2019-04-26 07:01 |  | Probes; Ultrasonic | 03GKC3 | L12-5 | Philips Healthcare North America | 10000 | Purchased
CHRISTIANA |  | HOSPITAL-CH | 0 | 2ua4330zs8 | DE |  | 2019-03-19 20:00 |  | Data Management Systems; Patient | 70148 | RP5800-866023 PIICIX PC | PHILIPS MEDICAL SYSTEMS CARDIAC & MONITORING SYSTEMS DIV | 25000
CHRISTIANA |  | HOSPITAL-CH | 0 | 141074 | DE |  | 2018-10-14 20:00 |  | Automation Systems; Medication Dispensing; Clinical Pharmacy | ID70169 | XT MED 1/2 HEIGHT CABINET | Omnicell Inc | 75000 | Purchased
CHRISTIANA |  | HOSPITAL-CH | 0 | 146380 | DE |  | 2018-10-14 20:00 |  | Automation Systems; Medication Dispensing; Clinical Pharmacy | ID70091 | XT MED 1/2 HEIGHT CABINET | Omnicell Inc | 75000 | Purchased
CHRISTIANA |  | HOSPITAL-CH | 0 | 140024 | DE |  | 2018-10-14 20:00 |  | Automation Systems; Medication Dispensing; Clinical Pharmacy | ID70175 | XT MED 1/2 HEIGHT CABINET | Omnicell Inc | 75000 | Purchased
CHRISTIANA |  | HOSPITAL-CH | 0 | 135568 | DE |  | 2018-10-14 20:00 |  | Automation Systems; Medication Dispensing; Clinical Pharmacy | ID70172 | XT MED 1/2 HEIGHT CABINET | Omnicell Inc | 112016.4 | Purchased
CHRISTIANA |  | HOSPITAL-CH | 0 | 140148 | DE |  | 2018-10-14 20:00 |  | Automation Systems; Medication Dispensing; Clinical Pharmacy | ID67914 | XT MED 1/2 HEIGHT CABINET | Omnicell Inc | 75000 | Purchased
CHRISTIANA |  | HOSPITAL-CH | 0 | 140027 | DE |  | 2018-10-14 20:00 |  | Automation Systems; Medication Dispensing; Clinical Pharmacy | ID70174 | XT MED 1/2 HEIGHT CABINET | Omnicell Inc | 112016.4 | Purchased
CHRISTIANA |  | HOSPITAL-CH | 0 | 149809 | DE |  | 2018-10-14 20:00 |  | Automation Systems; Medication Dispensing; Clinical Pharmacy | ID70171 | XT MED 1/2 HEIGHT CABINET | Omnicell Inc | 75000 | Purchased
CHRISTIANA |  | HOSPITAL-CH | 0 | 12787860 | DE |  | 2019-04-26 07:06 |  | Infusion Pumps; Analgesic; Patient-Controlled | 71058 | 8120 ALARIS PUMP | ALARIS MEDICAL SYSTEMS INC SUB CARDINAL HEALTH INC | 1200 | Purchased
CHRISTIANA |  | HOSPITAL-CH | 0 | 12423543 | DE |  | 2019-04-26 07:06 |  | Infusion Pumps; Analgesic; Patient-Controlled | 69374 | 8120 ALARIS PUMP | ALARIS MEDICAL SYSTEMS INC SUB CARDINAL HEALTH INC | 1200 | Purchased
CHRISTIANA |  | HOSPITAL-CH | 0 | 12561581 | DE |  | 2019-04-26 07:06 |  | Infusion Pumps; Analgesic; Patient-Controlled | 107779 | 8120 ALARIS PUMP | ALARIS MEDICAL SYSTEMS INC SUB CARDINAL HEALTH INC | 1200 | Purchased
CHRISTIANA |  | HOSPITAL-CH | 0 | 12563618 | DE |  | 2019-04-26 07:06 |  | Infusion Pumps; Analgesic; Patient-Controlled | 70014 | 8120 ALARIS PUMP | ALARIS MEDICAL SYSTEMS INC SUB CARDINAL HEALTH INC | 1200 | Purchased
CHRISTIANA |  | HOSPITAL-CH | 0 | 12424406 | DE |  | 2019-04-26 07:06 |  | Infusion Pumps; Analgesic; Patient-Controlled | 68323 | 8120 ALARIS PUMP | ALARIS MEDICAL SYSTEMS INC SUB CARDINAL HEALTH INC | 1200 | Purchased
CHRISTIANA |  | HOSPITAL-CH | 0 | 12787667 | DE |  | 2019-04-26 07:06 |  | Infusion Pumps; Analgesic; Patient-Controlled | 107856 | 8120 ALARIS PUMP | ALARIS MEDICAL SYSTEMS INC SUB CARDINAL HEALTH INC | 1200 | Purchased
CHRISTIANA |  | HOSPITAL-WH | 0 | 12424204 | DE |  | 2019-04-26 07:06 |  | Infusion Pumps; Analgesic; Patient-Controlled | T0132 | 8120 ALARIS PUMP | ALARIS MEDICAL SYSTEMS INC SUB CARDINAL HEALTH INC | 1200 | Purchased
CHRISTIANA |  | HOSPITAL-CH | 0 | 12475405 | DE |  | 2019-04-26 07:06 |  | Infusion Pumps; Analgesic; Patient-Controlled | 68292 | 8120 ALARIS PUMP | ALARIS MEDICAL SYSTEMS INC SUB CARDINAL HEALTH INC | 1200 | Purchased
CHRISTIANA |  | HOSPITAL-CH | 0 | 12424403 | DE |  | 2019-04-26 07:06 |  | Infusion Pumps; Analgesic; Patient-Controlled | 107203 | 8120 ALARIS PUMP | ALARIS MEDICAL SYSTEMS INC SUB CARDINAL HEALTH INC | 1200 | Purchased
CHRISTIANA |  | HOSPITAL-CH | 0 | 12557999 | DE |  | 2019-04-26 07:06 |  | Infusion Pumps; Analgesic; Patient-Controlled | 107205 | 8120 ALARIS PUMP | ALARIS MEDICAL SYSTEMS INC SUB CARDINAL HEALTH INC | 1200 | Purchased
CHRISTIANA |  | HOSPITAL-CH | 0 | C880025730 | DE |  | 2019-04-07 20:00 |  | Circulatory Assist Units; Peripheral Compression; Intermittent | 70257 | Hemo-Force Intermittent DVT Pump MDS600INT | Medline Industries; Inc. | 269 | Purchased
CHRISTIANA |  | HOSPITAL-CH | 0 | TA1176 | DE |  | 2019-03-26 20:00 |  | TELEMETRY UNITS | 70158 | MINI RX; TELEMETRY UNITS; GENERAL | GE MEDICAL SYSTEMS | 2500 | Purchased
CHRISTIANA |  | HOSPITAL-CH | 0 | 146380 | DE |  | 2019-03-10 20:00 |  | Automation Systems; Medication Dispensing; Clinical Pharmacy | 70091 | AcuDose Medication Supply Tower Pharmacy | MCKESSON CORP | 75000 | Purchased
CHRISTIANA |  | HOSPITAL-WH | 1000 | v1029306 | DE |  | 2019-04-26 07:52 |  | Sterilizing Units; Steam; Tabletop | 62537 | Ritter UltraClave Automatic Sterilizer M11 | RITTER-MIDWEST DIV SYBRON CORP | 4500
CHRISTIANA |  | HOSPITAL-CH | 0 | 13220l2X118D | DE |  | 2019-04-26 07:52 |  | Probes; Ultrasonic | 13220l2X118D | L20-5 | ZONARE Medical Systems Inc | 10000 | Purchased
CHRISTIANA |  | HOSPITAL-CH | 0 | ASDA-0606 | DE |  | 2019-02-24 19:00 |  | Anesthesia Unit Vaporizers | 65370 | D-Vapor - desflurane D-Vapor | NORTH AMERICAN DRAEGER | 2500
CHRISTIANA |  | HOSPITAL-CH | 0 | ARZK-0565 | DE |  | 2019-02-19 19:00 |  | Anesthesia Unit Vaporizers | 68968 | D-Vapor - desflurane D-Vapor | NORTH AMERICAN DRAEGER | 2500 | Purchased
CHRISTIANA |  | HOSPITAL-CH | 0 | ASAB-0011 | DE |  | 2019-04-24 20:00 |  | Anesthesia Unit Vaporizers | 70324 | D-Vapor - desflurane D-Vapor | NORTH AMERICAN DRAEGER | 2500 | Purchased
CHRISTIANA |  | HOSPITAL-CH | 0 | A824667 | DE |  | 2017-01-31 19:00 |  | Thermometers; Electronic; Infrared; Skin | 101104 | TAT-5000 Temporal Scanner | Exergen Corp | 350 | Purchased
CHRISTIANA |  | HOSPITAL-CH | 0 | A806939 | DE |  | 2018-12-12 19:00 |  | Thermometers; Electronic; Infrared; Skin | 101085 | TAT-5000 Temporal Scanner | Exergen Corp | 350 | Purchased
CHRISTIANA |  | HOSPITAL-CH | 0 | MBP1616641 | DE |  | 2019-02-18 19:00 |  | Oximeters; Pulse | 101086 | PM10N PORTABLE PULSE OXIMETER | NELLCOR PURITAN BENNETT INC | 450.3 | Purchased
CHRISTIANA |  | HOSPITAL-CH | 0 | MBP1803772 | DE |  | 2016-02-03 19:00 |  | Oximeters; Pulse | 101090 | PM10N PORTABLE PULSE OXIMETER | NELLCOR PURITAN BENNETT INC | 450.3 | Purchased
CHRISTIANA |  | HOSPITAL-CH | 0 | MPU-30480 | DE |  | 2019-04-26 08:34 |  | Circulatory Assist Units; Cardiac; Ventricular | 68961PAT | MPU | THORATEC | 50000 | Purchased
CHRISTIANA |  | HOSPITAL-CH | 0 | 5050110 | DE |  | 2019-02-03 19:00 |  | Aspirators; Breast | 68957 | Elite Breast Pump | AMEDA/EGNELL MEDICAL INC | 2500 | Purchased
CHRISTIANA |  | HOSPITAL-CH | 0 | AL10023224 | DE |  | 2019-01-30 19:00 |  | Aspirators; Breast | 68910 | Elite Breast Pump | AMEDA/EGNELL MEDICAL INC | 2500 | Purchased
CHRISTIANA |  | HOSPITAL-CH | 0 | 16202403 | DE |  | 2019-04-26 10:03 |  | Thermometers; Electronic | 70250 | 692 | CARDINAL | 350 | Purchased
CHRISTIANA |  | HOSPITAL-CH | 0 | 12718524 | DE |  | 2019-03-24 20:00 |  | Infusion Pumps; General-Purpose (LVP) | 65864 | 8100 ALARIS PUMP | ALARIS MEDICAL SYSTEMS INC SUB CARDINAL HEALTH IN | 4000 | Purchased
CHRISTIANA |  | HOSPITAL-CH | 0 | 12718202 | DE |  | 2014-12-03 19:00 |  | Infusion Pumps; General-Purpose (LVP) | 66184 | 8100 ALARIS PUMP | ALARIS MEDICAL SYSTEMS INC SUB CARDINAL HEALTH IN | 4000 | Rental
CHRISTIANA |  | HOSPITAL-CH | 0 | 13442248 | DE |  | 2019-04-26 10:40 |  | Infusion Pumps; General-Purpose (LVP) | 66156 | 8100 ALARIS PUMP | ALARIS MEDICAL SYSTEMS INC SUB CARDINAL HEALTH INC | 4000 | Rental
CHRISTIANA |  | HOSPITAL-CH | 0 | 12554181 | DE |  | 2019-04-26 10:42 |  | Infusion Pumps; General-Purpose (LVP) | 66182 | 8100 ALARIS PUMP | ALARIS MEDICAL SYSTEMS INC SUB CARDINAL HEALTH IN | 4000 | Rental
CHRISTIANA |  | HOSPITAL-CH | 0 | 12719136 | DE |  | 2019-03-18 20:00 |  | Infusion Pumps; General-Purpose (LVP) | 66067 | 8100 ALARIS PUMP | ALARIS MEDICAL SYSTEMS INC SUB CARDINAL HEALTH INC | 4000 | Rental
CHRISTIANA |  | HOSPITAL-CH | 0 | 13110056 | DE |  | 2019-04-03 20:00 |  | Infusion Pumps; General-Purpose (LVP) | 66038 | 8100 ALARIS PUMP | ALARIS MEDICAL SYSTEMS INC SUB CARDINAL HEALTH INC | 4000 | Rental
CHRISTIANA |  | HOSPITAL-WH | 0 | A13281009 | DE |  | 2019-04-26 10:55 |  | Automation Systems; Medication Dispensing; Clinical Pharmacy | ID53724 | ACCUD-MAIN | MCKESSON CORP | 75000 | Purchased
CHRISTIANA |  | HOSPITAL-WH | 0 | A13295004 | DE |  | 2019-02-25 19:00 |  | Automation Systems; Medication Dispensing; Clinical Pharmacy | 53726 | ACCUD-MAIN | MCKESSON CORP | 75000 | Purchased
CHRISTIANA |  | HOSPITAL-WH | 0 | 40741848003 | DE |  | 2019-02-03 19:00 |  | Testers; Medical Gas System Outlet | 68956 | Certifier FA Test System Module 4074 | TSI Inc | 850
CHRISTIANA |  | HOSPITAL-CH | 0 | 18090193 | DE |  | 2019-02-26 19:00 |  | Analyzers; Laboratory; Blood Gas/pH/Electrolyte/Metabolite | 65375 | Gem Premier 3500 | Instrumentation Laboratory Co | 10000 | Purchased
CHRISTIANA |  | HOSPITAL-CH | 0 | 67173 | DE |  | 2019-04-10 20:00 |  | Warming Units; Patient; Forced-Air | 70274 | Arizant Bair Paws system 875 | ARIZANT INC | 9.99
CHRISTIANA |  | HOSPITAL-CH | 0 | 7B-67000966 | DE |  | 2019-04-07 20:00 |  | Scanning Systems; Ultrasonic; Portable | T0151 | M9 | Mindray North America A Mindray Global Co | 7500 | Purchased
CHRISTIANA |  | HOSPITAL-CH | 0 | SGE37854 | DE |  | 2019-04-26 12:10 |  | TELEMETRY UNITS | SGE37854 | Expression MR ECG - 989803192761 | Philips Healthcare North America | 2027 | Purchased
CHRISTIANA |  | HOSPITAL-CH | 0 | 4495032 | DE |  | 2019-03-04 19:00 |  | Radiometers; Phototherapy | 101094 | Dale 40 - 2249221 | DALE TECHNOLOGY INC DIV FLUKE CORP | 5000 | Purchased
CHRISTIANA |  |  | 0 | 1829520369 |  |  | 2019-02-24 19:00 |  | Electrosurgical Units | 68970 | MULTIGEN2 RF GENERATOR - 8400-000 | Stryker Corp | 18000
CHRISTIANA |  | HOSPITAL-CH | 0 | UW565K18060 | DE |  | 2019-02-27 19:00 |  | Washers; Labware/Surgical Instrument; Ultrasonic | 68974 | UW565SCI | BELIMED; INC. | 46507.98 | Purchased
CHRISTIANA |  | HOSPITAL-CH | 0 | NONE | DE |  | 2019-03-25 20:00 |  | Microscopes; Light; Laboratory | 67996 | TETRAVIEW LCD DIGITAL MICROSCOPE - 44347 | Celestron | 1425 | Purchased
CHRISTIANA |  | HOSPITAL-CH | 0 | NONE | DE |  | 2019-03-25 20:00 |  | Microscopes; Light; Laboratory | 67995 | TETRAVIEW LCD DIGITAL MICROSCOPE - 44347 | Celestron | 1425 | Purchased
CHRISTIANA |  | HOSPITAL-WH | 0 | 22018005 | DE |  | 2019-04-07 20:00 |  | Drilling Machines; Dental | 87537 | CanalPro CL2 | COLTENE/WHALEDENT INC | 805 | Purchased
CHRISTIANA |  | HOSPITAL-CH | 0 | 181127000000 | DE |  | 2019-03-18 20:00 |  | Humidifiers; Artificial Airway; Heated | 70146 | AIRVO2 | FISHER & PAYKEL MEDICAL INC | 2200 | Purchased
CHRISTIANA |  | HOSPITAL-CH | 0 | 181127000000 | DE |  | 2019-03-18 20:00 |  | Humidifiers; Artificial Airway; Heated | 70145 | AIRVO2 | FISHER & PAYKEL MEDICAL INC | 2200 | Purchased
CHRISTIANA |  | HOSPITAL-WH | 0 | BC10151 | DE |  | 2019-04-30 13:05 |  | Analyzers; Point-of-Care; Whole Blood; Gas/pH | 60839 | BreathCO - 2900 | Vitalograph | 960
CHRISTIANA |  | HOSPITAL-CH | 0 | D80-51787201 | DE |  | 2019-02-20 19:00 |  | Refrigerators; Laboratory | 68442 | FFPE2411QB | FRIGIDAIRE COMMERCIAL PRODUCTS CO | 7500
CHRISTIANA |  | HOSPITAL-CH | 0 | AEA9Y702 | DE |  | 2019-03-31 20:00 |  | Scales | 68705 | LBX30 | Adam Scales | 2500
CHRISTIANA |  | HOSPITAL-CH | 0 | mbp1719165 | DE |  | 2019-05-02 09:02 |  | Oximeters; Pulse | 70325 | PM10N PORTABLE PULSE OXIMETER | NELLCOR PURITAN BENNETT INC | 640 | Purchased
CHRISTIANA |  | HOSPITAL-CH | 0 | 12717027 | DE |  | 2017-11-07 19:00 |  | Infusion Pumps; General-Purpose (LVP) | 63837 | 8100 ALARIS PUMP | ALARIS MEDICAL SYSTEMS INC SUB CARDINAL HEALTH IN | 4000 | Rental
CHRISTIANA |  | MAP II | 0 | FD2P341476419 | DE |  | 2019-05-07 13:44 |  | Detectors; Fetal Heart; Ultrasonic | 101116 | Sonicaid Doppler FD2 | HUNTLEIGH HEALTHCARE LLC | 1000 | Purchased
CHRISTIANA |  | HOSPITAL-CH | 0 | LC106505 | DE |  | 2019-09-20 11:20 |  | Peritoneal Dialysis Units | T0169 | Liberty Cycler | FRESENIUS MEDICAL CARE NORTH AMERICA | 1800 | Purchased
CHRISTIANA |  | HOSPITAL-WH | 0 | 678 | DE |  | 2019-05-07 11:12 |  | Monitors; Physiologic; Electrocardiography/Vital Signs; Telemetric | NKW064 | Vital Sign Telemeter GZ-120P | Nihon Kohden Corp | 5439 | Purchased
CHRISTIANA |  | HOSPITAL-CH | 400 | md6000j0331 | DE |  | 2019-05-14 14:21 |  | Scanning Systems; Ultrasonic; Abdominal | 70373 | Portascan 3D MD-6000 | LABORIE MEDICAL TECHNOLOGIES CORP. | 7375 | Purchased
CHRISTIANA |  | HOSPITAL-CH | 400 | md6000j0316 | DE |  | 2019-05-14 14:21 |  | Scanning Systems; Ultrasonic; Abdominal | 70372 | Portascan 3D MD-6000 | LABORIE MEDICAL TECHNOLOGIES CORP. | 7055 | Purchased
CHRISTIANA | 2019-08-13 | HOSPITAL-CH | 0 | 04050V | DE |  | 2019-05-16 13:18 |  | Probes; Ultrasonic | 04050V | L25X/13-6 | SonoSite Inc | 10000 | Purchased
CHRISTIANA |  | HOSPITAL-CH | 0 | M19041513 | DE |  | 2019-05-21 08:20 |  | Stimulators; Electrical; Peripheral Nerve; Block Monitoring | 70374 | TWITCHVIEW SYSTEM - TVSYS01 | BLINK | 1750 | Purchased
CHRISTIANA |  | HOSPITAL-CH | 0 | 13841455 | DE |  | 2019-05-22 15:25 |  | Infusion Pumps; General-Purpose (LVP) | 65985 | 8100 ALARIS PUMP | ALARIS MEDICAL SYSTEMS INC SUB CARDINAL HEALTH IN | 4000 | Purchased
CHRISTIANA |  | HOSPITAL-WH | 0 | B30MCK | DE |  | 2019-05-23 12:27 |  | Probes; Ultrasonic | B30MCK | L9-3 | Philips Healthcare North America | 10000 | Purchased
CHRISTIANA |  | HOSPITAL-CH | 0 | 13364443 | DE |  | 2017-11-07 19:00 |  | Infusion Pumps; General-Purpose (LVP) | 66063 | 8100 ALARIS PUMP | ALARIS MEDICAL SYSTEMS INC SUB CARDINAL HEALTH INC | 4000 | Rental
CHRISTIANA |  | HOSPITAL-CH | 0 | 13085053 | DE |  | 2017-11-07 19:00 |  | Infusion Pumps; General-Purpose (LVP) | 66044 | 8100 ALARIS PUMP | ALARIS MEDICAL SYSTEMS INC SUB CARDINAL HEALTH IN | 4000 | Rental
CHRISTIANA |  | HOSPITAL-CH | 0 | 401475-2614 | DE |  | 2019-05-23 15:29 |  | Carts; Computer/Video Monitor | 55062 | HI-CARE E SERIES | Howard Medical | 6589 | Purchased
CHRISTIANA |  | HOSPITAL-CH | 0 | 12329094 | DE |  | 2019-03-29 09:04 |  | Infusion Pumps; General-Purpose (LVP) | 66131 | 8100 ALARIS PUMP | ALARIS MEDICAL SYSTEMS INC SUB CARDINAL HEALTH IN | 4000 | Purchased
CHRISTIANA |  | HOSPITAL-CH | 0 | 12925833 | DE |  | 2019-05-24 20:00 |  | Infusion Pumps; General-Purpose (LVP) | 66066 | 8100 ALARIS PUMP | ALARIS MEDICAL SYSTEMS INC SUB CARDINAL HEALTH INC | 4000 | Rental
CHRISTIANA | 2020-05-29 | HOSPITAL-CH | 0 | B34TM5 | DE |  | 2019-05-29 14:55 |  | Probe; Ultrasonic; Transesophageal Echocardiography | B34TM5 | X8-2T | Philips | 10000 | Purchased
CHRISTIANA | 2020-05-29 | HOSPITAL-CH | 0 | B34PB4 | DE |  | 2019-05-29 15:01 |  | Probe; Ultrasonic; Transesophageal Echocardiography | B34PB4 | S7-3t | Philips | 10000 | Purchased
CHRISTIANA | 2020-05-29 | HOSPITAL-CH | 0 | B33FHH | DE |  | 2019-05-29 15:06 |  | Probes; Ultrasonic | B33FHH | L15-7io | Philips | 10000 | Purchased
CHRISTIANA |  | HOSPITAL-CH | 0 | MBP1524774 | DE |  | 2019-04-01 20:00 |  | Oximeters; Pulse | 100793 | PM10N PORTABLE PULSE OXIMETER | NELLCOR PURITAN BENNETT INC | 550 | Purchased
CHRISTIANA | 2020-05-30 | HOSPITAL-CH | 0 | 035QYF | DE |  | 2019-05-30 12:52 |  | Probe; Ultrasonic; Transesophageal Echocardiography | 035QYF | S7-2t | Philips Healthcare North America | 18000 | Purchased
CHRISTIANA | 2019-08-31 | HOSPITAL-CH | 0 | B0TC5H | DE |  | 2019-05-30 12:38 |  | Probe; Ultrasonic; Transesophageal Echocardiography | B0TC5H | X7-2T | Philips Healthcare North America | 18000 | Purchased
CHRISTIANA |  | HOSPITAL-CH | 0 | 10475e9x118d | DE |  | 2019-06-03 11:49 |  | Probes; Ultrasonic | 10475e9x118d | E9-3 | Mindray North America A Mindray Global Co | 10000 | Purchased
CHRISTIANA |  | HOSPITAL-CH | 0 | 12718507 | DE |  | 2019-06-03 10:53 |  | Infusion Pumps; General-Purpose (LVP) | 66129 | 8100 ALARIS PUMP | ALARIS MEDICAL SYSTEMS INC SUB CARDINAL HEALTH IN | 4000 | Rental
CHRISTIANA |  | HOSPITAL-CH | 0 | C860022588 | DE |  | 2016-08-17 20:00 |  | Circulatory Assist Units; Peripheral Compression; Intermittent | 63306 | Hemo-Force Intermittent DVT Pump MDS600INT | Medline Industries; Inc. | 269 | Purchased
CHRISTIANA | 2019-09-01 | HOSPITAL-CH | 0 | 03ZZBX | DE |  | 2019-06-04 13:42 |  | Probes; Ultrasonic | 03ZZBX | P21X/5-1 | SonoSite Inc | 10000 | Purchased
CHRISTIANA |  | HOSPITAL-CH | 0 | 1918004 | DE |  | 2015-03-26 20:00 |  | Oximeters; Tissue Saturation | 69373 | Foresight Elite Tissue Oximeter | CAS Medical Systems Inc | 7500 | Loaned
CHRISTIANA |  | HOSPITAL-CH | 0 | 2UA9042F6L | DE |  | 2019-04-11 09:56 |  | Data Management Systems; Patient | 70263 | M3290B DATA MANAGEMENT SYSTEM; PATIENT | PHILIPS MEDICAL SYSTEMS CARDIAC & MONITORING SYSTEMS DIV | 30000 | Purchased
CHRISTIANA | 2020-06-06 | HOSPITAL-CH | 0 | B34TK0 | DE |  | 2019-06-25 14:01 |  | Probe; Ultrasonic; Transesophageal Echocardiography | B34TK0 | X8-2T | Philips | 10000 | Purchased
CHRISTIANA |  | HOSPITAL-CH | 0 | AETM10040 | DE |  | 2019-06-06 14:17 |  | Anesthesia Unit Vaporizers | 69073 | TEC 6 | GE MEDICAL SYSTEMS | 2500 | Purchased
CHRISTIANA |  | Talley Building | 0 | NONE | DE |  | 2019-06-14 15:38 |  | Lights; Examination | 68734 | 48830 | CARDINAL | 850 | Purchased
CHRISTIANA | 2020-06-11 | HOSPITAL-CH | 0 | 509976 | DE |  | 2019-06-11 10:27 |  | Video Systems; Endoscopic | 69083 | in-Reach iLogic SUPERDIMENSION | MEDTRONIC NAVIGATION INC | 169000 | Purchased
CHRISTIANA | 2020-06-11 | HOSPITAL-CH | 0 | 10008L2X114L | DE |  | 2019-06-11 10:57 |  | Probes; Ultrasonic | 10008L2X114L | L20-5 | Mindray North America A Mindray Global Co | 10000 | Purchased
CHRISTIANA |  | HOSPITAL-CH | 0 | ARUM-0087 | DE |  | 2019-06-12 15:06 |  | Anesthesia Unit Vaporizers | 69037 | D-Vapor - desflurane D-Vapor | NORTH AMERICAN DRAEGER | 2500
CHRISTIANA |  | HOSPITAL-CH | 0 | 10271278 | DE |  | 2019-06-14 09:01 |  | Thermometers; Electronic | 64103 | M692 | CARDINAL | 886.08
CHRISTIANA | 2020-06-20 | HOSPITAL-CH | 0 | 10484E9X118E | DE |  | 2019-06-20 10:52 |  | Probes; Ultrasonic | 10484E9X118E | E9-3 | Mindray North America A Mindray Global Co | 10000 | Purchased
CHRISTIANA |  | HOSPITAL-CH | 0 | 10052024 | DE |  | 2019-07-02 07:35 |  | TEST EQUIPMENT; TEST EQUIPMENT | 70933 | DM110 MULTIMETER | EXCEL TECH LTD | 5000
CHRISTIANA |  | Middletown Care Center(Sleepy Hollow) | 0 | MBP1904420 | DE |  | 2019-06-28 10:11 |  | Oximeters; Pulse | 68250 | PM10N PORTABLE PULSE OXIMETER | NELLCOR PURITAN BENNETT INC | 450.3 | Purchased
CHRISTIANA | 2020-07-02 | HOSPITAL-CH | 0 | 13210L2X118D | DE |  | 2019-07-02 10:26 |  | Probes; Ultrasonic | 13210L2X118D | L20-5 | Mindray North America A Mindray Global Co | 10000 | Purchased
CHRISTIANA |  | Glasgow Medical Center | 0 | 26551 | DE |  | 2019-06-06 10:52 |  | Lights; Examination | 69034 | 31501 | BURTON CO | 1500
CHRISTIANA |  | HOSPITAL-CH | 0 | B0L033 | DE |  | 2019-07-08 07:41 |  | Probe; Ultrasonic; Transesophageal Echocardiography | B0L033 | X7-2T | Philips Healthcare North America | 18750 | Purchased
CHRISTIANA |  | HOSPITAL-CH | 0 | C880029710 | DE |  | 2019-06-05 10:19 |  | Circulatory Assist Units; Peripheral Compression; Intermittent | 69045 | Hemo-Force Intermittent DVT Pump MDS600INT | Medline Industries; Inc. | 269 | Purchased
CHRISTIANA |  | HOSPITAL-CH | 0 | C880029758 | DE |  | 2019-06-05 10:19 |  | Circulatory Assist Units; Peripheral Compression; Intermittent | 69046 | Hemo-Force Intermittent DVT Pump MDS600INT | Medline Industries; Inc. | 269 | Purchased
CHRISTIANA |  | HOSPITAL-CH | 0 | C880029755 | DE |  | 2019-06-05 10:19 |  | Circulatory Assist Units; Peripheral Compression; Intermittent | 69049 | Hemo-Force Intermittent DVT Pump MDS600INT | Medline Industries; Inc. | 269 | Purchased
CHRISTIANA |  | HOSPITAL-CH | 0 | C880029874 | DE |  | 2019-06-05 10:19 |  | Circulatory Assist Units; Peripheral Compression; Intermittent | 69050 | Hemo-Force Intermittent DVT Pump MDS600INT | Medline Industries; Inc. | 269 | Purchased
CHRISTIANA |  | HOSPITAL-CH | 0 | 12754868 | DE |  | 2017-11-07 19:00 |  | Infusion Pumps; General-Purpose (LVP) | 66080 | 8100 ALARIS PUMP | ALARIS MEDICAL SYSTEMS INC SUB CARDINAL HEALTH INC | 4000 | Rental
CHRISTIANA |  | HOSPITAL-CH | 0 | C880029599 | DE |  | 2019-07-09 20:00 |  | Circulatory Assist Units; Peripheral Compression; Intermittent | 71052 | Hemo-Force Intermittent DVT Pump MDS600INT | Medline Industries; Inc. | 269 | Purchased
CHRISTIANA |  | MIDDLETOWN ED | 0 | E11519-0108 | DE |  | 2019-06-18 10:52 |  | Scales; Patient; Floor | 68603 | MV1 SCALES; GENERAL | DETECTO SCALE CO DIV CARDINAL SCALE MFG CO | 1500 | Purchased
CHRISTIANA |  | MIDDLETOWN ED | 0 | NONE | DE |  | 2019-07-03 08:11 |  | Lights; Examination | 68628 | GS EXAM LIGHT IV | Welch Allyn Inc. | 959.75 | Purchased
CHRISTIANA |  | HOSPITAL-CH | 0 | 156546 | DE |  | 2018-10-14 20:00 |  | Automation Systems; Medication Dispensing; Clinical Pharmacy | ID69105 | XT MED 1/2 HEIGHT CABINET | Omnicell Inc | 75000 | Purchased
CHRISTIANA |  | HOSPITAL-WH | 0 | 70628 | DE |  | 2019-07-10 12:08 |  | Pumps; Enteral Feeding | 70628 | EPUMP | KENDALL HEALTHCARE PRODUCTS LP A TYCO HEALTHCARE GROUP CO | 328.57 | Purchased
CHRISTIANA |  | HOSPITAL-CH | 0 | 156544 | DE |  | 2018-10-14 20:00 |  | Automation Systems; Medication Dispensing; Clinical Pharmacy | ID69102 | One-Cell | Omnicell Inc | 75000 | Purchased
CHRISTIANA |  | HOSPITAL-CH | 0 | 156680 | DE |  | 2018-10-14 20:00 |  | Automation Systems; Medication Dispensing; Clinical Pharmacy | ID69091 | One-Cell | Omnicell Inc | 75000 | Purchased
CHRISTIANA |  | HOSPITAL-CH | 0 | 156682 | DE |  | 2018-10-14 20:00 |  | Automation Systems; Medication Dispensing; Clinical Pharmacy | ID69092 | One-Cell | Omnicell Inc | 75000 | Purchased
CHRISTIANA |  | HOSPITAL-CH | 0 | 156689 | DE |  | 2018-10-14 20:00 |  | Automation Systems; Medication Dispensing; Clinical Pharmacy | ID69093 | One-Cell | Omnicell Inc | 75000 | Purchased
CHRISTIANA |  | HOSPITAL-CH | 0 | 156691 | DE |  | 2018-10-14 20:00 |  | Automation Systems; Medication Dispensing; Clinical Pharmacy | ID69099 | One-Cell | Omnicell Inc | 75000 | Purchased
CHRISTIANA |  | HOSPITAL-CH | 0 | 156262 | DE |  | 2018-10-14 20:00 |  | Automation Systems; Medication Dispensing; Clinical Pharmacy | ID69108 | One-Cell | Omnicell Inc | 75000 | Purchased
CHRISTIANA |  | CANCER CENTER | 0 | 141073 | DE |  | 2018-10-14 20:00 |  | Automation Systems; Medication Dispensing; Clinical Pharmacy | ID69116 | One-Cell | Omnicell Inc | 112016.4 | Purchased
CHRISTIANA | 2021-07-12 | HOSPITAL-CH | 0 | 11937L5X119E | DE |  | 2019-07-11 08:12 |  | Probes; Ultrasonic | 11937L5X119E | L8-3 | Mindray North America A Mindray Global Co | 10000 | Purchased
CHRISTIANA |  | HOSPITAL-CH | 0 | 149761 | DE |  | 2018-10-14 20:00 |  | Automation Systems; Medication Dispensing; Clinical Pharmacy | ID69112 | XT MED 1/2 HEIGHT CABINET | Omnicell Inc | 75000 | Purchased
CHRISTIANA |  | HOSPITAL-CH | 0 | 154422 | DE |  | 2018-10-14 20:00 |  | Automation Systems; Medication Dispensing; Clinical Pharmacy | ID69113 | XT MED 1/2 HEIGHT CABINET | Omnicell Inc | 75000 | Purchased
CHRISTIANA |  | HOSPITAL-CH | 0 | 154432 | DE |  | 2018-10-14 20:00 |  | Automation Systems; Medication Dispensing; Clinical Pharmacy | ID69114 | Two-Cell | Omnicell Inc | 75000 | Purchased
CHRISTIANA |  | CH-SURGI | 0 | 154432 | DE |  | 2018-10-14 20:00 |  | Automation Systems; Medication Dispensing; Clinical Pharmacy | ID69111 | One-Cell | Omnicell Inc | 75000 | Purchased
CHRISTIANA |  | HOSPITAL-CH | 0 | 156679 | DE |  | 2018-10-14 20:00 |  | Automation Systems; Medication Dispensing; Clinical Pharmacy | ID69095 | One-Cell | Omnicell Inc | 75000 | Purchased
CHRISTIANA |  | HOSPITAL-CH | 0 | C890012831 | DE |  | 2019-07-12 13:20 |  | Circulatory Assist Units; Peripheral Compression; Intermittent | 70952 | Hemo-Force Intermittent DVT Pump MDS600INT | Medline Industries; Inc. | 269 | Purchased
CHRISTIANA |  | HOSPITAL-CH | 0 | c890012988 | DE |  | 2019-07-12 13:20 |  | Circulatory Assist Units; Peripheral Compression; Intermittent | 70953 | Hemo-Force Intermittent DVT Pump MDS600INT | Medline Industries; Inc. | 269 | Purchased
CHRISTIANA |  | HOSPITAL-CH | 0 | c890013166 | DE |  | 2019-07-12 13:20 |  | Circulatory Assist Units; Peripheral Compression; Intermittent | 70957 | Hemo-Force Intermittent DVT Pump MDS600INT | Medline Industries; Inc. | 269 | Purchased
CHRISTIANA |  | HOSPITAL-CH | 0 | C890013308 | DE |  | 2019-07-12 13:20 |  | Circulatory Assist Units; Peripheral Compression; Intermittent | 70975 | Hemo-Force Intermittent DVT Pump MDS600INT | Medline Industries; Inc. | 269 | Purchased
CHRISTIANA |  | HOSPITAL-CH | 0 | B33FCC | DE |  | 2019-07-12 14:49 |  | Probes; Ultrasonic | B33FCC | C5-1 | Philips Healthcare North America | 10000 | Purchased
CHRISTIANA |  | HOSPITAL-CH | 0 | 3251A31968 | DE |  | 2019-06-03 06:25 |  | Physiologic Monitor Modules; Noninvasive Blood Pressure | 20868 | M1008B | PHILIPS MEDICAL SYSTEMS CARDIAC & MONITORING SYSTEMS DIV | 2500 | Purchased
CHRISTIANA |  | HOSPITAL-CH | 0 | DE41802393 | DE |  | 2019-07-16 13:04 |  | Physiologic Monitor Modules; Inspired Oxygen | 69147 | M1011A | PHILIPS MEDICAL SYSTEMS CARDIAC & MONITORING SYSTEMS DIV | 2500 | Loaned
CHRISTIANA |  | HOSPITAL-CH | 0 | 578489-3517 | DE |  | 2018-07-05 20:00 |  | Carts; Computer/Video Monitor | 70989 | Hi-Care Nursing Documentation Cart | Howard Medical | 6589 | Purchased
CHRISTIANA |  | HOSPITAL-CH | 0 | ARZH-0794 | DE |  | 2019-07-22 13:16 |  | Anesthesia Unit Vaporizers | 69144 | D-Vapor - desflurane D-Vapor | NORTH AMERICAN DRAEGER | 2500 | Purchased
CHRISTIANA |  | HCCC | 0 | A664981 | DE |  | 2019-07-22 14:25 |  | Thermometers; Electronic; Infrared; Skin | 101203 | TAT-5000 Temporal Scanner | Exergen Corp | 350 | Purchased
CHRISTIANA |  | HOSPITAL-CH | 0 | 39017370010 | DE |  | 2019-03-29 06:31 |  | Defibrillator/Monitors | 70740 | TrueCPR 3309630-003 | PHYSIO-CONTROL CORP | 1292.4 | Purchased
CHRISTIANA |  | HOSPITAL-CH | 0 | 39017370020 | DE |  | 2019-03-29 06:31 |  | Defibrillator/Monitors | 70741 | TrueCPR 3309630-003 | PHYSIO-CONTROL CORP | 1292.4 | Purchased
CHRISTIANA |  | HOSPITAL-WH | 0 | 14200000 | DE |  | 2019-07-24 14:32 |  | Infusion Pumps; General-Purpose (LVP) | 66138 | 8100 ALARIS PUMP | ALARIS MEDICAL SYSTEMS INC SUB CARDINAL HEALTH IN | 4000 | Purchased
CHRISTIANA |  | HOSPITAL-WH | 0 | 13034842 | DE |  | 2019-07-24 15:03 |  | Infusion Pumps; General-Purpose (LVP) | 66139 | 8100 ALARIS PUMP | ALARIS MEDICAL SYSTEMS INC SUB CARDINAL HEALTH INC | 4000 | Rental
CHRISTIANA | 2019-09-10 | HOSPITAL-CH | 0 | SGS38496 | DE |  | 2019-07-25 09:04 |  | TELEMETRY UNITS | SGS38496 | Expression MR SPO2 - 989803192771 | Philips Healthcare North America | 1646.25 | Purchased
CHRISTIANA |  | PMRI | 0 | MBP1730760 | DE |  | 2019-07-25 12:31 |  | Oximeters; Pulse | 100820 | PM10N PORTABLE PULSE OXIMETER | NELLCOR PURITAN BENNETT INC | 550 | Purchased
CHRISTIANA |  | PMRI | 0 | MBP1730738 | DE |  | 2019-07-25 12:31 |  | Oximeters; Pulse | 100822 | PM10N PORTABLE PULSE OXIMETER | NELLCOR PURITAN BENNETT INC | 450.3 | Purchased
CHRISTIANA |  | HOSPITAL-CH | 0 | C890011877 | DE |  | 2019-07-12 13:20 |  | Circulatory Assist Units; Peripheral Compression; Intermittent | 71091 | Hemo-Force Intermittent DVT Pump MDS600INT | Medline Industries; Inc. | 269 | Purchased
CHRISTIANA |  | HOSPITAL-CH | 0 | C890013205 | DE |  | 2019-07-12 13:20 |  | Circulatory Assist Units; Peripheral Compression; Intermittent | 70753 | Hemo-Force Intermittent DVT Pump MDS600INT | Medline Industries; Inc. | 269 | Purchased
CHRISTIANA |  | HOSPITAL-CH | 0 | 127248214 | DE |  | 2019-05-03 19:04 |  | Infusion Pumps; General-Purpose (LVP) | 66159 | 8100 ALARIS PUMP | ALARIS MEDICAL SYSTEMS INC SUB CARDINAL HEALTH INC | 4000 | Purchased
CHRISTIANA |  | HOSPITAL-CH | 0 | ACWD05027 | DE |  | 2019-10-01 13:35 |  | Anesthesia Unit Vaporizers | 70642 | Datex Ohmeda Tec 6 Plus | DATEX-OHMEDA GMBH | 6589
CHRISTIANA |  | HOSPITAL-CH | 0 | 125-32040 | DE |  | 2019-08-05 09:07 |  | Oximeters; Pulse | 100499 | Novametrix Handheld Pulse Oximeter 512 | Dixtal Medical Inc | 850 | Purchased
CHRISTIANA |  | CANCER CENTER | 0 | 14965983 | DE |  | 2017-08-01 20:00 |  | Infusion Pumps; General-Purpose (LVP) | 65008 | 8100 ALARIS PUMP | ALARIS MEDICAL SYSTEMS INC SUB CARDINAL HEALTH IN | 4000 | Purchased
CHRISTIANA |  | HOSPITAL-CH | 0 | ORBEYE001 | DE |  | 2019-08-05 12:23 |  | Microscopes; Light; Laboratory; Stereo | T0180 | OMEV200 ORBEYE | OLYMPUS AMERICA INC | 3500 | Purchased
CHRISTIANA |  | Neuroscience Center | 0 | 509m7m2 | DE |  | 2019-07-05 08:33 |  | Polysomnographs; Portable | 68241 | SomnoStar Sleep System Z4 | CareFusion Respiratory | 1680
CHRISTIANA | 2020-08-07 | HOSPITAL-CH | 0 | FSB1933638 | DE |  | 2019-08-07 13:17 |  | Probes; Ultrasonic | FSB1933638 | i18LX5 - PLI-1205BX | Canon Medical Systems | 15000 | Purchased
CHRISTIANA |  | HOSPITAL-WH | 0 | 26189 | DE |  | 2019-08-13 12:35 |  | Thermometers; Electronic | 26189 | 600 | CARDINAL | 500 | Purchased
CHRISTIANA |  | HOSPITAL-CH | 0 | S111A00472 | DE |  | 2019-08-13 13:08 |  | Temperature Monitors | 60762 | Temp Check DSTA-40 | LEVEL 1 INC | 500 | Purchased
CHRISTIANA |  | HOSPITAL-WH | 0 | 88000922 | DE |  | 2019-08-13 13:18 |  | Temperature Monitors | 87548 | Temp Check DSTA-40 | LEVEL 1 INC | 500 | Purchased
CHRISTIANA |  | HOSPITAL-CH | 0 | 1709KE0066 | DE |  | 2019-08-16 12:54 |  | Alarms; Occupancy; Bed | 70845 | KeepSafe Deluxe 8374NC | POSEY COMPANY | 135
CHRISTIANA |  | Middletown Care Center(Sleepy Hollow) | 0 | A859482 | DE |  | 2019-08-15 07:19 |  | Thermometers; Electronic; Infrared; Skin | 101316 | TAT-5000 Temporal Scanner | Exergen Corp | 350 | Purchased
CHRISTIANA |  | HOSPITAL-CH | 0 | NONE | DE |  | 2019-08-13 15:52 |  | Lights; Examination; Wall-Mounted | 70921 | Triango 30 | Skytron Div The KMW Group | 1500 | Purchased
CHRISTIANA |  | HOSPITAL-CC | 0 | NONE | MD |  | 2019-08-19 07:22 |  | Scales; Patient; Bedside; Sling | 70730 | FG 821 | SR INSTRUMENTS INC | 1000 | Purchased
CHRISTIANA |  | HOSPITAL-CH | 0 | 35159C415L | DE |  | 2019-08-19 08:44 |  | Scanning Systems; Ultrasonic | T0181 | ZS3 SCANNER; ULTRASONIC PORTABLE | ZONARE Medical Systems Inc | 15000 | Loaned
CHRISTIANA |  | HOSPITAL-CH | 0 | MBP1908067 | DE |  | 2019-08-21 08:43 |  | Oximeters; Pulse | 69303 | PM10N PORTABLE PULSE OXIMETER | NELLCOR PURITAN BENNETT INC | 517.24 | Purchased
CHRISTIANA |  | MIDDLETOWN ED | 0 | MBP1828501 | DE |  | 2019-08-21 10:11 |  | Oximeters; Pulse | 71069 | PM10N PORTABLE PULSE OXIMETER | NELLCOR PURITAN BENNETT INC | 517.24 | Purchased
CHRISTIANA |  | WH SURGI | 0 | 1117200000000000 | DE |  | 2019-08-27 14:13 |  | Freezers; Laboratory; Ultralow Temperature; Upright | 71021 | TSX600 BOX UNIT ULTRA LOW FREEZER | THERMO FISHER SCIENTIFIC | 13349.87 | Purchased
CHRISTIANA |  | HOSPITAL-WH | 0 | A836389 | DE |  | 2019-08-27 08:03 |  | Thermometers; Electronic; Infrared; Skin | 87556 | TAT-5000 Temporal Scanner | Exergen Corp | 311.85 | Purchased
CHRISTIANA |  | HOSPITAL-WH | 0 | 12854392 | DE |  | 2006-12-01 14:09 |  | Infusion Pumps; General-Purpose (LVP) | 66177 | 8100 ALARIS PUMP | ALARIS MEDICAL SYSTEMS INC SUB CARDINAL HEALTH IN | 4000 | Purchased
CHRISTIANA |  | Smyrna Health & Wellness Center | 0 | A734402 | DE |  | 2019-08-30 15:08 |  | Thermometers; Electronic; Infrared; Skin | 101378 | TAT-5000 Temporal Scanner | Exergen Corp | 311.85 | Purchased
CHRISTIANA |  | Smyrna Health & Wellness Center | 0 | a812614 | DE |  | 2019-08-30 15:08 |  | Thermometers; Electronic; Infrared; Skin | 101379 | TAT-5000 Temporal Scanner | Exergen Corp | 311.85 | Purchased
CHRISTIANA |  | Smyrna Health & Wellness Center | 0 | 17046387 | DE |  | 2019-08-29 15:11 |  | Thermometers; Electronic | 66415 | 692 | CARDINAL | 517 | Purchased
CHRISTIANA |  | Smyrna Health & Wellness Center | 0 | NONE | DE |  | 2019-08-29 15:20 |  | OPHTHALMOSCOPE/OTOSCOPES | 52999 | 777 OTOSCOPES/OPTHALMOSCOPES; GENERAL | CARDINAL | 651.75 | Purchased
CHRISTIANA |  | HOSPITAL-CH | 0 | 78281187219 | DE |  | 2019-09-03 09:02 |  | Aspirators; Emergency | 69323 | LSU suction | LAERDAL MEDICAL CORP | 2500 | Purchased
CHRISTIANA |  | MAP I | 0 | AX031714 | DE |  | 2013-11-11 19:00 |  | Tables; Examination/Treatment; Adjustable | 67062 | Examination Table 404 | MIDMARK CORP | 5576.62
CHRISTIANA |  | MAP I | 0 | A028927 | DE |  | 2013-11-11 19:00 |  | Tables; Examination/Treatment; Adjustable | 70714 | Examination Table 404 | MIDMARK CORP | 5576.62
CHRISTIANA |  | HOSPITAL-CH | 0 | 3196 | DE |  | 2019-07-16 07:21 |  | Simulators; Cardiac; Electrocardiography | 67831 | 200 HEARTSIM | LAERDAL MEDICAL CORP | 1540 | Purchased
CHRISTIANA |  | HOSPITAL-CH | 0 | SGE38815 | DE |  | 2019-09-06 06:52 |  | TELEMETRY UNITS | SGE38815 | Expression MR ECG - 989803192761 | Philips Healthcare North America | 2793 | Purchased
CHRISTIANA |  | HOSPITAL-CH | 0 | SGE38328 | DE |  | 2019-09-05 06:51 |  | TELEMETRY UNITS | SGE38328 | Expression MR ECG - 989803192761 | Philips Healthcare North America | 2793 | Purchased
CHRISTIANA |  | HOSPITAL-WH | 0 | C1273110 | DE |  | 2019-09-06 06:47 |  | Pumps; Enteral Feeding | 69154 | EPUMP | KENDALL HEALTHCARE PRODUCTS LP A TYCO HEALTHCARE GROUP CO | 328.57 | Rental
CHRISTIANA |  | HOSPITAL-CH | 0 | EP0026312 | DE |  | 2019-09-06 13:27 |  | Analyzers; Physiologic; Cardiovascular Function | 69331 | RXI SYSTEM FFR System Intravascular Pressure Monitor With Rail Mount | ACIST | 0.01 | Rental
CHRISTIANA |  | HOSPITAL-CH | 0 | 12020L5X119F | DE |  | 2019-09-06 11:12 |  | Probes; Ultrasonic | 12020L5X119F | L8-3 | ZONARE Medical Systems Inc | 6375 | Purchased
CHRISTIANA |  | HOSPITAL-CH | 0 | 707125749 | DE |  | 2019-09-10 09:28 |  | TEST EQUIPMENT; TEST EQUIPMENT | 67864 | 381275 multiscope 5 mhz | EXTECH INSTRUMENTS CORP | 125 | Purchased
CHRISTIANA |  | HOSPITAL-CH | 0 | 675 | DE |  | 2019-09-10 10:11 |  | BAIR HUGGER TEMPERATURE TEST UNIT | 67871 | 22110 | ARIZANT INC | 5000 | Purchased
CHRISTIANA |  | HOSPITAL-CH | 0 | 43510296W5 | DE |  | 2018-11-18 19:00 |  | TEST EQUIPMENT; TEST EQUIPMENT | 68242 | Fluke 52 II Dual Probe Digital Thermometer | FLUKE BIOMEDICAL CORP | 299.95 | Purchased
CHRISTIANA |  | Middletown Care Center(Sleepy Hollow) | 0 | 409447 | DE |  | 2019-09-11 09:19 |  | Lights; Examination | 67354 | GS EXAM LIGHT IV | CARDINAL | 959.75 | Purchased
CHRISTIANA |  | Middletown Care Center(Sleepy Hollow) | 0 | 19053717 | DE |  | 2019-09-11 09:24 |  | Thermometers; Electronic | 101050 | M692 | CARDINAL | 886.08 | Purchased
CHRISTIANA |  | Middletown Care Center(Sleepy Hollow) | 0 | a000000 | DE |  | 2019-09-11 09:28 |  | Thermometers; Electronic; Infrared; Skin | 101049 | TAT-5000 Temporal Scanner | Exergen Corp | 311.85 | Purchased
CHRISTIANA |  | HOSPITAL-CH | 0 | 13208L2X118D | DE |  | 2019-09-13 13:37 |  | Probes; Ultrasonic | 13208L2X118D | L20-5 | ZONARE Medical Systems Inc | 6470 | Purchased
CHRISTIANA |  | HOSPITAL-CH | 0 | 7103172 | DE |  | 2019-09-19 12:58 |  | Aspirators; Breast | 69350 | Elite Breast Pump | AMEDA/EGNELL MEDICAL INC | 9.99 | Loaned
CHRISTIANA |  | HOSPITAL-CH | 0 | 90410531 | DE |  | 2019-09-16 15:43 |  | Heart-Lung Bypass Units | T0183 | Extracorporeal Blood Circulation Pump 901371 | MAQUET Medical Systems USA | 0 | Rental
CHRISTIANA |  | HOSPITAL-WH | 0 | 08-133801 | DE |  | 2019-09-19 12:37 |  | Monitors; Video; High-Definition; Medical Image; Endoscopic | 69169 | 26 inch Radiance G2 HB Display SC-WU26-A1511 | STORZ ENDOSCOPY-AMERICA INC | 1500 | Purchased
CHRISTIANA |  | HOSPITAL-CH | 0 | 13084873 | DE |  | 2019-09-17 12:49 |  | Infusion Pumps; General-Purpose (LVP) | 65310 | 8100 ALARIS PUMP | ALARIS MEDICAL SYSTEMS INC SUB CARDINAL HEALTH INC | 4000 | Purchased
CHRISTIANA |  | HOSPITAL-CH | 0 | ARXK-0835 | DE |  | 2019-09-18 08:53 |  | Anesthesia Unit Vaporizers | 69365 | Vapor - 2000 Sevoflurane | NORTH AMERICAN DRAEGER | 1 | Purchased
CHRISTIANA |  | Glasgow Medical Center | 0 | A812675 | DE |  | 2019-09-18 06:25 |  | Thermometers; Electronic; Infrared; Skin | 71120 | TAT-5000 Temporal Scanner | Exergen Corp | 311.85 | Purchased
CHRISTIANA |  | Glasgow Medical Center | 0 | 16522143 | DE |  | 2019-09-19 13:39 |  | Thermometers; Electronic | 71121 | M692 | CARDINAL | 886.08 | Purchased
CHRISTIANA |  | HOSPITAL-CH | 0 | 12733647 | DE |  | 2014-12-03 19:00 |  | Infusion Pumps; General-Purpose (LVP) | 66141 | 8100 ALARIS PUMP | ALARIS MEDICAL SYSTEMS INC SUB CARDINAL HEALTH IN | 4000 | Rental
CHRISTIANA |  | HOSPITAL-CH | 0 | LC003646 | DE |  | 2016-03-07 19:00 |  | Peritoneal Dialysis Units | T0160 | Liberty Cycler | FRESENIUS MEDICAL CARE NORTH AMERICA | 1800 | Purchased
CHRISTIANA |  | HOSPITAL-CH | 0 | LC109133 | DE |  | 2019-09-20 11:15 |  | Peritoneal Dialysis Units | T0163 | Liberty Cycler | FRESENIUS MEDICAL CARE NORTH AMERICA | 1800 | Purchased
CHRISTIANA |  | HOSPITAL-CH | 0 | LC106915 | DE |  | 2019-09-20 11:15 |  | Peritoneal Dialysis Units | T0158 | Liberty Cycler | FRESENIUS MEDICAL CARE NORTH AMERICA | 1800 | Purchased
CHRISTIANA |  | HOSPITAL-CH | 0 | LC1019036 | DE |  | 2019-09-20 11:16 |  | Peritoneal Dialysis Units | T0162 | Liberty Cycler | FRESENIUS MEDICAL CARE NORTH AMERICA | 1800 | Purchased
CHRISTIANA |  | HOSPITAL-CH | 0 | LC025316 | DE |  | 2019-09-20 11:17 |  | Peritoneal Dialysis Units | T0157 | Liberty Cycler | FRESENIUS MEDICAL CARE NORTH AMERICA | 1800 | Purchased
CHRISTIANA |  | HOSPITAL-CH | 0 | LC108927 | DE |  | 2019-09-20 11:17 |  | Peritoneal Dialysis Units | T0161 | Liberty Cycler | FRESENIUS MEDICAL CARE NORTH AMERICA | 1800 | Purchased
CHRISTIANA |  | HOSPITAL-CH | 0 | LC002387 | DE |  | 2019-09-20 11:21 |  | Peritoneal Dialysis Units | T0155 | Liberty Cycler | FRESENIUS MEDICAL CARE NORTH AMERICA | 1800 | Purchased
CHRISTIANA |  | HOSPITAL-CH | 0 | LC111865 | DE |  | 2019-09-20 11:22 |  | Peritoneal Dialysis Units | T0154 | Liberty Cycler | FRESENIUS MEDICAL CARE NORTH AMERICA | 1800 | Purchased
CHRISTIANA |  | HOSPITAL-CH | 0 | LC020371 | DE |  | 2019-09-20 11:23 |  | Peritoneal Dialysis Units | T0159 | Liberty Cycler | FRESENIUS MEDICAL CARE NORTH AMERICA | 1800 | Purchased
CHRISTIANA |  | HOSPITAL-CH | 0 | 039JWR | DE |  | 2019-09-20 11:28 |  | Probe; Ultrasonic; Transesophageal Echocardiography | 039JWR | S7-2 OMNI | Philips Healthcare North America | 1565 | Purchased
CHRISTIANA |  | HOSPITAL-CH | 0 | AESQ41085 | DE |  | 2019-09-23 20:00 |  | Anesthesia Unit Vaporizers | 69372 | TEC 6 | GE MEDICAL SYSTEMS | 2100
CHRISTIANA |  | HOSPITAL-CH | 0 | 811b-600030561 | DE |  | 2019-09-24 12:17 |  | Detectors; Blood Flow; Ultrasonic | 69377 | 811-B Ultrasonic Doppler Flow Detector | PARKS MEDICAL ELECTRONICS INC | 710 | Purchased
CHRISTIANA |  | HOSPITAL-CH | 0 | 12744492 | DE |  | 2017-11-07 19:00 |  | Infusion Pumps; General-Purpose (LVP) | 66151 | 8100 ALARIS PUMP | ALARIS MEDICAL SYSTEMS INC SUB CARDINAL HEALTH INC | 4000 | Purchased
CHRISTIANA |  | HOSPITAL-CH | 0 | A769266 | DE |  | 2019-09-24 06:27 |  | Thermometers; Electronic; Infrared; Skin | 101406 | TAT-5000 Temporal Scanner | Exergen Corp | 350
CHRISTIANA |  | HOSPITAL-CH | 0 | SUC-20181-0330 | DE |  | 2019-09-25 07:40 |  | Tables; Operating | T0187 | 3603 3603 ultraslide | Skytron Div The KMW Group | 35000
CHRISTIANA |  | HOSPITAL-CH | 0 | A769251 | DE |  | 2019-09-24 06:27 |  | Thermometers; Electronic; Infrared; Skin | 101405 | TAT-5000 Temporal Scanner | Exergen Corp | 350 | Purchased
CHRISTIANA |  | HOSPITAL-CH | 0 | NONE | DE |  | 2019-09-24 19:00 |  | OPHTHALMOSCOPE/OTOSCOPES | 71125 | 777 OTOSCOPES/OPTHALMOSCOPES; GENERAL | CARDINAL | 1300 | Purchased
CHRISTIANA |  | HOSPITAL-CH | 0 | NONE | DE |  | 2019-09-24 19:00 |  | OPHTHALMOSCOPE/OTOSCOPES | 71128 | 777 OTOSCOPES/OPTHALMOSCOPES; GENERAL | CARDINAL | 1300
CHRISTIANA |  | HOSPITAL-CH | 0 | ARZK-0152 | DE |  | 2016-07-19 20:00 |  | Anesthesia Unit Vaporizers | 69395 | Vapor - 2000 Sevoflurane | NORTH AMERICAN DRAEGER | 2500 | Purchased
CHRISTIANA |  | HOSPITAL-CH | 0 | ACWA20029 | DE |  | 2019-10-01 13:35 |  | Anesthesia Unit Vaporizers | 70641 | Datex Ohmeda Tec 6 Plus | DATEX-OHMEDA GMBH | 6589
CHRISTIANA |  | HOSPITAL-CH | 0 | ACWD05008 | DE |  | 2019-10-01 13:35 |  | Anesthesia Unit Vaporizers | 70643 | Datex Ohmeda Tec 6 Plus | DATEX-OHMEDA GMBH | 6589
CHRISTIANA |  | HOSPITAL-CH | 0 | 03HC2P | DE |  | 2019-10-04 12:35 |  | Probes; Ultrasonic | 03HC2P | S5-1 | Philips Healthcare North America | 10000 | Purchased
CHRISTIANA |  | HOSPITAL-CH | 0 | ARWH-0579 | DE |  | 2013-06-05 20:00 |  | Anesthesia Unit Vaporizers | 52002 | Vapor - 2000 Isoflurane | NORTH AMERICAN DRAEGER | 2500 | Purchased
CHRISTIANA |  | CONCORD M.O.B. | 0 | NONE | PA |  | 2018-05-22 20:00 |  | Exercisers; Aerobic; Stationary Bicycle | 57450 | GX4.0 | ICON Health & Fitness Inc | 539 | Purchased
CHRISTIANA |  | HOSPITAL-WH | 0 | ARXL-0554 | DE |  | 2019-02-24 19:00 |  | Anesthesia Unit Vaporizers | 60548 | D-Vapor - desflurane D-Vapor | NORTH AMERICAN DRAEGER | 2500 | Purchased
CHRISTIANA |  | CANCER CENTER | 0 | 190960AD243 | DE |  | 2019-10-03 11:07 |  | Centrifuges | 70993 | BENCHTOP CENTRIFUGE 24V | CARDINAL HEALTH INC | 1500 | Purchased
CHRISTIANA |  | HOSPITAL-CH | 0 | DYAZY030 | DE |  | 2019-09-27 12:13 |  | Warming/Cooling Units; Patient; Circulating-Liquid | T0188 | Arctic Sun Temperature Management System 5000 | MEDIVANCE | 39995 | Loaned
CHRISTIANA | 2020-09-30 | MAP I | 0 | FSB1995088 | DE |  | 2019-10-10 12:24 |  | Probes; Ultrasonic | FSB1995088 | i8CX1 - PVI-475BX | Canon Medical Systems | 15000 | Purchased
CHRISTIANA |  | HOSPITAL-CH | 0 | 281 | DE |  | 2019-10-11 10:23 |  | Lasers; Ho:YAG; Surgical | 69415 | Pulse 120H | LUMENIS INC | 197000 | Purchased
CHRISTIANA |  | HOSPITAL-CH | 0 | 237-42B | DE |  | 2019-10-15 10:10 |  | Stirrers | 69436 | Top Stirrer PC-353 | CORNING INC LIFE SCIENCES DIV | 750 | Purchased
CHRISTIANA |  | HOSPITAL-CH | 0 | 12401297 | DE |  | 2017-11-07 19:00 |  | Infusion Pumps; General-Purpose (LVP) | 66050 | 8100 ALARIS PUMP | ALARIS MEDICAL SYSTEMS INC SUB CARDINAL HEALTH IN | 4000 | Purchased
CHRISTIANA |  | Star Campus | 0 | 19186935 | DE |  | 2019-10-16 09:40 |  | Thermometers; Electronic | 100995 | 692 | CARDINAL | 517 | Purchased
CHRISTIANA |  | Star Campus | 0 | 191869 | DE |  | 2019-10-16 09:40 |  | Thermometers; Electronic | 100994 | 692 | CARDINAL | 517 | Purchased
CHRISTIANA |  | HOSPITAL-CH | 0 | 12330060 | DE |  | 2019-04-26 08:32 |  | Infusion Pumps; General-Purpose (LVP) | 66181 | 8100 ALARIS PUMP | ALARIS MEDICAL SYSTEMS INC SUB CARDINAL HEALTH IN | 4000 | Purchased
CHRISTIANA |  | HOSPITAL-CH | 0 | ARZM-0030 | DE |  | 2019-11-01 10:00 |  | Anesthesia Unit Vaporizers | 69454 | D-Vapor - desflurane D-Vapor | NORTH AMERICAN DRAEGER | 1 | Loaned
CHRISTIANA |  | HCCC | 0 | B2ZQLQ | DE |  | 2019-10-21 07:29 |  | Probes; Ultrasonic | B2ZQLQ | L12-5 | Philips Healthcare North America | 10000 | Purchased
CHRISTIANA | 2020-04-21 | HOSPITAL-CH | 0 | B14929 | DE |  | 2019-10-21 08:43 |  | Probes; Ultrasonic | B14929 | L12-4 | Philips Healthcare North America | 2200 | Purchased
CHRISTIANA |  | HOSPITAL-CH | 0 | AL08102172 | DE |  | 2019-10-22 20:00 |  | Aspirators; Breast | 69474 | Elite Breast Pump | AMEDA/EGNELL MEDICAL INC | 2500 | Purchased
CHRISTIANA | 2020-04-25 | HOSPITAL-CH | 0 | B238MC | DE |  | 2019-10-25 06:40 |  | Probe; Ultrasonic; Transesophageal Echocardiography | B238MC | X7-2T | Philips Healthcare North America | 35000 | Purchased
CHRISTIANA |  | Glasgow Medical Center | 0 | A835419 | DE |  | 2019-10-28 06:56 |  | Thermometers; Electronic; Infrared; Skin | 101323 | TAT-5000 Temporal Scanner | Exergen Corp | 311.85 | Purchased
CHRISTIANA |  | Glasgow Medical Center | 0 | A836403 | DE |  | 2019-10-28 06:56 |  | Thermometers; Electronic; Infrared; Skin | 101324 | TAT-5000 Temporal Scanner | Exergen Corp | 311.85 | Purchased
CHRISTIANA |  | HOSPITAL-WH | 0 | 13107048 | DE |  | 2017-12-26 19:00 |  | Infusion Pumps; General-Purpose (LVP) | 66033 | 8100 ALARIS PUMP | ALARIS MEDICAL SYSTEMS INC SUB CARDINAL HEALTH IN | 4000 | Purchased
CHRISTIANA |  | HOSPITAL-CH | 0 | 13531020 | DE |  | 2017-11-07 19:00 |  | Infusion Pumps; General-Purpose (LVP) | 66081 | 8100 ALARIS PUMP | ALARIS MEDICAL SYSTEMS INC SUB CARDINAL HEALTH INC | 4000 | Purchased
CHRISTIANA |  | HOSPITAL-CH | 0 | 12840844 | DE |  | 2017-11-07 19:00 |  | Infusion Pumps; General-Purpose (LVP) | 66057 | 8100 ALARIS PUMP | CareFusion Alaris / 303 | 4000 | Purchased
CHRISTIANA |  | HOSPITAL-CH | 0 | 12925282 | DE |  | 2019-11-08 11:26 |  | Infusion Pumps; General-Purpose (LVP) | 66074 | 8100 ALARIS PUMP | ALARIS MEDICAL SYSTEMS INC SUB CARDINAL HEALTH IN | 550 | Purchased
CHRISTIANA |  | HOSPITAL-CH | 0 | 13449930 | DE |  | 2014-12-03 19:00 |  | Infusion Pumps; General-Purpose (LVP) | 66175 | 8100 ALARIS PUMP | ALARIS MEDICAL SYSTEMS INC SUB CARDINAL HEALTH IN | 4000 | Purchased
CHRISTIANA |  | HOSPITAL-CH | 0 | 12330035 | DE |  | 2019-11-20 08:18 |  | Infusion Pumps; General-Purpose (LVP) | 66128 | 8100 ALARIS PUMP | ALARIS MEDICAL SYSTEMS INC SUB CARDINAL HEALTH INC | 4000 | Purchased
CHRISTIANA |  | HOSPITAL-CH | 0 | 6070044 | DE |  | 2019-11-22 10:46 |  | Aspirators; Breast | 70362 | Elite Breast Pump | AMEDA/EGNELL MEDICAL INC | 9.99 | Purchased
CHRISTIANA |  | CANCER CENTER | 0 | 44658 | DE |  | 2019-07-31 13:17 |  | Incubators; Incubators; Laboratory; Aerobic; Carbon Dioxide | 70358 | GALAXY 170S | New Brunswick Scientific bv An Eppendorf Co | 3500 | Purchased
CHRISTIANA |  | CANCER CENTER | 0 | CT020657 | DE |  | 2019-12-04 08:09 |  | Nucleic Acid Processors; Replication; Thermal Cycle | 70826 | C1000 TOUCH THERMAL CYCLER | BIO RAD LABORATORIES VENDOR | 4095 | Purchased
CHRISTIANA |  | WH SURGI | 0 | 919068 | DE |  | 2019-11-19 14:24 |  | Sterilizing Units; Steam | 69205 | Amsco 400 Series Small Steam Sterilizer 16 | STERIS Corp | 50000 | Purchased
CHRISTIANA |  | HOSPITAL-CH | 0 | LM00385 | DE |  | 2019-11-21 08:02 |  | Lithotripters; Intracorporeal; Impact; Ultrasonic | 69588 | TRIOLOGY SWISS LITHO CLAST | BOSTON SCIENTIFIC CORP | 60000 | Purchased
CHRISTIANA |  | HOSPITAL-CH | 0 | 12678759 | DE |  | 2019-11-22 08:36 |  | Infusion Pumps; General-Purpose (LVP) | 66167 | 8100 ALARIS PUMP | ALARIS MEDICAL SYSTEMS INC SUB CARDINAL HEALTH IN | 4000 | Purchased
CHRISTIANA |  | HOSPITAL-CH | 0 | C19263714 | DE |  | 2019-03-29 09:19 |  | Pumps; Enteral Feeding | 69525 | EPUMP | KENDALL HEALTHCARE PRODUCTS LP A TYCO HEALTHCARE GROUP CO | 328.57 | Purchased
CHRISTIANA |  | HOSPITAL-CH | 0 | C19263688 | DE |  | 2019-03-22 09:19 |  | Pumps; Enteral Feeding | 69526 | EPUMP | KENDALL HEALTHCARE PRODUCTS LP A TYCO HEALTHCARE GROUP CO | 328.57 | Purchased
CHRISTIANA |  | HOSPITAL-CH | 0 | C19263693 | DE |  | 2019-11-20 09:19 |  | Pumps; Enteral Feeding | 69527 | EPUMP | KENDALL HEALTHCARE PRODUCTS LP A TYCO HEALTHCARE GROUP CO | 328.57 | Purchased
CHRISTIANA |  | HOSPITAL-CH | 0 | C19263711 | DE |  | 2019-11-20 09:19 |  | Pumps; Enteral Feeding | 69528 | EPUMP | KENDALL HEALTHCARE PRODUCTS LP A TYCO HEALTHCARE GROUP CO | 328.57 | Purchased
CHRISTIANA |  | HOSPITAL-CH | 0 | C19263721 | DE |  | 2019-11-20 09:19 |  | Pumps; Enteral Feeding | 69529 | EPUMP | KENDALL HEALTHCARE PRODUCTS LP A TYCO HEALTHCARE GROUP CO | 328.57 | Purchased
CHRISTIANA |  | HOSPITAL-CH | 0 | C19263697 | DE |  | 2019-11-20 09:19 |  | Pumps; Enteral Feeding | 69530 | EPUMP | KENDALL HEALTHCARE PRODUCTS LP A TYCO HEALTHCARE GROUP CO | 328.57 | Purchased
CHRISTIANA |  | HOSPITAL-WH | 0 | C19263698 | DE |  | 2019-11-20 09:19 |  | Pumps; Enteral Feeding | 69531 | EPUMP | KENDALL HEALTHCARE PRODUCTS LP A TYCO HEALTHCARE GROUP CO | 328.57 | Purchased
CHRISTIANA |  | HOSPITAL-CH | 0 | C19263671 | DE |  | 2019-11-20 09:19 |  | Pumps; Enteral Feeding | 69532 | EPUMP | KENDALL HEALTHCARE PRODUCTS LP A TYCO HEALTHCARE GROUP CO | 328.57 | Purchased
CHRISTIANA |  | HOSPITAL-CH | 0 | C19263704 | DE |  | 2019-11-20 09:19 |  | Pumps; Enteral Feeding | 69533 | EPUMP | KENDALL HEALTHCARE PRODUCTS LP A TYCO HEALTHCARE GROUP CO | 328.57
CHRISTIANA |  | HOSPITAL-CH | 0 | C19263684 | DE |  | 2019-11-20 09:19 |  | Pumps; Enteral Feeding | 69534 | EPUMP | KENDALL HEALTHCARE PRODUCTS LP A TYCO HEALTHCARE GROUP CO | 328.57 | Purchased
CHRISTIANA |  | HOSPITAL-CH | 0 | C19263705 | DE |  | 2019-11-20 09:19 |  | Pumps; Enteral Feeding | 69535 | EPUMP | KENDALL HEALTHCARE PRODUCTS LP A TYCO HEALTHCARE GROUP CO | 328.57 | Purchased
CHRISTIANA |  | HOSPITAL-CH | 0 | LC000538 | DE |  | 2019-11-26 07:33 |  | Peritoneal Dialysis Units | 62002 | Liberty Cycler | FRESENIUS MEDICAL CARE NORTH AMERICA | 1800 | Purchased
CHRISTIANA |  | HOSPITAL-CH | 0 | A605018 | DE |  | 2019-11-26 07:33 |  | Thermometers; Electronic; Infrared; Skin | 100164 | TAT-5000 Temporal Scanner | Exergen Corp | 342.63 | Purchased
CHRISTIANA |  | HOSPITAL-CH | 0 | MBP1629117 | DE |  |  |  | Oximeters; Pulse | 100215 | PM10N PORTABLE PULSE OXIMETER | NELLCOR PURITAN BENNETT INC | 595
CHRISTIANA |  | Cannery 3301 Lancaster Pike | 0 | 9801-1269 | DE |  | 2019-11-26 07:33 |  | Scales; Patient; Floor | 48252 | 437 | DETECTO SCALE CO DIV CARDINAL SCALE MFG CO | 1500 | Purchased
CHRISTIANA |  | HOSPITAL-CH | 0 | N23218835A6C4 | DE |  | 2019-11-26 07:33 |  | Low-Acuity Non-Invasive Positive Airway Pressure Units | 68903 | BIPAP V30 auto | Philips Respironics Inc | 3760.5 | Purchased
CHRISTIANA |  | HOSPITAL-CH | 0 | TPAB408303 | DE |  | 2019-11-26 07:33 |  | Monitors; Monitor; Bedside; Cardiac Output | T0088 | EV1000M | Edwards Lifesciences Corp | 7200 | Purchased
CHRISTIANA |  | HOSPITAL-CH | 0 | 13094578 | DE |  | 2019-11-26 07:33 |  | Infusion Pumps; Analgesic; Patient-Controlled | 69283 | 8120 ALARIS PUMP | ALARIS MEDICAL SYSTEMS INC SUB CARDINAL HEALTH INC | 4000 | Purchased
CHRISTIANA |  | HOSPITAL-CH | 0 | MTC1842313 | DE |  | 2019-11-26 07:33 |  | Radiofrequency Generators | T0122 | AEX CART GENERATOR | Medtronic Advanced Energy LLC | 17000 | Purchased
CHRISTIANA |  | HOSPITAL-CH | 0 | C19263706 | DE |  | 2019-11-20 09:19 |  | Pumps; Enteral Feeding | 69536 | EPUMP | KENDALL HEALTHCARE PRODUCTS LP A TYCO HEALTHCARE GROUP CO | 328.57 | Purchased
CHRISTIANA |  | HOSPITAL-CH | 0 | C19263690 | DE |  | 2019-11-20 09:19 |  | Pumps; Enteral Feeding | 69537 | EPUMP | KENDALL HEALTHCARE PRODUCTS LP A TYCO HEALTHCARE GROUP CO | 328.57
CHRISTIANA |  | HOSPITAL-CH | 0 | C19263710 | DE |  | 2019-11-20 09:19 |  | Pumps; Enteral Feeding | 69538 | EPUMP | KENDALL HEALTHCARE PRODUCTS LP A TYCO HEALTHCARE GROUP CO | 328.57 | Purchased
CHRISTIANA |  | HOSPITAL-CH | 0 | C19263703 | DE |  | 2019-11-20 09:19 |  | Pumps; Enteral Feeding | 69539 | EPUMP | KENDALL HEALTHCARE PRODUCTS LP A TYCO HEALTHCARE GROUP CO | 328.57 | Purchased
CHRISTIANA |  | HOSPITAL-CC | 0 | C19263713 | MD |  | 2019-11-20 09:19 |  | Pumps; Enteral Feeding | 69540 | EPUMP | KENDALL HEALTHCARE PRODUCTS LP A TYCO HEALTHCARE GROUP CO | 328.57 | Purchased
CHRISTIANA |  | HOSPITAL-CH | 0 | C19263707 | DE |  | 2019-11-20 09:19 |  | Pumps; Enteral Feeding | 69541 | EPUMP | KENDALL HEALTHCARE PRODUCTS LP A TYCO HEALTHCARE GROUP CO | 328.57 | Purchased
CHRISTIANA |  | HOSPITAL-CH | 0 | C19263718 | DE |  | 2019-11-20 09:19 |  | Pumps; Enteral Feeding | 69542 | EPUMP | KENDALL HEALTHCARE PRODUCTS LP A TYCO HEALTHCARE GROUP CO | 328.57 | Purchased
CHRISTIANA |  | HOSPITAL-CH | 0 | C19263751 | DE |  | 2019-11-20 09:19 |  | Pumps; Enteral Feeding | 69544 | EPUMP | KENDALL HEALTHCARE PRODUCTS LP A TYCO HEALTHCARE GROUP CO | 328.57 | Purchased
CHRISTIANA |  | HOSPITAL-CH | 0 | C19263685 | DE |  | 2019-11-20 09:19 |  | Pumps; Enteral Feeding | 69545 | EPUMP | KENDALL HEALTHCARE PRODUCTS LP A TYCO HEALTHCARE GROUP CO | 328.57 | Purchased
CHRISTIANA |  | HOSPITAL-CH | 0 | C19263624 | DE |  | 2019-11-20 09:19 |  | Pumps; Enteral Feeding | 69546 | EPUMP | KENDALL HEALTHCARE PRODUCTS LP A TYCO HEALTHCARE GROUP CO | 328.57 | Purchased
CHRISTIANA |  | HOSPITAL-WH | 0 | C19263762 | DE |  | 2019-11-20 09:19 |  | Pumps; Enteral Feeding | 69547 | EPUMP | KENDALL HEALTHCARE PRODUCTS LP A TYCO HEALTHCARE GROUP CO | 328.57 | Purchased
CHRISTIANA |  | HOSPITAL-CH | 0 | C19263702 | DE |  | 2019-11-20 09:19 |  | Pumps; Enteral Feeding | 69548 | EPUMP | KENDALL HEALTHCARE PRODUCTS LP A TYCO HEALTHCARE GROUP CO | 328.57 | Purchased
CHRISTIANA |  | HOSPITAL-WH | 0 | ARXH-0158 | DE |  | 2019-11-29 11:04 |  | Anesthesia Unit Vaporizers | 69299 | D-Vapor - desflurane D-Vapor | NORTH AMERICAN DRAEGER | 1 | Purchased
CHRISTIANA |  | HOSPITAL-CH | 0 | AL08072314 | DE |  | 2019-12-03 20:00 |  | Aspirators; Breast | 69595 | Elite Breast Pump | AMEDA/EGNELL MEDICAL INC | 2500 | Purchased
CHRISTIANA |  | HOSPITAL-CH | 0 | 23121 | DE |  | 2019-07-01 08:31 |  | Monitors; Physiologic; Vital Signs | 69624b | PDM HEMO 9305 | IBM CORP | 81168.75 | Purchased
CHRISTIANA |  | HOSPITAL-CH | 0 | 13163980 | DE |  | 2019-12-04 10:43 |  | Infusion Pumps; General-Purpose (LVP) | 64595 | 8100 ALARIS PUMP | ALARIS MEDICAL SYSTEMS INC SUB CARDINAL HEALTH INC | 4000 | Purchased
CHRISTIANA |  | HOSPITAL-CH | 0 | 12718478 | DE |  | 2017-11-07 19:00 |  | Infusion Pumps; General-Purpose (LVP) | 65522 | 8100 ALARIS PUMP | ALARIS MEDICAL SYSTEMS INC SUB CARDINAL HEALTH IN | 4000 | Purchased
CHRISTIANA |  | HOSPITAL-CH | 0 | 471685-5015 | DE |  | 2019-12-09 06:59 |  | Carts; Computer/Video Monitor | 69626 | HI-CARE E SERIES | Howard Medical | 6589
CHRISTIANA |  | HOSPITAL-CH | 0 | 12744248 | DE |  | 2019-12-09 13:57 |  | Infusion Pumps; General-Purpose (PCU) | 63832 | 8015 ALARIS PC | ALARIS MEDICAL SYSTEMS INC SUB CARDINAL HEALTH INC | 550 | Purchased
CHRISTIANA |  | HOSPITAL-CH | 0 | 201911849 | DE |  | 2019-11-29 10:05 |  | Sphygmomanometers; Electronic; Automatic | 69297 | 6500 SPHYGMOMANOMETER; AUTO | CARDINAL | 1544.88 | Purchased
CHRISTIANA |  | Lantana Primary Care | 0 | 201912216 | DE |  | 2019-12-11 13:20 |  | Monitors; Physiologic; Vital Signs | 69634 | 42NTB SPHYMOMANOMETER | CARDINAL | 1544.88 | Purchased
CHRISTIANA |  | HOSPITAL-CH | 0 | 4083847 | DE |  | 2017-08-01 20:00 |  | Infusion Pumps; General-Purpose (LVP) | 65989 | 8100 ALARIS PUMP | ALARIS MEDICAL SYSTEMS INC SUB CARDINAL HEALTH INC | 4000 | Purchased
CHRISTIANA |  | HOSPITAL-CH | 0 | 12406522 | DE |  | 2019-12-12 14:30 |  | Infusion Pumps; General-Purpose (LVP) | 66135 | 8100 ALARIS PUMP | ALARIS MEDICAL SYSTEMS INC SUB CARDINAL HEALTH INC | 4000 | Purchased
CHRISTIANA |  | HOSPITAL-WH | 0 | ASAA-1136 | DE |  | 2019-12-20 07:06 |  | Anesthesia Unit Vaporizers | 69295 | Vapor - 2000 Sevoflurane | NORTH AMERICAN DRAEGER | 1
CHRISTIANA |  | HOSPITAL-WH | 0 | 20100023 | DE |  | 2019-12-18 08:29 |  | Disinfectors; Liquid Germicide; Transesophageal Echocardiography Probe | 69668 | CS-TCD-100 | CS Medical LLC | 29500 | Purchased
CHRISTIANA |  | HOSPITAL-CH | 0 | 90411711 | DE |  | 2019-12-19 07:45 |  | Warming/Cooling Units; Patient; Heart-Lung Bypass | t0185 | Modular Cooler-Heater (MCH) Series MCH-100(i) | CardioQuip LLP | 7800 | Rental
CHRISTIANA |  | MAP II | 0 | 30701290 | DE |  | 2019-12-23 15:17 |  | Incubators; Laboratory | 68408 | 132000 | BOEKEL INDUSTRIES INC | 4546 | Purchased
CHRISTIANA |  | HOSPITAL-CH | 0 | 12401325 | DE |  | 2019-12-27 15:53 |  | Infusion Pumps; General-Purpose (LVP) | 66004 | 8100 ALARIS PUMP | ALARIS MEDICAL SYSTEMS INC SUB CARDINAL HEALTH INC | 4000 | Purchased
CHRISTIANA |  | HOSPITAL-CH | 0 | 12853899 | DE |  | 2019-12-26 13:14 |  | Infusion Pumps; General-Purpose (LVP) | 65983 | 8100 ALARIS PUMP | ALARIS MEDICAL SYSTEMS INC SUB CARDINAL HEALTH INC | 1283.74 | Purchased
CHRISTIANA |  | HOSPITAL-CH | 0 | B0JDB7 | DE |  | 2020-01-09 07:51 |  | Probes; Ultrasonic | B0JDB7 | C10-3V | Philips Healthcare North America | 6670
CHRISTIANA |  | HOSPITAL-CH | 0 | 62F80C3 | DE |  | 2019-04-01 06:59 |  | Electroencephalographs | 65538 | EEG TOWER | XLTEK A Natus Medical Co | 46511 | Purchased
CHRISTIANA |  | HOSPITAL-CH | 0 | 12925112 | DE |  | 2017-11-07 19:00 |  | Infusion Pumps; General-Purpose (LVP) | 65957 | 8100 ALARIS PUMP | ALARIS MEDICAL SYSTEMS INC SUB CARDINAL HEALTH INC | 4000 | Purchased
CHRISTIANA |  | HOSPITAL-CH | 0 | 1205 | DE |  | 2020-01-02 14:55 |  | Calibrators | 70558 | CDI 540 | TERUMO CARDIOVASCULAR SYSTEMS CORP DIV TERUMO CORP | 41700 | Purchased
CHRISTIANA |  | Woodstown | 0 | A664970 | NJ |  | 2019-11-06 13:50 |  | Thermometers; Electronic; Infrared; Skin | 101364 | TAT-5000 Temporal Scanner | Exergen Corp | 311.85 | Purchased
CHRISTIANA |  | Woodstown | 0 | A660003 | NJ |  | 2019-11-06 13:50 |  | Thermometers; Electronic; Infrared; Skin | 101366 | TAT-5000 Temporal Scanner | Exergen Corp | 311.85 | Purchased
CHRISTIANA |  | HOSPITAL-CH | 0 | FSB1944639 | DE |  | 2019-11-08 10:22 |  | Probes; Ultrasonic | FSB1944639 | i8CX1 - PVI-475BX | Canon Medical Systems | 15000 | Purchased
CHRISTIANA |  | HOSPITAL-WH | 0 | 24010114 | DE |  | 2020-01-07 08:03 |  | Warming Units | 69685 | TM24 | Medline Industries; Inc. | 0.01 | Purchased
CHRISTIANA |  | HOSPITAL-CH | 0 | AL09103494 | DE |  | 2020-01-07 06:45 |  | Aspirators; Breast | 69738 | Elite Breast Pump | AMEDA/EGNELL MEDICAL INC | 9.99 | Loaned
CHRISTIANA |  | HOSPITAL-CH | 0 | 12676961 | DE |  | 2020-01-07 09:34 |  | Infusion Pumps; General-Purpose (LVP) | 65995 | 8100 ALARIS PUMP | ALARIS MEDICAL SYSTEMS INC SUB CARDINAL HEALTH INC | 4000 | Purchased
CHRISTIANA |  | HOSPITAL-CH | 0 | 12330736 | DE |  | 2014-12-03 19:00 |  | Infusion Pumps; General-Purpose (LVP) | 66152 | 8100 ALARIS PUMP | ALARIS MEDICAL SYSTEMS INC SUB CARDINAL HEALTH INC | 4000 | Purchased
CHRISTIANA |  | HCCC | 0 | V1804908 | DE |  | 2020-01-07 15:44 |  | Tables; Examination/Treatment | 69568 | Ritter Manual Examination Table 204-001 | MIDMARK CORP | 5494.94 | Purchased
CHRISTIANA | 2020-07-03 | HOSPITAL-CH | 0 | B1LVHH | DE |  | 2020-01-03 07:42 |  | Probes; Ultrasonic | B1LVHH | C10-3V | Philips Healthcare North America | 6670 | Purchased
CHRISTIANA |  | HOSPITAL-CH | 0 | AL09103516 | DE |  | 2020-01-14 08:37 |  | Aspirators; Breast | 69736 | Elite Breast Pump | AMEDA/EGNELL MEDICAL INC | 9.99 | Rental
CHRISTIANA |  | HOSPITAL-WH | 0 | 402364-2714 | DE |  | 2020-01-14 10:13 |  | Carts; Computer/Video Monitor | 69270 | HI-Summit Medication Cart | Howard Medical | 6589 | Purchased
CHRISTIANA |  | HOSPITAL-CH | 0 | 56897 | DE |  | 2020-01-16 20:00 |  | Warming Units; Blood/Intravenous Solution | 69741 | Ranger Blood/Fluid Warming System 245 | ARIZANT INC | 4800 | Purchased
CHRISTIANA |  | Smyrna Health & Wellness Center | 0 | MBP1931426 | DE |  | 2020-01-17 10:46 |  | Oximeters; Pulse | 69745 | PM10N PORTABLE PULSE OXIMETER | NELLCOR PURITAN BENNETT INC | 517.24 | Purchased
CHRISTIANA |  | HOSPITAL-CH | 0 | 12718441 | DE |  | 2020-01-20 12:30 |  | Infusion Pumps; General-Purpose (LVP) | 66007 | 8100 ALARIS PUMP | ALARIS MEDICAL SYSTEMS INC SUB CARDINAL HEALTH IN | 4000 | Purchased
CHRISTIANA |  | HOSPITAL-CH | 0 | AL8012411 | DE |  | 2007-09-17 20:00 |  | Aspirators; Breast | 71187 | Elite Breast Pump | AMEDA/EGNELL MEDICAL INC | 2500 | Purchased
CHRISTIANA | 2021-01-24 | HOSPITAL-CH | 0 | 10587E9X119I | DE |  | 2020-01-24 09:53 |  | Probes; Ultrasonic | 10587E9X119I | E9-3 | Mindray North America A Mindray Global Co | 10000 | Purchased
CHRISTIANA |  | HOSPITAL-CH | 0 | 13440223 | DE |  | 2020-01-27 06:09 |  | Infusion Pumps; General-Purpose (LVP) | 66132 | 8100 ALARIS PUMP | ALARIS MEDICAL SYSTEMS INC SUB CARDINAL HEALTH IN | 4000 | Purchased
CHRISTIANA |  | HOSPITAL-CH | 0 | 12738645 | DE |  | 2014-12-03 19:00 |  | Infusion Pumps; General-Purpose (LVP) | 66185 | 8100 ALARIS PUMP | ALARIS MEDICAL SYSTEMS INC SUB CARDINAL HEALTH IN | 4000 | Purchased
CHRISTIANA |  | HOSPITAL-CH | 0 | 136229 | DE |  | 2020-02-13 15:37 |  | Hot Plates | 69904 | CB1909 | THERMO FISHER SCIENTIFIC | 1031.51 | Purchased
CHRISTIANA |  | HOSPITAL-WH | 0 | 12151L5X119K | DE |  | 2020-01-31 09:49 |  | Probes; Ultrasonic | 12151L5X119K | L8-3 | ZONARE Medical Systems Inc | 10000 | Purchased
CHRISTIANA |  | HOSPITAL-CH | 0 | mbp1719162 | DE |  | 2020-02-04 10:57 |  | Oximeters; Pulse | 69914 | PM10N PORTABLE PULSE OXIMETER | NELLCOR PURITAN BENNETT INC | 517.24 | Purchased
CHRISTIANA |  | HOSPITAL-CH | 0 | 13544341 | DE |  | 2017-11-07 19:00 |  | Infusion Pumps; General-Purpose (LVP) | 66084 | 8100 ALARIS PUMP | ALARIS MEDICAL SYSTEMS INC SUB CARDINAL HEALTH INC | 4000 | Purchased
CHRISTIANA |  | HOSPITAL-WH | 0 | ARWE-0528 | DE |  | 2020-02-15 08:05 |  | Anesthesia Unit Vaporizers | 69940 | D-Vapor - desflurane D-Vapor | NORTH AMERICAN DRAEGER | 1 | Purchased
CHRISTIANA |  | HOSPITAL-WH | 0 | ARZM-0722 | DE |  | 2020-02-15 08:05 |  | Anesthesia Unit Vaporizers | 69944 | D-Vapor - desflurane D-Vapor | NORTH AMERICAN DRAEGER | 1
CHRISTIANA |  | HOSPITAL-WH | 0 | ASAA-0220 | DE |  | 2020-02-15 08:05 |  | Anesthesia Unit Vaporizers | 69950 | D-Vapor - desflurane D-Vapor | NORTH AMERICAN DRAEGER | 1 | Purchased
CHRISTIANA |  | HOSPITAL-WH | 0 | ARYB-0537 | DE |  | 2020-02-15 08:05 |  | Anesthesia Unit Vaporizers | 69938 | D-Vapor - desflurane D-Vapor | NORTH AMERICAN DRAEGER | 1 | Purchased
CHRISTIANA |  | HOSPITAL-WH | 0 | ARYB-0755 | DE |  | 2020-02-15 08:05 |  | Anesthesia Unit Vaporizers | 69942 | D-Vapor - desflurane D-Vapor | NORTH AMERICAN DRAEGER | 1 | Purchased
CHRISTIANA |  | HOSPITAL-WH | 0 | ARZA-0027 | DE |  | 2020-02-15 08:05 |  | Anesthesia Unit Vaporizers | 69948 | D-Vapor - desflurane D-Vapor | NORTH AMERICAN DRAEGER | 1 | Purchased
CHRISTIANA |  | HOSPITAL-WH | 0 | ARYK-0257 | DE |  | 2020-02-15 08:05 |  | Anesthesia Unit Vaporizers | 69946 | D-Vapor - desflurane D-Vapor | NORTH AMERICAN DRAEGER | 1 | Purchased
CHRISTIANA |  | HOSPITAL-WH | 0 | B35D1J | DE |  | 2020-02-12 07:37 |  | Probes; Ultrasonic | B35D1J | C8-4V | Philips Healthcare North America | 10000 | Purchased
CHRISTIANA |  | HOSPITAL-CH | 0 | MBP1931685 | DE |  | 2020-02-18 08:14 |  | Oximeters; Pulse | 69900 | PM10N PORTABLE PULSE OXIMETER | NELLCOR PURITAN BENNETT INC | 517.24 | Purchased
CHRISTIANA |  | HOSPITAL-CH | 0 | MBP1933818 | DE |  | 2020-02-18 08:31 |  | Oximeters; Pulse | 69901 | PM10N PORTABLE PULSE OXIMETER | NELLCOR PURITAN BENNETT INC | 295 | Purchased
CHRISTIANA |  | MAP I | 0 | 11296271 | DE |  | 2020-02-18 11:00 |  | Scanning Systems; Ultrasonic; Portable | 67075 | LOGIQ Book XP | GE MEDICAL SYSTEMS | 37846.08 | Purchased
CHRISTIANA |  | HOSPITAL-WH | 0 | 12676444 | DE |  | 2019-09-19 13:07 |  | Infusion Pumps; General-Purpose (LVP) | 66168 | 8100 ALARIS PUMP | ALARIS MEDICAL SYSTEMS INC SUB CARDINAL HEALTH IN | 345 | Purchased
CHRISTIANA | 2021-02-19 | HOSPITAL-CH | 0 | B13546 | DE |  | 2020-02-19 15:12 |  | Bilirubinometers | 69924 | BiliChek | Philips Respironics Inc | 4871.52 | Purchased
CHRISTIANA |  | HOSPITAL-CH | 0 | AL02110687 | DE |  | 2020-02-20 07:45 |  | Aspirators; Breast | 71188 | Elite Breast Pump | AMEDA/EGNELL MEDICAL INC | 1 | Purchased
CHRISTIANA |  | HOSPITAL-CH | 0 | 11426326 | DE |  | 2020-02-20 10:36 |  | Electrosurgical Units; Monopolar; Argon-Enhanced Coagulation | T0242 | Electrosurgical Generator VIO 300 D | ERBE USA INC | 15000 | Purchased
CHRISTIANA |  | HOSPITAL-WH | 0 | 1912230 | DE |  | 2018-04-30 20:00 |  | Defibrillator/Monitors | 69976 | Code Management Module 3314164-001 | PHYSIO-CONTROL CORP | 1625 | Purchased
CHRISTIANA |  | HOSPITAL-CH | 0 | MBP1933823 | DE |  | 2020-02-25 06:57 |  | Oximeters; Pulse | 69983 | PM10N PORTABLE PULSE OXIMETER | NELLCOR PURITAN BENNETT INC | 517.24 | Purchased
CHRISTIANA |  | HOSPITAL-CH | 0 | 13253L2X119J | DE |  | 2020-02-25 13:01 |  | Probes; Ultrasonic | 13253L2X119J | L20-5 | ZONARE Medical Systems Inc | 10000 | Purchased
CHRISTIANA | 2020-05-25 | HOSPITAL-CH | 0 | B02GDD | DE |  | 2020-02-25 13:06 |  | Probe; Ultrasonic; Transesophageal Echocardiography | B02GDD | T6207 | PHILIPS MEDICAL SYSTEMS NORTH AMERICA | 9500 | Purchased
CHRISTIANA |  | HOSPITAL-CH | 0 | 20030106 | DE |  | 2020-02-28 09:57 |  | Warming Units; Blood/Intravenous Solution | 69989 | Level 1 Fluid Warmer H-1000 | SMITHS / LEVEL 1 | 4800 | Purchased
CHRISTIANA |  | HOSPITAL-CH | 0 | 20030107 | DE |  | 2020-02-28 10:01 |  | Warming Units; Blood/Intravenous Solution | 69990 | Level 1 Fluid Warmer H-1000 | SMITHS / LEVEL 1 | 4800 | Purchased
CHRISTIANA |  | HOSPITAL-CH | 0 | AL07040237 | DE |  | 2020-03-02 11:28 |  | Aspirators; Breast | 69992 | Elite Breast Pump | AMEDA/EGNELL MEDICAL INC | 1 | Rental
CHRISTIANA |  | HOSPITAL-WH | 0 | ARZK-0084 | DE |  | 2020-03-09 09:52 |  | Anesthesia Unit Vaporizers | 69774 | D-Vapor - desflurane D-Vapor | NORTH AMERICAN DRAEGER | 1 | Purchased
CHRISTIANA | 2021-03-10 | Foulkstone Plaza | 0 | B3LHKW | DE |  | 2020-03-11 09:59 |  | Probes; Ultrasonic | B3LHKW | C5-1 | Philips Healthcare North America | 10000 | Purchased
CHRISTIANA |  | HOSPITAL-CH | 0 | 1805053 | DE |  | 2020-03-12 11:23 |  | Aspirators; Breast | T0244 | SYMPHONY | MEDELA INC | 2006.64 | Loaned
CHRISTIANA |  | HOSPITAL-CH | 0 | 1809422 | DE |  | 2020-03-12 11:23 |  | Aspirators; Breast | T0245 | SYMPHONY | MEDELA INC | 2006.64 | Loaned
CHRISTIANA |  | HOSPITAL-CH | 0 | 1810570 | DE |  | 2020-03-12 11:23 |  | Aspirators; Breast | T0246 | SYMPHONY | MEDELA INC | 2006.64 | Loaned
CHRISTIANA |  | HOSPITAL-CH | 0 | 1809411 | DE |  | 2020-03-12 11:23 |  | Aspirators; Breast | T0247 | SYMPHONY | MEDELA INC | 2006.64 | Loaned
CHRISTIANA |  | HOSPITAL-CH | 0 | 1804997 | DE |  | 2020-03-12 11:23 |  | Aspirators; Breast | T0248 | SYMPHONY | MEDELA INC | 2006.64 | Loaned
CHRISTIANA |  | HOSPITAL-CH | 0 | 1809396 | DE |  | 2020-03-12 11:23 |  | Aspirators; Breast | T0249 | SYMPHONY | MEDELA INC | 2006.64 | Loaned
CHRISTIANA |  | HOSPITAL-CH | 0 | 1810565 | DE |  | 2020-03-12 11:23 |  | Aspirators; Breast | T0250 | SYMPHONY | MEDELA INC | 2006.64 | Loaned
CHRISTIANA |  | HOSPITAL-CH | 0 | 1805000 | DE |  | 2020-03-12 11:23 |  | Aspirators; Breast | T0251 | SYMPHONY | MEDELA INC | 2006.64 | Loaned
CHRISTIANA |  | HOSPITAL-CH | 0 | 1809391 | DE |  | 2020-03-12 11:23 |  | Aspirators; Breast | T0252 | SYMPHONY | MEDELA INC | 2006.64 | Loaned
CHRISTIANA |  | HOSPITAL-CH | 0 | 1804999 | DE |  | 2020-03-12 11:23 |  | Aspirators; Breast | T0253 | SYMPHONY | MEDELA INC | 2006.64 | Loaned
CHRISTIANA |  | HOSPITAL-WH | 0 | B2YXNW | DE |  | 2020-03-17 08:33 |  | Probes; Ultrasonic | B2YXNW | X5-1 | Philips | 10000
CHRISTIANA |  | CH-SURGI | 0 | 578861-3517 | DE |  | 2020-03-17 09:36 |  | Carts; Computer/Video Monitor | 70015 | HI-CARE E SERIES | Howard Medical | 6589 | Purchased
CHRISTIANA |  | HOSPITAL-CH | 0 | 19-00009 | DE |  | 2020-03-17 14:28 |  | TEST EQUIPMENT; TEST EQUIPMENT | 69999 | PDC-1 DAP METER | Radcal Corp | 5000 | Purchased
CHRISTIANA |  | HOSPITAL-WH | 0 | MSC3-02064 | DE |  | 2020-03-20 09:10 |  | Warming Units | 69780 | MSCWARMER14S 10-140M4SE | Medline Industries; Inc. | 25278 | Purchased
CHRISTIANA |  | HOSPITAL-CH | 0 | 12668453 | DE |  | 2017-04-30 20:00 |  | Infusion Pumps; General-Purpose (LVP) | 65992 | 8100 ALARIS PUMP | ALARIS MEDICAL SYSTEMS INC SUB CARDINAL HEALTH IN | 4000 | Purchased
CHRISTIANA |  | HOSPITAL-CH | 0 | 12398198 | DE |  | 2017-11-07 19:00 |  | Infusion Pumps; General-Purpose (LVP) | 66009 | 8100 ALARIS PUMP | ALARIS MEDICAL SYSTEMS INC SUB CARDINAL HEALTH IN | 4000 | Purchased
CHRISTIANA |  | HOSPITAL-WH | 0 | 12329955 | DE |  | 2019-07-24 14:32 |  | Infusion Pumps; General-Purpose (LVP) | 66160 | 8100 ALARIS PUMP | ALARIS MEDICAL SYSTEMS INC SUB CARDINAL HEALTH INC | 4000 | Purchased
CHRISTIANA |  | HOSPITAL-CH | 0 | 13397315 | DE |  | 2014-12-03 19:00 |  | Infusion Pumps; General-Purpose (LVP) | 66155 | 8100 ALARIS PUMP | ALARIS MEDICAL SYSTEMS INC SUB CARDINAL HEALTH IN | 4000 | Purchased
CHRISTIANA |  | HOSPITAL-CH | 0 | 12718215 | DE |  | 2014-12-03 19:00 |  | Infusion Pumps; General-Purpose (LVP) | 66070 | 8100 ALARIS PUMP | ALARIS MEDICAL SYSTEMS INC SUB CARDINAL HEALTH INC | 4000 | Purchased
CHRISTIANA |  | HOSPITAL-CH | 0 | 12331564 | DE |  | 2019-11-01 09:46 |  | Infusion Pumps; General-Purpose (LVP) | 65523 | 8100 ALARIS PUMP | ALARIS MEDICAL SYSTEMS INC SUB CARDINAL HEALTH INC | 4000 | Purchased
CHRISTIANA |  | HOSPITAL-CH | 0 | 13530719 | DE |  | 2019-11-01 09:46 |  | Infusion Pumps; General-Purpose (LVP) | 65524 | 8100 ALARIS PUMP | ALARIS MEDICAL SYSTEMS INC SUB CARDINAL HEALTH INC | 4000 | Purchased
CHRISTIANA |  | HOSPITAL-CH | 0 | 12386171 | DE |  | 2014-12-03 19:00 |  | Infusion Pumps; General-Purpose (LVP) | 66146 | 8100 ALARIS PUMP | ALARIS MEDICAL SYSTEMS INC SUB CARDINAL HEALTH INC | 4000 | Purchased
CHRISTIANA |  | HOSPITAL-CH | 0 | 13841290 | DE |  | 2014-12-03 19:00 |  | Infusion Pumps; General-Purpose (LVP) | 66147 | 8100 ALARIS PUMP | ALARIS MEDICAL SYSTEMS INC SUB CARDINAL HEALTH INC | 4000 | Purchased
CHRISTIANA |  | HOSPITAL-CH | 0 | 12854083 | DE |  | 2014-12-03 19:00 |  | Infusion Pumps; General-Purpose (LVP) | 66148 | 8100 ALARIS PUMP | CareFusion Alaris / 303 | 4000 | Purchased
CHRISTIANA |  | HOSPITAL-CH | 0 | 12718592 | DE |  | 2014-12-03 19:00 |  | Infusion Pumps; General-Purpose (LVP) | 66150 | 8100 ALARIS PUMP | ALARIS MEDICAL SYSTEMS INC SUB CARDINAL HEALTH IN | 4000 | Purchased
CHRISTIANA |  | HOSPITAL-CH | 0 | 12717304 | DE |  | 2014-12-03 19:00 |  | Infusion Pumps; General-Purpose (LVP) | 66154 | 8100 ALARIS PUMP | ALARIS MEDICAL SYSTEMS INC SUB CARDINAL HEALTH INC | 4000 | Purchased
CHRISTIANA |  | HOSPITAL-CH | 0 | 1338298 | DE |  | 2014-12-03 19:00 |  | Infusion Pumps; General-Purpose (LVP) | 66161 | 8100 ALARIS PUMP | ALARIS MEDICAL SYSTEMS INC SUB CARDINAL HEALTH IN | 4000 | Purchased
CHRISTIANA |  | HOSPITAL-CH | 0 | 12379734 | DE |  | 2014-12-03 19:00 |  | Infusion Pumps; General-Purpose (LVP) | 66163 | 8100 ALARIS PUMP | ALARIS MEDICAL SYSTEMS INC SUB CARDINAL HEALTH IN | 4000 | Purchased
CHRISTIANA |  | HOSPITAL-CH | 0 | 12329746 | DE |  | 2019-09-19 13:07 |  | Infusion Pumps; General-Purpose (LVP) | 66170 | 8100 ALARIS PUMP | ALARIS MEDICAL SYSTEMS INC SUB CARDINAL HEALTH IN | 4000 | Purchased
CHRISTIANA |  | HOSPITAL-CH | 0 | 13449798 | DE |  | 2019-09-19 13:07 |  | Infusion Pumps; General-Purpose (LVP) | 66171 | 8100 ALARIS PUMP | ALARIS MEDICAL SYSTEMS INC SUB CARDINAL HEALTH IN | 4000 | Purchased
CHRISTIANA |  | HOSPITAL-CH | 0 | 12400963 | DE |  | 2014-12-03 19:00 |  | Infusion Pumps; General-Purpose (LVP) | 66174 | 8100 ALARIS PUMP | ALARIS MEDICAL SYSTEMS INC SUB CARDINAL HEALTH IN | 4000 | Purchased
CHRISTIANA |  | HOSPITAL-CH | 0 | 13441480 | DE |  | 2019-03-29 09:04 |  | Infusion Pumps; General-Purpose (LVP) | 66179 | 8100 ALARIS PUMP | ALARIS MEDICAL SYSTEMS INC SUB CARDINAL HEALTH IN | 4000 | Purchased
CHRISTIANA |  | HOSPITAL-CH | 0 | 13162475 | DE |  | 2017-11-07 19:00 |  | Infusion Pumps; General-Purpose (LVP) | 65932 | 8100 ALARIS PUMP | ALARIS MEDICAL SYSTEMS INC SUB CARDINAL HEALTH INC | 4000 | Purchased
CHRISTIANA |  | HOSPITAL-CH | 0 | 12926198 | DE |  | 2017-11-07 19:00 |  | Infusion Pumps; General-Purpose (LVP) | 66082 | 8100 ALARIS PUMP | ALARIS MEDICAL SYSTEMS INC SUB CARDINAL HEALTH IN | 4000 | Purchased
CHRISTIANA |  | HOSPITAL-CH | 0 | 12329669 | DE |  | 2014-12-03 19:00 |  | Infusion Pumps; General-Purpose (LVP) | 66099 | 8100 ALARIS PUMP | ALARIS MEDICAL SYSTEMS INC SUB CARDINAL HEALTH IN | 4000 | Purchased
CHRISTIANA |  | HOSPITAL-CH | 0 | 12925028 | DE |  | 2014-12-03 19:00 |  | Infusion Pumps; General-Purpose (LVP) | 66100 | 8100 ALARIS PUMP | CareFusion Alaris / 303 | 4000 | Purchased
CHRISTIANA |  | HOSPITAL-CH | 0 | 12925070 | DE |  | 2019-05-22 15:25 |  | Infusion Pumps; General-Purpose (LVP) | 65986 | 8100 ALARIS PUMP | ALARIS MEDICAL SYSTEMS INC SUB CARDINAL HEALTH IN | 4000 | Purchased
CHRISTIANA |  | HOSPITAL-CH | 0 | 12690277 | DE |  | 2017-11-07 19:00 |  | Infusion Pumps; General-Purpose (LVP) | 65313 | 8100 ALARIS PUMP | CareFusion Alaris / 303 | 4000 | Purchased
CHRISTIANA |  | HOSPITAL-CH | 0 | 13841100 | DE |  | 2017-11-07 19:00 |  | Infusion Pumps; General-Purpose (LVP) | 65314 | 8100 ALARIS PUMP | ALARIS MEDICAL SYSTEMS INC SUB CARDINAL HEALTH IN | 4000 | Purchased
CHRISTIANA |  | HOSPITAL-CH | 0 | 12924839 | DE |  | 2017-04-30 20:00 |  | Infusion Pumps; General-Purpose (LVP) | 65998 | 8100 ALARIS PUMP | ALARIS MEDICAL SYSTEMS INC SUB CARDINAL HEALTH INC | 4000 | Purchased
CHRISTIANA |  | HOSPITAL-CH | 0 | 13841202 | DE |  | 2017-11-07 19:00 |  | Infusion Pumps; General-Purpose (LVP) | 66028 | 8100 ALARIS PUMP | ALARIS MEDICAL SYSTEMS INC SUB CARDINAL HEALTH INC | 4000 | Purchased
CHRISTIANA |  | HOSPITAL-CH | 0 | 14792103 | DE |  | 2017-11-07 19:00 |  | Infusion Pumps; General-Purpose (LVP) | 66029 | 8100 ALARIS PUMP | ALARIS MEDICAL SYSTEMS INC SUB CARDINAL HEALTH INC | 4000 | Purchased
CHRISTIANA |  | HOSPITAL-CH | 0 | 13543301 | DE |  | 2017-11-07 19:00 |  | Infusion Pumps; General-Purpose (LVP) | 66030 | 8100 ALARIS PUMP | ALARIS MEDICAL SYSTEMS INC SUB CARDINAL HEALTH IN | 4000 | Purchased
CHRISTIANA |  | HOSPITAL-CH | 0 | 12396742 | DE |  | 2017-12-26 19:00 |  | Infusion Pumps; General-Purpose (LVP) | 66035 | 8100 ALARIS PUMP | ALARIS MEDICAL SYSTEMS INC SUB CARDINAL HEALTH INC | 4000 | Purchased
CHRISTIANA |  | HOSPITAL-CH | 0 | 12745000 | DE |  | 2017-11-07 19:00 |  | Infusion Pumps; General-Purpose (LVP) | 66037 | 8100 ALARIS PUMP | CareFusion Alaris / 303 | 4000 | Purchased
CHRISTIANA |  | HOSPITAL-CH | 0 | 12386005 | DE |  | 2019-04-03 20:00 |  | Infusion Pumps; General-Purpose (LVP) | 66039 | 8100 ALARIS PUMP | ALARIS MEDICAL SYSTEMS INC SUB CARDINAL HEALTH IN | 4000 | Purchased
CHRISTIANA |  | HOSPITAL-CH | 0 | 13876781 | DE |  | 2014-12-03 19:00 |  | Infusion Pumps; General-Purpose (LVP) | 66002 | 8100 ALARIS PUMP | ALARIS MEDICAL SYSTEMS INC SUB CARDINAL HEALTH INC | 4000 | Purchased
CHRISTIANA |  | HOSPITAL-CH | 0 | 12329747 | DE |  | 2019-03-29 09:05 |  | Infusion Pumps; General-Purpose (LVP) | 66006 | 8100 ALARIS PUMP | ALARIS MEDICAL SYSTEMS INC SUB CARDINAL HEALTH INC | 4000 | Purchased
CHRISTIANA |  | HOSPITAL-CH | 0 | 12691612 | DE |  | 2020-01-20 12:30 |  | Infusion Pumps; General-Purpose (LVP) | 66008 | 8100 ALARIS PUMP | ALARIS MEDICAL SYSTEMS INC SUB CARDINAL HEALTH INC | 4000 | Purchased
CHRISTIANA |  | HOSPITAL-CH | 0 | 13395078 | DE |  | 2019-12-26 13:14 |  | Infusion Pumps; General-Purpose (LVP) | 65984 | 8100 ALARIS PUMP | ALARIS MEDICAL SYSTEMS INC SUB CARDINAL HEALTH IN | 1283.74 | Purchased
CHRISTIANA |  | HOSPITAL-CH | 0 | 13876557 | DE |  | 2017-08-01 20:00 |  | Infusion Pumps; General-Purpose (LVP) | 65987 | 8100 ALARIS PUMP | ALARIS MEDICAL SYSTEMS INC SUB CARDINAL HEALTH INC | 4000 | Purchased
CHRISTIANA |  | HOSPITAL-CH | 0 | 12854315 | DE |  | 2017-08-01 20:00 |  | Infusion Pumps; General-Purpose (LVP) | 65988 | 8100 ALARIS PUMP | ALARIS MEDICAL SYSTEMS INC SUB CARDINAL HEALTH INC | 4000 | Purchased
CHRISTIANA |  | HOSPITAL-CH | 0 | 13083658 | DE |  | 2017-08-01 20:00 |  | Infusion Pumps; General-Purpose (LVP) | 66090 | 8100 ALARIS PUMP | ALARIS MEDICAL SYSTEMS INC SUB CARDINAL HEALTH IN | 4000 | Purchased
CHRISTIANA |  | HOSPITAL-CH | 0 | 13876191 | DE |  | 2017-11-07 19:00 |  | Infusion Pumps; General-Purpose (LVP) | 63862 | 8100 ALARIS PUMP | ALARIS MEDICAL SYSTEMS INC SUB CARDINAL HEALTH INC | 4000 | Purchased
CHRISTIANA |  | HOSPITAL-CH | 0 | 12397082 | DE |  | 2017-11-07 19:00 |  | Infusion Pumps; General-Purpose (LVP) | 66069 | 8100 ALARIS PUMP | ALARIS MEDICAL SYSTEMS INC SUB CARDINAL HEALTH IN | 4000 | Purchased
CHRISTIANA |  | HOSPITAL-CH | 0 | 13597855 | DE |  | 2017-11-07 19:00 |  | Infusion Pumps; General-Purpose (LVP) | 66045 | 8100 ALARIS PUMP | ALARIS MEDICAL SYSTEMS INC SUB CARDINAL HEALTH IN | 4000 | Purchased
CHRISTIANA |  | HOSPITAL-CH | 0 | 13085498 | DE |  | 2017-11-07 19:00 |  | Infusion Pumps; General-Purpose (LVP) | 66046 | 8100 ALARIS PUMP | ALARIS MEDICAL SYSTEMS INC SUB CARDINAL HEALTH IN | 4000 | Purchased
CHRISTIANA |  | HOSPITAL-CH | 0 | 12622962 | DE |  | 2017-11-07 19:00 |  | Infusion Pumps; General-Purpose (LVP) | 66048 | 8100 ALARIS PUMP | ALARIS MEDICAL SYSTEMS INC SUB CARDINAL HEALTH INC | 4000 | Purchased
CHRISTIANA |  | HOSPITAL-CH | 0 | 13839552 | DE |  | 2017-11-07 19:00 |  | Infusion Pumps; General-Purpose (LVP) | 66052 | 8100 ALARIS PUMP | ALARIS MEDICAL SYSTEMS INC SUB CARDINAL HEALTH IN | 4000 | Purchased
CHRISTIANA |  | HOSPITAL-CH | 0 | 12718644 | DE |  | 2017-11-07 19:00 |  | Infusion Pumps; General-Purpose (LVP) | 66055 | 8100 ALARIS PUMP | ALARIS MEDICAL SYSTEMS INC SUB CARDINAL HEALTH IN | 4000 | Purchased
CHRISTIANA |  | HOSPITAL-CH | 0 | 13790526 | DE |  | 2017-11-07 19:00 |  | Infusion Pumps; General-Purpose (LVP) | 66056 | 8100 ALARIS PUMP | ALARIS MEDICAL SYSTEMS INC SUB CARDINAL HEALTH INC | 4000 | Purchased
CHRISTIANA |  | HOSPITAL-CH | 0 | 12718758 | DE |  | 2017-11-07 19:00 |  | Infusion Pumps; General-Purpose (LVP) | 66061 | 8100 ALARIS PUMP | ALARIS MEDICAL SYSTEMS INC SUB CARDINAL HEALTH INC | 4000 | Purchased
CHRISTIANA |  | HOSPITAL-CH | 0 | 13045212 | DE |  | 2017-11-07 19:00 |  | Infusion Pumps; General-Purpose (LVP) | 66064 | 8100 ALARIS PUMP | ALARIS MEDICAL SYSTEMS INC SUB CARDINAL HEALTH INC | 4000 | Purchased
CHRISTIANA |  | HOSPITAL-CH | 0 | 12733891 | DE |  | 2017-08-01 20:00 |  | Infusion Pumps; General-Purpose (LVP) | 65990 | 8100 ALARIS PUMP | ALARIS MEDICAL SYSTEMS INC SUB CARDINAL HEALTH IN | 4000 | Purchased
CHRISTIANA |  | HOSPITAL-CH | 0 | 13875835 | DE |  | 2017-11-07 19:00 |  | Infusion Pumps; General-Purpose (LVP) | 65908 | 8100 ALARIS PUMP | ALARIS MEDICAL SYSTEMS INC SUB CARDINAL HEALTH IN | 4000 | Purchased
CHRISTIANA |  | HOSPITAL-CH | 0 | 14214252 | DE |  | 2014-12-03 19:00 |  | Infusion Pumps; General-Purpose (LVP) | 56775 | 8100 ALARIS PUMP | ALARIS MEDICAL SYSTEMS INC SUB CARDINAL HEALTH IN | 4000 | Purchased
CHRISTIANA |  | HOSPITAL-CH | 0 | 13841233 | DE |  | 2014-12-03 19:00 |  | Infusion Pumps; General-Purpose (LVP) | 66142 | 8100 ALARIS PUMP | ALARIS MEDICAL SYSTEMS INC SUB CARDINAL HEALTH IN | 4000 | Purchased
CHRISTIANA |  | HOSPITAL-CH | 0 | 4093745 | DE |  | 2020-01-27 06:09 |  | Infusion Pumps; General-Purpose (LVP) | 66133 | 8100 ALARIS PUMP | ALARIS MEDICAL SYSTEMS INC SUB CARDINAL HEALTH IN | 4000 | Purchased
CHRISTIANA |  | HOSPITAL-CH | 0 | 12717551 | DE |  | 2020-01-27 06:09 |  | Infusion Pumps; General-Purpose (LVP) | 66134 | 8100 ALARIS PUMP | ALARIS MEDICAL SYSTEMS INC SUB CARDINAL HEALTH IN | 4000 | Purchased
CHRISTIANA |  | HOSPITAL-CH | 0 | 13841742 | DE |  | 2019-12-12 14:30 |  | Infusion Pumps; General-Purpose (LVP) | 66136 | 8100 ALARIS PUMP | ALARIS MEDICAL SYSTEMS INC SUB CARDINAL HEALTH IN | 4000 | Purchased
CHRISTIANA |  | HOSPITAL-CH | 0 | 12717320 | DE |  | 2019-12-12 14:30 |  | Infusion Pumps; General-Purpose (LVP) | 66137 | 8100 ALARIS PUMP | ALARIS MEDICAL SYSTEMS INC SUB CARDINAL HEALTH IN | 4000 | Purchased
CHRISTIANA |  | HOSPITAL-CH | 0 | 12718543 | DE |  | 2019-11-01 09:46 |  | Infusion Pumps; General-Purpose (LVP) | 65525 | 8100 ALARIS PUMP | ALARIS MEDICAL SYSTEMS INC SUB CARDINAL HEALTH IN | 4000 | Purchased
CHRISTIANA |  | HOSPITAL-CH | 0 | 12718546 | DE |  | 2017-11-07 19:00 |  | Infusion Pumps; General-Purpose (LVP) | 63930 | 8100 ALARIS PUMP | ALARIS MEDICAL SYSTEMS INC SUB CARDINAL HEALTH INC | 4000 | Purchased
CHRISTIANA |  | HOSPITAL-CH | 0 | 12770589 | DE |  | 2017-11-07 19:00 |  | Infusion Pumps; General-Purpose (LVP) | 63834 | 8100 ALARIS PUMP | ALARIS MEDICAL SYSTEMS INC SUB CARDINAL HEALTH IN | 4000 | Purchased
CHRISTIANA |  | HOSPITAL-CH | 0 | 12770375 | DE |  | 2017-11-07 19:00 |  | Infusion Pumps; General-Purpose (LVP) | 63833 | 8100 ALARIS PUMP | ALARIS MEDICAL SYSTEMS INC SUB CARDINAL HEALTH INC | 4000 | Purchased
CHRISTIANA |  | HOSPITAL-CH | 0 | 13841294 | DE |  | 2017-11-07 19:00 |  | Infusion Pumps; General-Purpose (LVP) | 66025 | 8100 ALARIS PUMP | ALARIS MEDICAL SYSTEMS INC SUB CARDINAL HEALTH INC | 4000 | Purchased
CHRISTIANA |  | HOSPITAL-CH | 0 | 12332260 | DE |  | 2014-12-03 19:00 |  | Infusion Pumps; General-Purpose (LVP) | 66144 | 8100 ALARIS PUMP | ALARIS MEDICAL SYSTEMS INC SUB CARDINAL HEALTH INC | 4000 | Rental
CHRISTIANA |  | HOSPITAL-CH | 0 | 12717120 | DE |  | 2014-12-03 19:00 |  | Infusion Pumps; General-Purpose (LVP) | 66145 | 8100 ALARIS PUMP | ALARIS MEDICAL SYSTEMS INC SUB CARDINAL HEALTH INC | 4000 | Purchased
CHRISTIANA |  | HOSPITAL-CH | 0 | N27306647169E | DE |  | 2020-03-27 07:05 |  | Low-Acuity Non-Invasive Positive Airway Pressure Units | 71358 | BIPAP V30 auto | Philips Respironics Inc | 3815 | Purchased
CHRISTIANA |  | HOSPITAL-CH | 0 | c19293361 | DE |  | 2020-03-27 09:09 |  | Pumps; Enteral Feeding | 71306 | EPUMP | KENDALL HEALTHCARE PRODUCTS LP A TYCO HEALTHCARE GROUP CO | 275 | Purchased
CHRISTIANA |  | HOSPITAL-CH | 0 | C19293308 | DE |  | 2020-03-27 09:09 |  | Pumps; Enteral Feeding | 71307 | EPUMP | KENDALL HEALTHCARE PRODUCTS LP A TYCO HEALTHCARE GROUP CO | 275 | Purchased
CHRISTIANA |  | HOSPITAL-WH | 0 | C19293239 | DE |  | 2020-03-27 09:09 |  | Pumps; Enteral Feeding | 71308 | EPUMP | KENDALL HEALTHCARE PRODUCTS LP A TYCO HEALTHCARE GROUP CO | 275 | Purchased
CHRISTIANA |  | HOSPITAL-CH | 0 | C19293315 | DE |  | 2020-03-27 09:09 |  | Pumps; Enteral Feeding | 71309 | EPUMP | KENDALL HEALTHCARE PRODUCTS LP A TYCO HEALTHCARE GROUP CO | 275 | Purchased
CHRISTIANA |  | HOSPITAL-CH | 0 | C19293085 | DE |  | 2020-03-27 09:09 |  | Pumps; Enteral Feeding | 71310 | EPUMP | KENDALL HEALTHCARE PRODUCTS LP A TYCO HEALTHCARE GROUP CO | 275 | Purchased
CHRISTIANA |  | HOSPITAL-WH | 0 | C19293305 | DE |  | 2020-03-27 09:09 |  | Pumps; Enteral Feeding | 71311 | EPUMP | KENDALL HEALTHCARE PRODUCTS LP A TYCO HEALTHCARE GROUP CO | 275 | Purchased
CHRISTIANA |  | HOSPITAL-WH | 0 | C19293350 | DE |  | 2020-03-27 09:09 |  | Pumps; Enteral Feeding | 71312 | EPUMP | KENDALL HEALTHCARE PRODUCTS LP A TYCO HEALTHCARE GROUP CO | 275 | Purchased
CHRISTIANA |  | HOSPITAL-CH | 0 | C19293381 | DE |  | 2020-03-27 09:09 |  | Pumps; Enteral Feeding | 71313 | EPUMP | KENDALL HEALTHCARE PRODUCTS LP A TYCO HEALTHCARE GROUP CO | 275 | Purchased
CHRISTIANA |  | HOSPITAL-CH | 0 | C19293303 | DE |  | 2020-03-27 09:09 |  | Pumps; Enteral Feeding | 71315 | EPUMP | KENDALL HEALTHCARE PRODUCTS LP A TYCO HEALTHCARE GROUP CO | 275 | Purchased
CHRISTIANA |  | HOSPITAL-CH | 0 | C19293343 | DE |  | 2020-03-27 09:09 |  | Pumps; Enteral Feeding | 71316 | EPUMP | KENDALL HEALTHCARE PRODUCTS LP A TYCO HEALTHCARE GROUP CO | 275 | Purchased
CHRISTIANA |  | HOSPITAL-CH | 0 | C19293307 | DE |  | 2020-03-27 09:09 |  | Pumps; Enteral Feeding | 71317 | EPUMP | KENDALL HEALTHCARE PRODUCTS LP A TYCO HEALTHCARE GROUP CO | 275 | Purchased
CHRISTIANA |  | HOSPITAL-CH | 0 | C19293298 | DE |  | 2020-03-27 09:09 |  | Pumps; Enteral Feeding | 71320 | EPUMP | KENDALL HEALTHCARE PRODUCTS LP A TYCO HEALTHCARE GROUP CO | 275 | Purchased
CHRISTIANA |  | HOSPITAL-CH | 0 | C19293290 | DE |  | 2020-03-27 09:09 |  | Pumps; Enteral Feeding | 71321 | EPUMP | KENDALL HEALTHCARE PRODUCTS LP A TYCO HEALTHCARE GROUP CO | 275 | Purchased
CHRISTIANA |  | HOSPITAL-CH | 0 | C19293301 | DE |  | 2020-03-27 09:09 |  | Pumps; Enteral Feeding | 71322 | EPUMP | KENDALL HEALTHCARE PRODUCTS LP A TYCO HEALTHCARE GROUP CO | 275 | Purchased
CHRISTIANA |  | HOSPITAL-CH | 0 | C19293366 | DE |  | 2020-03-27 09:09 |  | Pumps; Enteral Feeding | 71324 | EPUMP | KENDALL HEALTHCARE PRODUCTS LP A TYCO HEALTHCARE GROUP CO | 275 | Purchased
CHRISTIANA |  | HOSPITAL-CH | 0 | C19293347 | DE |  | 2020-03-27 09:09 |  | Pumps; Enteral Feeding | 71325 | EPUMP | KENDALL HEALTHCARE PRODUCTS LP A TYCO HEALTHCARE GROUP CO | 275 | Purchased
CHRISTIANA |  | HOSPITAL-CH | 0 | C19293374 | DE |  | 2020-03-27 09:09 |  | Pumps; Enteral Feeding | 71326 | EPUMP | KENDALL HEALTHCARE PRODUCTS LP A TYCO HEALTHCARE GROUP CO | 275 | Purchased
CHRISTIANA |  | HOSPITAL-CH | 0 | C19293299 | DE |  | 2020-03-27 09:09 |  | Pumps; Enteral Feeding | 71327 | EPUMP | KENDALL HEALTHCARE PRODUCTS LP A TYCO HEALTHCARE GROUP CO | 275 | Purchased
CHRISTIANA |  | HOSPITAL-CH | 0 | C19293289 | DE |  | 2020-03-27 09:09 |  | Pumps; Enteral Feeding | 71328 | EPUMP | KENDALL HEALTHCARE PRODUCTS LP A TYCO HEALTHCARE GROUP CO | 275 | Purchased
CHRISTIANA |  | HOSPITAL-CH | 0 | C19293375 | DE |  | 2020-03-27 09:09 |  | Pumps; Enteral Feeding | 71329 | EPUMP | KENDALL HEALTHCARE PRODUCTS LP A TYCO HEALTHCARE GROUP CO | 275 | Purchased
CHRISTIANA |  | HOSPITAL-CH | 0 | C19293317 | DE |  | 2020-03-27 09:09 |  | Pumps; Enteral Feeding | 71330 | EPUMP | KENDALL HEALTHCARE PRODUCTS LP A TYCO HEALTHCARE GROUP CO | 275 | Purchased
CHRISTIANA |  | HOSPITAL-WH | 0 | C19293297 | DE |  | 2020-03-27 09:09 |  | Pumps; Enteral Feeding | 71331 | EPUMP | KENDALL HEALTHCARE PRODUCTS LP A TYCO HEALTHCARE GROUP CO | 275 | Purchased
CHRISTIANA |  | HOSPITAL-CH | 0 | C19293279 | DE |  | 2020-03-27 09:09 |  | Pumps; Enteral Feeding | 71332 | EPUMP | KENDALL HEALTHCARE PRODUCTS LP A TYCO HEALTHCARE GROUP CO | 275 | Purchased
CHRISTIANA |  | HOSPITAL-CC | 0 | C19293211 | MD |  | 2020-03-27 09:09 |  | Pumps; Enteral Feeding | 71333 | EPUMP | KENDALL HEALTHCARE PRODUCTS LP A TYCO HEALTHCARE GROUP CO | 275 | Purchased
CHRISTIANA |  | HOSPITAL-CC | 0 | C19293380 | MD |  | 2020-03-27 09:09 |  | Pumps; Enteral Feeding | 71334 | EPUMP | KENDALL HEALTHCARE PRODUCTS LP A TYCO HEALTHCARE GROUP CO | 275 | Purchased
CHRISTIANA |  | HOSPITAL-CH | 0 | C19293267 | DE |  | 2020-03-27 09:09 |  | Pumps; Enteral Feeding | 71335 | EPUMP | KENDALL HEALTHCARE PRODUCTS LP A TYCO HEALTHCARE GROUP CO | 275 | Purchased
CHRISTIANA |  | HOSPITAL-CH | 0 | C19293313 | DE |  | 2020-03-27 09:09 |  | Pumps; Enteral Feeding | 71336 | EPUMP | KENDALL HEALTHCARE PRODUCTS LP A TYCO HEALTHCARE GROUP CO | 275 | Purchased
CHRISTIANA |  | HOSPITAL-WH | 0 | C19293266 | DE |  | 2020-03-27 09:09 |  | Pumps; Enteral Feeding | 71337 | EPUMP | KENDALL HEALTHCARE PRODUCTS LP A TYCO HEALTHCARE GROUP CO | 275 | Purchased
CHRISTIANA |  | HOSPITAL-WH | 0 | C19293286 | DE |  | 2020-03-27 09:09 |  | Pumps; Enteral Feeding | 71338 | EPUMP | KENDALL HEALTHCARE PRODUCTS LP A TYCO HEALTHCARE GROUP CO | 275 | Purchased
CHRISTIANA |  | HOSPITAL-CH | 0 | C19293296 | DE |  | 2020-03-27 09:09 |  | Pumps; Enteral Feeding | 71339 | EPUMP | KENDALL HEALTHCARE PRODUCTS LP A TYCO HEALTHCARE GROUP CO | 275 | Purchased
CHRISTIANA |  | HOSPITAL-WH | 0 | C19293287 | DE |  | 2020-03-27 09:09 |  | Pumps; Enteral Feeding | 71340 | EPUMP | KENDALL HEALTHCARE PRODUCTS LP A TYCO HEALTHCARE GROUP CO | 275 | Purchased
CHRISTIANA |  | HOSPITAL-WH | 0 | C19293295 | DE |  | 2020-03-27 09:09 |  | Pumps; Enteral Feeding | 71341 | EPUMP | KENDALL HEALTHCARE PRODUCTS LP A TYCO HEALTHCARE GROUP CO | 275 | Purchased
CHRISTIANA |  | HOSPITAL-WH | 0 | C19293245 | DE |  | 2020-03-27 09:09 |  | Pumps; Enteral Feeding | 71342 | EPUMP | KENDALL HEALTHCARE PRODUCTS LP A TYCO HEALTHCARE GROUP CO | 275 | Purchased
CHRISTIANA |  | HOSPITAL-WH | 0 | C19293311 | DE |  | 2020-03-27 09:09 |  | Pumps; Enteral Feeding | 71343 | EPUMP | KENDALL HEALTHCARE PRODUCTS LP A TYCO HEALTHCARE GROUP CO | 275 | Purchased
CHRISTIANA |  | HOSPITAL-CH | 0 | C19293312 | DE |  | 2020-03-27 09:09 |  | Pumps; Enteral Feeding | 71344 | EPUMP | KENDALL HEALTHCARE PRODUCTS LP A TYCO HEALTHCARE GROUP CO | 275 | Purchased
CHRISTIANA |  | HOSPITAL-CH | 0 | C19293304 | DE |  | 2020-03-27 09:09 |  | Pumps; Enteral Feeding | 71345 | EPUMP | KENDALL HEALTHCARE PRODUCTS LP A TYCO HEALTHCARE GROUP CO | 275 | Purchased
CHRISTIANA |  | HOSPITAL-CH | 0 | C19293336 | DE |  | 2020-03-27 09:09 |  | Pumps; Enteral Feeding | 71346 | EPUMP | KENDALL HEALTHCARE PRODUCTS LP A TYCO HEALTHCARE GROUP CO | 275 | Purchased
CHRISTIANA |  | HOSPITAL-CH | 0 | C19293363 | DE |  | 2020-03-27 09:09 |  | Pumps; Enteral Feeding | 71347 | EPUMP | KENDALL HEALTHCARE PRODUCTS LP A TYCO HEALTHCARE GROUP CO | 275 | Purchased
CHRISTIANA |  | HOSPITAL-CH | 0 | C19293309 | DE |  | 2020-03-27 09:09 |  | Pumps; Enteral Feeding | 71348 | EPUMP | KENDALL HEALTHCARE PRODUCTS LP A TYCO HEALTHCARE GROUP CO | 275 | Purchased
CHRISTIANA |  | HOSPITAL-CH | 0 | C19293368 | DE |  | 2020-03-27 09:09 |  | Pumps; Enteral Feeding | 71349 | EPUMP | KENDALL HEALTHCARE PRODUCTS LP A TYCO HEALTHCARE GROUP CO | 275 | Purchased
CHRISTIANA |  | HOSPITAL-CH | 0 | C19293306 | DE |  | 2020-03-27 09:09 |  | Pumps; Enteral Feeding | 71350 | EPUMP | KENDALL HEALTHCARE PRODUCTS LP A TYCO HEALTHCARE GROUP CO | 275 | Purchased
CHRISTIANA |  | HOSPITAL-CH | 0 | C19293281 | DE |  | 2020-03-27 09:09 |  | Pumps; Enteral Feeding | 71351 | EPUMP | KENDALL HEALTHCARE PRODUCTS LP A TYCO HEALTHCARE GROUP CO | 275 | Purchased
CHRISTIANA |  | HOSPITAL-CH | 0 | C19293378 | DE |  | 2020-03-27 09:09 |  | Pumps; Enteral Feeding | 71352 | EPUMP | KENDALL HEALTHCARE PRODUCTS LP A TYCO HEALTHCARE GROUP CO | 275 | Purchased
CHRISTIANA |  | HOSPITAL-CH | 0 | C19293314 | DE |  | 2020-03-27 09:09 |  | Pumps; Enteral Feeding | 71354 | EPUMP | KENDALL HEALTHCARE PRODUCTS LP A TYCO HEALTHCARE GROUP CO | 275 | Purchased
CHRISTIANA |  | HOSPITAL-CH | 0 | C19293302 | DE |  | 2020-03-27 09:09 |  | Pumps; Enteral Feeding | 71355 | EPUMP | KENDALL HEALTHCARE PRODUCTS LP A TYCO HEALTHCARE GROUP CO | 275 | Purchased
CHRISTIANA |  | HOSPITAL-CH | 0 | 13822545 | DE |  | 2019-01-03 19:00 |  | Monitoring Systems; Physiologic; Hemodynamic | T0264 | HEM1 HemoSphere Advanced Monitor | Edwards Lifesciences Corp | 40895 | Purchased
CHRISTIANA |  | HOSPITAL-CH | 0 | 13822558 | DE |  | 2019-01-03 19:00 |  | Monitoring Systems; Physiologic; Hemodynamic | T0261 | HEM1 HemoSphere Advanced Monitor | Edwards Lifesciences Corp | 40895 | Purchased
CHRISTIANA |  | HOSPITAL-CH | 0 | 13822556 | DE |  | 2019-01-03 19:00 |  | Monitoring Systems; Physiologic; Hemodynamic | T0260 | HEM1 HemoSphere Advanced Monitor | Edwards Lifesciences Corp | 40895 | Purchased
CHRISTIANA |  | HOSPITAL-CH | 0 | 13822559 | DE |  | 2019-01-03 19:00 |  | Monitoring Systems; Physiologic; Hemodynamic | T0259 | HEM1 HemoSphere Advanced Monitor | Edwards Lifesciences Corp | 40895 | Purchased
CHRISTIANA |  | HOSPITAL-CH | 0 | 13822560 | DE |  | 2019-01-03 19:00 |  | Monitoring Systems; Physiologic; Hemodynamic | T0257 | HEM1 HemoSphere Advanced Monitor | Edwards Lifesciences Corp | 40895 | Purchased
CHRISTIANA |  | HOSPITAL-CH | 0 | 13822554 | DE |  | 2019-01-03 19:00 |  | Monitoring Systems; Physiologic; Hemodynamic | T0256 | HEM1 HemoSphere Advanced Monitor | Edwards Lifesciences Corp | 40895 | Purchased
CHRISTIANA |  | HOSPITAL-CH | 0 | 86148 | DE |  | 1999-07-29 20:00 |  | Warming Units; Blood/Intravenous Solution | 71451 | Ranger Blood/Fluid Warming System 245 | ARIZANT INC | 4800 | Purchased
CHRISTIANA |  | HOSPITAL-CH | 0 | VT10895 | DE |  | 2020-04-06 14:41 |  | Monitors; Physiologic; Electroencephalography; Intraoperative; Level-of-Consciousness | T0278 | BIS VISTA MONITOR | Medtronic Inc | 4411.76 | Loaned
CHRISTIANA |  | HOSPITAL-CH | 0 | VT12537 | DE |  | 2020-04-06 14:41 |  | Monitors; Physiologic; Electroencephalography; Intraoperative; Level-of-Consciousness | T0279 | BIS VISTA MONITOR | Medtronic Inc | 4411.76 | Loaned
CHRISTIANA |  | HOSPITAL-CH | 0 | VT18934 | DE |  | 2020-04-06 14:41 |  | Monitors; Physiologic; Electroencephalography; Intraoperative; Level-of-Consciousness | T0280 | BIS VISTA MONITOR | Medtronic Inc | 4411.76 | Loaned
CHRISTIANA |  | HOSPITAL-CH | 0 | VT07058 | DE |  | 2020-04-06 14:41 |  | Monitors; Physiologic; Electroencephalography; Intraoperative; Level-of-Consciousness | T0281 | BIS VISTA MONITOR | Medtronic Inc | 4411.76 | Loaned
CHRISTIANA |  | HOSPITAL-CH | 0 | VT14214 | DE |  | 2020-04-06 14:41 |  | Monitors; Physiologic; Electroencephalography; Intraoperative; Level-of-Consciousness | T0282 | BIS VISTA MONITOR | Medtronic Inc | 4411.76 | Loaned
CHRISTIANA |  | HOSPITAL-CH | 0 | VT12637 | DE |  | 2020-04-06 14:41 |  | Monitors; Physiologic; Electroencephalography; Intraoperative; Level-of-Consciousness | T0283 | BIS VISTA MONITOR | Medtronic Inc | 4411.76 | Loaned
CHRISTIANA |  | HOSPITAL-CH | 0 | VT13964 | DE |  | 2020-04-06 14:41 |  | Monitors; Physiologic; Electroencephalography; Intraoperative; Level-of-Consciousness | T0284 | BIS VISTA MONITOR | Medtronic Inc | 4411.76 | Loaned
CHRISTIANA |  | HOSPITAL-CH | 0 | VT13695 | DE |  | 2020-04-06 14:41 |  | Monitors; Physiologic; Electroencephalography; Intraoperative; Level-of-Consciousness | T0285 | BIS VISTA MONITOR | Medtronic Inc | 4411.76 | Loaned
CHRISTIANA |  | HOSPITAL-CH | 0 | VT11353 | DE |  | 2020-04-06 14:41 |  | Monitors; Physiologic; Electroencephalography; Intraoperative; Level-of-Consciousness | T0286 | BIS VISTA MONITOR | Medtronic Inc | 4411.76 | Loaned
CHRISTIANA |  | HOSPITAL-CH | 0 | VT10322 | DE |  | 2020-04-06 14:41 |  | Monitors; Physiologic; Electroencephalography; Intraoperative; Level-of-Consciousness | T0287 | BIS VISTA MONITOR | Medtronic Inc | 4411.76 | Loaned
CHRISTIANA |  | HOSPITAL-CH | 0 | 2059624 | DE |  | 2020-04-07 08:39 |  | Refrigerators; Blood Bank | 70991 | i.Series Undercounter Blood Bank Refrige iB105 | Helmer Inc | 3696 | Purchased
CHRISTIANA |  | CH-SURGI | 0 | ARUM-0087 | DE |  | 2020-04-13 20:00 |  | Anesthesia Unit Vaporizers | 71456 | D-Vapor - desflurane D-Vapor | NORTH AMERICAN DRAEGER | 2500 | Purchased
CHRISTIANA |  | HOSPITAL-WH | 0 | ARUN-0127 | DE |  | 2020-04-13 20:00 |  | Anesthesia Unit Vaporizers | 71458 | D-Vapor - desflurane D-Vapor | NORTH AMERICAN DRAEGER | 2500 | Purchased
CHRISTIANA |  | HOSPITAL-WH | 0 | 30247 | DE |  | 2020-04-17 13:49 |  | Detectors; Beta/Gamma Radiation | 101244 | Senorx Gamma Finder II | SENORX INC | 25000 | Purchased
CHRISTIANA |  | HOSPITAL-WH | 0 | 2020010000000 | DE |  | 2020-04-20 14:00 |  | Pumps; Circulating-Liquid; Localized Heating | 69807 | TP700 T/Pump | Stryker Corp | 439.81 | Purchased
CHRISTIANA |  | HOSPITAL-CH | 0 | 20790045 | DE |  | 2020-04-20 14:09 |  | Microscopes; Light; Laboratory | 71474 | Revelation Series III | LW SCIENTIFIC INC | 649.5 | Purchased
CHRISTIANA |  | HOSPITAL-CH | 0 | 20790046 | DE |  | 2020-04-20 14:15 |  | Microscopes; Light; Laboratory | 71475 | Revelation Series III | LW SCIENTIFIC INC | 649.5 | Purchased
CHRISTIANA |  | HOSPITAL-CH | 0 | LC108251 | DE |  | 2019-09-20 11:17 |  | Peritoneal Dialysis Units | T0289 | Liberty Cycler | FRESENIUS MEDICAL CARE NORTH AMERICA | 1800
CHRISTIANA |  | HOSPITAL-CH | 0 | LC014054 | DE |  | 2019-09-20 11:17 |  | Peritoneal Dialysis Units | T0290 | Liberty Cycler | FRESENIUS MEDICAL CARE NORTH AMERICA | 1800
CHRISTIANA |  | HOSPITAL-CH | 0 | LC117084 | DE |  | 2019-09-20 11:17 |  | Peritoneal Dialysis Units | T0292 | Liberty Cycler | FRESENIUS MEDICAL CARE NORTH AMERICA | 1800
CHRISTIANA |  | Rockford Center | 0 | X11E501940 | DE |  | 2020-04-27 08:17 |  | Defibrillators; External; Semiautomated | RC1036 | AED Plus Automated External Defibrillato | ZOLL MEDICAL CORP | 10000 | Purchased
CHRISTIANA |  | Rockford Center | 0 | NONE | DE |  | 2020-04-27 10:40 |  | Oxygen Concentrators | RC1032 | PLATINUM XI | INVACARE LTD | 1 | Purchased
CHRISTIANA |  | Rockford Center | 0 | NONE | DE |  | 2020-04-27 10:40 |  | Oxygen Concentrators | RC1029 | PLATINUM XI | INVACARE LTD | 1 | Purchased
CHRISTIANA |  | HOSPITAL-CH | 0 | 1449952 | DE |  | 2020-04-29 11:16 |  | Warming Units; Infant Nutritionals | 71518 | Waterless Milk Warmer 87115 | MEDELA INC | 7500 | Purchased
CHRISTIANA |  | HOSPITAL-CH | 0 | 401706-2614 | DE |  | 2020-05-04 13:29 |  | Carts; Computer/Video Monitor | 54883 | HI-CARE E SERIES | Howard Medical | 6589 | Purchased
CHRISTIANA |  | HOSPITAL-CH | 0 | MX-CJ-144-0452 | DE |  | 2020-05-12 10:10 |  | Temperature Monitors | 71485 | iMINI Temperature / Temperature and umidity Data Logger | Cryopak | 156.95 | Purchased
CHRISTIANA |  | HOSPITAL-CH | 0 | MX-CJ-144-0453 | DE |  | 2020-05-12 10:10 |  | Temperature Monitors | 71486 | iMINI Temperature / Temperature and umidity Data Logger | Cryopak | 156.95 | Purchased
CHRISTIANA |  | HOSPITAL-CH | 0 | MX-CJ-144-0455 | DE |  | 2020-05-12 10:06 |  | Temperature Monitors | 71487 | iMINI Temperature / Temperature and umidity Data Logger | Cryopak | 156.95 | Purchased
CHRISTIANA |  | HOSPITAL-CH | 0 | DE9070AC2U | DE |  | 2011-11-20 19:00 |  | Physiologic Monitor Module Housings | 48475 | M3001A | PHILIPS MEDICAL SYSTEMS CARDIAC & MONITORING SYSTEMS DIV | 6530 | Purchased
CHRISTIANA |  | HOSPITAL-CH | 0 | G27180016 | DE |  | 2020-05-12 13:15 |  | Pumps; Laboratory; Peristaltic | 71598 | RENOVARP PARACENTESIS PUMP | GI Supply Inc | 950 | Purchased
CHRISTIANA |  | HOSPITAL-CH | 0 | DYCXY518 | DE |  | 2020-05-13 09:30 |  | Warming/Cooling Units; Patient; Circulating-Liquid | T0310 | Arctic Sun Temperature Management System 5000 | MEDIVANCE | 1 | Loaned
CHRISTIANA |  | HOSPITAL-CH | 0 | A886010 | DE |  | 2020-05-11 08:35 |  | Thermometers; Electronic; Infrared; Skin | 101699a | TAT-5000 Temporal Scanner | Exergen Corp | 311 | Purchased
CHRISTIANA | 2020-08-14 | CH-SURGI | 0 | 854135WX1 | DE |  | 2020-05-15 13:08 |  | Probes; Ultrasonic | 854135WX1 | E8C-RS | GE MEDICAL SYSTEMS | 3000 | Purchased
CHRISTIANA | 2020-08-14 | CH-SURGI | 0 | 854115WX3 | DE |  | 2020-05-15 13:38 |  | Probes; Ultrasonic | 854115WX3 | E8C-RS | GE MEDICAL SYSTEMS | 3500 | Purchased
CHRISTIANA |  | HOSPITAL-CH | 0 | MBP1915511 | DE |  | 2020-04-17 09:25 |  | Oximeters; Pulse | 101310 | PM10N PORTABLE PULSE OXIMETER | NELLCOR PURITAN BENNETT INC | 595 | Purchased
CHRISTIANA |  | HOSPITAL-CH | 0 | 30021-3663 | DE |  | 2020-05-27 19:00 |  | Infusion Pumps; Analgesic; Patient-Controlled; Ambulatory | 71628 | Sapphire Epidural Infusion Pump 16312 | Eitan Medical North America; Inc. | 2000 | Purchased
CHRISTIANA | 2021-06-04 | HOSPITAL-WH | 0 | B37QNG | DE |  | 2020-06-04 09:55 |  | Probes; Ultrasonic | B37QNG | X5-1 | Philips | 15000 | Purchased
CHRISTIANA |  | HOSPITAL-CH | 0 | 110544017 | DE |  | 2020-05-11 20:00 |  | Lights; Examination; Wall-Mounted | 71563 | TRIANGO Treatment Luminaire 30 W | Derungs | 1500 | Purchased
CHRISTIANA |  | HOSPITAL-CH | 0 | 1101544021 | DE |  | 2020-05-11 20:00 |  | Lights; Examination; Wall-Mounted | 71566 | TRIANGO Treatment Luminaire 30 W | Derungs | 1500 | Purchased
CHRISTIANA | 2021-06-11 | HOSPITAL-CH | 0 | 14469C4X120B | DE |  | 2020-06-11 11:02 |  | Probes; Ultrasonic | 14469C4X120B | C4-1 | ZONARE Medical Systems Inc | 10000 | Purchased
CHRISTIANA | 2021-06-12 | HOSPITAL-CH | 0 | B1J0KH | DE |  | 2020-06-12 13:14 |  | Probe; Ultrasonic; Transesophageal Echocardiography | B1J0KH | X7-2T | Philips Healthcare North America | 18750 | Purchased
CHRISTIANA | 2021-06-15 | HOSPITAL-CH | 0 | 12354L5X120C | DE |  | 2020-06-15 08:42 |  | Probes; Ultrasonic | 12354L5X120C | L8-3 | Mindray North America A Mindray Global Co | 10000 | Purchased
CHRISTIANA |  | HOSPITAL-CH | 0 | 1101688001 | DE |  | 2020-05-11 20:00 |  | Lights; Examination; Wall-Mounted | 71671 | TRIANGO Treatment Luminaire 30 W | Derungs | 1500 | Purchased
CHRISTIANA |  | HOSPITAL-CH | 0 | 81004 | DE |  | 2020-06-18 09:14 |  | Warming Units; Patient; Forced-Air | 71812 | Arizant Bair Paws system 875 | ARIZANT INC | 9.99 | Purchased
CHRISTIANA |  | HOSPITAL-CH | 0 | QAAZ60403 | DE |  | 2020-05-11 07:34 |  | Phototherapy Units; Visible Light; Hyperbilirubinemia | 71669 | Giraffe Blue Spot PT Lite 6600-0833-800 | GE MEDICAL SYSTEMS | 9500 | Purchased
CHRISTIANA |  | HOSPITAL-CH | 0 | 1101688006 | DE |  | 2020-05-11 20:00 |  | Lights; Examination; Wall-Mounted | 71818 | TRIANGO Treatment Luminaire 30 W | Derungs | 1500 | Purchased
CHRISTIANA |  | Rockford Center | 0 | SH615202504SA | DE |  | 2020-04-24 09:23 |  | Sphygmomanometers; Electronic; Automatic | RC1093 | V100 CARESCAPE | GE Healthcare USA | 1 | Purchased
CHRISTIANA | 2020-09-29 | HOSPITAL-CH | 0 | 854182WX3 | DE |  | 2020-06-29 12:48 |  | Probes; Ultrasonic | 854182WX3 | E8Cs-Rs | GE Healthcare USA | 2264 | Purchased
CHRISTIANA |  | HOSPITAL-WH | 0 | 97514101 | DE |  | 2020-06-30 10:29 |  | Monitors; Physiologic; Respiration/Exhaled Carbon Dioxide/Pulse Oximetry; Bedside | 70183 | N85 - Capnograph/Pulse Ox | NELLCOR PURITAN BENNETT INC | 1200 | Purchased
CHRISTIANA |  | HOSPITAL-CH | 0 | DE73164624 | DE |  | 2006-01-30 19:00 |  | MONITORING SYSTEMS; Physiologic; Acute Care | 71849 | M8007A MP70 | PHILIPS MEDICAL SYSTEMS CARDIAC & MONITORING SYSTEMS DIV | 14356.83 | Purchased
CHRISTIANA |  | Union Professional Building Elkton | 0 | 123344 | MD |  | 2017-04-13 |  | Analyzers; Point-of-Care; Breath; Alcohol | 105305 | FST PORTABLE BREATH ALCHOL TEST | Intoximeters Inc | 2470 | Purchased
CHRISTIANA |  | Union Professional Building Elkton | 0 | D00000011369 | MD |  | 2017-04-13 |  | Defibrillators; External; Automated | 105306 | AED Plus Automated External Defibrillato | ZOLL MEDICAL CORP | 10000 | Purchased
CHRISTIANA |  | Union Professional Building Elkton | 0 | 4073420 | MD |  | 2017-04-13 |  | Oximeters; Pulse | 105316 | Spectro 2 | BCI INC | 689.85 | Purchased
CHRISTIANA |  | Union Professional Building Elkton | 0 | 5000117310 | MD |  | 2017-04-13 |  | Scales; Patient; Floor | 105318 | 500kl Health O Meter Eye Level Digital Scale | HEALTH O METER INC DIV SUNBEAM CORP | 361.73 | Purchased
CHRISTIANA |  | Union Professional Building Elkton | 0 | 20160911486 | MD |  | 2017-04-13 |  | Sphygmomanometers; Electronic; Automatic | 105398 | Spot Vital Signs LXi 45NT0 | CARDINAL | 2047.5 | Purchased
CHRISTIANA |  | HOSPITAL-CC | 0 | M04886 | MD |  | 2018-10-08 |  | Beds; Electric | 105754 | FL28EX GO BED II | Stryker Corp | 3080 | Purchased
CHRISTIANA |  | HOSPITAL-CC | 0 | 1083200484 | MD |  | 2009-01-20 |  | Electrocardiographs; Multichannel; Interpretive | 104793 | ELI 350 Electrocardiographs | Mortara Instrument Inc | 0 | Purchased
CHRISTIANA |  | HOSPITAL-CC | 0 | 1000037147 | MD |  | 2016-06-07 |  | Oximeters/Co-Oximeters; Pulse | 105847 | Rainbow SET Pulse Oximeter Radical-7 | MASIMO CORP | 1750 | Purchased
CHRISTIANA |  | HOSPITAL-CC | 0 | 032M1359056 | MD |  | 2012-03-22 |  | Sphygmomanometers; Electronic; Automatic | 104799 | PRO 400 V2 | GE MEDICAL SYSTEMS | 2656 | Purchased
CHRISTIANA |  | HOSPITAL-CC | 0 | SH616450145SA | MD |  | 2016-12-02 |  | Sphygmomanometers; Electronic; Automatic | 104698 | V100 | GE MEDICAL SYSTEMS | 2000 | Purchased
CHRISTIANA |  | HOSPITAL-CC | 0 | SH616450153SA | MD |  | 2016-12-02 |  | Sphygmomanometers; Electronic; Automatic | 104700 | V100 | GE MEDICAL SYSTEMS | 2000 | Purchased
CHRISTIANA |  | HOSPITAL-CC | 0 | SH617180444SA | MD |  | 2017-05-18 |  | Sphygmomanometers; Electronic; Automatic | 104702 | V100 | GE MEDICAL SYSTEMS | 2000 | Purchased
CHRISTIANA |  | HOSPITAL-CC | 0 | SH617180407SA | MD |  | 2017-05-19 |  | Sphygmomanometers; Electronic; Automatic | 104938 | V100 | GE MEDICAL SYSTEMS | 2000 | Purchased
CHRISTIANA |  | HOSPITAL-CC | 0 | AV14510065 | MD |  | 2017-11-10 |  | Vein Finders; Infrared Light | 106615 | Vein Viewing System AV400 | AccuVein LLC | 1895 | Purchased
CHRISTIANA |  | Singerly | 0 | X17C901865 | MD |  | 2018-01-18 |  | Defibrillators; External; Semiautomated | 105309 | AED Plus Automated External Defibrillato | ZOLL MEDICAL CORP | 10000 | Purchased
CHRISTIANA |  | Singerly | 0 | X13H6221686 | MD |  | 2013-10-02 |  | Defibrillators; External; Semiautomated | 105471 | AED Plus Automated External Defibrillato | ZOLL MEDICAL CORP | 10000 | Purchased
CHRISTIANA |  | Singerly | 0 | 5000036242 | MD |  | 2020-07-01 02:31 |  | Scales; Patient; Floor | 105347 | 500kl Health O Meter Eye Level Digital Scale | HEALTH O METER INC DIV SUNBEAM CORP | 361.73 | Purchased
CHRISTIANA |  | Singerly | 0 | 62121760 | MD |  | 2007-10-25 |  | Monitors; Physiologic; Electrocardiography/Vital Signs | 105388 | 6200 | TRAVENOL LABORATORIES INC HOSPITAL PRODUCTS DIV | 4000 | Purchased
CHRISTIANA |  | HOSPITAL-CC | 0 | 1552115 | MD |  | 2020-07-01 02:30 |  | Defibrillator/Monitors | 104389 | Code Management Module 3314164-001 | PHYSIO-CONTROL CORP | 1625 | Purchased
CHRISTIANA |  | HOSPITAL-CC | 0 | 15031846 | MD |  | 2020-07-01 02:32 |  | Thermometers; Electronic | 104310 | 690 | CARDINAL | 295 | Purchased
CHRISTIANA |  | HOSPITAL-CC | 0 | 12467363 | MD |  | 2020-07-01 02:33 |  | Thermometers; Electronic | 104946 | 2185 | ALARIS MEDICAL SYSTEMS INC SUB CARDINAL HEALTH INC | 395 | Purchased
CHRISTIANA |  | HOSPITAL-CC | 0 | 90080151 | MD |  | 2020-07-01 02:19 |  | Lights; Examination | 104797 | 2112 | Stryker Corp | 2500 | Purchased
CHRISTIANA |  | HOSPITAL-CC | 0 | MSC2-L-04304 | MD |  | 2020-07-01 02:07 |  | Warming Units | 104788 | MSCWARMER12S | Medline Industries; Inc. | 25278 | Purchased
CHRISTIANA |  | HOSPITAL-CC | 0 | 2091 | MD |  | 1998-11-20 |  | Aspirators; Emergency | 104302 | S-SCOR Duet Suction 2014A | SSCOR INC | 700 | Purchased
CHRISTIANA |  | HOSPITAL-CC | 0 | DE4680E7H2 | MD |  | 2017-12-29 |  | Physiologic Monitor Module Housings | 104180 | M3001A | PHILIPS MEDICAL SYSTEMS CARDIAC & MONITORING SYSTEMS DIV | 4266 | Purchased
CHRISTIANA |  | HOSPITAL-CC | 0 | 03DVW8 | MD |  | 2014-08-25 |  | Scanning Systems; Ultrasonic; Portable | 104185 | MicroMaxx Ultrasound System | SonoSite Inc | 14113 | Purchased
CHRISTIANA |  | HOSPITAL-CC | 0 | SH614020190SA | MD |  | 2015-10-14 |  | Sphygmomanometers; Electronic; Automatic | 104133 | V100 | GE MEDICAL SYSTEMS | 2000 | Purchased
CHRISTIANA |  | HOSPITAL-CC | 0 | SH614020193SA | MD |  | 2014-01-20 |  | Sphygmomanometers; Electronic; Automatic | 104197 | V100 | GE MEDICAL SYSTEMS | 2000 | Purchased
CHRISTIANA |  | HOSPITAL-CC | 0 | SDT08480420SP | MD |  | 2009-03-30 |  | Sphygmomanometers; Electronic; Automatic | 104802 | V100 | GE MEDICAL SYSTEMS | 2000 | Purchased
CHRISTIANA |  | HOSPITAL-CC | 0 | SH612330316SA | MD |  | 2012-10-19 |  | Sphygmomanometers; Electronic; Automatic | 105245 | V100 | GE MEDICAL SYSTEMS | 2000 | Purchased
CHRISTIANA |  | HOSPITAL-CC | 0 | M165AM4753 | MD |  | 2011-09-21 |  | Bed; ICU | 105854 | TOTAL CARE | HILL-ROM AIR-SHIELDS A HILL-ROM CO | 45000 | Purchased
CHRISTIANA |  | HOSPITAL-CC | 0 | M165AM4771 | MD |  | 2011-09-21 |  | Bed; ICU | 105865 | TOTAL CARE | HILL-ROM AIR-SHIELDS A HILL-ROM CO | 0 | Purchased
CHRISTIANA |  | HOSPITAL-CC | 0 | M165AM4772 | MD |  | 2011-09-21 |  | Bed; ICU | 105937 | TOTAL CARE | HILL-ROM AIR-SHIELDS A HILL-ROM CO | 0 | Purchased
CHRISTIANA |  | HOSPITAL-CC | 0 | 3126 | MD |  | 2016-12-12 |  | TELEMETRY UNITS | 104806 | ZM-530PA | Nihon Kohden Corp | 1200 | Purchased
CHRISTIANA |  | HOSPITAL-CC | 0 | 5759 | MD |  | 2016-12-12 |  | TELEMETRY UNITS | 104809 | ZM-530PA | Nihon Kohden Corp | 1200 | Purchased
CHRISTIANA |  | HOSPITAL-CC | 0 | 10342 | MD |  | 2016-12-09 |  | Monitors; Physiologic; Patient Transport | 105919 | Life Scope BSM-6000 Series Bedside Monit BSM-6301A | Nihon Kohden Corp | 4999.99 | Purchased
CHRISTIANA |  | HOSPITAL-CC | 0 | 38162826 | MD |  | 2009-10-15 |  | Defibrillators; External; Manual | 104095 | LIFEPAK Defibrillator 20 | PHYSIO-CONTROL CORP | 10554 | Purchased
CHRISTIANA |  | HOSPITAL-CC | 0 | 1083200479 | MD |  | 2009-01-20 |  | Electrocardiographs; Multichannel; Interpretive | 104067 | ELI 350 Electrocardiographs | Mortara Instrument Inc | 0 | Purchased
CHRISTIANA |  | HOSPITAL-CC | 0 | AAX06380132SA | MD |  | 2006-10-27 |  | Sphygmomanometers; Electronic; Automatic | 104059 | PRO 400 V2 | GE MEDICAL SYSTEMS | 2656 | Purchased
CHRISTIANA |  | HOSPITAL-CC | 0 | SH616480072SA | MD |  | 2016-12-19 |  | Sphygmomanometers; Electronic; Automatic | 104015 | V100 | GE MEDICAL SYSTEMS | 2000 | Purchased
CHRISTIANA |  | HOSPITAL-CC | 0 | SH616480210SA | MD |  | 2016-12-19 |  | Sphygmomanometers; Electronic; Automatic | 104069 | V100 | GE MEDICAL SYSTEMS | 2000 | Purchased
CHRISTIANA |  | HOSPITAL-CC | 0 | 3805G30036 | MD |  | 2020-07-01 02:26 |  | Physiologic Monitor Modules; Cardiac Output | 105850 | M1012A | PHILIPS MEDICAL SYSTEMS CARDIAC & MONITORING SYSTEMS DIV | 3000 | Purchased
CHRISTIANA |  | HOSPITAL-CC | 0 | 3805G30038 | MD |  | 2020-07-01 02:26 |  | Physiologic Monitor Modules; Cardiac Output | 105868 | M1012A | PHILIPS MEDICAL SYSTEMS CARDIAC & MONITORING SYSTEMS DIV | 3000 | Purchased
CHRISTIANA |  | HOSPITAL-CC | 0 | 3805G30037 | MD |  | 2020-07-01 02:26 |  | Physiologic Monitor Modules; Cardiac Output | 105869 | M1012A | PHILIPS MEDICAL SYSTEMS CARDIAC & MONITORING SYSTEMS DIV | 3000 | Purchased
CHRISTIANA |  | HOSPITAL-CC | 0 | 8DF04614 | MD |  | 2020-07-01 02:14 |  | Compressed Gas Proportioners; Oxygen-Air | 104089 | Carefusion Bird Air-Oxygen Blender 03800A | BIRD PRODUCTS 3M MEDICAL PRODUCTS DIV | 1000 | Purchased
CHRISTIANA |  | HOSPITAL-CC | 0 | 1552037 | MD |  | 2020-07-01 02:30 |  | Defibrillator/Monitors | 104118 | Code Management Module 3314164-001 | PHYSIO-CONTROL CORP | 1625 | Purchased
CHRISTIANA |  | HOSPITAL-CC | 0 | DE50230990 | MD |  | 2020-07-01 02:13 |  | Physiologic Monitor Module Housings | 104116 | M8048A INTELLIVUE FMS-8 | PHILIPS MEDICAL SYSTEMS CARDIAC & MONITORING SYSTEMS DIV | 10313 | Purchased
CHRISTIANA |  | HOSPITAL-CC | 0 | 18185059 | MD |  | 2020-07-01 02:25 |  | Thermometers; Electronic | 104016 | 692 | CARDINAL | 517 | Purchased
CHRISTIANA |  | HOSPITAL-CC | 0 | 14120469 | MD |  | 2020-07-01 02:25 |  | Thermometers; Electronic | 104024 | 692 | CARDINAL | 517 | Purchased
CHRISTIANA |  | HOSPITAL-CC | 0 | 12746338 | MD |  | 2020-07-01 02:10 |  | Thermometers; Electronic | 104139 | 2180 | ALARIS MEDICAL SYSTEMS INC SUB CARDINAL HEALTH INC | 395 | Purchased
CHRISTIANA |  | HOSPITAL-CC | 0 | MSC2-L-04278 | MD |  | 2020-07-01 02:07 |  | Warming Units | 104056 | MSCWARMER21S | Medline Industries; Inc. | 1500 | Purchased
CHRISTIANA |  | HOSPITAL-CC | 0 | 1552041 | MD |  | 2020-07-01 02:30 |  | Defibrillator/Monitors | 104005 | Code Management Module 3314164-001 | PHYSIO-CONTROL CORP | 1625 | Purchased
CHRISTIANA |  | HOSPITAL-CC | 0 | 1552040 | MD |  | 2020-07-01 02:30 |  | Defibrillator/Monitors | 104012 | Code Management Module 3314164-001 | PHYSIO-CONTROL CORP | 1625 | Purchased
CHRISTIANA |  | HOSPITAL-CC | 0 | MSC2-L-04303 | MD |  | 2020-07-01 02:07 |  | Warming Units | 104800 | MSCWARMER21S | Medline Industries; Inc. | 1500 | Purchased
CHRISTIANA |  | HOSPITAL-CC | 0 | Z52105909-2A | MD |  | 2020-07-01 02:06 |  | Data Management Systems; ECG | 104811 | MU971RA CNS | Nihon Kohden Corp | 32398.68 | Purchased
CHRISTIANA |  | HOSPITAL-CC | 0 | V52105900-2A | MD |  | 2020-07-01 02:06 |  | Data Management Systems; ECG | 104812 | MU971RA CNS | Nihon Kohden Corp | 32398.68 | Purchased
CHRISTIANA |  | HOSPITAL-CC | 0 | 31569793 | MD |  | 2020-07-01 02:20 |  | Defibrillator/Pacemaker/Physiologic Monitors | 105737 | 12 | DYNAWAVE CORP | 4000 | Purchased
CHRISTIANA |  | HOSPITAL-CC | 0 | M04891 | MD |  | 2018-07-24 |  | Beds; Electric | 105839 | FL28EX GO BED II | Stryker Corp | 3080 | Purchased
CHRISTIANA |  | HOSPITAL-CC | 0 | M04898 | MD |  | 2016-09-28 |  | Beds; Electric | 105989 | FL28EX GO BED II | Stryker Corp | 3080 | Purchased
CHRISTIANA |  | HOSPITAL-CC | 0 | BB06JZ048 | MD |  | 2013-06-18 |  | Beds; Electric; Obese | 105903 | 397-S | CAMTECH | 2500 | Purchased
CHRISTIANA |  | HOSPITAL-CC | 0 | BB06JZ045 | MD |  | 2013-06-18 |  | Beds; Electric; Obese | 105904 | 397-S | CAMTECH | 2500 | Purchased
CHRISTIANA |  | HOSPITAL-CC | 0 | BB06JZ046 | MD |  | 2013-06-18 |  | Beds; Electric; Obese | 105991 | 397-S | CAMTECH | 2500 | Purchased
CHRISTIANA |  | HOSPITAL-CC | 0 | 678653 | MD |  | 2018-09-10 |  | Circulatory Assist Units; Peripheral Compression; Intermittent | 104001 | VP500DM | Compression Therapy Concepts | 179.99 | Purchased
CHRISTIANA |  | HOSPITAL-CC | 0 | 678632 | MD |  | 2018-09-10 |  | Circulatory Assist Units; Peripheral Compression; Intermittent | 104043 | VP500DM | Compression Therapy Concepts | 179.99 | Purchased
CHRISTIANA |  | HOSPITAL-CC | 0 | 678687 | MD |  | 2018-09-10 |  | Circulatory Assist Units; Peripheral Compression; Intermittent | 104044 | VP500DM | Compression Therapy Concepts | 179.99 | Purchased
CHRISTIANA |  | HOSPITAL-CC | 0 | 678676 | MD |  | 2018-09-18 |  | Circulatory Assist Units; Peripheral Compression; Intermittent | 104048 | VP500DM | Compression Therapy Concepts | 179.99 | Purchased
CHRISTIANA |  | HOSPITAL-CC | 0 | 669541 | MD |  | 2018-09-18 |  | Circulatory Assist Units; Peripheral Compression; Intermittent | 104062 | VP500DM | Compression Therapy Concepts | 179.99 | Purchased
CHRISTIANA |  | HOSPITAL-CC | 0 | 678637 | MD |  | 2018-09-10 |  | Circulatory Assist Units; Peripheral Compression; Intermittent | 104073 | VP500DM | Compression Therapy Concepts | 179.99 | Purchased
CHRISTIANA |  | HOSPITAL-CC | 0 | 678674 | MD |  | 2018-09-18 |  | Circulatory Assist Units; Peripheral Compression; Intermittent | 104074 | VP500DM | Compression Therapy Concepts | 179.99 | Purchased
CHRISTIANA |  | HOSPITAL-CC | 0 | 678665 | MD |  | 2018-09-10 |  | Circulatory Assist Units; Peripheral Compression; Intermittent | 104092 | VP500DM | Compression Therapy Concepts | 179.99 | Purchased
CHRISTIANA |  | HOSPITAL-CC | 0 | 678688 | MD |  | 2018-09-10 |  | Circulatory Assist Units; Peripheral Compression; Intermittent | 104093 | VP500DM | Compression Therapy Concepts | 179.99 | Purchased
CHRISTIANA |  | HOSPITAL-CC | 0 | 678677 | MD |  | 2018-09-18 |  | Circulatory Assist Units; Peripheral Compression; Intermittent | 104094 | VP500DM | Compression Therapy Concepts | 179.99 | Purchased
CHRISTIANA |  | HOSPITAL-CC | 0 | 678671 | MD |  | 2018-09-10 |  | Circulatory Assist Units; Peripheral Compression; Intermittent | 104096 | VP500DM | Compression Therapy Concepts | 179.99 | Purchased
CHRISTIANA |  | HOSPITAL-CC | 0 | 678682 | MD |  | 2018-09-07 |  | Circulatory Assist Units; Peripheral Compression; Intermittent | 104102 | VP500DM | Compression Therapy Concepts | 179.99 | Purchased
CHRISTIANA |  | HOSPITAL-CC | 0 | 678667 | MD |  | 2018-09-10 |  | Circulatory Assist Units; Peripheral Compression; Intermittent | 104141 | VP500DM | Compression Therapy Concepts | 179.99 | Purchased
CHRISTIANA |  | HOSPITAL-CC | 0 | 669536 | MD |  | 2018-09-18 |  | Circulatory Assist Units; Peripheral Compression; Intermittent | 104146 | VP500DM | Compression Therapy Concepts | 179.99 | Purchased
CHRISTIANA |  | HOSPITAL-CC | 0 | 678643 | MD |  | 2018-09-10 |  | Circulatory Assist Units; Peripheral Compression; Intermittent | 104192 | VP500DM | Compression Therapy Concepts | 179.99 | Purchased
CHRISTIANA |  | HOSPITAL-CC | 0 | 678638 | MD |  | 2018-09-10 |  | Circulatory Assist Units; Peripheral Compression; Intermittent | 104308 | VP500DM | Compression Therapy Concepts | 179.99 | Purchased
CHRISTIANA |  | HOSPITAL-CC | 0 | 678640 | MD |  | 2018-09-10 |  | Circulatory Assist Units; Peripheral Compression; Intermittent | 104382 | VP500DM | Compression Therapy Concepts | 179.99 | Purchased
CHRISTIANA |  | HOSPITAL-CC | 0 | 678689 | MD |  | 2018-09-10 |  | Circulatory Assist Units; Peripheral Compression; Intermittent | 104508 | VP500DM | Compression Therapy Concepts | 179.99 | Purchased
CHRISTIANA |  | HOSPITAL-CC | 0 | 678634 | MD |  | 2018-09-10 |  | Circulatory Assist Units; Peripheral Compression; Intermittent | 104523 | VP500DM | Compression Therapy Concepts | 179.99 | Purchased
CHRISTIANA |  | HOSPITAL-CC | 0 | 678631 | MD |  | 2018-09-10 |  | Circulatory Assist Units; Peripheral Compression; Intermittent | 104567 | VP500DM | Compression Therapy Concepts | 179.99 | Purchased
CHRISTIANA |  | HOSPITAL-CC | 0 | 678663 | MD |  | 2018-09-10 |  | Circulatory Assist Units; Peripheral Compression; Intermittent | 104588 | VP500DM | Compression Therapy Concepts | 179.99 | Purchased
CHRISTIANA |  | HOSPITAL-CC | 0 | 678672 | MD |  | 2018-09-10 |  | Circulatory Assist Units; Peripheral Compression; Intermittent | 104721 | VP500DM | Compression Therapy Concepts | 179.99 | Purchased
CHRISTIANA |  | HOSPITAL-CC | 0 | 678654 | MD |  | 2018-09-10 |  | Circulatory Assist Units; Peripheral Compression; Intermittent | 104732 | VP500DM | Compression Therapy Concepts | 179.99 | Purchased
CHRISTIANA |  | HOSPITAL-CC | 0 | 678680 | MD |  | 2018-09-07 |  | Circulatory Assist Units; Peripheral Compression; Intermittent | 104733 | VP500DM | Compression Therapy Concepts | 179.99 | Purchased
CHRISTIANA |  | HOSPITAL-CC | 0 | 669386 | MD |  | 2018-09-18 |  | Circulatory Assist Units; Peripheral Compression; Intermittent | 104751 | VP500DM | Compression Therapy Concepts | 179.99 | Purchased
CHRISTIANA |  | HOSPITAL-CC | 0 | 669542 | MD |  | 2018-09-18 |  | Circulatory Assist Units; Peripheral Compression; Intermittent | 104752 | VP500DM | Compression Therapy Concepts | 179.99 | Purchased
CHRISTIANA |  | HOSPITAL-CC | 0 | 678650 | MD |  | 2018-09-10 |  | Circulatory Assist Units; Peripheral Compression; Intermittent | 104753 | VP500DM | Compression Therapy Concepts | 179.99 | Purchased
CHRISTIANA |  | HOSPITAL-CC | 0 | 678675 | MD |  | 2018-09-18 |  | Circulatory Assist Units; Peripheral Compression; Intermittent | 104755 | VP500DM | Compression Therapy Concepts | 179.99 | Purchased
CHRISTIANA |  | HOSPITAL-CC | 0 | 678636 | MD |  | 2018-09-10 |  | Circulatory Assist Units; Peripheral Compression; Intermittent | 104756 | VP500DM | Compression Therapy Concepts | 179.99 | Purchased
CHRISTIANA |  | HOSPITAL-CC | 0 | 669543 | MD |  | 2018-09-18 |  | Circulatory Assist Units; Peripheral Compression; Intermittent | 104763 | VP500DM | Compression Therapy Concepts | 179.99 | Purchased
CHRISTIANA |  | HOSPITAL-CC | 0 | 678683 | MD |  | 2018-09-07 |  | Circulatory Assist Units; Peripheral Compression; Intermittent | 104764 | VP500DM | Compression Therapy Concepts | 179.99 | Purchased
CHRISTIANA |  | HOSPITAL-CC | 0 | 678633 | MD |  | 2018-09-10 |  | Circulatory Assist Units; Peripheral Compression; Intermittent | 104767 | VP500DM | Compression Therapy Concepts | 179.99 | Purchased
CHRISTIANA |  | HOSPITAL-CC | 0 | 678686 | MD |  | 2018-09-10 |  | Circulatory Assist Units; Peripheral Compression; Intermittent | 104789 | VP500DM | Compression Therapy Concepts | 179.99 | Purchased
CHRISTIANA |  | HOSPITAL-CC | 0 | 678757 | MD |  | 2018-09-10 |  | Circulatory Assist Units; Peripheral Compression; Intermittent | 104790 | VP500DM | Compression Therapy Concepts | 179.99 | Purchased
CHRISTIANA |  | HOSPITAL-CC | 0 | 678758 | MD |  | 2018-09-10 |  | Circulatory Assist Units; Peripheral Compression; Intermittent | 104837 | VP500DM | Compression Therapy Concepts | 179.99 | Purchased
CHRISTIANA |  | HOSPITAL-CC | 0 | 678656 | MD |  | 2018-09-10 |  | Circulatory Assist Units; Peripheral Compression; Intermittent | 104842 | VP500DM | Compression Therapy Concepts | 179.99 | Purchased
CHRISTIANA |  | HOSPITAL-CC | 0 | 669544 | MD |  | 2018-09-18 |  | Circulatory Assist Units; Peripheral Compression; Intermittent | 104846 | VP500DM | Compression Therapy Concepts | 179.99 | Purchased
CHRISTIANA |  | HOSPITAL-CC | 0 | 678776 | MD |  | 2018-09-10 |  | Circulatory Assist Units; Peripheral Compression; Intermittent | 104847 | VP500DM | Compression Therapy Concepts | 179.99 | Purchased
CHRISTIANA |  | HOSPITAL-CC | 0 | 678670 | MD |  | 2018-09-10 |  | Circulatory Assist Units; Peripheral Compression; Intermittent | 104935 | VP500DM | Compression Therapy Concepts | 179.99 | Purchased
CHRISTIANA |  | HOSPITAL-CC | 0 | 678646 | MD |  | 2018-09-10 |  | Circulatory Assist Units; Peripheral Compression; Intermittent | 104996 | VP500DM | Compression Therapy Concepts | 179.99 | Purchased
CHRISTIANA |  | HOSPITAL-CC | 0 | 678664 | MD |  | 2018-09-10 |  | Circulatory Assist Units; Peripheral Compression; Intermittent | 105356 | VP500DM | Compression Therapy Concepts | 179.99 | Purchased
CHRISTIANA |  | HOSPITAL-CC | 0 | 678759 | MD |  | 2018-09-10 |  | Circulatory Assist Units; Peripheral Compression; Intermittent | 105594 | VP500DM | Compression Therapy Concepts | 179.99 | Purchased
CHRISTIANA |  | HOSPITAL-CC | 0 | 678666 | MD |  | 2018-09-10 |  | Circulatory Assist Units; Peripheral Compression; Intermittent | 105596 | VP500DM | Compression Therapy Concepts | 179.99 | Purchased
CHRISTIANA |  | HOSPITAL-CC | 0 | 669545 | MD |  | 2018-09-18 |  | Circulatory Assist Units; Peripheral Compression; Intermittent | 105705 | VP500DM | Compression Therapy Concepts | 179.99 | Purchased
CHRISTIANA |  | HOSPITAL-CC | 0 | 678668 | MD |  | 2018-09-10 |  | Circulatory Assist Units; Peripheral Compression; Intermittent | 105744 | VP500DM | Compression Therapy Concepts | 179.99 | Purchased
CHRISTIANA |  | HOSPITAL-CC | 0 | 678673 | MD |  | 2018-09-18 |  | Circulatory Assist Units; Peripheral Compression; Intermittent | 105841 | VP500DM | Compression Therapy Concepts | 179.99 | Purchased
CHRISTIANA |  | HOSPITAL-CC | 0 | 678640 | MD |  | 2018-09-10 |  | Circulatory Assist Units; Peripheral Compression; Intermittent | 105859 | VP500DM | Compression Therapy Concepts | 179.99 | Purchased
CHRISTIANA |  | HOSPITAL-CC | 0 | 669546 | MD |  | 2018-09-18 |  | Circulatory Assist Units; Peripheral Compression; Intermittent | 105914 | VP500DM | Compression Therapy Concepts | 179.99 | Purchased
CHRISTIANA |  | HOSPITAL-CC | 0 | 678635 | MD |  | 2018-09-10 |  | Circulatory Assist Units; Peripheral Compression; Intermittent | 105929 | VP500DM | Compression Therapy Concepts | 179.99 | Purchased
CHRISTIANA |  | HOSPITAL-CC | 0 | 678657 | MD |  | 2018-09-10 |  | Circulatory Assist Units; Peripheral Compression; Intermittent | 105930 | VP500DM | Compression Therapy Concepts | 179.99 | Purchased
CHRISTIANA |  | HOSPITAL-CC | 0 | 678780 | MD |  | 2018-09-10 |  | Circulatory Assist Units; Peripheral Compression; Intermittent | 105943 | VP500DM | Compression Therapy Concepts | 179.99 | Purchased
CHRISTIANA |  | HOSPITAL-CC | 0 | 678645 | MD |  | 2018-09-10 |  | Circulatory Assist Units; Peripheral Compression; Intermittent | 105996 | VP500DM | Compression Therapy Concepts | 179.99 | Purchased
CHRISTIANA |  | HOSPITAL-CC | 0 | 3552160 | MD |  | 2020-05-21 |  | Infusion Pumps; General-Purpose | 104000 | SPECTRUM IQ | BAXTER HEALTHCARE CORP IV SYSTEMS/IV THERAPY | 1395 | Purchased
CHRISTIANA |  | HOSPITAL-CC | 0 | 3550315 | MD |  | 2020-05-21 |  | Infusion Pumps; General-Purpose | 104013 | SPECTRUM IQ | BAXTER HEALTHCARE CORP IV SYSTEMS/IV THERAPY | 1395 | Purchased
CHRISTIANA |  | HOSPITAL-CC | 0 | 3550906 | MD |  | 2020-05-21 |  | Infusion Pumps; General-Purpose | 104014 | SPECTRUM IQ | BAXTER HEALTHCARE CORP IV SYSTEMS/IV THERAPY | 1395 | Purchased
CHRISTIANA |  | HOSPITAL-CC | 0 | 3543807 | MD |  | 2020-05-21 |  | Infusion Pumps; General-Purpose | 104017 | SPECTRUM IQ | BAXTER HEALTHCARE CORP IV SYSTEMS/IV THERAPY | 1395 | Purchased
CHRISTIANA |  | HOSPITAL-CC | 0 | 3552220 | MD |  | 2020-05-21 |  | Infusion Pumps; General-Purpose | 104018 | SPECTRUM IQ | BAXTER HEALTHCARE CORP IV SYSTEMS/IV THERAPY | 1395 | Purchased
CHRISTIANA |  | HOSPITAL-CC | 0 | 3551573 | MD |  | 2020-05-21 |  | Infusion Pumps; General-Purpose | 104019 | SPECTRUM IQ | BAXTER HEALTHCARE CORP IV SYSTEMS/IV THERAPY | 1395 | Purchased
CHRISTIANA |  | HOSPITAL-CC | 0 | 3550221 | MD |  | 2020-05-21 |  | Infusion Pumps; General-Purpose | 104020 | SPECTRUM IQ | BAXTER HEALTHCARE CORP IV SYSTEMS/IV THERAPY | 1395 | Purchased
CHRISTIANA |  | HOSPITAL-CC | 0 | 3552341 | MD |  | 2020-05-21 |  | Infusion Pumps; General-Purpose | 104022 | SPECTRUM IQ | BAXTER HEALTHCARE CORP IV SYSTEMS/IV THERAPY | 1395 | Purchased
CHRISTIANA |  | HOSPITAL-CC | 0 | 3540896 | MD |  | 2020-05-21 |  | Infusion Pumps; General-Purpose | 104023 | SPECTRUM IQ | BAXTER HEALTHCARE CORP IV SYSTEMS/IV THERAPY | 1395 | Purchased
CHRISTIANA |  | HOSPITAL-CC | 0 | 3548702 | MD |  | 2020-05-21 |  | Infusion Pumps; General-Purpose | 104025 | SPECTRUM IQ | BAXTER HEALTHCARE CORP IV SYSTEMS/IV THERAPY | 1395 | Purchased
CHRISTIANA |  | HOSPITAL-CC | 0 | 3552059 | MD |  | 2020-05-21 |  | Infusion Pumps; General-Purpose | 104026 | SPECTRUM IQ | BAXTER HEALTHCARE CORP IV SYSTEMS/IV THERAPY | 1395 | Purchased
CHRISTIANA |  | HOSPITAL-CC | 0 | 3550615 | MD |  | 2020-05-21 |  | Infusion Pumps; General-Purpose | 104028 | SPECTRUM IQ | BAXTER HEALTHCARE CORP IV SYSTEMS/IV THERAPY | 1395 | Purchased
CHRISTIANA |  | HOSPITAL-CC | 0 | 3551712 | MD |  | 2020-05-21 |  | Infusion Pumps; General-Purpose | 104029 | SPECTRUM IQ | BAXTER HEALTHCARE CORP IV SYSTEMS/IV THERAPY | 1395 | Purchased
CHRISTIANA |  | HOSPITAL-CC | 0 | 3548230 | MD |  | 2020-05-21 |  | Infusion Pumps; General-Purpose | 104030 | SPECTRUM IQ | BAXTER HEALTHCARE CORP IV SYSTEMS/IV THERAPY | 1395 | Purchased
CHRISTIANA |  | HOSPITAL-CC | 0 | 3545731 | MD |  | 2020-05-21 |  | Infusion Pumps; General-Purpose | 104031 | SPECTRUM IQ | BAXTER HEALTHCARE CORP IV SYSTEMS/IV THERAPY | 1395 | Purchased
CHRISTIANA |  | HOSPITAL-CC | 0 | 3551582 | MD |  | 2020-05-21 |  | Infusion Pumps; General-Purpose | 104036 | SPECTRUM IQ | BAXTER HEALTHCARE CORP IV SYSTEMS/IV THERAPY | 1395 | Purchased
CHRISTIANA |  | HOSPITAL-CC | 0 | 3543627 | MD |  | 2020-05-21 |  | Infusion Pumps; General-Purpose | 104038 | SPECTRUM IQ | BAXTER HEALTHCARE CORP IV SYSTEMS/IV THERAPY | 1395 | Purchased
CHRISTIANA |  | HOSPITAL-CC | 0 | 3544768 | MD |  | 2020-05-21 |  | Infusion Pumps; General-Purpose | 104039 | SPECTRUM IQ | BAXTER HEALTHCARE CORP IV SYSTEMS/IV THERAPY | 1395 | Purchased
CHRISTIANA |  | HOSPITAL-CC | 0 | 3552126 | MD |  | 2020-05-21 |  | Infusion Pumps; General-Purpose | 104042 | SPECTRUM IQ | BAXTER HEALTHCARE CORP IV SYSTEMS/IV THERAPY | 1395 | Purchased
CHRISTIANA |  | HOSPITAL-CC | 0 | 3545139 | MD |  | 2020-05-21 |  | Infusion Pumps; General-Purpose | 104045 | SPECTRUM IQ | BAXTER HEALTHCARE CORP IV SYSTEMS/IV THERAPY | 1395 | Purchased
CHRISTIANA |  | HOSPITAL-CC | 0 | 3548514 | MD |  | 2020-05-21 |  | Infusion Pumps; General-Purpose | 104046 | SPECTRUM IQ | BAXTER HEALTHCARE CORP IV SYSTEMS/IV THERAPY | 1395 | Purchased
CHRISTIANA |  | HOSPITAL-CC | 0 | 3549934 | MD |  | 2020-05-21 |  | Infusion Pumps; General-Purpose | 104047 | SPECTRUM IQ | BAXTER HEALTHCARE CORP IV SYSTEMS/IV THERAPY | 1395 | Purchased
CHRISTIANA |  | HOSPITAL-CC | 0 | 3548510 | MD |  | 2020-05-21 |  | Infusion Pumps; General-Purpose | 104049 | SPECTRUM IQ | BAXTER HEALTHCARE CORP IV SYSTEMS/IV THERAPY | 1395 | Purchased
CHRISTIANA |  | HOSPITAL-CC | 0 | 3549529 | MD |  | 2020-05-21 |  | Infusion Pumps; General-Purpose | 104050 | SPECTRUM IQ | BAXTER HEALTHCARE CORP IV SYSTEMS/IV THERAPY | 1395 | Purchased
CHRISTIANA |  | HOSPITAL-CC | 0 | 3546065 | MD |  | 2020-05-21 |  | Infusion Pumps; General-Purpose | 104053 | SPECTRUM IQ | BAXTER HEALTHCARE CORP IV SYSTEMS/IV THERAPY | 1395 | Purchased
CHRISTIANA |  | HOSPITAL-CC | 0 | 3551580 | MD |  | 2020-05-21 |  | Infusion Pumps; General-Purpose | 104054 | SPECTRUM IQ | BAXTER HEALTHCARE CORP IV SYSTEMS/IV THERAPY | 1395 | Purchased
CHRISTIANA |  | HOSPITAL-CC | 0 | 3552322 | MD |  | 2020-05-21 |  | Infusion Pumps; General-Purpose | 104055 | SPECTRUM IQ | BAXTER HEALTHCARE CORP IV SYSTEMS/IV THERAPY | 1395 | Purchased
CHRISTIANA |  | HOSPITAL-CC | 0 | 3549396 | MD |  | 2020-05-21 |  | Infusion Pumps; General-Purpose | 104060 | SPECTRUM IQ | BAXTER HEALTHCARE CORP IV SYSTEMS/IV THERAPY | 1395 | Purchased
CHRISTIANA |  | HOSPITAL-CC | 0 | 3550702 | MD |  | 2020-05-21 |  | Infusion Pumps; General-Purpose | 104063 | SPECTRUM IQ | BAXTER HEALTHCARE CORP IV SYSTEMS/IV THERAPY | 1395 | Purchased
CHRISTIANA |  | HOSPITAL-CC | 0 | 3551866 | MD |  | 2020-05-21 |  | Infusion Pumps; General-Purpose | 104068 | SPECTRUM IQ | BAXTER HEALTHCARE CORP IV SYSTEMS/IV THERAPY | 1395 | Purchased
CHRISTIANA |  | HOSPITAL-CC | 0 | 3550255 | MD |  | 2020-05-21 |  | Infusion Pumps; General-Purpose | 104076 | SPECTRUM IQ | BAXTER HEALTHCARE CORP IV SYSTEMS/IV THERAPY | 1395 | Purchased
CHRISTIANA |  | HOSPITAL-CC | 0 | 3551409 | MD |  | 2020-05-21 |  | Infusion Pumps; General-Purpose | 104077 | SPECTRUM IQ | BAXTER HEALTHCARE CORP IV SYSTEMS/IV THERAPY | 1395 | Purchased
CHRISTIANA |  | HOSPITAL-CC | 0 | 3552015 | MD |  | 2020-05-21 |  | Infusion Pumps; General-Purpose | 104078 | SPECTRUM IQ | BAXTER HEALTHCARE CORP IV SYSTEMS/IV THERAPY | 1395 | Purchased
CHRISTIANA |  | HOSPITAL-CC | 0 | 3549390 | MD |  | 2020-05-21 |  | Infusion Pumps; General-Purpose | 104079 | SPECTRUM IQ | BAXTER HEALTHCARE CORP IV SYSTEMS/IV THERAPY | 1395 | Purchased
CHRISTIANA |  | HOSPITAL-CC | 0 | 3551652 | MD |  | 2020-05-21 |  | Infusion Pumps; General-Purpose | 104083 | SPECTRUM IQ | BAXTER HEALTHCARE CORP IV SYSTEMS/IV THERAPY | 1395 | Purchased
CHRISTIANA |  | HOSPITAL-CC | 0 | 3548338 | MD |  | 2020-05-21 |  | Infusion Pumps; General-Purpose | 104084 | SPECTRUM IQ | BAXTER HEALTHCARE CORP IV SYSTEMS/IV THERAPY | 1395 | Purchased
CHRISTIANA |  | HOSPITAL-CC | 0 | 3546595 | MD |  | 2020-05-21 |  | Infusion Pumps; General-Purpose | 104086 | SPECTRUM IQ | BAXTER HEALTHCARE CORP IV SYSTEMS/IV THERAPY | 1395 | Purchased
CHRISTIANA |  | HOSPITAL-CC | 0 | 3549870 | MD |  | 2020-05-21 |  | Infusion Pumps; General-Purpose | 104087 | SPECTRUM IQ | BAXTER HEALTHCARE CORP IV SYSTEMS/IV THERAPY | 1395 | Purchased
CHRISTIANA |  | HOSPITAL-CC | 0 | 3551292 | MD |  | 2020-05-21 |  | Infusion Pumps; General-Purpose | 104091 | SPECTRUM IQ | BAXTER HEALTHCARE CORP IV SYSTEMS/IV THERAPY | 1395 | Purchased
CHRISTIANA |  | HOSPITAL-CC | 0 | 3551825 | MD |  | 2020-05-21 |  | Infusion Pumps; General-Purpose | 106236 | SPECTRUM IQ | BAXTER HEALTHCARE CORP IV SYSTEMS/IV THERAPY | 1395 | Purchased
CHRISTIANA |  | HOSPITAL-CC | 0 | 3551827 | MD |  | 2020-05-21 |  | Infusion Pumps; General-Purpose | 104097 | SPECTRUM IQ | BAXTER HEALTHCARE CORP IV SYSTEMS/IV THERAPY | 1395 | Purchased
CHRISTIANA |  | HOSPITAL-CC | 0 | 3546288 | MD |  | 2020-05-21 |  | Infusion Pumps; General-Purpose | 104100 | SPECTRUM IQ | BAXTER HEALTHCARE CORP IV SYSTEMS/IV THERAPY | 1395 | Purchased
CHRISTIANA |  | HOSPITAL-CC | 0 | 3550996 | MD |  | 2020-05-21 |  | Infusion Pumps; General-Purpose | 104101 | SPECTRUM IQ | BAXTER HEALTHCARE CORP IV SYSTEMS/IV THERAPY | 1395 | Purchased
CHRISTIANA |  | HOSPITAL-CC | 0 | 3551329 | MD |  | 2020-05-21 |  | Infusion Pumps; General-Purpose | 104117 | SPECTRUM IQ | BAXTER HEALTHCARE CORP IV SYSTEMS/IV THERAPY | 1395 | Purchased
CHRISTIANA |  | HOSPITAL-CC | 0 | 3551901 | MD |  | 2020-05-21 |  | Infusion Pumps; General-Purpose | 104142 | SPECTRUM IQ | BAXTER HEALTHCARE CORP IV SYSTEMS/IV THERAPY | 1395 | Purchased
CHRISTIANA |  | HOSPITAL-CC | 0 | 3551170 | MD |  | 2020-05-21 |  | Infusion Pumps; General-Purpose | 104151 | SPECTRUM IQ | BAXTER HEALTHCARE CORP IV SYSTEMS/IV THERAPY | 1395 | Purchased
CHRISTIANA |  | HOSPITAL-CC | 0 | 3551666 | MD |  | 2020-05-21 |  | Infusion Pumps; General-Purpose | 104152 | SPECTRUM IQ | BAXTER HEALTHCARE CORP IV SYSTEMS/IV THERAPY | 1395 | Purchased
CHRISTIANA |  | HOSPITAL-CC | 0 | 3544272 | MD |  | 2020-05-21 |  | Infusion Pumps; General-Purpose | 104153 | SPECTRUM IQ | BAXTER HEALTHCARE CORP IV SYSTEMS/IV THERAPY | 1395 | Purchased
CHRISTIANA |  | HOSPITAL-CC | 0 | 3551406 | MD |  | 2020-05-21 |  | Infusion Pumps; General-Purpose | 104159 | SPECTRUM IQ | BAXTER HEALTHCARE CORP IV SYSTEMS/IV THERAPY | 1395 | Purchased
CHRISTIANA |  | HOSPITAL-CC | 0 | 3550321 | MD |  | 2020-05-21 |  | Infusion Pumps; General-Purpose | 104160 | SPECTRUM IQ | BAXTER HEALTHCARE CORP IV SYSTEMS/IV THERAPY | 1395 | Purchased
CHRISTIANA |  | HOSPITAL-CC | 0 | 3544908 | MD |  | 2020-05-21 |  | Infusion Pumps; General-Purpose | 104243 | SPECTRUM IQ | BAXTER HEALTHCARE CORP IV SYSTEMS/IV THERAPY | 1395 | Purchased
CHRISTIANA |  | HOSPITAL-CC | 0 | 3552027 | MD |  | 2020-05-21 |  | Infusion Pumps; General-Purpose | 104270 | SPECTRUM IQ | BAXTER HEALTHCARE CORP IV SYSTEMS/IV THERAPY | 1395 | Purchased
CHRISTIANA |  | HOSPITAL-CC | 0 | 3543545 | MD |  | 2020-05-21 |  | Infusion Pumps; General-Purpose | 104272 | SPECTRUM IQ | BAXTER HEALTHCARE CORP IV SYSTEMS/IV THERAPY | 1395 | Purchased
CHRISTIANA |  | HOSPITAL-CC | 0 | 3552306 | MD |  | 2020-05-21 |  | Infusion Pumps; General-Purpose | 104273 | SPECTRUM IQ | BAXTER HEALTHCARE CORP IV SYSTEMS/IV THERAPY | 1395 | Purchased
CHRISTIANA |  | HOSPITAL-CC | 0 | 3552096 | MD |  | 2020-05-21 |  | Infusion Pumps; General-Purpose | 104274 | SPECTRUM IQ | BAXTER HEALTHCARE CORP IV SYSTEMS/IV THERAPY | 1395 | Purchased
CHRISTIANA |  | HOSPITAL-CC | 0 | 3551006 | MD |  | 2020-05-21 |  | Infusion Pumps; General-Purpose | 104275 | SPECTRUM IQ | BAXTER HEALTHCARE CORP IV SYSTEMS/IV THERAPY | 1395 | Purchased
CHRISTIANA |  | HOSPITAL-CC | 0 | 3548699 | MD |  | 2020-05-21 |  | Infusion Pumps; General-Purpose | 104276 | SPECTRUM IQ | BAXTER HEALTHCARE CORP IV SYSTEMS/IV THERAPY | 1395 | Purchased
CHRISTIANA |  | HOSPITAL-CC | 0 | 3551823 | MD |  | 2020-05-21 |  | Infusion Pumps; General-Purpose | 104277 | SPECTRUM IQ | BAXTER HEALTHCARE CORP IV SYSTEMS/IV THERAPY | 1395 | Purchased
CHRISTIANA |  | HOSPITAL-CC | 0 | 3549974 | MD |  | 2020-05-21 |  | Infusion Pumps; General-Purpose | 104278 | SPECTRUM IQ | BAXTER HEALTHCARE CORP IV SYSTEMS/IV THERAPY | 1395 | Purchased
CHRISTIANA |  | HOSPITAL-CC | 0 | 3545743 | MD |  | 2020-05-21 |  | Infusion Pumps; General-Purpose | 104279 | SPECTRUM IQ | BAXTER HEALTHCARE CORP IV SYSTEMS/IV THERAPY | 1395 | Purchased
CHRISTIANA |  | HOSPITAL-CC | 0 | 3548673 | MD |  | 2020-05-21 |  | Infusion Pumps; General-Purpose | 104300 | SPECTRUM IQ | BAXTER HEALTHCARE CORP IV SYSTEMS/IV THERAPY | 1395 | Purchased
CHRISTIANA |  | HOSPITAL-CC | 0 | 3552023 | MD |  | 2020-05-21 |  | Infusion Pumps; General-Purpose | 104315 | SPECTRUM IQ | BAXTER HEALTHCARE CORP IV SYSTEMS/IV THERAPY | 1395 | Purchased
CHRISTIANA |  | HOSPITAL-CC | 0 | 3552141 | MD |  | 2020-05-21 |  | Infusion Pumps; General-Purpose | 104324 | SPECTRUM IQ | BAXTER HEALTHCARE CORP IV SYSTEMS/IV THERAPY | 1395 | Purchased
CHRISTIANA |  | HOSPITAL-CC | 0 | 3551927 | MD |  | 2020-05-21 |  | Infusion Pumps; General-Purpose | 104325 | SPECTRUM IQ | BAXTER HEALTHCARE CORP IV SYSTEMS/IV THERAPY | 1395 | Purchased
CHRISTIANA |  | HOSPITAL-CC | 0 | 3551766 | MD |  | 2020-05-21 |  | Infusion Pumps; General-Purpose | 104326 | SPECTRUM IQ | BAXTER HEALTHCARE CORP IV SYSTEMS/IV THERAPY | 1395 | Purchased
CHRISTIANA |  | HOSPITAL-CC | 0 | 3547006 | MD |  | 2020-05-21 |  | Infusion Pumps; General-Purpose | 104327 | SPECTRUM IQ | BAXTER HEALTHCARE CORP IV SYSTEMS/IV THERAPY | 1395 | Purchased
CHRISTIANA |  | HOSPITAL-CC | 0 | 3551758 | MD |  | 2020-05-21 |  | Infusion Pumps; General-Purpose | 104334 | SPECTRUM IQ | BAXTER HEALTHCARE CORP IV SYSTEMS/IV THERAPY | 1395 | Purchased
CHRISTIANA |  | HOSPITAL-CC | 0 | 3552092 | MD |  | 2020-05-21 |  | Infusion Pumps; General-Purpose | 104337 | SPECTRUM IQ | BAXTER HEALTHCARE CORP IV SYSTEMS/IV THERAPY | 1395 | Purchased
CHRISTIANA |  | HOSPITAL-CC | 0 | 3552063 | MD |  | 2020-05-21 |  | Infusion Pumps; General-Purpose | 104339 | SPECTRUM IQ | BAXTER HEALTHCARE CORP IV SYSTEMS/IV THERAPY | 1395 | Purchased
CHRISTIANA |  | HOSPITAL-CC | 0 | 3552307 | MD |  | 2020-05-21 |  | Infusion Pumps; General-Purpose | 104353 | SPECTRUM IQ | BAXTER HEALTHCARE CORP IV SYSTEMS/IV THERAPY | 1395 | Purchased
CHRISTIANA |  | HOSPITAL-CC | 0 | 3551654 | MD |  | 2020-05-21 |  | Infusion Pumps; General-Purpose | 104355 | SPECTRUM IQ | BAXTER HEALTHCARE CORP IV SYSTEMS/IV THERAPY | 1395 | Purchased
CHRISTIANA |  | HOSPITAL-CC | 0 | 3550383 | MD |  | 2020-05-21 |  | Infusion Pumps; General-Purpose | 104356 | SPECTRUM IQ | BAXTER HEALTHCARE CORP IV SYSTEMS/IV THERAPY | 1395 | Purchased
CHRISTIANA |  | HOSPITAL-CC | 0 | 3551820 | MD |  | 2020-05-21 |  | Infusion Pumps; General-Purpose | 104365 | SPECTRUM IQ | BAXTER HEALTHCARE CORP IV SYSTEMS/IV THERAPY | 1395 | Purchased
CHRISTIANA |  | HOSPITAL-CC | 0 | 3552507 | MD |  | 2020-05-21 |  | Infusion Pumps; General-Purpose | 104375 | SPECTRUM IQ | BAXTER HEALTHCARE CORP IV SYSTEMS/IV THERAPY | 1395 | Purchased
CHRISTIANA |  | HOSPITAL-CC | 0 | 3551667 | MD |  | 2020-05-21 |  | Infusion Pumps; General-Purpose | 104376 | SPECTRUM IQ | BAXTER HEALTHCARE CORP IV SYSTEMS/IV THERAPY | 1395 | Purchased
CHRISTIANA |  | HOSPITAL-CC | 0 | 3544552 | MD |  | 2020-05-21 |  | Infusion Pumps; General-Purpose | 104386 | SPECTRUM IQ | BAXTER HEALTHCARE CORP IV SYSTEMS/IV THERAPY | 1395 | Purchased
CHRISTIANA |  | HOSPITAL-CC | 0 | 3551148 | MD |  | 2020-05-21 |  | Infusion Pumps; General-Purpose | 104434 | SPECTRUM IQ | BAXTER HEALTHCARE CORP IV SYSTEMS/IV THERAPY | 1395 | Purchased
CHRISTIANA |  | HOSPITAL-CC | 0 | 3552202 | MD |  | 2020-05-21 |  | Infusion Pumps; General-Purpose | 104440 | SPECTRUM IQ | BAXTER HEALTHCARE CORP IV SYSTEMS/IV THERAPY | 1395 | Purchased
CHRISTIANA |  | HOSPITAL-CC | 0 | 3551638 | MD |  | 2020-05-21 |  | Infusion Pumps; General-Purpose | 104502 | SPECTRUM IQ | BAXTER HEALTHCARE CORP IV SYSTEMS/IV THERAPY | 1395 | Purchased
CHRISTIANA |  | HOSPITAL-CC | 0 | 3544641 | MD |  | 2020-05-21 |  | Infusion Pumps; General-Purpose | 104503 | SPECTRUM IQ | BAXTER HEALTHCARE CORP IV SYSTEMS/IV THERAPY | 1395 | Purchased
CHRISTIANA |  | HOSPITAL-CC | 0 | 3548058 | MD |  | 2020-05-21 |  | Infusion Pumps; General-Purpose | 104520 | SPECTRUM IQ | BAXTER HEALTHCARE CORP IV SYSTEMS/IV THERAPY | 1395 | Purchased
CHRISTIANA |  | HOSPITAL-CC | 0 | 3552235 | MD |  | 2020-05-21 |  | Infusion Pumps; General-Purpose | 104546 | SPECTRUM IQ | BAXTER HEALTHCARE CORP IV SYSTEMS/IV THERAPY | 1395 | Purchased
CHRISTIANA |  | HOSPITAL-CC | 0 | 3552085 | MD |  | 2020-05-21 |  | Infusion Pumps; General-Purpose | 104583 | SPECTRUM IQ | BAXTER HEALTHCARE CORP IV SYSTEMS/IV THERAPY | 1395 | Purchased
CHRISTIANA |  | HOSPITAL-CC | 0 | 3551645 | MD |  | 2020-05-21 |  | Infusion Pumps; General-Purpose | 104715 | SPECTRUM IQ | BAXTER HEALTHCARE CORP IV SYSTEMS/IV THERAPY | 1395 | Purchased
CHRISTIANA |  | HOSPITAL-CC | 0 | 3551922 | MD |  | 2020-05-21 |  | Infusion Pumps; General-Purpose | 104719 | SPECTRUM IQ | BAXTER HEALTHCARE CORP IV SYSTEMS/IV THERAPY | 1395 | Purchased
CHRISTIANA |  | HOSPITAL-CC | 0 | 3551934 | MD |  | 2020-05-21 |  | Infusion Pumps; General-Purpose | 104722 | SPECTRUM IQ | BAXTER HEALTHCARE CORP IV SYSTEMS/IV THERAPY | 1395 | Purchased
CHRISTIANA |  | HOSPITAL-CC | 0 | 3551396 | MD |  | 2020-05-21 |  | Infusion Pumps; General-Purpose | 104723 | SPECTRUM IQ | BAXTER HEALTHCARE CORP IV SYSTEMS/IV THERAPY | 1395 | Purchased
CHRISTIANA |  | HOSPITAL-CC | 0 | 3549726 | MD |  | 2020-05-21 |  | Infusion Pumps; General-Purpose | 104731 | SPECTRUM IQ | BAXTER HEALTHCARE CORP IV SYSTEMS/IV THERAPY | 1395 | Purchased
CHRISTIANA |  | HOSPITAL-CC | 0 | 3548832 | MD |  | 2020-05-21 |  | Infusion Pumps; General-Purpose | 104737 | SPECTRUM IQ | BAXTER HEALTHCARE CORP IV SYSTEMS/IV THERAPY | 1395 | Purchased
CHRISTIANA |  | HOSPITAL-CC | 0 | 3550343 | MD |  | 2020-05-21 |  | Infusion Pumps; General-Purpose | 104738 | SPECTRUM IQ | BAXTER HEALTHCARE CORP IV SYSTEMS/IV THERAPY | 1395 | Purchased
CHRISTIANA |  | HOSPITAL-CC | 0 | 3551558 | MD |  | 2020-05-21 |  | Infusion Pumps; General-Purpose | 104739 | SPECTRUM IQ | BAXTER HEALTHCARE CORP IV SYSTEMS/IV THERAPY | 1395 | Purchased
CHRISTIANA |  | HOSPITAL-CC | 0 | 3545590 | MD |  | 2020-05-21 |  | Infusion Pumps; General-Purpose | 104743 | SPECTRUM IQ | BAXTER HEALTHCARE CORP IV SYSTEMS/IV THERAPY | 1395 | Purchased
CHRISTIANA |  | HOSPITAL-CC | 0 | 3551952 | MD |  | 2020-05-21 |  | Infusion Pumps; General-Purpose | 104746 | SPECTRUM IQ | BAXTER HEALTHCARE CORP IV SYSTEMS/IV THERAPY | 1395 | Purchased
CHRISTIANA |  | HOSPITAL-CC | 0 | 3552005 | MD |  | 2020-05-21 |  | Infusion Pumps; General-Purpose | 104754 | SPECTRUM IQ | BAXTER HEALTHCARE CORP IV SYSTEMS/IV THERAPY | 1395 | Purchased
CHRISTIANA |  | HOSPITAL-CC | 0 | 3552106 | MD |  | 2020-05-21 |  | Infusion Pumps; General-Purpose | 104757 | SPECTRUM IQ | BAXTER HEALTHCARE CORP IV SYSTEMS/IV THERAPY | 1395 | Purchased
CHRISTIANA |  | HOSPITAL-CC | 0 | 3552145 | MD |  | 2020-05-21 |  | Infusion Pumps; General-Purpose | 104760 | SPECTRUM IQ | BAXTER HEALTHCARE CORP IV SYSTEMS/IV THERAPY | 1395 | Purchased
CHRISTIANA |  | HOSPITAL-CC | 0 | 3546982 | MD |  | 2020-05-21 |  | Infusion Pumps; General-Purpose | 104761 | SPECTRUM IQ | BAXTER HEALTHCARE CORP IV SYSTEMS/IV THERAPY | 1395 | Purchased
CHRISTIANA |  | HOSPITAL-CC | 0 | 3544443 | MD |  | 2020-05-21 |  | Infusion Pumps; General-Purpose | 104766 | SPECTRUM IQ | BAXTER HEALTHCARE CORP IV SYSTEMS/IV THERAPY | 1395 | Purchased
CHRISTIANA |  | HOSPITAL-CC | 0 | 3003982 | MD |  | 2020-05-21 |  | Infusion Pumps; General-Purpose | 104768 | SPECTRUM IQ | BAXTER HEALTHCARE CORP IV SYSTEMS/IV THERAPY | 1395 | Purchased
CHRISTIANA |  | HOSPITAL-CC | 0 | 3550770 | MD |  | 2020-05-21 |  | Infusion Pumps; General-Purpose | 104769 | SPECTRUM IQ | BAXTER HEALTHCARE CORP IV SYSTEMS/IV THERAPY | 1395 | Purchased
CHRISTIANA |  | HOSPITAL-CC | 0 | 3547017 | MD |  | 2020-05-21 |  | Infusion Pumps; General-Purpose | 104778 | SPECTRUM IQ | BAXTER HEALTHCARE CORP IV SYSTEMS/IV THERAPY | 1395 | Purchased
CHRISTIANA |  | HOSPITAL-CC | 0 | 3550102 | MD |  | 2020-05-21 |  | Infusion Pumps; General-Purpose | 104833 | SPECTRUM IQ | BAXTER HEALTHCARE CORP IV SYSTEMS/IV THERAPY | 1395 | Purchased
CHRISTIANA |  | HOSPITAL-CC | 0 | 3550193 | MD |  | 2020-05-21 |  | Infusion Pumps; General-Purpose | 104838 | SPECTRUM IQ | BAXTER HEALTHCARE CORP IV SYSTEMS/IV THERAPY | 1395 | Purchased
CHRISTIANA |  | HOSPITAL-CC | 0 | 3551274 | MD |  | 2020-05-21 |  | Infusion Pumps; General-Purpose | 104850 | SPECTRUM IQ | BAXTER HEALTHCARE CORP IV SYSTEMS/IV THERAPY | 1395 | Purchased
CHRISTIANA |  | HOSPITAL-CC | 0 | 3551808 | MD |  | 2020-05-21 |  | Infusion Pumps; General-Purpose | 104912 | SPECTRUM IQ | BAXTER HEALTHCARE CORP IV SYSTEMS/IV THERAPY | 1395 | Purchased
CHRISTIANA |  | HOSPITAL-CC | 0 | 3551208 | MD |  | 2020-05-21 |  | Infusion Pumps; General-Purpose | 104916 | SPECTRUM IQ | BAXTER HEALTHCARE CORP IV SYSTEMS/IV THERAPY | 1395 | Purchased
CHRISTIANA |  | HOSPITAL-CC | 0 | 3549055 | MD |  | 2020-05-21 |  | Infusion Pumps; General-Purpose | 104928 | SPECTRUM IQ | BAXTER HEALTHCARE CORP IV SYSTEMS/IV THERAPY | 1395 | Purchased
CHRISTIANA |  | HOSPITAL-CC | 0 | 3546042 | MD |  | 2020-05-21 |  | Infusion Pumps; General-Purpose | 104933 | SPECTRUM IQ | BAXTER HEALTHCARE CORP IV SYSTEMS/IV THERAPY | 1395 | Purchased
CHRISTIANA |  | HOSPITAL-CC | 0 | 3552317 | MD |  | 2020-05-21 |  | Infusion Pumps; General-Purpose | 105064 | SPECTRUM IQ | BAXTER HEALTHCARE CORP IV SYSTEMS/IV THERAPY | 1395 | Purchased
CHRISTIANA |  | HOSPITAL-CC | 0 | 3550666 | MD |  | 2020-05-21 |  | Infusion Pumps; General-Purpose | 105065 | SPECTRUM IQ | BAXTER HEALTHCARE CORP IV SYSTEMS/IV THERAPY | 1395 | Purchased
CHRISTIANA |  | HOSPITAL-CC | 0 | 3550388 | MD |  | 2020-05-21 |  | Infusion Pumps; General-Purpose | 105066 | SPECTRUM IQ | BAXTER HEALTHCARE CORP IV SYSTEMS/IV THERAPY | 1395 | Purchased
CHRISTIANA |  | HOSPITAL-CC | 0 | 3550874 | MD |  | 2020-05-21 |  | Infusion Pumps; General-Purpose | 105068 | SPECTRUM IQ | BAXTER HEALTHCARE CORP IV SYSTEMS/IV THERAPY | 1395 | Purchased
CHRISTIANA |  | HOSPITAL-CC | 0 | 3549663 | MD |  | 2020-05-21 |  | Infusion Pumps; General-Purpose | 105085 | SPECTRUM IQ | BAXTER HEALTHCARE CORP IV SYSTEMS/IV THERAPY | 1395 | Purchased
CHRISTIANA |  | HOSPITAL-CC | 0 | 3550898 | MD |  | 2020-05-21 |  | Infusion Pumps; General-Purpose | 105192 | SPECTRUM IQ | BAXTER HEALTHCARE CORP IV SYSTEMS/IV THERAPY | 1395 | Purchased
CHRISTIANA |  | HOSPITAL-CC | 0 | 3551862 | MD |  | 2020-05-21 |  | Infusion Pumps; General-Purpose | 105193 | SPECTRUM IQ | BAXTER HEALTHCARE CORP IV SYSTEMS/IV THERAPY | 1395 | Purchased
CHRISTIANA |  | HOSPITAL-CC | 0 | 3551949 | MD |  | 2020-05-21 |  | Infusion Pumps; General-Purpose | 105252 | SPECTRUM IQ | BAXTER HEALTHCARE CORP IV SYSTEMS/IV THERAPY | 1395 | Purchased
CHRISTIANA |  | HOSPITAL-CC | 0 | 3551757 | MD |  | 2020-05-21 |  | Infusion Pumps; General-Purpose | 105253 | SPECTRUM IQ | BAXTER HEALTHCARE CORP IV SYSTEMS/IV THERAPY | 1395 | Purchased
CHRISTIANA |  | HOSPITAL-CC | 0 | 3550453 | MD |  | 2020-05-21 |  | Infusion Pumps; General-Purpose | 105254 | SPECTRUM IQ | BAXTER HEALTHCARE CORP IV SYSTEMS/IV THERAPY | 1395 | Purchased
CHRISTIANA |  | HOSPITAL-CC | 0 | 3546530 | MD |  | 2020-05-21 |  | Infusion Pumps; General-Purpose | 105257 | SPECTRUM IQ | BAXTER HEALTHCARE CORP IV SYSTEMS/IV THERAPY | 1395 | Purchased
CHRISTIANA |  | HOSPITAL-CC | 0 | 3548936 | MD |  | 2020-05-21 |  | Infusion Pumps; General-Purpose | 105258 | SPECTRUM IQ | BAXTER HEALTHCARE CORP IV SYSTEMS/IV THERAPY | 1395 | Purchased
CHRISTIANA |  | HOSPITAL-CC | 0 | 3551759 | MD |  | 2020-05-21 |  | Infusion Pumps; General-Purpose | 105259 | SPECTRUM IQ | BAXTER HEALTHCARE CORP IV SYSTEMS/IV THERAPY | 1395 | Purchased
CHRISTIANA |  | HOSPITAL-CC | 0 | 3551789 | MD |  | 2020-05-21 |  | Infusion Pumps; General-Purpose | 105260 | SPECTRUM IQ | BAXTER HEALTHCARE CORP IV SYSTEMS/IV THERAPY | 1395 | Purchased
CHRISTIANA |  | HOSPITAL-CC | 0 | 3552328 | MD |  | 2020-05-21 |  | Infusion Pumps; General-Purpose | 105261 | SPECTRUM IQ | BAXTER HEALTHCARE CORP IV SYSTEMS/IV THERAPY | 1395 | Purchased
CHRISTIANA |  | HOSPITAL-CC | 0 | 3551693 | MD |  | 2020-05-21 |  | Infusion Pumps; General-Purpose | 105262 | SPECTRUM IQ | BAXTER HEALTHCARE CORP IV SYSTEMS/IV THERAPY | 1395 | Purchased
CHRISTIANA |  | HOSPITAL-CC | 0 | 3552151 | MD |  | 2020-05-21 |  | Infusion Pumps; General-Purpose | 105263 | SPECTRUM IQ | BAXTER HEALTHCARE CORP IV SYSTEMS/IV THERAPY | 1395 | Purchased
CHRISTIANA |  | HOSPITAL-CC | 0 | 3549765 | MD |  | 2020-05-21 |  | Infusion Pumps; General-Purpose | 105264 | SPECTRUM IQ | BAXTER HEALTHCARE CORP IV SYSTEMS/IV THERAPY | 1395 | Purchased
CHRISTIANA |  | HOSPITAL-CC | 0 | 3551651 | MD |  | 2020-05-21 |  | Infusion Pumps; General-Purpose | 105265 | SPECTRUM IQ | BAXTER HEALTHCARE CORP IV SYSTEMS/IV THERAPY | 1395 | Purchased
CHRISTIANA |  | HOSPITAL-CC | 0 | 3551209 | MD |  | 2020-05-21 |  | Infusion Pumps; General-Purpose | 105266 | SPECTRUM IQ | BAXTER HEALTHCARE CORP IV SYSTEMS/IV THERAPY | 1395 | Purchased
CHRISTIANA |  | HOSPITAL-CC | 0 | 3551928 | MD |  | 2020-05-21 |  | Infusion Pumps; General-Purpose | 105267 | SPECTRUM IQ | BAXTER HEALTHCARE CORP IV SYSTEMS/IV THERAPY | 1395 | Purchased
CHRISTIANA |  | HOSPITAL-CC | 0 | 3550933 | MD |  | 2020-05-21 |  | Infusion Pumps; General-Purpose | 105268 | SPECTRUM IQ | BAXTER HEALTHCARE CORP IV SYSTEMS/IV THERAPY | 1395 | Purchased
CHRISTIANA |  | HOSPITAL-CC | 0 | 3015849 | MD |  | 2020-05-21 |  | Infusion Pumps; General-Purpose | 105269 | SPECTRUM IQ | BAXTER HEALTHCARE CORP IV SYSTEMS/IV THERAPY | 1395 | Purchased
CHRISTIANA |  | HOSPITAL-CC | 0 | 3551281 | MD |  | 2020-05-21 |  | Infusion Pumps; General-Purpose | 105270 | SPECTRUM IQ | BAXTER HEALTHCARE CORP IV SYSTEMS/IV THERAPY | 1395 | Purchased
CHRISTIANA |  | HOSPITAL-CC | 0 | 3552014 | MD |  | 2020-05-21 |  | Infusion Pumps; General-Purpose | 105271 | SPECTRUM IQ | BAXTER HEALTHCARE CORP IV SYSTEMS/IV THERAPY | 1395 | Purchased
CHRISTIANA |  | HOSPITAL-CC | 0 | 3551420 | MD |  | 2020-05-21 |  | Infusion Pumps; General-Purpose | 105725 | SPECTRUM IQ | BAXTER HEALTHCARE CORP IV SYSTEMS/IV THERAPY | 1395 | Purchased
CHRISTIANA |  | HOSPITAL-CC | 0 | 3548242 | MD |  | 2020-05-21 |  | Infusion Pumps; General-Purpose | 105727 | SPECTRUM IQ | BAXTER HEALTHCARE CORP IV SYSTEMS/IV THERAPY | 1395 | Purchased
CHRISTIANA |  | HOSPITAL-CC | 0 | 3015334 | MD |  | 2020-05-21 |  | Infusion Pumps; General-Purpose | 105728 | SPECTRUM IQ | BAXTER HEALTHCARE CORP IV SYSTEMS/IV THERAPY | 1395 | Purchased
CHRISTIANA |  | HOSPITAL-CC | 0 | 3548979 | MD |  | 2020-05-21 |  | Infusion Pumps; General-Purpose | 105731 | SPECTRUM IQ | BAXTER HEALTHCARE CORP IV SYSTEMS/IV THERAPY | 1395 | Purchased
CHRISTIANA |  | HOSPITAL-CC | 0 | 3551404 | MD |  | 2020-05-21 |  | Infusion Pumps; General-Purpose | 105732 | SPECTRUM IQ | BAXTER HEALTHCARE CORP IV SYSTEMS/IV THERAPY | 1395 | Purchased
CHRISTIANA |  | HOSPITAL-CC | 0 | 3550591 | MD |  | 2020-05-21 |  | Infusion Pumps; General-Purpose | 105733 | SPECTRUM IQ | BAXTER HEALTHCARE CORP IV SYSTEMS/IV THERAPY | 1395 | Purchased
CHRISTIANA |  | HOSPITAL-CC | 0 | 3551728 | MD |  | 2020-05-21 |  | Infusion Pumps; General-Purpose | 105734 | SPECTRUM IQ | BAXTER HEALTHCARE CORP IV SYSTEMS/IV THERAPY | 1395 | Purchased
CHRISTIANA |  | HOSPITAL-CC | 0 | 3550216 | MD |  | 2020-05-21 |  | Infusion Pumps; General-Purpose | 105738 | SPECTRUM IQ | BAXTER HEALTHCARE CORP IV SYSTEMS/IV THERAPY | 1395 | Purchased
CHRISTIANA |  | HOSPITAL-CC | 0 | 3552146 | MD |  | 2020-05-21 |  | Infusion Pumps; General-Purpose | 105770 | SPECTRUM IQ | BAXTER HEALTHCARE CORP IV SYSTEMS/IV THERAPY | 1395 | Purchased
CHRISTIANA |  | HOSPITAL-CC | 0 | 3545783 | MD |  | 2020-05-21 |  | Infusion Pumps; General-Purpose | 105786 | SPECTRUM IQ | BAXTER HEALTHCARE CORP IV SYSTEMS/IV THERAPY | 1395 | Purchased
CHRISTIANA |  | HOSPITAL-CC | 0 | 3550077 | MD |  | 2020-05-21 |  | Infusion Pumps; General-Purpose | 105806 | SPECTRUM IQ | BAXTER HEALTHCARE CORP IV SYSTEMS/IV THERAPY | 1395 | Purchased
CHRISTIANA |  | HOSPITAL-CC | 0 | 3551213 | MD |  | 2020-05-21 |  | Infusion Pumps; General-Purpose | 105811 | SPECTRUM IQ | BAXTER HEALTHCARE CORP IV SYSTEMS/IV THERAPY | 1395 | Purchased
CHRISTIANA |  | HOSPITAL-CC | 0 | 3547493 | MD |  | 2020-05-21 |  | Infusion Pumps; General-Purpose | 105812 | SPECTRUM IQ | BAXTER HEALTHCARE CORP IV SYSTEMS/IV THERAPY | 1395 | Purchased
CHRISTIANA |  | HOSPITAL-CC | 0 | 3551160 | MD |  | 2020-05-21 |  | Infusion Pumps; General-Purpose | 105815 | SPECTRUM IQ | BAXTER HEALTHCARE CORP IV SYSTEMS/IV THERAPY | 1395 | Purchased
CHRISTIANA |  | HOSPITAL-CC | 0 | 3550682 | MD |  | 2020-05-21 |  | Infusion Pumps; General-Purpose | 105816 | SPECTRUM IQ | BAXTER HEALTHCARE CORP IV SYSTEMS/IV THERAPY | 1395 | Purchased
CHRISTIANA |  | HOSPITAL-CC | 0 | 3546411 | MD |  | 2020-05-21 |  | Infusion Pumps; General-Purpose | 105818 | SPECTRUM IQ | BAXTER HEALTHCARE CORP IV SYSTEMS/IV THERAPY | 1395 | Purchased
CHRISTIANA |  | HOSPITAL-CC | 0 | 3552520 | MD |  | 2020-05-21 |  | Infusion Pumps; General-Purpose | 105820 | SPECTRUM IQ | BAXTER HEALTHCARE CORP IV SYSTEMS/IV THERAPY | 1395 | Purchased
CHRISTIANA |  | HOSPITAL-CC | 0 | 3551434 | MD |  | 2020-05-21 |  | Infusion Pumps; General-Purpose | 105824 | SPECTRUM IQ | BAXTER HEALTHCARE CORP IV SYSTEMS/IV THERAPY | 1395 | Purchased
CHRISTIANA |  | HOSPITAL-CC | 0 | 3017234 | MD |  | 2020-05-21 |  | Infusion Pumps; General-Purpose | 105825 | SPECTRUM IQ | BAXTER HEALTHCARE CORP IV SYSTEMS/IV THERAPY | 1395 | Purchased
CHRISTIANA |  | HOSPITAL-CC | 0 | 3549800 | MD |  | 2020-05-21 |  | Infusion Pumps; General-Purpose | 105826 | SPECTRUM IQ | BAXTER HEALTHCARE CORP IV SYSTEMS/IV THERAPY | 1395 | Purchased
CHRISTIANA |  | HOSPITAL-CC | 0 | 3551587 | MD |  | 2020-05-21 |  | Infusion Pumps; General-Purpose | 105827 | SPECTRUM IQ | BAXTER HEALTHCARE CORP IV SYSTEMS/IV THERAPY | 1395 | Purchased
CHRISTIANA |  | HOSPITAL-CC | 0 | 3551910 | MD |  | 2020-05-21 |  | Infusion Pumps; General-Purpose | 105828 | SPECTRUM IQ | BAXTER HEALTHCARE CORP IV SYSTEMS/IV THERAPY | 1395 | Purchased
CHRISTIANA |  | HOSPITAL-CC | 0 | 3546995 | MD |  | 2020-05-21 |  | Infusion Pumps; General-Purpose | 105856 | SPECTRUM IQ | BAXTER HEALTHCARE CORP IV SYSTEMS/IV THERAPY | 1395 | Purchased
CHRISTIANA |  | HOSPITAL-CC | 0 | 3549288 | MD |  | 2020-05-21 |  | Infusion Pumps; General-Purpose | 105875 | SPECTRUM IQ | BAXTER HEALTHCARE CORP IV SYSTEMS/IV THERAPY | 1395 | Purchased
CHRISTIANA |  | HOSPITAL-CC | 0 | 3549925 | MD |  | 2020-05-21 |  | Infusion Pumps; General-Purpose | 105879 | SPECTRUM IQ | BAXTER HEALTHCARE CORP IV SYSTEMS/IV THERAPY | 1395 | Purchased
CHRISTIANA |  | HOSPITAL-CC | 0 | 3551868 | MD |  | 2020-05-21 |  | Infusion Pumps; General-Purpose | 105880 | SPECTRUM IQ | BAXTER HEALTHCARE CORP IV SYSTEMS/IV THERAPY | 1395 | Purchased
CHRISTIANA |  | HOSPITAL-CC | 0 | 3547136 | MD |  | 2020-05-21 |  | Infusion Pumps; General-Purpose | 105895 | SPECTRUM IQ | BAXTER HEALTHCARE CORP IV SYSTEMS/IV THERAPY | 1395 | Purchased
CHRISTIANA |  | HOSPITAL-CC | 0 | 3545514 | MD |  | 2020-05-21 |  | Infusion Pumps; General-Purpose | 105896 | SPECTRUM IQ | BAXTER HEALTHCARE CORP IV SYSTEMS/IV THERAPY | 1395 | Purchased
CHRISTIANA |  | HOSPITAL-CC | 0 | 3007611 | MD |  | 2020-05-21 |  | Infusion Pumps; General-Purpose | 105912 | SPECTRUM IQ | BAXTER HEALTHCARE CORP IV SYSTEMS/IV THERAPY | 1395 | Purchased
CHRISTIANA |  | HOSPITAL-CC | 0 | 3552311 | MD |  | 2020-05-21 |  | Infusion Pumps; General-Purpose | 105915 | SPECTRUM IQ | BAXTER HEALTHCARE CORP IV SYSTEMS/IV THERAPY | 1395 | Purchased
CHRISTIANA |  | HOSPITAL-CC | 0 | 3546527 | MD |  | 2020-05-21 |  | Infusion Pumps; General-Purpose | 105916 | SPECTRUM IQ | BAXTER HEALTHCARE CORP IV SYSTEMS/IV THERAPY | 1395 | Purchased
CHRISTIANA |  | HOSPITAL-CC | 0 | 3551422 | MD |  | 2020-05-21 |  | Infusion Pumps; General-Purpose | 105917 | SPECTRUM IQ | BAXTER HEALTHCARE CORP IV SYSTEMS/IV THERAPY | 1395 | Purchased
CHRISTIANA |  | HOSPITAL-CC | 0 | 3548694 | MD |  | 2020-05-21 |  | Infusion Pumps; General-Purpose | 105918 | SPECTRUM IQ | BAXTER HEALTHCARE CORP IV SYSTEMS/IV THERAPY | 1395 | Purchased
CHRISTIANA |  | HOSPITAL-CC | 0 | 3551324 | MD |  | 2020-05-21 |  | Infusion Pumps; General-Purpose | 105925 | SPECTRUM IQ | BAXTER HEALTHCARE CORP IV SYSTEMS/IV THERAPY | 1395 | Purchased
CHRISTIANA |  | HOSPITAL-CC | 0 | 3549955 | MD |  | 2020-05-21 |  | Infusion Pumps; General-Purpose | 105934 | SPECTRUM IQ | BAXTER HEALTHCARE CORP IV SYSTEMS/IV THERAPY | 1395 | Purchased
CHRISTIANA |  | HOSPITAL-CC | 0 | 3549464 | MD |  | 2020-05-21 |  | Infusion Pumps; General-Purpose | 105944 | SPECTRUM IQ | BAXTER HEALTHCARE CORP IV SYSTEMS/IV THERAPY | 1395 | Purchased
CHRISTIANA |  | HOSPITAL-CC | 0 | 3551708 | MD |  | 2020-05-21 |  | Infusion Pumps; General-Purpose | 105945 | SPECTRUM IQ | BAXTER HEALTHCARE CORP IV SYSTEMS/IV THERAPY | 1395 | Purchased
CHRISTIANA |  | HOSPITAL-CC | 0 | 3551696 | MD |  | 2020-05-21 |  | Infusion Pumps; General-Purpose | 105952 | SPECTRUM IQ | BAXTER HEALTHCARE CORP IV SYSTEMS/IV THERAPY | 1395 | Purchased
CHRISTIANA |  | HOSPITAL-CC | 0 | 3546254 | MD |  | 2020-05-21 |  | Infusion Pumps; General-Purpose | 105970 | SPECTRUM IQ | BAXTER HEALTHCARE CORP IV SYSTEMS/IV THERAPY | 1395 | Purchased
CHRISTIANA |  | HOSPITAL-CC | 0 | 3551875 | MD |  | 2020-05-21 |  | Infusion Pumps; General-Purpose | 105971 | SPECTRUM IQ | BAXTER HEALTHCARE CORP IV SYSTEMS/IV THERAPY | 1395 | Purchased
CHRISTIANA |  | HOSPITAL-CC | 0 | 3552116 | MD |  | 2020-05-21 |  | Infusion Pumps; General-Purpose | 105973 | SPECTRUM IQ | BAXTER HEALTHCARE CORP IV SYSTEMS/IV THERAPY | 1395 | Purchased
CHRISTIANA |  | HOSPITAL-CC | 0 | 3550845 | MD |  | 2020-05-21 |  | Infusion Pumps; General-Purpose | 105975 | SPECTRUM IQ | BAXTER HEALTHCARE CORP IV SYSTEMS/IV THERAPY | 1395 | Purchased
CHRISTIANA |  | HOSPITAL-CC | 0 | 3543167 | MD |  | 2020-05-21 |  | Infusion Pumps; General-Purpose | 105976 | SPECTRUM IQ | BAXTER HEALTHCARE CORP IV SYSTEMS/IV THERAPY | 1395 | Purchased
CHRISTIANA |  | HOSPITAL-CC | 0 | 3552506 | MD |  | 2020-05-21 |  | Infusion Pumps; General-Purpose | 105990 | SPECTRUM IQ | BAXTER HEALTHCARE CORP IV SYSTEMS/IV THERAPY | 1395 | Purchased
CHRISTIANA |  | HOSPITAL-CC | 0 | 3546911 | MD |  | 2020-05-21 |  | Infusion Pumps; General-Purpose | 105997 | SPECTRUM IQ | BAXTER HEALTHCARE CORP IV SYSTEMS/IV THERAPY | 1395 | Purchased
CHRISTIANA |  | HOSPITAL-CC | 0 | 3551908 | MD |  | 2020-05-21 |  | Infusion Pumps; General-Purpose | 5221394 | SPECTRUM IQ | BAXTER HEALTHCARE CORP IV SYSTEMS/IV THERAPY | 1395 | Purchased
CHRISTIANA |  | HOSPITAL-CC | 0 | 3548417 | MD |  | 2020-05-21 |  | Infusion Pumps; General-Purpose | 105813 | SPECTRUM IQ | BAXTER HEALTHCARE CORP IV SYSTEMS/IV THERAPY | 1395 | Purchased
CHRISTIANA |  | HOSPITAL-CC | 0 | 3552153 | MD |  | 2020-05-21 |  | Infusion Pumps; General-Purpose | 105634 | SPECTRUM IQ | BAXTER HEALTHCARE CORP IV SYSTEMS/IV THERAPY | 1395 | Purchased
CHRISTIANA |  | HOSPITAL-CC | 0 | 3551167 | MD |  | 2020-05-21 |  | Infusion Pumps; General-Purpose | 104271B | SPECTRUM IQ | BAXTER HEALTHCARE CORP IV SYSTEMS/IV THERAPY | 1395 | Purchased
CHRISTIANA |  | HOSPITAL-CC | 0 | 3539276 | MD |  | 2020-05-21 |  | Infusion Pumps; General-Purpose | 105907 | SPECTRUM IQ | BAXTER HEALTHCARE CORP IV SYSTEMS/IV THERAPY | 1395 | Purchased
CHRISTIANA |  | HOSPITAL-CC | 0 | 34621 | MD |  | 2018-11-06 |  | Relocatable Power Tap | 105702 | BAXTER RD0612 | BAXTER HEALTHCARE CORP IV SYSTEMS/IV THERAPY | 1395 | Purchased
CHRISTIANA |  | HOSPITAL-CC | 0 | 34620 | MD |  | 2018-11-06 |  | Relocatable Power Tap | 105735 | BAXTER RD0612 | BAXTER HEALTHCARE CORP IV SYSTEMS/IV THERAPY | 1395 | Purchased
CHRISTIANA |  | HOSPITAL-CC | 0 | C33485 | MD |  | 2016-03-17 |  | Relocatable Power Tap | 105784 | BAXTER RD0612 | BAXTER HEALTHCARE CORP IV SYSTEMS/IV THERAPY | 1395 | Purchased
CHRISTIANA |  | HOSPITAL-CC | 0 | C33490 | MD |  | 2016-03-21 |  | Relocatable Power Tap | 105833 | BAXTER RD0612 | BAXTER HEALTHCARE CORP IV SYSTEMS/IV THERAPY | 1395 | Purchased
CHRISTIANA |  | HOSPITAL-CC | 0 | C33495 | MD |  | 2016-03-21 |  | Relocatable Power Tap | 105947 | BAXTER RD0612 | BAXTER HEALTHCARE CORP IV SYSTEMS/IV THERAPY | 1395 | Purchased
CHRISTIANA |  | HOSPITAL-CC | 0 | C33486 | MD |  | 2016-03-21 |  | Relocatable Power Tap | 105956 | BAXTER RD0612 | BAXTER HEALTHCARE CORP IV SYSTEMS/IV THERAPY | 1395 | Purchased
CHRISTIANA |  | HOSPITAL-CC | 0 | C33487 | MD |  | 2016-03-21 |  | Relocatable Power Tap | 105992 | BAXTER RD0612 | BAXTER HEALTHCARE CORP IV SYSTEMS/IV THERAPY | 1395 | Purchased
CHRISTIANA |  | HOSPITAL-CC | 0 | C16163354 | MD |  | 2017-03-17 |  | Pumps; Enteral Feeding | 104720 | EPUMP | KENDALL HEALTHCARE PRODUCTS LP A TYCO HEALTHCARE GROUP CO | 328.57 | Purchased
CHRISTIANA |  | HOSPITAL-CC | 0 | C1284540 | MD |  | 2020-07-01 02:34 |  | Pumps; Enteral Feeding | 104765 | EPUMP | KENDALL HEALTHCARE PRODUCTS LP A TYCO HEALTHCARE GROUP CO | 328.57 | Purchased
CHRISTIANA |  | HOSPITAL-CC | 0 | 33497168 | MD |  | 2005-08-31 |  | Defibrillator/Pacemakers; External | 104233 | LIFEPAK Defibrillator 20 | PHYSIO-CONTROL CORP | 10554 | Purchased
CHRISTIANA |  | HOSPITAL-CC | 0 | 1180568 | MD |  | 2020-07-01 02:10 |  | Phototachometers | 104396 | C-891 | AMETEK Inc | 0 | Purchased
CHRISTIANA |  | HOSPITAL-CC | 0 | 9350018 | MD |  | 2020-07-01 02:12 |  | TEST EQUIPMENT; TEST EQUIPMENT | 105301 | 180 | TOPCON INSTRUMENT CORP OF AMERICA | 5000
CHRISTIANA |  | HOSPITAL-CC | 0 | 8986023 | MD |  | 2005-09-19 |  | Testers; Electrosurgical Unit | 104311 | 454A ELECOSURGICAL ANALYZERS | FLUKE BIOMEDICAL CORP | 2249.95 | Purchased
CHRISTIANA |  | HOSPITAL-CC | 0 | 2054 | MD |  | 1999-03-29 |  | Simulators; Noninvasive Blood Pressure | 104312 | CUFFLINK blood pressure analyzer | DYNATECH LABORATORIES INC | 5000 | Purchased
CHRISTIANA |  | HOSPITAL-CC | 0 | 1081 | MD |  | 2000-08-14 |  | External Cardiac Pacemaker Analyzer | 104297 | PMT100 PACEMAKER TESTER | NETECH CORP | 2353 | Purchased
CHRISTIANA |  | HOSPITAL-CC | 0 | SH615244585SA | MD |  | 2015-09-23 |  | Sphygmomanometers; Electronic; Automatic | 104268 | V100 | GE MEDICAL SYSTEMS | 2000 | Purchased
CHRISTIANA |  | Singerly | 0 | 5990005100 | MD |  | 2016-10-26 |  | Scales; Patient; Floor | 105413 | 500kl Health O Meter Eye Level Digital Scale | HEALTH O METER INC DIV SUNBEAM CORP | 361.73 | Purchased
CHRISTIANA |  | HOSPITAL-CC | 0 | 1552042 | MD |  | 2020-07-01 02:30 |  | Defibrillator/Monitors | 104849 | Code Management Module 3314164-001 | PHYSIO-CONTROL CORP | 1625 | Purchased
CHRISTIANA |  | HOSPITAL-CC | 0 | 308053010 | MD |  | 2020-07-01 02:21 |  | Stretchers; Mobile; Hospital | 104258 | 721 | Stryker Corp | 2300 | Purchased
CHRISTIANA |  | HOSPITAL-CC | 0 | SH614211494SA | MD |  | 2020-07-01 02:09 |  | Sphygmomanometers; Electronic; Automatic | 105927 | V100 | GE MEDICAL SYSTEMS | 2000 | Purchased
CHRISTIANA |  | HOSPITAL-CC | 0 | X13h621643 | MD |  | 2020-07-01 02:05 |  | Defibrillators; External; Semiautomated | 104286 | AED Plus Automated External Defibrillato | ZOLL MEDICAL CORP | 10000 | Purchased
CHRISTIANA |  | HOSPITAL-CC | 0 | NONE | MD |  | 2020-07-01 02:04 |  | Scales; Infant | 104610 | N15 AIR SHIELD | Hill-Rom Co Inc | 750 | Purchased
CHRISTIANA |  | HOSPITAL-CC | 0 | AOR-380646 | MD |  | 2020-07-01 02:00 |  | Oxygen Analyzers | 104295 | 9450 PRO O2 ANALYZER | NUVAIR | 265 | Purchased
CHRISTIANA |  | HOSPITAL-CC | 0 | 15049 | MD |  | 2020-07-01 02:07 |  | TEST EQUIPMENT; TEST EQUIPMENT | 104372 | 11801 MULTI PRO 200 | NETECH CORP | 2353 | Purchased
CHRISTIANA |  | HOSPITAL-CC | 0 | 05250-SLUG | MD |  | 2020-07-01 02:08 |  | TEST EQUIPMENT; TEST EQUIPMENT | 104814 | 3000CAL | SMITHS / LEVEL 1 | 865.39 | Purchased
CHRISTIANA |  | HOSPITAL-CC | 0 | 5250 | MD |  | 2020-07-01 02:18 |  | Testers; Force | 104816 | FDK20 | Wagner | 5000 | Purchased
CHRISTIANA |  | HOSPITAL-CC | 0 | 1445 | MD |  | 2020-07-01 02:08 |  | Testers; Defibrillator | 104397 | IMPULSE 3000 | DYNATECH NEVADA | 5000 | Purchased
CHRISTIANA |  | HOSPITAL-CC | 0 | 490 | MD |  | 2020-07-01 02:04 |  | Warmers; Radiant; Infant | 104296 | SABILET II | Hill-Rom Co Inc | 15000 | Purchased
CHRISTIANA |  | HOSPITAL-CC | 0 | T527f99 | MD |  | 2020-07-01 02:16 |  | Oxygen Analyzers | 104293 | MINIOX I | MSA Safety Sales; LLC | 629 | Purchased
CHRISTIANA |  | HOSPITAL-CC | 0 | M08358 | MD |  | 2008-01-22 |  | Beds; Electric | 105753 | FL28EX GO BED II | Stryker Corp | 3080 | Purchased
CHRISTIANA |  | HOSPITAL-CC | 0 | M08385 | MD |  | 2008-01-22 |  | Beds; Electric | 105800 | FL28EX GO BED II | Stryker Corp | 3080 | Purchased
CHRISTIANA |  | HOSPITAL-CC | 0 | 548703 | MD |  | 2020-07-01 02:15 |  | Scanning Systems; Computed Tomography; Axial; Full-Body | 104265 | BRILLANCE 16 | PHILIPS MEDICAL SYSTEMS NORTH AMERICA | 0 | Purchased
CHRISTIANA |  | HOSPITAL-CC | 0 | 87253 | MD |  | 2016-02-25 |  | Printers; Video | 104966 | 240080230 | Stryker Corp | 149 | Purchased
CHRISTIANA |  | HOSPITAL-CC | 0 | 400573 | MD |  | 2020-07-01 02:08 |  | Disinfectors; Liquid Germicide; Flexible Endoscope | 104674 | SYSTEM 1E | STERIS Corp | 10941.84 | Purchased
CHRISTIANA |  | HOSPITAL-CC | 0 | 402856 | MD |  | 2020-07-01 02:08 |  | Disinfectors; Liquid Germicide; Flexible Endoscope | 104673 | SYSTEM 1E | STERIS Corp | 10941.84 | Purchased
CHRISTIANA |  | HOSPITAL-CC | 0 | 13C001834 | MD |  | 2013-04-09 |  | INFORMATION SYSTEM; DATA MANAGEMENT; HEALTH RECORD | 104967 | SDC 3 HD | Stryker Corp | 200000 | Purchased
CHRISTIANA |  | HOSPITAL-CC | 0 | 13C058894 | MD |  | 2013-04-09 |  | Light Source | 104976 | L9000 LED | Stryker Corp | 1100 | Purchased
CHRISTIANA |  | HOSPITAL-CC | 0 | RKT-1-13081583 | MD |  | 2016-02-04 |  | Urodynamic Measurement Systems | 104569 | DORADO Urodynamics System KT | LABORIE MEDICAL TECHNOLOGIES CORP. | 1075200 | Purchased
CHRISTIANA |  | North East Primary Care | 0 | 5107-108 | MD |  | 2004-08-27 |  | Scales; Patient; Floor | 105307 | 5107 | SCALE-TRONIX INC | 395 | Purchased
CHRISTIANA |  | HOSPITAL-CC | 0 | A514880 | MD |  | 2016-03-04 |  | Printers; Video | 104969 | OEP-5 | OLYMPUS AMERICA INC | 8350 | Purchased
CHRISTIANA |  | HOSPITAL-CC | 0 | B3519V | MD |  | 2020-07-01 02:27 |  | Probes; Ultrasonic | B3519V | S5-1 | Philips Healthcare North America | 10000 | Purchased
CHRISTIANA |  | HOSPITAL-CC | 0 | NONE | MD |  | 2020-07-01 02:25 |  | OPHTHALMOSCOPE/OTOSCOPES | 105008 | 777 OTOSCOPES/OPTHALMOSCOPES; GENERAL | CARDINAL | 651.75 | Purchased
CHRISTIANA |  | HOSPITAL-CC | 0 | 5127-463 | MD |  | 2014-08-04 |  | Scales; Patient; Floor | 105030 | 5127 | SCALE-TRONIX INC | 2172 | Purchased
CHRISTIANA |  | HOSPITAL-CC | 0 | 10388C12606 | MD |  | 2020-07-01 02:15 |  | Electromyographs | 105913 | XLTEK BRAIN MONITOR EEG | Natus Medical Inc | 15000 | Purchased
CHRISTIANA |  | HOSPITAL-CC | 0 | 37777515 | MD |  | 2009-04-08 |  | Defibrillators; External; Manual | 104259 | LIFEPAK Defibrillator 20 | PHYSIO-CONTROL CORP | 10554 | Purchased
CHRISTIANA |  | HOSPITAL-CC | 0 | 109260000000 | MD |  | 2009-08-13 |  | Electrocardiographs; Multichannel; Interpretive | 104251 | ELI 350 Electrocardiographs | Mortara Instrument Inc | 0 | Purchased
CHRISTIANA |  | HOSPITAL-CC | 0 | 47642-020 | MD |  | 2020-05-20 |  | Disinfectors; Vapor Germicide; Ultrasonic Transducer Probe | 105938 | Trophon EPR E8350NA | Nanosonics Inc. | 14000 | Purchased
CHRISTIANA |  | Open MRI & Imaging Elkton | 0 | 30584941 | MD |  | 2002-11-12 |  | Defibrillators; External; Manual | 106105 | LIFEPAK Defibrillator 500 | PHYSIO-CONTROL CORP | 10554 | Purchased
CHRISTIANA |  | Open MRI & Imaging Elkton | 0 | 26500082 | MD |  | 2020-07-01 02:15 |  | Workstations; Digital Radiography | 104457 | DR-ID300CL | FUJI PHOTO FILM CO LTD | 15000 | Purchased
CHRISTIANA |  | HOSPITAL-CC | 0 | 44952376 | MD |  | 2018-05-11 |  | Defibrillators; External; Manual | 105552 | LIFEPAK Defibrillator 20e | PHYSIO-CONTROL CORP | 10554 | Purchased
CHRISTIANA |  | HOSPITAL-CC | 0 | 32430785 | MD |  | 2004-09-01 |  | Defibrillators; External; Manual | 105794 | LIFEPAK Defibrillator 500 | PHYSIO-CONTROL CORP | 10554 | Purchased
CHRISTIANA |  | HOSPITAL-CC | 0 | 114080000000 | MD |  | 2017-10-20 |  | Electrocardiographs; Multichannel; Interpretive | 104609 | ELI 350 Electrocardiographs | Mortara Instrument Inc | 0 | Purchased
CHRISTIANA |  | HOSPITAL-CC | 0 | 108470000000 | MD |  | 2009-02-05 |  | Electrocardiographs; Multichannel; Interpretive | 105050 | ELI 350 Electrocardiographs | Mortara Instrument Inc | 5000 | Purchased
CHRISTIANA |  | HOSPITAL-CC | 0 | 1083200480 | MD |  | 2009-01-20 |  | Electrocardiographs; Multichannel; Interpretive | 105280 | ELI 350 Electrocardiographs | Mortara Instrument Inc | 0 | Purchased
CHRISTIANA |  | HOSPITAL-CC | 0 | 6937 | MD |  | 2014-08-15 |  | Monitors; Physiologic; Patient Transport | 105033 | Life Scope BSM-6000 Series Bedside Monit BSM-6301A | Nihon Kohden Corp | 4999.99 | Purchased
CHRISTIANA |  | HOSPITAL-CC | 0 | 6932 | MD |  | 2014-08-15 |  | Monitors; Physiologic; Patient Transport | 105039 | Life Scope BSM-6000 Series Bedside Monit BSM-6301A | Nihon Kohden Corp | 4999.99 | Purchased
CHRISTIANA |  | HOSPITAL-CC | 0 | 6938 | MD |  | 2014-08-15 |  | Monitors; Physiologic; Patient Transport | 105045 | Life Scope BSM-6000 Series Bedside Monit BSM-6301A | Nihon Kohden Corp | 4999.99 | Purchased
CHRISTIANA |  | HOSPITAL-CC | 0 | 6941 | MD |  | 2014-08-15 |  | Monitors; Physiologic; Patient Transport | 105047 | Life Scope BSM-6000 Series Bedside Monit BSM-6301A | Nihon Kohden Corp | 4999.99 | Purchased
CHRISTIANA |  | HOSPITAL-CC | 0 | 6806 | MD |  | 2014-08-15 |  | Monitors; Physiologic; Patient Transport | 105059 | Life Scope BSM-6000 Series Bedside Monit BSM-6301A | Nihon Kohden Corp | 4999.99 | Purchased
CHRISTIANA |  | HOSPITAL-CC | 0 | 6805 | MD |  | 2014-08-15 |  | Monitors; Physiologic; Patient Transport | 105061 | Life Scope BSM-6000 Series Bedside Monit BSM-6301A | Nihon Kohden Corp | 4999.99 | Purchased
CHRISTIANA |  | HOSPITAL-CC | 0 | 6936 | MD |  | 2014-08-15 |  | Monitors; Physiologic; Patient Transport | 105062 | Life Scope BSM-6000 Series Bedside Monit BSM-6301A | Nihon Kohden Corp | 4999.99 | Purchased
CHRISTIANA |  | HOSPITAL-CC | 0 | 6808 | MD |  | 2014-08-01 |  | Monitors; Physiologic; Patient Transport | 105086 | Life Scope BSM-6000 Series Bedside Monit BSM-6301A | Nihon Kohden Corp | 4999.99 | Purchased
CHRISTIANA |  | HOSPITAL-CC | 0 | 6931 | MD |  | 2014-08-15 |  | Monitors; Physiologic; Patient Transport | 105090 | Life Scope BSM-6000 Series Bedside Monit BSM-6301A | Nihon Kohden Corp | 4999.99 | Purchased
CHRISTIANA |  | HOSPITAL-CC | 0 | 6940 | MD |  | 2014-08-15 |  | Monitors; Physiologic; Patient Transport | 105218 | Life Scope BSM-6000 Series Bedside Monit BSM-6301A | Nihon Kohden Corp | 4999.99 | Purchased
CHRISTIANA |  | HOSPITAL-CC | 0 | 6930 | MD |  | 2014-08-15 |  | Monitors; Physiologic; Patient Transport | 105284 | Life Scope BSM-6000 Series Bedside Monit BSM-6301A | Nihon Kohden Corp | 4999.99 | Purchased
CHRISTIANA |  | HOSPITAL-CC | 0 | 6935 | MD |  | 2014-08-15 |  | Monitors; Physiologic; Patient Transport | 105293 | Life Scope BSM-6000 Series Bedside Monit BSM-6301A | Nihon Kohden Corp | 4999.99 | Purchased
CHRISTIANA |  | HOSPITAL-CC | 0 | 6933 | MD |  | 2014-08-15 |  | Monitors; Physiologic; Patient Transport | 105712 | Life Scope BSM-6000 Series Bedside Monit BSM-6301A | Nihon Kohden Corp | 4999.99 | Purchased
CHRISTIANA |  | HOSPITAL-CC | 225 | 614355 | MD |  | 1998-11-20 |  | Slit Lamps | 105781 | Slit Lamp SL-1E | TOPCON INSTRUMENT CORP OF AMERICA | 5280 | Purchased
CHRISTIANA |  | HOSPITAL-CC | 0 | 15649 | MD |  | 2009-03-26 |  | Warming Units; Patient; Forced-Air | 104075 | Arizant Bair Hugger 505 | ARIZANT INC | 1500 | Purchased
CHRISTIANA |  | HOSPITAL-CC | 0 | SBG07119685GA | MD |  | 2007-03-29 |  | Monitors; Physiologic; Electrocardiography/Vital Signs | 104979 | 3000 DASH | GE MEDICAL SYSTEMS | 650 | Purchased
CHRISTIANA |  | HOSPITAL-CC | 0 | SBG07119555GA | MD |  | 2007-03-29 |  | Monitors; Physiologic; Electrocardiography/Vital Signs | 104817 | 3000 DASH | GE MEDICAL SYSTEMS | 650 | Purchased
CHRISTIANA |  | HOSPITAL-CC | 0 | SD009244649GA | MD |  | 2009-08-03 |  | Monitors; Physiologic; Electrocardiography/Vital Signs | 104980 | 3000 DASH | GE MEDICAL SYSTEMS | 650 | Purchased
CHRISTIANA |  | HOSPITAL-CC | 0 | SD009244648GA | MD |  | 2009-08-03 |  | Monitors; Physiologic; Electrocardiography/Vital Signs | 104922 | 3000 DASH | GE MEDICAL SYSTEMS | 650 | Purchased
CHRISTIANA |  | HOSPITAL-CC | 0 | 7982475 | MD |  | 2009-08-10 |  | Cameras; Video; Endoscope | 104954 | CV-180 | OLYMPUS AMERICA INC | 19008 | Purchased
CHRISTIANA |  | HOSPITAL-CC | 0 | 11309991 | MD |  | 2010-03-30 |  | Electrosurgical Units; Monopolar; Argon-Enhanced Coagulation | 105508 | Electrosurgical Generator VIO 300 D | ERBE USA INC | 25000 | Purchased
CHRISTIANA |  | HOSPITAL-CC | 0 | 7901064 | MD |  | 2009-08-10 |  | Light Sources; Fiberoptic | 104927 | CLV-180 | OLYMPUS AMERICA INC | 11000 | Purchased
CHRISTIANA |  | HOSPITAL-CC | 0 | A904915 | MD |  | 2009-08-10 |  | Printers; Video | 105557 | OEP-4 | OLYMPUS AMERICA INC | 7000 | Purchased
CHRISTIANA |  | HOSPITAL-CC | 0 | 7994863 | MD |  | 2010-03-30 |  | Cameras; Video; Endoscope | 104950 | CV-180 | OLYMPUS AMERICA INC | 19008 | Purchased
CHRISTIANA |  | HOSPITAL-CC | 0 | 7903668 | MD |  | 2010-03-30 |  | Light Sources; Fiberoptic | 104951 | CLV-180 | OLYMPUS AMERICA INC | 11000 | Purchased
CHRISTIANA |  | Union Professional Building Elkton | 0 | SD010095491GA | MD |  | 2010-03-30 |  | Monitors; Physiologic; Electrocardiography/Vital Signs | 105391 | 3000 DASH | GE MEDICAL SYSTEMS | 650 | Purchased
CHRISTIANA |  | HOSPITAL-CC | 0 | 12282333 | MD |  | 2007-01-08 |  | Electrosurgical Units; Monopolar; Argon-Enhanced Coagulation | 104909 | Electrosurgical Generator VIO 300 D | ERBE USA INC | 25000 | Purchased
CHRISTIANA |  | HOSPITAL-CC | 0 | AAX06400132 | MD |  | 2007-02-07 |  | Sphygmomanometers; Electronic; Automatic | 106493 | PRO 400 V2 | GE MEDICAL SYSTEMS | 2656 | Purchased
CHRISTIANA |  | HOSPITAL-CC | 0 | 200821868 | MD |  | 2009-01-19 |  | Sphygmomanometers; Electronic; Automatic | 105013 | 42NTB SPHYMOMANOMETER | CARDINAL | 1544.88 | Purchased
CHRISTIANA |  | HOSPITAL-CC | 0 | Q35244 | MD |  | 2001-08-22 |  | Warming Units; Patient; Forced-Air | 104728 | Arizant Bair Hugger 505 | ARIZANT INC | 1500 | Purchased
CHRISTIANA |  | HOSPITAL-CC | 0 | 25 25627 | MD |  | 2006-02-21 |  | Lavage Units | 104949 | OFP | OLYMPUS AMERICA INC | 1188 | Purchased
CHRISTIANA |  | HOSPITAL-CC | 0 | 25 25616 | MD |  | 2006-03-28 |  | Lavage Units | 104955 | OFP | OLYMPUS AMERICA INC | 1188 | Purchased
CHRISTIANA |  | HOSPITAL-CC | 0 | 11282084 | MD |  | 2007-01-08 |  | PUMP; IRRIGATION | 104956 | Irrigation Pump EIP2 | ERBE USA INC | 1250 | Purchased
CHRISTIANA |  | HOSPITAL-CC | 0 | 61284 | MD |  | 2020-04-24 |  | Warming Units; Blood/Intravenous Solution | 104578 | QRS-2066R | OR SOLUTIONS INC | 12000 | Purchased
CHRISTIANA |  | HOSPITAL-CC | 0 | 4395 | MD |  | 2007-01-08 |  | Warming Units; Blood/Intravenous Solution | 104962 | QRS-2066R | OR SOLUTIONS INC | 12000 | Purchased
CHRISTIANA |  | HOSPITAL-CC | 0 | 7473 | MD |  | 2001-06-26 |  | Warming Units; Blood/Intravenous Solution | 104947 | Ranger Blood/Fluid Warming System 245 | ARIZANT INC | 4800 | Purchased
CHRISTIANA |  | HOSPITAL-CC | 0 | D05077 | MD |  | 1998-11-20 |  | Warming Units; Patient; Forced-Air | 104417 | Arizant Bair Hugger 505 | ARIZANT INC | 1500 | Purchased
CHRISTIANA |  | HOSPITAL-CC | 0 | M41309 | MD |  | 2007-03-23 |  | Infusion Pumps; Multitherapy; Syringe | 105286 | 3500 | SMITHS / LEVEL 1 | 2275 | Purchased
CHRISTIANA |  | HOSPITAL-CC | 0 | AAX07450030SA | MD |  | 2008-03-05 |  | Sphygmomanometers; Electronic; Automatic | 104792 | PRO 400 V2 | GE MEDICAL SYSTEMS | 2656 | Purchased
CHRISTIANA |  | HOSPITAL-CC | 0 | M04922 | MD |  | 2008-02-05 |  | Beds; Electric | 105597 | FL28EX GO BED II | Stryker Corp | 3080 | Purchased
CHRISTIANA |  | HOSPITAL-CC | 0 | M04923 | MD |  | 2008-02-05 |  | Beds; Electric | 105713 | FL28EX GO BED II | Stryker Corp | 3080 | Purchased
CHRISTIANA |  | HOSPITAL-CC | 0 | M08394 | MD |  | 2008-01-22 |  | Beds; Electric | 105720 | FL28EX GO BED II | Stryker Corp | 3080 | Purchased
CHRISTIANA |  | HOSPITAL-CC | 0 | M08389 | MD |  | 2008-01-22 |  | Beds; Electric | 105747 | FL28EX GO BED II | Stryker Corp | 3080 | Purchased
CHRISTIANA |  | HOSPITAL-CC | 0 | M04883 | MD |  | 2008-02-05 |  | Beds; Electric | 105752 | FL28EX GO BED II | Stryker Corp | 3080 | Purchased
CHRISTIANA |  | HOSPITAL-CC | 0 | M08387 | MD |  | 2008-01-22 |  | Beds; Electric | 105757 | FL28EX GO BED II | Stryker Corp | 3080 | Purchased
CHRISTIANA |  | HOSPITAL-CC | 0 | M04908 | MD |  | 2008-02-05 |  | Beds; Electric | 105761 | FL28EX GO BED II | Stryker Corp | 3080 | Purchased
CHRISTIANA |  | HOSPITAL-CC | 0 | M04912 | MD |  | 2008-02-05 |  | Beds; Electric | 105779 | FL28EX GO BED II | Stryker Corp | 3080 | Purchased
CHRISTIANA |  | HOSPITAL-CC | 0 | M13911 | MD |  | 2010-08-29 |  | Beds; Electric | 105809 | FL28EX GO BED II | Stryker Corp | 3080 | Purchased
CHRISTIANA |  | HOSPITAL-CC | 0 | M04895 | MD |  | 2008-02-05 |  | Beds; Electric | 105840 | FL28EX GO BED II | Stryker Corp | 3080 | Purchased
CHRISTIANA |  | HOSPITAL-CC | 0 | M08395 | MD |  | 2008-01-22 |  | Beds; Electric | 105844 | FL28EX GO BED II | Stryker Corp | 3080 | Purchased
CHRISTIANA |  | HOSPITAL-CC | 0 | M08396 | MD |  | 2008-01-22 |  | Beds; Electric | 105849 | FL28EX GO BED II | Stryker Corp | 3080 | Purchased
CHRISTIANA |  | HOSPITAL-CC | 0 | M08390 | MD |  | 2008-01-22 |  | Beds; Electric | 105867 | FL28EX GO BED II | Stryker Corp | 3080 | Purchased
CHRISTIANA |  | HOSPITAL-CC | 0 | M08367 | MD |  | 2008-01-22 |  | Beds; Electric | 105870 | FL28EX GO BED II | Stryker Corp | 3080 | Purchased
CHRISTIANA |  | HOSPITAL-CC | 0 | M08368 | MD |  | 2008-01-22 |  | Beds; Electric | 105871 | FL28EX GO BED II | Stryker Corp | 3080 | Purchased
CHRISTIANA |  | HOSPITAL-CC | 0 | M04889 | MD |  | 2008-02-05 |  | Beds; Electric | 105878 | FL28EX GO BED II | Stryker Corp | 3080 | Purchased
CHRISTIANA |  | HOSPITAL-CC | 0 | M04907 | MD |  | 2008-02-05 |  | Beds; Electric | 105940 | FL28EX GO BED II | Stryker Corp | 3080 | Purchased
CHRISTIANA |  | HOSPITAL-CC | 0 | M08386 | MD |  | 2008-01-22 |  | Beds; Electric | 105942 | FL28EX GO BED II | Stryker Corp | 3080 | Purchased
CHRISTIANA |  | HOSPITAL-CC | 0 | M13914 | MD |  | 2010-08-29 |  | Beds; Electric | 105972 | FL28EX GO BED II | Stryker Corp | 3080 | Purchased
CHRISTIANA |  | HOSPITAL-CC | 0 | M08374 | MD |  | 2008-01-22 |  | Beds; Electric | 105988 | FL28EX GO BED II | Stryker Corp | 3080 | Purchased
CHRISTIANA |  | HOSPITAL-CC | 0 | M04894 | MD |  | 2008-02-05 |  | Beds; Electric | 105994 | FL28EX GO BED II | Stryker Corp | 3080 | Purchased
CHRISTIANA |  | HOSPITAL-CC | 0 | A1K39339 | MD |  | 2020-07-01 02:07 |  | Pumps; Circulating-Liquid; Localized Heating | 104741 | TP-200 | GAYMAR INDUSTRIES INC | 0 | Purchased
CHRISTIANA |  | HOSPITAL-CC | 0 | 5575 | MD |  | 1999-02-12 |  | Aspirators; Emergency | 104006 | S-SCOR Duet Suction 2014A | SSCOR INC | 700 | Purchased
CHRISTIANA |  | HOSPITAL-CC | 0 | 16219318 | MD |  | 2009-01-19 |  | Infusion Pumps; Analgesic; Patient-Controlled | 104064 | 12384-04-05 PCA3 | HOSPIRA HEALTHCARE CORP | 3860 | Purchased
CHRISTIANA |  | HOSPITAL-CC | 0 | 16219264 | MD |  | 2009-01-19 |  | Infusion Pumps; Analgesic; Patient-Controlled | 104190 | 12384-04-05 PCA3 | HOSPIRA HEALTHCARE CORP | 3860 | Purchased
CHRISTIANA |  | HOSPITAL-CC | 0 | 16219263 | MD |  | 2009-01-19 |  | Infusion Pumps; Analgesic; Patient-Controlled | 104613 | 12384-04-05 PCA3 | HOSPIRA HEALTHCARE CORP | 3860 | Purchased
CHRISTIANA |  | HOSPITAL-CC | 0 | 16219358 | MD |  | 2009-01-19 |  | Infusion Pumps; Analgesic; Patient-Controlled | 104716 | 12384-04-05 PCA3 | HOSPIRA HEALTHCARE CORP | 3860 | Purchased
CHRISTIANA |  | HOSPITAL-CC | 0 | 16215112 | MD |  | 2009-01-19 |  | Infusion Pumps; Analgesic; Patient-Controlled | 104718 | 12384-04-05 PCA3 | HOSPIRA HEALTHCARE CORP | 3860 | Purchased
CHRISTIANA |  | HOSPITAL-CC | 0 | 16219316 | MD |  | 2009-01-19 |  | Infusion Pumps; Analgesic; Patient-Controlled | 104729 | 12384-04-05 PCA3 | HOSPIRA HEALTHCARE CORP | 3860 | Purchased
CHRISTIANA |  | HOSPITAL-CC | 0 | 16219354 | MD |  | 2009-01-19 |  | Infusion Pumps; Analgesic; Patient-Controlled | 104730 | 12384-04-05 PCA3 | HOSPIRA HEALTHCARE CORP | 3860 | Purchased
CHRISTIANA |  | HOSPITAL-CC | 0 | 16219284 | MD |  | 2009-01-19 |  | Infusion Pumps; Analgesic; Patient-Controlled | 104742 | 12384-04-05 PCA3 | HOSPIRA HEALTHCARE CORP | 3860 | Purchased
CHRISTIANA |  | HOSPITAL-CC | 0 | 16219350 | MD |  | 2009-01-19 |  | Infusion Pumps; Analgesic; Patient-Controlled | 104744 | 12384-04-05 PCA3 | HOSPIRA HEALTHCARE CORP | 3860 | Purchased
CHRISTIANA |  | HOSPITAL-CC | 0 | 16219285 | MD |  | 2009-01-19 |  | Infusion Pumps; Analgesic; Patient-Controlled | 104747 | 12384-04-05 PCA3 | HOSPIRA HEALTHCARE CORP | 3860 | Purchased
CHRISTIANA |  | HOSPITAL-CC | 0 | 16215230 | MD |  | 2009-01-19 |  | Infusion Pumps; Analgesic; Patient-Controlled | 104748 | 12384-04-05 PCA3 | HOSPIRA HEALTHCARE CORP | 3860 | Purchased
CHRISTIANA |  | HOSPITAL-CC | 0 | 16219321 | MD |  | 2009-01-19 |  | Infusion Pumps; Analgesic; Patient-Controlled | 104749 | 12384-04-05 PCA3 | HOSPIRA HEALTHCARE CORP | 3860 | Purchased
CHRISTIANA |  | HOSPITAL-CC | 0 | 16219295 | MD |  | 2020-07-01 02:07 |  | Infusion Pumps; Analgesic; Patient-Controlled | 104750 | 12384-04-05 PCA3 | HOSPIRA HEALTHCARE CORP | 3860 | Purchased
CHRISTIANA |  | HOSPITAL-CC | 0 | 16215096 | MD |  | 2009-01-19 |  | Infusion Pumps; Analgesic; Patient-Controlled | 104758 | 12384-04-05 PCA3 | HOSPIRA HEALTHCARE CORP | 3860 | Purchased
CHRISTIANA |  | HOSPITAL-CC | 0 | 16215116 | MD |  | 2009-01-19 |  | Infusion Pumps; Analgesic; Patient-Controlled | 104759 | 12384-04-05 PCA3 | HOSPIRA HEALTHCARE CORP | 3860 | Purchased
CHRISTIANA |  | HOSPITAL-CC | 0 | C0614975 | MD |  | 2006-05-16 |  | Pumps; Enteral Feeding | 104052 | EPUMP | KENDALL HEALTHCARE PRODUCTS LP A TYCO HEALTHCARE GROUP CO | 328.57 | Purchased
CHRISTIANA |  | HOSPITAL-CC | 0 | C0614973 | MD |  | 2006-05-12 |  | Pumps; Enteral Feeding | 104107 | EPUMP | KENDALL HEALTHCARE PRODUCTS LP A TYCO HEALTHCARE GROUP CO | 328.57 | Purchased
CHRISTIANA |  | HOSPITAL-CC | 0 | C0614967 | MD |  | 2006-05-12 |  | Pumps; Enteral Feeding | 104182 | EPUMP | KENDALL HEALTHCARE PRODUCTS LP A TYCO HEALTHCARE GROUP CO | 328.57 | Purchased
CHRISTIANA |  | HOSPITAL-CC | 0 | C0614891 | MD |  | 2006-05-12 |  | Pumps; Enteral Feeding | 105819 | EPUMP | KENDALL HEALTHCARE PRODUCTS LP A TYCO HEALTHCARE GROUP CO | 328.57 | Purchased
CHRISTIANA |  | HOSPITAL-CC | 0 | SDT10070071SP | MD |  | 2010-03-09 |  | Sphygmomanometers; Electronic; Automatic | 105518 | V100 | GE MEDICAL SYSTEMS | 2000 | Purchased
CHRISTIANA |  | HOSPITAL-CC | 0 | 37777337 | MD |  | 2009-05-05 |  | Defibrillators; External; Manual | 104143 | LIFEPAK Defibrillator 20 | PHYSIO-CONTROL CORP | 10554 | Purchased
CHRISTIANA |  | HOSPITAL-CC | 0 | 1083200483 | MD |  | 2009-01-20 |  | Electrocardiographs; Multichannel; Interpretive | 104154 | ELI 350 Electrocardiographs | Mortara Instrument Inc | 0 | Purchased
CHRISTIANA |  | HOSPITAL-CC | 0 | 34623 | MD |  | 2018-11-16 |  | Relocatable Power Tap | 105701 | BAXTER RD0612 | BAXTER HEALTHCARE CORP IV SYSTEMS/IV THERAPY | 1395 | Purchased
CHRISTIANA |  | HOSPITAL-CC | 0 | 34624 | MD |  | 2018-11-16 |  | Relocatable Power Tap | 105703 | BAXTER RD0612 | BAXTER HEALTHCARE CORP IV SYSTEMS/IV THERAPY | 1395 | Purchased
CHRISTIANA |  | HOSPITAL-CC | 0 | 34622 | MD |  | 2018-11-16 |  | Relocatable Power Tap | 105717 | BAXTER RD0612 | BAXTER HEALTHCARE CORP IV SYSTEMS/IV THERAPY | 1395 | Purchased
CHRISTIANA |  | HOSPITAL-CC | 0 | 34625 | MD |  | 2018-11-16 |  | Relocatable Power Tap | 105954 | BAXTER RD0612 | BAXTER HEALTHCARE CORP IV SYSTEMS/IV THERAPY | 1395 | Purchased
CHRISTIANA |  | HOSPITAL-CC | 0 | 34626 | MD |  | 2018-11-16 |  | Relocatable Power Tap | 105958 | BAXTER RD0612 | BAXTER HEALTHCARE CORP IV SYSTEMS/IV THERAPY | 1395 | Purchased
CHRISTIANA |  | HOSPITAL-CC | 0 | C33489 | MD |  | 2016-03-21 |  | Relocatable Power Tap | 105995 | BAXTER RD0612 | BAXTER HEALTHCARE CORP IV SYSTEMS/IV THERAPY | 1395 | Purchased
CHRISTIANA |  | HOSPITAL-CC | 0 | DE52612062 | MD |  | 2005-09-28 |  | MONITORING SYSTEMS; Physiologic; Acute Care | 104104 | M8002A MP30 | PHILIPS MEDICAL SYSTEMS CARDIAC & MONITORING SYSTEMS DIV | 18688.14 | Purchased
CHRISTIANA |  | HOSPITAL-CC | 0 | 4280 | MD |  | 2019-01-04 |  | Monitors; Physiologic; Patient Transport | 105730 | BSM-1753 | Nihon Kohden Corp | 0 | Purchased
CHRISTIANA |  | HOSPITAL-CC | 0 | N77056 | MD |  | 2015-12-23 |  | Oximeters; Pulse | 105983 | Rainbow SET Pulse Oximeter Rad-5v | MASIMO CORP | 1750 | Purchased
CHRISTIANA |  | HOSPITAL-CC | 0 | R097AM0871 | MD |  | 2019-12-18 |  | Bed; ICU | 105855 | TOTAL CARE | HILL-ROM AIR-SHIELDS A HILL-ROM CO | 45000 | Purchased
CHRISTIANA |  | HOSPITAL-CC | 0 | D05076 | MD |  | 1998-11-20 |  | Warming Units; Patient; Forced-Air | 104726 | Arizant Bair Hugger 505 | ARIZANT INC | 1500 | Purchased
CHRISTIANA |  | HOSPITAL-CC | 0 | 024-15715 | MD |  | 2003-10-27 |  | WARMING/COOLING UNIT; PATIENT; CIRCULATING-FLUID | 104198 | 222R | CINCINNATI SUB-ZERO PRODUCTS INC | 7529.55 | Purchased
CHRISTIANA |  | HOSPITAL-CC | 0 | DE52033808 | MD |  | 2005-09-28 |  | MONITORING SYSTEMS; Physiologic; Acute Care | 104144 | M8007A MP70 | PHILIPS MEDICAL SYSTEMS CARDIAC & MONITORING SYSTEMS DIV | 3200 | Purchased
CHRISTIANA |  | HOSPITAL-CC | 0 | DE4680E8A5 | MD |  | 2015-12-03 |  | Physiologic Monitor Module Housings | 104108 | M3001A | PHILIPS MEDICAL SYSTEMS CARDIAC & MONITORING SYSTEMS DIV | 4266 | Purchased
CHRISTIANA |  | HOSPITAL-CC | 0 | DE4680E8A8 | MD |  | 2015-12-03 |  | Physiologic Monitor Module Housings | 104110 | M3001A | PHILIPS MEDICAL SYSTEMS CARDIAC & MONITORING SYSTEMS DIV | 4266 | Purchased
CHRISTIANA |  | HOSPITAL-CC | 0 | DE52033795 | MD |  | 2005-09-28 |  | MONITORING SYSTEMS; Physiologic; Acute Care | 104179 | M8007A MP70 | PHILIPS MEDICAL SYSTEMS CARDIAC & MONITORING SYSTEMS DIV | 3200 | Purchased
CHRISTIANA |  | HOSPITAL-CC | 0 | DE52033809 | MD |  | 2005-09-28 |  | MONITORING SYSTEMS; Physiologic; Acute Care | 104167 | M8007A MP70 | PHILIPS MEDICAL SYSTEMS CARDIAC & MONITORING SYSTEMS DIV | 3200 | Purchased
CHRISTIANA |  | HOSPITAL-CC | 0 | DE52033800 | MD |  | 2005-09-28 |  | MONITORING SYSTEMS; Physiologic; Acute Care | 104128 | M8007A MP70 | PHILIPS MEDICAL SYSTEMS CARDIAC & MONITORING SYSTEMS DIV | 3200 | Purchased
CHRISTIANA |  | HOSPITAL-CC | 0 | SH615191897SA | MD |  | 2015-10-23 |  | Sphygmomanometers; Electronic; Automatic | 105721 | V100 | GE MEDICAL SYSTEMS | 2000 | Purchased
CHRISTIANA |  | Principio | 0 | 46901714 | MD |  | 2020-07-01 02:15 |  | Workstations; Digital Radiography | 104451 | DR-ID300CL | FUJI PHOTO FILM CO LTD | 0 | Purchased
CHRISTIANA |  | Principio | 0 | B13G2B | MD |  | 2020-07-01 02:27 |  | Probes; Ultrasonic | B13G2B | C10-3V | Philips Healthcare North America | 6670 | Purchased
CHRISTIANA |  | HOSPITAL-CC | 0 | 1552021 | MD |  | 2020-07-01 02:30 |  | Defibrillator/Monitors | 105272 | Code Management Module 3314164-001 | PHYSIO-CONTROL CORP | 1625 | Purchased
CHRISTIANA |  | HOSPITAL-CC | 0 | 36713473 | MD |  | 2009-06-19 |  | Defibrillators; External; Manual | 105215 | LIFEPAK Defibrillator 20 | PHYSIO-CONTROL CORP | 10554 | Purchased
CHRISTIANA |  | HOSPITAL-CC | 0 | SH617240434SA | MD |  | 2017-06-26 |  | Sphygmomanometers; Electronic; Automatic | 105203 | V100 | GE MEDICAL SYSTEMS | 2000 | Purchased
CHRISTIANA |  | HOSPITAL-CC | 0 | 37777341 | MD |  | 2009-05-07 |  | Defibrillators; External; Manual | 104421 | LIFEPAK Defibrillator 20 | PHYSIO-CONTROL CORP | 10554 | Purchased
CHRISTIANA |  | HOSPITAL-CC | 0 | 403059466 | MD |  | 2020-07-01 02:21 |  | Stretchers; Mobile; Hospital | 104253 | 721 | Stryker Corp | 2300 | Purchased
CHRISTIANA |  | HOSPITAL-CC | 0 | 1552039 | MD |  | 2020-07-01 02:30 |  | Defibrillator/Monitors | 104433 | Code Management Module 3314164-001 | PHYSIO-CONTROL CORP | 1625 | Purchased
CHRISTIANA |  | HOSPITAL-CC | 0 | 37770827 | MD |  | 2009-04-28 |  | Defibrillators; External; Manual | 104432 | LIFEPAK Defibrillator 20 | PHYSIO-CONTROL CORP | 10554 | Purchased
CHRISTIANA |  | HOSPITAL-CC | 0 | 109420000000 | MD |  | 2009-10-26 |  | Electrocardiographs; Multichannel; Interpretive | 104437 | ELI 350 Electrocardiographs | Mortara Instrument Inc | 0 | Purchased
CHRISTIANA |  | HOSPITAL-CC | 0 | DYTE7049 | MD |  | 2009-10-15 |  | Scanning Systems; Ultrasonic; Portable | 104419 | SITE RITE 6 | BARD ACCESS SYSTEMS DIV C R BARD INC | 17000 | Purchased
CHRISTIANA |  | Principio | 0 | 130314-802 | MD |  | 2019-05-24 |  | Centrifuges; Tabletop; Low-Speed; Nonrefrigerated | 106011 | 642E | DRUCKER CO | 5000 | Purchased
CHRISTIANA |  | Principio | 0 | 180913DM681 | MD |  | 2019-05-24 |  | Centrifuges; Tabletop; Low-Speed; Nonrefrigerated | 106012 | 642E | DRUCKER CO | 5000 | Purchased
CHRISTIANA |  | Principio | 0 | 472569 | MD |  | 2017-12-21 |  | ANALYZER; LABORATORY; HEMATOLOGY | 105140 | HEMATEK 3000 | SIEMENS HEALTH SYSTEMS | 11864.29 | Purchased
CHRISTIANA |  | HOSPITAL-CC | 0 | BF323899 | MD |  | 1998-11-20 |  | Microscopes; Light; Laboratory | 105125 | MICROSTAR IV | REICHERT OPHTHALMIC INSTRUMENTS DIV REICHERT INC | 4000 | Purchased
CHRISTIANA |  | HOSPITAL-CC | 0 | 1228-3 | MD |  | 2020-07-01 02:02 |  | Lights; Examination | 105987 | 1183 giraffe mobile lamp | Goodwin Mfg Inc | 480 | Purchased
CHRISTIANA |  | HOSPITAL-CC | 0 | 1703314 | MD |  | 2020-07-01 02:17 |  | Aspirators; Breast | 104784 | SYMPHONY | MEDELA INC | 2006.64 | Purchased
CHRISTIANA |  | HOSPITAL-CC | 0 | 37774357 | MD |  | 2009-05-05 |  | Defibrillators; External; Manual | 104381 | LIFEPAK Defibrillator 20 | PHYSIO-CONTROL CORP | 10554 | Purchased
CHRISTIANA |  | HOSPITAL-CC | 0 | 402100058 | MD |  | 2002-11-07 |  | Centrifuges; Tabletop; High-Speed | 105103 | C4.22 CENTRIFUGE | Jouan Inc | 2500 | Purchased
CHRISTIANA |  | HOSPITAL-CC | 0 | 1170 | MD |  | 2002-04-15 |  | Incubators; Laboratory; Thermal Cycle | 105112 | 100A | BLUE M ELECTRIC A GENERAL SIGNAL CO | 5000 | Purchased
CHRISTIANA |  | HOSPITAL-CC | 0 | 7923239 | MD |  | 2015-09-21 |  | Monitors; Video | 105550 | OEV191H | OLYMPUS AMERICA INC | 4600 | Purchased
CHRISTIANA |  | Union Professional Building Elkton | 0 | X17B899819 | MD |  | 2018-06-25 |  | Defibrillators; External; Semiautomated | 105463 | AED Plus Automated External Defibrillato | ZOLL MEDICAL CORP | 10000 | Purchased
CHRISTIANA |  | Union Professional Building Elkton | 0 | X17C90122 | MD |  | 2018-03-16 |  | Defibrillators; External; Semiautomated | 105317 | AED Plus Automated External Defibrillato | ZOLL MEDICAL CORP | 10000 | Purchased
CHRISTIANA |  | Union Professional Building Elkton | 0 | X17C907464 | MD |  | 2018-01-02 |  | Defibrillators; External; Semiautomated | 105422 | AED Plus Automated External Defibrillato | ZOLL MEDICAL CORP | 10000 | Purchased
CHRISTIANA |  | Union Professional Building Elkton | 0 | 320116 | MD |  | 2015-12-10 |  | Audiometers | 105966 | Madsen Itera II | Natus Medical Inc | 1800 | Purchased
CHRISTIANA |  | Union Professional Building Elkton | 0 | MA9021499 | MD |  | 2019-09-16 |  | Analyzers; Physiologic; Middle Ear; Impedance Tympanometry | 105998 | easytymp | Maico Hearing Instruments Inc | 5000 | Purchased
CHRISTIANA |  | Union Professional Building Elkton | 0 | X13H621688 | MD |  | 2013-10-02 |  | Defibrillators; External; Semiautomated | 105370 | AED Plus Automated External Defibrillato | ZOLL MEDICAL CORP | 10000 | Purchased
CHRISTIANA |  | Union Professional Building Elkton | 0 | 5530003626 | MD |  | 2020-07-01 02:14 |  | Scales; Infant | 105679 | 553KL | HEALTH O METER INC DIV SUNBEAM CORP | 1500 | Purchased
CHRISTIANA |  | Union Professional Building Elkton | 0 | BT00280 | MD |  | 2020-07-01 02:12 |  | Tables; Examination/Treatment; Adjustable | 105626 | 108 | RITTER-MIDWEST DIV SYBRON CORP | 687.61 | Purchased
CHRISTIANA |  | HOSPITAL-CC | 0 | IR60101031 | MD |  | 2014-06-23 |  | Infusion Pumps | 104210 | 3860+MRI IV INFUSION PUMP | IRadimed Corp | 40000 | Purchased
CHRISTIANA |  | HOSPITAL-CC | 0 | IR60101030 | MD |  | 2014-06-23 |  | Infusion Pumps | 104212 | 3860+MRI IV INFUSION PUMP | IRadimed Corp | 40000 | Purchased
CHRISTIANA |  | HOSPITAL-CC | 0 | IR61102295 | MD |  | 2017-07-17 |  | Infusion Pumps | 104219 | 3860+MRI IV INFUSION PUMP | IRadimed Corp | 40000 | Purchased
CHRISTIANA |  | HOSPITAL-CC | 0 | IR60103265 | MD |  | 2017-07-17 |  | Infusion Pumps | 105510 | 3860+MRI IV INFUSION PUMP | IRadimed Corp | 40000 | Purchased
CHRISTIANA |  | HOSPITAL-CC | 0 | IR61100633 | MD |  | 2014-06-23 |  | Infusion Pumps | 104211 | 3861+MRI IV INFUSION PUMP | IRadimed Corp | 45000 | Purchased
CHRISTIANA |  | HOSPITAL-CC | 0 | IR6500538 | MD |  | 2014-06-23 |  | Infusion Pumps | 104213 | 3865 INFUSION PUMP CONTROL UNIT WIRELESS | IRadimed Corp | 1500 | Purchased
CHRISTIANA |  | HOSPITAL-CC | 0 | IR65101850 | MD |  | 2017-07-17 |  | Infusion Pumps | 104221 | 3865 INFUSION PUMP CONTROL UNIT WIRELESS | IRadimed Corp | 1500 | Purchased
CHRISTIANA |  | HOSPITAL-CC | 0 | 115280000000 | MD |  | 2015-12-23 |  | Electrocardiographs; Multichannel; Interpretive | 104703 | ELI 350 Electrocardiographs | Mortara Instrument Inc | 0 | Purchased
CHRISTIANA |  | HOSPITAL-CC | 0 | 12884174 | MD |  | 2009-01-02 |  | Thermometers; Electronic | 104940 | 2180 | ALARIS MEDICAL SYSTEMS INC SUB CARDINAL HEALTH INC | 395 | Purchased
CHRISTIANA |  | HOSPITAL-CC | 0 | 309 | MD |  | 1998-11-20 |  | Detectors; Blood Flow; Ultrasonic | 105830 | 811-B Ultrasonic Doppler Flow Detector | PARKS MEDICAL ELECTRONICS INC | 710 | Purchased
CHRISTIANA |  | HOSPITAL-CC | 0 | 010M2119083 | MD |  | 2001-08-08 |  | Sphygmomanometers; Electronic; Automatic | 104692 | COMPACT TS | GE MEDICAL SYSTEMS | 2190 | Purchased
CHRISTIANA |  | HOSPITAL-CC | 0 | 64599-044 | MD |  | 2017-04-11 |  | Disinfectors; Vapor Germicide; Ultrasonic Transducer Probe | 106097 | Trophon EPR E8350NA | Nanosonics Inc. | 14000 | Purchased
CHRISTIANA |  | HOSPITAL-CC | 0 | 2413 | MD |  | 1998-11-20 |  | Aspirators; Surgical; Liposuction | 104541 | Aspirator III | WELLS JOHNSON CO | 2500 | Purchased
CHRISTIANA |  | HOSPITAL-CC | 0 | 000000-1580-700 | MD |  | 2018-03-01 |  | CAMERA; VIDEO | 104514 | 600 | CARDINAL | 350 | Purchased
CHRISTIANA |  | HOSPITAL-CC | 0 | 112066077 | MD |  | 2011-08-31 |  | Detectors; Beta/Gamma Radiation | 104577 | 2300 CONSOLE | Neoprobe Corp | 0 | Purchased
CHRISTIANA |  | HOSPITAL-CC | 0 | 624148 | MD |  | 2009-02-24 |  | Electrosurgical Units; Bipolar | 105101 | G3 GYRUS ACMI PK Generator | GYRUS ACMI | 25000 | Purchased
CHRISTIANA |  | HOSPITAL-CC | 0 | 2236A | MD |  | 2015-11-23 |  | Electrosurgical Units; Monopolar/Bipolar | 104570 | SURGITRON 4.0 | joimax Inc | 9219 | Purchased
CHRISTIANA |  | HOSPITAL-CC | 0 | 11280888 | MD |  | 2007-01-08 |  | Electrosurgical Units; Monopolar/Bipolar; Argon-Enhanced Coagulation | 104944 | APC 2 | ERBE USA INC | 1000 | Purchased
CHRISTIANA |  | HOSPITAL-CC | 0 | P8400-1215-408 | MD |  | 2016-02-22 |  | Electrothermal Cautery Units; High-Resistance | 105247 | PRECISION 8400 | Hemostatix Corp | 7500 | Purchased
CHRISTIANA |  | HOSPITAL-CC | 0 | unknown | MD |  | 2010-01-20 |  | Electrothermal Cautery Units; Transcatheter | 104554 | EAS 2000-1 | GYNECARE ETHICON INC A JOHNSON & JOHNSON CO | 5000 | Purchased
CHRISTIANA |  | HOSPITAL-CC | 0 | 1021830 | MD |  | 2010-12-31 |  | Hydrothermal Ablation Systems; Endometrial | 104553 | VERSAPOINT | GYNECARE ETHICON INC A JOHNSON & JOHNSON CO | 533 | Purchased
CHRISTIANA |  | HOSPITAL-CC | 0 | 1804CE0752 | MD |  | 2019-12-24 |  | Insufflators; Hysteroscopic | 104551 | Aquilex Pump AQL-100P | Hologic Inc | 2500 | Purchased
CHRISTIANA |  | HOSPITAL-CC | 0 | 1502CE0455 | MD |  | 2020-01-03 |  | Insufflators; Hysteroscopic | 104574 | Aquilex Pump AQL-100P | Hologic Inc | 2500 | Purchased
CHRISTIANA |  | HOSPITAL-CC | 0 | 900111 | MD |  | 2015-11-23 |  | Irrigation/Distention Systems; Arthroscopic | 104579 | JIFP2000 MULTIRANGE IRRIGATION PUMP | joimax Inc | 1245 | Purchased
CHRISTIANA |  | HOSPITAL-CC | 0 | 4110 | MD |  | 2009-06-24 |  | Light Sources; Fiberoptic | 104576 | LUMAX TS PRO | Cooper Surgical | 2300 | Purchased
CHRISTIANA |  | HOSPITAL-CC | 0 | 71606 | MD |  | 1998-11-20 |  | Microscopes; Light; Operating | 105102 | S3 | Carl Zeiss Meditec Inc | 13750 | Purchased
CHRISTIANA |  | HOSPITAL-CC | 0 | 37164K16D0 | MD |  | 2020-01-14 |  | Radiofrequency Therapy Systems; Tissue Ablation; Endometrial | 104575 | NOVASURE 10 | Hologic Inc | 25000 | Purchased
CHRISTIANA | 2006-09-13 | HOSPITAL-CC | 0 | 10200 | MD |  | 2015-11-20 |  | Radiographic/Fluoroscopic Units; Mobile | 104235 | ARCADIS VARIC | SIEMENS HEALTH SYSTEMS | 195184 | Purchased
CHRISTIANA |  | HOSPITAL-CC | 0 | V01495 | MD |  | 2017-07-21 |  | Smoke Evacuation Systems; Surgical | 104521 | VIROVAC | BUFFALO FILTER DIV MEDTEK DEVICES INC | 995 | Purchased
CHRISTIANA |  | HOSPITAL-CC | 0 | 792 | MD |  | 2018-03-30 |  | Transilluminators | 104528 | TRIVEX SYSTEM | LeMaitre Vascular Inc | 2500 | Purchased
CHRISTIANA |  | HOSPITAL-CC | 0 | 1190827 | MD |  | 2019-08-28 |  | Waste-Disposal Units | 104526 | INTELLICART SYSTEM | ZIMMER DENTAL | 3500 | Purchased
CHRISTIANA |  | HOSPITAL-CC | 0 | 1190826 | MD |  | 2019-08-28 |  | Waste-Disposal Units | 105179 | INTELLICART SYSTEM | ZIMMER DENTAL | 3500 | Purchased
CHRISTIANA |  | HOSPITAL-CC | 0 | 120126-03-3796 | MD |  | 2020-07-01 02:05 |  | Tables; Operating | 104902 | P146655-648 | STERIS Corp | 75000 | Purchased
CHRISTIANA |  | HOSPITAL-CC | 0 | 1302CE065 | MD |  | 2013-04-09 |  | Insufflators; Endoscopic | 104513 | PneumoSure XL | Stryker Corp | 594 | Purchased
CHRISTIANA |  | HOSPITAL-CC | 0 | 13C055904 | MD |  | 2013-04-09 |  | Light Source | 104589 | L9000 LED | Stryker Corp | 1100 | Purchased
CHRISTIANA | 2024-07-01 | HOSPITAL-CC | 0 | 13C011594 | MD |  | 2013-04-09 |  | INFORMATION SYSTEM; DATA MANAGEMENT; HEALTH RECORD | 105358 | SDC 3 HD | Stryker Corp | 200000 | Purchased
CHRISTIANA |  | HOSPITAL-CC | 0 | 1302CE068 | MD |  | 2013-04-09 |  | Insufflators; Endoscopic | 104505 | PneumoSure XL | Stryker Corp | 594 | Purchased
CHRISTIANA |  | HOSPITAL-CC | 0 | 13C055884 | MD |  | 2013-04-09 |  | Light Source | 104586 | L9000 LED | Stryker Corp | 1100 | Purchased
CHRISTIANA |  | HOSPITAL-CC | 0 | 13C004714 | MD |  | 2013-04-09 |  | INFORMATION SYSTEM; DATA MANAGEMENT; HEALTH RECORD | 105588 | SDC 3 HD | Stryker Corp | 200000 | Purchased
CHRISTIANA |  | HOSPITAL-CC | 0 | 1302CE069 | MD |  | 2013-04-09 |  | Insufflators; Endoscopic | 104531 | PneumoSure XL | Stryker Corp | 594 | Purchased
CHRISTIANA |  | HOSPITAL-CC | 0 | 13C0255874 | MD |  | 2013-04-09 |  | Light Source | 104506 | L9000 LED | Stryker Corp | 1100 | Purchased
CHRISTIANA |  | HOSPITAL-CC | 0 | 87485 | MD |  | 2013-04-09 |  | Printers; Video | 104536 | SDP1000 | Stryker Corp | 5000 | Purchased
CHRISTIANA |  | HOSPITAL-CC | 0 | 1302CE066 | MD |  | 2013-04-09 |  | Insufflators; Endoscopic | 104564 | PneumoSure XL | Stryker Corp | 594 | Purchased
CHRISTIANA |  | HOSPITAL-CC | 0 | 13C058944 | MD |  | 2013-04-09 |  | Light Source | 104511 | L9000 LED | Stryker Corp | 1100 | Purchased
CHRISTIANA |  | HOSPITAL-CC | 0 | 87354 | MD |  | 2013-04-09 |  | Printers; Video | 104563 | SDP1000 | Stryker Corp | 5000 | Purchased
CHRISTIANA |  | HOSPITAL-CC | 0 | 13B030994 | MD |  | 2013-04-09 |  | INFORMATION SYSTEM; DATA MANAGEMENT; HEALTH RECORD | 105357 | SDC 3 HD | Stryker Corp | 200000 | Purchased
CHRISTIANA |  | HOSPITAL-CC | 0 | 7982518 | MD |  | 2009-08-10 |  | Cameras; Video; Endoscope | 105541 | CV-180 | OLYMPUS AMERICA INC | 19008 | Purchased
CHRISTIANA |  | HOSPITAL-CC | 0 | 7901067 | MD |  | 2009-08-10 |  | Light Sources; Fiberoptic | 105539 | CLV-180 | OLYMPUS AMERICA INC | 11000 | Purchased
CHRISTIANA |  | HOSPITAL-CC | 0 | 7922895 | MD |  | 2009-08-10 |  | Monitors; Video | 105548 | OEV191H | OLYMPUS AMERICA INC | 4600 | Purchased
CHRISTIANA |  | HOSPITAL-WH | 0 | 020410-B/3760EQ | DE |  | 2020-07-01 02:31 |  | Washers; Labware/Surgical Instrument; Ultrasonic | 104667 | System 83 Plus 9 | CUSTOM ULTRASONICS INC | 63500 | Purchased
CHRISTIANA |  | HOSPITAL-CC | 0 | AW15615-A | MD |  | 2020-07-01 02:17 |  | Insufflators; Laparoscopic | 105390 | 6198-SC INSUFLOW INSUFFLATOR | Lexion Medical LLC | 79.16 | Purchased
CHRISTIANA |  | HOSPITAL-CC | 0 | HW15614-A | MD |  | 2020-07-01 02:17 |  | Insufflators; Laparoscopic | 105595 | 6198-SC INSUFLOW INSUFFLATOR | Lexion Medical LLC | 79.16 | Purchased
CHRISTIANA |  | HOSPITAL-CC | 0 | 64385 | MD |  | 2020-07-01 02:00 |  | Tables; Operating | 105344 | D860 | Stryker Corp | 23000 | Purchased
CHRISTIANA |  | HOSPITAL-CC | 0 | 88194 | MD |  | 2020-07-01 02:10 |  | PRINTER | 104534 | SDP1000 | Stryker Corp | 5000 | Purchased
CHRISTIANA |  | HOSPITAL-CC | 0 | 1552004 | MD |  | 2020-07-01 02:30 |  | Defibrillator/Monitors | 104874 | Code Management Module 3314164-001 | PHYSIO-CONTROL CORP | 1625 | Purchased
CHRISTIANA |  | HOSPITAL-CC | 0 | 1552008 | MD |  | 2020-07-01 02:30 |  | Defibrillator/Monitors | 104897 | Code Management Module 3314164-001 | PHYSIO-CONTROL CORP | 1625 | Purchased
CHRISTIANA |  | HOSPITAL-CC | 0 | 36972638 | MD |  | 2009-07-01 |  | Defibrillators; External; Manual | 104898 | LIFEPAK Defibrillator 20 | PHYSIO-CONTROL CORP | 10554 | Purchased
CHRISTIANA |  | HOSPITAL-CC | 0 | AAB04387730GA | MD |  | 2008-03-04 |  | Monitors; Physiologic; Electrocardiography/Vital Signs | 104841 | 4000 DASH | GE MEDICAL SYSTEMS | 650 | Purchased
CHRISTIANA |  | HOSPITAL-CC | 0 | MSC2-L-04305 | MD |  | 2020-07-01 02:08 |  | Warming Units | 104823 | MSCWARMER12S | Medline Industries; Inc. | 25278 | Purchased
CHRISTIANA |  | HOSPITAL-CC | 0 | H3EH3977G | MD |  | 2003-09-26 |  | Monitors; Physiologic; Electrocardiography/Vital Signs | 104828 | 4000 DASH | GE MEDICAL SYSTEMS | 650 | Purchased
CHRISTIANA |  | HOSPITAL-CC | 0 | H3EH4116G | MD |  | 2004-07-23 |  | Monitors; Physiologic; Electrocardiography/Vital Signs | 104845 | 4000 DASH | GE MEDICAL SYSTEMS | 650 | Purchased
CHRISTIANA |  | HOSPITAL-CC | 0 | DSH05022330GA | MD |  | 2005-04-01 |  | Monitors; Physiologic; Electrocardiography/Vital Signs | 104843 | 4000 DASH | GE MEDICAL SYSTEMS | 650 | Purchased
CHRISTIANA |  | HOSPITAL-CC | 0 | DSH05022333GA | MD |  | 2005-04-01 |  | Monitors; Physiologic; Electrocardiography/Vital Signs | 104836 | 4000 DASH | GE MEDICAL SYSTEMS | 650 | Purchased
CHRISTIANA |  | HOSPITAL-CC | 0 | SBG06451532GA | MD |  | 2007-01-20 |  | Monitors; Physiologic; Electrocardiography/Vital Signs | 104830 | 4000 DASH | GE MEDICAL SYSTEMS | 650 | Purchased
CHRISTIANA |  | HOSPITAL-CC | 0 | 1083200481 | MD |  | 2009-01-20 |  | Electrocardiographs; Multichannel; Interpretive | 104137 | ELI 350 Electrocardiographs | Mortara Instrument Inc | 0 | Purchased
CHRISTIANA |  | HOSPITAL-CC | 0 | M04900 | MD |  | 2013-06-24 |  | Beds; Electric | 105893 | FL28EX GO BED II | Stryker Corp | 3080 | Purchased
CHRISTIANA |  | HOSPITAL-CC | 0 | M08359 | MD |  | 2008-01-22 |  | Beds; Electric | 105894 | FL28EX GO BED II | Stryker Corp | 3080 | Purchased
CHRISTIANA |  | HOSPITAL-CC | 0 | 12863250 | MD |  | 2020-07-01 02:33 |  | Thermometers; Electronic | 105851 | 2185 | ALARIS MEDICAL SYSTEMS INC SUB CARDINAL HEALTH INC | 395 | Purchased
CHRISTIANA |  | HOSPITAL-CC | 0 | SD010095501GA | MD |  | 2020-07-01 02:04 |  | Monitors; Physiologic; Electrocardiography/Vital Signs | 104920 | 3000 DASH | GE MEDICAL SYSTEMS | 650 | Purchased
CHRISTIANA |  | Principio | 0 | X13H62191B | MD |  | 2013-10-02 |  | Defibrillators; External; Semiautomated | 106035 | AED Plus Automated External Defibrillato | ZOLL MEDICAL CORP | 10000 | Purchased
CHRISTIANA |  | Principio | 0 | X15C748929 | MD |  | 2018-04-19 |  | Defibrillators; External; Semiautomated | 106033 | AED Plus Automated External Defibrillato | ZOLL MEDICAL CORP | 10000 | Purchased
CHRISTIANA |  | HOSPITAL-CC | 0 | 38185454 | MD |  | 2009-10-15 |  | Defibrillators; External; Manual | 104004 | LIFEPAK Defibrillator 20 | PHYSIO-CONTROL CORP | 10554 | Purchased
CHRISTIANA |  | HOSPITAL-CC | 0 | 100387PRO17010151 | MD |  | 2017-03-03 |  | Exercisers; Aerobic; Stationary Bicycle; Recumbent | 105984 | R614 RECUMBENT BIKE | NAUTILUS INC | 549 | Purchased
CHRISTIANA |  | HOSPITAL-CC | 0 | AAX04350104SA | MD |  | 2020-07-01 02:16 |  | Sphygmomanometers; Electronic; Automatic | 105566 | PRO 400 V2 | GE MEDICAL SYSTEMS | 2656 | Purchased
CHRISTIANA |  | HOSPITAL-CC | 0 | 209000000000 | MD |  | 2020-07-01 02:10 |  | Thermometers; Electronic | 105582 | 2180 | ALARIS MEDICAL SYSTEMS INC SUB CARDINAL HEALTH INC | 395 | Purchased
CHRISTIANA |  | HOSPITAL-CC | 0 | E64684 | MD |  | 2020-07-01 02:24 |  | Ventilators; Transport | 105581 | LTV Series Ventilator 1200 | CareFusion Respiratory | 10500 | Purchased
CHRISTIANA |  | HOSPITAL-CC | 0 | E41416 | MD |  | 2020-07-01 02:24 |  | Ventilators; Transport | 105583 | LTV Series Ventilator 1200 | CareFusion Respiratory | 10500 | Purchased
CHRISTIANA |  | HOSPITAL-CC | 0 | E64661 | MD |  | 2020-07-01 02:24 |  | Ventilators; Transport | 105586 | LTV Series Ventilator 1200 | CareFusion Respiratory | 10500 | Purchased
CHRISTIANA |  | HOSPITAL-CC | 0 | 160628000000 | MD |  | 2018-05-07 |  | Humidifiers; Artificial Airway; Heated | 104150 | AIRVO2 | FISHER & PAYKEL MEDICAL INC | 2200 | Purchased
CHRISTIANA |  | HOSPITAL-CC | 0 | 160628000000 | MD |  | 2018-05-03 |  | Humidifiers; Artificial Airway; Heated | 105216 | AIRVO2 | FISHER & PAYKEL MEDICAL INC | 2200 | Purchased
CHRISTIANA |  | HOSPITAL-CC | 0 | 100023625 | MD |  | 2016-04-22 |  | Acute Non-Invasive Positive Airway Pressure Units | 105565 | V60 POSITIVE AIRWAY PRESSURE UNIT; BI LEVEL | Philips Respironics Inc | 63500 | Purchased
CHRISTIANA |  | HOSPITAL-CC | 0 | 100250880 | MD |  | 2018-03-30 |  | Acute Non-Invasive Positive Airway Pressure Units | 105575 | V60 POSITIVE AIRWAY PRESSURE UNIT; BI LEVEL | Philips Respironics Inc | 63500 | Purchased
CHRISTIANA |  | HOSPITAL-CC | 0 | 100044921 | MD |  | 2011-11-21 |  | Acute Non-Invasive Positive Airway Pressure Units | 105579 | V60 POSITIVE AIRWAY PRESSURE UNIT; BI LEVEL | Philips Respironics Inc | 63500 | Purchased
CHRISTIANA |  | Rising Sun | 0 | 170113BV603 | MD |  | 2019-05-24 |  | Centrifuges; Tabletop; Low-Speed; Nonrefrigerated | 106056 | 642E | DRUCKER CO | 5000 | Purchased
CHRISTIANA |  | Rising Sun | 0 | X13H621781 | MD |  | 2018-04-25 |  | Defibrillators; External; Semiautomated | 106055 | AED Plus Automated External Defibrillato | ZOLL MEDICAL CORP | 10000 | Purchased
CHRISTIANA |  | HOSPITAL-CC | 0 | 13C001864 | MD |  | 2013-04-09 |  | INFORMATION SYSTEM; DATA MANAGEMENT; HEALTH RECORD | 105382 | SDC 3 HD | Stryker Corp | 200000 | Purchased
CHRISTIANA |  | HOSPITAL-CC | 0 | 37774361 | MD |  | 2009-05-05 |  | Defibrillators; External; Manual | 104884 | LIFEPAK Defibrillator 20 | PHYSIO-CONTROL CORP | 10554 | Purchased
CHRISTIANA |  | HOSPITAL-CC | 0 | 110380000000 | MD |  | 2014-07-29 |  | Electrocardiographs; Multichannel; Interpretive | 104873 | ELI 350 Electrocardiographs | Mortara Instrument Inc | 0 | Purchased
CHRISTIANA |  | HOSPITAL-CC | 0 | AAB04210621GA | MD |  | 2004-06-10 |  | Monitors; Physiologic; Electrocardiography/Vital Signs | 104892 | 3000 DASH | GE MEDICAL SYSTEMS | 650 | Purchased
CHRISTIANA |  | HOSPITAL-CC | 0 | SBG06264533GA | MD |  | 2007-08-31 |  | Monitors; Physiologic; Electrocardiography/Vital Signs | 104930 | 4000 DASH | GE MEDICAL SYSTEMS | 650 | Purchased
CHRISTIANA |  | HOSPITAL-CC | 0 | 7348036 | MD |  | 2007-09-24 |  | Scanning Systems; Ultrasonic; Abdominal | 104825 | BladderScan BVI 3000 | VERATHON INC | 10000 | Purchased
CHRISTIANA |  | HOSPITAL-CC | 0 | 1130530 | MD |  | 2010-03-30 |  | Electrosurgical Units; Monopolar/Bipolar; Argon-Enhanced Coagulation | 105563 | APC 2 | ERBE USA INC | 1000 | Purchased
CHRISTIANA |  | HOSPITAL-CC | 0 | SBG07119687GA | MD |  | 2007-03-29 |  | Monitors; Physiologic; Electrocardiography/Vital Signs | 104876 | 3000 DASH | GE MEDICAL SYSTEMS | 650 | Purchased
CHRISTIANA |  | HOSPITAL-CC | 0 | SBG07109139GA | MD |  | 2007-03-29 |  | Monitors; Physiologic; Electrocardiography/Vital Signs | 104890 | 3000 DASH | GE MEDICAL SYSTEMS | 650 | Purchased
CHRISTIANA |  | HOSPITAL-CC | 0 | SBG07119557GA | MD |  | 2007-04-20 |  | Monitors; Physiologic; Electrocardiography/Vital Signs | 104879 | 3000 DASH | GE MEDICAL SYSTEMS | 650 | Purchased
CHRISTIANA |  | HOSPITAL-CC | 0 | AAB04210620GA | MD |  | 2004-06-10 |  | Monitors; Physiologic; Electrocardiography/Vital Signs | 104887 | 3000 DASH | GE MEDICAL SYSTEMS | 650 | Purchased
CHRISTIANA |  | HOSPITAL-CC | 0 | SBG07119858GA | MD |  | 2007-03-29 |  | Monitors; Physiologic; Electrocardiography/Vital Signs | 104883 | 3000 DASH | GE MEDICAL SYSTEMS | 650 | Purchased
CHRISTIANA |  | HOSPITAL-CC | 0 | C0614937 | MD |  | 2020-07-01 02:34 |  | Pumps; Enteral Feeding | 105885 | EPUMP | KENDALL HEALTHCARE PRODUCTS LP A TYCO HEALTHCARE GROUP CO | 328.57 | Purchased
CHRISTIANA |  | HOSPITAL-CC | 0 | J01902 | MD |  | 1998-11-20 |  | Warming Units; Blood/Intravenous Solution | 104851 | Level 1 Fluid Warmer H-1000 | SMITHS / LEVEL 1 | 4800 | Purchased
CHRISTIANA |  | Singerly | 0 | AX062140 | MD |  | 2020-07-01 02:32 |  | Tables; Examination/Treatment; Adjustable | 105479 | Examination Table 404 | MIDMARK CORP | 2325 | Purchased
CHRISTIANA |  | Singerly | 0 | 405617 | MD |  | 2015-12-16 |  | Disinfectors; Liquid Germicide; Flexible Endoscope | 104621 | SYSTEM 1E | STERIS Corp | 10941.84 | Purchased
CHRISTIANA |  | HOSPITAL-CC | 0 | 64599-037 | MD |  | 2020-07-01 02:10 |  | Disinfectors; Vapor Germicide; Ultrasonic Transducer Probe | 104632 | Trophon EPR E8350NA | Nanosonics Inc. | 14000 | Purchased
CHRISTIANA |  | HOSPITAL-CC | 0 | L11045618 | MD |  | 2020-07-01 02:05 |  | Positive Airway Pressure Units; Continuous | 105532 | OMNILAB ADVANCED PLUS | PHILIPS MEDICAL SYSTEMS CARDIAC & MONITORING SYST | 650 | Purchased
CHRISTIANA |  | HOSPITAL-CC | 0 | L11045615 | MD |  | 2020-07-01 02:05 |  | Positive Airway Pressure Units; Continuous | 105562 | OMNILAB ADVANCED PLUS | PHILIPS MEDICAL SYSTEMS CARDIAC & MONITORING SYST | 650 | Purchased
CHRISTIANA |  | HOSPITAL-CC | 0 | L11022947 | MD |  | 2020-07-01 02:05 |  | Positive Airway Pressure Units; Continuous | 105500 | OMNILAB ADVANCED PLUS | PHILIPS MEDICAL SYSTEMS CARDIAC & MONITORING SYST | 650 | Purchased
CHRISTIANA |  | HOSPITAL-CC | 0 | L11045617 | MD |  | 2020-07-01 02:05 |  | Positive Airway Pressure Units; Continuous | 105564 | OMNILAB ADVANCED PLUS | PHILIPS MEDICAL SYSTEMS CARDIAC & MONITORING SYST | 650 | Purchased
CHRISTIANA |  | HOSPITAL-CC | 0 | 0301910-23 | MD |  | 2020-07-01 02:05 |  | Sterilizing Units; Germicidal Gas; Hydrogen Peroxide | 104629 | V-Pro 1 Plus | STERIS Corp | 2150 | Purchased
CHRISTIANA |  | HOSPITAL-CC | 0 | R810580103 | MD |  | 2020-07-01 02:34 |  | Sterilizing Units; Steam; Bulk | 104624 | Amsco Eagle 3000 Series Sterilizer 3053 | STERIS Corp | 150000 | Purchased
CHRISTIANA |  | HOSPITAL-CC | 0 | 23896 | MD |  | 2020-07-01 02:08 |  | Washers; Labware/Surgical Instrument; Ultrasonic | 104659 | CS-750 | BELIMED; INC. | 46507.98 | Purchased
CHRISTIANA |  | HOSPITAL-CC | 0 | NONE | MD |  | 2020-07-01 02:16 |  | Washers; Labware/Surgical Instrument; Ultrasonic | 104622 | SONIC BATH | STERIS Corp | 646.47 | Purchased
CHRISTIANA |  | HOSPITAL-CC | 0 | C16163371 | MD |  | 2017-03-17 |  | Pumps; Enteral Feeding | 104188 | EPUMP | KENDALL HEALTHCARE PRODUCTS LP A TYCO HEALTHCARE GROUP CO | 328.57 | Purchased
CHRISTIANA |  | Principio | 0 | 50858-007 | MD |  | 2018-08-28 |  | Disinfectors; Vapor Germicide; Ultrasonic Transducer Probe | 104205 | Trophon EPR E8350NA | Nanosonics Inc. | 14000 | Purchased
CHRISTIANA |  | HOSPITAL-CC | 0 | 50858-003 | MD |  | 2018-03-08 |  | Disinfectors; Vapor Germicide; Ultrasonic Transducer Probe | 104206 | Trophon EPR E8350NA | Nanosonics Inc. | 14000 | Purchased
CHRISTIANA |  | Open MRI & Imaging Elkton | 0 | 47085-019 | MD |  | 2018-03-08 |  | Disinfectors; Vapor Germicide; Ultrasonic Transducer Probe | 104207 | Trophon EPR E8350NA | Nanosonics Inc. | 14000 | Purchased
CHRISTIANA |  | HOSPITAL-CC | 0 | 178442WP0 | MD |  | 2020-07-01 02:14 |  | Probes; Ultrasonic | 178442WP0 | 9L-D | GE Healthcare USA | 16200 | Purchased
CHRISTIANA |  | HOSPITAL-CC | 0 | 219997YP4 | MD |  | 2020-07-01 02:31 |  | Probes; Ultrasonic | 219997YP4 | C1-6-D | GE Healthcare USA | 16200 | Purchased
CHRISTIANA |  | Union Diagnostics | 0 | 170413CC628 | MD |  | 2019-05-24 |  | Centrifuges; Tabletop; Low-Speed; Nonrefrigerated | 105327 | 642E | DRUCKER CO | 5000 | Purchased
CHRISTIANA |  | Union Diagnostics | 0 | 150713AL788 | MD |  | 2015-12-24 |  | Centrifuges; Tabletop; Low-Speed; Nonrefrigerated | 105328 | 642E | DRUCKER CO | 5000 | Purchased
CHRISTIANA |  | Singerly | 0 | 42662 | MD |  | 2017-03-17 |  | Electrosurgical Units; Monopolar/Bipolar | 105911 | LP-10-120 | Cooper Surgical | 6461 | Purchased
CHRISTIANA |  | Radiation Oncology | 0 | 2752 | MD |  | 2020-07-01 02:08 |  | Radiotherapy Systems; Linear Accelerator | 104458 | TRUEBEAM | VARIAN MEDICAL EQUIPMENT DIV VARIAN ASSOC INC | 300000 | Purchased
CHRISTIANA |  | Urgent Care Elkton | 0 | X15C748950 | MD |  | 2015-12-09 |  | Defibrillators; External; Semiautomated | 105304 | AED Plus Automated External Defibrillato | ZOLL MEDICAL CORP | 10000 | Purchased
CHRISTIANA |  | Urgent Care Elkton | 0 | 15161915 | MD |  | 2020-07-01 02:32 |  | Thermometers; Electronic | 15161915 | 690 | CARDINAL | 295 | Purchased
CHRISTIANA |  | Urgent Care Elkton | 0 | NONE | MD |  | 2020-07-01 02:01 |  | Lights; Examination | 105411 | GS EXAM LIGHT IV | Welch Allyn Inc. | 959.75 | Purchased
CHRISTIANA |  | Urgent Care Elkton | 0 | V1670849 | MD |  | 2020-07-01 02:32 |  | Tables; Examination/Treatment; Adjustable | 105401 | 204 RITTER TABLE | RITTER-MIDWEST DIV SYBRON CORP | 2500 | Purchased
CHRISTIANA |  | Principio | 0 | 2581 | MD |  | 2020-07-01 02:04 |  | Oximeters; Pulse | 106025 | BCI 3301 | BCI INC | 466 | Purchased
CHRISTIANA |  | Urgent Care Elkton | 0 | 814 | MD |  | 2016-05-09 |  | ASPIRATORS; SUCTION | 105325 | OptiVac AC/DC Portable Suction Unit G180 | GOMCO SURGICAL MFG CO | 2500 | Purchased
CHRISTIANA |  | Urgent Care Elkton | 0 | 15161877 | MD |  | 2020-07-01 02:32 |  | Thermometers; Electronic | 105403 | 690 | CARDINAL | 275.01 | Purchased
CHRISTIANA |  | HOSPITAL-CC | 0 | SH611330162SA | MD |  | 2011-11-08 |  | Sphygmomanometers; Electronic; Automatic | 104734 | V100 | GE MEDICAL SYSTEMS | 2000 | Purchased
CHRISTIANA |  | HOSPITAL-CC | 0 | 38727658 | MD |  | 2010-04-07 |  | Defibrillators; External; Manual | 105512 | LIFEPAK Defibrillator 20e | PHYSIO-CONTROL CORP | 10554 | Purchased
CHRISTIANA |  | HOSPITAL-CC | 0 | SDT10080151SP | MD |  | 2010-03-09 |  | Sphygmomanometers; Electronic; Automatic | 105519 | V100 | GE MEDICAL SYSTEMS | 2000 | Purchased
CHRISTIANA |  | HOSPITAL-CC | 0 | SDT10120306SP | MD |  | 2010-04-08 |  | Sphygmomanometers; Electronic; Automatic | 105524 | V100 | GE MEDICAL SYSTEMS | 2000 | Purchased
CHRISTIANA |  | HOSPITAL-CC | 0 | 1552038 | MD |  | 2020-07-01 02:30 |  | Defibrillator/Monitors | 104422 | Code Management Module 3314164-001 | PHYSIO-CONTROL CORP | 1625 | Purchased
CHRISTIANA |  | HOSPITAL-CC | 0 | C33491 | MD |  | 2016-03-21 |  | Relocatable Power Tap | 105777 | BAXTER RD0612 | BAXTER HEALTHCARE CORP IV SYSTEMS/IV THERAPY | 1395 | Purchased
CHRISTIANA |  | HOSPITAL-CC | 0 | C33494 | MD |  | 2016-03-21 |  | Relocatable Power Tap | 105780 | BAXTER RD0612 | BAXTER HEALTHCARE CORP IV SYSTEMS/IV THERAPY | 1395 | Purchased
CHRISTIANA |  | HOSPITAL-CC | 0 | C33488 | MD |  | 2016-03-21 |  | Relocatable Power Tap | 105783 | BAXTER RD0612 | BAXTER HEALTHCARE CORP IV SYSTEMS/IV THERAPY | 1395 | Purchased
CHRISTIANA |  | HOSPITAL-CC | 0 | C33493 | MD |  | 2016-03-21 |  | Relocatable Power Tap | 105951 | BAXTER RD0612 | BAXTER HEALTHCARE CORP IV SYSTEMS/IV THERAPY | 1395 | Purchased
CHRISTIANA |  | HOSPITAL-CC | 0 | 16163368 | MD |  | 2017-03-13 |  | Pumps; Enteral Feeding | 105860 | EPUMP | KENDALL HEALTHCARE PRODUCTS LP A TYCO HEALTHCARE GROUP CO | 328.57 | Purchased
CHRISTIANA |  | HOSPITAL-CC | 0 | 3551167 | MD |  | 2020-07-01 02:08 |  | Infusion Pumps; General-Purpose | 104271 | SPECTRUM IQ | BAXTER HEALTHCARE CORP IV SYSTEMS/IV THERAPY | 20000 | Purchased
CHRISTIANA |  | HOSPITAL-CC | 0 | ASFA-0126 | MD |  | 2014-04-25 |  | Anesthesia Units | 104525 | FABIUS GS | NORTH AMERICAN DRAEGER | 45000 | Purchased
CHRISTIANA |  | HOSPITAL-CC | 0 | ARZL-0383 | MD |  | 2020-07-01 02:17 |  | ANESTHESIA UNITS Vaporizers | 105514 | D-Vapor - desflurane D-Vapor | NORTH AMERICAN DRAEGER | 2395 | Purchased
CHRISTIANA |  | HOSPITAL-CC | 0 | TPAA-417382 | MD |  | 2020-07-01 02:03 |  | MONITORING SYSTEMS; Physiologic; Acute Care | 105359 | INFINITY C700 | NORTH AMERICAN DRAEGER | 10000 | Purchased
CHRISTIANA |  | HOSPITAL-CC | 0 | 6003935959 | MD |  | 2020-07-01 02:02 |  | MONITORING SYSTEMS; Physiologic; Acute Care | 105533 | INFINITY DELTA | NORTH AMERICAN DRAEGER | 15000 | Purchased
CHRISTIANA |  | HOSPITAL-CC | 0 | ASED-0045 | MD |  | 2015-01-09 |  | Anesthesia Units | 104119 | FABIUS GS | NORTH AMERICAN DRAEGER | 45000 | Purchased
CHRISTIANA |  | HOSPITAL-CC | 0 | B2201228 | MD |  | 2015-04-17 |  | Bilirubinometers | 105772 | JM-103 JAUNDICE METER | NORTH AMERICAN DRAEGER | 1210 | Purchased
CHRISTIANA |  | HOSPITAL-CC | 0 | ARYK-0082 | MD |  | 2007-11-07 |  | Anesthesia Units | 104931 | FABIUS GS | NORTH AMERICAN DRAEGER | 45000 | Purchased
CHRISTIANA |  | HOSPITAL-CC | 0 | ASCJ-0099 | MD |  | 2015-01-09 |  | Anesthesia Units | 104959 | FABIUS GS | NORTH AMERICAN DRAEGER | 45000 | Purchased
CHRISTIANA |  | HOSPITAL-CC | 0 | ASAL-0004 | MD |  | 2009-11-30 |  | Anesthesia Units | 104547 | FABIUS GS | NORTH AMERICAN DRAEGER | 45000 | Purchased
CHRISTIANA |  | HOSPITAL-CC | 0 | ASCJ-0098 | MD |  | 2015-01-09 |  | Anesthesia Units | 105544 | FABIUS GS | NORTH AMERICAN DRAEGER | 45000 | Purchased
CHRISTIANA |  | HOSPITAL-CC | 0 | ASAD-0197 | MD |  | 2020-07-01 02:17 |  | ANESTHESIA UNITS Vaporizers | 105589 | D-Vapor - desflurane D-Vapor | NORTH AMERICAN DRAEGER | 2395 | Purchased
CHRISTIANA |  | HOSPITAL-CC | 0 | ASDA-0122 | MD |  | 2020-07-01 02:17 |  | ANESTHESIA UNITS Vaporizers | 105232 | D-Vapor - desflurane D-Vapor | NORTH AMERICAN DRAEGER | 1 | Purchased
CHRISTIANA |  | HOSPITAL-CC | 0 | TPAA-278393 | MD |  | 2020-07-01 02:03 |  | MONITORING SYSTEMS; Physiologic; Acute Care | 105240 | INFINITY C700 | NORTH AMERICAN DRAEGER | 10000 | Purchased
CHRISTIANA |  | HOSPITAL-CC | 0 | 6001552975 | MD |  | 2020-07-01 02:02 |  | MONITORING SYSTEMS; Physiologic; Acute Care | 105251 | INFINITY DELTA | NORTH AMERICAN DRAEGER | 15000 | Purchased
CHRISTIANA |  | HOSPITAL-CC | 0 | TPAA-277872 | MD |  | 2020-07-01 02:03 |  | MONITORING SYSTEMS; Physiologic; Acute Care | 105248 | INFINITY C700 | NORTH AMERICAN DRAEGER | 10000 | Purchased
CHRISTIANA |  | HOSPITAL-CC | 0 | 5398788746 | MD |  | 2020-07-01 02:02 |  | MONITORING SYSTEMS; Physiologic; Acute Care | 105242 | INFINITY DELTA | NORTH AMERICAN DRAEGER | 15000 | Purchased
CHRISTIANA |  | HOSPITAL-CC | 0 | 343230014 | MD |  | 2020-07-01 02:03 |  | MONITORING SYSTEMS; Physiologic; Acute Care | 105256 | INFINITY C700 | NORTH AMERICAN DRAEGER | 10000 | Purchased
CHRISTIANA |  | HOSPITAL-CC | 0 | 5398791751 | MD |  | 2020-07-01 02:02 |  | MONITORING SYSTEMS; Physiologic; Acute Care | 105545 | INFINITY DELTA | NORTH AMERICAN DRAEGER | 15000 | Purchased
CHRISTIANA |  | HOSPITAL-CC | 0 | 6006222377 | MD |  | 2020-07-01 02:12 |  | MONITORING SYSTEMS; Physiologic; Acute Care | 105237 | INFINITY DELTA | NORTH AMERICAN DRAEGER | 15000 | Purchased
CHRISTIANA |  | HOSPITAL-CC | 0 | TP11203176 | MD |  | 2020-07-01 02:17 |  | MONITORING SYSTEMS; Physiologic; Acute Care | 105538 | POC174 MONITOR | NORTH AMERICAN DRAEGER | 2500 | Purchased
CHRISTIANA |  | HOSPITAL-CC | 0 | ARYK-0083 | MD |  | 2009-02-24 |  | Anesthesia Units | 104532 | FABIUS GS | NORTH AMERICAN DRAEGER | 45000 | Purchased
CHRISTIANA |  | HOSPITAL-CC | 0 | ARWB-0103 | MD |  | 2020-07-01 02:17 |  | ANESTHESIA UNITS Vaporizers | 105212 | D-Vapor - desflurane D-Vapor | NORTH AMERICAN DRAEGER | 2395 | Purchased
CHRISTIANA |  | HOSPITAL-CC | 0 | 417888101 | MD |  | 2020-07-01 02:03 |  | MONITORING SYSTEMS; Physiologic; Acute Care | 105213 | INFINITY C700 | NORTH AMERICAN DRAEGER | 10000 | Purchased
CHRISTIANA |  | HOSPITAL-CC | 0 | 6001985267 | MD |  | 2020-07-01 02:02 |  | MONITORING SYSTEMS; Physiologic; Acute Care | 105244 | INFINITY DELTA | NORTH AMERICAN DRAEGER | 15000 | Purchased
CHRISTIANA |  | HOSPITAL-CC | 0 | ARXJ-0031 | MD |  | 2020-07-01 02:32 |  | Ventilators; Intensive Care | 105536 | Savina 300 | NORTH AMERICAN DRAEGER | 14742 | Purchased
CHRISTIANA |  | HOSPITAL-CC | 0 | ARYM-0401 | MD |  | 2008-03-05 |  | Ventilators; Intensive Care | 105243 | Savina 300 | NORTH AMERICAN DRAEGER | 14742 | Purchased
CHRISTIANA |  | HOSPITAL-CC | 0 | ARWL-0052 | MD |  | 2005-12-15 |  | Ventilators; Intensive Care | 105285 | Savina 300 | NORTH AMERICAN DRAEGER | 14742 | Purchased
CHRISTIANA |  | HOSPITAL-CC | 0 | ARYM-0400 | MD |  | 2008-03-05 |  | Ventilators; Intensive Care | 105558 | Savina 300 | NORTH AMERICAN DRAEGER | 14742 | Purchased
CHRISTIANA |  | HOSPITAL-CC | 0 | ASBL-0139 | MD |  | 2011-06-09 |  | Ventilators; Intensive Care | 104125 | Savina 300 | NORTH AMERICAN DRAEGER | 14742 | Purchased
CHRISTIANA |  | HOSPITAL-CC | 0 | ASBL-0138 | MD |  | 2011-06-09 |  | Ventilators; Intensive Care | 105196 | Savina 300 | NORTH AMERICAN DRAEGER | 14742 | Purchased
CHRISTIANA | 2020-10-04 | HOSPITAL-CH | 0 | B3KJ84 | DE |  | 2020-07-06 07:57 |  | Probes; Ultrasonic | B3KJ84 | C5-1 | Philips Healthcare North America | 10000 | Purchased
CHRISTIANA | 2021-07-06 | HOSPITAL-CH | 0 | B35D18 | DE |  | 2020-07-06 16:02 |  | Probes; Ultrasonic | B35D18 | C8-4V | Philips Healthcare North America | 10000 | Purchased
CHRISTIANA |  | HOSPITAL-CH | 0 | XF08899013 | DE |  | 2020-07-15 07:18 |  | Monitors; Physiologic; Respiration; Respiratory Gas; Inspired Oxygen; Bedside/Intraoperative | 71877 | MAXO2 + Oxygen Analyzer | MAXTEC INC | 274 | Purchased
CHRISTIANA |  | HOSPITAL-WH | 0 | 08239-000 6/94 | DE |  | 2019-03-29 08:56 |  | TEST EQUIPMENT; TEST EQUIPMENT | 71888 | TPC-1 | GAYMAR INDUSTRIES INC | 5000 | Purchased
CHRISTIANA |  | HOSPITAL-WH | 0 | 07465-000 | DE |  | 2019-03-29 08:56 |  | TEST EQUIPMENT; TEST EQUIPMENT | 71889 | TPC-1 | GAYMAR INDUSTRIES INC | 5000 | Purchased
CHRISTIANA |  | HOSPITAL-CH | 0 | ZL91799024 | DE |  | 2020-07-15 07:18 |  | Monitors; Physiologic; Respiration; Respiratory Gas; Inspired Oxygen; Bedside/Intraoperative | 101732 | MAXO2 + Oxygen Analyzer | MAXTEC INC | 274 | Purchased
CHRISTIANA |  | HOSPITAL-WH | 0 | ARXH-0152 | DE |  | 2020-07-22 13:34 |  | Anesthesia Unit Vaporizers | 70188 | D-Vapor - desflurane D-Vapor | NORTH AMERICAN DRAEGER | 1 | Rental
CHRISTIANA |  | HOSPITAL-CH | 0 | TPAB345613 | DE |  | 2018-05-16 20:00 |  | Monitors; Monitor; Bedside; Cardiac Output | 71909 | EV1000M | Edwards Lifesciences Corp | 15500 | Purchased
CHRISTIANA |  | HOSPITAL-WH | 0 | TMD-070609-2 | DE |  | 2020-07-28 06:21 |  | Scales; Clinical; Precision | 70200 | TMD | M.D. RESOURCE | 650 | Purchased
CHRISTIANA |  | HOSPITAL-CH | 0 | AL08042370 | DE |  | 2020-07-27 20:00 |  | Aspirators; Breast | 71911 | Elite Breast Pump | AMEDA/EGNELL MEDICAL INC | 9.99 | Purchased
CHRISTIANA |  | HOSPITAL-CC | 0 | 474 | MD |  | 2020-07-28 12:12 |  | Testers; Pneumatic | 104292 | DPM I | BIO-TEK INSTRUMENTS INC | 2500 | Purchased
CHRISTIANA | 2020-10-29 | HOSPITAL-CH | 0 | 20200015 | DE |  | 2020-07-29 09:26 |  | Probe; Ultrasonic; Transesophageal Echocardiography | 20200015 | Z6Ms - (240)10436113 | Siemens Medical Solutions USA Inc | 36148 | Purchased
CHRISTIANA | 2021-02-11 | MAP I | 0 | SGE3A1HU | DE |  | 2020-08-12 14:28 |  | TELEMETRY UNITS | SGE3A1HU | Expression MR ECG - 989803192761 | Philips Healthcare North America | 2027 | Purchased
CHRISTIANA | 2021-02-12 | MAP I | 0 | SGE3A1F0 | DE |  | 2020-08-12 14:27 |  | TELEMETRY UNITS | SGE3A1F0 | Expression MR ECG - 989803192761 | Philips Healthcare North America | 2027 | Purchased
CHRISTIANA | 2020-11-10 | HOSPITAL-CH | 0 | SGS3A1A6 | DE |  | 2020-08-13 17:06 |  | TELEMETRY UNITS | SGS3A1A6 | Expression MR SPO2 - 989803192771 | Philips Healthcare North America | 2260 | Purchased
CHRISTIANA |  | HOSPITAL-CH | 0 | 200443 | DE |  | 2020-08-14 13:09 |  | Aspirators; Breast | 71978 | Platinum Breast Pump | AMEDA/EGNELL MEDICAL INC | 0.01 | Rental
CHRISTIANA |  | HOSPITAL-CH | 0 | 200290 | DE |  | 2020-08-14 13:09 |  | Aspirators; Breast | 71982 | Platinum Breast Pump | AMEDA/EGNELL MEDICAL INC | 0.01 | Rental
CHRISTIANA |  | HOSPITAL-WH | 0 | 97516318 | DE |  | 2020-08-19 15:27 |  | Monitors; Bedside; Respiration; Exhaled Carbon Dioxide | 70193 | MICROCAP | ORIDION MEDICAL INC | 1200 | Purchased
CHRISTIANA |  | HOSPITAL-CH | 0 | 200419 | DE |  | 2020-08-14 13:09 |  | Aspirators; Breast | 71966 | Platinum Breast Pump | AMEDA/EGNELL MEDICAL INC | 0.01 | Rental
CHRISTIANA |  | HOSPITAL-CH | 0 | 200415 | DE |  | 2020-08-14 13:09 |  | Aspirators; Breast | 72012 | Platinum Breast Pump | AMEDA/EGNELL MEDICAL INC | 0.01 | Rental
CHRISTIANA |  | HOSPITAL-CH | 0 | 200433 | DE |  | 2020-08-14 13:09 |  | Aspirators; Breast | 72021 | Platinum Breast Pump | AMEDA/EGNELL MEDICAL INC | 0.01 | Rental
CHRISTIANA |  | HOSPITAL-CH | 0 | 200405 | DE |  | 2020-08-14 13:09 |  | Aspirators; Breast | 72020 | Platinum Breast Pump | AMEDA/EGNELL MEDICAL INC | 0.01 | Rental
CHRISTIANA |  | HOSPITAL-WH | 0 | SP22981 | DE |  | 2020-08-25 07:42 |  | Cameras; Video; Endoscope | 101740 | C-MAC Video Laryngoscope Monitor 8403 ZX | STORZ ENDOSCOPY-AMERICA INC | 6269.19 | Purchased
CHRISTIANA |  | Kennett Square | 0 | FD2P341560720 | PA |  | 2020-06-11 12:15 |  | Detectors; Fetal Heart; Ultrasonic | 107044 | Sonicaid Doppler FD2 | HUNTLEIGH HEALTHCARE LLC | 881 | Purchased
CHRISTIANA |  | HOSPITAL-CH | 0 | 915805 | DE |  | 2020-04-14 10:35 |  | Aspirators | 106124 | EasyGoVac Aspirator PM65 | PRECISION MEDICAL INC | 305.91 | Purchased
CHRISTIANA |  | Urgent Care Elkton | 0 | NONE | MD |  | 2020-08-26 07:25 |  | Lights; Examination | 106062 | GS EXAM LIGHT IV | Welch Allyn Inc. | 959.75 | Purchased
CHRISTIANA |  | HOSPITAL-CH | 0 | 837887 | DE |  | 2020-08-27 11:13 |  | Oximeters/Co-Oximeters; Pulse | 107038 | RAD57 | MASIMO CORP | 695 | Purchased
CHRISTIANA |  | HOSPITAL-CH | 0 | 320 | DE |  | 2020-08-28 07:56 |  | Scales; Patient; Bedside; Sling | 100938 | FG 842-LF | SR INSTRUMENTS INC | 1500 | Purchased
CHRISTIANA |  | HOSPITAL-CH | 0 | 200345 | DE |  | 2020-08-14 13:09 |  | Aspirators; Breast | 107059 | Platinum Breast Pump | AMEDA/EGNELL MEDICAL INC | 0.01 | Rental
CHRISTIANA |  | HOSPITAL-CH | 0 | 200339 | DE |  | 2020-08-14 13:09 |  | Aspirators; Breast | 107080 | Platinum Breast Pump | AMEDA/EGNELL MEDICAL INC | 0.01 | Rental
CHRISTIANA |  | HOSPITAL-CH | 0 | 200402 | DE |  | 2020-08-14 13:09 |  | Aspirators; Breast | 107070 | Platinum Breast Pump | AMEDA/EGNELL MEDICAL INC | 0.01 | Rental
CHRISTIANA |  | HOSPITAL-CH | 0 | MX-CJ-144-0454 | DE |  | 2020-05-12 10:10 |  | Temperature Monitors | 101742 | iMINI Temperature / Temperature and umidity Data Logger | Cryopak | 156.95 | Purchased
CHRISTIANA |  | HOSPITAL-CH | 0 | MC-0136 | DE |  | 2020-09-10 16:04 |  | Controllers | 107177 | FG-0612 Symphion | BOSTON SCIENTIFIC - ENDOSURGERY GROUP | 8000 | Rental
CHRISTIANA |  | HOSPITAL-CH | 0 | 97514268 | DE |  | 2020-09-11 09:18 |  | Monitors; Physiologic; Respiration/Exhaled Carbon Dioxide/Pulse Oximetry; Bedside | 107226 | N85 - Capnograph/Pulse Ox | NELLCOR PURITAN BENNETT INC | 1200 | Purchased
CHRISTIANA |  | HOSPITAL-WH | 0 | MBP1217251 | DE |  | 2020-09-11 09:53 |  | Oximeters; Pulse | 70195 | PM10N PORTABLE PULSE OXIMETER | NELLCOR PURITAN BENNETT INC | 595 | Purchased
CHRISTIANA |  | CH-SURGI | 0 | 2004-1101-869-3 | DE |  | 2020-09-15 07:47 |  | Washers; Labware/Surgical Instrument; Ultrasonic | 107293 | 1101 AUTO | ULTRA CLEAN SYSTEMS INC | 2500 | Purchased
CHRISTIANA | 2021-09-16 | HOSPITAL-CH | 0 | 20310006 | DE |  | 2020-09-18 13:30 |  | Probe; Ultrasonic; Transesophageal Echocardiography | 20310006 | Z6Ms - (240)10436113 | Siemens Medical Solutions USA Inc | 36000 | Purchased
CHRISTIANA |  | HOSPITAL-CC | 0 | C0614977 | MD |  | 2020-09-29 13:19 |  | Pumps; Enteral Feeding | 105641 | EPUMP | KENDALL HEALTHCARE PRODUCTS LP A TYCO HEALTHCARE GROUP CO | 328.57 | Purchased
CHRISTIANA | 2021-09-23 | HOSPITAL-WH | 0 | 13317L2X120G | DE |  | 2020-09-23 13:06 |  | Probes; Ultrasonic | 13317L2X120G | L20-5 | ZONARE Medical Systems Inc | 10000 | Purchased
CHRISTIANA |  | HOSPITAL-WH | 0 | AL14113241 | DE |  | 2020-09-24 08:38 |  | Aspirators; Breast | 107321 | Elite Breast Pump | AMEDA/EGNELL MEDICAL INC | 0.01 | Rental
CHRISTIANA |  | HOSPITAL-WH | 0 | AL13120105 | DE |  | 2020-09-24 08:38 |  | Aspirators; Breast | 107322 | Elite Breast Pump | AMEDA/EGNELL MEDICAL INC | 0.01 | Rental
CHRISTIANA |  | HOSPITAL-CH | 0 | DYETAL016 | DE |  | 2020-09-24 09:30 |  | Warming/Cooling Units; Patient; Circulating-Liquid | T0212 | Arctic Sun Stat Temperature Management System 6000 | BARD Electronic Systems | 1 | Loaned
CHRISTIANA |  | HOSPITAL-WH | 0 | AL12113110 | DE |  | 2020-09-24 08:38 |  | Aspirators; Breast | 107325 | Elite Breast Pump | AMEDA/EGNELL MEDICAL INC | 0.01 | Rental
CHRISTIANA |  | HOSPITAL-WH | 0 | AL14013200 | DE |  | 2020-09-24 08:38 |  | Aspirators; Breast | 107326 | Elite Breast Pump | AMEDA/EGNELL MEDICAL INC | 0.01 | Rental
CHRISTIANA |  | HOSPITAL-WH | 0 | AL13120113 | DE |  | 2020-09-24 08:38 |  | Aspirators; Breast | 107327 | Elite Breast Pump | AMEDA/EGNELL MEDICAL INC | 0.01 | Rental
CHRISTIANA |  | HOSPITAL-CH | 0 | AL14013090 | DE |  | 2020-09-24 08:38 |  | Aspirators; Breast | 107328 | Elite Breast Pump | AMEDA/EGNELL MEDICAL INC | 0.01 | Rental
CHRISTIANA |  | HOSPITAL-CH | 0 | AL15123089 | DE |  | 2020-09-24 08:38 |  | Aspirators; Breast | 107329 | Elite Breast Pump | AMEDA/EGNELL MEDICAL INC | 0.01 | Rental
CHRISTIANA |  | HOSPITAL-CH | 0 | AL12093100 | DE |  | 2020-09-24 08:38 |  | Aspirators; Breast | 107330 | Elite Breast Pump | AMEDA/EGNELL MEDICAL INC | 0.01 | Rental
CHRISTIANA |  | HOSPITAL-CH | 0 | AL14013208 | DE |  | 2020-09-24 08:38 |  | Aspirators; Breast | 107332 | Elite Breast Pump | AMEDA/EGNELL MEDICAL INC | 0.01 | Rental
CHRISTIANA |  | HOSPITAL-CH | 0 | 2110368 | DE |  | 2020-09-24 08:38 |  | Aspirators; Breast | 107334 | Elite Breast Pump | AMEDA/EGNELL MEDICAL INC | 0.01 | Rental
CHRISTIANA |  | HOSPITAL-CH | 0 | AL14013248 | DE |  | 2020-09-24 08:38 |  | Aspirators; Breast | 107335 | Elite Breast Pump | AMEDA/EGNELL MEDICAL INC | 0.01 | Rental
CHRISTIANA |  | HOSPITAL-CH | 0 | AL14073277 | DE |  | 2020-09-24 08:38 |  | Aspirators; Breast | 107336 | Elite Breast Pump | AMEDA/EGNELL MEDICAL INC | 0.01 | Rental
CHRISTIANA |  | HOSPITAL-CH | 0 | AL15123005 | DE |  | 2020-09-24 08:38 |  | Aspirators; Breast | 107338 | Elite Breast Pump | AMEDA/EGNELL MEDICAL INC | 0.01 | Rental
CHRISTIANA |  | HOSPITAL-CH | 0 | AL14113079 | DE |  | 2020-09-24 08:38 |  | Aspirators; Breast | 107341 | Elite Breast Pump | AMEDA/EGNELL MEDICAL INC | 0.01 | Rental
CHRISTIANA |  | HOSPITAL-CH | 0 | AL00080326 | DE |  | 2020-09-24 08:38 |  | Aspirators; Breast | 107343 | Elite Breast Pump | AMEDA/EGNELL MEDICAL INC | 0.01 | Rental
CHRISTIANA |  | HOSPITAL-CH | 0 | AL14043107 | DE |  | 2020-09-24 08:38 |  | Aspirators; Breast | 107344 | Elite Breast Pump | AMEDA/EGNELL MEDICAL INC | 0.01 | Rental
CHRISTIANA |  | HOSPITAL-CH | 0 | AL01110619 | DE |  | 2020-09-24 08:38 |  | Aspirators; Breast | 107351 | Elite Breast Pump | AMEDA/EGNELL MEDICAL INC | 0.01 | Rental
CHRISTIANA |  | HOSPITAL-CH | 0 | AL12113097 | DE |  | 2020-09-24 08:38 |  | Aspirators; Breast | 107345 | Elite Breast Pump | AMEDA/EGNELL MEDICAL INC | 0.01 | Rental
CHRISTIANA |  | HOSPITAL-CH | 0 | AL14063325 | DE |  | 2020-09-24 08:38 |  | Aspirators; Breast | 107353 | Elite Breast Pump | AMEDA/EGNELL MEDICAL INC | 0.01 | Rental
CHRISTIANA |  | HOSPITAL-CH | 0 | AL12103122 | DE |  | 2020-09-24 08:38 |  | Aspirators; Breast | 107348 | Elite Breast Pump | AMEDA/EGNELL MEDICAL INC | 0.01 | Rental
CHRISTIANA |  | HOSPITAL-CH | 0 | AL12103132 | DE |  | 2020-09-24 08:38 |  | Aspirators; Breast | 107347 | Elite Breast Pump | AMEDA/EGNELL MEDICAL INC | 0.01 | Rental
CHRISTIANA |  | HOSPITAL-CH | 0 | AL12103120 | DE |  | 2020-09-24 08:38 |  | Aspirators; Breast | 107346 | Elite Breast Pump | AMEDA/EGNELL MEDICAL INC | 0.01 | Rental
CHRISTIANA |  | HOSPITAL-CH | 0 | AL15123159 | DE |  | 2020-09-24 08:38 |  | Aspirators; Breast | 107350 | Elite Breast Pump | AMEDA/EGNELL MEDICAL INC | 0.01 | Rental
CHRISTIANA |  | HOSPITAL-CH | 0 | AL6075079R | DE |  | 2020-09-24 08:38 |  | Aspirators; Breast | 107352 | Elite Breast Pump | AMEDA/EGNELL MEDICAL INC | 0.01 | Rental
CHRISTIANA |  | HOSPITAL-CH | 0 | AL14113298 | DE |  | 2020-09-24 08:38 |  | Aspirators; Breast | 107349 | Elite Breast Pump | AMEDA/EGNELL MEDICAL INC | 0.01 | Rental
CHRISTIANA |  | Rockford Center | 0 | 225900 | DE |  | 2020-09-28 07:08 |  | Oxygen Concentrators | RC1001 | NEWLIFE | AIRSEP CORP MEDICAL PRODUCTS DIV | 750 | Purchased
CHRISTIANA | 2020-09-28 | HOSPITAL-CH | 0 | B3V7FF | DE |  | 2020-09-25 12:30 |  | Probes; Ultrasonic | B3V7FF | C5-1 | Philips Healthcare North America | 10000 | Purchased
CHRISTIANA |  | HOSPITAL-CH | 0 | ARXK-0358 | DE |  | 2020-09-29 20:00 |  | Anesthesia Unit Vaporizers | 107385 | D-Vapor - desflurane D-Vapor | NORTH AMERICAN DRAEGER | 2500 | Purchased
CHRISTIANA |  | HOSPITAL-CC | 0 | C16163412 | MD |  | 2020-09-29 13:21 |  | Pumps; Enteral Feeding | 105644 | EPUMP | KENDALL HEALTHCARE PRODUCTS LP A TYCO HEALTHCARE GROUP CO | 328.57 | Purchased
CHRISTIANA |  | HOSPITAL-CH | 0 | B07Q1T | DE |  | 2020-10-01 11:57 |  | Probe; Ultrasonic; Transesophageal Echocardiography | B07Q1T | S7-3t | Philips | 11000 | Purchased
CHRISTIANA |  | HOSPITAL-CC | 0 | ARWL-0051 | MD |  | 2020-10-14 06:43 |  | Ventilators; Intensive Care | 104669 | Savina 300 | NORTH AMERICAN DRAEGER | 14742 | Purchased
CHRISTIANA |  | HOSPITAL-CH | 0 | 402376-2714 | DE |  | 2018-05-01 20:00 |  | Carts; Computer/Video Monitor | 54874 | Hi-Care Nursing Documentation Cart | Howard Medical | 6589 | Purchased
CHRISTIANA |  | HOSPITAL-CH | 0 | 2019020003 | DE |  | 2020-10-12 07:37 |  | Electrosurgical Units; Monopolar/Bipolar | 69140 | LP-10-120 | Cooper Surgical | 6461 | Purchased
CHRISTIANA | 2021-10-14 | HOSPITAL-WH | 0 | B3LWLB | DE |  | 2020-10-14 11:07 |  | Probes; Ultrasonic | B3LWLB | X5-1 | Philips | 15000 | Purchased
CHRISTIANA |  | HOSPITAL-CC | 0 | 3308001386 | MD |  | 2020-10-14 12:28 |  | Microscopes; Light; Laboratory | 105449 | AXIOPLAN 40 | ZEISS | 3500 | Purchased
CHRISTIANA |  | HOSPITAL-CH | 0 | DE73159626 | DE |  | 2020-10-16 19:00 |  | MONITORING SYSTEMS; Physiologic; Acute Care | 107415 | M8007A MP70 | PHILIPS MEDICAL SYSTEMS CARDIAC & MONITORING SYSTEMS DIV | 14356.83 | Purchased
CHRISTIANA |  | HOSPITAL-CH | 0 | DE54939158 | DE |  | 2020-10-16 19:00 |  | MONITORING SYSTEMS; Physiologic; Acute Care | 107417 | M8007A MP70 | PHILIPS MEDICAL SYSTEMS CARDIAC & MONITORING SYSTEMS DIV | 14356.83 | Purchased
CHRISTIANA |  | HOSPITAL-CH | 0 | DE44028978 | DE |  | 2020-10-16 19:00 |  | MONITORING SYSTEMS; Physiologic; Acute Care | 107416 | M8007A MP70 | PHILIPS MEDICAL SYSTEMS CARDIAC & MONITORING SYSTEMS DIV | 14356.83 | Purchased
CHRISTIANA | 2021-04-12 | HOSPITAL-CH | 0 | 20390022 | DE |  | 2020-10-19 13:31 |  | Probe; Ultrasonic; Transesophageal Echocardiography | 20390022 | Z6Ms - (240)10436113 | Siemens Medical Solutions USA Inc | 55881.6 | Purchased
CHRISTIANA |  | HOSPITAL-CH | 0 | 30698 | DE |  | 2019-03-29 06:29 |  | Detectors; Beta/Gamma Radiation | 107362 | Senorx Gamma Finder I | SENORX INC | 50000 | Purchased
CHRISTIANA |  | Newark Primary Care | 0 | no number | DE |  | 2020-10-20 10:13 |  | Tables; Examination/Treatment | 107413 | Examination Table 404 | MIDMARK CORP | 2325 | Purchased
CHRISTIANA |  | Newark Primary Care | 0 | 20011598 | DE |  | 2020-10-20 10:49 |  | Electrocardiographs; Multichannel | 107409 | CP200 | Welch Allyn Inc. | 1995 | Purchased
CHRISTIANA |  | HOSPITAL-CC | 0 | ASBB-0047 | MD |  | 2020-11-19 09:57 |  | Anesthesia Units | 104516 | FABIUS GS | NORTH AMERICAN DRAEGER | 45000 | Purchased
CHRISTIANA |  | HOSPITAL-CH | 0 | 21789 | DE |  | 2020-10-26 08:27 |  | TEST EQUIPMENT; TEST EQUIPMENT | 64931 | PTE-2 | HEISE | 5000
CHRISTIANA |  | HOSPITAL-CH | 0 | HM2-A3098 | DE |  | 2020-10-26 08:50 |  | TEST EQUIPMENT; TEST EQUIPMENT | 68251 | HM2-2 PRESSUER MODULE | HEISE | 1200
CHRISTIANA |  | HOSPITAL-CH | 0 | XA1418 | DE |  | 2020-10-26 08:44 |  | Aspirator/Irrigators; Surgical; Ultrasonic | 107429 | Nexus | MISONIX | 5000
CHRISTIANA |  | HOSPITAL-CH | 0 | HM2-A3096 | DE |  | 2020-10-26 08:57 |  | TEST EQUIPMENT; TEST EQUIPMENT | 107431 | HM2-2 PRESSUER MODULE | HEISE | 1200
CHRISTIANA |  | HOSPITAL-WH | 0 | ARZM-0342 | DE |  | 2020-10-29 14:23 |  | Anesthesia Unit Vaporizers | 109014 | D-Vapor - desflurane D-Vapor | NORTH AMERICAN DRAEGER | 1
CHRISTIANA |  | HOSPITAL-CH | 0 | 20J561194 | DE |  | 2020-11-02 20:00 |  | Pumps; Irrigation | 107454 | AHTO Irrigation Pump | Stryker Corp | 1495 | Purchased
CHRISTIANA |  | HOSPITAL-CH | 0 | 6298010 | DE |  | 2020-11-03 20:00 |  | Thermometers; Electronic | 70663 | M692 | CARDINAL | 350 | Purchased
CHRISTIANA |  | HOSPITAL-CH | 0 | 71630 | DE |  | 2020-11-05 06:11 |  | Electrocardiographs; Multichannel | 71950 | CP200 | Welch Allyn Inc. | 1995 | Purchased
CHRISTIANA | 2021-11-06 | HOSPITAL-CH | 0 | B3RJMB | DE |  | 2020-11-06 15:25 |  | Probes; Ultrasonic | B3RJMB | S5-1 | Philips Healthcare North America | 10000 | Purchased
CHRISTIANA | 2021-11-06 | HOSPITAL-CH | 0 | B3KQVF | DE |  | 2020-11-06 15:27 |  | Probes; Ultrasonic | B3KQVF | L9-3 | Philips Healthcare North America | 10000 | Purchased
CHRISTIANA |  | HOSPITAL-CC | 0 | 02Z9F6 | MD |  | 2020-11-12 13:08 |  | Probes; Ultrasonic | 02Z9F6 | C9-5ec | Philips Healthcare North America | 10000 | Purchased
CHRISTIANA | 2021-05-13 | HOSPITAL-CH | 0 | B24W20 | DE |  | 2020-11-13 10:51 |  | Probe; Ultrasonic; Transesophageal Echocardiography | B24W20 | X8-2T | Philips | 5000 | Purchased
CHRISTIANA |  | HOSPITAL-CC | 0 | 120814-03-1041 | MD |  | 2020-12-10 08:19 |  | Analyzers; Physiologic; Pulmonary Function Mechanics; Adult | 105693 | SpiroAir | Respitech Medical | 25000 | Purchased
CHRISTIANA |  | HOSPITAL-CC | 0 | 669387 | MD |  | 2020-11-20 11:10 |  | Circulatory Assist Units; Peripheral Compression; Intermittent | 105637 | VP500DM | Compression Therapy Concepts | 179.99 | Purchased
CHRISTIANA |  | Avenue North | 0 | 1106190W007552 | DE |  | 2020-11-24 13:51 |  | Exercisers | 109040 | 11061 Seated Hamstring Curl | CYBEX INTERNATIONAL INC | 3599 | Purchased
CHRISTIANA |  | Avenue North | 0 | 1105190W008351 | DE |  | 2020-11-24 13:00 |  | Exercisers | 109041 | 11051 Leg Extension | CYBEX INTERNATIONAL INC | 1791 | Purchased
CHRISTIANA |  | Avenue North | 0 | 1118090X002315 | DE |  | 2020-11-24 13:54 |  | Exercisers | 109042 | 11180 Hip Adductor/Abductor | CYBEX INTERNATIONAL INC | 5615 | Purchased
CHRISTIANA |  | Avenue North | 0 | 1101090W011550 | DE |  | 2020-11-24 12:17 |  | Exercisers | 109046 | 11010 Overhead Press | CYBEX INTERNATIONAL INC | 4299 | Purchased
CHRISTIANA |  | Avenue North | 0 | 1102090W008952 | DE |  | 2020-11-24 12:56 |  | Exercisers | 109047 | 11020 Incline Pull | CYBEX INTERNATIONAL INC | 4299 | Purchased
CHRISTIANA |  | Avenue North | 0 | 1100090W018452 | DE |  | 2020-11-24 11:26 |  | Exercisers | 109048 | 11000 Chest Press | CYBEX INTERNATIONAL INC | 4299 | Purchased
CHRISTIANA |  | Avenue North | 0 | 1103090W007440 | DE |  | 2020-11-24 12:59 |  | Exercisers | 109049 | 11030 Seated Row | CYBEX INTERNATIONAL INC | 4299 | Purchased
CHRISTIANA |  | Avenue North | 0 | 560190W49252 | DE |  | 2020-11-24 13:35 |  | Exercisers | 109063 | 5601 Modular Lat Pulldown | CYBEX INTERNATIONAL INC | 4296 | Purchased
CHRISTIANA |  | Avenue North | 0 | 564890W017651 | DE |  | 2020-11-24 14:04 |  | Exercisers | 109064 | 5648 Cable Crossover | CYBEX INTERNATIONAL INC | 4200 | Purchased
CHRISTIANA |  | Avenue North | 0 | 560390W193452 | DE |  | 2020-11-24 13:32 |  | Exercisers | 109065 | 5603 Modular Tricep Pushdown | CYBEX INTERNATIONAL INC | 4995 | Purchased
CHRISTIANA |  | Avenue North | 0 | 565190W058652 | DE |  | 2020-11-24 14:01 |  | Exercisers | 109066 | 5651 Low Cable Row | CYBEX INTERNATIONAL INC | 1562 | Purchased
CHRISTIANA |  | HOSPITAL-CC | 0 | MSC2-L-04312 | MD |  | 2020-12-09 15:40 |  | Warming Units | 104638 | MSCWARMER12S | Medline Industries; Inc. | 25278 | Purchased
CHRISTIANA |  | HOSPITAL-CH | 0 | 1803KE2021 | DE |  | 2014-11-05 19:00 |  | Alarms; Occupancy; Bed | 101794 | KeepSafe Deluxe 8374NC | POSEY COMPANY | 135 | Purchased
CHRISTIANA |  | HOSPITAL-CH | 0 | 1253 | DE |  | 2020-12-01 08:51 |  | Monitors; Physiologic; Electrocardiography/Vital Signs; Telemetric | NKC282 | Vital Sign Telemeter GZ-120P | Nihon Kohden Corp | 3397.5 | Purchased
CHRISTIANA |  | HOSPITAL-CH | 0 | MBP2026397 | DE |  | 2020-12-02 20:00 |  | Oximeters; Pulse | 101798 | PM10N PORTABLE PULSE OXIMETER | NELLCOR PURITAN BENNETT INC | 450.3 | Purchased
CHRISTIANA |  | MIDDLETOWN ED | 0 | 194 | DE |  | 2020-12-02 15:05 |  | Cooling Units; Patient | 54328 | Interchangeable Cooling Environment (ICE | EMS Innovations Inc | 5000
CHRISTIANA |  | HOSPITAL-CH | 0 | A1070818 | DE |  | 2019-11-06 13:50 |  | Thermometers; Electronic; Infrared; Skin | 101804 | TAT-5000 Temporal Scanner | Exergen Corp | 311.85 | Purchased
CHRISTIANA |  | North East Primary Care | 0 | 168680 | MD |  | 2020-12-04 11:42 |  | Scales; Patient; Floor | 71739 | 2002 | SCALE-TRONIX INC | 625 | Purchased
CHRISTIANA |  | HOSPITAL-CC | 0 | 3550365 | MD |  | 2020-12-09 15:55 |  | Infusion Pumps; General-Purpose | 105673 | SPECTRUM IQ | BAXTER HEALTHCARE CORP IV SYSTEMS/IV THERAPY | 1395 | Purchased
CHRISTIANA |  | HOSPITAL-CH | 0 | PFPC00044772-E | DE |  | 2020-12-11 12:19 |  | High Flow Nasal Cannula | T0213 | Precision Flow Plus | Vapotherm | 2700 | Rental
CHRISTIANA |  | HOSPITAL-CH | 0 | PFPC00044769-E | DE |  | 2020-12-11 12:19 |  | High Flow Nasal Cannula | T0214 | Precision Flow Plus | Vapotherm | 2700 | Rental
CHRISTIANA |  | HOSPITAL-CH | 0 | PFPC00044788-E | DE |  | 2020-12-11 12:19 |  | High Flow Nasal Cannula | T0215 | Precision Flow Plus | Vapotherm | 2700 | Rental
CHRISTIANA |  | HOSPITAL-CH | 0 | PFPC00044765-E | DE |  | 2020-12-11 12:19 |  | High Flow Nasal Cannula | T0216 | Precision Flow Plus | Vapotherm | 2700 | Rental
CHRISTIANA |  | HOSPITAL-CH | 0 | PFPC00044800-E | DE |  | 2020-12-11 12:19 |  | High Flow Nasal Cannula | T0217 | Precision Flow Plus | Vapotherm | 2700 | Rental
CHRISTIANA |  | HOSPITAL-CH | 0 | PFPC00044791-E | DE |  | 2020-12-11 12:19 |  | High Flow Nasal Cannula | T0361 | Precision Flow Plus | Vapotherm | 2700 | Rental
CHRISTIANA |  | HOSPITAL-CH | 0 | PFPC00044783-E | DE |  | 2020-12-11 12:19 |  | High Flow Nasal Cannula | T0362 | Precision Flow Plus | Vapotherm | 2700 | Rental
CHRISTIANA |  | HOSPITAL-CH | 0 | PFPC00044792-E | DE |  | 2020-12-11 12:19 |  | High Flow Nasal Cannula | T0360 | Precision Flow Plus | Vapotherm | 2700 | Rental
CHRISTIANA |  | HOSPITAL-CH | 0 | PFPC00044785-E | DE |  | 2020-12-11 12:19 |  | High Flow Nasal Cannula | T0359 | Precision Flow Plus | Vapotherm | 2700 | Rental
CHRISTIANA |  | HOSPITAL-CH | 0 | PFPC00044797-E | DE |  | 2020-12-11 12:19 |  | High Flow Nasal Cannula | T0358 | Precision Flow Plus | Vapotherm | 2700 | Rental
CHRISTIANA |  | HOSPITAL-CH | 0 | PFPC00044784-E | DE |  | 2020-12-11 12:19 |  | High Flow Nasal Cannula | T0357 | Precision Flow Plus | Vapotherm | 2700 | Rental
CHRISTIANA |  | HOSPITAL-CH | 0 | PFPC00044793-E | DE |  | 2020-12-11 12:19 |  | High Flow Nasal Cannula | T0356 | Precision Flow Plus | Vapotherm | 2700 | Rental
CHRISTIANA |  | HOSPITAL-CH | 0 | PFPC00044773-E | DE |  | 2020-12-11 12:19 |  | High Flow Nasal Cannula | T0355 | Precision Flow Plus | Vapotherm | 2700 | Rental
CHRISTIANA |  | HOSPITAL-CH | 0 | PFPC00044796-E | DE |  | 2020-12-11 12:19 |  | High Flow Nasal Cannula | T0354 | Precision Flow Plus | Vapotherm | 2700 | Rental
CHRISTIANA |  | HOSPITAL-CH | 0 | PFPC00044774-E | DE |  | 2020-12-11 12:19 |  | High Flow Nasal Cannula | T0353 | Precision Flow Plus | Vapotherm | 2700 | Rental
CHRISTIANA |  | HOSPITAL-CH | 0 | PFPC00044801-E | DE |  | 2020-12-11 12:19 |  | High Flow Nasal Cannula | T0352 | Precision Flow Plus | Vapotherm | 2700 | Rental
CHRISTIANA |  | HOSPITAL-CH | 0 | PFPC00044737-E | DE |  | 2020-12-11 12:19 |  | High Flow Nasal Cannula | T0351 | Precision Flow Plus | Vapotherm | 2700 | Rental
CHRISTIANA |  | HOSPITAL-CH | 0 | PFPC00044760-E | DE |  | 2020-12-11 12:19 |  | High Flow Nasal Cannula | T0350 | Precision Flow Plus | Vapotherm | 2700 | Rental
CHRISTIANA |  | HOSPITAL-CH | 0 | PFPC00044778-E | DE |  | 2020-12-11 12:19 |  | High Flow Nasal Cannula | T0349 | Precision Flow Plus | Vapotherm | 2700 | Rental
CHRISTIANA |  | HOSPITAL-CH | 0 | PFPC00044780-E | DE |  | 2020-12-11 12:19 |  | High Flow Nasal Cannula | T0348 | Precision Flow Plus | Vapotherm | 2700 | Rental
CHRISTIANA |  | HOSPITAL-CH | 0 | 1111 | DE |  | 2019-11-02 20:00 |  | Pumps; Extracorporeal Perfusion | T0184 | 02450-00114 circulator 8.0 | EIGHT MEDICAL CORPORATION | 86625 | Purchased
CHRISTIANA |  | HOSPITAL-CH | 0 | 20130301839 | DE |  | 2020-12-16 19:58 |  | Sphygmomanometers; Electronic; Automatic | 105604 | Spot Vital Signs LXi 45NT0 | CARDINAL | 2047.5
CHRISTIANA |  | HOSPITAL-CC | 0 | AAX04350014SA | MD |  | 2020-12-16 20:00 |  | Sphygmomanometers; Electronic; Automatic | 105695 | PRO 400 V2 | GE MEDICAL SYSTEMS | 2656 | Purchased
CHRISTIANA |  | HOSPITAL-CH | 0 | 30026-8553 | DE |  | 2020-12-22 |  | Infusion Pumps; Analgesic; Patient-Controlled; Ambulatory | 107525 | Sapphire Epidural Infusion Pump 16312 | Eitan Medical North America; Inc. | 3200 | Rental
CHRISTIANA |  | HOSPITAL-CH | 0 | 10000000000000 | DE |  | 2020-12-24 07:29 |  | Scales; Patient; Floor | 107506 | 644 FLOOR SCALE | SECA | 1345 | Purchased
CHRISTIANA | 2021-12-22 | Foulkstone Plaza | 0 | 03H2W8 | DE |  | 2020-12-28 09:01 |  | Probes; Ultrasonic | 03H2W8 | C8-4V | Philips Healthcare North America | 10000 | Purchased
CHRISTIANA | 2021-03-29 | HOSPITAL-CH | 0 | B3D82Q | DE |  | 2020-12-29 15:25 |  | Probes; Ultrasonic | B3D82Q | C10-3V | Philips Healthcare North America | 4000 | Purchased
CHRISTIANA |  | HOSPITAL-WH | 0 | C890023349 | DE |  | 2020-12-31 08:31 |  | Circulatory Assist Units; Peripheral Compression; Intermittent | 109127 | Hemo-Force Intermittent DVT Pump MDS600INT | Medline Industries; Inc. | 307.36 | Purchased
CHRISTIANA |  | HOSPITAL-CH | 0 | C890030963 | DE |  | 2020-12-31 08:33 |  | Circulatory Assist Units; Peripheral Compression; Intermittent | 109128 | Hemo-Force Intermittent DVT Pump MDS600INT | Medline Industries; Inc. | 307.36 | Purchased
CHRISTIANA |  | HOSPITAL-WH | 0 | C890023070 | DE |  | 2020-12-31 08:37 |  | Circulatory Assist Units; Peripheral Compression; Intermittent | 109131 | Hemo-Force Intermittent DVT Pump MDS600INT | Medline Industries; Inc. | 307.36 | Purchased
CHRISTIANA |  | HOSPITAL-WH | 0 | C890023379 | DE |  | 2020-12-31 08:46 |  | Circulatory Assist Units; Peripheral Compression; Intermittent | 109134 | Hemo-Force Intermittent DVT Pump MDS600INT | Medline Industries; Inc. | 307.36 | Purchased
CHRISTIANA |  | HOSPITAL-WH | 0 | C890030371 | DE |  | 2020-12-31 09:53 |  | Circulatory Assist Units; Peripheral Compression; Intermittent | 109136 | Hemo-Force Intermittent DVT Pump MDS600INT | Medline Industries; Inc. | 307.36 | Purchased
CHRISTIANA | 2021-12-29 | HOSPITAL-CH | 0 | F00WX9 | DE |  | 2020-12-29 11:13 |  | Probe; Ultrasonic; Transesophageal Echocardiography | F00WX9 | X8-2T | Philips | 37578 | Purchased
CHRISTIANA | 2021-12-29 | HOSPITAL-CH | 0 | F00XJF | DE |  | 2021-01-07 19:28 |  | Probe; Ultrasonic; Transesophageal Echocardiography | F00XJF | X8-2T | Philips | 37578 | Purchased
CHRISTIANA |  | HOSPITAL-CH | 0 | ASNM-0094 | DE |  | 2018-12-11 19:00 |  | Ventilators; Intensive Care; Neonatal/Pediatric | T0368 | BABYLOG - VN500 | NORTH AMERICAN DRAEGER | 14586.66 | Purchased
CHRISTIANA |  | HOSPITAL-WH | 0 | C890023127 | DE |  | 2021-01-07 07:58 |  | Circulatory Assist Units; Peripheral Compression; Intermittent | 109144 | Hemo-Force Intermittent DVT Pump MDS600INT | Medline Industries; Inc. | 307.36 | Purchased
CHRISTIANA |  | HOSPITAL-WH | 0 | C890023398 | DE |  | 2021-01-07 08:05 |  | Circulatory Assist Units; Peripheral Compression; Intermittent | 109150 | Hemo-Force Intermittent DVT Pump MDS600INT | Medline Industries; Inc. | 307.36 | Purchased
CHRISTIANA |  | HOSPITAL-WH | 0 | C890023125 | DE |  | 2021-01-07 08:08 |  | Circulatory Assist Units; Peripheral Compression; Intermittent | 109152 | Hemo-Force Intermittent DVT Pump MDS600INT | Medline Industries; Inc. | 307.36 | Purchased
CHRISTIANA |  | HOSPITAL-WH | 0 | C890030791 | DE |  | 2021-01-07 08:10 |  | Circulatory Assist Units; Peripheral Compression; Intermittent | 109154 | Hemo-Force Intermittent DVT Pump MDS600INT | Medline Industries; Inc. | 307.36 | Purchased
CHRISTIANA |  | HOSPITAL-CH | 0 | C890024385 | DE |  | 2021-01-08 15:08 |  | Circulatory Assist Units; Peripheral Compression; Intermittent | 107600 | Hemo-Force Intermittent DVT Pump MDS600INT | Medline Industries; Inc. | 307.36 | Purchased
CHRISTIANA |  | HOSPITAL-CH | 0 | C890023946 | DE |  | 2021-01-08 15:08 |  | Circulatory Assist Units; Peripheral Compression; Intermittent | 107601 | Hemo-Force Intermittent DVT Pump MDS600INT | Medline Industries; Inc. | 307.36 | Purchased
CHRISTIANA |  | HOSPITAL-WH | 0 | C890023025 | DE |  | 2021-01-11 09:16 |  | Circulatory Assist Units; Peripheral Compression; Intermittent | 109168 | Hemo-Force Intermittent DVT Pump MDS600INT | Medline Industries; Inc. | 307.36 | Purchased
CHRISTIANA |  | HOSPITAL-WH | 0 | C890030616 | DE |  | 2021-01-11 09:36 |  | Circulatory Assist Units; Peripheral Compression; Intermittent | 109188 | Hemo-Force Intermittent DVT Pump MDS600INT | Medline Industries; Inc. | 307.36 | Purchased
CHRISTIANA |  | HOSPITAL-WH | 0 | C890031018 | DE |  | 2021-01-13 09:29 |  | Circulatory Assist Units; Peripheral Compression; Intermittent | 109199 | Hemo-Force Intermittent DVT Pump MDS600INT | Medline Industries; Inc. | 307.36 | Purchased
CHRISTIANA |  | HOSPITAL-WH | 0 | C890022963 | DE |  | 2021-01-13 09:32 |  | Circulatory Assist Units; Peripheral Compression; Intermittent | 109202 | Hemo-Force Intermittent DVT Pump MDS600INT | Medline Industries; Inc. | 307.36 | Purchased
CHRISTIANA |  | HOSPITAL-WH | 0 | C890030816 | DE |  | 2021-01-13 10:07 |  | Circulatory Assist Units; Peripheral Compression; Intermittent | 109214 | Hemo-Force Intermittent DVT Pump MDS600INT | Medline Industries; Inc. | 307.36 | Purchased
CHRISTIANA |  | HOSPITAL-CC | 0 | 3620092 | MD |  | 2021-01-13 10:40 |  | Infusion Pumps; General-Purpose | 106156 | SPECTRUM IQ | BAXTER HEALTHCARE CORP IV SYSTEMS/IV THERAPY | 1395 | Rental
CHRISTIANA |  | HOSPITAL-CC | 0 | 3621605 | MD |  | 2021-01-13 10:42 |  | Infusion Pumps; General-Purpose | 106157 | SPECTRUM IQ | BAXTER HEALTHCARE CORP IV SYSTEMS/IV THERAPY | 1395 | Rental
CHRISTIANA |  | HOSPITAL-CC | 0 | 3624988 | MD |  | 2021-01-20 14:48 |  | Infusion Pumps; General-Purpose | 106158 | SPECTRUM IQ | BAXTER HEALTHCARE CORP IV SYSTEMS/IV THERAPY | 1395 | Rental
CHRISTIANA |  | HOSPITAL-CC | 0 | 3616269 | MD |  | 2021-01-14 15:28 |  | Infusion Pumps; General-Purpose | 106159 | SPECTRUM IQ | BAXTER HEALTHCARE CORP IV SYSTEMS/IV THERAPY | 1395 | Rental
CHRISTIANA |  | HOSPITAL-CC | 0 | 3624457 | MD |  | 2021-01-13 10:46 |  | Infusion Pumps; General-Purpose | 106160 | SPECTRUM IQ | BAXTER HEALTHCARE CORP IV SYSTEMS/IV THERAPY | 1395 | Rental
CHRISTIANA |  | HOSPITAL-CC | 0 | 3620260 | MD |  | 2021-01-13 10:47 |  | Infusion Pumps; General-Purpose | 106161 | SPECTRUM IQ | BAXTER HEALTHCARE CORP IV SYSTEMS/IV THERAPY | 1395 | Rental
CHRISTIANA |  | HOSPITAL-CC | 0 | 3624482 | MD |  | 2021-01-13 10:48 |  | Infusion Pumps; General-Purpose | 106162 | SPECTRUM IQ | BAXTER HEALTHCARE CORP IV SYSTEMS/IV THERAPY | 1395 | Rental
CHRISTIANA |  | HOSPITAL-CC | 0 | 3625307 | MD |  | 2021-01-13 10:49 |  | Infusion Pumps; General-Purpose | 106163 | SPECTRUM IQ | BAXTER HEALTHCARE CORP IV SYSTEMS/IV THERAPY | 1395 | Rental
CHRISTIANA |  | HOSPITAL-CC | 0 | 3622785 | MD |  | 2021-01-13 10:50 |  | Infusion Pumps; General-Purpose | 106164 | SPECTRUM IQ | BAXTER HEALTHCARE CORP IV SYSTEMS/IV THERAPY | 1395 | Rental
CHRISTIANA |  | HOSPITAL-CC | 0 | 3621344 | MD |  | 2021-01-13 10:51 |  | Infusion Pumps; General-Purpose | 106165 | SPECTRUM IQ | BAXTER HEALTHCARE CORP IV SYSTEMS/IV THERAPY | 1395 | Rental
CHRISTIANA |  | HOSPITAL-CC | 0 | 3624538 | MD |  | 2021-01-13 10:52 |  | Infusion Pumps; General-Purpose | 106166 | SPECTRUM IQ | BAXTER HEALTHCARE CORP IV SYSTEMS/IV THERAPY | 1395 | Rental
CHRISTIANA |  | HOSPITAL-CC | 0 | 3619690 | MD |  | 2021-01-13 10:54 |  | Infusion Pumps; General-Purpose | 106167 | SPECTRUM IQ | BAXTER HEALTHCARE CORP IV SYSTEMS/IV THERAPY | 1395 | Rental
CHRISTIANA |  | HOSPITAL-CC | 0 | 3624751 | MD |  | 2021-01-13 10:57 |  | Infusion Pumps; General-Purpose | 106168 | SPECTRUM IQ | BAXTER HEALTHCARE CORP IV SYSTEMS/IV THERAPY | 1395 | Rental
CHRISTIANA |  | HOSPITAL-CC | 0 | 3622713 | MD |  | 2021-01-13 10:58 |  | Infusion Pumps; General-Purpose | 106169 | SPECTRUM IQ | BAXTER HEALTHCARE CORP IV SYSTEMS/IV THERAPY | 1395 | Rental
CHRISTIANA |  | HOSPITAL-CC | 0 | 3621502 | MD |  | 2021-01-13 11:00 |  | Infusion Pumps; General-Purpose | 106170 | SPECTRUM IQ | BAXTER HEALTHCARE CORP IV SYSTEMS/IV THERAPY | 1395 | Rental
CHRISTIANA |  | HOSPITAL-CC | 0 | 3622879 | MD |  | 2021-01-13 11:01 |  | Infusion Pumps; General-Purpose | 106171 | SPECTRUM IQ | BAXTER HEALTHCARE CORP IV SYSTEMS/IV THERAPY | 1395 | Rental
CHRISTIANA |  | HOSPITAL-CC | 0 | 3624552 | MD |  | 2021-01-13 11:02 |  | Infusion Pumps; General-Purpose | 106172 | SPECTRUM IQ | BAXTER HEALTHCARE CORP IV SYSTEMS/IV THERAPY | 1395 | Rental
CHRISTIANA |  | HOSPITAL-CC | 0 | 3619694 | MD |  | 2021-01-13 11:07 |  | Infusion Pumps; General-Purpose | 106173 | SPECTRUM IQ | BAXTER HEALTHCARE CORP IV SYSTEMS/IV THERAPY | 1395 | Rental
CHRISTIANA |  | HOSPITAL-CC | 0 | 3624900 | MD |  | 2021-01-13 11:14 |  | Infusion Pumps; General-Purpose | 106174 | SPECTRUM IQ | BAXTER HEALTHCARE CORP IV SYSTEMS/IV THERAPY | 1395 | Rental
CHRISTIANA |  | HOSPITAL-CC | 0 | 3621604 | MD |  | 2021-01-13 11:21 |  | Infusion Pumps; General-Purpose | 106175 | SPECTRUM IQ | BAXTER HEALTHCARE CORP IV SYSTEMS/IV THERAPY | 1395 | Rental
CHRISTIANA |  | HOSPITAL-CC | 0 | 3624741 | MD |  | 2021-01-13 11:23 |  | Infusion Pumps; General-Purpose | 106176 | SPECTRUM IQ | BAXTER HEALTHCARE CORP IV SYSTEMS/IV THERAPY | 1395 | Rental
CHRISTIANA |  | HOSPITAL-CC | 0 | 3624480 | MD |  | 2021-01-13 11:32 |  | Infusion Pumps; General-Purpose | 106177 | SPECTRUM IQ | BAXTER HEALTHCARE CORP IV SYSTEMS/IV THERAPY | 1395 | Rental
CHRISTIANA |  | HOSPITAL-CC | 0 | 3622886 | MD |  | 2021-01-13 11:33 |  | Infusion Pumps; General-Purpose | 106178 | SPECTRUM IQ | BAXTER HEALTHCARE CORP IV SYSTEMS/IV THERAPY | 1395 | Rental
CHRISTIANA |  | HOSPITAL-CC | 0 | 3621036 | MD |  | 2021-01-13 11:35 |  | Infusion Pumps; General-Purpose | 106179 | SPECTRUM IQ | BAXTER HEALTHCARE CORP IV SYSTEMS/IV THERAPY | 1395 | Rental
CHRISTIANA |  | HOSPITAL-CC | 0 | 3622782 | MD |  | 2021-01-13 11:36 |  | Infusion Pumps; General-Purpose | 106180 | SPECTRUM IQ | BAXTER HEALTHCARE CORP IV SYSTEMS/IV THERAPY | 1395 | Rental
CHRISTIANA |  | HOSPITAL-CC | 0 | 3624722 | MD |  | 2021-01-13 11:38 |  | Infusion Pumps; General-Purpose | 106182 | SPECTRUM IQ | BAXTER HEALTHCARE CORP IV SYSTEMS/IV THERAPY | 1395 | Rental
CHRISTIANA |  | HOSPITAL-CC | 0 | 3623704 | MD |  | 2021-01-13 11:39 |  | Infusion Pumps; General-Purpose | 106183 | SPECTRUM IQ | BAXTER HEALTHCARE CORP IV SYSTEMS/IV THERAPY | 1395 | Rental
CHRISTIANA |  | HOSPITAL-CC | 0 | 3620495 | MD |  | 2021-01-13 11:41 |  | Infusion Pumps; General-Purpose | 106184 | SPECTRUM IQ | BAXTER HEALTHCARE CORP IV SYSTEMS/IV THERAPY | 1395 | Rental
CHRISTIANA |  | HOSPITAL-CC | 0 | 3622387 | MD |  | 2021-01-13 11:42 |  | Infusion Pumps; General-Purpose | 106185 | SPECTRUM IQ | BAXTER HEALTHCARE CORP IV SYSTEMS/IV THERAPY | 1395 | Rental
CHRISTIANA |  | HOSPITAL-CC | 0 | 3619558 | MD |  | 2021-01-13 12:40 |  | Infusion Pumps; General-Purpose | 106186 | SPECTRUM IQ | BAXTER HEALTHCARE CORP IV SYSTEMS/IV THERAPY | 1395 | Rental
CHRISTIANA | 2022-01-15 | HOSPITAL-WH | 0 | 13338L2X120K | DE |  | 2021-01-15 07:10 |  | Scanning Systems; Ultrasonic; Portable | 13338L2X120K | L20-5 | ZONARE Medical Systems Inc | 10000 | Purchased
CHRISTIANA |  | HOSPITAL-WH | 0 | C890023087 | DE |  | 2021-01-15 08:26 |  | Circulatory Assist Units; Peripheral Compression; Intermittent | 109226 | Hemo-Force Intermittent DVT Pump MDS600INT | Medline Industries; Inc. | 307.36 | Purchased
CHRISTIANA |  | CANCER CENTER | 0 | U3022 | DE |  | 2021-01-25 11:44 |  | Scanning Systems; Ultrasonic; Portable | 107670 | USMART-3200T | Terason Div Teratech Corp | 39500 | Purchased
CHRISTIANA |  | HOSPITAL-CH | 0 | 2015060197HP | DE |  | 2021-01-22 11:17 |  | Pumps; Circulating-Liquid; Localized Heating | T0369 | Hyperthermia Pump | Belmont Instrument Corp | 0
CHRISTIANA |  | HOSPITAL-CC | 0 | SDT08480127SP | MD |  | 2021-01-28 16:31 |  | Sphygmomanometers; Electronic; Automatic | 106089 | V100 | GE MEDICAL SYSTEMS | 2000 | Purchased
CHRISTIANA |  | HOSPITAL-CH | 0 | C890023875 | DE |  | 2021-01-08 15:01 |  | Circulatory Assist Units; Peripheral Compression; Intermittent | 107611 | Hemo-Force Intermittent DVT Pump MDS600INT | Medline Industries; Inc. | 307.36 | Purchased
CHRISTIANA |  | HOSPITAL-CC | 0 | 8290 | MD |  | 2021-02-03 10:39 |  | Monitors; Physiologic; Patient Transport | 106154 | BSM-1753 | Nihon Kohden Corp | 0 | Purchased
CHRISTIANA |  | HOSPITAL-CH | 0 | HB-0A003156 | DE |  | 2020-12-29 08:05 |  | Sphygmomanometers; Electronic; Manual | 71676 | Accutorr 7 | Mindray DS USA Inc. | 1299.2 | Purchased
CHRISTIANA |  | HOSPITAL-CH | 0 | HB-0A003161 | DE |  | 2020-12-29 08:05 |  | Sphygmomanometers; Electronic; Manual | 71675 | Accutorr 7 | Mindray DS USA Inc. | 1299.2 | Purchased
CHRISTIANA | 2021-05-05 | HOSPITAL-CH | 0 | B3PFWR | DE |  | 2021-02-05 09:28 |  | Probe; Ultrasonic; Transesophageal Echocardiography | B3PFWR | X7-2T | Philips Healthcare North America | 18750 | Purchased
CHRISTIANA |  | HOSPITAL-CH | 0 | 10631E9X120G | DE |  | 2021-02-22 15:48 |  | Probes; Ultrasonic | 10631E9X120G | E9-3 | ZONARE Medical Systems Inc | 10000 | Purchased
CHRISTIANA |  | HOSPITAL-CH | 0 | 11210530008F | DE |  | 2021-03-01 13:53 |  | Pressure Sensing Injury Prevention | 107808 | C2-10V1 Patient Care Plus | Dabir Surfaces; Inc. | 5000 | Purchased
CHRISTIANA |  | HOSPITAL-CH | 0 | 11210530001F | DE |  | 2021-03-01 13:53 |  | Pressure Sensing Injury Prevention | 107770 | C2-10V1 Patient Care Plus | Dabir Surfaces; Inc. | 5000 | Purchased
CHRISTIANA |  | HOSPITAL-CH | 0 | 11210530005F | DE |  | 2021-03-01 13:53 |  | Pressure Sensing Injury Prevention | 107810 | C2-10V1 Patient Care Plus | Dabir Surfaces; Inc. | 5000 | Purchased
CHRISTIANA |  | HOSPITAL-CH | 0 | 28171700017 | DE |  | 2020-07-30 08:01 |  | Pressure Sensing Injury Prevention | 107822 | Wellsense Tablet | Wellsense | 18750 | Purchased
CHRISTIANA |  | HOSPITAL-CH | 0 | 28171700042 | DE |  | 2020-07-30 08:01 |  | Pressure Sensing Injury Prevention | 107821 | Wellsense Tablet | Wellsense | 18750 | Purchased
CHRISTIANA |  | HOSPITAL-CH | 0 | 281717000000 | DE |  | 2020-07-30 08:01 |  | Pressure Sensing Injury Prevention | 107820 | Wellsense Tablet | Wellsense | 18750 | Purchased
CHRISTIANA |  | HOSPITAL-CH | 0 | 28171700459 | DE |  | 2020-07-30 08:01 |  | Pressure Sensing Injury Prevention | 107819 | Wellsense Tablet | Wellsense | 18750 | Purchased
CHRISTIANA |  | HOSPITAL-CC | 0 | 678779 | MD |  | 2021-03-05 13:19 |  | Circulatory Assist Units; Peripheral Compression; Intermittent | 106218 | VP500DM | Compression Therapy Concepts | 179.99
CHRISTIANA |  | HOSPITAL-CC | 0 | 678760 | MD |  | 2021-03-05 13:05 |  | Circulatory Assist Units; Peripheral Compression; Intermittent | 106219 | VP500DM | Compression Therapy Concepts | 179.99 | Purchased
CHRISTIANA |  | HOSPITAL-CC | 0 | 678681 | MD |  | 2021-03-05 13:06 |  | Circulatory Assist Units; Peripheral Compression; Intermittent | 106220 | VP500DM | Compression Therapy Concepts | 179.99
CHRISTIANA |  | HOSPITAL-CC | 0 | 678661 | MD |  | 2021-03-05 13:09 |  | Circulatory Assist Units; Peripheral Compression; Intermittent | 106221 | VP500DM | Compression Therapy Concepts | 179.99
CHRISTIANA |  | HOSPITAL-CC | 0 | 678655 | MD |  | 2021-03-05 13:22 |  | Circulatory Assist Units; Peripheral Compression; Intermittent | 106222 | VP500DM | Compression Therapy Concepts | 179.99
CHRISTIANA |  | HOSPITAL-CC | 0 | 678648 | MD |  | 2021-03-05 13:57 |  | Circulatory Assist Units; Peripheral Compression; Intermittent | 106223 | VP500DM | Compression Therapy Concepts | 179.99
CHRISTIANA |  | HOSPITAL-CC | 0 | 678676 | MD |  | 2021-03-05 14:01 |  | Circulatory Assist Units; Peripheral Compression; Intermittent | 106224 | VP500DM | Compression Therapy Concepts | 179.99
CHRISTIANA |  | HOSPITAL-CC | 0 | 678778 | MD |  | 2021-03-05 14:14 |  | Circulatory Assist Units; Peripheral Compression; Intermittent | 106225 | VP500DM | Compression Therapy Concepts | 179.99
CHRISTIANA |  | HOSPITAL-CC | 0 | 678678 | MD |  | 2021-03-05 14:03 |  | Circulatory Assist Units; Peripheral Compression; Intermittent | 106226 | VP500DM | Compression Therapy Concepts | 179.99
CHRISTIANA |  | HOSPITAL-CC | 0 | 678651 | MD |  | 2021-03-05 14:06 |  | Circulatory Assist Units; Peripheral Compression; Intermittent | 106227 | VP500DM | Compression Therapy Concepts | 179.99
CHRISTIANA |  | HOSPITAL-CC | 0 | 3549634 | MD |  | 2021-03-05 14:08 |  | Infusion Pumps; General-Purpose | 106228 | SPECTRUM IQ | BAXTER HEALTHCARE CORP IV SYSTEMS/IV THERAPY | 1395 | Purchased
CHRISTIANA |  | HOSPITAL-WH | 0 | 14159099 | DE |  | 2021-03-05 15:01 |  | Infusion Pumps; General-Purpose (PCU) | 55667 | 8015 ALARIS PC | ALARIS MEDICAL SYSTEMS INC SUB CARDINAL HEALTH INC | 4550
CHRISTIANA |  | HOSPITAL-CH | 0 | ASNM-0093 | DE |  | 2021-03-08 19:00 |  | Ventilators; Intensive Care; Neonatal/Pediatric | T0382 | BABYLOG - VN500 | NORTH AMERICAN DRAEGER | 14586.66 | Purchased
CHRISTIANA |  | HOSPITAL-CH | 0 | ASNM-0094 | DE |  | 2021-03-08 19:00 |  | Ventilators; Intensive Care; Neonatal/Pediatric | T0381 | BABYLOG - VN500 | NORTH AMERICAN DRAEGER | 14586.66 | Purchased
CHRISTIANA |  | HOSPITAL-CH | 0 | B3W6ZT | DE |  | 2021-03-08 10:47 |  | Probes; Ultrasonic | B3W6ZT | L12-4 | Philips Healthcare North America | 3740.78 | Purchased
CHRISTIANA |  | HOSPITAL-CH | 0 | 16170700392 | DE |  | 2021-03-10 08:01 |  | Pressure Sensing Injury Prevention | 107835 | Wellsense Tablet | Wellsense | 18750 | Purchased
CHRISTIANA |  | HOSPITAL-CH | 0 | 16170700340 | DE |  | 2021-03-10 08:01 |  | Pressure Sensing Injury Prevention | 107837 | Wellsense Tablet | Wellsense | 18750 | Purchased
CHRISTIANA |  | HOSPITAL-CH | 0 | 2UA40216W7 | DE |  | 2021-03-16 10:02 |  | Data Management Systems; Patient | 107544 | RP5800-866023 PIICIX PC | PHILIPS MEDICAL SYSTEMS CARDIAC & MONITORING SYSTEMS DIV | 2500 | Purchased
CHRISTIANA |  | HOSPITAL-CH | 0 | A1090164 | DE |  | 2021-03-17 09:02 |  | Thermometers; Electronic; Infrared; Skin | 107545 | TAT-5000 Temporal Scanner | Exergen Corp | 311.85 | Purchased
CHRISTIANA | 2021-06-18 | HOSPITAL-CH | 0 | 21080021 | DE |  | 2021-03-17 09:35 |  | Probe; Ultrasonic; Transesophageal Echocardiography | 21080021 | Z6Ms - (240)10436113 | Siemens Medical Solutions USA Inc | 55881.6 | Purchased
CHRISTIANA |  | HOSPITAL-CC | 0 | 3552029 | MD |  | 2021-04-01 11:26 |  | Infusion Pumps; General-Purpose | 106242 | SPECTRUM IQ | BAXTER HEALTHCARE CORP IV SYSTEMS/IV THERAPY | 1395 | Purchased
CHRISTIANA | 2021-09-22 | HOSPITAL-CH | 0 | B09QNJ | DE |  | 2021-03-22 09:52 |  | Probes; Ultrasonic | B09QNJ | C5-1 | Philips Healthcare North America | 10000 | Purchased
CHRISTIANA |  | Union Professional Building Elkton | 0 | X21B343226 | MD |  | 2021-03-25 10:29 |  | Defibrillators; External; Semiautomated | 106245 | AED Plus Automated External Defibrillato | ZOLL MEDICAL CORP | 10000 | Purchased
CHRISTIANA |  | HOSPITAL-CH | 0 | C890023078 | DE |  | 2021-01-08 15:01 |  | Circulatory Assist Units; Peripheral Compression; Intermittent | 107618 | Hemo-Force Intermittent DVT Pump MDS600INT | Medline Industries; Inc. | 307.36 | Purchased
CHRISTIANA |  | HOSPITAL-CH | 0 | C890023381 | DE |  | 2021-01-08 15:01 |  | Circulatory Assist Units; Peripheral Compression; Intermittent | 107607 | Hemo-Force Intermittent DVT Pump MDS600INT | Medline Industries; Inc. | 307.36 | Purchased
CHRISTIANA |  | HOSPITAL-CH | 0 | C890024201 | DE |  | 2021-01-08 15:01 |  | Circulatory Assist Units; Peripheral Compression; Intermittent | 107624 | Hemo-Force Intermittent DVT Pump MDS600INT | Medline Industries; Inc. | 307.36 | Purchased
CHRISTIANA |  | HOSPITAL-CH | 0 | C8900242163 | DE |  | 2021-01-08 15:01 |  | Circulatory Assist Units; Peripheral Compression; Intermittent | 107622 | Hemo-Force Intermittent DVT Pump MDS600INT | Medline Industries; Inc. | 307.36 | Purchased
CHRISTIANA |  | HOSPITAL-CH | 0 | C890022983 | DE |  | 2021-01-08 15:01 |  | Circulatory Assist Units; Peripheral Compression; Intermittent | 107628 | Hemo-Force Intermittent DVT Pump MDS600INT | Medline Industries; Inc. | 307.36 | Purchased
CHRISTIANA |  | HOSPITAL-CH | 0 | C890023059 | DE |  | 2021-01-08 15:01 |  | Circulatory Assist Units; Peripheral Compression; Intermittent | 107630 | Hemo-Force Intermittent DVT Pump MDS600INT | Medline Industries; Inc. | 307.36 | Purchased
CHRISTIANA |  | HOSPITAL-CH | 0 | 11210390006F | DE |  | 2021-04-02 13:53 |  | Pressure Sensing Injury Prevention | 107863 | C2-10V1 Patient Care Plus | Dabir Surfaces; Inc. | 5000 | Purchased
CHRISTIANA |  | HOSPITAL-CC | 0 | 2010CE0072 | MD |  | 2021-04-13 07:35 |  | Insufflators; Endoscopic | 106257 | PneumoClear | Stryker Corp | 6632
CHRISTIANA |  | HOSPITAL-CC | 0 | 2010CE0015 | MD |  | 2021-04-13 07:35 |  | Insufflators; Endoscopic | 106258 | PneumoClear | Stryker Corp | 6632 | Purchased
CHRISTIANA |  | HOSPITAL-CC | 0 | 2010CE0071 | MD |  | 2021-04-13 07:35 |  | Insufflators; Endoscopic | 106259 | PneumoClear | Stryker Corp | 6632 | Purchased
CHRISTIANA |  | HOSPITAL-CC | 0 | 2010CE0016 | MD |  | 2021-04-13 07:35 |  | Insufflators; Endoscopic | 106248 | PneumoClear | Stryker Corp | 6632
CHRISTIANA |  | HOSPITAL-CC | 0 | 20C548714 | MD |  | 2021-04-13 08:25 |  | Light Source | 106247 | L11 LED Light Source | Stryker Corp | 20000
CHRISTIANA |  | HOSPITAL-CC | 0 | 19F547244 | MD |  | 2021-04-13 08:25 |  | Light Source | 106253 | L11 LED Light Source | Stryker Corp | 20000
CHRISTIANA |  | HOSPITAL-CC | 0 | 19G583564 | MD |  | 2021-04-13 08:25 |  | Light Source | 106254 | L11 LED Light Source | Stryker Corp | 20000
CHRISTIANA |  | HOSPITAL-CC | 0 | 19C581664 | MD |  | 2021-04-13 08:25 |  | Light Source | 106255 | L11 LED Light Source | Stryker Corp | 20000
CHRISTIANA |  | HOSPITAL-CC | 0 | 19C590544 | MD |  | 2021-04-13 08:25 |  | Light Source | 106256 | L11 LED Light Source | Stryker Corp | 20000
CHRISTIANA |  | HOSPITAL-CH | 0 | 21120174 | DE |  | 2021-04-13 11:12 |  | Probe; Ultrasonic; Transesophageal Echocardiography | 21120174 | Z6Ms - (240)10436113 | Siemens Medical Solutions USA Inc | 36000 | Purchased
CHRISTIANA |  | HOSPITAL-CC | 0 | M04890 | MD |  | 2021-04-16 13:58 |  | Beds; Electric | 106269 | FL28EX GO BED II | Stryker Corp | 3080 | Purchased
CHRISTIANA |  | HOSPITAL-CC | 0 | M04896 | MD |  | 2021-04-16 14:01 |  | Beds; Electric | 106270 | FL28EX GO BED II | Stryker Corp | 3080 | Purchased
CHRISTIANA |  | HOSPITAL-CC | 0 | M180AM5064 | MD |  | 2021-04-14 12:13 |  | Bed; ICU | 106268 | TOTAL CARE | HILL-ROM AIR-SHIELDS A HILL-ROM CO | 45000 | Purchased
CHRISTIANA |  | HOSPITAL-WH | 0 | HB-11039763 | DE |  | 2021-04-13 15:29 |  | Sphygmomanometers; Electronic; Automatic | 109254 | Accutorr 7 | Mindray DS USA Inc. | 2158.8 | Purchased
CHRISTIANA |  | HOSPITAL-CC | 0 | 172112 | MD |  | 2021-04-14 10:19 |  | Analyzers; Laboratory; Hematology; Blood Grouping | 106295 | HEMATEK 3000 | SIEMENS HEALTH SYSTEMS | 11864.29 | Purchased
CHRISTIANA |  | HOSPITAL-CC | 0 | M04909 | MD |  | 2021-04-19 09:45 |  | Beds; Electric | 106298 | FL28EX GO BED II | Stryker Corp | 3080 | Purchased
CHRISTIANA | 2026-04-19 | CANCER CENTER | 0 | 13313L2X120G | DE |  | 2021-04-19 09:52 |  | Probes; Ultrasonic | 13313L2X120G | L20-5 | ZONARE Medical Systems Inc | 10000 | Purchased
CHRISTIANA |  | HOSPITAL-CH | 0 | 30026-8541 | DE |  | 2020-12-22 |  | Infusion Pumps; Analgesic; Patient-Controlled; Ambulatory | 107524 | Sapphire Epidural Infusion Pump 16312 | Eitan Medical North America; Inc. | 3200 | Rental
CHRISTIANA |  | HOSPITAL-CC | 0 | 3551266 | MD |  | 2020-05-18 08:58 |  | Infusion Pumps; General-Purpose | 105688 | SPECTRUM IQ | BAXTER HEALTHCARE CORP IV SYSTEMS/IV THERAPY | 1395 | Purchased
CHRISTIANA |  | Claymont | 0 | NONE | DE |  | 2013-12-10 19:00 |  | OPHTHALMOSCOPE/OTOSCOPES | 80162 | 777 OTOSCOPES/OPTHALMOSCOPES; GENERAL | CARDINAL | 1300 | Purchased
CHRISTIANA |  | HOSPITAL-CC | 0 | M04897 | MD |  | 2021-04-22 16:12 |  | Beds; Electric | 106311 | FL28EX GO BED II | Stryker Corp | 3080 | Purchased
CHRISTIANA |  | HOSPITAL-CC | 0 | M08388 | MD |  | 2021-04-22 16:10 |  | Beds; Electric | 106300 | FL28EX GO BED II | Stryker Corp | 3080 | Purchased
CHRISTIANA |  | HOSPITAL-CC | 0 | M08362 | MD |  | 2021-04-22 16:03 |  | Beds; Electric | 106312 | FL28EX GO BED II | Stryker Corp | 3080 | Purchased
CHRISTIANA |  | HOSPITAL-CC | 0 | 3551499 | MD |  | 2020-05-18 13:55 |  | Infusion Pumps; General-Purpose | 105608 | SPECTRUM IQ | BAXTER HEALTHCARE CORP IV SYSTEMS/IV THERAPY | 1395 | Purchased
CHRISTIANA |  | HOSPITAL-CC | 0 | ARXB-0232 | MD |  | 2021-04-23 10:08 |  | ANESTHESIA UNITS Vaporizers | 106314 | D-Vapor - desflurane D-Vapor | NORTH AMERICAN DRAEGER | 2395 | Purchased
CHRISTIANA |  | HOSPITAL-CC | 0 | 3004739 | MD |  | 2021-04-30 12:39 |  | Infusion Pumps; General-Purpose | 106315 | SPECTRUM IQ | BAXTER HEALTHCARE CORP IV SYSTEMS/IV THERAPY | 1395 | Purchased
CHRISTIANA | 2021-07-23 | MAP I | 0 | 969281WX5 | DE |  | 2021-04-23 10:44 |  | Probes; Ultrasonic | 969281WX5 | E8C-RS | GE MEDICAL SYSTEMS | 2000 | Purchased
CHRISTIANA |  | HOSPITAL-CC | 0 | 21B573174 | MD |  | 2021-04-30 12:45 |  | Cameras; Video; Endoscope | 106250 | 1688 Camera System | Stryker Corp | 46000
CHRISTIANA |  | HOSPITAL-CC | 0 | 21B575414 | MD |  | 2021-04-30 12:45 |  | Cameras; Video; Endoscope | 106251 | 1688 Camera System | Stryker Corp | 46000
CHRISTIANA |  | HOSPITAL-CC | 0 | 21C558924 | MD |  | 2021-04-30 12:44 |  | Cameras; Video; Endoscope | 106262 | 1688 Camera System | Stryker Corp | 46000
CHRISTIANA |  | HOSPITAL-CH | 0 | SRR18140024PA | DE |  | 2021-04-30 06:50 |  | Electrocardiographs; Multichannel | 107872 | MAC 2000 EKG | GE Healthcare USA | 2895 | Loaned
CHRISTIANA |  | HOSPITAL-CC | 0 | 678775 | MD |  | 2021-04-30 13:19 |  | Circulatory Assist Units; Peripheral Compression; Intermittent | 106301 | VP500DM | Compression Therapy Concepts | 179.99 | Purchased
CHRISTIANA |  | HOSPITAL-CH | 0 | 7172678 | DE |  | 2021-05-03 19:00 |  | Testers; SCOPE LEAK | 10283 | MU-1 | OLYMPUS AMERICA INC | 528 | Purchased
CHRISTIANA |  | HOSPITAL-CH | 0 | 170279 | DE |  | 2021-05-03 10:33 |  | Infusion Pumps | 106282 | Perfusor Space | Braun | 3999 | Loaned
CHRISTIANA |  | HOSPITAL-CH | 0 | C890023185 | DE |  | 2021-01-08 15:01 |  | Circulatory Assist Units; Peripheral Compression; Intermittent | 107582 | Hemo-Force Intermittent DVT Pump MDS600INT | Medline Industries; Inc. | 307.36 | Purchased
CHRISTIANA |  | HOSPITAL-CH | 0 | C890024032 | DE |  | 2021-01-08 15:01 |  | Circulatory Assist Units; Peripheral Compression; Intermittent | 107570 | Hemo-Force Intermittent DVT Pump MDS600INT | Medline Industries; Inc. | 307.36 | Purchased
CHRISTIANA |  | HOSPITAL-CH | 0 | C890022979 | DE |  | 2021-01-08 15:01 |  | Circulatory Assist Units; Peripheral Compression; Intermittent | 107584 | Hemo-Force Intermittent DVT Pump MDS600INT | Medline Industries; Inc. | 307.36 | Purchased
CHRISTIANA |  | HOSPITAL-CH | 0 | C890024242 | DE |  | 2021-01-08 15:01 |  | Circulatory Assist Units; Peripheral Compression; Intermittent | 107588 | Hemo-Force Intermittent DVT Pump MDS600INT | Medline Industries; Inc. | 307.36 | Purchased
CHRISTIANA |  | HOSPITAL-CC | 0 | M08399 | MD |  | 2021-05-06 09:32 |  | Beds; Electric | 106319 | FL28EX GO BED II | Stryker Corp | 3080 | Purchased
CHRISTIANA |  | HOSPITAL-CC | 0 | M04919 | MD |  | 2021-05-06 09:31 |  | Beds; Electric | 106318 | FL28EX GO BED II | Stryker Corp | 3080 | Purchased
CHRISTIANA |  | HOSPITAL-CH | 0 | HD-14003415 | DE |  | 2021-05-04 13:26 |  | Sphygmomanometers; Electronic; Automatic | 106287 | Accutorr 3 | Mindray DS USA Inc. | 1160.32 | Purchased
CHRISTIANA |  | HOSPITAL-CH | 0 | HD-12003418 | DE |  | 2021-05-04 13:26 |  | Sphygmomanometers; Electronic; Automatic | 106289 | Accutorr 3 | Mindray DS USA Inc. | 1160.32 | Purchased
CHRISTIANA |  | HOSPITAL-CH | 0 | C890030809 | DE |  | 2021-01-08 15:08 |  | Circulatory Assist Units; Peripheral Compression; Intermittent | 107642 | Hemo-Force Intermittent DVT Pump MDS600INT | Medline Industries; Inc. | 307.36 | Purchased
CHRISTIANA |  | HOSPITAL-CH | 0 | C890017972 | DE |  | 2021-01-08 15:08 |  | Circulatory Assist Units; Peripheral Compression; Intermittent | 107656 | Hemo-Force Intermittent DVT Pump MDS600INT | Medline Industries; Inc. | 307.36 | Purchased
CHRISTIANA |  | HOSPITAL-CH | 0 | HD-12003416 | DE |  | 2021-05-04 13:26 |  | Sphygmomanometers; Electronic; Automatic | 60682 | Accutorr 3 | Mindray DS USA Inc. | 1160.32 | Purchased
CHRISTIANA |  | HOSPITAL-CH | 0 | HD-12003421 | DE |  | 2021-05-04 13:26 |  | Sphygmomanometers; Electronic; Automatic | 60685 | Accutorr 3 | Mindray DS USA Inc. | 1160.32 | Purchased
CHRISTIANA |  | HOSPITAL-CH | 0 | HD-12003412 | DE |  | 2021-05-04 13:26 |  | Sphygmomanometers; Electronic; Automatic | 60594 | Accutorr 3 | Mindray DS USA Inc. | 1160.32 | Purchased
CHRISTIANA |  | HOSPITAL-CH | 0 | HD-12003419 | DE |  | 2021-05-04 13:26 |  | Sphygmomanometers; Electronic; Automatic | 60599 | Accutorr 3 | Mindray DS USA Inc. | 1160.32 | Purchased
CHRISTIANA |  | HOSPITAL-CH | 0 | HD-12003425 | DE |  | 2021-05-04 13:26 |  | Sphygmomanometers; Electronic; Automatic | 60743 | Accutorr 3 | Mindray DS USA Inc. | 1160.32 | Purchased
CHRISTIANA |  | HOSPITAL-CH | 0 | HB-11039765 | DE |  | 2020-12-19 08:05 |  | Sphygmomanometers; Electronic; Manual | 106278 | Accutorr 7 | Mindray DS USA Inc. | 2156 | Purchased
CHRISTIANA |  | HOSPITAL-CH | 0 | XA1269 | DE |  | 2020-10-26 08:44 |  | Aspirator/Irrigators; Surgical; Ultrasonic | 107891 | Nexus | MISONIX | 5000 | Purchased
CHRISTIANA |  | HOSPITAL-CC | 0 | M08400 | MD |  | 2008-01-02 10:32 |  | Beds; Electric | 106330 | FL28EX GO BED II | Stryker Corp | 3080 | Purchased
CHRISTIANA |  | HOSPITAL-CC | 0 | M08401 | MD |  | 2008-01-02 10:42 |  | Beds; Electric | 106336 | FL28EX GO BED II | Stryker Corp | 3080 | Purchased
CHRISTIANA |  | HOSPITAL-CC | 0 | 3551486 | MD |  | 2020-05-18 10:47 |  | Infusion Pumps; General-Purpose | 106339 | SPECTRUM IQ | BAXTER HEALTHCARE CORP IV SYSTEMS/IV THERAPY | 1395 | Purchased
CHRISTIANA |  | HOSPITAL-CC | 0 | M04888 | MD |  | 2021-06-04 10:07 |  | Beds; Electric | 106329 | FL28EX GO BED II | Stryker Corp | 3080 | Purchased
CHRISTIANA |  | HOSPITAL-CC | 0 | M04918 | MD |  | 2021-06-04 10:33 |  | Beds; Electric | 106327 | FL28EX GO BED II | Stryker Corp | 3080 | Purchased
CHRISTIANA |  | HOSPITAL-CC | 0 | M04925 | MD |  | 2021-06-04 09:58 |  | Beds; Electric | 106331 | FL28EX GO BED II | Stryker Corp | 3080 | Purchased
CHRISTIANA |  | HOSPITAL-CC | 0 | M04926 | MD |  | 2021-05-20 09:51 |  | Beds; Electric | 106332 | FL28EX GO BED II | Stryker Corp | 3080 | Purchased
CHRISTIANA |  | HOSPITAL-CC | 0 | 3548982 | MD |  | 2020-05-18 09:48 |  | Infusion Pumps; General-Purpose | 106345 | SPECTRUM IQ | BAXTER HEALTHCARE CORP IV SYSTEMS/IV THERAPY | 1395 | Purchased
CHRISTIANA |  | HOSPITAL-CC | 0 | 678647 | MD |  | 2021-05-20 10:28 |  | Circulatory Assist Units; Peripheral Compression; Intermittent | 106346 | VP500DM | Compression Therapy Concepts | 179.99
CHRISTIANA |  | HOSPITAL-CC | 0 | M04920 | MD |  | 2021-05-19 10:26 |  | Beds; Electric | 106343 | FL28EX GO BED II | Stryker Corp | 3080 | Purchased
CHRISTIANA |  | HOSPITAL-CC | 0 | M181AM5077 | MD |  | 2021-06-03 12:27 |  | Bed; ICU | 106357 | TOTAL CARE | HILL-ROM AIR-SHIELDS A HILL-ROM CO | 45000 | Purchased
CHRISTIANA |  | HOSPITAL-CC | 0 | 3552011 | MD |  | 2021-05-20 09:52 |  | Infusion Pumps; General-Purpose | 106334 | SPECTRUM IQ | BAXTER HEALTHCARE CORP IV SYSTEMS/IV THERAPY | 1395 | Purchased
CHRISTIANA |  | HOSPITAL-CC | 0 | 3551869 | MD |  | 2021-05-20 09:56 |  | Infusion Pumps; General-Purpose | 106340 | SPECTRUM IQ | BAXTER HEALTHCARE CORP IV SYSTEMS/IV THERAPY | 1395 | Purchased
CHRISTIANA |  | HOSPITAL-CC | 0 | 678777 | MD |  | 2021-05-20 11:02 |  | Circulatory Assist Units; Peripheral Compression; Intermittent | 106355 | VP500DM | Compression Therapy Concepts | 179.99
CHRISTIANA |  | HOSPITAL-CC | 0 | 34972 | MD |  | 2021-05-26 14:22 |  | Relocatable Power Tap | 106354 | BAXTER 2M0814 | BAXTER HEALTHCARE CORP IV SYSTEMS/IV THERAPY | 100 | Purchased
CHRISTIANA |  | HOSPITAL-CC | 0 | 34973 | MD |  | 2021-05-26 14:16 |  | Relocatable Power Tap | 106353 | BAXTER 2M0814 | BAXTER HEALTHCARE CORP IV SYSTEMS/IV THERAPY | 100 | Purchased
CHRISTIANA |  | HOSPITAL-CC | 0 | 34974 | MD |  | 2021-05-26 14:24 |  | Relocatable Power Tap | 106349 | BAXTER 2M0814 | BAXTER HEALTHCARE CORP IV SYSTEMS/IV THERAPY | 100 | Purchased
CHRISTIANA |  | HOSPITAL-CC | 0 | 34978 | MD |  | 2021-05-26 14:31 |  | Relocatable Power Tap | 106352 | BAXTER 2M0814 | BAXTER HEALTHCARE CORP IV SYSTEMS/IV THERAPY | 100 | Purchased
CHRISTIANA |  | HOSPITAL-CC | 0 | 34980 | MD |  | 2021-05-26 14:36 |  | Relocatable Power Tap | 106351 | BAXTER 2M0814 | BAXTER HEALTHCARE CORP IV SYSTEMS/IV THERAPY | 100 | Purchased
CHRISTIANA |  | HOSPITAL-CC | 0 | 34981 | MD |  | 2021-05-26 14:36 |  | Relocatable Power Tap | 106348 | BAXTER 2M0814 | BAXTER HEALTHCARE CORP IV SYSTEMS/IV THERAPY | 100 | Purchased
CHRISTIANA |  | HOSPITAL-CC | 0 | 34982 | MD |  | 2021-05-26 14:38 |  | Relocatable Power Tap | 106356 | BAXTER 2M0814 | BAXTER HEALTHCARE CORP IV SYSTEMS/IV THERAPY | 100 | Purchased
CHRISTIANA |  | HOSPITAL-CC | 0 | 34983 | MD |  | 2021-05-26 14:39 |  | Relocatable Power Tap | 106347 | BAXTER 2M0814 | BAXTER HEALTHCARE CORP IV SYSTEMS/IV THERAPY | 100 | Purchased
CHRISTIANA |  | HOSPITAL-CC | 0 | 34985 | MD |  | 2021-05-26 14:39 |  | Relocatable Power Tap | 106358 | BAXTER 2M0814 | BAXTER HEALTHCARE CORP IV SYSTEMS/IV THERAPY | 100 | Purchased
CHRISTIANA |  | HOSPITAL-CC | 0 | 35007 | MD |  | 2021-06-04 09:43 |  | Relocatable Power Tap | 106350 | BAXTER 2M0814 | BAXTER HEALTHCARE CORP IV SYSTEMS/IV THERAPY | 100 | Purchased
CHRISTIANA |  | HOSPITAL-CC | 0 | 669535 | MD |  | 2021-05-20 11:03 |  | Circulatory Assist Units; Peripheral Compression; Intermittent | 106359 | VP500DM | Compression Therapy Concepts | 179.99
CHRISTIANA |  | HOSPITAL-CC | 0 | 678684 | MD |  | 2021-05-20 11:08 |  | Circulatory Assist Units; Peripheral Compression; Intermittent | 106360 | VP500DM | Compression Therapy Concepts | 179.99
CHRISTIANA |  | HOSPITAL-CH | 0 | SPA02214084 | DE |  | 2021-05-07 09:54 |  | Slide Stainers; Cytology/Histology | 107877 | Slide Mate | Epredia | 14071.67 | Purchased
CHRISTIANA |  | HOSPITAL-CC | 0 | M08375 | MD |  | 2008-01-02 10:45 |  | Beds; Electric | 106364 | FL28EX GO BED II | Stryker Corp | 3080 | Purchased
CHRISTIANA |  | HOSPITAL-CC | 0 | M04904 | MD |  | 2007-01-02 15:01 |  | Beds; Electric | 106361 | FL28EX GO BED II | Stryker Corp | 3080 | Purchased
CHRISTIANA |  | HOSPITAL-CC | 0 | M08360 | MD |  | 2021-06-04 10:03 |  | Beds; Electric | 106372 | FL28EX GO BED II | Stryker Corp | 3080 | Purchased
CHRISTIANA |  | HOSPITAL-CC | 0 | M08361 | MD |  | 2021-06-04 09:57 |  | Beds; Electric | 106367 | FL28EX GO BED II | Stryker Corp | 3080 | Purchased
CHRISTIANA |  | HOSPITAL-CC | 0 | 762994 | MD |  | 2021-05-25 14:17 |  | Circulatory Assist Units; Peripheral Compression; Intermittent | 106365 | VP500DM | Compression Therapy Concepts | 179.99
CHRISTIANA |  | HOSPITAL-CC | 0 | 678659 | MD |  | 2021-05-25 14:50 |  | Circulatory Assist Units; Peripheral Compression; Intermittent | 106366 | VP500DM | Compression Therapy Concepts | 179.99
CHRISTIANA |  | HOSPITAL-CC | 0 | AAX06380056SA | MD |  | 2021-05-25 14:52 |  | Sphygmomanometers; Electronic; Automatic | 106373 | PRO 400 V2 | GE MEDICAL SYSTEMS | 2656
CHRISTIANA |  | HOSPITAL-CC | 0 | 34975 | MD |  | 2021-05-26 14:28 |  | Relocatable Power Tap | 106378 | BAXTER 2M0814 | BAXTER HEALTHCARE CORP IV SYSTEMS/IV THERAPY | 100 | Purchased
CHRISTIANA |  | HOSPITAL-CC | 0 | 34976 | MD |  | 2021-05-26 14:28 |  | Relocatable Power Tap | 106381 | BAXTER 2M0814 | BAXTER HEALTHCARE CORP IV SYSTEMS/IV THERAPY | 100 | Purchased
CHRISTIANA |  | HOSPITAL-CC | 0 | 34977 | MD |  | 2021-05-26 14:30 |  | Relocatable Power Tap | 106375 | BAXTER 2M0814 | BAXTER HEALTHCARE CORP IV SYSTEMS/IV THERAPY | 100
CHRISTIANA |  | HOSPITAL-CC | 0 | 34979 | MD |  | 2021-05-26 14:35 |  | Relocatable Power Tap | 106382 | BAXTER 2M0814 | BAXTER HEALTHCARE CORP IV SYSTEMS/IV THERAPY | 100 | Purchased
CHRISTIANA |  | HOSPITAL-CC | 0 | 34986 | MD |  | 2021-05-26 14:15 |  | Relocatable Power Tap | 106380 | BAXTER 2M0814 | BAXTER HEALTHCARE CORP IV SYSTEMS/IV THERAPY | 100 | Purchased
CHRISTIANA |  | HOSPITAL-CC | 0 | 34987 | MD |  | 2021-05-26 14:40 |  | Relocatable Power Tap | 106379 | BAXTER 2M0814 | BAXTER HEALTHCARE CORP IV SYSTEMS/IV THERAPY | 100 | Purchased
CHRISTIANA |  | HOSPITAL-CC | 0 | 34988 | MD |  | 2021-05-26 14:41 |  | Relocatable Power Tap | 106376 | BAXTER 2M0814 | BAXTER HEALTHCARE CORP IV SYSTEMS/IV THERAPY | 100 | Purchased
CHRISTIANA |  | HOSPITAL-CC | 0 | 34989 | MD |  | 2021-05-26 14:42 |  | Relocatable Power Tap | 106377 | BAXTER 2M0814 | BAXTER HEALTHCARE CORP IV SYSTEMS/IV THERAPY | 100 | Purchased
CHRISTIANA |  | Rockford Center | 0 | 18AF029332 | DE |  | 2020-04-27 10:44 |  | Oxygen Concentrators | RC1100 | PERFECTO II | INVACARE LTD | 1 | Purchased
CHRISTIANA |  | HOSPITAL-CC | 0 | 678639 | MD |  | 2021-05-25 14:21 |  | Circulatory Assist Units; Peripheral Compression; Intermittent | 106387 | VP500DM | Compression Therapy Concepts | 179.99
CHRISTIANA |  | HOSPITAL-CC | 0 | V17898 | MD |  | 2021-05-27 13:35 |  | Smoke Evacuation Systems; Surgical; Mobile/Portable | 106066 | PlumeVac | Zimmer Biomet | 750
CHRISTIANA |  | HOSPITAL-CC | 0 | M10548 | MD |  | 2021-05-27 11:39 |  | Radiofrequency Therapy Systems; Tissue Ablation; Endometrial | 106067 | Minerva Surgical - MINI80S | Minerva Surgical Inc | 2500
CHRISTIANA |  | HOSPITAL-CC | 0 | 34970 | MD |  | 2021-06-04 09:42 |  | Relocatable Power Tap | 106403 | BAXTER RD0612 | BAXTER HEALTHCARE CORP IV SYSTEMS/IV THERAPY | 1395 | Purchased
CHRISTIANA |  | HOSPITAL-CC | 0 | 34984 | MD |  | 2021-06-04 09:41 |  | Relocatable Power Tap | 106402 | BAXTER RD0612 | BAXTER HEALTHCARE CORP IV SYSTEMS/IV THERAPY | 1395 | Purchased
CHRISTIANA |  | HOSPITAL-CC | 0 | 429204000000 | MD |  | 2004-04-30 11:33 |  | Tissue Embedding Equipment | 105605 | DRS 2000A | Sakura Finetek USA Inc | 1339 | Purchased
CHRISTIANA |  | HOSPITAL-CC | 0 | 0523/07.2006 | MD |  | 2021-06-04 09:49 |  | Microtomes; Cryostat | 105603 | Cryostat CM1850 | LEICA MICROSYSTEMS INC | 17999.99 | Purchased
CHRISTIANA |  | HOSPITAL-CC | 0 | DC5107 | MD |  | 2021-06-02 09:50 |  | Scales; Infant | 106071 | SP5 | Pelouze | 32 | Purchased
CHRISTIANA |  | HOSPITAL-WH | 0 | 561310A839 | DE |  | 2021-06-02 12:33 |  | Physiologic Monitor Modules; Pulse Oximetry | 61428 | 10076644 PHYSIOLOGIC MODULES; PULSE OX | Covidien Auto Suture Div Covidien | 425 | Purchased
CHRISTIANA |  | HOSPITAL-CC | 0 | 1904M51007044 | MD |  | 2021-06-02 |  | Centrifuges; Tabletop | 105143 | STATSPIN EXPRESS 4 | Beckman Coulter Inc | 9000 | Purchased
CHRISTIANA | 2022-06-07 | HOSPITAL-CH | 0 | FSB2142705 | DE |  | 2021-06-07 13:09 |  | Probes; Ultrasonic | FSB2142705 | i8CX1 - PVI-475BX | Canon Medical Systems | 6625 | Purchased
CHRISTIANA |  | HOSPITAL-CH | 0 | 3426G00220 | DE |  | 2021-06-08 19:00 |  | Physiologic Monitor Modules; Inspired Oxygen | 107930 | M1021A | PHILIPS MEDICAL SYSTEMS CARDIAC & MONITORING SYSTEMS DIV | 4000 | Purchased
CHRISTIANA |  | HOSPITAL-CH | 0 | 3426G01336 | DE |  | 2021-06-08 19:00 |  | Physiologic Monitor Modules; Inspired Oxygen | 107931 | M1021A | PHILIPS MEDICAL SYSTEMS CARDIAC & MONITORING SYSTEMS DIV | 4000 | Purchased
CHRISTIANA |  | HOSPITAL-CH | 0 | 3426G00402 | DE |  | 2021-06-08 19:00 |  | Physiologic Monitor Modules; Inspired Oxygen | 107932 | M1021A | PHILIPS MEDICAL SYSTEMS CARDIAC & MONITORING SYSTEMS DIV | 4000 | Purchased
CHRISTIANA |  | HOSPITAL-CH | 0 | 3426G06681 | DE |  | 2021-06-08 19:00 |  | Physiologic Monitor Modules; Inspired Oxygen | 107933 | M1021A | PHILIPS MEDICAL SYSTEMS CARDIAC & MONITORING SYSTEMS DIV | 4000 | Purchased
CHRISTIANA |  | HOSPITAL-CH | 0 | 39812c620k | DE |  | 2021-06-10 11:28 |  | Scanning Systems; Ultrasonic; Portable | T0384 | ZS3 SCANNER; ULTRASONIC PORTABLE | ZONARE Medical Systems Inc | 78600 | Loaned
CHRISTIANA |  | HOSPITAL-CC | 0 | 3551860 | MD |  | 2020-05-18 14:49 |  | Infusion Pumps; General-Purpose | 106412 | SPECTRUM IQ | BAXTER HEALTHCARE CORP IV SYSTEMS/IV THERAPY | 1395 | Purchased
CHRISTIANA |  | HOSPITAL-CC | 0 | 6005487271 | MD |  | 2021-06-30 12:44 |  | MONITORING SYSTEMS; Physiologic; Acute Care | 106413 | INFINITY DELTA | NORTH AMERICAN DRAEGER | 15000 | Purchased
CHRISTIANA |  | HOSPITAL-CC | 0 | 3551908 | MD |  | 2020-05-18 11:49 |  | Infusion Pumps; General-Purpose | 105729 | SPECTRUM IQ | BAXTER HEALTHCARE CORP IV SYSTEMS/IV THERAPY | 1395 | Purchased
CHRISTIANA |  | HOSPITAL-CC | 0 | M04902 | MD |  | 2021-06-30 12:56 |  | Beds; Electric | 106374 | FL28EX GO BED II | Stryker Corp | 3080 | Purchased
CHRISTIANA |  | HOSPITAL-CC | 0 | 19L533764 | MD |  | 2021-06-17 11:02 |  | Cameras; Video; Endoscope | 106418 | 1688 Camera System | Stryker Corp | 46000 | Purchased
CHRISTIANA |  | HOSPITAL-CH | 0 | 343-1056 | DE |  | 2021-06-17 15:01 |  | Video Systems; Operating Room | 109280 | VS3 IRIDIUM VISIONSENSE VISION SYSTEM | MEDTRONIC XOMED SURGICAL PRODUCTS INC DIV MEDTRON | 0.01 | Purchased
CHRISTIANA |  | HOSPITAL-CH | 0 | 343-1051 | DE |  | 2021-06-17 15:04 |  | Video Systems; Operating Room | 109281 | VS3 IRIDIUM VISIONSENSE VISION SYSTEM | MEDTRONIC XOMED SURGICAL PRODUCTS INC DIV MEDTRON | 150000 | Purchased
CHRISTIANA |  | HOSPITAL-CH | 0 | S048567 | DE |  | 2021-06-18 07:51 |  | Analyzers; Laboratory; Clinical Chemistry; Automated; Discrete | T0385 | CR4 CONTROLLER | ALUNG TECHNOLOGIES INC | 65000
CHRISTIANA |  | HOSPITAL-CH | 0 | S0440040 | DE |  | 2021-06-18 07:51 |  | Analyzers; Laboratory; Clinical Chemistry; Automated; Discrete | T0386 | CR4 CONTROLLER | ALUNG TECHNOLOGIES INC | 65000
CHRISTIANA |  | HOSPITAL-CC | 0 | M08373 | MD |  | 2021-06-30 12:54 |  | Beds; Electric | 106408 | FL28EX GO BED II | Stryker Corp | 3080 | Purchased
CHRISTIANA |  | HOSPITAL-CH | 0 | 2UA1150BMP | DE |  |  |  | Data Management Systems; Patient | 107781 | RP5800-866023 PIICIX PC | PHILIPS MEDICAL SYSTEMS CARDIAC & MONITORING SYSTEMS DIV | 25000
CHRISTIANA |  | HOSPITAL-CH | 0 | KWIL200017 | DE |  | 2015-04-08 20:00 |  | Water-Jet Surgical Units; Wound | 107955 | VERSAJET II | SMITH & NEPHEW DYONICS INC DIV SMITH & NEPHEW PLC | 25000 | Purchased
CHRISTIANA |  | HOSPITAL-CC | 0 | 3545620 | MD |  | 2021-06-25 08:26 |  | Infusion Pumps; General-Purpose | 105968 | SPECTRUM IQ | BAXTER HEALTHCARE CORP IV SYSTEMS/IV THERAPY | 1395 | Purchased
CHRISTIANA | 2022-04-30 | HOSPITAL-CH | 0 | 1335823 | DE |  | 2021-04-30 08:03 |  | Printers; Label | 107874 | Slide Mate | Epredia | 5400 | Purchased
CHRISTIANA |  | HOSPITAL-CC | 0 | 2114040 | MD |  | 2021-06-29 09:29 |  | Defibrillator/Monitors | 106425 | Code Management Module 3314164-001 | PHYSIO-CONTROL CORP | 1625 | Purchased
CHRISTIANA |  | HOSPITAL-CC | 0 | 2114007 | MD |  | 2021-06-29 09:34 |  | Defibrillator/Monitors | 106429 | Code Management Module 3314164-001 | PHYSIO-CONTROL CORP | 1625 | Purchased
CHRISTIANA |  | HOSPITAL-CH | 0 | SGE3A49V | DE |  | 2021-07-01 10:18 |  | TELEMETRY UNITS | SGE3A49V | Expression MR ECG - 989803192761 | Philips Healthcare North America | 2793 | Purchased
CHRISTIANA |  | HOSPITAL-CH | 0 | SPA05203781 | DE |  | 2021-03-01 09:54 |  | Slide Stainers; Cytology/Histology | 107875 | Slide Mate | Epredia | 14071.67 | Purchased
CHRISTIANA |  | HOSPITAL-CH | 0 | 189840 | DE |  | 2021-07-07 05:06 |  | Warming Units; Patient; Forced-Air | 107978 | 3M Bair Hugger 775 | 3M Healthcare (formerly Arizant Healthcare; Inc.) | 7500 | Purchased
CHRISTIANA |  | HOSPITAL-CH | 0 | 189875 | DE |  | 2021-07-07 05:06 |  | Warming Units; Patient; Forced-Air | 107982 | 3M Bair Hugger 775 | 3M Healthcare (formerly Arizant Healthcare; Inc.) | 7500 | Purchased
CHRISTIANA |  | HOSPITAL-CH | 0 | 343-1052 | DE |  | 2021-06-18 12:21 |  | Information Systems; Picture Archiving and Communication; Radiology | 107949 | VisionSense | Medtronic - Covidien | 10000 | Purchased
CHRISTIANA |  | HOSPITAL-CH | 0 | 28171700134 | DE |  | 2020-07-30 08:01 |  | Pressure Sensing Injury Prevention | 107994 | Wellsense Tablet | Wellsense | 18750 | Purchased
CHRISTIANA | 2021-07-12 | HOSPITAL-CH | 0 | B287BV | DE |  | 2021-07-12 11:03 |  | Probes; Ultrasonic | B287BV | S5-1 | Philips Healthcare North America | 10000 | Purchased
CHRISTIANA |  | HOSPITAL-CC | 0 | 114310000000 | MD |  | 2014-11-01 10:07 |  | Electrocardiographs; Multichannel; Interpretive | 105014 | ELI 350 Electrocardiographs | Mortara Instrument Inc | 0 | Purchased
CHRISTIANA |  | HOSPITAL-CC | 0 | MX0013436 | MD |  | 2021-07-15 06:35 |  | Acute Non-Invasive Positive Airway Pressure Units | 106471 | V60 POSITIVE AIRWAY PRESSURE UNIT; BI LEVEL | Philips Respironics Inc | 63500 | Purchased
CHRISTIANA |  | HOSPITAL-CH | 0 | LM00417 | DE |  | 2021-07-15 08:02 |  | Lithotripters; Intracorporeal; Impact; Ultrasonic | 107934 | TRIOLOGY SWISS LITHO CLAST | BOSTON SCIENTIFIC CORP | 60000 | Purchased
CHRISTIANA |  | HOSPITAL-CH | 0 | SGE3A4DC | DE |  | 2021-07-01 10:18 |  | TELEMETRY UNITS | SGE3A4DC | Expression MR ECG - 989803192761 | Philips Healthcare North America | 2793 | Purchased
CHRISTIANA |  | Star Campus | 0 | 130515023 | DE |  | 2021-07-22 12:56 |  | Mixers; Clinical Laboratory | 110028 | Digital Vortex Mixer | THERMO SCIENTIFIC CLINICAL CHEMISTRY DIV THERMO FISHER SCIENTIFIC INC | 568
CHRISTIANA |  | HOSPITAL-CH | 0 | HB-15040913 | DE |  | 2021-07-27 08:05 |  | Sphygmomanometers; Electronic; Manual | 110029 | Accutorr 7 | Mindray DS USA Inc. | 2442 | Purchased
CHRISTIANA |  | HOSPITAL-CH | 0 | HB-15040914 | DE |  | 2021-07-27 08:05 |  | Sphygmomanometers; Electronic; Manual | 110030 | Accutorr 7 | Mindray DS USA Inc. | 2442 | Purchased
CHRISTIANA |  | HOSPITAL-CH | 0 | HB-15040921 | DE |  | 2021-07-27 08:05 |  | Sphygmomanometers; Electronic; Manual | 110031 | Accutorr 7 | Mindray DS USA Inc. | 2442 | Purchased
CHRISTIANA |  | HOSPITAL-CH | 0 | HB-15040922 | DE |  | 2021-07-27 08:05 |  | Sphygmomanometers; Electronic; Manual | 110032 | Accutorr 7 | Mindray DS USA Inc. | 2442 | Purchased
CHRISTIANA | 2021-12-10 | HOSPITAL-CH | 0 | 21270087 | DE |  | 2021-07-29 16:25 |  | Probe; Ultrasonic; Transesophageal Echocardiography | 21270087 | Z6Ms - (240)10436113 | Siemens Medical Solutions USA Inc | 36000 | Purchased
CHRISTIANA |  | HOSPITAL-WH | 0 | ARXC-0077 | DE |  | 2021-08-11 07:28 |  | Anesthesia Unit Vaporizers | 109329 | D-Vapor - desflurane D-Vapor | NORTH AMERICAN DRAEGER | 1
CHRISTIANA |  | HOSPITAL-CC | 0 | 2163 | MD |  | 2021-08-02 14:33 |  | TELEMETRY UNITS | 106458 | ZM-530PA | Nihon Kohden Corp | 1200 | Purchased
CHRISTIANA |  | HOSPITAL-CH | 0 | ARZD-1057 | DE |  | 2021-08-04 20:00 |  | Anesthesia Unit Vaporizers | 110033 | Vapor - 2000 Sevoflurane | NORTH AMERICAN DRAEGER | 2500 | Purchased
CHRISTIANA | 2022-04-30 | HOSPITAL-CH | 0 | SPA09193485 | DE |  | 2021-08-04 08:05 |  | Slide Stainers; Cytology/Histology | 52990 | Slide Mate | Epredia | 5400 | Purchased
CHRISTIANA |  | HOSPITAL-CH | 0 | 16170700266 | DE |  | 2020-07-30 08:01 |  | Pressure Sensing Injury Prevention | 110035 | Wellsense Tablet | Wellsense | 18750 | Purchased
CHRISTIANA |  | HOSPITAL-CC | 0 | 688690 | MD |  | 2018-09-10 14:12 |  | Circulatory Assist Units; Peripheral Compression; Intermittent | 105658 | VP500DM | Compression Therapy Concepts | 179.99 | Purchased
CHRISTIANA |  | HOSPITAL-CC | 0 | 747130 | MD |  | 2021-08-18 13:59 |  | Circulatory Assist Units; Peripheral Compression; Intermittent | 106241 | VP500DM | Compression Therapy Concepts | 179.99
CHRISTIANA |  | HOSPITAL-CC | 0 | 746835 | MD |  | 2021-08-20 12:37 |  | Circulatory Assist Units; Peripheral Compression; Intermittent | 106480 | VP500DM | Compression Therapy Concepts | 179.99
CHRISTIANA |  | HOSPITAL-CC | 0 | 746836 | MD |  | 2021-08-20 08:57 |  | Circulatory Assist Units; Peripheral Compression; Intermittent | 106481 | VP500DM | Compression Therapy Concepts | 179.99
CHRISTIANA |  | HOSPITAL-CC | 0 | SPH19130877TA | MD |  | 2021-08-20 13:39 |  | Monitoring Systems; Physiologic; Hemodynamic | 106459 | MAC LAB MONITORING; PHYSIOLOGICAL | GE MEDICAL SYSTEMS | 15000
CHRISTIANA | 2022-08-24 | HOSPITAL-CH | 0 | 21290076 | DE |  | 2021-08-24 16:27 |  | Probe; Ultrasonic; Transesophageal Echocardiography | 21290076 | Z6Ms - (240)10436113 | Siemens Medical Solutions USA Inc | 55881.6 | Purchased
CHRISTIANA | 2021-11-24 | HOSPITAL-CH | 0 | 14931P4X120L | DE |  | 2021-08-24 17:53 |  | Probes; Ultrasonic | 14931P4X120L | P4-1C | ZONARE Medical Systems Inc | 10000
CHRISTIANA | 2022-07-31 | HOSPITAL-CH | 0 | F02Y61 | DE |  | 2021-08-25 12:22 |  | Probe; Ultrasonic; Transesophageal Echocardiography | F02Y61 | X8-2T | Philips | 5000 | Purchased
CHRISTIANA |  | HOSPITAL-CC | 0 | 3552156 | MD |  | 2021-08-30 14:53 |  | Infusion Pumps; General-Purpose | 105629 | SPECTRUM IQ | BAXTER HEALTHCARE CORP IV SYSTEMS/IV THERAPY | 1395 | Purchased
CHRISTIANA | 2022-09-01 | HOSPITAL-CC | 0 | 750764 | MD |  | 2021-09-01 08:12 |  | Circulatory Assist Units; Peripheral Compression; Intermittent | 106484 | VP500DM | Compression Therapy Concepts | 179.99
CHRISTIANA |  | HOSPITAL-CC | 0 | 3547841 | MD |  | 2020-05-18 11:12 |  | Infusion Pumps; General-Purpose | 105697 | SPECTRUM IQ | BAXTER HEALTHCARE CORP IV SYSTEMS/IV THERAPY | 1395 | Purchased
CHRISTIANA | 2022-09-01 | HOSPITAL-CC | 0 | 748819 | MD |  | 2021-09-01 08:16 |  | Circulatory Assist Units; Peripheral Compression; Intermittent | 106485 | VP500DM | Compression Therapy Concepts | 179.99
CHRISTIANA | 2022-09-10 | HOSPITAL-WH | 0 | PW605775-T | DE |  | 2021-09-09 12:37 |  | Image Processors; Video; Endoscopy | 109341 | Aida Hd Connect 20205520 | STORZ ENDOSCOPY-AMERICA INC | 7500 | Purchased
CHRISTIANA | 2022-09-10 | HOSPITAL-CH | 0 | 100018000000 | DE |  | 2021-09-10 14:18 |  | Sphygmomanometers; Electronic; Automatic | 110056 | 75CT-B CONNEX SPOT | Hillrom | 2559.41 | Purchased
CHRISTIANA |  | HOSPITAL-CH | 0 | 100018000000 | DE |  | 2021-09-10 14:18 |  | Sphygmomanometers; Electronic; Automatic | 110057 | 75CT-B CONNEX SPOT | Hillrom | 2559.41 | Purchased
CHRISTIANA |  | HOSPITAL-CC | 0 | 3176 | MD |  | 2021-09-17 07:04 |  | TELEMETRY UNITS | 105611 | ZM-530PA | Nihon Kohden Corp | 1200 | Purchased
CHRISTIANA | 2021-12-10 | HOSPITAL-CH | 0 | 21320012 | DE |  | 2021-09-10 06:23 |  | Probe; Ultrasonic; Transesophageal Echocardiography | 21320012 | Z6Ms - (240)10436113 | Siemens Medical Solutions USA Inc | 55881.6 | Purchased
CHRISTIANA | 2022-09-14 | HOSPITAL-CH | 0 | 3411 | DE |  | 2021-09-14 14:02 |  | Monitors; Physiologic; Electrocardiography/Vital Signs; Telemetric | NKC316 | Life Scope G3 GZ-130P | Nihon Kohden Corp | 3375 | Purchased
CHRISTIANA | 2022-09-24 | HOSPITAL-CC | 0 | TPAA417415 | MD |  | 2021-09-23 13:36 |  | MONITORING SYSTEMS; Physiologic; Acute Care | 105795 | INFINITY C700 | NORTH AMERICAN DRAEGER | 10000 | Purchased
CHRISTIANA | 2021-09-28 | HOSPITAL-CH | 0 | 12447 | DE |  | 2021-10-05 13:12 |  | Testers; Electrical Safety/Medical Device Performance | 54824 | 800B | DALE TECHNOLOGY INC DIV FLUKE CORP | 1447 | Purchased
CHRISTIANA |  | HOSPITAL-CH | 500 | 6345 | DE |  | 2019-03-29 09:14 |  | Analyzers; Laboratory; Hematology; Erythrocyte Sedimentation Rate | 107517 | ESR Stat Plus Laser Kinetic Analyzer HT2001 | HEMATECHNOLOGIES (USA) | 4600 | Purchased
CHRISTIANA |  | HOSPITAL-CC | 0 | 3551750 | MD |  | 2020-05-18 15:16 |  | Infusion Pumps; General-Purpose | 105606 | SPECTRUM IQ | BAXTER HEALTHCARE CORP IV SYSTEMS/IV THERAPY | 1395 | Purchased
CHRISTIANA | 2022-10-15 | HOSPITAL-CC | 0 | 3551169 | MD |  | 2021-10-06 16:52 |  | Infusion Pumps; General-Purpose | 104724 | SPECTRUM IQ | BAXTER HEALTHCARE CORP IV SYSTEMS/IV THERAPY | 1395 | Purchased
CHRISTIANA | 2022-10-15 | HOSPITAL-CH | 0 | 49356801134 | DE |  | 2021-10-06 08:19 |  | Testers; Oxygen Concentrator | 101950 | SAN-13 | CO2METER | 599 | Purchased
CHRISTIANA | 2021-11-08 | CH-SURGI | 0 | 1011766WX1 | DE |  | 2021-10-07 10:06 |  | Probes; Ultrasonic | 1011766WX1 | E8Cs-RS | GE MEDICAL SYSTEMS | 5000 | Purchased
CHRISTIANA | 2022-10-15 | Georgetown Wellness Clinic | 0 | MBP0000516 | DE |  | 2021-10-07 15:31 |  | Oximeters; Pulse | 101872 | PM10N PORTABLE PULSE OXIMETER | NELLCOR PURITAN BENNETT INC | 595 | Purchased
CHRISTIANA | 2022-10-15 | HOSPITAL-CC | 0 | M08380 | MD |  | 2021-10-11 12:03 |  | Beds; Electric | 106507 | FL28EX GO BED II | Stryker Corp | 3080 | Purchased
CHRISTIANA |  | HOSPITAL-CC | 0 | 678660 | MD |  | 2018-09-10 06:48 |  | Circulatory Assist Units; Peripheral Compression; Intermittent | 106509 | VP500DM | Compression Therapy Concepts | 179.99 | Purchased
CHRISTIANA |  | HOSPITAL-CH | 0 | 63B60C3 | DE |  |  |  | Electroencephalographs | 65531 | EEG TOWER | XLTEK A Natus Medical Co | 46511 | Purchased
CHRISTIANA |  | HOSPITAL-CH | 0 | JM030C3 | DE |  | 2022-05-27 11:37 |  | Electroencephalographs | 65530 | EEG TOWER | XLTEK A Natus Medical Co | 46511 | Purchased
CHRISTIANA |  | HOSPITAL-CH | 0 | DE632F5998 | DE |  | 1998-12-15 19:00 |  | MONITORING SYSTEMS; Physiologic; Acute Care | 45268 | M3001A | PHILIPS MEDICAL SYSTEMS CARDIAC & MONITORING SYSTEMS DIV | 8000 | Purchased
CHRISTIANA | 2022-10-15 | HOSPITAL-CH | 0 | 15662401 | DE |  | 2021-10-14 13:37 |  | Stereotactic Systems; Image-Guided; Cardiac Mapping/Ablation | 110096 | EnSite Velocity | ST JUDE MEDICAL INC | 15000 | Purchased
CHRISTIANA | 2022-10-15 | HOSPITAL-CC | 0 | M04924 | MD |  | 2021-10-21 10:52 |  | Beds; Electric | 106491 | FL28EX GO BED II | Stryker Corp | 3080 | Purchased
CHRISTIANA |  | HOSPITAL-CH | 0 | C890031027 | DE |  | 2021-01-08 15:08 |  | Circulatory Assist Units; Peripheral Compression; Intermittent | 107638 | Hemo-Force Intermittent DVT Pump MDS600INT | Medline Industries; Inc. | 307.36 | Purchased
CHRISTIANA | 2020-10-27 | HOSPITAL-CH | 0 | FSB2183363 | DE |  | 2021-10-27 13:37 |  | Probes; Ultrasonic | FSB2183363 | i8CX1 - PVI-475BX | Canon Medical Systems | 15000 | Purchased
CHRISTIANA |  | HOSPITAL-CH | 0 | PBWA71772 | DE |  | 2021-10-29 19:00 |  | Warmers; Radiant; Infant | T0388 | Panda Ires M1112198 | GE MEDICAL SYSTEMS | 1167.67 | Rental
CHRISTIANA |  | HOSPITAL-CH | 0 | PBWA71767 | DE |  | 2021-10-29 19:00 |  | Warmers; Radiant; Infant | T0389 | Panda Ires M1112198 | GE MEDICAL SYSTEMS | 1167.67 | Rental
CHRISTIANA |  | HOSPITAL-CH | 0 | PBWA71763 | DE |  | 2021-10-29 19:00 |  | Warmers; Radiant; Infant | T0390 | Panda Ires M1112198 | GE MEDICAL SYSTEMS | 1167.67 | Rental
CHRISTIANA |  | HOSPITAL-CC | 0 | 3550858 | MD |  | 2020-05-18 11:16 |  | Infusion Pumps; General-Purpose | 105682 | SPECTRUM IQ | BAXTER HEALTHCARE CORP IV SYSTEMS/IV THERAPY | 1395 | Purchased
CHRISTIANA | 2022-11-30 | HOSPITAL-CH | 0 | SPA09193460 | DE |  | 2021-11-02 07:13 |  | Slide Stainers; Cytology/Histology | 110113 | Slide Mate | Epredia | 14071.67 | Purchased
CHRISTIANA | 2026-04-03 | HOSPITAL-CH | 0 | 10657E9X121C | DE |  | 2021-11-04 14:35 |  | Probes; Ultrasonic | 10657E9X121C | E9-3 | ZONARE Medical Systems Inc | 8800 | Purchased
CHRISTIANA | 2022-05-05 | HOSPITAL-CH | 0 | 10655E9X121c | DE |  | 2021-11-09 12:47 |  | Probes; Ultrasonic | 10655E9X121c | E9-3 | ZONARE Medical Systems Inc | 8800 | Purchased
CHRISTIANA |  | HOSPITAL-CC | 0 | 3552333 | MD |  | 2020-05-18 14:23 |  | Infusion Pumps; General-Purpose | 105981 | SPECTRUM IQ | BAXTER HEALTHCARE CORP IV SYSTEMS/IV THERAPY | 1395 | Purchased
CHRISTIANA |  | HOSPITAL-CC | 0 | 678658 | MD |  | 2018-09-10 11:51 |  | Circulatory Assist Units; Peripheral Compression; Intermittent | 105613 | VP500DM | Compression Therapy Concepts | 179.99 | Purchased
CHRISTIANA |  | Star Campus | 0 | HSG20912 | DE |  | 2017-08-31 20:00 |  | Centrifuges | 101370 | Sprout Plus | FISHER SCIENTIFIC | 3965 | Purchased
CHRISTIANA | 2022-11-30 | Union Professional Building Elkton | 0 | 5530011609 | MD |  | 2021-11-19 15:12 |  | Scales; Infant | 106529 | 553KL | HEALTH O METER INC DIV SUNBEAM CORP | 1500 | Purchased
CHRISTIANA |  | HOSPITAL-CH | 0 | C890030394 | DE |  | 2019-07-12 13:20 |  | Circulatory Assist Units; Peripheral Compression; Intermittent | 107643 | Hemo-Force Intermittent DVT Pump MDS600INT | Medline Industries; Inc. | 269 | Purchased
CHRISTIANA |  | Avenue North | 0 | 13437124 | DE |  | 2014-12-03 19:00 |  | Infusion Pumps; General-Purpose (PCU) | T0392 | 8015 ALARIS PC | ALARIS MEDICAL SYSTEMS INC SUB CARDINAL HEALTH INC | 2146 | Purchased
CHRISTIANA |  | Avenue North | 0 | 13436957 | DE |  | 2014-12-03 19:00 |  | Infusion Pumps; General-Purpose (PCU) | T0393 | 8015 ALARIS PC | ALARIS MEDICAL SYSTEMS INC SUB CARDINAL HEALTH INC | 2146 | Purchased
CHRISTIANA |  | Avenue North | 0 | 13436893 | DE |  | 2014-12-03 19:00 |  | Infusion Pumps; General-Purpose (PCU) | T0394 | 8015 ALARIS PC | ALARIS MEDICAL SYSTEMS INC SUB CARDINAL HEALTH INC | 2146 | Purchased
CHRISTIANA |  | Avenue North | 0 | 13591969 | DE |  | 2014-12-03 19:00 |  | Infusion Pumps; General-Purpose (PCU) | T0395 | 8015 ALARIS PC | ALARIS MEDICAL SYSTEMS INC SUB CARDINAL HEALTH INC | 2146 | Purchased
CHRISTIANA |  | Avenue North | 0 | 1346874 | DE |  | 2014-12-03 19:00 |  | Infusion Pumps; General-Purpose (PCU) | T0396 | 8015 ALARIS PC | ALARIS MEDICAL SYSTEMS INC SUB CARDINAL HEALTH INC | 2146 | Purchased
CHRISTIANA |  | Avenue North | 0 | 13437150 | DE |  | 2014-12-03 19:00 |  | Infusion Pumps; General-Purpose (PCU) | T0397 | 8015 ALARIS PC | ALARIS MEDICAL SYSTEMS INC SUB CARDINAL HEALTH INC | 2146 | Purchased
CHRISTIANA |  | HOSPITAL-CH | 0 | 14223777 | DE |  | 2014-12-03 19:00 |  | Infusion Pumps; General-Purpose (PCU) | 55502 | 8015 ALARIS PC | ALARIS MEDICAL SYSTEMS INC SUB CARDINAL HEALTH INC | 2146 | Purchased
CHRISTIANA | 2022-12-10 | HOSPITAL-CH | 0 | P211101015 | DE |  | 2021-12-08 12:50 |  | Pupillometers | 110145 | Pupillometer NPi-300 | NEUROPTICS | 59950 | Purchased
CHRISTIANA | 2022-12-10 | HOSPITAL-CC | 0 | 786166 | MD |  | 2021-12-13 07:52 |  | Circulatory Assist Units; Peripheral Compression; Intermittent | 106525 | VP500DM | Compression Therapy Concepts | 179.99 | Purchased
CHRISTIANA | 2022-12-15 | HOSPITAL-CH | 0 | DE03776910 | DE |  | 2021-12-13 08:27 |  | Physiologic Monitor Module Housings | 110160 | M3002A Intellivue X2 | PHILIPS MEDICAL SYSTEMS CARDIAC & MONITORING SYSTEMS DIV | 1275 | Purchased
CHRISTIANA | 2022-03-11 | HOSPITAL-CH | 0 | F0441Z | DE |  | 2021-12-13 13:59 |  | Probe; Ultrasonic; Transesophageal Echocardiography | F0441Z | X7-2T | Philips Healthcare North America | 18750
CHRISTIANA |  | HOSPITAL-CH | 0 | DE50279667 | DE |  | 2012-12-18 19:00 |  | Physiologic Monitor Module Housings | 70664 | M8048A INTELLIVUE FMS-8 | PHILIPS MEDICAL SYSTEMS CARDIAC & MONITORING SYSTEMS DIV | 10313 | Purchased
CHRISTIANA | 2022-12-31 | Radiation Oncology | 0 | 2287531 | MD |  | 2021-12-22 07:35 |  | Chiller | 110173 | PCP-750G-96A-WP CHILLER | FILTRINE | 50000 | Purchased
CHRISTIANA | 2022-12-31 | HOSPITAL-CH | 0 | G2-09477 | DE |  | 2021-12-28 07:16 |  | Ovens; Laboratory | 107520 | Lab Oven | QUINCY LAB | 2500 | Purchased
CHRISTIANA |  | HOSPITAL-CH | 0 | 1111964018 | DE |  | 2021-12-29 14:27 |  | Lights; Examination; Wall-Mounted | 110176 | TRIANGO Treatment Luminaire 30 W | Derungs | 1500 | Purchased
CHRISTIANA | 2022-12-31 | HOSPITAL-CC | 0 | 5879 | MD |  | 2021-12-29 14:10 |  | TELEMETRY UNITS | 105694 | ZM-530PA | Nihon Kohden Corp | 1200 | Purchased
CHRISTIANA |  | HOSPITAL-CC | 0 | 3589856 | MD |  | 2021-12-30 14:30 |  | Infusion Pumps; General-Purpose | 106557 | SPECTRUM IQ | BAXTER HEALTHCARE CORP IV SYSTEMS/IV THERAPY | 1395 | Rental
CHRISTIANA |  | HOSPITAL-CC | 0 | 3632289 | MD |  | 2022-01-03 11:54 |  | Infusion Pumps; General-Purpose | 106554 | SPECTRUM IQ | BAXTER HEALTHCARE CORP IV SYSTEMS/IV THERAPY | 1395 | Rental
CHRISTIANA | 2023-01-15 | HOSPITAL-CC | 0 | 3628021 | MD |  | 2022-01-03 11:59 |  | Infusion Pumps; General-Purpose | 106555 | SPECTRUM IQ | BAXTER HEALTHCARE CORP IV SYSTEMS/IV THERAPY | 1395 | Rental
CHRISTIANA | 2023-01-15 | HOSPITAL-CC | 0 | 3632015 | MD |  | 2022-01-03 12:03 |  | Infusion Pumps; General-Purpose | 106556 | SPECTRUM IQ | BAXTER HEALTHCARE CORP IV SYSTEMS/IV THERAPY | 1395 | Rental
CHRISTIANA |  | HOSPITAL-CC | 0 | FL3604204A | MD |  | 2022-01-06 08:10 |  | Beds; Electric | 106546 | Umano Ook Snow FL36 | Kreg Therapeutics | 0 | Rental
CHRISTIANA |  | HOSPITAL-CC | 0 | FL3602284A | MD |  | 2022-01-06 08:11 |  | Beds; Electric | 106547 | Umano Ook Snow FL36 | Kreg Therapeutics | 0 | Rental
CHRISTIANA |  | HOSPITAL-CC | 0 | FL3628270A | MD |  | 2022-01-06 08:10 |  | Beds; Electric | 106548 | Umano Ook Snow FL36 | Kreg Therapeutics | 0 | Rental
CHRISTIANA |  | HOSPITAL-CC | 0 | FL3618765A | MD |  | 2022-01-06 08:09 |  | Beds; Electric | 106549 | Umano Ook Snow FL36 | Kreg Therapeutics | 0 | Rental
CHRISTIANA |  | HOSPITAL-CC | 0 | FL3602308A | MD |  | 2022-01-06 08:10 |  | Beds; Electric | 106550 | Umano Ook Snow FL36 | Kreg Therapeutics | 0 | Rental
CHRISTIANA |  | HOSPITAL-CC | 0 | FL3601193 | MD |  | 2022-01-06 08:10 |  | Beds; Electric | 106551 | Umano Ook Snow FL36 | Kreg Therapeutics | 0 | Rental
CHRISTIANA |  | HOSPITAL-CC | 0 | FL3613801 | MD |  | 2022-01-06 08:11 |  | Beds; Electric | 106562 | Umano Ook Snow FL36 | Kreg Therapeutics | 0 | Rental
CHRISTIANA |  | HOSPITAL-CC | 0 | FL3601075 | MD |  | 2022-01-06 08:10 |  | Beds; Electric | 106563 | Umano Ook Snow FL36 | Kreg Therapeutics | 0 | Rental
CHRISTIANA |  | HOSPITAL-CC | 0 | FL3601267A | MD |  | 2022-01-06 08:11 |  | Beds; Electric | 106564 | Umano Ook Snow FL36 | Kreg Therapeutics | 0 | Rental
CHRISTIANA |  | HOSPITAL-CC | 0 | FL3628274A | MD |  | 2022-01-06 08:10 |  | Beds; Electric | 106565 | Umano Ook Snow FL36 | Kreg Therapeutics | 0 | Rental
CHRISTIANA |  | HOSPITAL-CC | 0 | 3615579 | MD |  | 2022-01-06 08:18 |  | Infusion Pumps; General-Purpose | 106561 | SPECTRUM IQ | BAXTER HEALTHCARE CORP IV SYSTEMS/IV THERAPY | 1395 | Rental
CHRISTIANA |  | HOSPITAL-CC | 0 | 3598562 | MD |  | 2022-01-06 07:52 |  | Infusion Pumps; General-Purpose | 106560 | SPECTRUM IQ | BAXTER HEALTHCARE CORP IV SYSTEMS/IV THERAPY | 1395 | Rental
CHRISTIANA |  | HOSPITAL-CC | 0 | 3615976 | MD |  | 2022-01-06 08:22 |  | Infusion Pumps; General-Purpose | 106559 | SPECTRUM IQ | BAXTER HEALTHCARE CORP IV SYSTEMS/IV THERAPY | 1395 | Rental
CHRISTIANA |  | HOSPITAL-CC | 0 | 3614977 | MD |  | 2022-01-06 07:48 |  | Infusion Pumps; General-Purpose | 106558 | SPECTRUM IQ | BAXTER HEALTHCARE CORP IV SYSTEMS/IV THERAPY | 1395 | Rental
CHRISTIANA | 2023-01-15 | HOSPITAL-CC | 0 | 160628000000 | MD |  | 2022-01-07 09:36 |  | Humidifiers; Artificial Airway; Heated | 105882 | AIRVO2 | FISHER & PAYKEL MEDICAL INC | 2200 | Purchased
CHRISTIANA | 2023-01-15 | HOSPITAL-CC | 0 | DE4680E8A6 | MD |  | 2022-01-10 13:25 |  | Physiologic Monitor Module Housings | 106566 | M3001A | PHILIPS MEDICAL SYSTEMS CARDIAC & MONITORING SYSTEMS DIV | 4266 | Purchased
CHRISTIANA | 2023-01-15 | HOSPITAL-CC | 0 | 3630516 | MD |  | 2022-01-11 09:04 |  | Infusion Pumps; General-Purpose | 106569 | SPECTRUM IQ | BAXTER HEALTHCARE CORP IV SYSTEMS/IV THERAPY | 1395 | Rental
CHRISTIANA |  | HOSPITAL-CC | 0 | 3627601 | MD |  | 2022-01-18 11:14 |  | Infusion Pumps; General-Purpose | 106570 | SPECTRUM IQ | BAXTER HEALTHCARE CORP IV SYSTEMS/IV THERAPY | 1395 | Rental
CHRISTIANA |  | HOSPITAL-CC | 0 | 3629699 | MD |  | 2022-01-18 11:19 |  | Infusion Pumps; General-Purpose | 106571 | SPECTRUM IQ | BAXTER HEALTHCARE CORP IV SYSTEMS/IV THERAPY | 1395 | Rental
CHRISTIANA |  | HOSPITAL-CC | 0 | 3632681 | MD |  | 2022-01-11 09:16 |  | Infusion Pumps; General-Purpose | 106572 | SPECTRUM IQ | BAXTER HEALTHCARE CORP IV SYSTEMS/IV THERAPY | 1395 | Rental
CHRISTIANA |  | HOSPITAL-CH | 0 | B622149623 | DE |  | 2022-01-12 07:26 |  | Monitors; Bedside; Respiration; Carbon Dioxide/Oxygen | 54573 | CAPNOSTREAM 20P W/O PRINTER; MONITOR; BEDSIDE | Medtronic Inc | 3650
CHRISTIANA | 2023-01-15 | HOSPITAL-CC | 0 | M08365 | MD |  | 2022-01-18 11:25 |  | Beds; Electric | 106573 | FL28EX GO BED II | Stryker Corp | 3080 | Purchased
CHRISTIANA |  | HOSPITAL-WH | 0 | 561308A592 | DE |  | 2018-04-11 20:00 |  | Physiologic Monitor Modules; Pulse Oximetry | 61504 | 10076644 PHYSIOLOGIC MODULES; PULSE OX | Covidien Auto Suture Div Covidien | 425 | Purchased
CHRISTIANA |  | HOSPITAL-CC | 0 | 60816378 | MD |  | 2022-01-18 15:42 |  | Beds; Electric | 106574 | SECURE II | Stryker Corp | 2750 | Purchased
CHRISTIANA |  | HOSPITAL-CC | 0 | FL3604213A | MD |  | 2022-01-20 14:47 |  | Beds; Electric | 106575 | Umano Ook Snow FL36 | Kreg Therapeutics | 0 | Rental
CHRISTIANA |  | HOSPITAL-CC | 0 | 60316417 | MD |  | 2022-01-21 10:57 |  | Beds; Electric | 106534 | SECURE II | Stryker Corp | 2750
CHRISTIANA |  | HOSPITAL-CC | 0 | 80915714 | MD |  | 2022-01-21 10:58 |  | Beds; Electric | 106535 | SECURE II | Stryker Corp | 2750
CHRISTIANA |  | HOSPITAL-CC | 0 | 60816353 | MD |  | 2022-01-21 10:59 |  | Beds; Electric | 106576 | SECURE II | Stryker Corp | 2750
CHRISTIANA | 2023-01-25 | HOSPITAL-CC | 0 | 3549281 | MD |  | 2022-01-24 11:47 |  | Infusion Pumps; General-Purpose | 105967 | SPECTRUM IQ | BAXTER HEALTHCARE CORP IV SYSTEMS/IV THERAPY | 1395 | Purchased
CHRISTIANA | 2023-01-25 | HOSPITAL-CC | 0 | AV15020125 | MD |  | 2022-01-25 11:32 |  | Vein Finders; Infrared Light | 105704 | Vein Viewing System AV400 | AccuVein LLC | 1895 | Purchased
CHRISTIANA |  | HOSPITAL-CC | 0 | 3612168 | MD |  | 2022-01-25 11:09 |  | Infusion Pumps; General-Purpose | 106577 | SPECTRUM IQ | BAXTER HEALTHCARE CORP IV SYSTEMS/IV THERAPY | 1395 | Rental
CHRISTIANA |  | Silverside Road | 0 | 7020443 | DE |  | 2022-01-24 10:38 |  | Analyzers; Physiologic; Body Composition | 67065 | TBF-410 Body Composition Analyzer | TANITA CORP OF AMERICA INC | 15000 | Purchased
CHRISTIANA | 2023-01-31 | HOSPITAL-CC | 0 | 14174W130014 | MD |  | 2022-01-26 07:49 |  | Electrosurgical Units; Monopolar/Bipolar | 106579 | ESG-400 | OLYMPUS AMERICA INC | 4994 | Rental
CHRISTIANA |  | HOSPITAL-CC | 0 | 60816396 | MD |  | 2022-01-28 13:22 |  | Beds; Electric | 106580 | SECURE II | Stryker Corp | 2750 | Purchased
CHRISTIANA | 2022-04-27 | HOSPITAL-CH | 0 | 02553L5X111D | DE |  | 2022-01-27 10:13 |  | Probes; Ultrasonic | 02553L5X111D | L8-3 | ZONARE Medical Systems Inc | 3300 | Purchased
CHRISTIANA | 2023-01-31 | Kirkwood | 0 | 3500043713 | DE |  | 2022-01-28 08:49 |  | Scales; Patient; Floor | 107140 | Detecto Eye-Level Physician Scale 349KLX | HEALTH O METER INC DIV SUNBEAM CORP | 1500 | Purchased
CHRISTIANA | 2023-01-31 | HOSPITAL-CH | 0 | ASDM-0123 | DE |  | 2022-01-28 19:00 |  | Ventilators; Intensive Care | T0401 | Evita Infinity V500 | NORTH AMERICAN DRAEGER | 19844.83 | Purchased
CHRISTIANA | 2023-01-31 | HOSPITAL-CH | 0 | ASDM-0126 | DE |  | 2022-01-28 19:00 |  | Ventilators; Intensive Care | T0402 | Evita Infinity V500 | NORTH AMERICAN DRAEGER | 19844.83 | Purchased
CHRISTIANA | 2023-01-31 | HOSPITAL-CH | 0 | ASDM-0125 | DE |  | 2022-01-28 19:00 |  | Ventilators; Intensive Care | T0403 | Evita Infinity V500 | NORTH AMERICAN DRAEGER | 19844.83 | Purchased
CHRISTIANA | 2023-01-31 | HOSPITAL-CH | 0 | ASDM-0134 | DE |  | 2022-01-28 19:00 |  | Ventilators; Intensive Care | T0404 | Evita Infinity V500 | NORTH AMERICAN DRAEGER | 19844.83 | Purchased
CHRISTIANA | 2023-01-31 | HOSPITAL-CH | 0 | ASDM-0124 | DE |  | 2022-01-28 19:00 |  | Ventilators; Intensive Care | T0405 | Evita Infinity V500 | NORTH AMERICAN DRAEGER | 19844.83 | Purchased
CHRISTIANA | 2023-01-31 | HOSPITAL-CH | 0 | ASBK-0020 | DE |  | 2022-01-28 19:00 |  | Ventilators; Intensive Care | T0406 | Evita Infinity V500 | NORTH AMERICAN DRAEGER | 19844.83 | Purchased
CHRISTIANA | 2023-01-31 | HOSPITAL-CH | 0 | ASDM-0130 | DE |  | 2022-01-28 19:00 |  | Ventilators; Intensive Care | T0407 | Evita Infinity V500 | NORTH AMERICAN DRAEGER | 19844.83 | Purchased
CHRISTIANA | 2023-01-31 | HOSPITAL-CH | 0 | ASDM-0131 | DE |  | 2022-01-28 19:00 |  | Ventilators; Intensive Care | T0408 | Evita Infinity V500 | NORTH AMERICAN DRAEGER | 19844.83 | Purchased
CHRISTIANA | 2023-01-31 | HOSPITAL-CH | 0 | ASBK-0022 | DE |  | 2022-01-28 19:00 |  | Ventilators; Intensive Care | T0409 | Evita Infinity V500 | NORTH AMERICAN DRAEGER | 19844.83 | Purchased
CHRISTIANA |  | HOSPITAL-CH | 0 | C890017600 | DE |  | 2021-01-08 15:08 |  | Circulatory Assist Units; Peripheral Compression; Intermittent | 107646 | Hemo-Force Intermittent DVT Pump MDS600INT | Medline Industries; Inc. | 307.36 | Purchased
CHRISTIANA | 2022-05-05 | HOSPITAL-CH | 0 | 10683E9X121H | DE |  | 2022-02-08 06:30 |  | Probes; Ultrasonic | 10683E9X121H | E9-3 | ZONARE Medical Systems Inc | 8800
CHRISTIANA | 2023-02-28 | HOSPITAL-CC | 0 | 19D502734 | MD |  | 2022-02-08 13:13 |  | Cameras; Video; Endoscope | 106582 | 1688 Camera System | Stryker Corp | 46000 | Purchased
CHRISTIANA | 2023-02-28 | HOSPITAL-CC | 0 | 761848 | MD |  | 2022-02-08 11:25 |  | Circulatory Assist Units; Peripheral Compression; Intermittent | 106526 | VP500DM | Compression Therapy Concepts | 179.99 | Purchased
CHRISTIANA |  | HOSPITAL-CC | 0 | 60316447 | MD |  | 2022-02-09 10:42 |  | Beds; Electric | 106606 | SECURE II | Stryker Corp | 2750 | Purchased
CHRISTIANA |  | HOSPITAL-CC | 0 | 60816395 | MD |  | 2022-02-09 10:43 |  | Beds; Electric | 106607 | SECURE II | Stryker Corp | 2750 | Purchased
CHRISTIANA | 2023-02-28 | HOSPITAL-CH | 0 | ASEN-0001 | DE |  | 2022-02-10 19:00 |  | Ventilators; Intensive Care | T0410 | Evita Infinity V500 | NORTH AMERICAN DRAEGER | 19844.83 | Purchased
CHRISTIANA | 2023-02-28 | HOSPITAL-CC | 0 | 678652 | MD |  | 2022-02-18 14:44 |  | Circulatory Assist Units; Peripheral Compression; Intermittent | 105628 | VP500DM | Compression Therapy Concepts | 179.99 | Purchased
CHRISTIANA |  | HOSPITAL-CC | 0 | 3614389 | MD |  | 2022-02-18 14:53 |  | Infusion Pumps; General-Purpose | 106616 | SPECTRUM IQ | BAXTER HEALTHCARE CORP IV SYSTEMS/IV THERAPY | 1395 | Rental
CHRISTIANA | 2023-02-28 | HOSPITAL-CC | 0 | 3551752 | MD |  | 2022-02-21 11:26 |  | Infusion Pumps; General-Purpose | 105438 | SPECTRUM IQ | BAXTER HEALTHCARE CORP IV SYSTEMS/IV THERAPY | 1395 | Purchased
CHRISTIANA | 2023-02-25 | HOSPITAL-WH | 0 | B2JT8H | DE |  | 2022-02-25 12:03 |  | Probes; Ultrasonic | B2JT8H | L9-3 | Philips Healthcare North America | 10000 | Purchased
CHRISTIANA |  | HOSPITAL-CH | 0 | 16170700006 | DE |  | 2021-03-10 08:01 |  | Pressure Sensing Injury Prevention | 110342 | Wellsense Tablet | Wellsense | 18750 | Purchased
CHRISTIANA | 2023-03-01 | Dover Pediatrics | 0 | 4306422 | DE |  | 2022-03-01 08:18 |  | Defibrillators; External; Automated | 107131 | G3 Power Heart AED DEFIB | CARDIAC SCIENCE | 1445
CHRISTIANA |  | HOSPITAL-CC | 0 | 3632040 | MD |  | 2022-03-02 10:43 |  | Infusion Pumps; General-Purpose | 106617 | SPECTRUM IQ | BAXTER HEALTHCARE CORP IV SYSTEMS/IV THERAPY | 1395 | Rental
CHRISTIANA | 2023-03-01 | Urgent Care Elkton | 0 | 220213HG809 | MD |  | 2022-03-02 09:08 |  | Centrifuges; Tabletop; Low-Speed; Nonrefrigerated | 106623 | 642E | DRUCKER CO | 5000 | Purchased
CHRISTIANA | 2023-03-01 | Urgent Care Elkton | 0 | 220213hg802 | MD |  | 2022-03-02 09:09 |  | Centrifuges; Tabletop; Low-Speed; Nonrefrigerated | 106624 | 642E | DRUCKER CO | 5000 | Purchased
CHRISTIANA | 2023-03-01 | HOSPITAL-CC | 0 | 34673 | MD |  | 2022-03-02 13:51 |  | Relocatable Power Tap | 106627 | POWERMATE | MERCURY MEDICAL | 99 | Purchased
CHRISTIANA | 2027-03-02 | HOSPITAL-CH | 0 | 16222EX121G | DE |  | 2022-03-02 11:27 |  | Probes; Ultrasonic | 16222EX121G | E9-4 | ZONARE Medical Systems Inc | 8700 | Purchased
CHRISTIANA | 2027-03-02 | HOSPITAL-CH | 0 | 16306EX121G | DE |  | 2022-03-02 11:36 |  | Probes; Ultrasonic | 16306EX121G | E9-4 | ZONARE Medical Systems Inc | 8700 | Purchased
CHRISTIANA |  | HOSPITAL-CH | 0 | ASCJ-0458 | DE |  | 2018-08-14 20:00 |  | Anesthesia Unit Vaporizers | 110344 | D-Vapor - desflurane D-Vapor | NORTH AMERICAN DRAEGER | 2500 | Purchased
CHRISTIANA |  | HOSPITAL-CH | 0 | 72473 | DE |  | 2007-03-05 19:00 |  | Warming Units; Patient; Forced-Air | 110350 | 3M Bair Hugger 775 | 3M Healthcare (formerly Arizant Healthcare; Inc.) | 7500 | Purchased
CHRISTIANA | 2023-03-20 | HOSPITAL-CH | 0 | D50169 | DE |  | 2022-03-14 10:46 |  | CHARGER | 110339 | Lifesparc Dock | LIVANOVA USA INC | 500 | Purchased
CHRISTIANA | 2023-03-20 | HOSPITAL-CH | 0 | C50601 | DE |  | 2022-03-14 11:42 |  | Circulatory Assist Units; Cardiac; Ventricular | 110340 | LS-1000-C LIFESPARC | LIVANOVA USA INC | 41000 | Purchased
CHRISTIANA | 2023-03-20 | HOSPITAL-CC | 0 | AV22050082 | MD |  | 2022-03-15 11:12 |  | Vein Finders; Infrared Light | 106628 | AV500 Vein Viewing System | AccuVein LLC | 900 | Purchased
CHRISTIANA | 2022-08-21 | HOSPITAL-CH | 0 | 12093L5X119I | DE |  | 2022-03-21 12:41 |  | Probes; Ultrasonic | 12093L5X119I | L8-3 | ZONARE Medical Systems Inc | 5500 | Purchased
CHRISTIANA | 2023-03-20 | HOSPITAL-CH | 0 | AL199222 | DE |  | 2022-03-21 11:48 |  | Thermometers; Electronic; Infrared; Skin | 61421 | TAT-5000 Temporal Scanner | Exergen Corp | 311.85 | Purchased
CHRISTIANA | 2023-03-20 | HOSPITAL-CH | 0 | 435481-1215 | DE |  | 2022-03-21 13:43 |  | Carts; Computer/Video Monitor | 110370 | HI-CARE E SERIES | Howard Medical | 6589 | Purchased
CHRISTIANA |  | HOSPITAL-CH | 0 | 11520525 | DE |  | 2022-03-23 07:50 |  | Cryosurgical Units | 110365 | ERBECRYO 2 SYSTEM | ERBE USA INC | 20995 | Purchased
CHRISTIANA | 2025-03-24 | HOSPITAL-WH | 0 | F04GJF | DE |  | 2022-03-24 14:28 |  | Probe; Ultrasonic; Transesophageal Echocardiography | F04GJF | X8-2T | Philips | 5000 | Purchased
CHRISTIANA | 2023-03-20 | HOSPITAL-CH | 0 | 1128NDY86F | DE |  | 2022-03-14 12:33 |  | Monitoring System; Lung Fluid | 110413 | ReDS Pro | Sensible Medical Innovations; Ltd. | 39000 | Purchased
CHRISTIANA |  | MAP II | 0 | mbp1628991 | DE |  | 2022-04-01 12:11 |  | Oximeters; Pulse | 64333 | PM10N PORTABLE PULSE OXIMETER | NELLCOR PURITAN BENNETT INC | 595 | Purchased
CHRISTIANA | 2023-04-15 | HOSPITAL-CC | 0 | 3552218 | MD |  | 2022-04-05 07:27 |  | Infusion Pumps; General-Purpose | 105437 | SPECTRUM IQ | BAXTER HEALTHCARE CORP IV SYSTEMS/IV THERAPY | 1395 | Purchased
CHRISTIANA | 2023-04-15 | HOSPITAL-CC | 0 | 3552025 | MD |  | 2022-04-05 07:31 |  | Infusion Pumps; General-Purpose | 105659 | SPECTRUM IQ | BAXTER HEALTHCARE CORP IV SYSTEMS/IV THERAPY | 1395 | Purchased
CHRISTIANA | 2023-04-15 | HOSPITAL-CH | 0 | 600153000000 | DE |  | 2022-04-05 20:00 |  | Pumps; Circulating-Liquid | 110427 | EVN1UPG-US PUMP; CIRCULATING FLUID | Edwards Lifesciences Corp | 4000 | Purchased
CHRISTIANA | 2023-04-15 | HOSPITAL-CC | 0 | 3549796 | MD |  | 2022-04-08 14:52 |  | Infusion Pumps; General-Purpose | 105969 | SPECTRUM IQ | BAXTER HEALTHCARE CORP IV SYSTEMS/IV THERAPY | 1395 | Purchased
CHRISTIANA |  | MAP II | 0 | MD6000-L07154 | DE |  | 2023-09-28 20:00 |  | Scanning Systems; Ultrasonic; Portable | 110354 | Portascan 3D MD-6000 | LABORIE MEDICAL TECHNOLOGIES CORP. | 7500 | Purchased
CHRISTIANA | 2023-04-15 | Jennersville Professional Center | 0 | unknown | PA |  | 2022-04-12 09:56 |  | Electrocardiographs; Multichannel | 110465 | MAC 5500 HD | GE MEDICAL SYSTEMS | 15862.16
CHRISTIANA |  | Jennersville Professional Center | 0 | E31008-0180 | PA |  |  |  | Scales; Patient; Floor | 107161 | 439 | DETECTO SCALE CO DIV CARDINAL SCALE MFG CO | 432
CHRISTIANA |  | Jennersville Professional Center | 0 | unknown | PA |  | 2022-04-12 09:56 |  | Electrocardiographs; Multichannel | 110460 | MAC 5500 HD | GE MEDICAL SYSTEMS | 0
CHRISTIANA | 2023-04-15 | HOSPITAL-CH | 0 | 2206BM007 | DE |  | 2022-04-18 14:47 |  | Ophthalmic Tonometers; Applanation | 61427 | ic200 Tonometer | Icare | 4695 | Purchased
CHRISTIANA |  | Primary Care West Grove | 0 | NE-4469 | PA |  | 2008-11-21 19:00 |  | Lights; Examination | 110444 | 152-001 Ritter Exam Light | RITTER-MIDWEST DIV SYBRON CORP | 305.99 | Purchased
CHRISTIANA |  | Primary Care West Grove | 0 | MA9057485 | PA |  | 2015-12-11 |  | Analyzers; Physiologic; Middle Ear; Impedance Tympanometry | 110438 | easytymp | Maico Hearing Instruments Inc | 5000 | Purchased
CHRISTIANA |  | Hockessin Primary Care | 0 | MBP1505611 | DE |  | 2022-04-20 00:48 |  | Oximeters; Pulse | 101350 | PM10N PORTABLE PULSE OXIMETER | NELLCOR PURITAN BENNETT INC | 595 | Purchased
CHRISTIANA | 2023-04-30 | HOSPITAL-CH | 0 | 600153000000 | DE |  | 2022-04-26 20:00 |  | Pumps; Circulating-Liquid | 110521 | EVN1UPG-US PUMP; CIRCULATING FLUID | Edwards Lifesciences Corp | 4000 | Purchased
CHRISTIANA | 2023-05-15 | HOSPITAL-CC | 0 | 3548389 | MD |  | 2022-05-03 15:15 |  | Infusion Pumps; General-Purpose | 105980 | SPECTRUM IQ | BAXTER HEALTHCARE CORP IV SYSTEMS/IV THERAPY | 1395 | Purchased
CHRISTIANA | 2023-05-01 | MIDDLETOWN ED | 0 | B2YBJQ | DE |  | 2022-05-02 10:42 |  | Probes; Ultrasonic | B2YBJQ | C10-3V | Philips Healthcare North America | 6670 | Purchased
CHRISTIANA | 2023-05-15 | HOSPITAL-CH | 0 | 600153000000 | DE |  | 2022-05-05 14:02 |  | Pumps; Circulating-Liquid | 110081 | EVN1UPG-US PUMP; CIRCULATING FLUID | Edwards Lifesciences Corp | 11500 | Purchased
CHRISTIANA | 2022-09-10 | HOSPITAL-CH | 0 | 100018000000 | DE |  | 2021-09-10 14:18 |  | Sphygmomanometers; Electronic; Automatic | 110039 | 75CT-B CONNEX SPOT | Hillrom | 2559.41 | Purchased
CHRISTIANA | 2023-05-15 | HOSPITAL-CH | 0 | 8403211 | DE |  | 2022-05-17 10:58 |  | Detergent Pump | 110561 | ACU-SINQ 2 MDCS-04 | STERIS Corp | 149
CHRISTIANA | 2023-05-15 | HOSPITAL-CH | 0 | 8403202 | DE |  | 2022-05-17 11:00 |  | Detergent Pump | 110564 | ACU-SINQ 2 MDCS-04 | STERIS Corp | 149
CHRISTIANA | 2023-05-15 | HOSPITAL-CH | 0 | 8403219 | DE |  | 2022-05-17 11:02 |  | Detergent Pump | 110563 | ACU-SINQ 2 MDCS-04 | STERIS Corp | 149
CHRISTIANA | 2023-05-15 | HOSPITAL-CH | 0 | 8403223 | DE |  | 2022-05-17 11:05 |  | Detergent Pump | 110562 | ACU-SINQ 2 MDCS-04 | STERIS Corp | 149
CHRISTIANA | 2023-05-31 | HOSPITAL-CH | 0 | XR615681-T | DE |  | 2022-05-19 11:07 |  | Image Processors; Video; Endoscopy | 61482 | Aida Hd Connect 20205520 | STORZ ENDOSCOPY-AMERICA INC | 4986 | Purchased
CHRISTIANA |  | HOSPITAL-CH | 0 | 123713 | DE |  | 2022-05-23 11:37 |  | Laryngoscopes | 101982 | MCGRATH MAC VIDEO LARYNGOSCOPE; GENERAL | Covidien Auto Suture Div Covidien | 2377.26 | Purchased
CHRISTIANA | 2023-05-31 | HCCC | 0 | BF50905 | DE |  | 2022-05-25 10:27 |  | Refractors; Ophthalmic; Manual | 101993 | 11625 | REICHERT OPHTHALMIC INSTRUMENTS DIV REICHERT INC | 10000 | Purchased
CHRISTIANA | 2023-05-31 | MAP II | 0 | 901067 | DE |  | 2022-05-31 11:24 |  | Lights; Examination | 110575 | GS EXAM LIGHT IV | Welch Allyn Inc. | 959.75 | Purchased
CHRISTIANA | 2023-06-15 | HOSPITAL-CH | 0 | unknown | DE |  | 2022-05-31 19:00 |  | Aspirators; Emergency | 110543 | Gomco Tabletop Aspirator 4005 | GOMCO SURGICAL MFG CO | 2500 | Purchased
CHRISTIANA | 2023-06-30 | HOSPITAL-CC | 0 | 3082 | MD |  | 2022-06-23 07:03 |  | TELEMETRY UNITS | 105623 | ZM-530PA | Nihon Kohden Corp | 1200 | Purchased
CHRISTIANA | 2023-06-15 | HOSPITAL-CH | 0 | 12378104142 | DE |  | 2022-06-09 09:34 |  | Electromyographs | 110602 | EEG Breakout Box | Natus Neurology Inc | 1000 | Purchased
CHRISTIANA | 2023-06-15 | HOSPITAL-CH | 0 | SL09790181016755 | DE |  | 2022-06-09 12:54 |  | Scales; Patient; Floor | 110599 | FLOOR | DETECTO SCALE CO DIV CARDINAL SCALE MFG CO | 432 | Purchased
CHRISTIANA | 2023-06-15 | HOSPITAL-CH | 0 | C910020528 | DE |  | 2022-06-15 20:00 |  | Circulatory Assist Units; Peripheral Compression; Intermittent | 110722 | Hemo-Force Intermittent DVT Pump MDS600INT | Medline Industries; Inc. | 269 | Purchased
CHRISTIANA | 2023-06-15 | HOSPITAL-CH | 0 | C910020436 | DE |  | 2022-06-15 20:00 |  | Circulatory Assist Units; Peripheral Compression; Intermittent | 110724 | Hemo-Force Intermittent DVT Pump MDS600INT | Medline Industries; Inc. | 269 | Purchased
CHRISTIANA | 2023-06-15 | HOSPITAL-CH | 0 | C910020421 | DE |  | 2022-06-15 20:00 |  | Circulatory Assist Units; Peripheral Compression; Intermittent | 110730 | Hemo-Force Intermittent DVT Pump MDS600INT | Medline Industries; Inc. | 269 | Purchased
CHRISTIANA | 2023-06-15 | HOSPITAL-CH | 0 | C910020379 | DE |  | 2022-06-15 20:00 |  | Circulatory Assist Units; Peripheral Compression; Intermittent | 110677 | Hemo-Force Intermittent DVT Pump MDS600INT | Medline Industries; Inc. | 269 | Purchased
CHRISTIANA |  | HOSPITAL-CH | 0 | WR615559-T | DE |  | 2014-01-31 19:00 |  | Image Processors; Video; Endoscopy | 110624 | AIDA DVD 20204020 | STORZ ENDOSCOPY-AMERICA INC | 20000 | Purchased
CHRISTIANA |  | HOSPITAL-CH | 0 | 3426G06598 | DE |  | 1997-10-05 20:00 |  | Physiologic Monitor Modules; Inspired Oxygen | 110626 | M1021A | PHILIPS MEDICAL SYSTEMS CARDIAC & MONITORING SYSTEMS DIV | 4000 | Purchased
CHRISTIANA |  | HOSPITAL-CH | 0 | 3426G05967 | DE |  | 1997-10-05 20:00 |  | Physiologic Monitor Modules; Inspired Oxygen | 110625 | M1021A | PHILIPS MEDICAL SYSTEMS CARDIAC & MONITORING SYSTEMS DIV | 4000 | Purchased
CHRISTIANA | 2023-06-20 | HOSPITAL-CH | 0 | 20121007662 | DE |  | 2022-06-20 15:00 |  | Sphygmomanometers; Electronic; Automatic | 105665 | Spot Vital Signs LXi 45NT0 | CARDINAL | 2047.5 | Purchased
CHRISTIANA | 2023-06-30 | HOSPITAL-CC | 0 | 6003925168 | MD |  | 2022-06-23 06:58 |  | MONITORING SYSTEMS; Physiologic; Acute Care | 105509 | INFINITY DELTA | NORTH AMERICAN DRAEGER | 15000 | Purchased
CHRISTIANA | 2023-06-15 | HOSPITAL-CH | 0 | C910019812 | DE |  | 2022-06-15 20:00 |  | Circulatory Assist Units; Peripheral Compression; Intermittent | 110693 | Hemo-Force Intermittent DVT Pump MDS600INT | Medline Industries; Inc. | 269 | Purchased
CHRISTIANA | 2023-06-15 | HOSPITAL-CH | 0 | C910020529 | DE |  | 2022-06-15 20:00 |  | Circulatory Assist Units; Peripheral Compression; Intermittent | 110707 | Hemo-Force Intermittent DVT Pump MDS600INT | Medline Industries; Inc. | 269 | Purchased
CHRISTIANA | 2023-06-15 | HOSPITAL-CH | 0 | C910020187 | DE |  | 2022-06-15 20:00 |  | Circulatory Assist Units; Peripheral Compression; Intermittent | 110708 | Hemo-Force Intermittent DVT Pump MDS600INT | Medline Industries; Inc. | 269 | Purchased
CHRISTIANA | 2023-06-30 | HOSPITAL-CC | 0 | 34552 | MD |  | 2022-06-29 11:19 |  | Relocatable Power Tap | 106660 | POWERMATE | MERCURY MEDICAL | 99 | Purchased
CHRISTIANA | 2023-07-31 | HOSPITAL-CC | 0 | 3551644 | MD |  | 2022-07-11 11:22 |  | Infusion Pumps; General-Purpose | 105602 | SPECTRUM IQ | BAXTER HEALTHCARE CORP IV SYSTEMS/IV THERAPY | 1395 | Purchased
CHRISTIANA | 2023-07-31 | HOSPITAL-WH | 0 | 10204092 | DE |  | 2022-07-08 09:36 |  | Exercisers; Muscle Strength | 101929 | Mechanical Pinch Gauge 60lb | Baseline Corporation | 175 | Purchased
CHRISTIANA | 2023-07-31 | HOSPITAL-CC | 0 | 678685 | MD |  | 2022-07-15 06:41 |  | Circulatory Assist Units; Peripheral Compression; Intermittent | 105488 | VP500DM | Compression Therapy Concepts | 179.99 | Purchased
CHRISTIANA | 2023-07-31 | HOSPITAL-CH | 0 | HM2-A3097 | DE |  | 2022-07-19 12:49 |  | TEST EQUIPMENT; TEST EQUIPMENT | 71103 | HM2-2 PRESSUER MODULE | HEISE | 1200
CHRISTIANA | 2023-07-31 | HOSPITAL-CH | 0 | 63672 | DE |  | 2022-07-26 20:00 |  | Warming Units; Blood/Intravenous Solution | 108098 | Ranger Blood/Fluid Warming System 245 | ARIZANT INC | 4800 | Rental
CHRISTIANA | 2023-07-01 | HOSPITAL-WH | 0 | 50013630 | DE |  | 2022-06-28 06:25 |  | Defibrillator/Pacemakers; External | 110852 | LIFEPAK 15 | PHYSIO-CONTROL CORP | 23000 | Purchased
CHRISTIANA | 2023-07-01 | HOSPITAL-WH | 0 | 50012190 | DE |  | 2022-06-28 06:25 |  | Defibrillator/Pacemakers; External | 110859 | LIFEPAK 15 | PHYSIO-CONTROL CORP | 23000 | Purchased
CHRISTIANA | 2023-07-01 | HOSPITAL-WH | 0 | 50011277 | DE |  | 2022-06-28 06:25 |  | Defibrillator/Pacemakers; External | 110869 | LIFEPAK 15 | PHYSIO-CONTROL CORP | 23000 | Purchased
CHRISTIANA | 2023-07-01 | HOSPITAL-CH | 0 | 50103037 | DE |  | 2022-06-28 06:25 |  | Defibrillator/Pacemakers; External | 110871 | LIFEPAK 15 | PHYSIO-CONTROL CORP | 23000 | Purchased
CHRISTIANA | 2023-07-01 | HOSPITAL-CH | 0 | 50011416 | DE |  | 2022-06-28 06:25 |  | Defibrillator/Pacemakers; External | 110873 | LIFEPAK 15 | PHYSIO-CONTROL CORP | 23000 | Purchased
CHRISTIANA | 2023-07-01 | HOSPITAL-WH | 0 | 50014187 | DE |  | 2022-06-28 06:25 |  | Defibrillator/Pacemakers; External | 110876 | LIFEPAK 15 | PHYSIO-CONTROL CORP | 23000 | Purchased
CHRISTIANA | 2023-07-01 | HOSPITAL-CH | 0 | 49921013 | DE |  | 2022-06-28 06:25 |  | Defibrillator/Pacemakers; External | 110894 | LIFEPAK 15 | PHYSIO-CONTROL CORP | 23000 | Purchased
CHRISTIANA | 2023-07-01 | HOSPITAL-CH | 0 | 50013488 | DE |  | 2022-06-28 06:25 |  | Defibrillator/Pacemakers; External | 110911 | LIFEPAK 15 | PHYSIO-CONTROL CORP | 23000 | Purchased
CHRISTIANA | 2023-07-01 | HOSPITAL-CH | 0 | 50014299 | DE |  | 2022-06-28 06:25 |  | Defibrillator/Pacemakers; External | 110896 | LIFEPAK 15 | PHYSIO-CONTROL CORP | 23000 | Purchased
CHRISTIANA | 2023-07-01 | HOSPITAL-CH | 0 | 50011432 | DE |  | 2022-06-28 06:25 |  | Defibrillator/Pacemakers; External | 110902 | LIFEPAK 15 | PHYSIO-CONTROL CORP | 23000 | Purchased
CHRISTIANA | 2026-04-26 | HOSPITAL-CH | 0 | 10699E9X121J | DE |  | 2022-08-11 09:52 |  | Probes; Ultrasonic | 10699E9X121J | E9-3 | ZONARE Medical Systems Inc | 8800
CHRISTIANA |  | HCCC | 0 | 16061056 | DE |  | 2014-12-03 19:00 |  | Infusion Pumps; General-Purpose (LVP) | 70330 | 8100 ALARIS PUMP | ALARIS MEDICAL SYSTEMS INC SUB CARDINAL HEALTH IN | 4000 | Purchased
CHRISTIANA |  | HCCC | 0 | 16061581 | DE |  | 2014-12-03 19:00 |  | Infusion Pumps; General-Purpose (LVP) | 70329 | 8100 ALARIS PUMP | ALARIS MEDICAL SYSTEMS INC SUB CARDINAL HEALTH IN | 4000 | Purchased
CHRISTIANA |  | HCCC | 0 | 16061041 | DE |  | 2014-12-03 19:00 |  | Infusion Pumps; General-Purpose (LVP) | 70328 | 8100 ALARIS PUMP | ALARIS MEDICAL SYSTEMS INC SUB CARDINAL HEALTH IN | 4000 | Purchased
CHRISTIANA |  | HCCC | 0 | 16061191 | DE |  | 2014-12-03 19:00 |  | Infusion Pumps; General-Purpose (LVP) | 70327 | 8100 ALARIS PUMP | ALARIS MEDICAL SYSTEMS INC SUB CARDINAL HEALTH IN | 4000 | Purchased
CHRISTIANA |  | HCCC | 0 | 16061059 | DE |  | 2014-12-03 19:00 |  | Infusion Pumps; General-Purpose (LVP) | 70326 | 8100 ALARIS PUMP | ALARIS MEDICAL SYSTEMS INC SUB CARDINAL HEALTH IN | 4000 | Purchased
CHRISTIANA |  | HCCC | 0 | 16061350 | DE |  | 2014-12-03 19:00 |  | Infusion Pumps; General-Purpose (LVP) | 69313 | 8100 ALARIS PUMP | ALARIS MEDICAL SYSTEMS INC SUB CARDINAL HEALTH IN | 4000 | Purchased
CHRISTIANA |  | HCCC | 0 | 16061402 | DE |  | 2014-12-03 19:00 |  | Infusion Pumps; General-Purpose (LVP) | 69314 | 8100 ALARIS PUMP | ALARIS MEDICAL SYSTEMS INC SUB CARDINAL HEALTH IN | 4000 | Purchased
CHRISTIANA |  | HCCC | 0 | 16061575 | DE |  | 2014-12-03 19:00 |  | Infusion Pumps; General-Purpose (LVP) | 69315 | 8100 ALARIS PUMP | ALARIS MEDICAL SYSTEMS INC SUB CARDINAL HEALTH IN | 4000 | Purchased
CHRISTIANA |  | HCCC | 0 | 16061430 | DE |  | 2014-12-03 19:00 |  | Infusion Pumps; General-Purpose (LVP) | 69316 | 8100 ALARIS PUMP | ALARIS MEDICAL SYSTEMS INC SUB CARDINAL HEALTH IN | 4000 | Purchased
CHRISTIANA |  | HCCC | 0 | 16061594 | DE |  | 2014-12-03 19:00 |  | Infusion Pumps; General-Purpose (LVP) | 69317 | 8100 ALARIS PUMP | ALARIS MEDICAL SYSTEMS INC SUB CARDINAL HEALTH IN | 4000 | Purchased
CHRISTIANA |  | HCCC | 0 | 16061444 | DE |  | 2014-12-03 19:00 |  | Infusion Pumps; General-Purpose (LVP) | 110609 | 8100 ALARIS PUMP | ALARIS MEDICAL SYSTEMS INC SUB CARDINAL HEALTH IN | 4000 | Purchased
CHRISTIANA |  | HCCC | 0 | 16061401 | DE |  | 2014-12-03 19:00 |  | Infusion Pumps; General-Purpose (LVP) | 110608 | 8100 ALARIS PUMP | ALARIS MEDICAL SYSTEMS INC SUB CARDINAL HEALTH IN | 4000 | Purchased
CHRISTIANA |  | HCCC | 0 | 16114047 | DE |  | 2022-08-18 19:00 |  | Infusion Pumps; General-Purpose (PCU) | 70343 | 8015 ALARIS PC | ALARIS MEDICAL SYSTEMS INC SUB CARDINAL HEALTH INC | 2146 | Purchased
CHRISTIANA |  | HCCC | 0 | 1610232 | DE |  | 2022-08-18 19:00 |  | Infusion Pumps; General-Purpose (PCU) | 70342 | 8015 ALARIS PC | ALARIS MEDICAL SYSTEMS INC SUB CARDINAL HEALTH INC | 2146 | Purchased
CHRISTIANA |  | HCCC | 0 | 16110211 | DE |  | 2022-08-18 19:00 |  | Infusion Pumps; General-Purpose (PCU) | 70341 | 8015 ALARIS PC | ALARIS MEDICAL SYSTEMS INC SUB CARDINAL HEALTH INC | 2146 | Purchased
CHRISTIANA |  | HCCC | 0 | 16114057 | DE |  | 2022-08-18 19:00 |  | Infusion Pumps; General-Purpose (PCU) | 70331 | 8015 ALARIS PC | ALARIS MEDICAL SYSTEMS INC SUB CARDINAL HEALTH INC | 2146 | Purchased
CHRISTIANA |  | HCCC | 0 | 16114066 | DE |  | 2022-08-18 19:00 |  | Infusion Pumps; General-Purpose (PCU) | 70333 | 8015 ALARIS PC | ALARIS MEDICAL SYSTEMS INC SUB CARDINAL HEALTH INC | 2146 | Purchased
CHRISTIANA |  | Avenue North | 0 | 16110128 | DE |  | 2022-08-18 19:00 |  | Infusion Pumps; General-Purpose (PCU) | 70334 | 8015 ALARIS PC | ALARIS MEDICAL SYSTEMS INC SUB CARDINAL HEALTH INC | 2146 | Purchased
CHRISTIANA |  | HCCC | 0 | 16110195 | DE |  | 2022-08-18 19:00 |  | Infusion Pumps; General-Purpose (PCU) | 70335 | 8015 ALARIS PC | ALARIS MEDICAL SYSTEMS INC SUB CARDINAL HEALTH INC | 2146 | Purchased
CHRISTIANA |  | HCCC | 0 | 16114049 | DE |  | 2022-08-18 19:00 |  | Infusion Pumps; General-Purpose (PCU) | 70336 | 8015 ALARIS PC | ALARIS MEDICAL SYSTEMS INC SUB CARDINAL HEALTH INC | 2146 | Purchased
CHRISTIANA |  | HCCC | 0 | 16110182 | DE |  | 2022-08-18 19:00 |  | Infusion Pumps; General-Purpose (PCU) | 70337 | 8015 ALARIS PC | ALARIS MEDICAL SYSTEMS INC SUB CARDINAL HEALTH INC | 2146 | Purchased
CHRISTIANA |  | Avenue North | 0 | 16110185 | DE |  | 2022-08-18 19:00 |  | Infusion Pumps; General-Purpose (PCU) | 70338 | 8015 ALARIS PC | ALARIS MEDICAL SYSTEMS INC SUB CARDINAL HEALTH INC | 2146 | Purchased
CHRISTIANA |  | Avenue North | 0 | 16114065 | DE |  | 2022-08-18 19:00 |  | Infusion Pumps; General-Purpose (PCU) | 70339 | 8015 ALARIS PC | ALARIS MEDICAL SYSTEMS INC SUB CARDINAL HEALTH INC | 2146 | Purchased
CHRISTIANA |  | HCCC | 0 | 16109903 | DE |  | 2022-08-18 19:00 |  | Infusion Pumps; General-Purpose (PCU) | 70340 | 8015 ALARIS PC | ALARIS MEDICAL SYSTEMS INC SUB CARDINAL HEALTH INC | 2146 | Purchased
CHRISTIANA |  | Avenue North | 0 | 16110181 | DE |  | 2022-08-18 19:00 |  | Infusion Pumps; General-Purpose (PCU) | 110793 | 8015 ALARIS PC | ALARIS MEDICAL SYSTEMS INC SUB CARDINAL HEALTH INC | 2146 | Purchased
CHRISTIANA |  | HCCC | 0 | 16110117 | DE |  | 2022-08-18 19:00 |  | Infusion Pumps; General-Purpose (PCU) | 110789 | 8015 ALARIS PC | ALARIS MEDICAL SYSTEMS INC SUB CARDINAL HEALTH INC | 2146 | Purchased
CHRISTIANA |  | HCCC | 0 | 16114088 | DE |  | 2022-08-18 19:00 |  | Infusion Pumps; General-Purpose (PCU) | 110792 | 8015 ALARIS PC | ALARIS MEDICAL SYSTEMS INC SUB CARDINAL HEALTH INC | 2146 | Purchased
CHRISTIANA |  | HCCC | 0 | 16061404 | DE |  | 2014-12-03 19:00 |  | Infusion Pumps; General-Purpose (LVP) | 110794 | 8100 ALARIS PUMP | ALARIS MEDICAL SYSTEMS INC SUB CARDINAL HEALTH IN | 4000 | Purchased
CHRISTIANA |  | HCCC | 0 | 16061587 | DE |  | 2014-12-03 19:00 |  | Infusion Pumps; General-Purpose (LVP) | 110791 | 8100 ALARIS PUMP | ALARIS MEDICAL SYSTEMS INC SUB CARDINAL HEALTH IN | 4000 | Purchased
CHRISTIANA |  | HCCC | 0 | 16061046 | DE |  | 2014-12-03 19:00 |  | Infusion Pumps; General-Purpose (LVP) | 110790 | 8100 ALARIS PUMP | ALARIS MEDICAL SYSTEMS INC SUB CARDINAL HEALTH IN | 4000 | Purchased
CHRISTIANA |  | HOSPITAL-CC | 0 | AAX04180117sa | MD |  | 2008-03-05 |  | Sphygmomanometers; Electronic; Automatic | 105619 | PRO 400 V2 | GE MEDICAL SYSTEMS | 2656 | Purchased
CHRISTIANA |  | Glasgow Medical Center | 0 | 769016 | DE |  | 2022-08-23 13:59 |  | Microscopes; Light; Laboratory | 106688 | 79016 | BRISTOLINE INC | 3500 | Purchased
CHRISTIANA |  | HOSPITAL-WH | 0 | 16098396 | DE |  | 2022-09-01 08:38 |  | Infusion Pumps; General-Purpose (LVP) | 110969 | 8100 ALARIS PUMP | ALARIS MEDICAL SYSTEMS INC SUB CARDINAL HEALTH IN | 1681.56 | Purchased
CHRISTIANA |  | HOSPITAL-CH | 0 | 16061586 | DE |  | 2022-09-01 08:38 |  | Infusion Pumps; General-Purpose (LVP) | 108164 | 8100 ALARIS PUMP | ALARIS MEDICAL SYSTEMS INC SUB CARDINAL HEALTH IN | 1681.56 | Purchased
CHRISTIANA |  | MIDDLETOWN ED | 0 | 16061201 | DE |  | 2022-09-01 08:38 |  | Infusion Pumps; General-Purpose (LVP) | 108165 | 8100 ALARIS PUMP | ALARIS MEDICAL SYSTEMS INC SUB CARDINAL HEALTH IN | 1681.56 | Purchased
CHRISTIANA |  | HOSPITAL-CH | 0 | 16061374 | DE |  | 2022-09-01 08:38 |  | Infusion Pumps; General-Purpose (LVP) | 108171 | 8100 ALARIS PUMP | ALARIS MEDICAL SYSTEMS INC SUB CARDINAL HEALTH IN | 1681.56 | Purchased
CHRISTIANA |  | HOSPITAL-CH | 0 | 16061558 | DE |  | 2022-09-01 08:38 |  | Infusion Pumps; General-Purpose (LVP) | 108172 | 8100 ALARIS PUMP | ALARIS MEDICAL SYSTEMS INC SUB CARDINAL HEALTH IN | 1681.56 | Purchased
CHRISTIANA |  | HOSPITAL-CH | 0 | 16061448 | DE |  | 2022-09-01 08:38 |  | Infusion Pumps; General-Purpose (LVP) | 108169 | 8100 ALARIS PUMP | ALARIS MEDICAL SYSTEMS INC SUB CARDINAL HEALTH IN | 1681.56 | Purchased
CHRISTIANA |  | HOSPITAL-CH | 0 | 16061447 | DE |  | 2022-09-01 08:38 |  | Infusion Pumps; General-Purpose (LVP) | 108170 | 8100 ALARIS PUMP | ALARIS MEDICAL SYSTEMS INC SUB CARDINAL HEALTH IN | 1681.56 | Purchased
CHRISTIANA |  | HOSPITAL-CH | 0 | 16061579 | DE |  | 2022-09-01 08:38 |  | Infusion Pumps; General-Purpose (LVP) | 108167 | 8100 ALARIS PUMP | ALARIS MEDICAL SYSTEMS INC SUB CARDINAL HEALTH IN | 1681.56 | Purchased
CHRISTIANA |  | HOSPITAL-CH | 0 | 16061578 | DE |  | 2022-09-01 08:38 |  | Infusion Pumps; General-Purpose (LVP) | 108168 | 8100 ALARIS PUMP | ALARIS MEDICAL SYSTEMS INC SUB CARDINAL HEALTH IN | 1681.56 | Purchased
CHRISTIANA |  | HOSPITAL-CH | 0 | 16061592 | DE |  | 2022-09-01 08:38 |  | Infusion Pumps; General-Purpose (LVP) | 108162 | 8100 ALARIS PUMP | ALARIS MEDICAL SYSTEMS INC SUB CARDINAL HEALTH IN | 1681.56 | Purchased
CHRISTIANA |  | HOSPITAL-CH | 0 | 16061428 | DE |  | 2022-09-01 08:38 |  | Infusion Pumps; General-Purpose (LVP) | 108163 | 8100 ALARIS PUMP | ALARIS MEDICAL SYSTEMS INC SUB CARDINAL HEALTH IN | 1681.56 | Purchased
CHRISTIANA |  | HOSPITAL-CH | 0 | 16061379 | DE |  | 2022-09-01 08:38 |  | Infusion Pumps; General-Purpose (LVP) | 108161 | 8100 ALARIS PUMP | ALARIS MEDICAL SYSTEMS INC SUB CARDINAL HEALTH IN | 1681.56 | Purchased
CHRISTIANA |  | HOSPITAL-CH | 0 | 16060524 | DE |  | 2022-09-01 08:38 |  | Infusion Pumps; General-Purpose (LVP) | 108166 | 8100 ALARIS PUMP | ALARIS MEDICAL SYSTEMS INC SUB CARDINAL HEALTH IN | 1681.56 | Purchased
CHRISTIANA |  | HOSPITAL-CH | 0 | 16061429 | DE |  | 2022-09-01 08:38 |  | Infusion Pumps; General-Purpose (LVP) | 108186 | 8100 ALARIS PUMP | ALARIS MEDICAL SYSTEMS INC SUB CARDINAL HEALTH IN | 1681.56 | Purchased
CHRISTIANA |  | HOSPITAL-CH | 0 | 16061405 | DE |  | 2022-09-01 08:38 |  | Infusion Pumps; General-Purpose (LVP) | 108184 | 8100 ALARIS PUMP | ALARIS MEDICAL SYSTEMS INC SUB CARDINAL HEALTH IN | 1681.56 | Purchased
CHRISTIANA |  | HOSPITAL-CH | 0 | 16061595 | DE |  | 2022-09-01 08:38 |  | Infusion Pumps; General-Purpose (LVP) | 108159 | 8100 ALARIS PUMP | ALARIS MEDICAL SYSTEMS INC SUB CARDINAL HEALTH IN | 1681.56 | Purchased
CHRISTIANA |  | HOSPITAL-CH | 0 | 16061582 | DE |  | 2022-09-01 08:38 |  | Infusion Pumps; General-Purpose (LVP) | 108185 | 8100 ALARIS PUMP | ALARIS MEDICAL SYSTEMS INC SUB CARDINAL HEALTH IN | 1681.56 | Purchased
CHRISTIANA |  | HOSPITAL-CH | 0 | 16061380 | DE |  | 2022-09-01 08:38 |  | Infusion Pumps; General-Purpose (LVP) | 108160 | 8100 ALARIS PUMP | ALARIS MEDICAL SYSTEMS INC SUB CARDINAL HEALTH IN | 1681.56 | Purchased
CHRISTIANA |  | HOSPITAL-CH | 0 | 16060419 | DE |  | 2022-09-01 08:38 |  | Infusion Pumps; General-Purpose (LVP) | 108181 | 8100 ALARIS PUMP | ALARIS MEDICAL SYSTEMS INC SUB CARDINAL HEALTH IN | 1681.56 | Purchased
CHRISTIANA |  | HOSPITAL-CH | 0 | 16060537 | DE |  | 2022-09-01 08:38 |  | Infusion Pumps; General-Purpose (LVP) | 108182 | 8100 ALARIS PUMP | ALARIS MEDICAL SYSTEMS INC SUB CARDINAL HEALTH IN | 1681.56 | Purchased
CHRISTIANA |  | HOSPITAL-CH | 0 | 16061008 | DE |  | 2022-09-01 08:38 |  | Infusion Pumps; General-Purpose (LVP) | 108180 | 8100 ALARIS PUMP | ALARIS MEDICAL SYSTEMS INC SUB CARDINAL HEALTH IN | 1681.56 | Purchased
CHRISTIANA |  | HOSPITAL-CH | 0 | 16061449 | DE |  | 2022-09-01 08:38 |  | Infusion Pumps; General-Purpose (LVP) | 108183 | 8100 ALARIS PUMP | ALARIS MEDICAL SYSTEMS INC SUB CARDINAL HEALTH IN | 1681.56 | Purchased
CHRISTIANA |  | HOSPITAL-CH | 0 | 16061593 | DE |  | 2022-09-01 08:38 |  | Infusion Pumps; General-Purpose (LVP) | 108179 | 8100 ALARIS PUMP | ALARIS MEDICAL SYSTEMS INC SUB CARDINAL HEALTH IN | 1681.56 | Purchased
CHRISTIANA |  | HOSPITAL-CH | 0 | 16061362 | DE |  | 2022-09-01 08:38 |  | Infusion Pumps; General-Purpose (LVP) | 108178 | 8100 ALARIS PUMP | ALARIS MEDICAL SYSTEMS INC SUB CARDINAL HEALTH IN | 1681.56 | Purchased
CHRISTIANA |  | HOSPITAL-CH | 0 | 16061585 | DE |  | 2022-09-01 08:38 |  | Infusion Pumps; General-Purpose (LVP) | 108176 | 8100 ALARIS PUMP | ALARIS MEDICAL SYSTEMS INC SUB CARDINAL HEALTH IN | 1681.56 | Purchased
CHRISTIANA |  | HOSPITAL-CH | 0 | 16061026 | DE |  | 2022-09-01 08:38 |  | Infusion Pumps; General-Purpose (LVP) | 108174 | 8100 ALARIS PUMP | ALARIS MEDICAL SYSTEMS INC SUB CARDINAL HEALTH IN | 1681.56 | Purchased
CHRISTIANA |  | HOSPITAL-CH | 0 | 16061437 | DE |  | 2022-09-01 08:38 |  | Infusion Pumps; General-Purpose (LVP) | 108175 | 8100 ALARIS PUMP | ALARIS MEDICAL SYSTEMS INC SUB CARDINAL HEALTH IN | 1681.56 | Purchased
CHRISTIANA |  | HOSPITAL-CH | 0 | 16061446 | DE |  | 2022-09-01 08:38 |  | Infusion Pumps; General-Purpose (LVP) | 108177 | 8100 ALARIS PUMP | ALARIS MEDICAL SYSTEMS INC SUB CARDINAL HEALTH IN | 1681.56 | Purchased
CHRISTIANA |  | HOSPITAL-CH | 0 | 16061596 | DE |  | 2022-09-01 08:38 |  | Infusion Pumps; General-Purpose (LVP) | 108158 | 8100 ALARIS PUMP | ALARIS MEDICAL SYSTEMS INC SUB CARDINAL HEALTH IN | 1681.56 | Purchased
CHRISTIANA |  | HOSPITAL-CH | 0 | 16061445 | DE |  | 2022-09-01 08:38 |  | Infusion Pumps; General-Purpose (LVP) | 108173 | 8100 ALARIS PUMP | ALARIS MEDICAL SYSTEMS INC SUB CARDINAL HEALTH IN | 1681.56 | Purchased
CHRISTIANA |  | HOSPITAL-CH | 0 | 16061591 | DE |  | 2022-09-01 08:38 |  | Infusion Pumps; General-Purpose (LVP) | 108157 | 8100 ALARIS PUMP | ALARIS MEDICAL SYSTEMS INC SUB CARDINAL HEALTH IN | 1681.56 | Purchased
CHRISTIANA |  | HOSPITAL-WH | 0 | 16098259 | DE |  | 2022-09-01 08:38 |  | Infusion Pumps; General-Purpose (LVP) | 110970 | 8100 ALARIS PUMP | ALARIS MEDICAL SYSTEMS INC SUB CARDINAL HEALTH IN | 1681.56 | Purchased
CHRISTIANA |  | HOSPITAL-WH | 0 | 16098404 | DE |  | 2022-09-01 08:38 |  | Infusion Pumps; General-Purpose (LVP) | 110971 | 8100 ALARIS PUMP | ALARIS MEDICAL SYSTEMS INC SUB CARDINAL HEALTH IN | 1681.56 | Purchased
CHRISTIANA |  | HOSPITAL-WH | 0 | 16098385 | DE |  | 2022-09-01 08:38 |  | Infusion Pumps; General-Purpose (LVP) | 110972 | 8100 ALARIS PUMP | ALARIS MEDICAL SYSTEMS INC SUB CARDINAL HEALTH IN | 1681.56 | Purchased
CHRISTIANA |  | HOSPITAL-WH | 0 | 16098354 | DE |  | 2022-09-01 08:38 |  | Infusion Pumps; General-Purpose (LVP) | 110973 | 8100 ALARIS PUMP | ALARIS MEDICAL SYSTEMS INC SUB CARDINAL HEALTH IN | 1681.56 | Purchased
CHRISTIANA |  | HOSPITAL-WH | 0 | 16098363 | DE |  | 2022-09-01 08:38 |  | Infusion Pumps; General-Purpose (LVP) | 110974 | 8100 ALARIS PUMP | ALARIS MEDICAL SYSTEMS INC SUB CARDINAL HEALTH IN | 1681.56 | Purchased
CHRISTIANA |  | HOSPITAL-WH | 0 | 16098400 | DE |  | 2022-09-01 08:38 |  | Infusion Pumps; General-Purpose (LVP) | 110975 | 8100 ALARIS PUMP | ALARIS MEDICAL SYSTEMS INC SUB CARDINAL HEALTH IN | 1681.56 | Purchased
CHRISTIANA |  | HOSPITAL-WH | 0 | 16098313 | DE |  | 2022-09-01 08:38 |  | Infusion Pumps; General-Purpose (LVP) | 110976 | 8100 ALARIS PUMP | ALARIS MEDICAL SYSTEMS INC SUB CARDINAL HEALTH IN | 1681.56 | Purchased
CHRISTIANA |  | HOSPITAL-WH | 0 | 16098421 | DE |  | 2022-09-01 08:38 |  | Infusion Pumps; General-Purpose (LVP) | 110977 | 8100 ALARIS PUMP | ALARIS MEDICAL SYSTEMS INC SUB CARDINAL HEALTH IN | 1681.56 | Purchased
CHRISTIANA |  | HOSPITAL-WH | 0 | 16098392 | DE |  | 2022-09-01 08:38 |  | Infusion Pumps; General-Purpose (LVP) | 110978 | 8100 ALARIS PUMP | ALARIS MEDICAL SYSTEMS INC SUB CARDINAL HEALTH IN | 1681.56 | Purchased
CHRISTIANA |  | HOSPITAL-WH | 0 | 16098425 | DE |  | 2022-09-01 08:38 |  | Infusion Pumps; General-Purpose (LVP) | 110979 | 8100 ALARIS PUMP | ALARIS MEDICAL SYSTEMS INC SUB CARDINAL HEALTH IN | 1681.56 | Purchased
CHRISTIANA |  | HOSPITAL-WH | 0 | 16098281 | DE |  | 2022-09-01 08:38 |  | Infusion Pumps; General-Purpose (LVP) | 110980 | 8100 ALARIS PUMP | ALARIS MEDICAL SYSTEMS INC SUB CARDINAL HEALTH IN | 1681.56 | Purchased
CHRISTIANA |  | HOSPITAL-CH | 0 | 16098268 | DE |  | 2022-09-01 08:38 |  | Infusion Pumps; General-Purpose (LVP) | 110981 | 8100 ALARIS PUMP | ALARIS MEDICAL SYSTEMS INC SUB CARDINAL HEALTH IN | 1681.56 | Purchased
CHRISTIANA |  | HOSPITAL-CH | 0 | 16098375 | DE |  | 2022-09-01 08:38 |  | Infusion Pumps; General-Purpose (LVP) | 110982 | 8100 ALARIS PUMP | ALARIS MEDICAL SYSTEMS INC SUB CARDINAL HEALTH IN | 1681.56 | Purchased
CHRISTIANA |  | HOSPITAL-CH | 0 | 16098377 | DE |  | 2022-09-01 08:38 |  | Infusion Pumps; General-Purpose (LVP) | 110983 | 8100 ALARIS PUMP | ALARIS MEDICAL SYSTEMS INC SUB CARDINAL HEALTH IN | 1681.56 | Purchased
CHRISTIANA |  | HOSPITAL-WH | 0 | 16098397 | DE |  | 2022-09-01 08:38 |  | Infusion Pumps; General-Purpose (LVP) | 110984 | 8100 ALARIS PUMP | ALARIS MEDICAL SYSTEMS INC SUB CARDINAL HEALTH IN | 1681.56 | Purchased
CHRISTIANA |  | HOSPITAL-WH | 0 | 16098289 | DE |  | 2022-09-01 08:38 |  | Infusion Pumps; General-Purpose (LVP) | 110985 | 8100 ALARIS PUMP | ALARIS MEDICAL SYSTEMS INC SUB CARDINAL HEALTH IN | 1681.56 | Purchased
CHRISTIANA |  | HOSPITAL-CH | 0 | 16098390 | DE |  | 2022-09-01 08:38 |  | Infusion Pumps; General-Purpose (LVP) | 110986 | 8100 ALARIS PUMP | ALARIS MEDICAL SYSTEMS INC SUB CARDINAL HEALTH IN | 1681.56 | Purchased
CHRISTIANA |  | HOSPITAL-CH | 0 | 16098283 | DE |  | 2022-09-01 08:38 |  | Infusion Pumps; General-Purpose (LVP) | 110987 | 8100 ALARIS PUMP | ALARIS MEDICAL SYSTEMS INC SUB CARDINAL HEALTH IN | 1681.56 | Purchased
CHRISTIANA |  | HOSPITAL-CH | 0 | 16098414 | DE |  | 2022-09-01 08:38 |  | Infusion Pumps; General-Purpose (LVP) | 110988 | 8100 ALARIS PUMP | ALARIS MEDICAL SYSTEMS INC SUB CARDINAL HEALTH IN | 1681.56 | Purchased
CHRISTIANA |  | HOSPITAL-CH | 0 | 111301251 | DE |  | 2022-09-01 14:05 |  | Temperature Monitors | 110827 | 4378 digital stem thermometer | Control Company | 27.83 | Purchased
CHRISTIANA |  | HOSPITAL-WH | 0 | 16110233 | DE |  | 2022-09-06 19:00 |  | Infusion Pumps; General-Purpose (PCU) | 108147 | 8015 ALARIS PC | ALARIS MEDICAL SYSTEMS INC SUB CARDINAL HEALTH INC | 2533.68 | Purchased
CHRISTIANA |  | HOSPITAL-WH | 0 | 16110215 | DE |  | 2022-09-06 19:00 |  | Infusion Pumps; General-Purpose (PCU) | 108155 | 8015 ALARIS PC | ALARIS MEDICAL SYSTEMS INC SUB CARDINAL HEALTH INC | 2533.68 | Purchased
CHRISTIANA |  | HOSPITAL-WH | 0 | 16114060 | DE |  | 2022-09-06 19:00 |  | Infusion Pumps; General-Purpose (PCU) | 108200 | 8015 ALARIS PC | ALARIS MEDICAL SYSTEMS INC SUB CARDINAL HEALTH INC | 2533.68 | Purchased
CHRISTIANA |  | HOSPITAL-WH | 0 | 16110171 | DE |  | 2022-09-06 19:00 |  | Infusion Pumps; General-Purpose (PCU) | 108198 | 8015 ALARIS PC | ALARIS MEDICAL SYSTEMS INC SUB CARDINAL HEALTH INC | 2533.68 | Purchased
CHRISTIANA |  | HOSPITAL-WH | 0 | 16110188 | DE |  | 2022-09-06 19:00 |  | Infusion Pumps; General-Purpose (PCU) | 108145 | 8015 ALARIS PC | ALARIS MEDICAL SYSTEMS INC SUB CARDINAL HEALTH INC | 2533.68 | Purchased
CHRISTIANA |  | HOSPITAL-WH | 0 | 16110131 | DE |  | 2022-09-06 19:00 |  | Infusion Pumps; General-Purpose (PCU) | 108143 | 8015 ALARIS PC | ALARIS MEDICAL SYSTEMS INC SUB CARDINAL HEALTH INC | 2533.68 | Purchased
CHRISTIANA |  | HOSPITAL-WH | 0 | 16114062 | DE |  | 2022-09-06 19:00 |  | Infusion Pumps; General-Purpose (PCU) | 108148 | 8015 ALARIS PC | ALARIS MEDICAL SYSTEMS INC SUB CARDINAL HEALTH INC | 2533.68 | Purchased
CHRISTIANA |  | HOSPITAL-WH | 0 | 16110136 | DE |  | 2022-09-06 19:00 |  | Infusion Pumps; General-Purpose (PCU) | 108130 | 8015 ALARIS PC | ALARIS MEDICAL SYSTEMS INC SUB CARDINAL HEALTH INC | 2533.68 | Purchased
CHRISTIANA |  | HOSPITAL-WH | 0 | 16110152 | DE |  | 2022-09-06 19:00 |  | Infusion Pumps; General-Purpose (PCU) | 108146 | 8015 ALARIS PC | ALARIS MEDICAL SYSTEMS INC SUB CARDINAL HEALTH INC | 2533.68 | Purchased
CHRISTIANA |  | HOSPITAL-WH | 0 | 16110153 | DE |  | 2022-09-06 19:00 |  | Infusion Pumps; General-Purpose (PCU) | 108123 | 8015 ALARIS PC | ALARIS MEDICAL SYSTEMS INC SUB CARDINAL HEALTH INC | 2533.68 | Purchased
CHRISTIANA |  | HOSPITAL-WH | 0 | 16110216 | DE |  | 2022-09-06 19:00 |  | Infusion Pumps; General-Purpose (PCU) | 108125 | 8015 ALARIS PC | ALARIS MEDICAL SYSTEMS INC SUB CARDINAL HEALTH INC | 2533.68 | Purchased
CHRISTIANA |  | HOSPITAL-WH | 0 | 16110125 | DE |  | 2022-09-06 19:00 |  | Infusion Pumps; General-Purpose (PCU) | 108126 | 8015 ALARIS PC | ALARIS MEDICAL SYSTEMS INC SUB CARDINAL HEALTH INC | 2533.68 | Purchased
CHRISTIANA |  | HOSPITAL-CH | 0 | 16110229 | DE |  | 2022-09-01 08:38 |  | Infusion Pumps; General-Purpose (PCU) | 108152 | 8015 ALARIS PC | ALARIS MEDICAL SYSTEMS INC SUB CARDINAL HEALTH IN | 1681.56 | Purchased
CHRISTIANA |  | HOSPITAL-CH | 0 | 16110155 | DE |  | 2022-09-01 08:38 |  | Infusion Pumps; General-Purpose (PCU) | 108139 | 8015 ALARIS PC | ALARIS MEDICAL SYSTEMS INC SUB CARDINAL HEALTH INC | 1681.56 | Purchased
CHRISTIANA |  | HOSPITAL-WH | 0 | 16110256 | DE |  | 2022-09-06 19:00 |  | Infusion Pumps; General-Purpose (PCU) | 108199 | 8015 ALARIS PC | ALARIS MEDICAL SYSTEMS INC SUB CARDINAL HEALTH INC | 2533.68 | Purchased
CHRISTIANA |  | HOSPITAL-WH | 0 | 16110180 | DE |  | 2022-09-06 19:00 |  | Infusion Pumps; General-Purpose (PCU) | 108124 | 8015 ALARIS PC | ALARIS MEDICAL SYSTEMS INC SUB CARDINAL HEALTH INC | 2533.68 | Purchased
CHRISTIANA |  | HOSPITAL-WH | 0 | 16110212 | DE |  | 2022-09-06 19:00 |  | Infusion Pumps; General-Purpose (PCU) | 108119 | 8015 ALARIS PC | ALARIS MEDICAL SYSTEMS INC SUB CARDINAL HEALTH INC | 2533.68 | Purchased
CHRISTIANA |  | HOSPITAL-CH | 0 | 16110214 | DE |  | 2022-09-01 08:38 |  | Infusion Pumps; General-Purpose (PCU) | 108140 | 8015 ALARIS PC | ALARIS MEDICAL SYSTEMS INC SUB CARDINAL HEALTH INC | 1681.56 | Purchased
CHRISTIANA |  | HOSPITAL-WH | 0 | 16110230 | DE |  | 2022-09-06 19:00 |  | Infusion Pumps; General-Purpose (PCU) | 108154 | 8015 ALARIS PC | ALARIS MEDICAL SYSTEMS INC SUB CARDINAL HEALTH INC | 2533.68 | Purchased
CHRISTIANA |  | HOSPITAL-WH | 0 | 16110189 | DE |  | 2022-09-06 19:00 |  | Infusion Pumps; General-Purpose (PCU) | 108192 | 8015 ALARIS PC | ALARIS MEDICAL SYSTEMS INC SUB CARDINAL HEALTH INC | 2533.68 | Purchased
CHRISTIANA |  | HOSPITAL-CH | 0 | 16110200 | DE |  | 2022-09-06 19:00 |  | Infusion Pumps; General-Purpose (PCU) | 108131 | 8015 ALARIS PC | ALARIS MEDICAL SYSTEMS INC SUB CARDINAL HEALTH INC | 2533.68 | Purchased
CHRISTIANA |  | HOSPITAL-CH | 0 | 16110146 | DE |  | 2022-09-06 19:00 |  | Infusion Pumps; General-Purpose (PCU) | 108118 | 8015 ALARIS PC | ALARIS MEDICAL SYSTEMS INC SUB CARDINAL HEALTH INC | 2533.68 | Purchased
CHRISTIANA |  | HOSPITAL-CH | 0 | 16110220 | DE |  | 2022-09-06 19:00 |  | Infusion Pumps; General-Purpose (PCU) | 108127 | 8015 ALARIS PC | ALARIS MEDICAL SYSTEMS INC SUB CARDINAL HEALTH INC | 2533.68 | Purchased
CHRISTIANA |  | HOSPITAL-CH | 0 | 16110203 | DE |  | 2022-09-06 19:00 |  | Infusion Pumps; General-Purpose (PCU) | 108129 | 8015 ALARIS PC | ALARIS MEDICAL SYSTEMS INC SUB CARDINAL HEALTH INC | 2533.68 | Purchased
CHRISTIANA |  | HOSPITAL-CH | 0 | 16114058 | DE |  | 2022-09-06 19:00 |  | Infusion Pumps; General-Purpose (PCU) | 108153 | 8015 ALARIS PC | ALARIS MEDICAL SYSTEMS INC SUB CARDINAL HEALTH INC | 2533.68 | Purchased
CHRISTIANA |  | HOSPITAL-CH | 0 | 16110151 | DE |  | 2022-09-06 19:00 |  | Infusion Pumps; General-Purpose (PCU) | 108138 | 8015 ALARIS PC | ALARIS MEDICAL SYSTEMS INC SUB CARDINAL HEALTH INC | 2533.68 | Purchased
CHRISTIANA |  | HOSPITAL-CH | 0 | 40984193 | DE |  | 2022-09-07 15:03 |  | Defibrillators; External; Automated | 61511 | LIFEPAK CR PLUS - 80403-000148 LIFEPAK CR PLUS | PHYSIO-CONTROL CORP | 806.25 | Purchased
CHRISTIANA |  | HOSPITAL-CH | 0 | 39978655 | DE |  | 2022-09-07 15:03 |  | Defibrillators; External; Automated | 61530 | LIFEPAK CR PLUS - 80403-000148 LIFEPAK CR PLUS | PHYSIO-CONTROL CORP | 806.25 | Purchased
CHRISTIANA |  | HOSPITAL-CH | 0 | 16110141 | DE |  | 2022-09-06 19:00 |  | Infusion Pumps; General-Purpose (PCU) | 108137 | 8015 ALARIS PC | ALARIS MEDICAL SYSTEMS INC SUB CARDINAL HEALTH INC | 2533.68 | Purchased
CHRISTIANA |  | HOSPITAL-CH | 0 | 16110273 | DE |  | 2022-09-06 19:00 |  | Infusion Pumps; General-Purpose (PCU) | 108151 | 8015 ALARIS PC | ALARIS MEDICAL SYSTEMS INC SUB CARDINAL HEALTH INC | 2533.68 | Purchased
CHRISTIANA |  | HOSPITAL-CH | 0 | 16110126 | DE |  | 2022-09-06 19:00 |  | Infusion Pumps; General-Purpose (PCU) | 108121 | 8015 ALARIS PC | ALARIS MEDICAL SYSTEMS INC SUB CARDINAL HEALTH INC | 2533.68 | Purchased
CHRISTIANA |  | HOSPITAL-CH | 0 | 16110137 | DE |  | 2022-09-06 19:00 |  | Infusion Pumps; General-Purpose (PCU) | 108195 | 8015 ALARIS PC | ALARIS MEDICAL SYSTEMS INC SUB CARDINAL HEALTH INC | 2533.68 | Purchased
CHRISTIANA |  | HOSPITAL-CH | 0 | 16110205 | DE |  | 2022-09-06 19:00 |  | Infusion Pumps; General-Purpose (PCU) | 108196 | 8015 ALARIS PC | ALARIS MEDICAL SYSTEMS INC SUB CARDINAL HEALTH INC | 2533.68 | Purchased
CHRISTIANA |  | HOSPITAL-CH | 0 | 16110272 | DE |  | 2022-09-06 19:00 |  | Infusion Pumps; General-Purpose (PCU) | 108136 | 8015 ALARIS PC | ALARIS MEDICAL SYSTEMS INC SUB CARDINAL HEALTH INC | 2533.68 | Purchased
CHRISTIANA |  | HOSPITAL-CH | 0 | 16110184 | DE |  | 2022-09-06 19:00 |  | Infusion Pumps; General-Purpose (PCU) | 108149 | 8015 ALARIS PC | ALARIS MEDICAL SYSTEMS INC SUB CARDINAL HEALTH INC | 2533.68 | Purchased
CHRISTIANA |  | HOSPITAL-CH | 0 | 16110199 | DE |  | 2022-09-06 19:00 |  | Infusion Pumps; General-Purpose (PCU) | 108122 | 8015 ALARIS PC | ALARIS MEDICAL SYSTEMS INC SUB CARDINAL HEALTH INC | 2533.68 | Purchased
CHRISTIANA |  | HOSPITAL-CH | 0 | 16110196 | DE |  | 2022-09-06 19:00 |  | Infusion Pumps; General-Purpose (PCU) | 108150 | 8015 ALARIS PC | ALARIS MEDICAL SYSTEMS INC SUB CARDINAL HEALTH INC | 2533.68 | Purchased
CHRISTIANA |  | HOSPITAL-CH | 0 | 16109835 | DE |  | 2022-09-06 19:00 |  | Infusion Pumps; General-Purpose (PCU) | 108142 | 8015 ALARIS PC | ALARIS MEDICAL SYSTEMS INC SUB CARDINAL HEALTH INC | 2533.68 | Purchased
CHRISTIANA |  | HOSPITAL-CH | 0 | 16110149 | DE |  | 2022-09-06 19:00 |  | Infusion Pumps; General-Purpose (PCU) | 108141 | 8015 ALARIS PC | ALARIS MEDICAL SYSTEMS INC SUB CARDINAL HEALTH INC | 2533.68 | Purchased
CHRISTIANA |  | HOSPITAL-CH | 0 | 16110241 | DE |  | 2022-09-06 19:00 |  | Infusion Pumps; General-Purpose (PCU) | 108134 | 8015 ALARIS PC | ALARIS MEDICAL SYSTEMS INC SUB CARDINAL HEALTH INC | 2533.68 | Purchased
CHRISTIANA |  | HOSPITAL-CH | 0 | 16110219 | DE |  | 2022-09-06 19:00 |  | Infusion Pumps; General-Purpose (PCU) | 108197 | 8015 ALARIS PC | ALARIS MEDICAL SYSTEMS INC SUB CARDINAL HEALTH INC | 2533.68 | Purchased
CHRISTIANA |  | HOSPITAL-CH | 0 | 16110127 | DE |  | 2022-09-06 19:00 |  | Infusion Pumps; General-Purpose (PCU) | 108191 | 8015 ALARIS PC | ALARIS MEDICAL SYSTEMS INC SUB CARDINAL HEALTH INC | 2533.68 | Purchased
CHRISTIANA |  | HOSPITAL-CH | 0 | 16109924 | DE |  | 2022-09-06 19:00 |  | Infusion Pumps; General-Purpose (PCU) | 108144 | 8015 ALARIS PC | ALARIS MEDICAL SYSTEMS INC SUB CARDINAL HEALTH INC | 2533.68 | Purchased
CHRISTIANA |  | HOSPITAL-CH | 0 | 16110179 | DE |  | 2022-09-06 19:00 |  | Infusion Pumps; General-Purpose (PCU) | 108120 | 8015 ALARIS PC | ALARIS MEDICAL SYSTEMS INC SUB CARDINAL HEALTH INC | 2533.68 | Purchased
CHRISTIANA |  | HOSPITAL-CH | 0 | 16110239 | DE |  | 2022-09-06 19:00 |  | Infusion Pumps; General-Purpose (PCU) | 108128 | 8015 ALARIS PC | ALARIS MEDICAL SYSTEMS INC SUB CARDINAL HEALTH INC | 2533.68 | Purchased
CHRISTIANA |  | HCCC | 0 | 16110253 | DE |  | 2022-09-06 19:00 |  | Infusion Pumps; General-Purpose (PCU) | 108190 | 8015 ALARIS PC | ALARIS MEDICAL SYSTEMS INC SUB CARDINAL HEALTH INC | 2533.68 | Purchased
CHRISTIANA |  | HOSPITAL-WH | 0 | 16110186 | DE |  | 2022-09-06 19:00 |  | Infusion Pumps; General-Purpose (PCU) | 108133 | 8015 ALARIS PC | ALARIS MEDICAL SYSTEMS INC SUB CARDINAL HEALTH INC | 2533.68 | Purchased
CHRISTIANA |  | HOSPITAL-CH | 0 | 16110150 | DE |  | 2022-09-06 19:00 |  | Infusion Pumps; General-Purpose (PCU) | 108132 | 8015 ALARIS PC | ALARIS MEDICAL SYSTEMS INC SUB CARDINAL HEALTH INC | 2533.68 | Purchased
CHRISTIANA |  | HOSPITAL-CH | 0 | 16110236 | DE |  | 2022-09-06 19:00 |  | Infusion Pumps; General-Purpose (PCU) | 108189 | 8015 ALARIS PC | ALARIS MEDICAL SYSTEMS INC SUB CARDINAL HEALTH INC | 2533.68 | Purchased
CHRISTIANA |  | HOSPITAL-CH | 0 | 16110255 | DE |  | 2022-09-06 19:00 |  | Infusion Pumps; General-Purpose (PCU) | 108135 | 8015 ALARIS PC | ALARIS MEDICAL SYSTEMS INC SUB CARDINAL HEALTH INC | 2533.68 | Purchased
CHRISTIANA |  | HOSPITAL-CH | 0 | 16110187 | DE |  | 2022-09-06 19:00 |  | Infusion Pumps; General-Purpose (PCU) | 108193 | 8015 ALARIS PC | ALARIS MEDICAL SYSTEMS INC SUB CARDINAL HEALTH INC | 2533.68 | Purchased
CHRISTIANA |  | HOSPITAL-CH | 0 | 16110183 | DE |  | 2022-09-06 19:00 |  | Infusion Pumps; General-Purpose (PCU) | 108194 | 8015 ALARIS PC | ALARIS MEDICAL SYSTEMS INC SUB CARDINAL HEALTH INC | 2533.68 | Purchased
CHRISTIANA |  | HOSPITAL-CH | 0 | 521359 | DE |  | 2022-09-09 19:00 |  | Electrosurgical Units; Bipolar | 61540 | GYRUS ACMI PK Generator G400 | GYRUS ACMI | 25000 | Purchased
CHRISTIANA |  | HOSPITAL-CH | 0 | 321591 | DE |  | 2022-09-09 19:00 |  | Electrosurgical Units; Bipolar | 61539 | GYRUS ACMI PK Generator G400 | GYRUS ACMI | 25000 | Purchased
CHRISTIANA |  | HOSPITAL-CH | 0 | 12378124996 | DE |  | 2022-09-09 10:52 |  | EEG Breakout Box | 108209 | Connex Brain Monitor | Natus Neurology Inc | 15000 | Purchased
CHRISTIANA |  | HOSPITAL-CH | 0 | 12378124989 | DE |  | 2022-09-09 10:52 |  | EEG Breakout Box | 108210 | Connex Brain Monitor | Natus Neurology Inc | 15000 | Purchased
CHRISTIANA |  | HOSPITAL-CH | 0 | 12378124991 | DE |  | 2022-09-09 10:52 |  | EEG Breakout Box | 108211 | Connex Brain Monitor | Natus Neurology Inc | 15000 | Purchased
CHRISTIANA |  | HOSPITAL-CH | 0 | 12378124910 | DE |  | 2022-09-09 10:52 |  | EEG Breakout Box | 108207 | Connex Brain Monitor | Natus Neurology Inc | 15000 | Purchased
CHRISTIANA |  | HOSPITAL-CH | 0 | 12378124731 | DE |  | 2022-09-09 10:52 |  | EEG Breakout Box | 108212 | Connex Brain Monitor | Natus Neurology Inc | 15000 | Purchased
CHRISTIANA |  | HOSPITAL-CH | 0 | 12378124229 | DE |  | 2022-09-09 10:52 |  | EEG Breakout Box | 108204 | Connex Brain Monitor | Natus Neurology Inc | 15000 | Purchased
CHRISTIANA |  | HOSPITAL-CH | 0 | 12378114190 | DE |  | 2022-09-09 10:52 |  | EEG Breakout Box | 108215 | Connex Brain Monitor | Natus Neurology Inc | 15000 | Purchased
CHRISTIANA |  | HOSPITAL-CH | 0 | 12378124317 | DE |  | 2022-09-09 10:52 |  | EEG Breakout Box | 108227 | Connex Brain Monitor | Natus Neurology Inc | 15000 | Purchased
CHRISTIANA |  | HOSPITAL-CH | 0 | NONE | DE |  | 2022-09-09 10:52 |  | EEG Breakout Box | 108226 | Connex Brain Monitor | Natus Neurology Inc | 15000 | Purchased
CHRISTIANA |  | HOSPITAL-CH | 0 | 12378104142 | DE |  | 2022-09-09 10:52 |  | EEG Breakout Box | 108225 | Connex Brain Monitor | Natus Neurology Inc | 15000 | Purchased
CHRISTIANA |  | HOSPITAL-CH | 0 | NONE | DE |  | 2022-09-09 10:52 |  | EEG Breakout Box | 108224 | Connex Brain Monitor | Natus Neurology Inc | 15000 | Purchased
CHRISTIANA |  | HOSPITAL-CH | 0 | NONE | DE |  | 2022-09-09 10:52 |  | EEG Breakout Box | 108223 | Connex Brain Monitor | Natus Neurology Inc | 15000 | Purchased
CHRISTIANA |  | HOSPITAL-CH | 0 | WILM1 | DE |  | 2022-09-09 10:52 |  | EEG Breakout Box | 108221 | Connex Brain Monitor | Natus Neurology Inc | 15000 | Purchased
CHRISTIANA |  | HOSPITAL-CH | 0 | MBP2210049 | DE |  | 2022-09-14 14:00 |  | Oximeters; Pulse | 61554 | PM10N PORTABLE PULSE OXIMETER | NELLCOR PURITAN BENNETT INC | 595 | Purchased
CHRISTIANA |  | HOSPITAL-CC | 0 | 2004CE0566 | MD |  | 2022-09-16 12:22 |  | Insufflators; Endoscopic | 106696 | PneumoClear | Stryker Corp | 6632 | Purchased
CHRISTIANA |  | HOSPITAL-CC | 0 | 1909CE0730 | MD |  | 2022-09-16 13:47 |  | Insufflators; Endoscopic | 106698 | PneumoClear | Stryker Corp | 6632 | Purchased
CHRISTIANA |  | HOSPITAL-CC | 0 | 1905CE0819 | MD |  | 2022-09-16 13:51 |  | Insufflators; Endoscopic | 106697 | PneumoClear | Stryker Corp | 6632 | Purchased
CHRISTIANA |  | HOSPITAL-CH | 0 | 561312A382 | DE |  | 2015-10-31 20:00 |  | Physiologic Monitor Modules; Pulse Oximetry | 100902 | 10076644 PHYSIOLOGIC MODULES; PULSE OX | Covidien Auto Suture Div Covidien | 425 | Purchased
CHRISTIANA |  | HOSPITAL-CH | 0 | 561310A604 | DE |  | 2015-10-31 20:00 |  | Physiologic Monitor Modules; Pulse Oximetry | 100897 | 10076644 PHYSIOLOGIC MODULES; PULSE OX | Covidien Auto Suture Div Covidien | 425 | Purchased
CHRISTIANA |  | HOSPITAL-CH | 0 | 561310A634 | DE |  | 2015-10-31 20:00 |  | Physiologic Monitor Modules; Pulse Oximetry | 100882 | 10076644 PHYSIOLOGIC MODULES; PULSE OX | Covidien Auto Suture Div Covidien | 425 | Purchased
CHRISTIANA |  | HOSPITAL-CH | 0 | 561310A820 | DE |  | 2015-10-31 20:00 |  | Physiologic Monitor Modules; Pulse Oximetry | 100868 | 10076644 PHYSIOLOGIC MODULES; PULSE OX | Covidien Auto Suture Div Covidien | 425 | Purchased
CHRISTIANA |  | HOSPITAL-CH | 0 | 561313A675 | DE |  | 2015-10-31 20:00 |  | Physiologic Monitor Modules; Pulse Oximetry | 100905 | 10076644 PHYSIOLOGIC MODULES; PULSE OX | Covidien Auto Suture Div Covidien | 425 | Purchased
CHRISTIANA |  | HOSPITAL-CH | 0 | 561313A590 | DE |  | 2015-10-31 20:00 |  | Physiologic Monitor Modules; Pulse Oximetry | 100896 | 10076644 PHYSIOLOGIC MODULES; PULSE OX | Covidien Auto Suture Div Covidien | 425 | Purchased
CHRISTIANA |  | HOSPITAL-CH | 0 | 561311A069 | DE |  | 2015-10-31 20:00 |  | Physiologic Monitor Modules; Pulse Oximetry | 100844 | 10076644 PHYSIOLOGIC MODULES; PULSE OX | Covidien Auto Suture Div Covidien | 425 | Purchased
CHRISTIANA |  | HOSPITAL-CH | 0 | 561311A040 | DE |  | 2015-10-31 20:00 |  | Physiologic Monitor Modules; Pulse Oximetry | 100898 | 10076644 PHYSIOLOGIC MODULES; PULSE OX | Covidien Auto Suture Div Covidien | 425 | Purchased
CHRISTIANA |  | HOSPITAL-CH | 0 | 15139985 | DE |  | 2018-06-11 20:00 |  | Infusion Pumps; General-Purpose (PCU) | 108235 | 8015 ALARIS PC | ALARIS MEDICAL SYSTEMS INC SUB CARDINAL HEALTH INC | 2416 | Purchased
CHRISTIANA |  | HOSPITAL-CC | 0 | 325165 | MD |  | 2022-09-27 14:48 |  | Analyzers; Laboratory; Hematology; Blood Grouping | 106587 | HEMATEK 3000 | SIEMENS HEALTH SYSTEMS | 11864.29 | Purchased
CHRISTIANA |  | HOSPITAL-CH | 0 | CH207935C5 | DE |  | 2022-09-28 09:39 |  | Balloon Pump; Intra-Aortic | T0448 | CARDIOSAVE IABP Hybrid | MAQUET Medical Systems USA | 57400 | Loaned
CHRISTIANA |  | HOSPITAL-CH | 0 | 223573838 | DE |  | 2022-10-05 11:03 |  | Thermometers; Electronic | 61419 | 692 | CARDINAL | 275.01 | Purchased
CHRISTIANA |  | HOSPITAL-CH | 0 | HD-12003415 | DE |  | 2022-10-12 10:19 |  | Sphygmomanometers; Electronic; Automatic | 61698 | Accutorr 3 | Mindray DS USA Inc. | 1160.32 | Purchased
CHRISTIANA |  | HOSPITAL-WH | 0 | 471663-5010 | DE |  | 2022-10-19 21:15 |  | Carts; Computer/Video Monitor | 109596 | Hi-Care Nursing Documentation Cart | Howard Medical | 6589 | Purchased
CHRISTIANA |  | HOSPITAL-CC | 0 | 2UA22709VJ | MD |  | 2022-11-08 13:21 |  | Data Management Systems; ECG | 106703 | M3155B | PHILIPS MEDICAL SYSTEMS CARDIAC & MONITORING SYSTEMS DIV | 25000 | Purchased
CHRISTIANA |  | HOSPITAL-CH | 0 | ACM7003627 | DE |  | 2022-11-01 09:58 |  | Monitors; Physiologic | 108445 | PM7100 INVOS | MEDTRONIC INC CARDIOVASCULAR SECTOR | 7100 | Purchased
CHRISTIANA |  | HOSPITAL-CH | 0 | ACM7003770 | DE |  | 2022-11-01 09:58 |  | Monitors; Physiologic | 108446 | PM7100 INVOS | MEDTRONIC INC CARDIOVASCULAR SECTOR | 7100 | Purchased
CHRISTIANA |  | HOSPITAL-CH | 0 | ACM7003625 | DE |  | 2022-11-01 09:58 |  | Monitors; Physiologic | 108447 | PM7100 INVOS | MEDTRONIC INC CARDIOVASCULAR SECTOR | 7100 | Purchased
CHRISTIANA |  | HOSPITAL-CH | 0 | ACM7003769 | DE |  | 2022-11-01 09:58 |  | MONITORING SYSTEMS; PHYSIOLOGIC | 108449 | PM7100 INVOS | MEDTRONIC INC CARDIOVASCULAR SECTOR | 7100 | Purchased
CHRISTIANA |  | HOSPITAL-CH | 0 | ACM7003626 | DE |  | 2022-11-01 09:58 |  | MONITORING SYSTEMS; PHYSIOLOGIC | 108450 | PM7100 INVOS | MEDTRONIC INC CARDIOVASCULAR SECTOR | 7100 | Purchased
CHRISTIANA |  | HOSPITAL-CH | 0 | 6032241004 | DE |  | 2022-11-01 09:58 |  | MONITORING SYSTEMS; PHYSIOLOGIC | 108455 | PMPAMP71 | MEDTRONIC INC CARDIOVASCULAR SECTOR | 950 | Purchased
CHRISTIANA |  | HOSPITAL-CH | 0 | 6032241005 | DE |  | 2022-11-01 09:58 |  | MONITORING SYSTEMS; PHYSIOLOGIC | 108456 | PMPAMP71 | MEDTRONIC INC CARDIOVASCULAR SECTOR | 950 | Purchased
CHRISTIANA |  | HOSPITAL-CH | 0 | 6032241002 | DE |  | 2022-11-01 09:58 |  | MONITORING SYSTEMS; PHYSIOLOGIC | 108457 | PMPAMP71 | MEDTRONIC INC CARDIOVASCULAR SECTOR | 950 | Purchased
CHRISTIANA |  | HOSPITAL-CH | 0 | 6032241003 | DE |  | 2022-11-01 09:58 |  | MONITORING SYSTEMS; PHYSIOLOGIC | 108458 | PMPAMP71 | MEDTRONIC INC CARDIOVASCULAR SECTOR | 950 | Purchased
CHRISTIANA |  | MAP II | 0 | A1213481 | DE |  | 2022-11-04 15:02 |  | Thermometers; Electronic; Infrared; Skin | 61699 | TAT-5000 Temporal Scanner | Exergen Corp | 350 | Purchased
CHRISTIANA |  | HOSPITAL-CH | 0 | AL18053279 | DE |  | 2022-11-08 08:38 |  | Aspirators; Breast | 108472 | Elite Breast Pump | AMEDA/EGNELL MEDICAL INC | 0.01 | Rental
CHRISTIANA |  | HOSPITAL-WH | 0 | 481591-0716 | DE |  | 2022-11-14 10:38 |  | Carts; Computer/Video Monitor | 109550 | HI-CARE E SERIES | Howard Medical | 6589 | Purchased
CHRISTIANA | 2023-07-01 | HOSPITAL-WH | 0 | 50239444 | DE |  | 2022-06-28 06:48 |  | Defibrillator/Pacemakers; External | 108486 | LIFEPAK 15 | PHYSIO-CONTROL CORP | 22093.66 | Purchased
CHRISTIANA |  | HOSPITAL-CC | 0 | 722358 | MD |  | 2022-11-17 07:59 |  | Circulatory Assist Units; Peripheral Compression; Intermittent | 106714 | VP500DM | Compression Therapy Concepts | 179.99 | Purchased
CHRISTIANA |  | HOSPITAL-CH | 0 | 8403205 | DE |  | 2022-11-21 12:06 |  | Detergent Pump | 108368 | ACU-SINQ 2 MDCS-04 | STERIS Corp | 149
CHRISTIANA |  | HOSPITAL-CH | 0 | TPAB408381 | DE |  | 2019-03-29 06:55 |  | Monitors; Monitor; Bedside; Cardiac Output | 108501 | EV1000M | Edwards Lifesciences Corp | 7200 | Purchased
CHRISTIANA |  | HOSPITAL-CH | 0 | 19102983 | DE |  | 2022-11-23 07:48 |  | Thermometers; Electronic | 108504 | 692 | CARDINAL | 517 | Purchased
CHRISTIANA |  | HOSPITAL-CH | 0 | 20410752 | DE |  | 2019-03-29 08:48 |  | Thermometers; Electronic | 108538 | 692 | CARDINAL | 350 | Purchased
CHRISTIANA |  | HOSPITAL-CC | 0 | 3551911 | MD |  | 2022-12-08 12:46 |  | Infusion Pumps; General-Purpose | 105639 | SPECTRUM IQ | BAXTER HEALTHCARE CORP IV SYSTEMS/IV THERAPY | 1395 | Purchased
CHRISTIANA | 2022-12-28 | HOSPITAL-CH | 0 | B3HC56 | DE |  | 2022-12-28 06:22 |  | Probes; Ultrasonic | B3HC56 | X5-1 | Philips | 15000 | Purchased
CHRISTIANA |  | HOSPITAL-CC | 225 | AG8001808 | MD |  | 2023-01-04 14:48 |  | Slit Lamps | 106725 | SL-2G SLIT LAMP | TOPCON INSTRUMENT CORP OF AMERICA | 3500 | Purchased
CHRISTIANA |  | HOSPITAL-CC | 0 | 3307 | MD |  | 2023-01-06 09:01 |  | Data Management Systems; ECG | 106730 | RNS-9703-242 RNS | Nihon Kohden America | 2500 | Purchased
CHRISTIANA |  | HOSPITAL-CC | 0 | 3551824 | MD |  | 2023-01-20 07:37 |  | Infusion Pumps; General-Purpose | 105649 | SPECTRUM IQ | BAXTER HEALTHCARE CORP IV SYSTEMS/IV THERAPY | 1395 | Purchased
CHRISTIANA |  | CH-MRI | 0 | SGS3AA29 | DE |  | 2023-01-24 07:34 |  | TELEMETRY UNITS | SGS3AA29 | Expression MR SPO2 - 989803192771 | Philips Healthcare North America | 1917.2 | Purchased
CHRISTIANA |  | Barclays Bank | 0 | 10083154822 | DE |  | 2023-01-31 13:13 |  | Sphygmomanometers; Electronic; Automatic | 108492 | 75CT MONITOR | WELCH ALLYN PROTOCOL LTD | 2559.41 | Purchased
CHRISTIANA |  | HOSPITAL-CH | 0 | 13133928 | DE |  | 2023-02-16 14:29 |  | Washer/Decontamination Units; Endoscopic Channel Flushing | 111934 | SBP 1000 Scope Buddy Plus | Medivators (Cantel Medical) (now STERIS) | 3995
CHRISTIANA |  | HOSPITAL-CH | 0 | 13133927 | DE |  | 2023-02-16 14:32 |  | Washer/Decontamination Units; Endoscopic Channel Flushing | 111936 | SBP 1000 Scope Buddy Plus | Medivators (Cantel Medical) (now STERIS) | 3995 | Purchased
CHRISTIANA |  | HOSPITAL-CC | 0 | 3549286 | MD |  | 2023-02-20 08:28 |  | Infusion Pumps; General-Purpose | 105677 | SPECTRUM IQ | BAXTER HEALTHCARE CORP IV SYSTEMS/IV THERAPY | 1395 | Purchased
CHRISTIANA |  | HOSPITAL-CH | 0 | B3MWVD | DE |  | 2023-02-16 12:02 |  | Probe; Ultrasonic; Transesophageal Echocardiography | B3MWVD | X8-2T | Philips | 5000 | Purchased
CHRISTIANA |  | HOSPITAL-CH | 0 | mbp1920935 | DE |  | 2023-03-01 08:12 |  | Oximeters; Pulse | 108852 | PM10N PORTABLE PULSE OXIMETER | NELLCOR PURITAN BENNETT INC | 595 | Purchased
CHRISTIANA |  | Newark Primary Care | 0 | E07623-0092 | DE |  | 2023-03-30 10:39 |  | Scales; Patient; Floor | 111842 | APEX-AC SCALE | DETECTO SCALE CO DIV CARDINAL SCALE MFG CO | 1500 | Purchased
CHRISTIANA |  | HOSPITAL-CH | 0 | DE761V9617 | DE |  | 2023-04-06 10:04 |  | MONITORING SYSTEMS; Physiologic; Acute Care | 111974 | MX100 867033 | PHILIPS MEDICAL SYSTEMS CARDIAC & MONITORING SYSTEMS DIV | 7663.5 | Purchased
CHRISTIANA | 2024-04-01 | Harmony Business Park | 0 | E09623-0048 | DE |  | 2023-04-13 06:30 |  | Scales; Patient; Floor | 111977 | APEX-AC SCALE | DETECTO SCALE CO DIV CARDINAL SCALE MFG CO | 900.58 | Purchased
CHRISTIANA |  | HOSPITAL-CH | 0 | 393709 | DE |  | 2023-04-25 20:00 |  | Laryngoscopes | 115106 | MCGRATH MAC VIDEO LARYNGOSCOPE; GENERAL | Covidien Auto Suture Div Covidien | 2500 | Purchased
CHRISTIANA |  | HOSPITAL-CH | 0 | 15518765 | DE |  | 2023-05-01 19:00 |  | Infusion Pumps; General-Purpose (PCU) | 111230 | 8015 ALARIS PC | ALARIS MEDICAL SYSTEMS INC SUB CARDINAL HEALTH INC | 2146 | Purchased
CHRISTIANA |  | HOSPITAL-CH | 0 | 15512504 | DE |  | 2023-05-01 19:00 |  | Infusion Pumps; General-Purpose (PCU) | 111205 | 8015 ALARIS PC | ALARIS MEDICAL SYSTEMS INC SUB CARDINAL HEALTH INC | 2146 | Purchased
CHRISTIANA |  | HOSPITAL-CH | 0 | 15518664 | DE |  | 2023-05-01 19:00 |  | Infusion Pumps; General-Purpose (PCU) | 111207 | 8015 ALARIS PC | ALARIS MEDICAL SYSTEMS INC SUB CARDINAL HEALTH INC | 2146 | Purchased
CHRISTIANA |  | HOSPITAL-CH | 0 | 15518667 | DE |  | 2023-05-01 19:00 |  | Infusion Pumps; General-Purpose (PCU) | 111201 | 8015 ALARIS PC | ALARIS MEDICAL SYSTEMS INC SUB CARDINAL HEALTH INC | 2146 | Purchased
CHRISTIANA |  | HOSPITAL-WH | 0 | 15509695 | DE |  | 2023-05-04 19:00 |  | Infusion Pumps; General-Purpose (LVP) | 111301 | 8100 ALARIS PUMP | ALARIS MEDICAL SYSTEMS INC SUB CARDINAL HEALTH IN | 4000 | Rental
CHRISTIANA |  | HOSPITAL-WH | 0 | 15510610 | DE |  | 2023-05-04 19:00 |  | Infusion Pumps; General-Purpose (LVP) | 111309 | 8100 ALARIS PUMP | ALARIS MEDICAL SYSTEMS INC SUB CARDINAL HEALTH IN | 4000 | Purchased
CHRISTIANA |  | HOSPITAL-WH | 0 | 15513212 | DE |  | 2023-05-04 19:00 |  | Infusion Pumps; General-Purpose (LVP) | 111318 | 8100 ALARIS PUMP | ALARIS MEDICAL SYSTEMS INC SUB CARDINAL HEALTH IN | 4000 | Purchased
CHRISTIANA |  | HOSPITAL-WH | 0 | 15511836 | DE |  | 2023-05-04 19:00 |  | Infusion Pumps; General-Purpose (LVP) | 111277 | 8100 ALARIS PUMP | ALARIS MEDICAL SYSTEMS INC SUB CARDINAL HEALTH IN | 4000 | Purchased
CHRISTIANA |  | HOSPITAL-WH | 0 | 15512828 | DE |  | 2023-05-04 19:00 |  | Infusion Pumps; General-Purpose (LVP) | 111293 | 8100 ALARIS PUMP | ALARIS MEDICAL SYSTEMS INC SUB CARDINAL HEALTH IN | 4000 | Purchased
CHRISTIANA |  | HOSPITAL-WH | 0 | 15512295 | DE |  | 2023-05-04 19:00 |  | Infusion Pumps; General-Purpose (LVP) | 111317 | 8100 ALARIS PUMP | ALARIS MEDICAL SYSTEMS INC SUB CARDINAL HEALTH IN | 4000 | Purchased
CHRISTIANA |  | HOSPITAL-WH | 0 | 15511892 | DE |  | 2023-05-04 19:00 |  | Infusion Pumps; General-Purpose (LVP) | 111312 | 8100 ALARIS PUMP | ALARIS MEDICAL SYSTEMS INC SUB CARDINAL HEALTH IN | 4000 | Purchased
CHRISTIANA |  | HOSPITAL-WH | 0 | 15512719 | DE |  | 2023-05-04 19:00 |  | Infusion Pumps; General-Purpose (LVP) | 111325 | 8100 ALARIS PUMP | ALARIS MEDICAL SYSTEMS INC SUB CARDINAL HEALTH IN | 4000 | Purchased
CHRISTIANA |  | HOSPITAL-WH | 0 | 15511858 | DE |  | 2023-05-04 19:00 |  | Infusion Pumps; General-Purpose (LVP) | 111321 | 8100 ALARIS PUMP | ALARIS MEDICAL SYSTEMS INC SUB CARDINAL HEALTH IN | 4000 | Purchased
CHRISTIANA |  | HOSPITAL-WH | 0 | 15512791 | DE |  | 2023-05-04 19:00 |  | Infusion Pumps; General-Purpose (LVP) | 111276 | 8100 ALARIS PUMP | ALARIS MEDICAL SYSTEMS INC SUB CARDINAL HEALTH IN | 4000 | Purchased
CHRISTIANA |  | HOSPITAL-CH | 0 | 15518714 | DE |  | 2023-05-01 19:00 |  | Infusion Pumps; General-Purpose (PCU) | 111216 | 8015 ALARIS PC | ALARIS MEDICAL SYSTEMS INC SUB CARDINAL HEALTH INC | 2146 | Purchased
CHRISTIANA |  | HOSPITAL-CH | 0 | 15519242 | DE |  | 2023-05-01 19:00 |  | Infusion Pumps; General-Purpose (PCU) | 111204 | 8015 ALARIS PC | ALARIS MEDICAL SYSTEMS INC SUB CARDINAL HEALTH INC | 2146 | Purchased
CHRISTIANA |  | HOSPITAL-WH | 0 | 15509537 | DE |  | 2022-09-01 08:38 |  | Infusion Pumps; General-Purpose (LVP) | 111305 | 8100 ALARIS PUMP | ALARIS MEDICAL SYSTEMS INC SUB CARDINAL HEALTH IN | 1681.56 | Purchased
CHRISTIANA |  | HOSPITAL-WH | 0 | 15512245 | DE |  | 2022-09-01 08:38 |  | Infusion Pumps; General-Purpose (LVP) | 111326 | 8100 ALARIS PUMP | ALARIS MEDICAL SYSTEMS INC SUB CARDINAL HEALTH IN | 1681.56 | Purchased
CHRISTIANA |  | HOSPITAL-WH | 0 | 15511504 | DE |  | 2022-09-01 08:38 |  | Infusion Pumps; General-Purpose (LVP) | 111313 | 8100 ALARIS PUMP | ALARIS MEDICAL SYSTEMS INC SUB CARDINAL HEALTH IN | 1681.56 | Purchased
CHRISTIANA |  | HOSPITAL-WH | 0 | 15512088 | DE |  | 2023-05-04 19:00 |  | Infusion Pumps; General-Purpose (LVP) | 111320 | 8100 ALARIS PUMP | ALARIS MEDICAL SYSTEMS INC SUB CARDINAL HEALTH IN | 4000 | Purchased
CHRISTIANA |  | HOSPITAL-WH | 0 | 15519467 | DE |  | 2022-09-01 08:38 |  | Infusion Pumps; General-Purpose (PCU) | 111234 | 8015 ALARIS PC | ALARIS MEDICAL SYSTEMS INC SUB CARDINAL HEALTH INC | 1681.56 | Purchased
CHRISTIANA |  | HOSPITAL-CH | 0 | 15519486 | DE |  | 2023-05-01 19:00 |  | Infusion Pumps; General-Purpose (PCU) | 111208 | 8015 ALARIS PC | ALARIS MEDICAL SYSTEMS INC SUB CARDINAL HEALTH INC | 2146 | Purchased
CHRISTIANA |  | HOSPITAL-CH | 0 | 14159247 | DE |  | 2023-05-16 10:40 |  | Infusion Pumps; General-Purpose (PCU) | 55668 | 8015 ALARIS PC | ALARIS MEDICAL SYSTEMS INC SUB CARDINAL HEALTH INC | 4550 | Purchased
CHRISTIANA |  | HOSPITAL-WH | 0 | 15512204 | DE |  | 2023-05-04 19:00 |  | Infusion Pumps; General-Purpose (LVP) | 111285 | 8100 ALARIS PUMP | ALARIS MEDICAL SYSTEMS INC SUB CARDINAL HEALTH IN | 4000 | Purchased
CHRISTIANA |  | HOSPITAL-WH | 0 | 15512451 | DE |  | 2023-05-04 19:00 |  | Infusion Pumps; General-Purpose (LVP) | 111327 | 8100 ALARIS PUMP | ALARIS MEDICAL SYSTEMS INC SUB CARDINAL HEALTH IN | 4000 | Purchased
CHRISTIANA |  | HOSPITAL-WH | 0 | 15518438 | DE |  | 2023-05-04 19:00 |  | Infusion Pumps; General-Purpose (LVP) | 111297 | 8100 ALARIS PUMP | ALARIS MEDICAL SYSTEMS INC SUB CARDINAL HEALTH IN | 4000 | Purchased
CHRISTIANA |  | HOSPITAL-WH | 0 | 15510912 | DE |  | 2023-05-04 19:00 |  | Infusion Pumps; General-Purpose (LVP) | 111324 | 8100 ALARIS PUMP | ALARIS MEDICAL SYSTEMS INC SUB CARDINAL HEALTH IN | 4000 | Purchased
CHRISTIANA |  | HOSPITAL-CH | 0 | 15513399 | DE |  | 2023-05-15 19:00 |  | Infusion Pumps; General-Purpose (PCU) | 111206 | 8015 ALARIS PC | ALARIS MEDICAL SYSTEMS INC SUB CARDINAL HEALTH INC | 2146 | Purchased
CHRISTIANA |  | HOSPITAL-CH | 0 | 15512422 | DE |  | 2023-05-15 19:00 |  | Infusion Pumps; General-Purpose (PCU) | 111233 | 8015 ALARIS PC | ALARIS MEDICAL SYSTEMS INC SUB CARDINAL HEALTH INC | 2146 | Purchased
CHRISTIANA |  | HOSPITAL-CH | 0 | 15518521 | DE |  | 2023-05-01 19:00 |  | Infusion Pumps; General-Purpose (PCU) | 111217 | 8015 ALARIS PC | ALARIS MEDICAL SYSTEMS INC SUB CARDINAL HEALTH INC | 2146 | Purchased
CHRISTIANA |  | HOSPITAL-CH | 0 | 15518762 | DE |  | 2023-05-01 19:00 |  | Infusion Pumps; General-Purpose (PCU) | 111215 | 8015 ALARIS PC | ALARIS MEDICAL SYSTEMS INC SUB CARDINAL HEALTH INC | 2146 | Purchased
CHRISTIANA |  | HOSPITAL-CH | 0 | 15518689 | DE |  | 2023-05-01 19:00 |  | Infusion Pumps; General-Purpose (PCU) | 111202 | 8015 ALARIS PC | ALARIS MEDICAL SYSTEMS INC SUB CARDINAL HEALTH INC | 2146 | Purchased
CHRISTIANA |  | HOSPITAL-CH | 0 | 15518605 | DE |  | 2023-05-01 19:00 |  | Infusion Pumps; General-Purpose (PCU) | 111210 | 8015 ALARIS PC | ALARIS MEDICAL SYSTEMS INC SUB CARDINAL HEALTH INC | 2146 | Purchased
CHRISTIANA |  | HOSPITAL-CH | 0 | 15518533 | DE |  | 2023-05-17 19:00 |  | Infusion Pumps; General-Purpose (PCU) | 111213 | 8015 ALARIS PC | ALARIS MEDICAL SYSTEMS INC SUB CARDINAL HEALTH INC | 2146 | Purchased
CHRISTIANA |  | HOSPITAL-CH | 0 | 15513527 | DE |  | 2023-05-17 19:00 |  | Infusion Pumps; General-Purpose (PCU) | 111203 | 8015 ALARIS PC | ALARIS MEDICAL SYSTEMS INC SUB CARDINAL HEALTH INC | 2146 | Purchased
CHRISTIANA |  | HOSPITAL-CH | 0 | 15518683 | DE |  | 2023-05-01 19:00 |  | Infusion Pumps; General-Purpose (PCU) | 111212 | 8015 ALARIS PC | ALARIS MEDICAL SYSTEMS INC SUB CARDINAL HEALTH INC | 2146 | Purchased
CHRISTIANA |  | HOSPITAL-CH | 0 | 15518692 | DE |  | 2023-05-01 19:00 |  | Infusion Pumps; General-Purpose (PCU) | 111220 | 8015 ALARIS PC | ALARIS MEDICAL SYSTEMS INC SUB CARDINAL HEALTH INC | 2146 | Purchased
CHRISTIANA |  | HOSPITAL-CH | 0 | 15518704 | DE |  | 2023-05-01 19:00 |  | Infusion Pumps; General-Purpose (PCU) | 111211 | 8015 ALARIS PC | ALARIS MEDICAL SYSTEMS INC SUB CARDINAL HEALTH INC | 2146 | Purchased
CHRISTIANA |  | HOSPITAL-CH | 0 | 15518738 | DE |  | 2023-05-01 19:00 |  | Infusion Pumps; General-Purpose (PCU) | 111209 | 8015 ALARIS PC | ALARIS MEDICAL SYSTEMS INC SUB CARDINAL HEALTH INC | 2146 | Purchased
CHRISTIANA | 2022-12-10 | HOSPITAL-CH | 0 | P230428029 | DE |  | 2023-05-30 12:50 |  | Pupillometers | 115338 | Pupillometer NPi-300 | NEUROPTICS | 59950 | Purchased
CHRISTIANA | 2023-09-05 | HOSPITAL-CH | 0 | F04TVV | DE |  | 2023-06-06 07:38 |  | Probe; Ultrasonic; Transesophageal Echocardiography | F04TVV | X8-2T | Philips | 5000 | Purchased
CHRISTIANA |  | HOSPITAL-CH | 0 | 15509696 | DE |  | 2014-12-03 19:00 |  | Infusion Pumps; General-Purpose (LVP) | 111281 | 8100 ALARIS PUMP | ALARIS MEDICAL SYSTEMS INC SUB CARDINAL HEALTH IN | 4000 | Purchased
CHRISTIANA |  | PMRI | 0 | 1513214 | DE |  | 2023-07-05 13:57 |  | Exercisers; Muscle Strength | 109678 | JAMAR | SAMMONS PRESTON ROLYAN AN ABILITYONE CO | 428.95 | Purchased
CHRISTIANA |  | MIDDLETOWN ED | 0 | 14024C4X118E | DE |  | 2019-08-19 09:23 |  | Probes; Ultrasonic | 14024C4X118E | C4-1 | ZONARE Medical Systems Inc | 10000 | Purchased
CHRISTIANA |  | HOSPITAL-WH | 0 | 70673 | DE |  | 2023-07-06 14:12 |  | Exercisers; Muscle Strength | 109681 | JAMAR | SAMMONS PRESTON ROLYAN AN ABILITYONE CO | 428.95 | Purchased
CHRISTIANA |  | Smyrna Health & Wellness Center | 0 | none | DE |  | 2023-07-11 09:32 |  | Dynamometer Exercise Systems; Computerized | 115397 | 01165 HANDHELD STRENGTH MEASURE | LAFAYETTE INSTRUMENT CO INC | 1500 | Purchased
CHRISTIANA |  | Smyrna Health & Wellness Center | 0 | 11106135 | DE |  | 2023-07-11 10:27 |  | Exercisers; Muscle Strength | 115315 | JAMAR | SAMMONS PRESTON ROLYAN AN ABILITYONE CO | 428.95 | Purchased
CHRISTIANA |  | HOSPITAL-CH | 0 | 12378124989 | DE |  | 2022-09-09 10:52 |  | EEG Breakout Box | 115317 | Connex Brain Monitor | Natus Neurology Inc | 15000 | Purchased
CHRISTIANA |  | HOSPITAL-CC | 0 | 19165 | MD |  | 2023-07-17 12:38 |  | Radiometers; Phototherapy | 106797 | 53870 NEOBLUE LED PHOTOTHERAPY | Natus Medical Inc | 1000 | Purchased
CHRISTIANA | 2028-07-14 | HOSPITAL-CH | 0 | HP8R34022556 | DE |  | 2023-07-14 13:18 |  | Probes; Ultrasonic | HP8R34022556 | L12-3rcs - FUS7272 | Mindray North America A Mindray Global Co | 6000 | Purchased
CHRISTIANA |  | HOSPITAL-CH | 0 | UnKnown | DE |  | 2023-07-28 10:45 |  | Scales; Patient; Bedside; Sling | 47851 | FG8212F-HD | SCALE-TRONIX INC | 1500
CHRISTIANA |  | WH SURGI | 0 | 13584955 | DE |  | 2023-08-01 08:37 |  | Infusion Pumps; General-Purpose (LVP) | 109690 | 8100 ALARIS PUMP | ALARIS MEDICAL SYSTEMS INC SUB CARDINAL HEALTH IN | 4000 | Purchased
CHRISTIANA |  | WH SURGI | 0 | 13613614 | DE |  | 2023-08-01 08:38 |  | Infusion Pumps; General-Purpose (LVP) | 109691 | 8100 ALARIS PUMP | ALARIS MEDICAL SYSTEMS INC SUB CARDINAL HEALTH IN | 4000 | Purchased
CHRISTIANA |  | WH SURGI | 0 | 15116650 | DE |  | 2023-08-01 08:40 |  | Infusion Pumps; General-Purpose (PCU) | 109692 | 8015 ALARIS PC | ALARIS MEDICAL SYSTEMS INC SUB CARDINAL HEALTH INC | 4550 | Purchased
CHRISTIANA |  | WH SURGI | 0 | 15116715 | DE |  | 2023-08-02 07:28 |  | Infusion Pumps; General-Purpose (PCU) | 109698 | 8015 ALARIS PC | ALARIS MEDICAL SYSTEMS INC SUB CARDINAL HEALTH INC | 4550 | Purchased
CHRISTIANA |  | HOSPITAL-CH | 0 | B542575647 | DE |  | 2023-08-04 07:29 |  | Scales; Clinical; Precision | 115423 | ME1002E scale | METTLER TOLEDO INC | 1772 | Purchased
CHRISTIANA |  | Springside Connor Building | 0 | NONE | DE |  | 2023-08-10 06:39 |  | Exercisers; Muscle Strength | 115467 | Mechanical Pinch Gauge 30lb | Baseline Corporation | 175 | Purchased
CHRISTIANA |  | HOSPITAL-CH | 0 | 343305 | DE |  | 2023-08-10 11:02 |  | Laryngoscopes | 115470 | MCGRATH MAC VIDEO LARYNGOSCOPE; GENERAL | Covidien Auto Suture Div Covidien | 2500 | Purchased
CHRISTIANA |  | HOSPITAL-CC | 0 | C16163404 | MD |  | 2023-08-21 04:02 |  | Pumps; Enteral Feeding | 105625 | EPUMP | KENDALL HEALTHCARE PRODUCTS LP A TYCO HEALTHCARE GROUP CO | 328.57 | Purchased
CHRISTIANA | 2023-11-22 | CANCER CENTER | 0 | B03CZ2 | DE |  | 2023-08-23 08:21 |  | Probes; Ultrasonic | B03CZ2 | L12-5 | Philips Healthcare North America | 10000 | Purchased
CHRISTIANA |  | HOSPITAL-CC | 0 | 3550697 | MD |  | 2023-08-23 15:12 |  | Infusion Pumps; General-Purpose | 105685 | SPECTRUM IQ | BAXTER HEALTHCARE CORP IV SYSTEMS/IV THERAPY | 1395 | Purchased
CHRISTIANA |  | WH SURGI | 0 | 13571261 | DE |  | 2023-08-29 13:51 |  | Infusion Pumps; General-Purpose (LVP) | 109716 | 8100 ALARIS PUMP | ALARIS MEDICAL SYSTEMS INC SUB CARDINAL HEALTH IN | 4000 | Purchased
CHRISTIANA |  | WH SURGI | 0 | 13600948 | DE |  | 2023-08-29 13:53 |  | Infusion Pumps; General-Purpose (LVP) | 109715 | 8100 ALARIS PUMP | ALARIS MEDICAL SYSTEMS INC SUB CARDINAL HEALTH IN | 4000 | Purchased
CHRISTIANA |  | HOSPITAL-CC | 0 | 761659 | MD |  | 2023-09-08 06:27 |  | Circulatory Assist Units; Peripheral Compression; Intermittent | 106817 | VP500DM | Compression Therapy Concepts | 179.99 | Purchased
CHRISTIANA |  | HOSPITAL-CH | 0 | 351565 | DE |  | 2023-09-14 10:22 |  | Laryngoscopes | 114172 | MCGRATH MAC VIDEO LARYNGOSCOPE; GENERAL | Covidien Auto Suture Div Covidien | 2500 | Purchased
CHRISTIANA |  | HOSPITAL-CH | 0 | 124232-005 | DE |  | 2023-09-12 12:32 |  | Radiofrequency Therapy Systems; Tissue Ablation; Cardiac | 115285 | Ablation and Sensing Unit (ASU) ASU2-115 | ATRICURE INC | 50000 | Purchased
CHRISTIANA |  | HOSPITAL-WH | 0 | 427 | DE |  | 2023-09-21 08:45 |  | Tables; Operating; Orthopedic | 111468 | Hana Table 6875 | Mizuho OSI | 70000
CHRISTIANA |  | HOSPITAL-CH | 0 | SPA11225003 | DE |  | 2023-10-10 11:09 |  | Slide Stainers; Cytology/Histology | 115580 | Slide Mate | Epredia | 14071.67 | Purchased
CHRISTIANA |  | HOSPITAL-WH | 0 | 13141032 | DE |  | 2023-10-24 11:10 |  | Washer/Decontamination Units; Endoscopic Channel Flushing | 115696 | SBP 1000 Scope Buddy Plus | Medivators (Cantel Medical) (now STERIS) | 0
CHRISTIANA |  | HOSPITAL-CH | 400 | MD6000.M0260 | DE |  | 2023-10-25 14:21 |  | Scanning Systems; Ultrasonic; Portable | 115705 | Portascan 3D MD-6000 | LABORIE MEDICAL TECHNOLOGIES CORP. | 0 | Purchased
CHRISTIANA |  | HOSPITAL-CC | 0 | 752617 | MD |  | 2023-11-09 07:57 |  | Circulatory Assist Units; Peripheral Compression; Intermittent | 106868 | VP500DM | Compression Therapy Concepts | 179.99 | Purchased
CHRISTIANA |  | HOSPITAL-CC | 0 | 752662 | MD |  | 2023-11-02 09:57 |  | Circulatory Assist Units; Peripheral Compression; Intermittent | 106869 | VP500DM | Compression Therapy Concepts | 179.99 | Purchased
CHRISTIANA |  | CANCER CENTER | 0 | 1049 | DE |  | 2023-11-16 13:08 |  | Microscopes; Light; Laboratory | 115806 | ONE-TEN | AMERICAN OPTICAL CORP | 1820 | Purchased
CHRISTIANA |  | HOSPITAL-CC | 0 | 3545640 | MD |  | 2023-12-12 09:07 |  | Infusion Pumps; General-Purpose | 104991 | SPECTRUM IQ | BAXTER HEALTHCARE CORP IV SYSTEMS/IV THERAPY | 0
CHRISTIANA |  | HOSPITAL-CH | 0 | 3426G06840 | DE |  | 2017-03-09 19:00 |  | Physiologic Monitor Modules; Inspired Oxygen | 70554 | M1021A | PHILIPS MEDICAL SYSTEMS CARDIAC & MONITORING SYSTEMS DIV | 2500 | Purchased
CHRISTIANA |  | HOSPITAL-CH | 400 | MD6000.K0525 | DE |  | 2023-10-25 14:21 |  | Scanning Systems; Ultrasonic; Abdominal | 115919 | Portascan 3D MD-6000 | LABORIE MEDICAL TECHNOLOGIES CORP. | 0 | Purchased
CHRISTIANA |  | HOSPITAL-CC | 0 | 3549705 | MD |  | 2023-12-27 13:06 |  | Infusion Pumps; General-Purpose | 105436 | SPECTRUM IQ | BAXTER HEALTHCARE CORP IV SYSTEMS/IV THERAPY | 0 | Purchased
CHRISTIANA |  | HOSPITAL-CH | 0 | AV23240047 | DE |  | 2023-12-28 14:52 |  | Vein Finders; Infrared Light | 115716 | AV500 Vein Viewing System | AccuVein LLC | 900 | Purchased
CHRISTIANA | 2023-12-22 | HOSPITAL-CH | 0 | F0DLFF | DE |  | 2023-12-22 08:52 |  | Probes; Ultrasonic | F0DLFF | X5-1c probe | Philips | 0 | Purchased
CHRISTIANA | 2023-12-22 | HOSPITAL-CH | 0 | F0DK2L | DE |  | 2023-12-22 09:13 |  | Probe; Ultrasonic; Transesophageal Echocardiography | F0DK2L | X8-2T | Philips | 53691.53 | Purchased
CHRISTIANA |  | HOSPITAL-CH | 0 | B1QZL6 | DE |  | 2024-01-08 14:57 |  | Probes; Ultrasonic | B1QZL6 | C10-3V | Philips Healthcare North America | 0 | Purchased
CHRISTIANA |  | HOSPITAL-CH | 0 | 15518796 | DE |  | 2024-01-09 13:36 |  | Infusion Pumps; General-Purpose (PCU) | 111238 | 8015 ALARIS PC | ALARIS MEDICAL SYSTEMS INC SUB CARDINAL HEALTH INC | 0 | Purchased
CHRISTIANA |  | HOSPITAL-CH | 0 | 15489028 | DE |  | 2024-01-10 13:50 |  | Infusion Pumps; Analgesic; Patient-Controlled | 111340 | 8120 ALARIS PUMP | ALARIS MEDICAL SYSTEMS INC SUB CARDINAL HEALTH INC | 0 | Purchased
CHRISTIANA |  | HOSPITAL-CH | 0 | 15488652 | DE |  | 2024-01-10 13:54 |  | Infusion Pumps; Analgesic; Patient-Controlled | 111341 | 8120 ALARIS PUMP | ALARIS MEDICAL SYSTEMS INC SUB CARDINAL HEALTH INC | 0 | Purchased
CHRISTIANA |  | HOSPITAL-CH | 0 | C910028321 | DE |  | 2024-01-22 20:00 |  | Circulatory Assist Units; Peripheral Compression; Intermittent | 115958 | Hemo-Force Intermittent DVT Pump MDS600INT | Medline Industries; Inc. | 269 | Purchased
CHRISTIANA |  | HOSPITAL-CH | 0 | C910028517 | DE |  | 2024-01-22 20:00 |  | Circulatory Assist Units; Peripheral Compression; Intermittent | 115968 | Hemo-Force Intermittent DVT Pump MDS600INT | Medline Industries; Inc. | 269 | Purchased
CHRISTIANA |  | HOSPITAL-CH | 0 | C920026331 | DE |  | 2024-01-22 20:00 |  | Circulatory Assist Units; Peripheral Compression; Intermittent | 115985 | Hemo-Force Intermittent DVT Pump MDS600INT | Medline Industries; Inc. | 269 | Purchased
CHRISTIANA |  | HOSPITAL-CH | 0 | C920026194 | DE |  | 2024-01-22 20:00 |  | Circulatory Assist Units; Peripheral Compression; Intermittent | 116077 | Hemo-Force Intermittent DVT Pump MDS600INT | Medline Industries; Inc. | 269 | Purchased
CHRISTIANA |  | HOSPITAL-CH | 0 | 522321 | DE |  | 2024-01-30 10:05 |  | Electrosurgical Units; Bipolar | 114185 | PK SuperPulse (744000) | GYRUS ACMI | 25000 | Purchased
CHRISTIANA |  | HOSPITAL-CH | 0 | 1320828 | DE |  | 2024-01-30 10:10 |  | Electrosurgical Units; Bipolar | 114186 | PK SuperPulse (744000) | GYRUS ACMI | 25000 | Loaned
CHRISTIANA |  | MAP I | 0 | C21-402118053-010-001 | DE |  | 2019-12-11 13:29 |  | Oxygen Analyzers | 114192 | TOXGARDII | MSA Safety Sales; LLC | 0 | Purchased
CHRISTIANA |  | HOSPITAL-CH | 0 | AL06070123 | DE |  | 2024-02-20 08:38 |  | Aspirators; Breast | 111961 | Elite Breast Pump | AMEDA/EGNELL MEDICAL INC | 0.01 | Rental
CHRISTIANA |  | HOSPITAL-CH | 0 | 12424401 | DE |  | 2024-03-08 12:45 |  | Infusion Pumps; Analgesic; Patient-Controlled | 109010 | 8120 ALARIS PUMP | ALARIS MEDICAL SYSTEMS INC SUB CARDINAL HEALTH INC | 0 | Purchased
CHRISTIANA |  | HOSPITAL-CC | 0 | C19248989 | MD |  | 2024-03-14 05:29 |  | Pumps; Enteral Feeding | 111088 | EPUMP | KENDALL HEALTHCARE PRODUCTS LP A TYCO HEALTHCARE GROUP CO | 0
CHRISTIANA |  | HOSPITAL-CC | 0 | C1362229 | MD |  | 2024-03-14 05:29 |  | Pumps; Enteral Feeding | 111086 | EPUMP | KENDALL HEALTHCARE PRODUCTS LP A TYCO HEALTHCARE GROUP CO | 0
CHRISTIANA |  | HOSPITAL-CC | 0 | C1055222 | MD |  | 2024-03-14 05:29 |  | Pumps; Enteral Feeding | 111089 | EPUMP | KENDALL HEALTHCARE PRODUCTS LP A TYCO HEALTHCARE GROUP CO | 0
CHRISTIANA |  | HOSPITAL-CC | 0 | C13075053 | MD |  | 2024-03-14 05:29 |  | Pumps; Enteral Feeding | 111085 | EPUMP | KENDALL HEALTHCARE PRODUCTS LP A TYCO HEALTHCARE GROUP CO | 0
CHRISTIANA |  | HOSPITAL-CC | 0 | C18217001 | MD |  | 2024-03-14 05:29 |  | Pumps; Enteral Feeding | 111090 | EPUMP | KENDALL HEALTHCARE PRODUCTS LP A TYCO HEALTHCARE GROUP CO | 0
CHRISTIANA |  | HOSPITAL-CC | 0 | C18216984 | MD |  | 2024-03-14 05:29 |  | Pumps; Enteral Feeding | 111091 | EPUMP | KENDALL HEALTHCARE PRODUCTS LP A TYCO HEALTHCARE GROUP CO | 0
CHRISTIANA |  | HOSPITAL-CC | 0 | C15117878 | MD |  | 2024-03-14 05:29 |  | Pumps; Enteral Feeding | 111087 | EPUMP | KENDALL HEALTHCARE PRODUCTS LP A TYCO HEALTHCARE GROUP CO | 0
CHRISTIANA |  | HOSPITAL-CH | 0 | MD6000.M0112 | DE |  | 2024-03-25 08:59 |  | Scanning Systems; Ultrasonic; Portable | 114208 | Portascan 3D MD-6000 | LABORIE MEDICAL TECHNOLOGIES CORP. | 0
CHRISTIANA |  | HOSPITAL-CH | 0 | SF9F04622A | DE |  | 2024-03-29 20:00 |  | Electrosurgical Units; Monopolar/Bipolar | 111512 | Force FXc Electrosurgical Generator | VALLEYLAB DIV TYCO HEALTHCARE GROUP LP | 0 | Purchased
CHRISTIANA |  | HOSPITAL-CH | 0 | TL200-4727 | DE |  | 2024-04-02 08:42 |  | Electrosurgical Units | 111457 | Aquamantys | Salient Surgical Technologies Inc | 0 | Purchased
CHRISTIANA |  | HOSPITAL-CC | 0 | 3549398 | MD |  | 2024-05-01 08:56 |  | Infusion Pumps; General-Purpose | 105696 | SPECTRUM IQ | BAXTER HEALTHCARE CORP IV SYSTEMS/IV THERAPY | 0 | Purchased
CHRISTIANA |  | WH SURGI | 0 | 16352274 | DE |  | 2024-04-16 13:08 |  | Infusion Pumps; General-Purpose (LVP) | 109688 | 8100 ALARIS PUMP | ALARIS MEDICAL SYSTEMS INC SUB CARDINAL HEALTH IN | 0 | Purchased
CHRISTIANA |  | WH SURGI | 0 | 16350246 | DE |  | 2024-04-16 13:13 |  | Infusion Pumps; General-Purpose (LVP) | 109687 | 8100 ALARIS PUMP | ALARIS MEDICAL SYSTEMS INC SUB CARDINAL HEALTH IN | 0 | Purchased
CHRISTIANA |  | WH SURGI | 0 | 16371936 | DE |  | 2024-04-16 13:14 |  | Infusion Pumps; General-Purpose (LVP) | 109686 | 8100 ALARIS PUMP | ALARIS MEDICAL SYSTEMS INC SUB CARDINAL HEALTH IN | 0 | Purchased
CHRISTIANA |  | HOSPITAL-WH | 0 | 16350708 | DE |  | 2024-04-16 13:15 |  | Infusion Pumps; General-Purpose (LVP) | 109868 | 8100 ALARIS PUMP | ALARIS MEDICAL SYSTEMS INC SUB CARDINAL HEALTH IN | 0 | Purchased
CHRISTIANA |  | WH SURGI | 0 | 16469463 | DE |  | 2024-04-16 13:17 |  | Infusion Pumps; General-Purpose (LVP) | 109731 | 8100 ALARIS PUMP | ALARIS MEDICAL SYSTEMS INC SUB CARDINAL HEALTH IN | 0 | Purchased
CHRISTIANA |  | WH SURGI | 0 | 16469619 | DE |  | 2024-04-16 13:18 |  | Infusion Pumps; General-Purpose (LVP) | 109867 | 8100 ALARIS PUMP | ALARIS MEDICAL SYSTEMS INC SUB CARDINAL HEALTH IN | 0 | Purchased
CHRISTIANA |  | HOSPITAL-CH | 0 | 10388G4791 | DE |  | 2024-05-17 15:18 |  | EEG Breakout Box | 89945 | Connex Brain Monitor | Natus Neurology Inc | 0
CHRISTIANA |  | HOSPITAL-CH | 0 | 10388E3823 | DE |  | 2024-05-07 14:37 |  | EEG Breakout Box | 89943 | Connex Brain Monitor | Natus Neurology Inc | 15000 | Purchased
CHRISTIANA |  | HOSPITAL-CH | 0 | 4Qty233 | DE |  | 2024-05-07 14:39 |  | Electroencephalographs | 89946 | EEG TOWER | XLTEK A Natus Medical Co | 0
CHRISTIANA |  | HCCC | 0 | 15511837 | DE |  | 2017-04-30 20:00 |  | Infusion Pumps; General-Purpose (LVP) | 111245 | 8100 ALARIS PUMP | ALARIS MEDICAL SYSTEMS INC SUB CARDINAL HEALTH IN | 4000 | Purchased
CHRISTIANA |  | HCCC | 0 | 15512403 | DE |  | 2017-04-30 20:00 |  | Infusion Pumps; General-Purpose (LVP) | 111252 | 8100 ALARIS PUMP | ALARIS MEDICAL SYSTEMS INC SUB CARDINAL HEALTH IN | 4000 | Purchased
CHRISTIANA |  | HCCC | 0 | 15512500 | DE |  | 2017-04-30 20:00 |  | Infusion Pumps; General-Purpose (LVP) | 111225 | 8100 ALARIS PUMP | ALARIS MEDICAL SYSTEMS INC SUB CARDINAL HEALTH IN | 4000 | Purchased
CHRISTIANA |  | HCCC | 0 | 15511847 | DE |  | 2017-04-30 20:00 |  | Infusion Pumps; General-Purpose (LVP) | 111268 | 8100 ALARIS PUMP | ALARIS MEDICAL SYSTEMS INC SUB CARDINAL HEALTH IN | 4000 | Purchased
CHRISTIANA |  | HCCC | 0 | 15512713 | DE |  | 2017-04-30 20:00 |  | Infusion Pumps; General-Purpose (LVP) | 111269 | 8100 ALARIS PUMP | ALARIS MEDICAL SYSTEMS INC SUB CARDINAL HEALTH IN | 4000 | Purchased
CHRISTIANA |  | HCCC | 0 | 15512336 | DE |  | 2017-04-30 20:00 |  | Infusion Pumps; General-Purpose (LVP) | 111273 | 8100 ALARIS PUMP | ALARIS MEDICAL SYSTEMS INC SUB CARDINAL HEALTH IN | 4000 | Purchased
CHRISTIANA |  | HCCC | 0 | 15510492 | DE |  | 2017-04-30 20:00 |  | Infusion Pumps; General-Purpose (LVP) | 111244 | 8100 ALARIS PUMP | ALARIS MEDICAL SYSTEMS INC SUB CARDINAL HEALTH IN | 4000 | Purchased
CHRISTIANA |  | HCCC | 0 | 15512716 | DE |  | 2017-04-30 20:00 |  | Infusion Pumps; General-Purpose (LVP) | 111271 | 8100 ALARIS PUMP | ALARIS MEDICAL SYSTEMS INC SUB CARDINAL HEALTH IN | 4000 | Purchased
CHRISTIANA |  | HCCC | 0 | 15512692 | DE |  | 2017-04-30 20:00 |  | Infusion Pumps; General-Purpose (LVP) | 111270 | 8100 ALARIS PUMP | ALARIS MEDICAL SYSTEMS INC SUB CARDINAL HEALTH IN | 4000 | Purchased
CHRISTIANA |  | HCCC | 0 | 15512373 | DE |  | 2017-04-30 20:00 |  | Infusion Pumps; General-Purpose (LVP) | 111243 | 8100 ALARIS PUMP | ALARIS MEDICAL SYSTEMS INC SUB CARDINAL HEALTH IN | 4000 | Purchased
CHRISTIANA |  | HCCC | 0 | 15520845 | DE |  | 2022-09-06 19:00 |  | Infusion Pumps; General-Purpose (PCU) | 111226 | 8015 ALARIS PC | ALARIS MEDICAL SYSTEMS INC SUB CARDINAL HEALTH INC | 2533.68 | Purchased
CHRISTIANA |  | HCCC | 0 | 15513263 | DE |  | 2022-09-06 19:00 |  | Infusion Pumps; General-Purpose (PCU) | 111185 | 8015 ALARIS PC | ALARIS MEDICAL SYSTEMS INC SUB CARDINAL HEALTH INC | 2533.68 | Purchased
CHRISTIANA |  | HCCC | 0 | 15519466 | DE |  | 2022-09-06 19:00 |  | Infusion Pumps; General-Purpose (PCU) | 111242 | 8015 ALARIS PC | ALARIS MEDICAL SYSTEMS INC SUB CARDINAL HEALTH INC | 2533.68 | Purchased
CHRISTIANA |  | HCCC | 0 | 15518661 | DE |  | 2022-09-06 19:00 |  | Infusion Pumps; General-Purpose (PCU) | 111184 | 8015 ALARIS PC | ALARIS MEDICAL SYSTEMS INC SUB CARDINAL HEALTH INC | 2533.68 | Purchased
CHRISTIANA |  | HCCC | 0 | 15519528 | DE |  | 2022-09-06 19:00 |  | Infusion Pumps; General-Purpose (PCU) | 111224 | 8015 ALARIS PC | ALARIS MEDICAL SYSTEMS INC SUB CARDINAL HEALTH INC | 2533.68 | Purchased
CHRISTIANA |  | HCCC | 0 | 15519530 | DE |  | 2022-09-06 19:00 |  | Infusion Pumps; General-Purpose (PCU) | 111241 | 8015 ALARIS PC | ALARIS MEDICAL SYSTEMS INC SUB CARDINAL HEALTH INC | 2533.68 | Purchased
CHRISTIANA |  | HCCC | 0 | 15518983 | DE |  | 2022-09-06 19:00 |  | Infusion Pumps; General-Purpose (PCU) | 111223 | 8015 ALARIS PC | ALARIS MEDICAL SYSTEMS INC SUB CARDINAL HEALTH INC | 2533.68 | Purchased
CHRISTIANA |  | HCCC | 0 | 15518784 | DE |  | 2022-09-06 19:00 |  | Infusion Pumps; General-Purpose (PCU) | 111191 | 8015 ALARIS PC | ALARIS MEDICAL SYSTEMS INC SUB CARDINAL HEALTH INC | 2533.68 | Purchased
CHRISTIANA |  | HCCC | 0 | 15519296 | DE |  | 2022-09-06 19:00 |  | Infusion Pumps; General-Purpose (PCU) | 111198 | 8015 ALARIS PC | ALARIS MEDICAL SYSTEMS INC SUB CARDINAL HEALTH INC | 2533.68 | Purchased
CHRISTIANA |  | HOSPITAL-CH | 0 | AL06060224 | DE |  | 2024-05-23 14:36 |  | Aspirators; Breast | 114210 | Elite Breast Pump | AMEDA/EGNELL MEDICAL INC | 0 | Purchased
CHRISTIANA |  | HCCC | 0 | 15520145 | DE |  | 2014-12-03 19:00 |  | Infusion Pumps; General-Purpose (LVP) | 111323 | 8100 ALARIS PUMP | ALARIS MEDICAL SYSTEMS INC SUB CARDINAL HEALTH IN | 4000 | Purchased
CHRISTIANA |  | HCCC | 0 | 15512568 | DE |  | 2014-12-03 19:00 |  | Infusion Pumps; General-Purpose (LVP) | 111249 | 8100 ALARIS PUMP | ALARIS MEDICAL SYSTEMS INC SUB CARDINAL HEALTH IN | 4000 | Purchased
CHRISTIANA |  | HCCC | 0 | 15512824 | DE |  | 2014-12-03 19:00 |  | Infusion Pumps; General-Purpose (LVP) | 111278 | 8100 ALARIS PUMP | ALARIS MEDICAL SYSTEMS INC SUB CARDINAL HEALTH IN | 4000 | Purchased
CHRISTIANA |  | HCCC | 0 | 15513192 | DE |  | 2014-12-03 19:00 |  | Infusion Pumps; General-Purpose (LVP) | 111250 | 8100 ALARIS PUMP | ALARIS MEDICAL SYSTEMS INC SUB CARDINAL HEALTH IN | 4000 | Purchased
CHRISTIANA |  | HOSPITAL-CH | 0 | 22201187380 | DE |  | 2024-05-29 07:52 |  | Low-Acuity Non-Invasive Positive Airway Pressure Units | 9020 | Astral 150 | RESMED Ltd. | 0 | Donated
CHRISTIANA |  | HOSPITAL-CH | 0 | 11N3400 | DE |  | 2024-07-03 12:14 |  | Probes; Ultrasonic | 11N3400 | P2D | GE Healthcare USA | 0 | Purchased
CHRISTIANA |  | HOSPITAL-CH | 0 | 30992413 | DE |  | 2024-06-24 07:29 |  | Sterilizing Units; Steam; Bulk | 114472 | AMSCO 600 1563V-1 | STERIS Corp | 74755.11 | Purchased
CHRISTIANA | 2024-07-02 | HOSPITAL-CH | 0 | F0GH9H | DE |  | 2024-07-02 09:10 |  | Probe; Ultrasonic; Transesophageal Echocardiography | F0GH9H | X8-2T | Philips | 35089.93 | Purchased
CHRISTIANA |  | HOSPITAL-CH | 0 | 24003596 | DE |  | 2024-07-08 07:50 |  | Warming Units | 111016 | MSCWARMER28S | Medline Industries; Inc. | 0 | Purchased
CHRISTIANA |  | HOSPITAL-CH | 0 | ALB07750 | DE |  | 2024-07-05 05:44 |  | Aspirators; Breast | 111821 | Elite Breast Pump | AMEDA/EGNELL MEDICAL INC | 0 | Purchased
CHRISTIANA |  | HOSPITAL-CH | 0 | AV18470228 | DE |  | 2024-07-08 16:21 |  | Vein Finders; Infrared Light | 111050 | Vein Viewing System AV400 | AccuVein LLC | 0 | Purchased
CHRISTIANA | 2022-11-30 | HOSPITAL-CH | 0 | A23-0Y15627 | DE |  | 2021-11-19 08:06 |  | Spirometers; Monitoring | 101439 | SPIROBANK II | MEDICAL INTERNATIONAL RESEARCH | 679 | Purchased
CHRISTIANA |  | Smyrna Health & Wellness Center | 0 | ETX391-880R0240N005 2013 | DE |  | 2010-03-09 19:00 |  | Carbon Dioxide Monitors; Transcutaneous | 114672 | TCM4 | RADIOMETER AMERICA INC | 24000 | Purchased
CHRISTIANA |  | HOSPITAL-CH | 0 | DNA4096Q | DE |  | 2024-08-05 13:19 |  | Warming Units; Blood/Intravenous Solution | 90279 | ASTOTHERM plus 220 | Terumo BCT Inc. (formerly CaridianBCT; Inc) (Terumo Group) | 6380.92 | Purchased
CHRISTIANA |  | MAP II | 0 | N12593250 | DE |  | 2024-08-05 14:13 |  | THERMOMETERS; Electronic; Infrared; Ear | 100855 | GENIUS 2 TYMPANIC THERMOMETER | Covidien Auto Suture Div Covidien | 0 | Purchased
CHRISTIANA |  | HOSPITAL-WH | 0 | 20100318 | DE |  | 2024-06-03 09:12 |  | Disinfectors; Liquid Germicide; Transesophageal Echocardiography Probe | 109998 | CS-TCD-100 | CS Medical LLC | 0
CHRISTIANA |  | HOSPITAL-CH | 0 | 15488184 | DE |  | 2024-08-20 08:20 |  | Infusion Pumps; Analgesic; Patient-Controlled | 111188 | 8120 ALARIS PUMP | ALARIS MEDICAL SYSTEMS INC SUB CARDINAL HEALTH INC | 0 | Purchased
CHRISTIANA |  | HOSPITAL-CH | 0 | 15488754 | DE |  | 2024-08-20 08:20 |  | Infusion Pumps; Analgesic; Patient-Controlled | 111196 | 8120 ALARIS PUMP | ALARIS MEDICAL SYSTEMS INC SUB CARDINAL HEALTH INC | 0 | Purchased
CHRISTIANA |  | HOSPITAL-CH | 0 | 15487420 | DE |  | 2024-08-20 08:20 |  | Infusion Pumps; Analgesic; Patient-Controlled | 111343 | 8120 ALARIS PUMP | ALARIS MEDICAL SYSTEMS INC SUB CARDINAL HEALTH INC | 0 | Purchased
CHRISTIANA |  | HOSPITAL-CH | 0 | 15489063 | DE |  | 2024-08-20 08:20 |  | Infusion Pumps; Analgesic; Patient-Controlled | 111342 | 8120 ALARIS PUMP | ALARIS MEDICAL SYSTEMS INC SUB CARDINAL HEALTH INC | 0 | Purchased
CHRISTIANA |  | HOSPITAL-CC | 0 | 1807CE0517 | MD |  | 2024-09-04 10:14 |  | Insufflators; Endoscopic | 115079 | PneumoClear | Stryker Corp | 0 | Purchased
CHRISTIANA |  | HOSPITAL-CH | 0 | 810649-1922 | DE |  | 2024-09-11 07:33 |  | Carts; Computer/Video Monitor | 101507 | HI-Summit Medication Cart | Howard Medical | 0 | Purchased
CHRISTIANA |  | HOSPITAL-CH | 0 | NONE | DE |  | 2024-09-13 13:32 |  | Exercisers; Muscle Strength | 101147 | Life Fitness Signature Adjustable Decline Bench | Life Fitness | 0 | Purchased
CHRISTIANA | 2029-09-09 | HOSPITAL-CH | 0 | LM6E3C002095 | DE |  | 2024-09-09 12:27 |  | Probes; Ultrasonic | LM6E3C002095 | L12-3VNs | Mindray DS USA Inc. | 6480 | Purchased
CHRISTIANA |  | HOSPITAL-CC | 0 | 2003CE0746 | MD |  | 2024-09-27 08:28 |  | Insufflators; Endoscopic | 106736 | PneumoClear | Stryker Corp | 0 | Purchased
CHRISTIANA |  | HOSPITAL-CH | 0 | 13006435 | DE |  | 2024-10-29 19:00 |  | Infusion Pumps; Analgesic; Patient-Controlled | 32012 | 8120 ALARIS PUMP | ALARIS MEDICAL SYSTEMS INC SUB CARDINAL HEALTH INC | 1200 | Rental
CHRISTIANA |  | HOSPITAL-CH | 0 | 13006297 | DE |  | 2024-10-29 19:00 |  | Infusion Pumps; Analgesic; Patient-Controlled | 32023 | 8120 ALARIS PUMP | ALARIS MEDICAL SYSTEMS INC SUB CARDINAL HEALTH INC | 1200 | Rental
CHRISTIANA |  | HOSPITAL-CH | 0 | 14169456 | DE |  | 2024-10-29 19:00 |  | Infusion Pumps; Analgesic; Patient-Controlled | 32010 | 8120 ALARIS PUMP | ALARIS MEDICAL SYSTEMS INC SUB CARDINAL HEALTH INC | 1200 | Rental
CHRISTIANA |  | HOSPITAL-CH | 0 | 14170312 | DE |  | 2024-10-29 19:00 |  | Infusion Pumps; Analgesic; Patient-Controlled | 102077 | 8120 ALARIS PUMP | ALARIS MEDICAL SYSTEMS INC SUB CARDINAL HEALTH INC | 1200 | Rental
CHRISTIANA |  | HOSPITAL-CH | 0 | 13022136 | DE |  | 2024-10-29 19:00 |  | Infusion Pumps; Analgesic; Patient-Controlled | 102076 | 8120 ALARIS PUMP | ALARIS MEDICAL SYSTEMS INC SUB CARDINAL HEALTH INC | 1200 | Rental
CHRISTIANA |  | HOSPITAL-CH | 0 | 13006436 | DE |  | 2024-10-29 19:00 |  | Infusion Pumps; Analgesic; Patient-Controlled | T0517 | 8120 ALARIS PUMP | ALARIS MEDICAL SYSTEMS INC SUB CARDINAL HEALTH INC | 1200 | Rental
CHRISTIANA |  | HOSPITAL-CH | 0 | 13006342 | DE |  | 2024-10-29 19:00 |  | Infusion Pumps; Analgesic; Patient-Controlled | T0516 | 8120 ALARIS PUMP | ALARIS MEDICAL SYSTEMS INC SUB CARDINAL HEALTH INC | 1200 | Rental
CHRISTIANA |  | HOSPITAL-CH | 0 | 13021620 | DE |  | 2024-10-29 19:00 |  | Infusion Pumps; Analgesic; Patient-Controlled | T0515 | 8120 ALARIS PUMP | ALARIS MEDICAL SYSTEMS INC SUB CARDINAL HEALTH INC | 1200 | Rental
CHRISTIANA |  | HOSPITAL-CH | 0 | 13686695 | DE |  | 2024-10-29 19:00 |  | Infusion Pumps; Analgesic; Patient-Controlled | T0514 | 8120 ALARIS PUMP | ALARIS MEDICAL SYSTEMS INC SUB CARDINAL HEALTH INC | 1200 | Rental
CHRISTIANA |  | HOSPITAL-CH | 0 | 13006437 | DE |  | 2024-10-29 19:00 |  | Infusion Pumps; Analgesic; Patient-Controlled | T0513 | 8120 ALARIS PUMP | ALARIS MEDICAL SYSTEMS INC SUB CARDINAL HEALTH INC | 1200 | Rental
CHRISTIANA |  | HOSPITAL-WH | 0 | 12630551 | DE |  | 2024-11-01 12:31 |  | Infusion Pumps; Analgesic; Patient-Controlled | T0518 | 8120 ALARIS PUMP | ALARIS MEDICAL SYSTEMS INC SUB CARDINAL HEALTH INC | 0 | Rental
CHRISTIANA |  | HOSPITAL-WH | 0 | 13006886 | DE |  | 2024-11-01 12:33 |  | Infusion Pumps; Analgesic; Patient-Controlled | T0519 | 8120 ALARIS PUMP | ALARIS MEDICAL SYSTEMS INC SUB CARDINAL HEALTH INC | 0 | Rental
CHRISTIANA |  | HOSPITAL-WH | 0 | 14094153 | DE |  | 2024-11-01 12:34 |  | Infusion Pumps; Analgesic; Patient-Controlled | T0520 | 8120 ALARIS PUMP | ALARIS MEDICAL SYSTEMS INC SUB CARDINAL HEALTH INC | 0 | Rental
CHRISTIANA |  | HOSPITAL-WH | 0 | 14127174 | DE |  | 2024-11-01 12:35 |  | Infusion Pumps; Analgesic; Patient-Controlled | T0521 | 8120 ALARIS PUMP | ALARIS MEDICAL SYSTEMS INC SUB CARDINAL HEALTH INC | 0 | Rental
CHRISTIANA |  | HOSPITAL-WH | 0 | 14169152 | DE |  | 2024-11-01 12:37 |  | Infusion Pumps; Analgesic; Patient-Controlled | T0522 | 8120 ALARIS PUMP | ALARIS MEDICAL SYSTEMS INC SUB CARDINAL HEALTH INC | 0 | Rental
CHRISTIANA |  | HOSPITAL-CH | 0 | 15518782 | DE |  | 2022-09-06 19:00 |  | Infusion Pumps; General-Purpose (PCU) | 111239 | 8015 ALARIS PC | ALARIS MEDICAL SYSTEMS INC SUB CARDINAL HEALTH INC | 2533.68 | Purchased
CHRISTIANA |  | HOSPITAL-CH | 0 | 730635 | DE |  | 2021-06-18 20:00 |  | Printers; Video | 70910 | UP-DR80MD | SONY MEDICAL SYSTEMS | 1500 | Purchased
CHRISTIANA |  | HOSPITAL-WH | 0 | AI0001HA1430 | DE |  | 2024-11-18 13:56 |  | Drilling Machines; Dental | 117046 | HANDLER 500-IV DENTAL LAB HANDPIECE | BENCO DENTAL SUPPLY CO | 0 | Purchased
CHRISTIANA |  | HOSPITAL-WH | 0 | AI0001HA1484 | DE |  | 2024-11-18 14:00 |  | Drilling Machines; Dental | 117045 | HANDLER 500-IV DENTAL LAB HANDPIECE | BENCO DENTAL SUPPLY CO | 0 | Purchased
CHRISTIANA |  | HOSPITAL-CH | 0 | 92080 | DE |  | 2021-06-18 20:00 |  | Printers; Video | 32048 | UP-DR80MD | SONY MEDICAL SYSTEMS | 1500 | Purchased
CHRISTIANA |  | HOSPITAL-CH | 0 | 200345FX | DE |  | 2024-12-30 09:08 |  | Balloon Pump; Intra-Aortic | T0525 | AC3 OPTIMPUS | Teleflex Medical | 0 | Rental
CHRISTIANA |  | HOSPITAL-CC | 0 | 24J652134 | MD |  | 2025-01-03 13:49 |  | Cameras; Video; Endoscope | 119110 | 1788 4K Camera System | Stryker Corp | 20000 | Purchased
CHRISTIANA |  | HOSPITAL-CH | 0 | 16793245 | DE |  | 2014-12-03 19:00 |  | Infusion Pumps; General-Purpose (LVP) | 102180 | 8100 ALARIS PUMP | ALARIS MEDICAL SYSTEMS INC SUB CARDINAL HEALTH IN | 4000 | Purchased
CHRISTIANA |  | HOSPITAL-CH | 0 | 16782017 | DE |  | 2014-12-03 19:00 |  | Infusion Pumps; General-Purpose (LVP) | 102182 | 8100 ALARIS PUMP | ALARIS MEDICAL SYSTEMS INC SUB CARDINAL HEALTH IN | 4000 | Purchased