## mayo
company_name | asset_sys_id | SERIAL_NUMBER_SOURCE | MAKE_MODEL_GOLDEN | MAKE_GOLDEN | L1_GOLDEN | MODEL_GOLDEN | make_source | model_name_source | modality_source | SERVICE_STRATEGY | COMPANY_ID | CREATED_ON | LAST_UPDATED_ON | IN_SCOPE | GB_IN_SCOPE
Mayo | 539994 | 190464WG8 | GE HealthcareDiscovery - XR656 | GE Healthcare | Fixed X-Ray | Discovery - XR656 | GE HealthCare | Discovery XR656 | Radiographic System;Radiographic Unit | HTM Supported | 24095 | 0:26 | 0:25 | 1 | 0
Mayo | 540001 | DX1SS1600221HL | GE HealthcareDiscovery - XR656 | GE Healthcare | Fixed X-Ray | Discovery - XR656 | GE HealthCare | Discovery XR656 | Radiographic System;Radiographic Unit | HTM Supported | 24095 | 0:26 | 0:25 | 1 | 0
Mayo | 540004 | 192425WG7 | GE HealthcareDiscovery - XR656 | GE Healthcare | Fixed X-Ray | Discovery - XR656 | GE HealthCare | Discovery XR656 | Radiographic System;Radiographic Unit | HTM Supported | 24095 | 0:26 | 0:25 | 1 | 0
Mayo | 505232 | 507238XR646 | GE HealthcareOPTIMA XR646 | GE Healthcare | Fixed X-Ray | OPTIMA XR646 | GE HealthCare | Optima XR646 | Radiographic System;Radiographic Unit | Shared Service | 24095 | 0:26 | 0:25 | 1 | 0
Mayo | 216572 | 91270HL9 | GE HealthcarePROTEUS XR/A | GE Healthcare | Fixed X-Ray | PROTEUS XR/A | GE HealthCare | Proteus XR/a | Radiographic System;Radiographic Unit | HTM Supported | 24095 | 0:26 | 0:25 | 1 | 0
Mayo | 216573 | 90861HL6 | GE HealthcarePROTEUS XR/A | GE Healthcare | Fixed X-Ray | PROTEUS XR/A | GE HealthCare | Proteus XR/a | Radiographic System;Radiographic Unit | HTM Supported | 24095 | 0:26 | 0:25 | 1 | 0
Mayo | 505820 | 93028HL9 | GE HealthcarePROTEUS XR/A | GE Healthcare | Fixed X-Ray | PROTEUS XR/A | GE HealthCare | Proteus XR/a | Radiographic System;Radiographic Unit | HTM Supported | 24095 | 0:26 | 0:25 | 1 | 0
Mayo | 511008 | 116484HL7 | GE HealthcarePROTEUS XR/A | GE Healthcare | Fixed X-Ray | PROTEUS XR/A | GE HealthCare | Proteus XR/a | Radiographic System;Radiographic Unit | HTM Supported | 24095 | 0:26 | 0:25 | 1 | 0
Mayo | A034042 | 111437HL0 | GE HealthcarePROTEUS XR/A | GE Healthcare | Fixed X-Ray | PROTEUS XR/A | GE HealthCare | Proteus XR/a | Radiographic System;Radiographic Unit | Shared Service | 24095 | 0:26 | 0:26 | 1 | 0
Mayo | 463415 | 101172HL5 | GE HealthcarePROTEUS XR/A | GE Healthcare | Fixed X-Ray | PROTEUS XR/A | GE HealthCare | Proteus XR/a 65KW | Radiographic System;Radiographic Unit | HTM Supported | 24095 | 0:26 | 0:25 | 1 | 0
Mayo | 1147505 | FBMHDX00213 | GE HealthcareOEC 3D | OEC Medical Systems (GE Healthcare) | Mobile C-arm | OEC 3D | GE HealthCare | OEC 3D | Radiographic System;Radiographic/Fluoroscopic Unit; Mobile Full | Shared Service Shared Service | 24095 | 0:26 | 0:26 | 1 | 0
Mayo | 1114246 | 82-1541 | GE HealthcareOEC 9800 | OEC Medical Systems (GE Healthcare) | Mobile C-arm | OEC 9800 | GE HealthCare | OEC 9800 | Radiographic System;Radiographic/Fluoroscopic Unit; Mobile Full | HTM Supported | 24095 | 0:26 | 0:26 | 1 | 0
Mayo | 216481 | 8S-2596 | GE HealthcareOEC 9800 | OEC Medical Systems (GE Healthcare) | Mobile C-arm | OEC 9800 | GE HealthCare | OEC 9800 | Radiographic System;Radiographic/Fluoroscopic Unit; Mobile Full | HTM Supported | 24095 | 0:26 | 0:25 | 1 | 0
Mayo | 216538 | 89-0738 | GE HealthcareOEC 9800 | OEC Medical Systems (GE Healthcare) | Mobile C-arm | OEC 9800 | GE HealthCare | OEC 9800 | Radiographic System;Radiographic/Fluoroscopic Unit; Mobile Full | HTM Supported | 24095 | 0:26 | 0:25 | 1 | 0
Mayo | 332598 | 8S-1491-C | GE HealthcareOEC 9800 | OEC Medical Systems (GE Healthcare) | Mobile C-arm | OEC 9800 | GE HealthCare | OEC 9800 | Radiographic System;Radiographic/Fluoroscopic Unit; Mobile Full | HTM Supported | 24095 | 0:26 | 0:25 | 1 | 0
Mayo | 374578 | 89-0986-RC | GE HealthcareOEC 9800 | OEC Medical Systems (GE Healthcare) | Mobile C-arm | OEC 9800 | GE HealthCare | OEC 9800 | Radiographic System;Radiographic/Fluoroscopic Unit; Mobile Full | HTM Supported | 24095 | 0:26 | 0:25 | 1 | 0
Mayo | 441466 | 89-1296 | GE HealthcareOEC 9800 | OEC Medical Systems (GE Healthcare) | Mobile C-arm | OEC 9800 | GE HealthCare | OEC 9800 | Radiographic System;Radiographic/Fluoroscopic Unit; Mobile Full | Not Supported | 24095 | 0:26 | 0:25 | 1 | 0
Mayo | 104813 | E9-1749 | GE HealthcareOEC 9900 Elite | OEC Medical Systems (GE Healthcare) | Mobile C-arm | OEC 9900 Elite | GE HealthCare | OEC 9900 Elite | Radiographic System;Radiographic/Fluoroscopic Unit; Mobile Full | HTM Supported | 24095 | 0:26 | 0:25 | 1 | 0
Mayo | 104816 | E2-3730 | GE HealthcareOEC 9900 Elite | OEC Medical Systems (GE Healthcare) | Mobile C-arm | OEC 9900 Elite | GE HealthCare | OEC 9900 Elite | Radiographic System;Radiographic/Fluoroscopic Unit; Mobile Full | HTM Supported | 24095 | 0:26 | 0:25 | 1 | 0
Mayo | 104817 | E9-2448 | GE HealthcareOEC 9900 Elite | OEC Medical Systems (GE Healthcare) | Mobile C-arm | OEC 9900 Elite | GE HealthCare | OEC 9900 Elite | Radiographic System;Radiographic/Fluoroscopic Unit; Mobile Full | HTM Supported | 24095 | 0:26 | 0:25 | 1 | 0
Mayo | 104818 | E9-1510 | GE HealthcareOEC 9900 Elite | OEC Medical Systems (GE Healthcare) | Mobile C-arm | OEC 9900 Elite | GE HealthCare | OEC 9900 Elite | Radiographic System;Radiographic/Fluoroscopic Unit; Mobile Full | HTM Supported | 24095 | 0:26 | 0:25 | 1 | 0
Mayo | 157316 | E2-5038 | GE HealthcareOEC 9900 Elite | OEC Medical Systems (GE Healthcare) | Mobile C-arm | OEC 9900 Elite | GE HealthCare | OEC 9900 Elite | Radiographic System;Radiographic/Fluoroscopic Unit; Mobile Full | HTM Supported | 24095 | 0:26 | 0:25 | 1 | 0
Mayo | 216482 | ES-2433 | GE HealthcareOEC 9900 Elite | OEC Medical Systems (GE Healthcare) | Mobile C-arm | OEC 9900 Elite | GE HealthCare | OEC 9900 Elite | Radiographic System;Radiographic/Fluoroscopic Unit; Mobile Full | HTM Supported | 24095 | 0:26 | 0:25 | 1 | 0
Mayo | 216537 | E2-1637 | GE HealthcareOEC 9900 Elite | OEC Medical Systems (GE Healthcare) | Mobile C-arm | OEC 9900 Elite | GE HealthCare | OEC 9900 Elite | Radiographic System;Radiographic/Fluoroscopic Unit; Mobile Full | HTM Supported | 24095 | 0:26 | 0:25 | 1 | 0
Mayo | 216581 | E9-2368 | GE HealthcareOEC 9900 Elite | OEC Medical Systems (GE Healthcare) | Mobile C-arm | OEC 9900 Elite | GE HealthCare | OEC 9900 Elite | Radiographic System;Radiographic/Fluoroscopic Unit; Mobile Full | HTM Supported | 24095 | 0:26 | 0:25 | 1 | 0
Mayo | 216630 | ESXXXX03932 | GE HealthcareOEC 9900 Elite | OEC Medical Systems (GE Healthcare) | Mobile C-arm | OEC 9900 Elite | GE HealthCare | OEC 9900 Elite | Radiographic System;Radiographic/Fluoroscopic Unit; Mobile Full | HTM Supported | 24095 | 0:26 | 0:25 | 1 | 0
Mayo | 216631 | ESXXXX03934 | GE HealthcareOEC 9900 Elite | OEC Medical Systems (GE Healthcare) | Mobile C-arm | OEC 9900 Elite | GE HealthCare | OEC 9900 Elite | Radiographic System;Radiographic/Fluoroscopic Unit; Mobile Full | HTM Supported | 24095 | 0:26 | 0:25 | 1 | 0
Mayo | 285797 | E2-2805 | GE HealthcareOEC 9900 Elite | OEC Medical Systems (GE Healthcare) | Mobile C-arm | OEC 9900 Elite | GE HealthCare | OEC 9900 Elite | Radiographic System;Radiographic/Fluoroscopic Unit; Mobile Full | HTM Supported | 24095 | 0:26 | 0:25 | 1 | 0
Mayo | 286430 | E2-0486 | GE HealthcareOEC 9900 Elite | OEC Medical Systems (GE Healthcare) | Mobile C-arm | OEC 9900 Elite | GE HealthCare | OEC 9900 Elite | Radiographic System;Radiographic/Fluoroscopic Unit; Mobile Full | HTM Supported | 24095 | 0:26 | 0:25 | 1 | 0
Mayo | 294643 | ESXXXX04031 | GE HealthcareOEC 9900 Elite | OEC Medical Systems (GE Healthcare) | Mobile C-arm | OEC 9900 Elite | GE HealthCare | OEC 9900 Elite | Radiographic System;Radiographic/Fluoroscopic Unit; Mobile Full | HTM Supported | 24095 | 0:26 | 0:25 | 1 | 0
Mayo | 294646 | ESxxxx04015 | GE HealthcareOEC 9900 Elite | OEC Medical Systems (GE Healthcare) | Mobile C-arm | OEC 9900 Elite | GE HealthCare | OEC 9900 Elite | Radiographic System;Radiographic/Fluoroscopic Unit; Mobile Full | HTM Supported | 24095 | 0:26 | 0:25 | 1 | 0
Mayo | 328237 | E2XXXX05681 | GE HealthcareOEC 9900 Elite | OEC Medical Systems (GE Healthcare) | Mobile C-arm | OEC 9900 Elite | GE HealthCare | OEC 9900 Elite | Radiographic System;Radiographic/Fluoroscopic Unit; Mobile Full | HTM Supported | 24095 | 0:26 | 0:25 | 1 | 0
Mayo | 328287 | ESXXXX03957 | GE HealthcareOEC 9900 Elite | OEC Medical Systems (GE Healthcare) | Mobile C-arm | OEC 9900 Elite | GE HealthCare | OEC 9900 Elite | Radiographic System;Radiographic/Fluoroscopic Unit; Mobile Full | HTM Supported | 24095 | 0:26 | 0:25 | 1 | 0
Mayo | 329463 | ESXXXX04099 | GE HealthcareOEC 9900 Elite | OEC Medical Systems (GE Healthcare) | Mobile C-arm | OEC 9900 Elite | GE HealthCare | OEC 9900 Elite | Radiographic System;Radiographic/Fluoroscopic Unit; Mobile Full | HTM Supported | 24095 | 0:26 | 0:25 | 1 | 0
Mayo | 441470 | E9-2749 | GE HealthcareOEC 9900 Elite | OEC Medical Systems (GE Healthcare) | Mobile C-arm | OEC 9900 Elite | GE HealthCare | OEC 9900 Elite | Radiographic System;Radiographic/Fluoroscopic Unit; Mobile Full | Not Supported | 24095 | 0:26 | 0:25 | 1 | 0
Mayo | 463419 | E2-1565 | GE HealthcareOEC 9900 Elite | OEC Medical Systems (GE Healthcare) | Mobile C-arm | OEC 9900 Elite | GE HealthCare | OEC 9900 Elite | Radiographic System;Radiographic/Fluoroscopic Unit; Mobile Full | HTM Supported | 24095 | 0:26 | 0:25 | 1 | 0
Mayo | 464862 | E2-4898 | GE HealthcareOEC 9900 Elite | OEC Medical Systems (GE Healthcare) | Mobile C-arm | OEC 9900 Elite | GE HealthCare | OEC 9900 Elite | Radiographic System;Radiographic/Fluoroscopic Unit; Mobile Full | HTM Supported | 24095 | 0:26 | 0:25 | 1 | 0
Mayo | 468482 | E2XXXX05901 | GE HealthcareOEC 9900 Elite | OEC Medical Systems (GE Healthcare) | Mobile C-arm | OEC 9900 Elite | GE HealthCare | OEC 9900 Elite | Radiographic System;Radiographic/Fluoroscopic Unit; Mobile Full | HTM Supported | 24095 | 0:26 | 0:25 | 1 | 0
Mayo | 505118 | E2-4959 | GE HealthcareOEC 9900 Elite | OEC Medical Systems (GE Healthcare) | Mobile C-arm | OEC 9900 Elite | GE HealthCare | OEC 9900 Elite | Radiographic System;Radiographic/Fluoroscopic Unit; Mobile Full | HTM Supported | 24095 | 0:26 | 0:25 | 1 | 0
Mayo | 505791 | E9-2716 | GE HealthcareOEC 9900 Elite | OEC Medical Systems (GE Healthcare) | Mobile C-arm | OEC 9900 Elite | GE HealthCare | OEC 9900 Elite | Radiographic System;Radiographic/Fluoroscopic Unit; Mobile Full | HTM Supported | 24095 | 0:26 | 0:25 | 1 | 0
Mayo | 505862 | E9-2937 | GE HealthcareOEC 9900 Elite | OEC Medical Systems (GE Healthcare) | Mobile C-arm | OEC 9900 Elite | GE HealthCare | OEC 9900 Elite | Radiographic System;Radiographic/Fluoroscopic Unit; Mobile Full | HTM Supported | 24095 | 0:26 | 0:25 | 1 | 0
Mayo | 506205 | E9XXXX03094 | GE HealthcareOEC 9900 Elite | OEC Medical Systems (GE Healthcare) | Mobile C-arm | OEC 9900 Elite | GE HealthCare | OEC 9900 Elite | Radiographic System;Radiographic/Fluoroscopic Unit; Mobile Full | HTM Supported | 24095 | 0:26 | 0:25 | 1 | 0
Mayo | 506762 | E9-0546 | GE HealthcareOEC 9900 Elite | OEC Medical Systems (GE Healthcare) | Mobile C-arm | OEC 9900 Elite | GE HealthCare | OEC 9900 Elite | Radiographic System;Radiographic/Fluoroscopic Unit; Mobile Full | HTM Supported | 24095 | 0:26 | 0:25 | 1 | 0
Mayo | 539978 | ESXXXX04044 | GE HealthcareOEC 9900 Elite | OEC Medical Systems (GE Healthcare) | Mobile C-arm | OEC 9900 Elite | GE HealthCare | OEC 9900 Elite | Radiographic System;Radiographic/Fluoroscopic Unit; Mobile Full | HTM Supported | 24095 | 0:26 | 0:25 | 1 | 0
Mayo | 539979 | ESXXXX04033 | GE HealthcareOEC 9900 Elite | OEC Medical Systems (GE Healthcare) | Mobile C-arm | OEC 9900 Elite | GE HealthCare | OEC 9900 Elite | Radiographic System;Radiographic/Fluoroscopic Unit; Mobile Full | HTM Supported | 24095 | 0:26 | 0:25 | 1 | 0
Mayo | A024910 | E2-1779 | GE HealthcareOEC 9900 Elite | OEC Medical Systems (GE Healthcare) | Mobile C-arm | OEC 9900 Elite | GE HealthCare | OEC 9900 Elite | Radiographic System;Radiographic/Fluoroscopic Unit; Mobile Full | HTM Supported | 24095 | 0:26 | 0:26 | 1 | 0
Mayo | A033063 | E9-2459 | GE HealthcareOEC 9900 Elite | OEC Medical Systems (GE Healthcare) | Mobile C-arm | OEC 9900 Elite | GE HealthCare | OEC 9900 Elite | Radiographic System;Radiographic/Fluoroscopic Unit; Mobile Full | HTM Supported | 24095 | 0:26 | 0:26 | 1 | 0
Mayo | 1014258 | FAXXTE00205 | GE HealthcareOEC Elite CFD | OEC Medical Systems (GE Healthcare) | Mobile C-arm | OEC Elite CFD | GE HealthCare | OEC Elite CFD | Radiographic System;Radiographic/Fluoroscopic Unit; Mobile Full | HTM Supported HTM Risk Pool | 24095 | 0:26 | 0:25 | 1 | 0
Mayo | 1046052 | FAXXTE00556 | GE HealthcareOEC Elite CFD | OEC Medical Systems (GE Healthcare) | Mobile C-arm | OEC Elite CFD | GE HealthCare | OEC Elite CFD | Radiographic System;Radiographic/Fluoroscopic Unit; Mobile Full | HTM Supported | 24095 | 0:26 | 0:25 | 1 | 0
Mayo | 1050650 | FAXXTE00380 | GE HealthcareOEC Elite CFD | OEC Medical Systems (GE Healthcare) | Mobile C-arm | OEC Elite CFD | GE HealthCare | OEC Elite CFD | Radiographic System;Radiographic/Fluoroscopic Unit; Mobile Full | HTM Supported HTM Risk Pool | 24095 | 0:26 | 0:25 | 1 | 0
Mayo | 1065762 | FAXXTE00451 | GE HealthcareOEC Elite CFD | OEC Medical Systems (GE Healthcare) | Mobile C-arm | OEC Elite CFD | GE HealthCare | OEC Elite CFD | Radiographic System;Radiographic/Fluoroscopic Unit; Mobile Full | HTM Supported | 24095 | 0:26 | 0:25 | 1 | 0
Mayo | 1081405 | FAXXTE00596 | GE HealthcareOEC Elite CFD | OEC Medical Systems (GE Healthcare) | Mobile C-arm | OEC Elite CFD | GE HealthCare | OEC Elite CFD | Radiographic System;Radiographic/Fluoroscopic Unit; Mobile Full | HTM Supported Site License only | 24095 | 0:26 | 0:26 | 1 | 0
Mayo | 1086304 | FAXXTE00593 | GE HealthcareOEC Elite CFD | OEC Medical Systems (GE Healthcare) | Mobile C-arm | OEC Elite CFD | GE HealthCare | OEC Elite CFD | Radiographic System;Radiographic/Fluoroscopic Unit; Mobile Full | HTM Supported Site License only | 24095 | 0:26 | 0:26 | 1 | 0
Mayo | 1109018 | FAXXTE00657 | GE HealthcareOEC Elite CFD | OEC Medical Systems (GE Healthcare) | Mobile C-arm | OEC Elite CFD | GE HealthCare | OEC Elite CFD | Radiographic System;Radiographic/Fluoroscopic Unit; Mobile Full | HTM Supported Site License only | 24095 | 0:26 | 0:26 | 1 | 0
Mayo | 1109019 | FAXXTE00664 | GE HealthcareOEC Elite CFD | OEC Medical Systems (GE Healthcare) | Mobile C-arm | OEC Elite CFD | GE HealthCare | OEC Elite CFD | Radiographic System;Radiographic/Fluoroscopic Unit; Mobile Full | HTM Supported Site License only | 24095 | 0:26 | 0:26 | 1 | 0
Mayo | 1109022 | FAXXTE00684 | GE HealthcareOEC Elite CFD | OEC Medical Systems (GE Healthcare) | Mobile C-arm | OEC Elite CFD | GE HealthCare | OEC Elite CFD | Radiographic System;Radiographic/Fluoroscopic Unit; Mobile Full | HTM Supported Site License only | 24095 | 0:26 | 0:26 | 1 | 0
Mayo | 1113887 | FAMHTX00066 | GE HealthcareOEC Elite CFD | OEC Medical Systems (GE Healthcare) | Mobile C-arm | OEC Elite CFD | GE HealthCare | OEC Elite CFD | Radiographic System;Radiographic/Fluoroscopic Unit; Mobile Full | HTM Supported Site License only | 24095 | 0:26 | 0:26 | 1 | 0
Mayo | 1129974 | FAXXTE00748 | GE HealthcareOEC Elite CFD | OEC Medical Systems (GE Healthcare) | Mobile C-arm | OEC Elite CFD | GE HealthCare | OEC Elite CFD | Radiographic System;Radiographic/Fluoroscopic Unit; Mobile Full | HTM Supported Site License only | 24095 | 0:26 | 0:26 | 1 | 0
Mayo | 1130932 | FAXXTE00772 | GE HealthcareOEC Elite CFD | OEC Medical Systems (GE Healthcare) | Mobile C-arm | OEC Elite CFD | GE HealthCare | OEC Elite CFD | Radiographic System;Radiographic/Fluoroscopic Unit; Mobile Full | HTM Supported Site License only | 24095 | 0:26 | 0:26 | 1 | 0
Mayo | 1131406 | FAXXTE01095 | GE HealthcareOEC Elite CFD | OEC Medical Systems (GE Healthcare) | Mobile C-arm | OEC Elite CFD | GE HealthCare | OEC Elite CFD | Radiographic System;Radiographic/Fluoroscopic Unit; Mobile Full | HTM Supported | 24095 | 0:26 | 0:26 | 1 | 0
Mayo | 1131422 | FAXXTE01065 | GE HealthcareOEC Elite CFD | OEC Medical Systems (GE Healthcare) | Mobile C-arm | OEC Elite CFD | GE HealthCare | OEC Elite CFD | Radiographic System;Radiographic/Fluoroscopic Unit; Mobile Full | HTM Supported | 24095 | 0:26 | 0:26 | 1 | 0
Mayo | 1131423 | FAXXTE01067 | GE HealthcareOEC Elite CFD | OEC Medical Systems (GE Healthcare) | Mobile C-arm | OEC Elite CFD | GE HealthCare | OEC Elite CFD | Radiographic System;Radiographic/Fluoroscopic Unit; Mobile Full | HTM Supported | 24095 | 0:26 | 0:26 | 1 | 0
Mayo | 1131430 | FAXXTE01066 | GE HealthcareOEC Elite CFD | OEC Medical Systems (GE Healthcare) | Mobile C-arm | OEC Elite CFD | GE HealthCare | OEC Elite CFD | Radiographic System;Radiographic/Fluoroscopic Unit; Mobile Full | HTM Supported | 24095 | 0:26 | 0:26 | 1 | 0
Mayo | 1135978 | FAXXTE00773 | GE HealthcareOEC Elite CFD | OEC Medical Systems (GE Healthcare) | Mobile C-arm | OEC Elite CFD | GE HealthCare | OEC Elite CFD | Radiographic System;Radiographic/Fluoroscopic Unit; Mobile Full | HTM Supported Site License only | 24095 | 0:26 | 0:26 | 1 | 0
Mayo | 1185759 | FAHXTX00527 | GE HealthcareOEC Elite CFD | OEC Medical Systems (GE Healthcare) | Mobile C-arm | OEC Elite CFD | GE HealthCare | OEC Elite CFD | Radiographic System;Radiographic/Fluoroscopic Unit; Mobile Full | HTM Supported | 24095 | 0:26 | 0:26 | 1 | 0
Mayo | 331130 | FAHXXX00123 | GE HealthcareOEC Elite CFD | OEC Medical Systems (GE Healthcare) | Mobile C-arm | OEC Elite CFD | GE HealthCare | OEC Elite CFD | Radiographic System;Radiographic/Fluoroscopic Unit; Mobile Full | HTM Supported | 24095 | 0:26 | 0:25 | 1 | 0
Mayo | 331301 | FAHXXX00138 | GE HealthcareOEC Elite CFD | OEC Medical Systems (GE Healthcare) | Mobile C-arm | OEC Elite CFD | GE HealthCare | OEC Elite CFD | Radiographic System;Radiographic/Fluoroscopic Unit; Mobile Full | HTM Supported | 24095 | 0:26 | 0:25 | 1 | 0
Mayo | 333060 | FAHXXX00161 | GE HealthcareOEC Elite CFD | OEC Medical Systems (GE Healthcare) | Mobile C-arm | OEC Elite CFD | GE HealthCare | OEC Elite CFD | Radiographic System;Radiographic/Fluoroscopic Unit; Mobile Full | HTM Supported | 24095 | 0:26 | 0:25 | 1 | 0
Mayo | 334789 | FAXXTE00116 | GE HealthcareOEC Elite CFD | OEC Medical Systems (GE Healthcare) | Mobile C-arm | OEC Elite CFD | GE HealthCare | OEC Elite CFD | Radiographic System;Radiographic/Fluoroscopic Unit; Mobile Full | HTM Supported HTM Risk Pool | 24095 | 0:26 | 0:25 | 1 | 0
Mayo | 379838 | FAHXTX00170 | GE HealthcareOEC Elite CFD | OEC Medical Systems (GE Healthcare) | Mobile C-arm | OEC Elite CFD | GE HealthCare | OEC Elite CFD | Radiographic System;Radiographic/Fluoroscopic Unit; Mobile Full | HTM Supported | 24095 | 0:26 | 0:25 | 1 | 0
Mayo | 379913 | FAHXTX00014 | GE HealthcareOEC Elite CFD | OEC Medical Systems (GE Healthcare) | Mobile C-arm | OEC Elite CFD | GE HealthCare | OEC Elite CFD | Radiographic System;Radiographic/Fluoroscopic Unit; Mobile Full | HTM Supported | 24095 | 0:26 | 0:25 | 1 | 0
Mayo | 513586 | FAXXTE00065 | GE HealthcareOEC Elite CFD | OEC Medical Systems (GE Healthcare) | Mobile C-arm | OEC Elite CFD | GE HealthCare | OEC Elite CFD | Radiographic System;Radiographic/Fluoroscopic Unit; Mobile Full | HTM Supported | 24095 | 0:26 | 0:25 | 1 | 0
Mayo | 876386 | FAXXTE00362 | GE HealthcareOEC Elite CFD | OEC Medical Systems (GE Healthcare) | Mobile C-arm | OEC Elite CFD | GE HealthCare | OEC Elite CFD | Radiographic System;Radiographic/Fluoroscopic Unit; Mobile Full | HTM Supported | 24095 | 0:26 | 0:25 | 1 | 0
Mayo | 876387 | FAXXTE00363 | GE HealthcareOEC Elite CFD | OEC Medical Systems (GE Healthcare) | Mobile C-arm | OEC Elite CFD | GE HealthCare | OEC Elite CFD | Radiographic System;Radiographic/Fluoroscopic Unit; Mobile Full | HTM Supported | 24095 | 0:26 | 0:25 | 1 | 0
Mayo | 876389 | FAXXTE00361 | GE HealthcareOEC Elite CFD | OEC Medical Systems (GE Healthcare) | Mobile C-arm | OEC Elite CFD | GE HealthCare | OEC Elite CFD | Radiographic System;Radiographic/Fluoroscopic Unit; Mobile Full | HTM Supported | 24095 | 0:26 | 0:25 | 1 | 0
Mayo | 1001101 | FBXXTE00582 | GE HealthcareOEC Elite CFD 31 cm | OEC Medical Systems (GE Healthcare) | Mobile C-arm | OEC Elite CFD 31 cm | GE HealthCare | OEC Elite CFD 31 cm | Radiographic System;Radiographic/Fluoroscopic Unit; Mobile Full | HTM Supported | 24095 | 0:26 | 0:25 | 1 | 0
Mayo | 1001102 | FBXXTE00581 | GE HealthcareOEC Elite CFD 31 cm | OEC Medical Systems (GE Healthcare) | Mobile C-arm | OEC Elite CFD 31 cm | GE HealthCare | OEC Elite CFD 31 cm | Radiographic System;Radiographic/Fluoroscopic Unit; Mobile Full | HTM Supported | 24095 | 0:26 | 0:25 | 1 | 0
Mayo | 1007104 | FAXXTE00226 | GE HealthcareOEC Elite CFD 31 cm | OEC Medical Systems (GE Healthcare) | Mobile C-arm | OEC Elite CFD 31 cm | GE HealthCare | OEC Elite CFD 31 cm | Radiographic System;Radiographic/Fluoroscopic Unit; Mobile Full | HTM Supported HTM Risk Pool | 24095 | 0:26 | 0:25 | 1 | 0
Mayo | 1007107 | FBXXTE00580 | GE HealthcareOEC Elite CFD 31 cm | OEC Medical Systems (GE Healthcare) | Mobile C-arm | OEC Elite CFD 31 cm | GE HealthCare | OEC Elite CFD 31 cm | Radiographic System;Radiographic/Fluoroscopic Unit; Mobile Full | HTM Supported HTM Risk Pool | 24095 | 0:26 | 0:25 | 1 | 0
Mayo | 1007554 | FBXXTE00502 | GE HealthcareOEC Elite CFD 31 cm | OEC Medical Systems (GE Healthcare) | Mobile C-arm | OEC Elite CFD 31 cm | GE HealthCare | OEC Elite CFD 31 cm | Radiographic System;Radiographic/Fluoroscopic Unit; Mobile Full | HTM Supported HTM Risk Pool | 24095 | 0:26 | 0:25 | 1 | 0
Mayo | 1014259 | FBXXTE00539 | GE HealthcareOEC Elite CFD 31 cm | OEC Medical Systems (GE Healthcare) | Mobile C-arm | OEC Elite CFD 31 cm | GE HealthCare | OEC Elite CFD 31 cm | Radiographic System;Radiographic/Fluoroscopic Unit; Mobile Full | HTM Supported HTM Risk Pool | 24095 | 0:26 | 0:25 | 1 | 0
Mayo | 1046050 | FBXXTE01265 | GE HealthcareOEC Elite CFD 31 cm | OEC Medical Systems (GE Healthcare) | Mobile C-arm | OEC Elite CFD 31 cm | GE HealthCare | OEC Elite CFD 31 cm | Radiographic System;Radiographic/Fluoroscopic Unit; Mobile Full | HTM Supported | 24095 | 0:26 | 0:25 | 1 | 0
Mayo | 1070103 | FBXXTE01233 | GE HealthcareOEC Elite CFD 31 cm | OEC Medical Systems (GE Healthcare) | Mobile C-arm | OEC Elite CFD 31 cm | GE HealthCare | OEC Elite CFD 31 cm | Radiographic System;Radiographic/Fluoroscopic Unit; Mobile Full | HTM Supported | 24095 | 0:26 | 0:25 | 1 | 0
Mayo | 1070108 | FBXXTE01377 | GE HealthcareOEC Elite CFD 31 cm | OEC Medical Systems (GE Healthcare) | Mobile C-arm | OEC Elite CFD 31 cm | GE HealthCare | OEC Elite CFD 31 cm | Radiographic System;Radiographic/Fluoroscopic Unit; Mobile Full | HTM Supported Site License only | 24095 | 0:26 | 0:25 | 1 | 0
Mayo | 1070160 | FBXXTE01486 | GE HealthcareOEC Elite CFD 31 cm | OEC Medical Systems (GE Healthcare) | Mobile C-arm | OEC Elite CFD 31 cm | GE HealthCare | OEC Elite CFD 31 cm | Radiographic System;Radiographic/Fluoroscopic Unit; Mobile Full | HTM Supported Site License only | 24095 | 0:26 | 0:25 | 1 | 0
Mayo | 1104388 | FBXXTE01926 | OEC Medical Systems (GE Healthcare)OEC Elite CFD 31 cm | OEC Medical Systems (GE Healthcare) | Mobile C-arm | OEC Elite CFD 31 cm | GE HealthCare | OEC Elite CFD 31 cm | Radiographic System;Radiographic/Fluoroscopic Unit; Mobile Full | HTM Supported Site License only | 24095 | 0:26 | 0:26 | 1 | 0
Mayo | 1114280 | FBXXTE01987 | OEC Medical Systems (GE Healthcare)OEC Elite CFD 31 cm | OEC Medical Systems (GE Healthcare) | Mobile C-arm | OEC Elite CFD 31 cm | GE HealthCare | OEC Elite CFD 31 cm | Radiographic System;Radiographic/Fluoroscopic Unit; Mobile Full | HTM Supported No Service Agreement Needed (T&M) | 24095 | 0:26 | 0:26 | 1 | 0
Mayo | 1126028 | FBXXTE01784 | OEC Medical Systems (GE Healthcare)OEC Elite CFD 31 cm | OEC Medical Systems (GE Healthcare) | Mobile C-arm | OEC Elite CFD 31 cm | GE HealthCare | OEC Elite CFD 31 cm | Radiographic System;Radiographic/Fluoroscopic Unit; Mobile Full | HTM Supported Site License only | 24095 | 0:26 | 0:26 | 1 | 0
Mayo | 1130931 | FBXXTE01994 | OEC Medical Systems (GE Healthcare)OEC Elite CFD 31 cm | OEC Medical Systems (GE Healthcare) | Mobile C-arm | OEC Elite CFD 31 cm | GE HealthCare | OEC Elite CFD 31 cm | Radiographic System;Radiographic/Fluoroscopic Unit; Mobile Full | HTM Supported Shared Service | 24095 | 0:26 | 0:26 | 1 | 0
Mayo | 1158194 | FBXXTE02473 | OEC Medical Systems (GE Healthcare)OEC Elite CFD 31 cm | OEC Medical Systems (GE Healthcare) | Mobile C-arm | OEC Elite CFD 31 cm | GE HealthCare | OEC Elite CFD 31 cm | Radiographic System;Radiographic/Fluoroscopic Unit; Mobile Full | HTM Supported Site License only | 24095 | 0:26 | 0:26 | 1 | 0
Mayo | 1158284 | FBXXTE02772 | OEC Medical Systems (GE Healthcare)OEC Elite CFD 31 cm | OEC Medical Systems (GE Healthcare) | Mobile C-arm | OEC Elite CFD 31 cm | GE HealthCare | OEC Elite CFD 31 cm | Radiographic System;Radiographic/Fluoroscopic Unit; Mobile Full | HTM Supported Shared Service | 24095 | 0:26 | 0:26 | 1 | 0
Mayo | 1158285 | FBXXTE02771 | OEC Medical Systems (GE Healthcare)OEC Elite CFD 31 cm | OEC Medical Systems (GE Healthcare) | Mobile C-arm | OEC Elite CFD 31 cm | GE HealthCare | OEC Elite CFD 31 cm | Radiographic System;Radiographic/Fluoroscopic Unit; Mobile Full | HTM Supported Shared Service | 24095 | 0:26 | 0:26 | 1 | 0
Mayo | 1172998 | FBXXTE02867 | OEC Medical Systems (GE Healthcare)OEC Elite CFD 31 cm | OEC Medical Systems (GE Healthcare) | Mobile C-arm | OEC Elite CFD 31 cm | GE HealthCare | OEC Elite CFD 31 cm | Radiographic System;Radiographic/Fluoroscopic Unit; Mobile Full | HTM Supported | 24095 | 0:26 | 0:26 | 1 | 0
Mayo | 1181410 | FBHXTX01164 | OEC Medical Systems (GE Healthcare)OEC Elite CFD 31 cm | OEC Medical Systems (GE Healthcare) | Mobile C-arm | OEC Elite CFD 31 cm | GE HealthCare | OEC Elite CFD 31 cm | Radiographic System;Radiographic/Fluoroscopic Unit; Mobile Full | HTM Supported Shared Service | 24095 | 0:26 | 0:26 | 1 | 0
Mayo | 1181411 | FBHXTX01167 | OEC Medical Systems (GE Healthcare)OEC Elite CFD 31 cm | OEC Medical Systems (GE Healthcare) | Mobile C-arm | OEC Elite CFD 31 cm | GE HealthCare | OEC Elite CFD 31 cm | Radiographic System;Radiographic/Fluoroscopic Unit; Mobile Full | HTM Supported Shared Service | 24095 | 0:26 | 0:26 | 1 | 0
Mayo | 329858 | FBHXXX00084 | OEC Medical Systems (GE Healthcare)OEC Elite CFD 31 cm | OEC Medical Systems (GE Healthcare) | Mobile C-arm | OEC Elite CFD 31 cm | GE HealthCare | OEC Elite CFD 31 cm | Radiographic System;Radiographic/Fluoroscopic Unit; Mobile Full | HTM Supported | 24095 | 0:26 | 0:25 | 1 | 0
Mayo | 379866 | FBXXTE01058 | OEC Medical Systems (GE Healthcare)OEC Elite CFD 31 cm | OEC Medical Systems (GE Healthcare) | Mobile C-arm | OEC Elite CFD 31 cm | GE HealthCare | OEC Elite CFD 31 cm | Radiographic System;Radiographic/Fluoroscopic Unit; Mobile Full | HTM Supported | 24095 | 0:26 | 0:25 | 1 | 0
Mayo | 512578 | FBXXXE00579 | OEC Medical Systems (GE Healthcare)OEC Elite CFD 31 cm | OEC Medical Systems (GE Healthcare) | Mobile C-arm | OEC Elite CFD 31 cm | GE HealthCare | OEC Elite CFD 31 cm | Radiographic System;Radiographic/Fluoroscopic Unit; Mobile Full | HTM Supported | 24095 | 0:26 | 0:25 | 1 | 0
Mayo | 1010665 | F2XXTX00189 | OEC Medical Systems (GE Healthcare)OEC Elite II 12" | OEC Medical Systems (GE Healthcare) | Mobile C-arm | OEC Elite II 12" | GE HealthCare | OEC Elite II 12" | Radiographic System;Radiographic/Fluoroscopic Unit; Mobile Full | HTM Supported HTM Risk Pool | 24095 | 0:26 | 0:25 | 1 | 0
Mayo | 513585 | F2XXXX00100 | OEC Medical Systems (GE Healthcare)OEC Elite II 12" | OEC Medical Systems (GE Healthcare) | Mobile C-arm | OEC Elite II 12" | GE HealthCare | OEC Elite II 12" | Radiographic System;Radiographic/Fluoroscopic Unit; Mobile Full | HTM Supported | 24095 | 0:26 | 0:25 | 1 | 0
Mayo | 573036 | MQ00012A1010 | FUJIFILM Healthcare Americas CorporationFDR GO | FUJIFILM Healthcare Americas Corporation | Mobile X-Ray | FDR GO | Fujifilm Medical Systems Usa Inc | FDR Go PLUS | Radiographic System;Radiographic Unit Mobile | HTM Supported No Service Agreement Needed (T&M) | 24095 | 0:26 | 0:25 | 1 | 0
Mayo | 278804 | GM-0015 | Gamma Medica IncLumaGem | Gamma Medica Inc | Nuculear Med | LumaGem | Gamma Medica Inc | LumaGem | Scanning System NM;Molecular Breast Imaging | HTM Supported | 24095 | 0:26 | 0:25 | 1 | 0
Mayo | 327210 | GM-0018 | Gamma Medica IncLumaGem | Gamma Medica Inc | Nuculear Med | LumaGem | Gamma Medica Inc | LumaGem | Scanning System NM;Molecular Breast Imaging | HTM Supported | 24095 | 0:26 | 0:25 | 1 | 0
Mayo | 365464 | 17 | Gamma Medica IncLumaGem | Gamma Medica Inc | Nuculear Med | LumaGem | Gamma Medica Inc | LumaGem | Scanning System NM;Molecular Breast Imaging | HTM Supported | 24095 | 0:26 | 0:25 | 1 | 0
Mayo | 468702 | GM-0011R | Gamma Medica IncLumaGem | Gamma Medica Inc | Nuculear Med | LumaGem | Gamma Medica Inc | LumaGem | Scanning System NM;Molecular Breast Imaging | HTM Supported | 24095 | 0:26 | 0:25 | 1 | 0
Mayo | 538032 | GM-0019 | Gamma Medica IncLumaGem | Gamma Medica Inc | Nuculear Med | LumaGem | Gamma Medica Inc | LumaGem | Scanning System NM;Molecular Breast Imaging | HTM Supported | 24095 | 0:26 | 0:25 | 1 | 0
Mayo | 1086671 | FL2-0482;4379UP4 | GE HealthcareFASTlab | GE Healthcare | Nuculear Med | FASTlab | GE HealthCare | FASTlab | Cyclotron Accessories;Synthesizer | HTM Supported | 24095 | 0:26 | 0:26 | 1 | 0
Mayo | 1087944 | FL2-0725 | GE HealthcareFASTlab | GE Healthcare | Nuculear Med | FASTlab | GE HealthCare | FASTlab | Cyclotron Accessories;Synthesizer | HTM Supported | 24095 | 0:26 | 0:26 | 1 | 0
Mayo | 203904 | FLS-0185 | GE HealthcareFASTlab | GE Healthcare | Nuculear Med | FASTlab | GE HealthCare | FASTlab | Cyclotron Accessories;Synthesizer | HTM Supported | 24095 | 0:26 | 0:25 | 1 | 0
Mayo | 278838 | FLS-0324 | GE HealthcareFASTlab | GE Healthcare | Nuculear Med | FASTlab | GE HealthCare | FASTlab | Cyclotron Accessories;Synthesizer | HTM Supported | 24095 | 0:26 | 0:25 | 1 | 0
Mayo | 327642 | 2696CB3 | GE HealthcareFASTlab | GE Healthcare | Nuculear Med | FASTlab | GE HealthCare | FASTlab | Cyclotron Accessories;Synthesizer | HTM Supported | 24095 | 0:26 | 0:25 | 1 | 0
Mayo | 327643 | 2692CB2 | GE HealthcareFASTlab | GE Healthcare | Nuculear Med | FASTlab | GE HealthCare | FASTlab | Cyclotron Accessories;Synthesizer | HTM Supported | 24095 | 0:26 | 0:25 | 1 | 0
Mayo | 334800 | FL2-0336 | GE HealthcareFASTlab | GE Healthcare | Nuculear Med | FASTlab | GE HealthCare | FASTlab | Cyclotron Accessories;Synthesizer | HTM Supported | 24095 | 0:26 | 0:25 | 1 | 0
Mayo | 379551 | FL2-0168/3415UP7 | GE HealthcareFASTlab | GE Healthcare | Nuculear Med | FASTlab | GE HealthCare | FASTlab | Cyclotron Accessories;Synthesizer | HTM Supported | 24095 | 0:26 | 0:25 | 1 | 0
Mayo | 379552 | FL2-0169/3416UP5 | GE HealthcareFASTlab | GE Healthcare | Nuculear Med | FASTlab | GE HealthCare | FASTlab | Cyclotron Accessories;Synthesizer | HTM Supported | 24095 | 0:26 | 0:25 | 1 | 0
Mayo | 538062 | FLS-0120 | GE HealthcareFASTlab | GE Healthcare | Nuculear Med | FASTlab | GE HealthCare | FASTlab | Cyclotron Accessories;Synthesizer | HTM Supported | 24095 | 0:26 | 0:25 | 1 | 0
Mayo | 555634 | FL2-0182 | GE HealthcareFASTlab | GE Healthcare | Nuculear Med | FASTlab | GE HealthCare | FASTlab | Cyclotron Accessories;Synthesizer | HTM Supported | 24095 | 0:26 | 0:25 | 1 | 0
Mayo | 564023 | FL2-0272 | GE HealthcareFASTlab | GE Healthcare | Nuculear Med | FASTlab | GE HealthCare | FASTlab | Cyclotron Accessories;Synthesizer | HTM Supported | 24095 | 0:26 | 0:25 | 1 | 0
Mayo | 564026 | FL2-0240 | GE HealthcareFASTlab | GE Healthcare | Nuculear Med | FASTlab | GE HealthCare | FASTlab | Cyclotron Accessories;Synthesizer | HTM Supported | 24095 | 0:26 | 0:25 | 1 | 0
Mayo | 555640 | 3705UP1 | GE HealthcareTRACERlab FX2 C | GE Healthcare | Nuculear Med | TRACERlab FX2 C | GE HealthCare | TRACERlab FX2 C | Cyclotron Accessories;Synthesizer | HTM Supported | 24095 | 0:26 | 0:25 | 1 | 0
Mayo | 327638 | 21021 | GE HealthcareTRACERlab FX2 M | GE Healthcare | Nuculear Med | TRACERlab FX2 M | GE HealthCare | TRACERlab FX2 M | Cyclotron Accessories;Synthesizer | HTM Supported | 24095 | 0:26 | 0:25 | 1 | 0
Mayo | 327640 | 21051 | GE HealthcareTRACERlab FX2 M | GE Healthcare | Nuculear Med | TRACERlab FX2 M | GE HealthCare | TRACERlab FX2 M | Cyclotron Accessories;Synthesizer | HTM Supported | 24095 | 0:26 | 0:25 | 1 | 0
Mayo | 327676 | 21062 | GE HealthcareTRACERlab FX2 M | GE Healthcare | Nuculear Med | TRACERlab FX2 M | GE HealthCare | TRACERlab FX2 M | Cyclotron Accessories;Synthesizer | HTM Supported | 24095 | 0:26 | 0:25 | 1 | 0
Mayo | 379553 | 3434UP8 | GE HealthcareTRACERlab FX2 M | GE Healthcare | Nuculear Med | TRACERlab FX2 M | GE HealthCare | TRACERlab FX2 M | Cyclotron Accessories;Synthesizer | HTM Supported | 24095 | 0:26 | 0:25 | 1 | 0
Mayo | 379554 | 3433UP0 | GE HealthcareTRACERlab FX2 M | GE Healthcare | Nuculear Med | TRACERlab FX2 M | GE HealthCare | TRACERlab FX2 M | Cyclotron Accessories;Synthesizer | HTM Supported | 24095 | 0:26 | 0:25 | 1 | 0
Mayo | 538063 | 21061 | GE HealthcareTRACERlab FX2 M | GE Healthcare | Nuculear Med | TRACERlab FX2 M | GE HealthCare | TRACERlab FX2 M | Cyclotron Accessories;Synthesizer | HTM Supported | 24095 | 0:26 | 0:25 | 1 | 0
Mayo | 213213 | 2282CG2 | GE HealthcareTRACERlab FX-Mel | GE Healthcare | Nuculear Med | TRACERlab FX-Mel | GE HealthCare | TRACERlab FX-Mel | Cyclotron Accessories;Synthesizer | HTM Supported | 24095 | 0:26 | 0:25 | 1 | 0
Mayo | 213217 | 2283CG0 | GE HealthcareTRACERlab FX-Mel | GE Healthcare | Nuculear Med | TRACERlab FX-Mel | GE HealthCare | TRACERlab FX-Mel | Cyclotron Accessories;Synthesizer | HTM Supported | 24095 | 0:26 | 0:25 | 1 | 0
Mayo | 213219 | 16067 | GE HealthcareTRACERlab FX-Mel | GE Healthcare | Nuculear Med | TRACERlab FX-Mel | GE HealthCare | TRACERlab FX-Mel | Cyclotron Accessories;Synthesizer | HTM Supported | 24095 | 0:26 | 0:25 | 1 | 0
Mayo | 213350 | 16066 | GE HealthcareTRACERlab FX-Mel | GE Healthcare | Nuculear Med | TRACERlab FX-Mel | GE HealthCare | TRACERlab FX-Mel | Cyclotron Accessories;Synthesizer | HTM Supported | 24095 | 0:26 | 0:25 | 1 | 0
Mayo | 327639 | 21050 | GE HealthcareTRACERlab FX-Mel | GE Healthcare | Nuculear Med | TRACERlab FX-Mel | GE HealthCare | TRACERlab FX-Mel | Cyclotron Accessories;Synthesizer | HTM Supported | 24095 | 0:26 | 0:25 | 1 | 0
Mayo | 379556 | 3432UP2 | GE HealthcareTRACERlab FX-Mel | GE Healthcare | Nuculear Med | TRACERlab FX-Mel | GE HealthCare | TRACERlab FX-Mel | Cyclotron Accessories;Synthesizer | HTM Supported | 24095 | 0:26 | 0:25 | 1 | 0
Mayo | 529297 | 2455CG4 | GE HealthcareTRACERlab FX-Mel | GE Healthcare | Nuculear Med | TRACERlab FX-Mel | GE HealthCare | TRACERlab FX-Mel | Cyclotron Accessories;Synthesizer | HTM Supported | 24095 | 0:26 | 0:25 | 1 | 0
Mayo | 53900 | 49156VP3 | GE HealthcarePETTRACE | GE Healthcare | Nuculear Med | PETTRACE | GE HealthCare | PETTRACE | Cyclotron;Cyclotron | HTM Supported | 24095 | 0:26 | 0:25 | 1 | 0
Mayo | 213319 | 2537UP9 | GE HealthcarePETTRACE 800 | GE Healthcare | Nuculear Med | PETTRACE 800 | GE HealthCare | PETTRACE 800 | Cyclotron;Cyclotron | HTM Supported | 24095 | 0:26 | 0:25 | 1 | 0
Mayo | 327644 | 2830UP8 | GE HealthcarePETTRACE 800 | GE Healthcare | Nuculear Med | PETTRACE 800 | GE HealthCare | PETTRACE 800 | Cyclotron;Cyclotron | HTM Supported | 24095 | 0:26 | 0:25 | 1 | 0
Mayo | 374548 | 286290 | GE HealthcarePETTRACE 800 | GE Healthcare | Nuculear Med | PETTRACE 800 | GE HealthCare | PETTRACE 800 | Cyclotron;Cyclotron | HTM Supported | 24095 | 0:26 | 0:25 | 1 | 0
Mayo | 1030605 | 212647MA | GE HealthcareiDXA | GE Healthcare | Fixed X-Ray | iDXA | GE HealthCare | iDXA | Radiographic System;Densitometers; Bone; X-Ray; Dual-Energy Absorptiometry | HTM Supported | 24095 | 0:26 | 0:25 | 1 | 0
Mayo | 156541 | 200255 | GE HealthcareiDXA | GE Healthcare | Fixed X-Ray | iDXA | GE HealthCare | iDXA | Radiographic System;Densitometers; Bone; X-Ray; Dual-Energy Absorptiometry | HTM Supported | 24095 | 0:26 | 0:25 | 1 | 0
Mayo | 189115 | ME+200582 | GE HealthcareiDXA | GE Healthcare | Fixed X-Ray | iDXA | GE HealthCare | iDXA | Radiographic System;Densitometers; Bone; X-Ray; Dual-Energy Absorptiometry | HTM Supported | 24095 | 0:26 | 0:25 | 1 | 0
Mayo | 213317 | 210417GA | GE HealthcareiDXA | GE Healthcare | Fixed X-Ray | iDXA | GE HealthCare | iDXA | Radiographic System;Densitometers; Bone; X-Ray; Dual-Energy Absorptiometry | HTM Supported | 24095 | 0:26 | 0:25 | 1 | 0
Mayo | 213318 | 210440GA | GE HealthcareiDXA | GE Healthcare | Fixed X-Ray | iDXA | GE HealthCare | iDXA | Radiographic System;Densitometers; Bone; X-Ray; Dual-Energy Absorptiometry | HTM Supported | 24095 | 0:26 | 0:25 | 1 | 0
Mayo | 213390 | 210295GA | GE HealthcareiDXA | GE Healthcare | Fixed X-Ray | iDXA | GE HealthCare | iDXA | Radiographic System;Densitometers; Bone; X-Ray; Dual-Energy Absorptiometry | HTM Supported | 24095 | 0:26 | 0:25 | 1 | 0
Mayo | 213398 | 210406GA | GE HealthcareiDXA | GE Healthcare | Fixed X-Ray | iDXA | GE HealthCare | iDXA | Radiographic System;Densitometers; Bone; X-Ray; Dual-Energy Absorptiometry | HTM Supported | 24095 | 0:26 | 0:25 | 1 | 0
Mayo | 296852 | 212431MA | GE HealthcareiDXA | GE Healthcare | Fixed X-Ray | iDXA | GE HealthCare | iDXA | Radiographic System;Densitometers; Bone; X-Ray; Dual-Energy Absorptiometry | HTM Supported | 24095 | 0:26 | 0:25 | 1 | 0
Mayo | 400602 | PA+351111 | GE HealthcareiDXA | GE Healthcare | Fixed X-Ray | iDXA | GE HealthCare | iDXA | Radiographic System;Densitometers; Bone; X-Ray; Dual-Energy Absorptiometry | Vendor Supported | 24095 | 0:26 | 0:25 | 1 | 0
Mayo | 1069908 | 50961 | GE HealthcarePIXI MUS | GE Healthcare | Fixed X-Ray | PIXI MUS | GE HealthCare | PIXI MUS | Radiographic System;Densitometers; Bone; X-Ray; Dual-Energy Absorptiometry | HTM Supported | 24095 | 0:26 | 0:25 | 1 | 0
Mayo | 66559 | 50918 | GE HealthcarePIXI MUS | GE Healthcare | Fixed X-Ray | PIXI MUS | GE HealthCare | PIXI MUS | Radiographic System;Densitometers; Bone; X-Ray; Dual-Energy Absorptiometry | HTM Supported | 24095 | 0:26 | 0:25 | 1 | 0
Mayo | 1010666 | PA+511275 | GE HealthcareProdigy | GE Healthcare | Fixed X-Ray | Prodigy | GE HealthCare | Prodigy | Radiographic System;Densitometers; Bone; X-Ray; Dual-Energy Absorptiometry | HTM Supported Remote Support | 24095 | 0:26 | 0:25 | 1 | 0
Mayo | 1018087 | 511451 | GE HealthcareProdigy | GE Healthcare | Fixed X-Ray | Prodigy | GE HealthCare | Prodigy | Radiographic System;Densitometers; Bone; X-Ray; Dual-Energy Absorptiometry | HTM Supported | 24095 | 0:26 | 0:25 | 1 | 0
Mayo | 1018088 | 511452 | GE HealthcareProdigy | GE Healthcare | Fixed X-Ray | Prodigy | GE HealthCare | Prodigy | Radiographic System;Densitometers; Bone; X-Ray; Dual-Energy Absorptiometry | HTM Supported | 24095 | 0:26 | 0:25 | 1 | 0
Mayo | 1025962 | 511349MA | GE HealthcareProdigy | GE Healthcare | Fixed X-Ray | Prodigy | GE HealthCare | Prodigy | Radiographic System;Densitometers; Bone; X-Ray; Dual-Energy Absorptiometry | HTM Supported | 24095 | 0:26 | 0:25 | 1 | 0
Mayo | 216614 | 500375GA | GE HealthcareProdigy | GE Healthcare | Fixed X-Ray | Prodigy | GE HealthCare | Prodigy | Radiographic System;Densitometers; Bone; X-Ray; Dual-Energy Absorptiometry | HTM Supported | 24095 | 0:26 | 0:25 | 1 | 0
Mayo | 216615 | 500378GA | GE HealthcareProdigy | GE Healthcare | Fixed X-Ray | Prodigy | GE HealthCare | Prodigy | Radiographic System;Densitometers; Bone; X-Ray; Dual-Energy Absorptiometry | HTM Supported | 24095 | 0:26 | 0:25 | 1 | 0
Mayo | 216616 | 500385GA | GE HealthcareProdigy | GE Healthcare | Fixed X-Ray | Prodigy | GE HealthCare | Prodigy | Radiographic System;Densitometers; Bone; X-Ray; Dual-Energy Absorptiometry | HTM Supported | 24095 | 0:26 | 0:25 | 1 | 0
Mayo | 471491 | 510692MA | GE HealthcareProdigy | GE Healthcare | Fixed X-Ray | Prodigy | GE HealthCare | Prodigy | Radiographic System;Densitometers; Bone; X-Ray; Dual-Energy Absorptiometry | HTM Supported Remote Support | 24095 | 0:26 | 0:25 | 1 | 0
Mayo | 512408 | 510178MA | GE HealthcareProdigy | GE Healthcare | Fixed X-Ray | Prodigy | GE HealthCare | Prodigy | Radiographic System;Densitometers; Bone; X-Ray; Dual-Energy Absorptiometry | HTM Supported | 24095 | 0:26 | 0:25 | 1 | 0
Mayo | 513266 | 570654MA | GE HealthcareProdigy | GE Healthcare | Fixed X-Ray | Prodigy | GE HealthCare | Prodigy | Radiographic System;Densitometers; Bone; X-Ray; Dual-Energy Absorptiometry | HTM Supported | 24095 | 0:26 | 0:25 | 1 | 0
Mayo | 513267 | 510603MA | GE HealthcareProdigy | GE Healthcare | Fixed X-Ray | Prodigy | GE HealthCare | Prodigy | Radiographic System;Densitometers; Bone; X-Ray; Dual-Energy Absorptiometry | HTM Supported | 24095 | 0:26 | 0:25 | 1 | 0
Mayo | 513268 | 510403MA | GE HealthcareProdigy | GE Healthcare | Fixed X-Ray | Prodigy | GE HealthCare | Prodigy | Radiographic System;Densitometers; Bone; X-Ray; Dual-Energy Absorptiometry | HTM Supported | 24095 | 0:26 | 0:25 | 1 | 0
Mayo | 1046000 | 000000GDXR1874 | GE HealthcareDiscovery - XR656 | GE Healthcare | Fixed X-Ray | Discovery - XR656 | GE HealthCare | Discovery XR656 | Radiographic System;Radiographic Unit | Not Supported | 24095 | 0:26 | 0:25 | 1 | 0
Mayo | 216612 | 1036661WK5 | GE HealthcareDiscovery - XR656 | GE Healthcare | Fixed X-Ray | Discovery - XR656 | GE HealthCare | Discovery XR656 | Radiographic System;Radiographic Unit | HTM Supported | 24095 | 0:26 | 0:25 | 1 | 0
Mayo | 249643 | 167420WG9 | GE HealthcareDiscovery - XR656 | GE Healthcare | Fixed X-Ray | Discovery - XR656 | GE HealthCare | Discovery XR656 | Radiographic System;Radiographic Unit | HTM Supported | 24095 | 0:26 | 0:25 | 1 | 0
Mayo | 249652 | 1033765WK7 | GE HealthcareDiscovery - XR656 | GE Healthcare | Fixed X-Ray | Discovery - XR656 | GE HealthCare | Discovery XR656 | Radiographic System;Radiographic Unit | HTM Supported | 24095 | 0:26 | 0:25 | 1 | 0
Mayo | 249666 | 171160WG5 | GE HealthcareDiscovery - XR656 | GE Healthcare | Fixed X-Ray | Discovery - XR656 | GE HealthCare | Discovery XR656 | Radiographic System;Radiographic Unit | HTM Supported | 24095 | 0:26 | 0:25 | 1 | 0
Mayo | 249699 | 1038121WK8 | GE HealthcareDiscovery - XR656 | GE Healthcare | Fixed X-Ray | Discovery - XR656 | GE HealthCare | Discovery XR656 | Radiographic System;Radiographic Unit | HTM Supported | 24095 | 0:26 | 0:25 | 1 | 0
Mayo | 283567 | 185535WG2 | GE HealthcareDiscovery - XR656 | GE Healthcare | Fixed X-Ray | Discovery - XR656 | GE HealthCare | Discovery XR656 | Radiographic System;Radiographic Unit | HTM Supported | 24095 | 0:26 | 0:25 | 1 | 0
Mayo | 289065 | 715838RAD | GE HealthcareDiscovery - XR656 | GE Healthcare | Fixed X-Ray | Discovery - XR656 | GE HealthCare | Discovery XR656 | Radiographic System;Radiographic Unit | HTM Supported | 24095 | 0:26 | 0:25 | 1 | 0
Mayo | 292470 | 503185GE1 | GE HealthcareDiscovery - XR656 | GE Healthcare | Fixed X-Ray | Discovery - XR656 | GE HealthCare | Discovery XR656 | Radiographic System;Radiographic Unit | HTM Supported | 24095 | 0:26 | 0:25 | 1 | 0
Mayo | 325067 | 480860XR656 | GE HealthcareDiscovery - XR656 | GE Healthcare | Fixed X-Ray | Discovery - XR656 | GE HealthCare | Discovery XR656 | Radiographic System;Radiographic Unit | Shared Service | 24095 | 0:26 | 0:25 | 1 | 0
Mayo | 463403 | 773725HL9 | GE HealthcareDiscovery - XR656 | GE Healthcare | Fixed X-Ray | Discovery - XR656 | GE HealthCare | Discovery XR656 | Radiographic System;Radiographic Unit | HTM Supported | 24095 | 0:26 | 0:25 | 1 | 0
Mayo | 464079 | 144615WG2 | GE HealthcareDiscovery - XR656 | GE Healthcare | Fixed X-Ray | Discovery - XR656 | GE HealthCare | Discovery XR656 | Radiographic System;Radiographic Unit | HTM Supported | 24095 | 0:26 | 0:25 | 1 | 0
Mayo | 529160 | 179737WG2 | GE HealthcareDiscovery - XR656 | GE Healthcare | Fixed X-Ray | Discovery - XR656 | GE HealthCare | Discovery XR656 | Radiographic System;Radiographic Unit | HTM Supported | 24095 | 0:26 | 0:25 | 1 | 0
Mayo | 464080 | 106905HL3 | GE HealthcarePROTEUS XR/A | GE Healthcare | Fixed X-Ray | PROTEUS XR/A | GE HealthCare | Proteus XR/a 65KW | Radiographic System;Radiographic Unit | HTM Supported | 24095 | 0:26 | 0:25 | 1 | 0
Mayo | 464132 | 117101HL6 | GE HealthcarePROTEUS XR/A | GE Healthcare | Fixed X-Ray | PROTEUS XR/A | GE HealthCare | Proteus XR/a 65KW | Radiographic System;Radiographic Unit | HTM Supported | 24095 | 0:26 | 0:25 | 1 | 0
Mayo | 464966 | 87146HL7 | GE HealthcarePROTEUS XR/A | GE Healthcare | Fixed X-Ray | PROTEUS XR/A | GE HealthCare | Proteus XR/a 65KW | Radiographic System;Radiographic Unit | HTM Supported | 24095 | 0:26 | 0:25 | 1 | 0
Mayo | 465997 | 103431HL3 | GE HealthcarePROTEUS XR/A | GE Healthcare | Fixed X-Ray | PROTEUS XR/A | GE HealthCare | Proteus XR/a 65KW | Radiographic System;Radiographic Unit | HTM Supported | 24095 | 0:26 | 0:25 | 1 | 0
Mayo | 468176 | 150372HL1 | GE HealthcarePROTEUS XR/A | GE Healthcare | Fixed X-Ray | PROTEUS XR/A | GE HealthCare | Proteus XR/a 65KW | Radiographic System;Radiographic Unit | HTM Supported | 24095 | 0:26 | 0:25 | 1 | 0
Mayo | 505122 | 62485HL8 | GE HealthcarePROTEUS XR/A | GE Healthcare | Fixed X-Ray | PROTEUS XR/A | GE HealthCare | Proteus XR/a 65KW | Radiographic System;Radiographic Unit | HTM Supported | 24095 | 0:26 | 0:25 | 1 | 0
Mayo | 505790 | 70508213 | GE HealthcarePROTEUS XR/A | GE Healthcare | Fixed X-Ray | PROTEUS XR/A | GE HealthCare | Proteus XR/a 65KW | Radiographic System;Radiographic Unit | HTM Supported | 24095 | 0:26 | 0:25 | 1 | 0
Mayo | 506911 | 45710HL1 | GE HealthcarePROTEUS XR/A | GE Healthcare | Fixed X-Ray | PROTEUS XR/A | GE HealthCare | Proteus XR/a 65KW | Radiographic System;Radiographic Unit | HTM Supported | 24095 | 0:26 | 0:25 | 1 | 0
Mayo | 504028 | 507238PR1 | GE HealthcarePROTEUS XR/Z | GE Healthcare | Fixed X-Ray | PROTEUS XR/Z | GE HealthCare | Proteus XR/Z | Radiographic System;Radiographic Unit | HTM Supported | 24095 | 0:26 | 0:25 | 1 | 0
Mayo | 504645 | 507375PR1 | GE HealthcarePROTEUS XR/Z | GE Healthcare | Fixed X-Ray | PROTEUS XR/Z | GE HealthCare | Proteus XR/Z | Radiographic System;Radiographic Unit | HTM Supported | 24095 | 0:26 | 0:25 | 1 | 0
Mayo | 504915 | 507364PR1 | GE HealthcarePROTEUS XR/Z | GE Healthcare | Fixed X-Ray | PROTEUS XR/Z | GE HealthCare | Proteus XR/Z | Radiographic System;Radiographic Unit | HTM Supported | 24095 | 0:26 | 0:25 | 1 | 0
Mayo | 505145 | 952873PR1 | GE HealthcarePROTEUS XR/Z | GE Healthcare | Fixed X-Ray | PROTEUS XR/Z | GE HealthCare | Proteus XR/Z | Radiographic System;Radiographic Unit | HTM Supported | 24095 | 0:26 | 0:25 | 1 | 0
Mayo | 216488 | 1028921WK3 | GE HealthcareBrivo XR285 | GE Healthcare | Mobile X-Ray | Brivo XR285 | GE HealthCare | Brivo XR285 | Radiographic System;Radiographic Unit Mobile | HTM Supported | 24095 | 0:26 | 0:25 | 1 | 0
Mayo | 216541 | 333787WKO or 13346ED2 | GE HealthcareAMX 4 | GE Healthcare | Mobile X-Ray | AMX 4 | GE HealthCare | AMX 4 | Radiographic System;Radiographic Unit Mobile | HTM Supported | 24095 | 0:26 | 0:25 | 1 | 0
Mayo | 116055 | 986798WK7 | GE HealthcareAMX 4 | GE Healthcare | Mobile X-Ray | AMX 4 | GE HealthCare | AMX 4 PLUS | Radiographic System;Radiographic Unit Mobile | HTM Supported | 24095 | 0:26 | 0:25 | 1 | 0
Mayo | 505397 | 1012493WK1 | GE HealthcareAMX 4 | GE Healthcare | Mobile X-Ray | AMX 4 | GE HealthCare | AMX 4 PLUS | Radiographic System;Radiographic Unit Mobile | HTM Supported | 24095 | 0:26 | 0:25 | 1 | 0
Mayo | 464087 | 1030080WK4 | GE HealthcareOPTIMA XR200 | GE Healthcare | Mobile X-Ray | OPTIMA XR200 | GE HealthCare | Optimaxx XR200 AMX | Radiographic System;Radiographic Unit Mobile | HTM Supported | 24095 | 0:26 | 0:25 | 1 | 0
Mayo | A033913 | 1033720wk2 | GE HealthcareOPTIMA XR220 | GE Healthcare | Mobile X-Ray | OPTIMA XR220 | GE HealthCare | Optimaxx XR220 AMX | Radiographic System;Radiographic Unit Mobile | HTM Supported | 24095 | 0:26 | 0:26 | 1 | 0
Mayo | 286036 | HDUKX2000102WK | GE HealthcareOPTIMA XR240 | GE Healthcare | Mobile X-Ray | OPTIMA XR240 | GE HealthCare | Optima XR240amx | Radiographic System;Radiographic Unit Mobile | Shared Service | 24095 | 0:26 | 0:25 | 1 | 0
Mayo | 877398 | DF2401800461WK | GE HealthcareOPTIMA XR240 | GE Healthcare | Mobile X-Ray | OPTIMA XR240 | GE HealthCare | Optima XR240amx | Radiographic System;Radiographic Unit Mobile | HTM Supported Remote Support | 24095 | 0:26 | 0:25 | 1 | 0
Mayo | 877399 | DF2401800460WK | GE HealthcareOPTIMA XR240 | GE Healthcare | Mobile X-Ray | OPTIMA XR240 | GE HealthCare | Optima XR240amx | Radiographic System;Radiographic Unit Mobile | HTM Supported Remote Support | 24095 | 0:26 | 0:25 | 1 | 0
Mayo | 200013 | 668674BV5 | GE HealthcareDiscovery IGS 740 | GE Healthcare | Cath Lab / Angio | Discovery IGS 740 | GE HealthCare | Discovery IGS 740 | Radiographic System;Radiographic/Fluoroscopic System; Angiography/Interventional | HTM Supported | 24095 | 0:26 | 0:25 | 1 | 0
Mayo | 249726 | 010084068611069170100-21-d4-17-002 | GE HealthcareDiscovery IGS 740 | GE Healthcare | Cath Lab / Angio | Discovery IGS 740 | GE HealthCare | Discovery IGS 740 | Radiographic System;Radiographic/Fluoroscopic System; Angiography/Interventional | HTM Supported | 24095 | 0:26 | 0:25 | 1 | 0
Mayo | 876394 | 795801BU0 | GE HealthcareAllia IGS 7 | GE Healthcare | Cath Lab / Angio | Allia IGS 7 | GE HealthCare | Allia IGS 7 | Radiographic System;Radiographic/Fluoroscopic System; Angiography/Interventional | Shared Service Shared Service | 24095 | 0:26 | 0:25 | 1 | 0
Mayo | 537891 | 214 | GE HealthcareOEC Uroview 8K | OEC Medical Systems (GE Healthcare) | Cath Lab / Angio | OEC Uroview 8K | GE HealthCare | OEC Uroview 8K | Radiographic System;Radiographic/Fluoroscopic System; Urologic | HTM Supported No Service Agreement Needed (T&M) | 24095 | 0:26 | 0:25 | 1 | 0
Mayo | 537892 | 231 | GE HealthcareOEC Uroview 8K | OEC Medical Systems (GE Healthcare) | Cath Lab / Angio | OEC Uroview 8K | GE HealthCare | OEC Uroview 8K | Radiographic System;Radiographic/Fluoroscopic System; Urologic | HTM Supported No Service Agreement Needed (T&M) | 24095 | 0:26 | 0:25 | 1 | 0
Mayo | 537893 | 230 | GE HealthcareOEC Uroview 8K | OEC Medical Systems (GE Healthcare) | Cath Lab / Angio | OEC Uroview 8K | GE HealthCare | OEC Uroview 8K | Radiographic System;Radiographic/Fluoroscopic System; Urologic | HTM Supported No Service Agreement Needed (T&M) | 24095 | 0:26 | 0:25 | 1 | 0
Mayo | A008858 | 10306501N-7 | Adac Laboratories Inc A Philips Medical Systems CoVertex Plus MCD | Adac Laboratories Inc A Philips Medical Systems Co | SPECT | Vertex Plus MCD | Adac Laboratories Inc A Philips Medical Systems Co | Vertex Plus MCD | Scanning System NM;SPECT | HTM Supported | 24095 | 0:26 | 0:26 | 1 | 0
Mayo | 1046067 | 1015732 | Aribex IncNomad Pro 2 | Aribex Inc | Mobile X-Ray | Nomad Pro 2 | Aribex Inc | Nomad Pro 2 | Radiographic System;Dental | HTM Supported | 24095 | 0:26 | 0:25 | 1 | 0
Mayo | 249645 | XD131212-03 | Aribex IncNomad Pro 2 | Aribex Inc | Mobile X-Ray | Nomad Pro 2 | Aribex Inc | Nomad Pro 2 | Radiographic System;Dental | HTM Supported | 24095 | 0:26 | 0:25 | 1 | 0
Mayo | 513356 | 1004423 | Aribex IncNomad Pro 2 | Aribex Inc | Mobile X-Ray | Nomad Pro 2 | Aribex Inc | Nomad Pro 2 | Radiographic System;Dental | Vendor Supported | 24095 | 0:26 | 0:25 | 1 | 0
Mayo | 544429 | 24671 | Aribex IncNomad Pro 2 | Aribex Inc | Mobile X-Ray | Nomad Pro 2 | Aribex Inc | Nomad Pro 2 | Radiographic System;Dental | HTM Supported | 24095 | 0:26 | 0:25 | 1 | 0
Mayo | 1001434 | 2689023001 | Brainlab AgExacTrac Dynamic | Brainlab Ag | Radiosurgery | ExacTrac Dynamic | Brainlab Ag | ExacTrac Dynamic | Stereotactic Systems;Stereotactic Systems | Vendor Supported | 24095 | 0:26 | 0:25 | 1 | 0
Mayo | 1130949 | 29122001 | Brainlab AgExacTrac Dynamic | Brainlab Ag | Radiosurgery | ExacTrac Dynamic | Brainlab Ag | ExacTrac Dynamic | Stereotactic Systems;Stereotactic Systems | Vendor Supported | 24095 | 0:26 | 0:26 | 1 | 0
Mayo | 1158303 | 9022123001-45321 | Brainlab AgExacTrac Dynamic | Brainlab Ag | Radiosurgery | ExacTrac Dynamic | Brainlab Ag | ExacTrac Dynamic | Stereotactic Systems;Stereotactic Systems | Vendor Supported Full Contract | 24095 | 0:26 | 0:26 | 1 | 0
Mayo | 514917 | 1417823001-45321 | Brainlab AgExacTrac Dynamic | Brainlab Ag | Radiosurgery | ExacTrac Dynamic | Brainlab Ag | ExacTrac Dynamic | Stereotactic Systems;Stereotactic Systems | Vendor Supported No Service Agreement Needed (T&M) | 24095 | 0:26 | 0:25 | 1 | 0
Mayo | 296651 | BFB1952003 | Canon Medical Systems USA; Inc.Alphenix Sky | Canon Medical Systems USA; Inc. | Cath Lab / Angio | Alphenix Sky | Canon Medical Systems | Alphenix Sky | Radiographic System;Radiographic/Fluoroscopic System; Angiography/Interventional | Vendor Supported | 24095 | 0:26 | 0:25 | 1 | 0
Mayo | 1114241 | KKUA009 | GE HealthcareCS 9600 | GE Healthcare | Mobile X-Ray | CS 9600 | Carestream Dental LLC | CS 9600 | Radiographic System;Dental | HTM Supported No Service Agreement Needed (T&M) | 24095 | 0:26 | 0:26 | 1 | 0
Mayo | 170872 | 4221 | Carestream Health; Inc.DRX Evolution | Carestream Health; Inc. | Fixed X-Ray | DRX Evolution | Carestream Health Inc | DRX Evolution | Radiographic System;Radiographic Unit | HTM Supported | 24095 | 0:26 | 0:25 | 1 | 0
Mayo | 199958 | 4953 | Carestream Health; Inc.DRX Evolution | Carestream Health; Inc. | Fixed X-Ray | DRX Evolution | Carestream Health Inc | DRX Evolution | Radiographic System;Radiographic Unit | HTM Supported | 24095 | 0:26 | 0:25 | 1 | 0
Mayo | 199997 | 4937 | Carestream Health; Inc.DRX Evolution | Carestream Health; Inc. | Fixed X-Ray | DRX Evolution | Carestream Health Inc | DRX Evolution | Radiographic System;Radiographic Unit | HTM Supported | 24095 | 0:26 | 0:25 | 1 | 0
Mayo | 199998 | 4972 | Carestream Health; Inc.DRX Evolution | Carestream Health; Inc. | Fixed X-Ray | DRX Evolution | Carestream Health Inc | DRX Evolution | Radiographic System;Radiographic Unit | HTM Supported | 24095 | 0:26 | 0:25 | 1 | 0
Mayo | 199999 | 4988 | Carestream Health; Inc.DRX Evolution | Carestream Health; Inc. | Fixed X-Ray | DRX Evolution | Carestream Health Inc | DRX Evolution | Radiographic System;Radiographic Unit | HTM Supported | 24095 | 0:26 | 0:25 | 1 | 0
Mayo | 297176 | 4159 | Carestream Health; Inc.DRX REVOLUTION | Carestream Health; Inc. | Mobile X-Ray | DRX REVOLUTION | Carestream Health Inc | DRX-Revolution | Radiographic System;Radiographic Unit Mobile | HTM Supported Remote Support | 24095 | 0:26 | 0:25 | 1 | 0
Mayo | 297177 | 3697 | Carestream Health; Inc.DRX REVOLUTION | Carestream Health; Inc. | Mobile X-Ray | DRX REVOLUTION | Carestream Health Inc | DRX-Revolution | Radiographic System;Radiographic Unit Mobile | HTM Supported Remote Support | 24095 | 0:26 | 0:25 | 1 | 0
Mayo | 374563 | 347 | Carestream Health; Inc.DRX REVOLUTION | Carestream Health; Inc. | Mobile X-Ray | DRX REVOLUTION | Carestream Health Inc | DRX-Revolution | Radiographic System;Radiographic Unit Mobile | HTM Supported | 24095 | 0:26 | 0:25 | 1 | 0
Mayo | 1175296 | B2022011 | Clarix Imaging CorpVSI-360 | Clarix Imaging Corp | Fixed X-Ray | VSI-360 | Clarix Imaging Corp | VSI-360 | Radiographic System;Specimen | Not Supported | 24095 | 0:26 | 0:26 | 1 | 0
Mayo | 1069906 | LG-2001 | CMR Naviscan CorpLumaGEM V2 | CMR Naviscan Corp | Nuculear Med | LumaGEM V2 | CMR Naviscan Corp | LumaGEM V2 | Scanning System NM;Molecular Breast Imaging | HTM Supported Parts Only | 24095 | 0:26 | 0:25 | 1 | 0
Mayo | 544436 | IR20004 | CurveBeamInReach | CurveBeam | CT | InReach | CurveBeam | InReach | Scanning System CT;CT Cone-Beam | Vendor Supported Full Contract | 24095 | 0:26 | 0:25 | 1 | 0
Mayo | 332342 | LU30011 | CurveBeamLineUp - Cone Beam CT | CurveBeam | CT | LineUp - Cone Beam CT | CurveBeam | LineUp - Cone Beam CT | Scanning System CT;CT Cone-Beam | Vendor Supported Full Contract | 24095 | 0:26 | 0:25 | 1 | 0
Mayo | 1064848 | HR40029 | CurveBeamHiRise - Weight Bearing CT | CurveBeam | CT | HiRise - Weight Bearing CT | CurveBeam | HiRise - Weight Bearing CT | Scanning System CT;CT Head/Extremity | Shared Service Full Contract | 24095 | 0:26 | 0:25 | 1 | 0
Mayo | 876381 | HR40003 | CurveBeamHiRise - Weight Bearing CT | CurveBeam | CT | HiRise - Weight Bearing CT | CurveBeam | HiRise - Weight Bearing CT | Scanning System CT;CT Head/Extremity | HTM Supported | 24095 | 0:26 | 0:25 | 1 | 0
Mayo | 288832 | CPD33428D19 | Del Medical Systems CorpATC-525 | Del Medical Systems Corp | Fixed X-Ray | ATC-525 | Del Medical Systems Corp | ATC-525 | Radiographic System;Radiographic Unit | HTM Supported | 24095 | 0:26 | 0:25 | 1 | 0
Mayo | 1147700 | KR2314556 | DEXIS LLCOrthopantomograph OP 3D | DEXIS LLC | Mobile X-Ray | Orthopantomograph OP 3D | DEXIS LLC | Orthopantomograph OP 3D | Radiographic System;Dental | HTM Supported No Service Agreement Needed (T&M) | 24095 | 0:26 | 0:26 | 1 | 0
Mayo | 1156364 | KR2212312 | DEXIS LLCOrthopantomograph OP 3D | DEXIS LLC | Mobile X-Ray | Orthopantomograph OP 3D | DEXIS LLC | Orthopantomograph OP 3D | Radiographic System;Dental | HTM Supported | 24095 | 0:26 | 0:26 | 1 | 0
Mayo | 199933 | 3.1207.214 | Eos Imaging IncEOS | Eos Imaging Inc | Fixed X-Ray | EOS | Eos Imaging Inc | EOS | Radiographic System;Radiographic Unit | Vendor Supported | 24095 | 0:26 | 0:25 | 1 | 0
Mayo | 1109005 | 20893 | Faxitron Bioptics LLCCoreVision | Faxitron Bioptics LLC | Fixed X-Ray | CoreVision | Faxitron Bioptics LLC | CoreVision | Radiographic System;Specimen | Vendor Supported | 24095 | 0:26 | 0:26 | 1 | 0
Mayo | 1109011 | 20902 | Faxitron Bioptics LLCCoreVision | Faxitron Bioptics LLC | Fixed X-Ray | CoreVision | Faxitron Bioptics LLC | CoreVision | Radiographic System;Specimen | Vendor Supported | 24095 | 0:26 | 0:26 | 1 | 0
Mayo | A034666 | 20246 | Faxitron Bioptics LLCCoreVision | Faxitron Bioptics LLC | Fixed X-Ray | CoreVision | Faxitron Bioptics LLC | CoreVision | Radiographic System;Specimen | Shared Service | 24095 | 0:26 | 0:26 | 1 | 0
Mayo | 878079 | 2327A40440 | Faxitron Bioptics LLCCoreVision | Faxitron Bioptics LLC | Fixed X-Ray | CoreVision | Faxitron Bioptics LLC | PathVision | Radiographic System;Specimen | Vendor Supported No Service Agreement Needed (T&M) | 24095 | 0:26 | 0:25 | 1 | 0
Mayo | 170868 | 2325A0164 | Faxitron X-Ray CorpLX-60 | Faxitron X-Ray Corp | Fixed X-Ray | LX-60 | Faxitron X-Ray Corp | LX-60 | Radiographic System;Specimen | HTM Supported | 24095 | 0:26 | 0:25 | 1 | 0
Mayo | 216659 | 41F168B7A002 | FUJIFILM Healthcare Americas CorporationFDR GO | FUJIFILM Healthcare Americas Corporation | Mobile X-Ray | FDR GO | Fujifilm Medical Systems Usa Inc | FDR GO | Radiographic System;Radiographic Unit Mobile | HTM Supported | 24095 | 0:26 | 0:25 | 1 | 0
Mayo | 216661 | 41F168B75016 | FUJIFILM Healthcare Americas CorporationFDR GO | FUJIFILM Healthcare Americas Corporation | Mobile X-Ray | FDR GO | Fujifilm Medical Systems Usa Inc | FDR GO | Radiographic System;Radiographic Unit Mobile | HTM Supported | 24095 | 0:26 | 0:25 | 1 | 0
Mayo | 216668 | 41F168B85003 | FUJIFILM Healthcare Americas CorporationFDR GO | FUJIFILM Healthcare Americas Corporation | Mobile X-Ray | FDR GO | Fujifilm Medical Systems Usa Inc | FDR GO | Radiographic System;Radiographic Unit Mobile | HTM Supported | 24095 | 0:26 | 0:25 | 1 | 0
Mayo | 249646 | 41DBBA145029 | FUJIFILM Healthcare Americas CorporationFDR GO | FUJIFILM Healthcare Americas Corporation | Mobile X-Ray | FDR GO | Fujifilm Medical Systems Usa Inc | FDR GO | Radiographic System;Radiographic Unit Mobile | HTM Supported | 24095 | 0:26 | 0:25 | 1 | 0
Mayo | 249647 | 41DBBA145031 | FUJIFILM Healthcare Americas CorporationFDR GO | FUJIFILM Healthcare Americas Corporation | Mobile X-Ray | FDR GO | Fujifilm Medical Systems Usa Inc | FDR GO | Radiographic System;Radiographic Unit Mobile | HTM Supported | 24095 | 0:26 | 0:25 | 1 | 0
Mayo | 249648 | 41DBBA145033 | FUJIFILM Healthcare Americas CorporationFDR GO | FUJIFILM Healthcare Americas Corporation | Mobile X-Ray | FDR GO | Fujifilm Medical Systems Usa Inc | FDR GO | Radiographic System;Radiographic Unit Mobile | HTM Supported | 24095 | 0:26 | 0:25 | 1 | 0
Mayo | 249649 | 41DBBA145025 | FUJIFILM Healthcare Americas CorporationFDR GO | FUJIFILM Healthcare Americas Corporation | Mobile X-Ray | FDR GO | Fujifilm Medical Systems Usa Inc | FDR GO | Radiographic System;Radiographic Unit Mobile | HTM Supported | 24095 | 0:26 | 0:25 | 1 | 0
Mayo | 249677 | 41DBBA14B002 | FUJIFILM Healthcare Americas CorporationFDR GO | FUJIFILM Healthcare Americas Corporation | Mobile X-Ray | FDR GO | Fujifilm Medical Systems Usa Inc | FDR GO | Radiographic System;Radiographic Unit Mobile | HTM Supported | 24095 | 0:26 | 0:25 | 1 | 0
Mayo | 249769 | 41F168B79004 | FUJIFILM Healthcare Americas CorporationFDR GO | FUJIFILM Healthcare Americas Corporation | Mobile X-Ray | FDR GO | Fujifilm Medical Systems Usa Inc | FDR GO | Radiographic System;Radiographic Unit Mobile | HTM Supported | 24095 | 0:26 | 0:25 | 1 | 0
Mayo | 249770 | 41F168B79002 | FUJIFILM Healthcare Americas CorporationFDR GO | FUJIFILM Healthcare Americas Corporation | Mobile X-Ray | FDR GO | Fujifilm Medical Systems Usa Inc | FDR GO | Radiographic System;Radiographic Unit Mobile | HTM Supported | 24095 | 0:26 | 0:25 | 1 | 0
Mayo | 249771 | 41F168B79003 | FUJIFILM Healthcare Americas CorporationFDR GO | FUJIFILM Healthcare Americas Corporation | Mobile X-Ray | FDR GO | Fujifilm Medical Systems Usa Inc | FDR GO | Radiographic System;Radiographic Unit Mobile | HTM Supported | 24095 | 0:26 | 0:25 | 1 | 0
Mayo | 249772 | 41F168B79001 | FUJIFILM Healthcare Americas CorporationFDR GO | FUJIFILM Healthcare Americas Corporation | Mobile X-Ray | FDR GO | Fujifilm Medical Systems Usa Inc | FDR GO | Radiographic System;Radiographic Unit Mobile | HTM Supported | 24095 | 0:26 | 0:25 | 1 | 0
Mayo | 249773 | 41F168B78004 | FUJIFILM Healthcare Americas CorporationFDR GO | FUJIFILM Healthcare Americas Corporation | Mobile X-Ray | FDR GO | Fujifilm Medical Systems Usa Inc | FDR GO | Radiographic System;Radiographic Unit Mobile | HTM Supported | 24095 | 0:26 | 0:25 | 1 | 0
Mayo | 283482 | 41DBBA149007 | FUJIFILM Healthcare Americas CorporationFDR GO | FUJIFILM Healthcare Americas Corporation | Mobile X-Ray | FDR GO | Fujifilm Medical Systems Usa Inc | FDR GO | Radiographic System;Radiographic Unit Mobile | HTM Supported | 24095 | 0:26 | 0:25 | 1 | 0
Mayo | 288842 | 41DBBA149003 | FUJIFILM Healthcare Americas CorporationFDR GO | FUJIFILM Healthcare Americas Corporation | Mobile X-Ray | FDR GO | Fujifilm Medical Systems Usa Inc | FDR GO | Radiographic System;Radiographic Unit Mobile | HTM Supported | 24095 | 0:26 | 0:25 | 1 | 0
Mayo | 288843 | 41DBBA148001 | FUJIFILM Healthcare Americas CorporationFDR GO | FUJIFILM Healthcare Americas Corporation | Mobile X-Ray | FDR GO | Fujifilm Medical Systems Usa Inc | FDR GO | Radiographic System;Radiographic Unit Mobile | HTM Supported | 24095 | 0:26 | 0:25 | 1 | 0
Mayo | 290088 | 41DBBA149008 | FUJIFILM Healthcare Americas CorporationFDR GO | FUJIFILM Healthcare Americas Corporation | Mobile X-Ray | FDR GO | Fujifilm Medical Systems Usa Inc | FDR GO | Radiographic System;Radiographic Unit Mobile | HTM Supported | 24095 | 0:26 | 0:25 | 1 | 0
Mayo | 330185 | 41F168B76018 | FUJIFILM Healthcare Americas CorporationFDR GO | FUJIFILM Healthcare Americas Corporation | Mobile X-Ray | FDR GO | Fujifilm Medical Systems Usa Inc | FDR GO | Radiographic System;Radiographic Unit Mobile | HTM Supported | 24095 | 0:26 | 0:25 | 1 | 0
Mayo | 463098 | 41DBBA149004 | FUJIFILM Healthcare Americas CorporationFDR GO | FUJIFILM Healthcare Americas Corporation | Mobile X-Ray | FDR GO | Fujifilm Medical Systems Usa Inc | FDR GO | Radiographic System;Radiographic Unit Mobile | HTM Supported | 24095 | 0:26 | 0:25 | 1 | 0
Mayo | 470132 | 41F168B79013 | FUJIFILM Healthcare Americas CorporationFDR GO | FUJIFILM Healthcare Americas Corporation | Mobile X-Ray | FDR GO | Fujifilm Medical Systems Usa Inc | FDR GO | Radiographic System;Radiographic Unit Mobile | HTM Supported | 24095 | 0:26 | 0:25 | 1 | 0
Mayo | 470134 | 41F168B79011 | FUJIFILM Healthcare Americas CorporationFDR GO | FUJIFILM Healthcare Americas Corporation | Mobile X-Ray | FDR GO | Fujifilm Medical Systems Usa Inc | FDR GO | Radiographic System;Radiographic Unit Mobile | HTM Supported | 24095 | 0:26 | 0:25 | 1 | 0
Mayo | 505832 | 41EEB2F59009 | FUJIFILM Healthcare Americas CorporationFDR GO | FUJIFILM Healthcare Americas Corporation | Mobile X-Ray | FDR GO | Fujifilm Medical Systems Usa Inc | FDR GO | Radiographic System;Radiographic Unit Mobile | HTM Supported | 24095 | 0:26 | 0:25 | 1 | 0
Mayo | 505833 | 41EEB2F5A003 | FUJIFILM Healthcare Americas CorporationFDR GO | FUJIFILM Healthcare Americas Corporation | Mobile X-Ray | FDR GO | Fujifilm Medical Systems Usa Inc | FDR GO | Radiographic System;Radiographic Unit Mobile | HTM Supported | 24095 | 0:26 | 0:25 | 1 | 0
Mayo | 505835 | 41EEB2F5A005 | FUJIFILM Healthcare Americas CorporationFDR GO | FUJIFILM Healthcare Americas Corporation | Mobile X-Ray | FDR GO | Fujifilm Medical Systems Usa Inc | FDR GO | Radiographic System;Radiographic Unit Mobile | HTM Supported | 24095 | 0:26 | 0:25 | 1 | 0
Mayo | 508962 | 41F168B6B010 | FUJIFILM Healthcare Americas CorporationFDR GO | FUJIFILM Healthcare Americas Corporation | Mobile X-Ray | FDR GO | Fujifilm Medical Systems Usa Inc | FDR GO | Radiographic System;Radiographic Unit Mobile | HTM Supported | 24095 | 0:26 | 0:25 | 1 | 0
Mayo | 529148 | 41DBBA14C004 | FUJIFILM Healthcare Americas CorporationFDR GO | FUJIFILM Healthcare Americas Corporation | Mobile X-Ray | FDR GO | Fujifilm Medical Systems Usa Inc | FDR GO | Radiographic System;Radiographic Unit Mobile | HTM Supported | 24095 | 0:26 | 0:25 | 1 | 0
Mayo | 529149 | 41DBBA14C001 | FUJIFILM Healthcare Americas CorporationFDR GO | FUJIFILM Healthcare Americas Corporation | Mobile X-Ray | FDR GO | Fujifilm Medical Systems Usa Inc | FDR GO | Radiographic System;Radiographic Unit Mobile | HTM Supported | 24095 | 0:26 | 0:25 | 1 | 0
Mayo | 1001547 | MQ00012B3001 | FUJIFILM Healthcare Americas CorporationFDR GO | FUJIFILM Healthcare Americas Corporation | Mobile X-Ray | FDR GO | Fujifilm Medical Systems Usa Inc | FDR Go PLUS | Radiographic System;Radiographic Unit Mobile | HTM Supported | 24095 | 0:26 | 0:25 | 1 | 0
Mayo | 1007126 | MQ00012A8054 | FUJIFILM Healthcare Americas CorporationFDR GO | FUJIFILM Healthcare Americas Corporation | Mobile X-Ray | FDR GO | Fujifilm Medical Systems Usa Inc | FDR Go PLUS | Radiographic System;Radiographic Unit Mobile | HTM Supported No Service Agreement Needed (T&M) | 24095 | 0:26 | 0:25 | 1 | 0
Mayo | 1020379 | MQ00012B6032 | FUJIFILM Healthcare Americas CorporationFDR GO | FUJIFILM Healthcare Americas Corporation | Mobile X-Ray | FDR GO | Fujifilm Medical Systems Usa Inc | FDR Go PLUS | Radiographic System;Radiographic Unit Mobile | HTM Supported | 24095 | 0:26 | 0:25 | 1 | 0
Mayo | 1033636 | MQ00012AC004 | FUJIFILM Healthcare Americas CorporationFDR GO | FUJIFILM Healthcare Americas Corporation | Mobile X-Ray | FDR GO | Fujifilm Medical Systems Usa Inc | FDR Go PLUS | Radiographic System;Radiographic Unit Mobile | HTM Supported | 24095 | 0:26 | 0:25 | 1 | 0
Mayo | 1081194 | MQ00012B6033 | FUJIFILM Healthcare Americas CorporationFDR GO | FUJIFILM Healthcare Americas Corporation | Mobile X-Ray | FDR GO | Fujifilm Medical Systems Usa Inc | FDR Go PLUS | Radiographic System;Radiographic Unit Mobile | HTM Supported | 24095 | 0:26 | 0:26 | 1 | 0
Mayo | 1103500 | MQ00012B6039 | FUJIFILM Healthcare Americas CorporationFDR GO | FUJIFILM Healthcare Americas Corporation | Mobile X-Ray | FDR GO | Fujifilm Medical Systems Usa Inc | FDR Go PLUS | Radiographic System;Radiographic Unit Mobile | HTM Supported HTM Risk Pool | 24095 | 0:26 | 0:26 | 1 | 0
Mayo | 1151711 | MQ00012C6010 | FUJIFILM Healthcare Americas CorporationFDR GO | FUJIFILM Healthcare Americas Corporation | Mobile X-Ray | FDR GO | Fujifilm Medical Systems Usa Inc | FDR Go PLUS | Radiographic System;Radiographic Unit Mobile | HTM Supported No Service Agreement Needed (T&M) | 24095 | 0:26 | 0:26 | 1 | 0
Mayo | 216642 | MQ0001289015 | FUJIFILM Healthcare Americas CorporationFDR GO | FUJIFILM Healthcare Americas Corporation | Mobile X-Ray | FDR GO | Fujifilm Medical Systems Usa Inc | FDR Go PLUS | Radiographic System;Radiographic Unit Mobile | HTM Supported | 24095 | 0:26 | 0:25 | 1 | 0
Mayo | 334830 | MQ0001297018 | FUJIFILM Healthcare Americas CorporationFDR GO | FUJIFILM Healthcare Americas Corporation | Mobile X-Ray | FDR GO | Fujifilm Medical Systems Usa Inc | FDR Go PLUS | Radiographic System;Radiographic Unit Mobile | HTM Supported No Service Agreement Needed (T&M) | 24095 | 0:26 | 0:25 | 1 | 0
Mayo | 573033 | MQ00012A1004 | FUJIFILM Healthcare Americas CorporationFDR GO | FUJIFILM Healthcare Americas Corporation | Mobile X-Ray | FDR GO | Fujifilm Medical Systems Usa Inc | FDR Go PLUS | Radiographic System;Radiographic Unit Mobile | HTM Supported No Service Agreement Needed (T&M) | 24095 | 0:26 | 0:25 | 1 | 0
Mayo | 573034 | MQ00012A1013 | FUJIFILM Healthcare Americas CorporationFDR GO | FUJIFILM Healthcare Americas Corporation | Mobile X-Ray | FDR GO | Fujifilm Medical Systems Usa Inc | FDR Go PLUS | Radiographic System;Radiographic Unit Mobile | HTM Supported No Service Agreement Needed (T&M) | 24095 | 0:26 | 0:25 | 1 | 0
Mayo | 1018112 | 212626MA | GE HealthcareiDXA | GE Healthcare | Fixed X-Ray | iDXA | GE HealthCare | iDXA | Radiographic System;Densitometers; Bone; X-Ray; Dual-Energy Absorptiometry | HTM Supported | 24095 | 0:26 | 0:25 | 1 | 0
Mayo | 1018113 | 212627MA | GE HealthcareiDXA | GE Healthcare | Fixed X-Ray | iDXA | GE HealthCare | iDXA | Radiographic System;Densitometers; Bone; X-Ray; Dual-Energy Absorptiometry | HTM Supported | 24095 | 0:26 | 0:25 | 1 | 0
Mayo | 1030593 | 212650MA | GE HealthcareiDXA | GE Healthcare | Fixed X-Ray | iDXA | GE HealthCare | iDXA | Radiographic System;Densitometers; Bone; X-Ray; Dual-Energy Absorptiometry | HTM Supported | 24095 | 0:26 | 0:25 | 1 | 0
Mayo | 514920 | 548769-EXACTRAC DYN-001 | Brainlab AgExacTrac Dynamic | Brainlab Ag | Radiosurgery | ExacTrac Dynamic | Brainlab Ag | ExacTrac Dynamic | Stereotactic Systems;Stereotactic Systems | HTM Supported | 24095 | 0:26 | 0:25 | 1 | 0
Mayo | 1296654 | SWC2512009 | Canon Medical Systems USA; Inc.Alphenix Sky | Canon Medical Systems USA; Inc. | Cath Lab / Angio | Alphenix Sky | Canon Medical Systems | Alphenix Sky | Radiographic System;Radiographic/Fluoroscopic System; Angiography/Interventional | Vendor Supported | 24095 | 0:26 | 0:26 | 1 | 0
Mayo | 374358 | 177283 | Siemens Medical SolutionsMAGNETOM Vida 3.0T | Siemens Medical Solutions | MRI | MAGNETOM Vida 3.0T | Siemens Medical Solutions Usa Inc | MAGNETOM Vida 3.0T | Scanning System MRI;MRI Full Body | Vendor Supported | 24095 | 0:26 | 0:25 | 1 | 0
Mayo | 374361 | 177289 | Siemens Medical SolutionsMAGNETOM Vida 3.0T | Siemens Medical Solutions | MRI | MAGNETOM Vida 3.0T | Siemens Medical Solutions Usa Inc | MAGNETOM Vida 3.0T | Scanning System MRI;MRI Full Body | Vendor Supported | 24095 | 0:26 | 0:25 | 1 | 0
Mayo | 374936 | 175847 | Siemens Medical SolutionsMAGNETOM Vida 3.0T | Siemens Medical Solutions | MRI | MAGNETOM Vida 3.0T | Siemens Medical Solutions Usa Inc | MAGNETOM Vida 3.0T | Scanning System MRI;MRI Full Body | HTM Supported | 24095 | 0:26 | 0:25 | 1 | 0
Mayo | 379946 | 175819 | Siemens Medical SolutionsMAGNETOM Vida 3.0T | Siemens Medical Solutions | MRI | MAGNETOM Vida 3.0T | Siemens Medical Solutions Usa Inc | MAGNETOM Vida 3.0T | Scanning System MRI;MRI Full Body | HTM Supported | 24095 | 0:26 | 0:25 | 1 | 0
Mayo | 380399 | 175737 | Siemens Medical SolutionsMAGNETOM Vida 3.0T | Siemens Medical Solutions | MRI | MAGNETOM Vida 3.0T | Siemens Medical Solutions Usa Inc | MAGNETOM Vida 3.0T | Scanning System MRI;MRI Full Body | HTM Supported | 24095 | 0:26 | 0:25 | 1 | 0
Mayo | 1036960 | 176309 | Siemens Medical SolutionsMAGNETOM Vida IMRIS 3.0T | Siemens Medical Solutions | MRI | MAGNETOM Vida IMRIS 3.0T | Siemens Medical Solutions Usa Inc | MAGNETOM Vida IMRIS 3.0T | Scanning System MRI;MRI Full Body | HTM Supported | 24095 | 0:26 | 0:25 | 1 | 0
Mayo | 1275189 | 3003580 | Siemens Medical SolutionsMagnetom Aera | Siemens Medical Solutions | MRI | Magnetom Aera | Siemens Medical Solutions Usa Inc | MAGNETOM AERA 1.5T | Scanning System MRI;MRI Full Body | Vendor Supported | 24095 | 0:26 | 0:26 | 1 | 0
Mayo | 229057 | 42594 | Siemens Medical SolutionsMagnetom Aera | Siemens Medical Solutions | MRI | Magnetom Aera | Siemens Medical Solutions Usa Inc | MAGNETOM AERA 1.5T | Scanning System MRI;MRI Full Body | HTM Supported | 24095 | 0:26 | 0:25 | 1 | 0
Mayo | 229059 | 141314 | Siemens Medical SolutionsMagnetom Aera | Siemens Medical Solutions | MRI | Magnetom Aera | Siemens Medical Solutions Usa Inc | MAGNETOM AERA 1.5T | Scanning System MRI;MRI Full Body | HTM Supported | 24095 | 0:26 | 0:25 | 1 | 0
Mayo | 229062 | 141508 | Siemens Medical SolutionsMagnetom Aera | Siemens Medical Solutions | MRI | Magnetom Aera | Siemens Medical Solutions Usa Inc | MAGNETOM AERA 1.5T | Scanning System MRI;MRI Full Body | HTM Supported | 24095 | 0:26 | 0:25 | 1 | 0
Mayo | 283355 | 41738 | Siemens Medical SolutionsMagnetom Aera | Siemens Medical Solutions | MRI | Magnetom Aera | Siemens Medical Solutions Usa Inc | MAGNETOM AERA 1.5T | Scanning System MRI;MRI Full Body | Vendor Supported | 24095 | 0:26 | 0:25 | 1 | 0
Mayo | 295269 | 141800 | Siemens Medical SolutionsMagnetom Aera | Siemens Medical Solutions | MRI | Magnetom Aera | Siemens Medical Solutions Usa Inc | MAGNETOM AERA 1.5T | Scanning System MRI;MRI Full Body | Vendor Supported | 24095 | 0:26 | 0:25 | 1 | 0
Mayo | 375108 | 141712 | Siemens Medical SolutionsMagnetom Aera | Siemens Medical Solutions | MRI | Magnetom Aera | Siemens Medical Solutions Usa Inc | MAGNETOM AERA 1.5T | Scanning System MRI;MRI Full Body | HTM Supported | 24095 | 0:26 | 0:25 | 1 | 0
Mayo | 376736 | 41529 | Siemens Medical SolutionsMagnetom Aera | Siemens Medical Solutions | MRI | Magnetom Aera | Siemens Medical Solutions Usa Inc | MAGNETOM AERA 1.5T | Scanning System MRI;MRI Full Body | HTM Supported | 24095 | 0:26 | 0:25 | 1 | 0
Mayo | 229041 | 45236 | Siemens Medical SolutionsMAGNETOM Skyra | Siemens Medical Solutions | MRI | MAGNETOM Skyra | Siemens Medical Solutions Usa Inc | MAGNETOM SKYRA 3.0T | Scanning System MRI;MRI Full Body | HTM Supported | 24095 | 0:26 | 0:25 | 1 | 0
Mayo | 229052 | 45983 | Siemens Medical SolutionsMAGNETOM Skyra | Siemens Medical Solutions | MRI | MAGNETOM Skyra | Siemens Medical Solutions Usa Inc | MAGNETOM SKYRA 3.0T | Scanning System MRI;MRI Full Body | HTM Supported | 24095 | 0:26 | 0:25 | 1 | 0
Mayo | 229056 | 46189 | Siemens Medical SolutionsMAGNETOM Skyra | Siemens Medical Solutions | MRI | MAGNETOM Skyra | Siemens Medical Solutions Usa Inc | MAGNETOM SKYRA 3.0T | Scanning System MRI;MRI Full Body | HTM Supported | 24095 | 0:26 | 0:25 | 1 | 0
Mayo | 324950 | 45944 | Siemens Medical SolutionsMAGNETOM Skyra | Siemens Medical Solutions | MRI | MAGNETOM Skyra | Siemens Medical Solutions Usa Inc | MAGNETOM SKYRA 3.0T | Scanning System MRI;MRI Full Body | HTM Supported | 24095 | 0:26 | 0:25 | 1 | 0
Mayo | 332002 | 145700 | Siemens Medical SolutionsMAGNETOM Skyra | Siemens Medical Solutions | MRI | MAGNETOM Skyra | Siemens Medical Solutions Usa Inc | MAGNETOM SKYRA 3.0T | Scanning System MRI;MRI Full Body | HTM Supported | 24095 | 0:26 | 0:25 | 1 | 0
Mayo | 376337 | 145130 | Siemens Medical SolutionsMAGNETOM Skyra | Siemens Medical Solutions | MRI | MAGNETOM Skyra | Siemens Medical Solutions Usa Inc | MAGNETOM SKYRA 3.0T | Scanning System MRI;MRI Full Body | HTM Supported | 24095 | 0:26 | 0:25 | 1 | 0
Mayo | 376738 | 45371 | Siemens Medical SolutionsMAGNETOM Skyra | Siemens Medical Solutions | MRI | MAGNETOM Skyra | Siemens Medical Solutions Usa Inc | MAGNETOM SKYRA 3.0T | Scanning System MRI;MRI Full Body | HTM Supported | 24095 | 0:26 | 0:25 | 1 | 0
Mayo | 376740 | 45006 | Siemens Medical SolutionsMAGNETOM Skyra | Siemens Medical Solutions | MRI | MAGNETOM Skyra | Siemens Medical Solutions Usa Inc | MAGNETOM SKYRA 3.0T | Scanning System MRI;MRI Full Body | HTM Supported | 24095 | 0:26 | 0:25 | 1 | 0
Mayo | 376743 | 46238 | Siemens Medical SolutionsMAGNETOM Skyra | Siemens Medical Solutions | MRI | MAGNETOM Skyra | Siemens Medical Solutions Usa Inc | MAGNETOM SKYRA 3.0T | Scanning System MRI;MRI Full Body | HTM Supported | 24095 | 0:26 | 0:25 | 1 | 0
Mayo | 286762 | 590 | Siemens Medical SolutionsE Cam SPECT | Siemens Medical Solutions | SPECT | E Cam SPECT | Siemens Medical Solutions Usa Inc | E Cam SPECT | Scanning System NM;SPECT | HTM Supported | 24095 | 0:26 | 0:25 | 1 | 0
Mayo | 296537 | 558 | Siemens Medical SolutionsE Cam SPECT | Siemens Medical Solutions | SPECT | E Cam SPECT | Siemens Medical Solutions Usa Inc | E Cam SPECT | Scanning System NM;SPECT | Vendor Supported | 24095 | 0:26 | 0:25 | 1 | 0
Mayo | 296538 | 8516 | Siemens Medical SolutionsE Cam SPECT | Siemens Medical Solutions | SPECT | E Cam SPECT | Siemens Medical Solutions Usa Inc | E Cam SPECT | Scanning System NM;SPECT | Vendor Supported | 24095 | 0:26 | 0:25 | 1 | 0
Mayo | 312305 | 7545 | Siemens Medical SolutionsE Cam SPECT | Siemens Medical Solutions | SPECT | E Cam SPECT | Siemens Medical Solutions Usa Inc | E Cam SPECT | Scanning System NM;SPECT | HTM Supported | 24095 | 0:26 | 0:25 | 1 | 0
Mayo | 400001 | 8148 | Siemens Medical SolutionsE Cam SPECT | Siemens Medical Solutions | SPECT | E Cam SPECT | Siemens Medical Solutions Usa Inc | E Cam SPECT | Scanning System NM;SPECT | HTM Supported | 24095 | 0:26 | 0:25 | 1 | 0
Mayo | 505214 | 1338 | Siemens Medical SolutionsSYMBIA S | Siemens Medical Solutions | SPECT | SYMBIA S | Siemens Medical Solutions Usa Inc | SYMBIA S | Scanning System NM;SPECT | HTM Supported | 24095 | 0:26 | 0:25 | 1 | 0
Mayo | 81359 | 1173 | Siemens Medical SolutionsSYMBIA S | Siemens Medical Solutions | SPECT | SYMBIA S | Siemens Medical Solutions Usa Inc | SYMBIA S | Scanning System NM;SPECT | Vendor Supported | 24095 | 0:26 | 0:25 | 1 | 0
Mayo | 1004328 | 11072 | Siemens Medical SolutionsBiograph Vision 600 | Siemens Medical Solutions | CT | Biograph Vision 600 | Siemens Medical Solutions Usa Inc | Biograph Vision 600 | Scanning System PET;PET/CT Full Body | HTM Supported | 24095 | 0:26 | 0:25 | 1 | 0
Mayo | 1138512 | 11236 | Siemens Medical SolutionsBiograph Vision 600 | Siemens Medical Solutions | CT | Biograph Vision 600 | Siemens Medical Solutions Usa Inc | Biograph Vision 600 | Scanning System PET;PET/CT Full Body | HTM Supported | 24095 | 0:26 | 0:26 | 1 | 0
Mayo | 379932 | 1047 | Siemens Medical SolutionsBiograph Vision 600 | Siemens Medical Solutions | CT | Biograph Vision 600 | Siemens Medical Solutions Usa Inc | Biograph Vision 600 | Scanning System PET;PET/CT Full Body | Shared Service | 24095 | 0:26 | 0:25 | 1 | 0
Mayo | 561860 | 11022 | Siemens Medical SolutionsBiograph Vision 600 | Siemens Medical Solutions | CT | Biograph Vision 600 | Siemens Medical Solutions Usa Inc | Biograph Vision 600 | Scanning System PET;PET/CT Full Body | HTM Supported | 24095 | 0:26 | 0:25 | 1 | 0
Mayo | 1101194 | 10013 | Siemens Medical SolutionsBiograph Vision Quadra | Siemens Medical Solutions | CT | Biograph Vision Quadra | Siemens Medical Solutions Usa Inc | Biograph Vision Quadra | Scanning System PET;PET/CT Full Body | Shared Service Shared Service | 24095 | 0:26 | 0:26 | 1 | 0
Mayo | 1157888 | 11037 | Siemens Medical SolutionsBiograph20 mCT | Siemens Medical Solutions | CT | Biograph20 mCT | Siemens Medical Solutions Usa Inc | Biograph20 mCT | Scanning System PET;PET/CT Full Body | Vendor Supported No Service Agreement Needed (T&M) | 24095 | 0:26 | 0:26 | 1 | 0
Mayo | 508865 | I1206218 | Soredex Usa Div Palodex Group Oy20 | Soredex Usa Div Palodex Group Oy | Mobile X-Ray | 20 | Soredex Usa Div Palodex Group Oy | 20 | Radiographic System;Dental | HTM Supported | 24095 | 0:26 | 0:25 | 1 | 0
Mayo | 568722 | 40007 | Spectrum Dynamics Medical; Inc.Veriton CT 64 | Spectrum Dynamics Medical; Inc. | SPECT | Veriton CT 64 | Spectrum Dynamics (Usa) Inc | Veriton CT 64 | Scanning System NM;CT/SPECT | Vendor Supported | 24095 | 0:26 | 0:25 | 1 | 0
Mayo | 1109035 | 11513 | Spectrum Dynamics Medical; Inc.D-SPECT | Spectrum Dynamics Medical; Inc. | SPECT | D-SPECT | Spectrum Dynamics (Usa) Inc | D-SPECT | Scanning System NM;SPECT | HTM Supported | 24095 | 0:26 | 0:26 | 1 | 0
Mayo | 1114230 | 11502 | Spectrum Dynamics Medical; Inc.D-SPECT | Spectrum Dynamics Medical; Inc. | SPECT | D-SPECT | Spectrum Dynamics (Usa) Inc | D-SPECT | Scanning System NM;SPECT | HTM Supported | 24095 | 0:26 | 0:26 | 1 | 0
Mayo | 189124 | 1095 | Spectrum Dynamics Medical; Inc.D-SPECT | Spectrum Dynamics Medical; Inc. | SPECT | D-SPECT | Spectrum Dynamics (Usa) Inc | D-SPECT | Scanning System NM;SPECT | HTM Supported | 24095 | 0:26 | 0:25 | 1 | 0
Mayo | 330000 | 17253 | Spectrum Dynamics Medical; Inc.D-SPECT | Spectrum Dynamics Medical; Inc. | SPECT | D-SPECT | Spectrum Dynamics (Usa) Inc | D-SPECT | Scanning System NM;SPECT | HTM Supported | 24095 | 0:26 | 0:25 | 1 | 0
Mayo | A023250 | 1079 | Spectrum Dynamics Medical; Inc.D-SPECT | Spectrum Dynamics Medical; Inc. | SPECT | D-SPECT | Spectrum Dynamics (Usa) Inc | D-SPECT | Scanning System NM;SPECT | HTM Supported | 24095 | 0:26 | 0:26 | 1 | 0
Mayo | 1131121 | 232009 | United Imaging Healthcare Co LtdUMI 550 | United Imaging Healthcare Co Ltd | CT | UMI 550 | United Imaging Healthcare Co Ltd | UMI 550 | Scanning System PET;PET/CT Full Body | Vendor Supported | 24095 | 0:26 | 0:26 | 1 | 0
Mayo | 529129 | H272423 | Varian Medical Systems IncCL21EX | Varian Medical Systems Inc | Fixed X-Ray | CL21EX | Varian Medical Systems Inc | CL21EX | Radiotherapy System;Linear Accelerator | HTM Supported | 24095 | 0:26 | 0:25 | 1 | 0
Mayo | 1158300 | H196530 | Varian Medical Systems IncEDGE | Varian Medical Systems Inc | Fixed X-Ray | EDGE | Varian Medical Systems Inc | EDGE | Radiotherapy System;Linear Accelerator | HTM Supported | 24095 | 0:26 | 0:26 | 1 | 0
Mayo | 1069909 | HAL1611 | Varian Medical Systems IncEthos | Varian Medical Systems Inc | Fixed X-Ray | Ethos | Varian Medical Systems Inc | Ethos | Radiotherapy System;Linear Accelerator | HTM Supported | 24095 | 0:26 | 0:25 | 1 | 0
Mayo | 1114400 | HAL1791 | Varian Medical Systems IncEthos | Varian Medical Systems Inc | Fixed X-Ray | Ethos | Varian Medical Systems Inc | Ethos | Radiotherapy System;Linear Accelerator | HTM Supported | 24095 | 0:26 | 0:26 | 1 | 0
Mayo | 1087328 | H195628 | Varian Medical Systems IncTrueBeam | Varian Medical Systems Inc | Fixed X-Ray | TrueBeam | Varian Medical Systems Inc | TrueBeam | Radiotherapy System;Linear Accelerator | HTM Supported | 24095 | 0:26 | 0:26 | 1 | 0
Mayo | 1185100 | H196988 | Varian Medical Systems IncTrueBeam | Varian Medical Systems Inc | Fixed X-Ray | TrueBeam | Varian Medical Systems Inc | TrueBeam | Radiotherapy System;Linear Accelerator | HTM Supported | 24095 | 0:26 | 0:26 | 1 | 0
Mayo | 1294025 | H197042 | Varian Medical Systems IncTrueBeam | Varian Medical Systems Inc | Fixed X-Ray | TrueBeam | Varian Medical Systems Inc | TrueBeam | Radiotherapy System;Linear Accelerator | HTM Supported | 24095 | 0:26 | 0:26 | 1 | 0
Mayo | 1294026 | H197073 | Varian Medical Systems IncTrueBeam | Varian Medical Systems Inc | Fixed X-Ray | TrueBeam | Varian Medical Systems Inc | TrueBeam | Radiotherapy System;Linear Accelerator | HTM Supported | 24095 | 0:26 | 0:26 | 1 | 0
Mayo | 199957 | H191339 | Varian Medical Systems IncTrueBeam | Varian Medical Systems Inc | Fixed X-Ray | TrueBeam | Varian Medical Systems Inc | TrueBeam | Radiotherapy System;Linear Accelerator | HTM Supported | 24095 | 0:26 | 0:25 | 1 | 0
Mayo | 199978 | H191580 | Varian Medical Systems IncTrueBeam | Varian Medical Systems Inc | Fixed X-Ray | TrueBeam | Varian Medical Systems Inc | TrueBeam | Radiotherapy System;Linear Accelerator | HTM Supported | 24095 | 0:26 | 0:25 | 1 | 0
Mayo | 199980 | H191267 | Varian Medical Systems IncTrueBeam | Varian Medical Systems Inc | Fixed X-Ray | TrueBeam | Varian Medical Systems Inc | TrueBeam | Radiotherapy System;Linear Accelerator | HTM Supported | 24095 | 0:26 | 0:25 | 1 | 0
Mayo | 199982 | H192298 | Varian Medical Systems IncTrueBeam | Varian Medical Systems Inc | Fixed X-Ray | TrueBeam | Varian Medical Systems Inc | TrueBeam | Radiotherapy System;Linear Accelerator | HTM Supported | 24095 | 0:26 | 0:25 | 1 | 0
Mayo | 199984 | H191713 | Varian Medical Systems IncTrueBeam | Varian Medical Systems Inc | Fixed X-Ray | TrueBeam | Varian Medical Systems Inc | TrueBeam | Radiotherapy System;Linear Accelerator | HTM Supported | 24095 | 0:26 | 0:25 | 1 | 0
Mayo | 199986 | H191388 | Varian Medical Systems IncTrueBeam | Varian Medical Systems Inc | Fixed X-Ray | TrueBeam | Varian Medical Systems Inc | TrueBeam | Radiotherapy System;Linear Accelerator | HTM Supported | 24095 | 0:26 | 0:25 | 1 | 0
Mayo | 292925 | H192629 | Varian Medical Systems IncTrueBeam | Varian Medical Systems Inc | Fixed X-Ray | TrueBeam | Varian Medical Systems Inc | TrueBeam | Radiotherapy System;Linear Accelerator | HTM Supported | 24095 | 0:26 | 0:25 | 1 | 0
Mayo | 312379 | H192730 | Varian Medical Systems IncTrueBeam | Varian Medical Systems Inc | Fixed X-Ray | TrueBeam | Varian Medical Systems Inc | TrueBeam | Radiotherapy System;Linear Accelerator | HTM Supported | 24095 | 0:26 | 0:25 | 1 | 0
Mayo | 326359 | H192464 | Varian Medical Systems IncTrueBeam | Varian Medical Systems Inc | Fixed X-Ray | TrueBeam | Varian Medical Systems Inc | TrueBeam | Radiotherapy System;Linear Accelerator | HTM Supported | 24095 | 0:26 | 0:25 | 1 | 0
Mayo | 330611 | H193454 | Varian Medical Systems IncTrueBeam | Varian Medical Systems Inc | Fixed X-Ray | TrueBeam | Varian Medical Systems Inc | TrueBeam | Radiotherapy System;Linear Accelerator | HTM Supported | 24095 | 0:26 | 0:25 | 1 | 0
Mayo | 331141 | H193768 | Varian Medical Systems IncTrueBeam | Varian Medical Systems Inc | Fixed X-Ray | TrueBeam | Varian Medical Systems Inc | TrueBeam | Radiotherapy System;Linear Accelerator | HTM Supported | 24095 | 0:26 | 0:25 | 1 | 0
Mayo | 334325 | H194410 | Varian Medical Systems IncTrueBeam | Varian Medical Systems Inc | Fixed X-Ray | TrueBeam | Varian Medical Systems Inc | TrueBeam | Radiotherapy System;Linear Accelerator | HTM Supported | 24095 | 0:26 | 0:25 | 1 | 0
Mayo | 379894 | H192161-LINAC | Varian Medical Systems IncTrueBeam | Varian Medical Systems Inc | Fixed X-Ray | TrueBeam | Varian Medical Systems Inc | TrueBeam | Radiotherapy System;Linear Accelerator | HTM Supported | 24095 | 0:26 | 0:25 | 1 | 0
Mayo | 379895 | H193585 | Varian Medical Systems IncTrueBeam | Varian Medical Systems Inc | Fixed X-Ray | TrueBeam | Varian Medical Systems Inc | TrueBeam | Radiotherapy System;Linear Accelerator | HTM Supported | 24095 | 0:26 | 0:25 | 1 | 0
Mayo | 463819 | H192120 | Varian Medical Systems IncTrueBeam | Varian Medical Systems Inc | Fixed X-Ray | TrueBeam | Varian Medical Systems Inc | TrueBeam | Radiotherapy System;Linear Accelerator | HTM Supported | 24095 | 0:26 | 0:25 | 1 | 0
Mayo | 514922 | H194422 | Varian Medical Systems IncTrueBeam | Varian Medical Systems Inc | Fixed X-Ray | TrueBeam | Varian Medical Systems Inc | TrueBeam | Radiotherapy System;Linear Accelerator | HTM Supported | 24095 | 0:26 | 0:25 | 1 | 0
Mayo | 463931 | 621735 | X-Cel X-Ray CorpMB-700 AC | X-Cel X-Ray Corp | Fixed X-Ray | MB-700 AC | X-Cel X-Ray Corp | MB-700 AC | Radiographic System;Radiographic Unit | HTM Supported | 24095 | 0:26 | 0:25 | 1 | 0
Mayo | 1046057 | 22807 | Ziehm ImagingVision RFD 3D | Ziehm Imaging | Mobile C-arm | Vision RFD 3D | Ziehm Imaging Inc | Vision RFD 3D | Radiographic System;Radiographic/Fluoroscopic Unit; Mobile Full | HTM Supported | 24095 | 0:26 | 0:25 | 1 | 0
Mayo | 216567 | 3444 | Siemens Medical SolutionsArcadis Varic | Siemens Medical Solutions | Mobile C-arm | Arcadis Varic | Siemens Medical Solutions Usa Inc | Arcadis Varic | Radiographic System;Radiographic/Fluoroscopic Unit; Mobile Full | HTM Supported | 24095 | 0:26 | 0:25 | 1 | 0
Mayo | 216606 | 17238 | Siemens Medical SolutionsArcadis Varic | Siemens Medical Solutions | Mobile C-arm | Arcadis Varic | Siemens Medical Solutions Usa Inc | Arcadis Varic | Radiographic System;Radiographic/Fluoroscopic Unit; Mobile Full | HTM Supported | 24095 | 0:26 | 0:25 | 1 | 0
Mayo | 249678 | 17293 | Siemens Medical SolutionsArcadis Varic | Siemens Medical Solutions | Mobile C-arm | Arcadis Varic | Siemens Medical Solutions Usa Inc | Arcadis Varic | Radiographic System;Radiographic/Fluoroscopic Unit; Mobile Full | HTM Supported | 24095 | 0:26 | 0:25 | 1 | 0
Mayo | 375084 | 17290 | Siemens Medical SolutionsArcadis Varic | Siemens Medical Solutions | Mobile C-arm | Arcadis Varic | Siemens Medical Solutions Usa Inc | Arcadis Varic | Radiographic System;Radiographic/Fluoroscopic Unit; Mobile Full | HTM Supported | 24095 | 0:26 | 0:25 | 1 | 0
Mayo | 375085 | 17297 | Siemens Medical SolutionsArcadis Varic | Siemens Medical Solutions | Mobile C-arm | Arcadis Varic | Siemens Medical Solutions Usa Inc | Arcadis Varic | Radiographic System;Radiographic/Fluoroscopic Unit; Mobile Full | HTM Supported | 24095 | 0:26 | 0:25 | 1 | 0
Mayo | 537895 | 17871 | Siemens Medical SolutionsArcadis Varic | Siemens Medical Solutions | Mobile C-arm | Arcadis Varic | Siemens Medical Solutions Usa Inc | Arcadis Varic | Radiographic System;Radiographic/Fluoroscopic Unit; Mobile Full | HTM Supported | 24095 | 0:26 | 0:25 | 1 | 0
Mayo | 81911 | 17386 | Siemens Medical SolutionsArcadis Varic | Siemens Medical Solutions | Mobile C-arm | Arcadis Varic | Siemens Medical Solutions Usa Inc | Arcadis Varic | Radiographic System;Radiographic/Fluoroscopic Unit; Mobile Full | HTM Supported | 24095 | 0:26 | 0:25 | 1 | 0
Mayo | 875252 | 31366 | Siemens Medical SolutionsCios Fusion | Siemens Medical Solutions | Mobile C-arm | Cios Fusion | Siemens Medical Solutions Usa Inc | Cios Fusion | Radiographic System;Radiographic/Fluoroscopic Unit; Mobile Full | HTM Supported | 24095 | 0:26 | 0:25 | 1 | 0
Mayo | 216604 | 3886 | Siemens Medical SolutionsSiremobil Compact L | Siemens Medical Solutions | Mobile C-arm | Siremobil Compact L | Siemens Medical Solutions Usa Inc | Siremobil Compact L | Radiographic System;Radiographic/Fluoroscopic Unit; Mobile Full | HTM Supported | 24095 | 0:26 | 0:25 | 1 | 0
Mayo | 199893 | 11219 | Siemens Medical SolutionsCios Alpha | Siemens Medical Solutions | Mobile C-arm | Cios Alpha | Siemens Medical Solutions Usa Inc | Cios Alpha | Radiographic System;Radiographic/Fluoroscopic Unit; Mobile Full | HTM Supported | 24095 | 0:26 | 0:25 | 1 | 0
Mayo | 199894 | 11220 | Siemens Medical SolutionsCios Alpha | Siemens Medical Solutions | Mobile C-arm | Cios Alpha | Siemens Medical Solutions Usa Inc | Cios Alpha | Radiographic System;Radiographic/Fluoroscopic Unit; Mobile Full | HTM Supported | 24095 | 0:26 | 0:25 | 1 | 0
Mayo | 249760 | 12958 | Siemens Medical SolutionsCios Alpha | Siemens Medical Solutions | Mobile C-arm | Cios Alpha | Siemens Medical Solutions Usa Inc | Cios Alpha | Radiographic System;Radiographic/Fluoroscopic Unit; Mobile Full | HTM Supported | 24095 | 0:26 | 0:25 | 1 | 0
Mayo | 376748 | 12307 | Siemens Medical SolutionsCios Alpha | Siemens Medical Solutions | Mobile C-arm | Cios Alpha | Siemens Medical Solutions Usa Inc | Cios Alpha | Radiographic System;Radiographic/Fluoroscopic Unit; Mobile Full | HTM Supported | 24095 | 0:26 | 0:25 | 1 | 0
Mayo | 1046058 | 82193 | Siemens Medical SolutionsCios Flow | Siemens Medical Solutions | Mobile C-arm | Cios Flow | Siemens Medical Solutions Usa Inc | Cios Flow | Radiographic System;Radiographic/Fluoroscopic Unit; Mobile Full | HTM Supported | 24095 | 0:26 | 0:25 | 1 | 0
Mayo | 1046059 | 82203 | Siemens Medical SolutionsCios Flow | Siemens Medical Solutions | Mobile C-arm | Cios Flow | Siemens Medical Solutions Usa Inc | Cios Flow | Radiographic System;Radiographic/Fluoroscopic Unit; Mobile Full | HTM Supported | 24095 | 0:26 | 0:25 | 1 | 0
Mayo | 1086760 | 83154 | Siemens Medical SolutionsCios Flow | Siemens Medical Solutions | Mobile C-arm | Cios Flow | Siemens Medical Solutions Usa Inc | Cios Flow | Radiographic System;Radiographic/Fluoroscopic Unit; Mobile Full | HTM Supported | 24095 | 0:26 | 0:26 | 1 | 0
Mayo | 1086761 | 83155 | Siemens Medical SolutionsCios Flow | Siemens Medical Solutions | Mobile C-arm | Cios Flow | Siemens Medical Solutions Usa Inc | Cios Flow | Radiographic System;Radiographic/Fluoroscopic Unit; Mobile Full | HTM Supported | 24095 | 0:26 | 0:26 | 1 | 0
Mayo | 1109055 | 83161 | Siemens Medical SolutionsCios Flow | Siemens Medical Solutions | Mobile C-arm | Cios Flow | Siemens Medical Solutions Usa Inc | Cios Flow | Radiographic System;Radiographic/Fluoroscopic Unit; Mobile Full | HTM Supported Site License only | 24095 | 0:26 | 0:26 | 1 | 0
Mayo | 1114279 | 83247 | Siemens Medical SolutionsCios Flow | Siemens Medical Solutions | Mobile C-arm | Cios Flow | Siemens Medical Solutions Usa Inc | Cios Flow | Radiographic System;Radiographic/Fluoroscopic Unit; Mobile Full | HTM Supported Site License only | 24095 | 0:26 | 0:26 | 1 | 0
Mayo | 1157643 | 83780 | Siemens Medical SolutionsCios Flow | Siemens Medical Solutions | Mobile C-arm | Cios Flow | Siemens Medical Solutions Usa Inc | Cios Flow | Radiographic System;Radiographic/Fluoroscopic Unit; Mobile Full | HTM Supported Shared Service | 24095 | 0:26 | 0:26 | 1 | 0
Mayo | 1310163 | 83988 | Siemens Medical SolutionsCios Flow | Siemens Medical Solutions | Mobile C-arm | Cios Flow | Siemens Medical Solutions Usa Inc | Cios Flow | Radiographic System;Radiographic/Fluoroscopic Unit; Mobile Full | HTM Supported | 24095 | 0:26 | 0:26 | 1 | 0
Mayo | 1018053 | 52018 | Siemens Medical SolutionsCios Spin | Siemens Medical Solutions | Mobile C-arm | Cios Spin | Siemens Medical Solutions Usa Inc | Cios Spin | Radiographic System;Radiographic/Fluoroscopic Unit; Mobile Full | HTM Supported | 24095 | 0:26 | 0:25 | 1 | 0
Mayo | 1066684 | 52037 | Siemens Medical SolutionsCios Spin | Siemens Medical Solutions | Mobile C-arm | Cios Spin | Siemens Medical Solutions Usa Inc | Cios Spin | Radiographic System;Radiographic/Fluoroscopic Unit; Mobile Full | HTM Supported | 24095 | 0:26 | 0:25 | 1 | 0
Mayo | 1070102 | (21) 52108 | Siemens Medical SolutionsCios Spin | Siemens Medical Solutions | Mobile C-arm | Cios Spin | Siemens Medical Solutions Usa Inc | Cios Spin | Radiographic System;Radiographic/Fluoroscopic Unit; Mobile Full | HTM Supported | 24095 | 0:26 | 0:25 | 1 | 0
Mayo | 1175304 | (21) 53471 | Siemens Medical SolutionsCios Spin | Siemens Medical Solutions | Mobile C-arm | Cios Spin | Siemens Medical Solutions Usa Inc | Cios Spin | Radiographic System;Radiographic/Fluoroscopic Unit; Mobile Full | HTM Supported | 24095 | 0:26 | 0:26 | 1 | 0
Mayo | 1292948 | 53575 | Siemens Medical SolutionsCios Spin | Siemens Medical Solutions | Mobile C-arm | Cios Spin | Siemens Medical Solutions Usa Inc | Cios Spin | Radiographic System;Radiographic/Fluoroscopic Unit; Mobile Full | HTM Supported | 24095 | 0:26 | 0:26 | 1 | 0
Mayo | 1113617 | 122246 | Siemens Medical SolutionsSOMATOM Definition Edge Plus | Siemens Medical Solutions | CT | SOMATOM Definition Edge Plus | Siemens Medical Solutions Usa Inc | SOMATOM Definition Edge Plus | Scanning System CT;CT Full Body | HTM Supported Shared Service | 24095 | 0:26 | 0:26 | 1 | 0
Mayo | 561878 | 122037 | Siemens Medical SolutionsSOMATOM Definition Edge Plus | Siemens Medical Solutions | CT | SOMATOM Definition Edge Plus | Siemens Medical Solutions Usa Inc | SOMATOM Definition Edge Plus | Scanning System CT;CT Full Body | HTM Supported | 24095 | 0:26 | 0:25 | 1 | 0
Mayo | 1127533 | 246671 | Siemens Medical SolutionsSOMATOM Definition Force | Siemens Medical Solutions | CT | SOMATOM Definition Force | Siemens Medical Solutions Usa Inc | SOMATOM Definition Force | Scanning System CT;CT Full Body | HTM Supported | 24095 | 0:26 | 0:26 | 1 | 0
Mayo | 1138539 | 246772 | Siemens Medical SolutionsSOMATOM Definition Force | Siemens Medical Solutions | CT | SOMATOM Definition Force | Siemens Medical Solutions Usa Inc | SOMATOM Definition Force | Scanning System CT;CT Full Body | HTM Supported | 24095 | 0:26 | 0:26 | 1 | 0
Mayo | 1138541 | 246751 | Siemens Medical SolutionsSOMATOM Definition Force | Siemens Medical Solutions | CT | SOMATOM Definition Force | Siemens Medical Solutions Usa Inc | SOMATOM Definition Force | Scanning System CT;CT Full Body | HTM Supported | 24095 | 0:26 | 0:26 | 1 | 0
Mayo | 213381 | 75437 | Siemens Medical SolutionsSOMATOM Definition Force | Siemens Medical Solutions | CT | SOMATOM Definition Force | Siemens Medical Solutions Usa Inc | SOMATOM Definition Force | Scanning System CT;CT Full Body | HTM Supported | 24095 | 0:26 | 0:25 | 1 | 0
Mayo | 330001 | 75850 | Siemens Medical SolutionsSOMATOM Definition Force | Siemens Medical Solutions | CT | SOMATOM Definition Force | Siemens Medical Solutions Usa Inc | SOMATOM Definition Force | Scanning System CT;CT Full Body | HTM Supported | 24095 | 0:26 | 0:25 | 1 | 0
Mayo | 331540 | 75973 | Siemens Medical SolutionsSOMATOM Definition Force | Siemens Medical Solutions | CT | SOMATOM Definition Force | Siemens Medical Solutions Usa Inc | SOMATOM Definition Force | Scanning System CT;CT Full Body | HTM Supported | 24095 | 0:26 | 0:25 | 1 | 0
Mayo | 375009 | 75818 | Siemens Medical SolutionsSOMATOM Definition Force | Siemens Medical Solutions | CT | SOMATOM Definition Force | Siemens Medical Solutions Usa Inc | SOMATOM Definition Force | Scanning System CT;CT Full Body | HTM Supported | 24095 | 0:26 | 0:25 | 1 | 0
Mayo | 376653 | 76138 | Siemens Medical SolutionsSOMATOM Definition Force | Siemens Medical Solutions | CT | SOMATOM Definition Force | Siemens Medical Solutions Usa Inc | SOMATOM Definition Force | Scanning System CT;CT Full Body | HTM Supported | 24095 | 0:26 | 0:25 | 1 | 0
Mayo | 529128 | 75500 | Siemens Medical SolutionsSOMATOM Definition Force | Siemens Medical Solutions | CT | SOMATOM Definition Force | Siemens Medical Solutions Usa Inc | SOMATOM Definition Force | Scanning System CT;CT Full Body | HTM Supported | 24095 | 0:26 | 0:25 | 1 | 0
Mayo | 529291 | 75527 | Siemens Medical SolutionsSOMATOM Definition Force | Siemens Medical Solutions | CT | SOMATOM Definition Force | Siemens Medical Solutions Usa Inc | SOMATOM Definition Force | Scanning System CT;CT Full Body | HTM Supported | 24095 | 0:26 | 0:25 | 1 | 0
Mayo | 553530 | 75885 | Siemens Medical SolutionsSOMATOM Definition Force | Siemens Medical Solutions | CT | SOMATOM Definition Force | Siemens Medical Solutions Usa Inc | SOMATOM Definition Force | Scanning System CT;CT Full Body | HTM Supported | 24095 | 0:26 | 0:25 | 1 | 0
Mayo | 555695 | 75953 | Siemens Medical SolutionsSOMATOM Definition Force | Siemens Medical Solutions | CT | SOMATOM Definition Force | Siemens Medical Solutions Usa Inc | SOMATOM Definition Force | Scanning System CT;CT Full Body | HTM Supported | 24095 | 0:26 | 0:25 | 1 | 0
Mayo | 561940 | 76074 | Siemens Medical SolutionsSOMATOM Definition Force | Siemens Medical Solutions | CT | SOMATOM Definition Force | Siemens Medical Solutions Usa Inc | SOMATOM Definition Force | Scanning System CT;CT Full Body | HTM Supported | 24095 | 0:26 | 0:25 | 1 | 0
Mayo | 1086702 | 123263 | Siemens Medical SolutionsSOMATOM X.cite | Siemens Medical Solutions | CT | SOMATOM X.cite | Siemens Medical Solutions Usa Inc | SOMATOM X.cite | Scanning System CT;CT Full Body | HTM Supported Shared Service | 24095 | 0:26 | 0:26 | 1 | 0
Mayo | 1138503 | 123462 | Siemens Medical SolutionsSOMATOM X.cite | Siemens Medical Solutions | CT | SOMATOM X.cite | Siemens Medical Solutions Usa Inc | SOMATOM X.cite | Scanning System CT;CT Full Body | HTM Supported Shared Service | 24095 | 0:26 | 0:26 | 1 | 0
Mayo | 1138514 | 123585 | Siemens Medical SolutionsSOMATOM X.cite | Siemens Medical Solutions | CT | SOMATOM X.cite | Siemens Medical Solutions Usa Inc | SOMATOM X.cite | Scanning System CT;CT Full Body | HTM Supported | 24095 | 0:26 | 0:26 | 1 | 0
Mayo | 1138519 | 123655 | Siemens Medical SolutionsSOMATOM X.cite | Siemens Medical Solutions | CT | SOMATOM X.cite | Siemens Medical Solutions Usa Inc | SOMATOM X.cite | Scanning System CT;CT Full Body | HTM Supported | 24095 | 0:26 | 0:26 | 1 | 0
Mayo | 1138525 | 1122 | Siemens Medical SolutionsSOMATOM X.cite | Siemens Medical Solutions | CT | SOMATOM X.cite | Siemens Medical Solutions Usa Inc | SOMATOM X.cite | Scanning System CT;CT Full Body | HTM Supported | 24095 | 0:26 | 0:26 | 1 | 0
Mayo | 1138550 | 123531 | Siemens Medical SolutionsSOMATOM X.cite | Siemens Medical Solutions | CT | SOMATOM X.cite | Siemens Medical Solutions Usa Inc | SOMATOM X.cite | Scanning System CT;CT Full Body | HTM Supported Shared Service | 24095 | 0:26 | 0:26 | 1 | 0
Mayo | 1138555 | 123500 | Siemens Medical SolutionsSOMATOM X.cite | Siemens Medical Solutions | CT | SOMATOM X.cite | Siemens Medical Solutions Usa Inc | SOMATOM X.cite | Scanning System CT;CT Full Body | HTM Supported | 24095 | 0:26 | 0:26 | 1 | 0
Mayo | 312372 | 95093 | Siemens Medical SolutionsSOMATOM DEFINITION AS | Siemens Medical Solutions | CT | SOMATOM DEFINITION AS | Siemens Medical Solutions Usa Inc | SOMATOM Definition AS | Scanning System CT;CT Full Body | HTM Supported | 24095 | 0:26 | 0:25 | 1 | 0
Mayo | 312373 | 65245 | Siemens Medical SolutionsSOMATOM DEFINITION AS | Siemens Medical Solutions | CT | SOMATOM DEFINITION AS | Siemens Medical Solutions Usa Inc | SOMATOM Definition AS | Scanning System CT;CT Full Body | HTM Supported | 24095 | 0:26 | 0:25 | 1 | 0
Mayo | 312400 | 95751 | Siemens Medical SolutionsSOMATOM DEFINITION AS | Siemens Medical Solutions | CT | SOMATOM DEFINITION AS | Siemens Medical Solutions Usa Inc | SOMATOM Definition AS | Scanning System CT;CT Full Body | HTM Supported | 24095 | 0:26 | 0:25 | 1 | 0
Mayo | 326350 | 95710 | Siemens Medical SolutionsSOMATOM DEFINITION AS | Siemens Medical Solutions | CT | SOMATOM DEFINITION AS | Siemens Medical Solutions Usa Inc | SOMATOM Definition AS | Scanning System CT;CT Full Body | HTM Supported | 24095 | 0:26 | 0:25 | 1 | 0
Mayo | 328195 | 96324 | Siemens Medical SolutionsSOMATOM DEFINITION AS | Siemens Medical Solutions | CT | SOMATOM DEFINITION AS | Siemens Medical Solutions Usa Inc | SOMATOM Definition AS | Scanning System CT;CT Full Body | HTM Supported | 24095 | 0:26 | 0:25 | 1 | 0
Mayo | 328200 | 96336 | Siemens Medical SolutionsSOMATOM DEFINITION AS | Siemens Medical Solutions | CT | SOMATOM DEFINITION AS | Siemens Medical Solutions Usa Inc | SOMATOM Definition AS | Scanning System CT;CT Full Body | HTM Supported | 24095 | 0:26 | 0:25 | 1 | 0
Mayo | 375007 | 67229 | Siemens Medical SolutionsSOMATOM DEFINITION AS | Siemens Medical Solutions | CT | SOMATOM DEFINITION AS | Siemens Medical Solutions Usa Inc | SOMATOM Definition AS | Scanning System CT;CT Full Body | HTM Supported | 24095 | 0:26 | 0:25 | 1 | 0
Mayo | 441464 | 64501 | Siemens Medical SolutionsSOMATOM DEFINITION AS | Siemens Medical Solutions | CT | SOMATOM DEFINITION AS | Siemens Medical Solutions Usa Inc | SOMATOM Definition AS | Scanning System CT;CT Full Body | Vendor Supported | 24095 | 0:26 | 0:25 | 1 | 0
Mayo | 529292 | 95581 | Siemens Medical SolutionsSOMATOM DEFINITION AS | Siemens Medical Solutions | CT | SOMATOM DEFINITION AS | Siemens Medical Solutions Usa Inc | SOMATOM Definition AS | Scanning System CT;CT Full Body | HTM Supported | 24095 | 0:26 | 0:25 | 1 | 0
Mayo | 539828 | 96017 | Siemens Medical SolutionsSOMATOM DEFINITION AS | Siemens Medical Solutions | CT | SOMATOM DEFINITION AS | Siemens Medical Solutions Usa Inc | SOMATOM Definition AS | Scanning System CT;CT Full Body | HTM Supported | 24095 | 0:26 | 0:25 | 1 | 0
Mayo | 529252 | 83243 | Siemens Medical SolutionsSOMATOM DEFINITION EDGE | Siemens Medical Solutions | CT | SOMATOM DEFINITION EDGE | Siemens Medical Solutions Usa Inc | SOMATOM Definition Edge | Scanning System CT;CT Full Body | HTM Supported | 24095 | 0:26 | 0:25 | 1 | 0
Mayo | 529260 | 83294 | Siemens Medical SolutionsSOMATOM DEFINITION EDGE | Siemens Medical Solutions | CT | SOMATOM DEFINITION EDGE | Siemens Medical Solutions Usa Inc | SOMATOM Definition Edge | Scanning System CT;CT Full Body | HTM Supported | 24095 | 0:26 | 0:25 | 1 | 0
Mayo | 538066 | 83319 | Siemens Medical SolutionsSOMATOM DEFINITION EDGE | Siemens Medical Solutions | CT | SOMATOM DEFINITION EDGE | Siemens Medical Solutions Usa Inc | SOMATOM Definition Edge | Scanning System CT;CT Full Body | HTM Supported | 24095 | 0:26 | 0:25 | 1 | 0
Mayo | 540025 | 83544 | Siemens Medical SolutionsSOMATOM DEFINITION EDGE | Siemens Medical Solutions | CT | SOMATOM DEFINITION EDGE | Siemens Medical Solutions Usa Inc | SOMATOM Definition Edge | Scanning System CT;CT Full Body | HTM Supported | 24095 | 0:26 | 0:25 | 1 | 0
Mayo | 544371 | 83637 | Siemens Medical SolutionsSOMATOM DEFINITION EDGE | Siemens Medical Solutions | CT | SOMATOM DEFINITION EDGE | Siemens Medical Solutions Usa Inc | SOMATOM Definition Edge | Scanning System CT;CT Full Body | HTM Supported | 24095 | 0:26 | 0:25 | 1 | 0
Mayo | 544373 | 83640 | Siemens Medical SolutionsSOMATOM DEFINITION EDGE | Siemens Medical Solutions | CT | SOMATOM DEFINITION EDGE | Siemens Medical Solutions Usa Inc | SOMATOM Definition Edge | Scanning System CT;CT Full Body | HTM Supported | 24095 | 0:26 | 0:25 | 1 | 0
Mayo | 553532 | 83705 | Siemens Medical SolutionsSOMATOM DEFINITION EDGE | Siemens Medical Solutions | CT | SOMATOM DEFINITION EDGE | Siemens Medical Solutions Usa Inc | SOMATOM Definition Edge | Scanning System CT;CT Full Body | HTM Supported | 24095 | 0:26 | 0:25 | 1 | 0
Mayo | 81900 | 83083 | Siemens Medical SolutionsSOMATOM DEFINITION EDGE | Siemens Medical Solutions | CT | SOMATOM DEFINITION EDGE | Siemens Medical Solutions Usa Inc | SOMATOM Definition Edge | Scanning System CT;CT Full Body | HTM Supported | 24095 | 0:26 | 0:25 | 1 | 0
Mayo | 81903 | 83096 | Siemens Medical SolutionsSOMATOM DEFINITION EDGE | Siemens Medical Solutions | CT | SOMATOM DEFINITION EDGE | Siemens Medical Solutions Usa Inc | SOMATOM Definition Edge | Scanning System CT;CT Full Body | HTM Supported | 24095 | 0:26 | 0:25 | 1 | 0
Mayo | 186051 | 73013 | Siemens Medical SolutionsSOMATOM DEFINITION FLASH | Siemens Medical Solutions | CT | SOMATOM DEFINITION FLASH | Siemens Medical Solutions Usa Inc | SOMATOM Definition Flash | Scanning System CT;CT Full Body | HTM Supported | 24095 | 0:26 | 0:25 | 1 | 0
Mayo | 186071 | 73030 | Siemens Medical SolutionsSOMATOM DEFINITION FLASH | Siemens Medical Solutions | CT | SOMATOM DEFINITION FLASH | Siemens Medical Solutions Usa Inc | SOMATOM Definition Flash | Scanning System CT;CT Full Body | HTM Supported | 24095 | 0:26 | 0:25 | 1 | 0
Mayo | 196960 | 73300 | Siemens Medical SolutionsSOMATOM DEFINITION FLASH | Siemens Medical Solutions | CT | SOMATOM DEFINITION FLASH | Siemens Medical Solutions Usa Inc | SOMATOM Definition Flash | Scanning System CT;CT Full Body | HTM Supported | 24095 | 0:26 | 0:25 | 1 | 0
Mayo | 203789 | 73499 | Siemens Medical SolutionsSOMATOM DEFINITION FLASH | Siemens Medical Solutions | CT | SOMATOM DEFINITION FLASH | Siemens Medical Solutions Usa Inc | SOMATOM Definition Flash | Scanning System CT;CT Full Body | HTM Supported | 24095 | 0:26 | 0:25 | 1 | 0
Mayo | 203797 | 73535 | Siemens Medical SolutionsSOMATOM DEFINITION FLASH | Siemens Medical Solutions | CT | SOMATOM DEFINITION FLASH | Siemens Medical Solutions Usa Inc | SOMATOM Definition Flash | Scanning System CT;CT Full Body | HTM Supported | 24095 | 0:26 | 0:25 | 1 | 0
Mayo | 203827 | 73655 | Siemens Medical SolutionsSOMATOM DEFINITION FLASH | Siemens Medical Solutions | CT | SOMATOM DEFINITION FLASH | Siemens Medical Solutions Usa Inc | SOMATOM Definition Flash | Scanning System CT;CT Full Body | HTM Supported | 24095 | 0:26 | 0:25 | 1 | 0
Mayo | A031791 | 73657 | Siemens Medical SolutionsSOMATOM DEFINITION FLASH | Siemens Medical Solutions | CT | SOMATOM DEFINITION FLASH | Siemens Medical Solutions Usa Inc | SOMATOM Definition Flash | Scanning System CT;CT Full Body | HTM Supported | 24095 | 0:26 | 0:26 | 1 | 0
Mayo | 1045978 | 213035 | Siemens Medical SolutionsMAGNETOM Cima.X | Siemens Medical Solutions | MRI | MAGNETOM Cima.X | Siemens Medical Solutions Usa Inc | MAGNETOM Cima.X | Scanning System MRI;MRI Full Body | HTM Supported | 24095 | 0:26 | 0:25 | 1 | 0
Mayo | 1277314 | 213034 | Siemens Medical SolutionsMAGNETOM Cima.X | Siemens Medical Solutions | MRI | MAGNETOM Cima.X | Siemens Medical Solutions Usa Inc | MAGNETOM Cima.X | Scanning System MRI;MRI Full Body | HTM Supported | 24095 | 0:26 | 0:26 | 1 | 0
Mayo | 229051 | 66053 | Siemens Medical SolutionsMAGNETOM PRISMA 3.0T | Siemens Medical Solutions | MRI | MAGNETOM PRISMA 3.0T | Siemens Medical Solutions Usa Inc | MAGNETOM PRISMA 3.0T | Scanning System MRI;MRI Full Body | HTM Supported | 24095 | 0:26 | 0:25 | 1 | 0
Mayo | 229058 | 166012 | Siemens Medical SolutionsMAGNETOM PRISMA 3.0T | Siemens Medical Solutions | MRI | MAGNETOM PRISMA 3.0T | Siemens Medical Solutions Usa Inc | MAGNETOM PRISMA 3.0T | Scanning System MRI;MRI Full Body | HTM Supported | 24095 | 0:26 | 0:25 | 1 | 0
Mayo | 229065 | 166160 | Siemens Medical SolutionsMAGNETOM PRISMA 3.0T | Siemens Medical Solutions | MRI | MAGNETOM PRISMA 3.0T | Siemens Medical Solutions Usa Inc | MAGNETOM PRISMA 3.0T | Scanning System MRI;MRI Full Body | HTM Supported Remote Support | 24095 | 0:26 | 0:25 | 1 | 0
Mayo | 374937 | 166121 | Siemens Medical SolutionsMAGNETOM PRISMA 3.0T | Siemens Medical Solutions | MRI | MAGNETOM PRISMA 3.0T | Siemens Medical Solutions Usa Inc | MAGNETOM PRISMA 3.0T | Scanning System MRI;MRI Full Body | HTM Supported | 24095 | 0:26 | 0:25 | 1 | 0
Mayo | 1156047 | 237007 | Siemens Medical SolutionsMAGNETOM Terra.X | Siemens Medical Solutions | MRI | MAGNETOM Terra.X | Siemens Medical Solutions Usa Inc | MAGNETOM Terra.X | Scanning System MRI;MRI Full Body | Vendor Supported | 24095 | 0:26 | 0:26 | 1 | 0
Mayo | 1274970 | 237206 | Siemens Medical SolutionsMAGNETOM Terra.X | Siemens Medical Solutions | MRI | MAGNETOM Terra.X | Siemens Medical Solutions Usa Inc | MAGNETOM Terra.X | Scanning System MRI;MRI Full Body | Vendor Supported | 24095 | 0:26 | 0:26 | 1 | 0
Mayo | 374364 | 237205 | Siemens Medical SolutionsMAGNETOM Terra.X | Siemens Medical Solutions | MRI | MAGNETOM Terra.X | Siemens Medical Solutions Usa Inc | MAGNETOM Terra.X | Scanning System MRI;MRI Full Body | HTM Supported | 24095 | 0:26 | 0:25 | 1 | 0
Mayo | 129038 | 162004 | Siemens Medical SolutionsMAGNETOM VERIO 3.0T | Siemens Medical Solutions | MRI | MAGNETOM VERIO 3.0T | Siemens Medical Solutions Usa Inc | MAGNETOM VERIO 3.0T | Scanning System MRI;MRI Full Body | HTM Supported | 24095 | 0:26 | 0:25 | 1 | 0
Mayo | 1004368 | 176176 | Siemens Medical SolutionsMAGNETOM Vida 3.0T | Siemens Medical Solutions | MRI | MAGNETOM Vida 3.0T | Siemens Medical Solutions Usa Inc | MAGNETOM Vida 3.0T | Scanning System MRI;MRI Full Body | HTM Supported | 24095 | 0:26 | 0:25 | 1 | 0
Mayo | 1045977 | 177143 | Siemens Medical SolutionsMAGNETOM Vida 3.0T | Siemens Medical Solutions | MRI | MAGNETOM Vida 3.0T | Siemens Medical Solutions Usa Inc | MAGNETOM Vida 3.0T | Scanning System MRI;MRI Full Body | HTM Supported | 24095 | 0:26 | 0:25 | 1 | 0
Mayo | 1064814 | 176637 | Siemens Medical SolutionsMAGNETOM Vida 3.0T | Siemens Medical Solutions | MRI | MAGNETOM Vida 3.0T | Siemens Medical Solutions Usa Inc | MAGNETOM Vida 3.0T | Scanning System MRI;MRI Full Body | HTM Supported Shared Service | 24095 | 0:26 | 0:25 | 1 | 0
Mayo | 1156046 | 176948 | Siemens Medical SolutionsMAGNETOM Vida 3.0T | Siemens Medical Solutions | MRI | MAGNETOM Vida 3.0T | Siemens Medical Solutions Usa Inc | MAGNETOM Vida 3.0T | Scanning System MRI;MRI Full Body | HTM Supported | 24095 | 0:26 | 0:26 | 1 | 0
Mayo | 330278 | 175661 | Siemens Medical SolutionsMAGNETOM Vida 3.0T | Siemens Medical Solutions | MRI | MAGNETOM Vida 3.0T | Siemens Medical Solutions Usa Inc | MAGNETOM Vida 3.0T | Scanning System MRI;MRI Full Body | HTM Supported | 24095 | 0:26 | 0:25 | 1 | 0
Mayo | 333681 | 175920 | Siemens Medical SolutionsMAGNETOM Vida 3.0T | Siemens Medical Solutions | MRI | MAGNETOM Vida 3.0T | Siemens Medical Solutions Usa Inc | MAGNETOM Vida 3.0T | Scanning System MRI;MRI Full Body | HTM Supported | 24095 | 0:26 | 0:25 | 1 | 0
Mayo | A030768 | 45327 | Siemens Medical SolutionsMAGNETOM Skyra | Siemens Medical Solutions | MRI | MAGNETOM Skyra | Siemens Medical Solutions Usa Inc | MAGNETOM SKYRA 3.0T | Scanning System MRI;MRI Full Body | HTM Supported | 24095 | 0:26 | 0:26 | 1 | 0
Mayo | 1045980 | 184555 | Siemens Medical SolutionsMagnetom Sola | Siemens Medical Solutions | MRI | Magnetom Sola | Siemens Medical Solutions Usa Inc | MAGNETOM SOLA 1.5T | Scanning System MRI;MRI Full Body | HTM Supported | 24095 | 0:26 | 0:25 | 1 | 0
Mayo | 1113908 | 183888 | Siemens Medical SolutionsMagnetom Sola | Siemens Medical Solutions | MRI | Magnetom Sola | Siemens Medical Solutions Usa Inc | MAGNETOM SOLA 1.5T | Scanning System MRI;MRI Full Body | HTM Supported Shared Service | 24095 | 0:26 | 0:26 | 1 | 0
Mayo | 1131414 | 184284 | Siemens Medical SolutionsMagnetom Sola | Siemens Medical Solutions | MRI | Magnetom Sola | Siemens Medical Solutions Usa Inc | MAGNETOM SOLA 1.5T | Scanning System MRI;MRI Full Body | Vendor Supported | 24095 | 0:26 | 0:26 | 1 | 0
Mayo | 334330 | 182915 | Siemens Medical SolutionsMagnetom Sola | Siemens Medical Solutions | MRI | Magnetom Sola | Siemens Medical Solutions Usa Inc | MAGNETOM SOLA 1.5T | Scanning System MRI;MRI Full Body | HTM Supported | 24095 | 0:26 | 0:25 | 1 | 0
Mayo | 374355 | 184580 | Siemens Medical SolutionsMagnetom Sola | Siemens Medical Solutions | MRI | Magnetom Sola | Siemens Medical Solutions Usa Inc | MAGNETOM SOLA 1.5T | Scanning System MRI;MRI Full Body | Vendor Supported | 24095 | 0:26 | 0:25 | 1 | 0
Mayo | 374360 | 184585 | Siemens Medical SolutionsMagnetom Sola | Siemens Medical Solutions | MRI | Magnetom Sola | Siemens Medical Solutions Usa Inc | MAGNETOM SOLA 1.5T | Scanning System MRI;MRI Full Body | Vendor Supported | 24095 | 0:26 | 0:25 | 1 | 0
Mayo | 374388 | 183512 | Siemens Medical SolutionsMagnetom Sola | Siemens Medical Solutions | MRI | Magnetom Sola | Siemens Medical Solutions Usa Inc | MAGNETOM SOLA 1.5T | Scanning System MRI;MRI Full Body | HTM Supported Shared Service | 24095 | 0:26 | 0:25 | 1 | 0
Mayo | 374415 | 183154 | Siemens Medical SolutionsMagnetom Sola | Siemens Medical Solutions | MRI | Magnetom Sola | Siemens Medical Solutions Usa Inc | MAGNETOM SOLA 1.5T | Scanning System MRI;MRI Full Body | HTM Supported | 24095 | 0:26 | 0:25 | 1 | 0
Mayo | 1109086 | 100305 | Siemens Medical SolutionsSymbia Pro.Specta X3 | Siemens Medical Solutions | SPECT | Symbia Pro.Specta X3 | Siemens Medical Solutions Usa Inc | Symbia Pro.Specta X3 | Scanning System NM;CT/SPECT | Shared Service | 24095 | 0:26 | 0:26 | 1 | 0
Mayo | 1276597 | 11180 | Siemens Medical SolutionsYsio X.pree | Siemens Medical Solutions | Fixed X-Ray | Ysio X.pree | Siemens Medical Solutions Usa Inc | Ysio X.pree | Radiographic System;Radiographic Unit | HTM Supported | 24095 | 0:26 | 0:26 | 1 | 0
Mayo | 1296775 | 11444 | Siemens Medical SolutionsYsio X.pree | Siemens Medical Solutions | Fixed X-Ray | Ysio X.pree | Siemens Medical Solutions Usa Inc | Ysio X.pree | Radiographic System;Radiographic Unit | HTM Supported | 24095 | 0:26 | 0:26 | 1 | 0
Mayo | 1018151 | 30093 | Siemens Medical SolutionsMULTIX Impact | Siemens Medical Solutions | Fixed X-Ray | MULTIX Impact | Siemens Medical Solutions Usa Inc | Multix Impact | Radiographic System;Radiographic Unit | HTM Supported | 24095 | 0:26 | 0:25 | 1 | 0
Mayo | 199919 | 22192 | Siemens Medical SolutionsYsio | Siemens Medical Solutions | Fixed X-Ray | Ysio | Siemens Medical Solutions Usa Inc | Ysio | Radiographic System;Radiographic Unit | HTM Supported | 24095 | 0:26 | 0:25 | 1 | 0
Mayo | 199920 | 22251 | Siemens Medical SolutionsYsio | Siemens Medical Solutions | Fixed X-Ray | Ysio | Siemens Medical Solutions Usa Inc | Ysio | Radiographic System;Radiographic Unit | HTM Supported | 24095 | 0:26 | 0:25 | 1 | 0
Mayo | 375056 | 23016 | Siemens Medical SolutionsYsio | Siemens Medical Solutions | Fixed X-Ray | Ysio | Siemens Medical Solutions Usa Inc | Ysio | Radiographic System;Radiographic Unit | HTM Supported | 24095 | 0:26 | 0:25 | 1 | 0
Mayo | 375064 | 22699 | Siemens Medical SolutionsYsio | Siemens Medical Solutions | Fixed X-Ray | Ysio | Siemens Medical Solutions Usa Inc | Ysio | Radiographic System;Radiographic Unit | HTM Supported | 24095 | 0:26 | 0:25 | 1 | 0
Mayo | 81885 | 22705 | Siemens Medical SolutionsYsio | Siemens Medical Solutions | Fixed X-Ray | Ysio | Siemens Medical Solutions Usa Inc | Ysio | Radiographic System;Radiographic Unit | HTM Supported | 24095 | 0:26 | 0:25 | 1 | 0
Mayo | 1138637 | 28991 | Siemens Medical SolutionsYsio Max | Siemens Medical Solutions | Fixed X-Ray | Ysio Max | Siemens Medical Solutions Usa Inc | Ysio Max | Radiographic System;Radiographic Unit | HTM Supported | 24095 | 0:26 | 0:26 | 1 | 0
Mayo | 216643 | 27554 (1906061034) | Siemens Medical SolutionsYsio Max | Siemens Medical Solutions | Fixed X-Ray | Ysio Max | Siemens Medical Solutions Usa Inc | Ysio Max | Radiographic System;Radiographic Unit | HTM Supported | 24095 | 0:26 | 0:25 | 1 | 0
Mayo | 216656 | 25440 | Siemens Medical SolutionsYsio Max | Siemens Medical Solutions | Fixed X-Ray | Ysio Max | Siemens Medical Solutions Usa Inc | Ysio Max | Radiographic System;Radiographic Unit | HTM Supported | 24095 | 0:26 | 0:25 | 1 | 0
Mayo | 295099 | 5622 | Siemens Medical SolutionsYsio Max | Siemens Medical Solutions | Fixed X-Ray | Ysio Max | Siemens Medical Solutions Usa Inc | Ysio Max | Radiographic System;Radiographic Unit | HTM Supported | 24095 | 0:26 | 0:25 | 1 | 0
Mayo | 295100 | 25667 | Siemens Medical SolutionsYsio Max | Siemens Medical Solutions | Fixed X-Ray | Ysio Max | Siemens Medical Solutions Usa Inc | Ysio Max | Radiographic System;Radiographic Unit | HTM Supported | 24095 | 0:26 | 0:25 | 1 | 0
Mayo | 332601 | 27415 | Siemens Medical SolutionsYsio Max | Siemens Medical Solutions | Fixed X-Ray | Ysio Max | Siemens Medical Solutions Usa Inc | Ysio Max | Radiographic System;Radiographic Unit | Vendor Supported | 24095 | 0:26 | 0:25 | 1 | 0
Mayo | 366356 | 1179 | Siemens Medical SolutionsYsio Max | Siemens Medical Solutions | Fixed X-Ray | Ysio Max | Siemens Medical Solutions Usa Inc | Ysio Max | Radiographic System;Radiographic Unit | HTM Supported | 24095 | 0:26 | 0:25 | 1 | 0
Mayo | 377740 | 27375 | Siemens Medical SolutionsYsio Max | Siemens Medical Solutions | Fixed X-Ray | Ysio Max | Siemens Medical Solutions Usa Inc | Ysio Max | Radiographic System;Radiographic Unit | HTM Supported | 24095 | 0:26 | 0:25 | 1 | 0
Mayo | 471293 | 27559 | Siemens Medical SolutionsYsio Max | Siemens Medical Solutions | Fixed X-Ray | Ysio Max | Siemens Medical Solutions Usa Inc | Ysio Max | Radiographic System;Radiographic Unit | HTM Supported | 24095 | 0:26 | 0:25 | 1 | 0
Mayo | 471638 | 27904 | Siemens Medical SolutionsYsio Max | Siemens Medical Solutions | Fixed X-Ray | Ysio Max | Siemens Medical Solutions Usa Inc | Ysio Max | Radiographic System;Radiographic Unit | HTM Supported Remote Support | 24095 | 0:26 | 0:25 | 1 | 0
Mayo | 1001697 | 110099 | Siemens Medical SolutionsArtis Q Ceiling | Siemens Medical Solutions | Cath Lab / Angio | Artis Q Ceiling | Siemens Medical Solutions Usa Inc | Artis Q Ceiling | Radiographic System;Radiographic/Fluoroscopic System; Angiography/Interventional | HTM Supported | 24095 | 0:26 | 0:25 | 1 | 0
Mayo | 1001704 | 110100 | Siemens Medical SolutionsArtis Q Ceiling | Siemens Medical Solutions | Cath Lab / Angio | Artis Q Ceiling | Siemens Medical Solutions Usa Inc | Artis Q Ceiling | Radiographic System;Radiographic/Fluoroscopic System; Angiography/Interventional | HTM Supported | 24095 | 0:26 | 0:25 | 1 | 0
Mayo | 1001715 | 110018 | Siemens Medical SolutionsArtis Q Ceiling | Siemens Medical Solutions | Cath Lab / Angio | Artis Q Ceiling | Siemens Medical Solutions Usa Inc | Artis Q Ceiling | Radiographic System;Radiographic/Fluoroscopic System; Angiography/Interventional | HTM Supported | 24095 | 0:26 | 0:25 | 1 | 0
Mayo | 1086790 | 110288 | Siemens Medical SolutionsArtis Q Ceiling | Siemens Medical Solutions | Cath Lab / Angio | Artis Q Ceiling | Siemens Medical Solutions Usa Inc | Artis Q Ceiling | Radiographic System;Radiographic/Fluoroscopic System; Angiography/Interventional | HTM Supported Shared Service | 24095 | 0:26 | 0:26 | 1 | 0
Mayo | 1086798 | 110453 | Siemens Medical SolutionsArtis Q Ceiling | Siemens Medical Solutions | Cath Lab / Angio | Artis Q Ceiling | Siemens Medical Solutions Usa Inc | Artis Q Ceiling | Radiographic System;Radiographic/Fluoroscopic System; Angiography/Interventional | HTM Supported | 24095 | 0:26 | 0:26 | 1 | 0
Mayo | 1105820 | 110224 | Siemens Medical SolutionsArtis Q Ceiling | Siemens Medical Solutions | Cath Lab / Angio | Artis Q Ceiling | Siemens Medical Solutions Usa Inc | Artis Q Ceiling | Radiographic System;Radiographic/Fluoroscopic System; Angiography/Interventional | HTM Supported Shared Service | 24095 | 0:26 | 0:26 | 1 | 0
Mayo | 249741 | 2003 | Siemens Medical SolutionsArtis Q Ceiling | Siemens Medical Solutions | Cath Lab / Angio | Artis Q Ceiling | Siemens Medical Solutions Usa Inc | Artis Q Ceiling | Radiographic System;Radiographic/Fluoroscopic System; Angiography/Interventional | HTM Supported | 24095 | 0:26 | 0:25 | 1 | 0
Mayo | 374952 | 109501 | Siemens Medical SolutionsArtis Q Ceiling | Siemens Medical Solutions | Cath Lab / Angio | Artis Q Ceiling | Siemens Medical Solutions Usa Inc | Artis Q Ceiling | Radiographic System;Radiographic/Fluoroscopic System; Angiography/Interventional | HTM Supported | 24095 | 0:26 | 0:25 | 1 | 0
Mayo | 375042 | 109162 | Siemens Medical SolutionsArtis Q Ceiling | Siemens Medical Solutions | Cath Lab / Angio | Artis Q Ceiling | Siemens Medical Solutions Usa Inc | Artis Q Ceiling | Radiographic System;Radiographic/Fluoroscopic System; Angiography/Interventional | HTM Supported | 24095 | 0:26 | 0:25 | 1 | 0
Mayo | 200042 | 123201 | Siemens Medical SolutionsArtis Q-Zen Biplane | Siemens Medical Solutions | Cath Lab / Angio | Artis Q-Zen Biplane | Siemens Medical Solutions Usa Inc | Artis Q-Zen Biplane | Radiographic System;Radiographic/Fluoroscopic System; Angiography/Interventional | HTM Supported | 24095 | 0:26 | 0:25 | 1 | 0
Mayo | 468222 | 123213 | Siemens Medical SolutionsArtis Q-Zen Biplane | Siemens Medical Solutions | Cath Lab / Angio | Artis Q-Zen Biplane | Siemens Medical Solutions Usa Inc | Artis Q-Zen Biplane | Radiographic System;Radiographic/Fluoroscopic System; Angiography/Interventional | Vendor Supported | 24095 | 0:26 | 0:25 | 1 | 0
Mayo | 1086782 | 180536 | Siemens Medical SolutionsArtis Icono Biplane | Siemens Medical Solutions | Cath Lab / Angio | Artis Icono Biplane | Siemens Medical Solutions Usa Inc | Artis Icono Biplane | Radiographic System;Radiographic/Fluoroscopic System; Angiography/Interventional | HTM Supported Shared Service | 24095 | 0:26 | 0:26 | 1 | 0
Mayo | 1086788 | 180471 | Siemens Medical SolutionsArtis Icono Biplane | Siemens Medical Solutions | Cath Lab / Angio | Artis Icono Biplane | Siemens Medical Solutions Usa Inc | Artis Icono Biplane | Radiographic System;Radiographic/Fluoroscopic System; Angiography/Interventional | HTM Supported Shared Service | 24095 | 0:26 | 0:26 | 1 | 0
Mayo | 1086802 | 181143 | Siemens Medical SolutionsArtis Icono Biplane | Siemens Medical Solutions | Cath Lab / Angio | Artis Icono Biplane | Siemens Medical Solutions Usa Inc | Artis Icono Biplane | Radiographic System;Radiographic/Fluoroscopic System; Angiography/Interventional | HTM Supported | 24095 | 0:26 | 0:26 | 1 | 0
Mayo | 1086804 | 180613 | Siemens Medical SolutionsArtis Icono Biplane | Siemens Medical Solutions | Cath Lab / Angio | Artis Icono Biplane | Siemens Medical Solutions Usa Inc | Artis Icono Biplane | Radiographic System;Radiographic/Fluoroscopic System; Angiography/Interventional | HTM Supported Shared Service | 24095 | 0:26 | 0:26 | 1 | 0
Mayo | 334908 | 180029 | Siemens Medical SolutionsArtis Icono Biplane | Siemens Medical Solutions | Cath Lab / Angio | Artis Icono Biplane | Siemens Medical Solutions Usa Inc | Artis Icono Biplane | Radiographic System;Radiographic/Fluoroscopic System; Angiography/Interventional | HTM Supported Shared Service | 24095 | 0:26 | 0:25 | 1 | 0
Mayo | 249729 | 164013 | Siemens Medical SolutionsARTIS PHENO | Siemens Medical Solutions | Cath Lab / Angio | ARTIS PHENO | Siemens Medical Solutions Usa Inc | Artis Pheno | Radiographic System;Radiographic/Fluoroscopic System; Angiography/Interventional | HTM Supported | 24095 | 0:26 | 0:25 | 1 | 0
Mayo | 332044 | 164161 | Siemens Medical SolutionsARTIS PHENO | Siemens Medical Solutions | Cath Lab / Angio | ARTIS PHENO | Siemens Medical Solutions Usa Inc | Artis Pheno | Radiographic System;Radiographic/Fluoroscopic System; Angiography/Interventional | Shared Service | 24095 | 0:26 | 0:25 | 1 | 0
Mayo | 332046 | 164152 | Siemens Medical SolutionsARTIS PHENO | Siemens Medical Solutions | Cath Lab / Angio | ARTIS PHENO | Siemens Medical Solutions Usa Inc | Artis Pheno | Radiographic System;Radiographic/Fluoroscopic System; Angiography/Interventional | Shared Service | 24095 | 0:26 | 0:25 | 1 | 0
Mayo | 121236 | 140219 | Siemens Medical SolutionsARTIS ZEE | Siemens Medical Solutions | Cath Lab / Angio | ARTIS ZEE | Siemens Medical Solutions Usa Inc | Artis Zee | Radiographic System;Radiographic/Fluoroscopic System; Angiography/Interventional | HTM Supported | 24095 | 0:26 | 0:25 | 1 | 0
Mayo | 286031 | 154683 | Siemens Medical SolutionsARTIS ZEE | Siemens Medical Solutions | Cath Lab / Angio | ARTIS ZEE | Siemens Medical Solutions Usa Inc | Artis Zee | Radiographic System;Radiographic/Fluoroscopic System; Angiography/Interventional | Vendor Supported | 24095 | 0:26 | 0:25 | 1 | 0
Mayo | 1086810 | 156041 | Siemens Medical SolutionsARTIS ZEE BIPLANE | Siemens Medical Solutions | Cath Lab / Angio | ARTIS ZEE BIPLANE | Siemens Medical Solutions Usa Inc | Artis Zee Biplane | Radiographic System;Radiographic/Fluoroscopic System; Angiography/Interventional | HTM Supported Shared Service | 24095 | 0:26 | 0:26 | 1 | 0
Mayo | 1086812 | 12042 | Siemens Medical SolutionsARTIS ZEE BIPLANE | Siemens Medical Solutions | Cath Lab / Angio | ARTIS ZEE BIPLANE | Siemens Medical Solutions Usa Inc | Artis Zee Biplane | Radiographic System;Radiographic/Fluoroscopic System; Angiography/Interventional | HTM Supported Shared Service | 24095 | 0:26 | 0:26 | 1 | 0
Mayo | 1158340 | 156075 | Siemens Medical SolutionsARTIS ZEE BIPLANE | Siemens Medical Solutions | Cath Lab / Angio | ARTIS ZEE BIPLANE | Siemens Medical Solutions Usa Inc | Artis Zee Biplane | Radiographic System;Radiographic/Fluoroscopic System; Angiography/Interventional | HTM Supported | 24095 | 0:26 | 0:26 | 1 | 0
Mayo | 1158341 | 156077 | Siemens Medical SolutionsARTIS ZEE BIPLANE | Siemens Medical Solutions | Cath Lab / Angio | ARTIS ZEE BIPLANE | Siemens Medical Solutions Usa Inc | Artis Zee Biplane | Radiographic System;Radiographic/Fluoroscopic System; Angiography/Interventional | HTM Supported | 24095 | 0:26 | 0:26 | 1 | 0
Mayo | 200001 | 154501 | Siemens Medical SolutionsARTIS ZEE BIPLANE | Siemens Medical Solutions | Cath Lab / Angio | ARTIS ZEE BIPLANE | Siemens Medical Solutions Usa Inc | Artis Zee Biplane | Radiographic System;Radiographic/Fluoroscopic System; Angiography/Interventional | HTM Supported | 24095 | 0:26 | 0:25 | 1 | 0
Mayo | 200017 | 131021 | Siemens Medical SolutionsARTIS ZEE BIPLANE | Siemens Medical Solutions | Cath Lab / Angio | ARTIS ZEE BIPLANE | Siemens Medical Solutions Usa Inc | Artis Zee Biplane | Radiographic System;Radiographic/Fluoroscopic System; Angiography/Interventional | HTM Supported | 24095 | 0:26 | 0:25 | 1 | 0
Mayo | 249742 | 131213 | Siemens Medical SolutionsARTIS ZEE BIPLANE | Siemens Medical Solutions | Cath Lab / Angio | ARTIS ZEE BIPLANE | Siemens Medical Solutions Usa Inc | Artis Zee Biplane | Radiographic System;Radiographic/Fluoroscopic System; Angiography/Interventional | HTM Supported | 24095 | 0:26 | 0:25 | 1 | 0
Mayo | 464774 | 154801 | Siemens Medical SolutionsARTIS ZEE BIPLANE | Siemens Medical Solutions | Cath Lab / Angio | ARTIS ZEE BIPLANE | Siemens Medical Solutions Usa Inc | Artis Zee Biplane | Radiographic System;Radiographic/Fluoroscopic System; Angiography/Interventional | Vendor Supported | 24095 | 0:26 | 0:25 | 1 | 0
Mayo | 80409 | 153299 | Siemens Medical SolutionsARTIS ZEE BIPLANE | Siemens Medical Solutions | Cath Lab / Angio | ARTIS ZEE BIPLANE | Siemens Medical Solutions Usa Inc | Artis Zee Biplane | Radiographic System;Radiographic/Fluoroscopic System; Angiography/Interventional | HTM Supported | 24095 | 0:26 | 0:25 | 1 | 0
Mayo | A027076 | 356015 | Siemens Medical SolutionsARTIS ZEE BIPLANE | Siemens Medical Solutions | Cath Lab / Angio | ARTIS ZEE BIPLANE | Siemens Medical Solutions Usa Inc | Artis Zee Biplane | Radiographic System;Radiographic/Fluoroscopic System; Angiography/Interventional | HTM Supported | 24095 | 0:26 | 0:26 | 1 | 0
Mayo | 1038021 | 150005 | Siemens Medical SolutionsArtis Zee Ceiling | Siemens Medical Solutions | Cath Lab / Angio | Artis Zee Ceiling | Siemens Medical Solutions Usa Inc | Artis Zee Ceiling | Radiographic System;Radiographic/Fluoroscopic System; Angiography/Interventional | Shared Service | 24095 | 0:26 | 0:25 | 1 | 0
Mayo | 115985 | 147745 | Siemens Medical SolutionsArtis Zee Ceiling | Siemens Medical Solutions | Cath Lab / Angio | Artis Zee Ceiling | Siemens Medical Solutions Usa Inc | Artis Zee Ceiling | Radiographic System;Radiographic/Fluoroscopic System; Angiography/Interventional | HTM Supported | 24095 | 0:26 | 0:25 | 1 | 0
Mayo | 115987 | 147633 | Siemens Medical SolutionsArtis Zee Ceiling | Siemens Medical Solutions | Cath Lab / Angio | Artis Zee Ceiling | Siemens Medical Solutions Usa Inc | Artis Zee Ceiling | Radiographic System;Radiographic/Fluoroscopic System; Angiography/Interventional | HTM Supported | 24095 | 0:26 | 0:25 | 1 | 0
Mayo | 199878 | 147898 | Siemens Medical SolutionsArtis Zee Ceiling | Siemens Medical Solutions | Cath Lab / Angio | Artis Zee Ceiling | Siemens Medical Solutions Usa Inc | Artis Zee Ceiling | Radiographic System;Radiographic/Fluoroscopic System; Angiography/Interventional | HTM Supported | 24095 | 0:26 | 0:25 | 1 | 0
Mayo | 199890 | 147881 | Siemens Medical SolutionsArtis Zee Ceiling | Siemens Medical Solutions | Cath Lab / Angio | Artis Zee Ceiling | Siemens Medical Solutions Usa Inc | Artis Zee Ceiling | Radiographic System;Radiographic/Fluoroscopic System; Angiography/Interventional | HTM Supported | 24095 | 0:26 | 0:25 | 1 | 0
Mayo | 463709 | 147936 | Siemens Medical SolutionsArtis Zee Ceiling | Siemens Medical Solutions | Cath Lab / Angio | Artis Zee Ceiling | Siemens Medical Solutions Usa Inc | Artis Zee Ceiling | Radiographic System;Radiographic/Fluoroscopic System; Angiography/Interventional | Vendor Supported | 24095 | 0:26 | 0:25 | 1 | 0
Mayo | 1033613 | 159015 | Siemens Medical SolutionsArtis Zee MP | Siemens Medical Solutions | Cath Lab / Angio | Artis Zee MP | Siemens Medical Solutions Usa Inc | Artis Zee MP | Radiographic System;Radiographic/Fluoroscopic System; Angiography/Interventional | Shared Service | 24095 | 0:26 | 0:25 | 1 | 0
Mayo | 1048796 | 159058 | Siemens Medical SolutionsArtis Zee MP | Siemens Medical Solutions | Cath Lab / Angio | Artis Zee MP | Siemens Medical Solutions Usa Inc | Artis Zee MP | Radiographic System;Radiographic/Fluoroscopic System; Angiography/Interventional | HTM Supported | 24095 | 0:26 | 0:25 | 1 | 0
Mayo | 1070101 | 159127 | Siemens Medical SolutionsArtis Zee MP | Siemens Medical Solutions | Cath Lab / Angio | Artis Zee MP | Siemens Medical Solutions Usa Inc | Artis Zee MP | Radiographic System;Radiographic/Fluoroscopic System; Angiography/Interventional | HTM Supported | 24095 | 0:26 | 0:25 | 1 | 0
Mayo | 1127529 | 159372 | Siemens Medical SolutionsArtis Zee MP | Siemens Medical Solutions | Cath Lab / Angio | Artis Zee MP | Siemens Medical Solutions Usa Inc | Artis Zee MP | Radiographic System;Radiographic/Fluoroscopic System; Angiography/Interventional | HTM Supported | 24095 | 0:26 | 0:26 | 1 | 0
Mayo | 1147678 | 159288 | Siemens Medical SolutionsArtis Zee MP | Siemens Medical Solutions | Cath Lab / Angio | Artis Zee MP | Siemens Medical Solutions Usa Inc | Artis Zee MP | Radiographic System;Radiographic/Fluoroscopic System; Angiography/Interventional | HTM Supported Shared Service | 24095 | 0:26 | 0:26 | 1 | 0
Mayo | 1156489 | 30270610 | Siemens Medical SolutionsArtis Zee MP | Siemens Medical Solutions | Cath Lab / Angio | Artis Zee MP | Siemens Medical Solutions Usa Inc | Artis Zee MP | Radiographic System;Radiographic/Fluoroscopic System; Angiography/Interventional | HTM Supported Shared Service | 24095 | 0:26 | 0:26 | 1 | 0
Mayo | 1158368 | 159400 | Siemens Medical SolutionsArtis Zee MP | Siemens Medical Solutions | Cath Lab / Angio | Artis Zee MP | Siemens Medical Solutions Usa Inc | Artis Zee MP | Radiographic System;Radiographic/Fluoroscopic System; Angiography/Interventional | HTM Supported | 24095 | 0:26 | 0:26 | 1 | 0
Mayo | 1158369 | 159421 | Siemens Medical SolutionsArtis Zee MP | Siemens Medical Solutions | Cath Lab / Angio | Artis Zee MP | Siemens Medical Solutions Usa Inc | Artis Zee MP | Radiographic System;Radiographic/Fluoroscopic System; Angiography/Interventional | HTM Supported | 24095 | 0:26 | 0:26 | 1 | 0
Mayo | 297238 | 158721 | Siemens Medical SolutionsArtis Zee MP | Siemens Medical Solutions | Cath Lab / Angio | Artis Zee MP | Siemens Medical Solutions Usa Inc | Artis Zee MP | Radiographic System;Radiographic/Fluoroscopic System; Angiography/Interventional | HTM Supported Full Contract | 24095 | 0:26 | 0:25 | 1 | 0
Mayo | 325684 | 158229 | Siemens Medical SolutionsArtis Zee MP | Siemens Medical Solutions | Cath Lab / Angio | Artis Zee MP | Siemens Medical Solutions Usa Inc | Artis Zee MP | Radiographic System;Radiographic/Fluoroscopic System; Angiography/Interventional | HTM Supported | 24095 | 0:26 | 0:25 | 1 | 0
Mayo | 374989 | 158495 | Siemens Medical SolutionsArtis Zee MP | Siemens Medical Solutions | Cath Lab / Angio | Artis Zee MP | Siemens Medical Solutions Usa Inc | Artis Zee MP | Radiographic System;Radiographic/Fluoroscopic System; Angiography/Interventional | HTM Supported | 24095 | 0:26 | 0:25 | 1 | 0
Mayo | 513510 | 158684 | Siemens Medical SolutionsArtis Zee MP | Siemens Medical Solutions | Cath Lab / Angio | Artis Zee MP | Siemens Medical Solutions Usa Inc | Artis Zee MP | Radiographic System;Radiographic/Fluoroscopic System; Angiography/Interventional | Vendor Supported | 24095 | 0:26 | 0:25 | 1 | 0
Mayo | 200009 | 160501 | Siemens Medical SolutionsArtis Zeego | Siemens Medical Solutions | Cath Lab / Angio | Artis Zeego | Siemens Medical Solutions Usa Inc | Artis Zeego | Radiographic System;Radiographic/Fluoroscopic System; Angiography/Interventional | HTM Supported | 24095 | 0:26 | 0:25 | 1 | 0
Mayo | 290146 | 160989 | Siemens Medical SolutionsArtis Zeego | Siemens Medical Solutions | Cath Lab / Angio | Artis Zeego | Siemens Medical Solutions Usa Inc | Artis Zeego | Radiographic System;Radiographic/Fluoroscopic System; Angiography/Interventional | Vendor Supported | 24095 | 0:26 | 0:25 | 1 | 0
Mayo | 288993 | 1995 | Siemens Medical SolutionsAxiom Luminos Tf | Siemens Medical Solutions | Cath Lab / Angio | Axiom Luminos Tf | Siemens Medical Solutions Usa Inc | Axiom Luminos Tf | Radiographic System;Radiographic/Fluoroscopic System; General-Purpose | HTM Supported | 24095 | 0:26 | 0:25 | 1 | 0
Mayo | 1007141 | 64143 | Siemens Medical SolutionsLuminos Agile Max | Siemens Medical Solutions | Cath Lab / Angio | Luminos Agile Max | Siemens Medical Solutions Usa Inc | Luminos Agile Max | Radiographic System;Radiographic/Fluoroscopic System; General-Purpose | HTM Supported | 24095 | 0:26 | 0:25 | 1 | 0
Mayo | 1007142 | 63341 | Siemens Medical SolutionsLuminos Agile Max | Siemens Medical Solutions | Cath Lab / Angio | Luminos Agile Max | Siemens Medical Solutions Usa Inc | Luminos Agile Max | Radiographic System;Radiographic/Fluoroscopic System; General-Purpose | HTM Supported Shared Service | 24095 | 0:26 | 0:25 | 1 | 0
Mayo | 1046068 | 64220 | Siemens Medical SolutionsLuminos Agile Max | Siemens Medical Solutions | Cath Lab / Angio | Luminos Agile Max | Siemens Medical Solutions Usa Inc | Luminos Agile Max | Radiographic System;Radiographic/Fluoroscopic System; General-Purpose | HTM Supported Shared Service | 24095 | 0:26 | 0:25 | 1 | 0
Mayo | 1070082 | 64152 | Siemens Medical SolutionsLuminos Agile Max | Siemens Medical Solutions | Cath Lab / Angio | Luminos Agile Max | Siemens Medical Solutions Usa Inc | Luminos Agile Max | Radiographic System;Radiographic/Fluoroscopic System; General-Purpose | HTM Supported | 24095 | 0:26 | 0:25 | 1 | 0
Mayo | 1080807 | 64242 | Siemens Medical SolutionsLuminos Agile Max | Siemens Medical Solutions | Cath Lab / Angio | Luminos Agile Max | Siemens Medical Solutions Usa Inc | Luminos Agile Max | Radiographic System;Radiographic/Fluoroscopic System; General-Purpose | Vendor Supported Shared Service | 24095 | 0:26 | 0:26 | 1 | 0
Mayo | 1081382 | 64227 | Siemens Medical SolutionsLuminos Agile Max | Siemens Medical Solutions | Cath Lab / Angio | Luminos Agile Max | Siemens Medical Solutions Usa Inc | Luminos Agile Max | Radiographic System;Radiographic/Fluoroscopic System; General-Purpose | HTM Supported Shared Service | 24095 | 0:26 | 0:26 | 1 | 0
Mayo | 1158280 | 64467 | Siemens Medical SolutionsLuminos Agile Max | Siemens Medical Solutions | Cath Lab / Angio | Luminos Agile Max | Siemens Medical Solutions Usa Inc | Luminos Agile Max | Radiographic System;Radiographic/Fluoroscopic System; General-Purpose | HTM Supported | 24095 | 0:26 | 0:26 | 1 | 0
Mayo | 1158281 | 64468 | Siemens Medical SolutionsLuminos Agile Max | Siemens Medical Solutions | Cath Lab / Angio | Luminos Agile Max | Siemens Medical Solutions Usa Inc | Luminos Agile Max | Radiographic System;Radiographic/Fluoroscopic System; General-Purpose | HTM Supported | 24095 | 0:26 | 0:26 | 1 | 0
Mayo | 1276660 | 64547 | Siemens Medical SolutionsLuminos Agile Max | Siemens Medical Solutions | Cath Lab / Angio | Luminos Agile Max | Siemens Medical Solutions Usa Inc | Luminos Agile Max | Radiographic System;Radiographic/Fluoroscopic System; General-Purpose | HTM Supported | 24095 | 0:26 | 0:26 | 1 | 0
Mayo | 1305372 | 64569 | Siemens Medical SolutionsLuminos Agile Max | Siemens Medical Solutions | Cath Lab / Angio | Luminos Agile Max | Siemens Medical Solutions Usa Inc | Luminos Agile Max | Radiographic System;Radiographic/Fluoroscopic System; General-Purpose | HTM Supported | 24095 | 0:26 | 0:26 | 1 | 0
Mayo | 216617 | 61172 | Siemens Medical SolutionsLuminos Agile Max | Siemens Medical Solutions | Cath Lab / Angio | Luminos Agile Max | Siemens Medical Solutions Usa Inc | Luminos Agile Max | Radiographic System;Radiographic/Fluoroscopic System; General-Purpose | HTM Supported | 24095 | 0:26 | 0:25 | 1 | 0
Mayo | 216671 | 570828 | Siemens Medical SolutionsLuminos Agile Max | Siemens Medical Solutions | Cath Lab / Angio | Luminos Agile Max | Siemens Medical Solutions Usa Inc | Luminos Agile Max | Radiographic System;Radiographic/Fluoroscopic System; General-Purpose | HTM Supported | 24095 | 0:26 | 0:25 | 1 | 0
Mayo | 249653 | 61011 | Siemens Medical SolutionsLuminos Agile Max | Siemens Medical Solutions | Cath Lab / Angio | Luminos Agile Max | Siemens Medical Solutions Usa Inc | Luminos Agile Max | Radiographic System;Radiographic/Fluoroscopic System; General-Purpose | HTM Supported | 24095 | 0:26 | 0:25 | 1 | 0
Mayo | 332042 | 63086 | Siemens Medical SolutionsLuminos Agile Max | Siemens Medical Solutions | Cath Lab / Angio | Luminos Agile Max | Siemens Medical Solutions Usa Inc | Luminos Agile Max | Radiographic System;Radiographic/Fluoroscopic System; General-Purpose | HTM Supported | 24095 | 0:26 | 0:25 | 1 | 0
Mayo | 379868 | 64139 | Siemens Medical SolutionsLuminos Agile Max | Siemens Medical Solutions | Cath Lab / Angio | Luminos Agile Max | Siemens Medical Solutions Usa Inc | Luminos Agile Max | Radiographic System;Radiographic/Fluoroscopic System; General-Purpose | HTM Supported | 24095 | 0:26 | 0:25 | 1 | 0
Mayo | 470073 | 61828 | Siemens Medical SolutionsLuminos Agile Max | Siemens Medical Solutions | Cath Lab / Angio | Luminos Agile Max | Siemens Medical Solutions Usa Inc | Luminos Agile Max | Radiographic System;Radiographic/Fluoroscopic System; General-Purpose | HTM Supported | 24095 | 0:26 | 0:25 | 1 | 0
Mayo | 510874 | 61839 | Siemens Medical SolutionsLuminos Agile Max | Siemens Medical Solutions | Cath Lab / Angio | Luminos Agile Max | Siemens Medical Solutions Usa Inc | Luminos Agile Max | Radiographic System;Radiographic/Fluoroscopic System; General-Purpose | Shared Service | 24095 | 0:26 | 0:25 | 1 | 0
Mayo | 556067 | 63289 | Siemens Medical SolutionsLuminos Agile Max | Siemens Medical Solutions | Cath Lab / Angio | Luminos Agile Max | Siemens Medical Solutions Usa Inc | Luminos Agile Max | Radiographic System;Radiographic/Fluoroscopic System; General-Purpose | HTM Supported Shared Service | 24095 | 0:26 | 0:25 | 1 | 0
Mayo | A027070 | 2032 | Siemens Medical SolutionsUroskop Omnia | Siemens Medical Solutions | Cath Lab / Angio | Uroskop Omnia | Siemens Medical Solutions Usa Inc | Uroskop Omnia | Radiographic System;Radiographic/Fluoroscopic System; Urologic | Shared Service | 24095 | 0:26 | 0:26 | 1 | 0
Mayo | A027071 | 2031 | Siemens Medical SolutionsUroskop Omnia | Siemens Medical Solutions | Cath Lab / Angio | Uroskop Omnia | Siemens Medical Solutions Usa Inc | Uroskop Omnia | Radiographic System;Radiographic/Fluoroscopic System; Urologic | Shared Service | 24095 | 0:26 | 0:26 | 1 | 0
Mayo | 296313 | 5108 | Siemens Medical SolutionsUROSKOP Omnia Max | Siemens Medical Solutions | Cath Lab / Angio | UROSKOP Omnia Max | Siemens Medical Solutions Usa Inc | Uroskop Omnia Max | Radiographic System;Radiographic/Fluoroscopic System; Urologic | HTM Supported | 24095 | 0:26 | 0:25 | 1 | 0
Mayo | 374943 | 5038 | Siemens Medical SolutionsUROSKOP Omnia Max | Siemens Medical Solutions | Cath Lab / Angio | UROSKOP Omnia Max | Siemens Medical Solutions Usa Inc | Uroskop Omnia Max | Radiographic System;Radiographic/Fluoroscopic System; Urologic | HTM Supported | 24095 | 0:26 | 0:25 | 1 | 0
Mayo | 544522 | 5150 | Siemens Medical SolutionsUROSKOP Omnia Max | Siemens Medical Solutions | Cath Lab / Angio | UROSKOP Omnia Max | Siemens Medical Solutions Usa Inc | Uroskop Omnia Max | Radiographic System;Radiographic/Fluoroscopic System; Urologic | HTM Supported | 24095 | 0:26 | 0:25 | 1 | 0
Mayo | 199892 | 35082 | Siemens Medical SolutionsArcadis Avantic | Siemens Medical Solutions | Mobile C-arm | Arcadis Avantic | Siemens Medical Solutions Usa Inc | Arcadis Avantic | Radiographic System;Radiographic/Fluoroscopic Unit; Mobile Full | HTM Supported | 24095 | 0:26 | 0:25 | 1 | 0
Mayo | 200048 | 33135 | Siemens Medical SolutionsArcadis Avantic | Siemens Medical Solutions | Mobile C-arm | Arcadis Avantic | Siemens Medical Solutions Usa Inc | Arcadis Avantic | Radiographic System;Radiographic/Fluoroscopic Unit; Mobile Full | HTM Supported | 24095 | 0:26 | 0:25 | 1 | 0
Mayo | 505230 | 31471 | Siemens Medical SolutionsArcadis Avantic | Siemens Medical Solutions | Mobile C-arm | Arcadis Avantic | Siemens Medical Solutions Usa Inc | Arcadis Avantic | Radiographic System;Radiographic/Fluoroscopic Unit; Mobile Full | HTM Supported | 24095 | 0:26 | 0:25 | 1 | 0
Mayo | 121246 | 10021 | Siemens Medical SolutionsArcadis Varic | Siemens Medical Solutions | Mobile C-arm | Arcadis Varic | Siemens Medical Solutions Usa Inc | Arcadis Varic | Radiographic System;Radiographic/Fluoroscopic Unit; Mobile Full | HTM Supported | 24095 | 0:26 | 0:25 | 1 | 0
Mayo | 199974 | 16067 | Siemens Medical SolutionsArcadis Varic | Siemens Medical Solutions | Mobile C-arm | Arcadis Varic | Siemens Medical Solutions Usa Inc | Arcadis Varic | Radiographic System;Radiographic/Fluoroscopic Unit; Mobile Full | HTM Supported | 24095 | 0:26 | 0:25 | 1 | 0
Mayo | 1018145 | 76385 | Siemens Medical SolutionsSOMATOM Definition Force | Siemens Medical Solutions | CT | SOMATOM Definition Force | Siemens Medical Solutions Usa Inc | SOMATOM Definition Force | Scanning System CT;CT Full Body | HTM Supported | 24095 | 0:26 | 0:25 | 1 | 0
Mayo | 1069903 | 76602 | Siemens Medical SolutionsSOMATOM Definition Force | Siemens Medical Solutions | CT | SOMATOM Definition Force | Siemens Medical Solutions Usa Inc | SOMATOM Definition Force | Scanning System CT;CT Full Body | HTM Supported | 24095 | 0:26 | 0:25 | 1 | 0
Mayo | 80415 | 246 | Philips HealthcareMULTIDIAGNOST ELEVA | Philips Healthcare | Cath Lab / Angio | MULTIDIAGNOST ELEVA | Philips Healthcare North America | MD Eleva | Radiographic System;Radiographic/Fluoroscopic System; General-Purpose | HTM Supported | 24095 | 0:26 | 0:25 | 1 | 0
Mayo | 157349 | 488 | Philips HealthcareBV Endura | Philips Healthcare | Mobile C-arm | BV Endura | Philips Healthcare North America | BV Endura | Radiographic System;Radiographic/Fluoroscopic Unit; Mobile Full | HTM Supported | 24095 | 0:26 | 0:25 | 1 | 0
Mayo | 199904 | 1691 | Philips HealthcareBV Endura | Philips Healthcare | Mobile C-arm | BV Endura | Philips Healthcare North America | BV Endura | Radiographic System;Radiographic/Fluoroscopic Unit; Mobile Full | HTM Supported | 24095 | 0:26 | 0:25 | 1 | 0
Mayo | 199972 | 562 | Philips HealthcareBV Endura | Philips Healthcare | Mobile C-arm | BV Endura | Philips Healthcare North America | BV Endura | Radiographic System;Radiographic/Fluoroscopic Unit; Mobile Full | HTM Supported | 24095 | 0:26 | 0:25 | 1 | 0
Mayo | 199973 | 543 | Philips HealthcareBV Endura | Philips Healthcare | Mobile C-arm | BV Endura | Philips Healthcare North America | BV Endura | Radiographic System;Radiographic/Fluoroscopic Unit; Mobile Full | HTM Supported | 24095 | 0:26 | 0:25 | 1 | 0
Mayo | 216425 | 1413 | Philips HealthcareBV Endura | Philips Healthcare | Mobile C-arm | BV Endura | Philips Healthcare North America | BV Endura | Radiographic System;Radiographic/Fluoroscopic Unit; Mobile Full | HTM Supported | 24095 | 0:26 | 0:25 | 1 | 0
Mayo | 121271 | 178 | Philips HealthcareBV Veradius | Philips Healthcare | Mobile C-arm | BV Veradius | Philips Healthcare North America | BV Veradius | Radiographic System;Radiographic/Fluoroscopic Unit; Mobile Full | HTM Supported | 24095 | 0:26 | 0:25 | 1 | 0
Mayo | 199917 | 689 | Philips HealthcareBV Veradius | Philips Healthcare | Mobile C-arm | BV Veradius | Philips Healthcare North America | BV Veradius | Radiographic System;Radiographic/Fluoroscopic Unit; Mobile Full | HTM Supported | 24095 | 0:26 | 0:25 | 1 | 0
Mayo | 199994 | 383 | Philips HealthcareBV Veradius | Philips Healthcare | Mobile C-arm | BV Veradius | Philips Healthcare North America | BV Veradius | Radiographic System;Radiographic/Fluoroscopic Unit; Mobile Full | HTM Supported | 24095 | 0:26 | 0:25 | 1 | 0
Mayo | 199995 | 384 | Philips HealthcareBV Veradius | Philips Healthcare | Mobile C-arm | BV Veradius | Philips Healthcare North America | BV Veradius | Radiographic System;Radiographic/Fluoroscopic Unit; Mobile Full | HTM Supported | 24095 | 0:26 | 0:25 | 1 | 0
Mayo | 539976 | 411 | Philips HealthcareBV Veradius | Philips Healthcare | Mobile C-arm | BV Veradius | Philips Healthcare North America | BV Veradius | Radiographic System;Radiographic/Fluoroscopic Unit; Mobile Full | HTM Supported | 24095 | 0:26 | 0:25 | 1 | 0
Mayo | 539977 | 430 | Philips HealthcareBV Veradius | Philips Healthcare | Mobile C-arm | BV Veradius | Philips Healthcare North America | BV Veradius | Radiographic System;Radiographic/Fluoroscopic Unit; Mobile Full | HTM Supported | 24095 | 0:26 | 0:25 | 1 | 0
Mayo | 556087 | 2121 | Philips HealthcareBV Veradius | Philips Healthcare | Mobile C-arm | BV Veradius | Philips Healthcare North America | BV Veradius | Radiographic System;Radiographic/Fluoroscopic Unit; Mobile Full | HTM Supported No Service Agreement Needed (T&M) | 24095 | 0:26 | 0:25 | 1 | 0
Mayo | 121286 | IXRF 059658 | Planmeca IncIntra | Planmeca Inc | Mobile X-Ray | Intra | Planmeca Inc | Intra | Radiographic System;Dental | HTM Supported | 24095 | 0:26 | 0:25 | 1 | 0
Mayo | 121287 | IXRF 059653 | Planmeca IncIntra | Planmeca Inc | Mobile X-Ray | Intra | Planmeca Inc | Intra | Radiographic System;Dental | HTM Supported | 24095 | 0:26 | 0:25 | 1 | 0
Mayo | 121288 | IXRF 059654 | Planmeca IncIntra | Planmeca Inc | Mobile X-Ray | Intra | Planmeca Inc | Intra | Radiographic System;Dental | HTM Supported | 24095 | 0:26 | 0:25 | 1 | 0
Mayo | 121289 | IXRF 059501 | Planmeca IncIntra | Planmeca Inc | Mobile X-Ray | Intra | Planmeca Inc | Intra | Radiographic System;Dental | HTM Supported | 24095 | 0:26 | 0:25 | 1 | 0
Mayo | 121290 | IXRF 059657 | Planmeca IncIntra | Planmeca Inc | Mobile X-Ray | Intra | Planmeca Inc | Intra | Radiographic System;Dental | HTM Supported | 24095 | 0:26 | 0:25 | 1 | 0
Mayo | 121291 | IXRF 059506 | Planmeca IncIntra | Planmeca Inc | Mobile X-Ray | Intra | Planmeca Inc | Intra | Radiographic System;Dental | HTM Supported | 24095 | 0:26 | 0:25 | 1 | 0
Mayo | 157365 | IXRF 071339 | Planmeca IncIntra | Planmeca Inc | Mobile X-Ray | Intra | Planmeca Inc | Intra | Radiographic System;Dental | HTM Supported | 24095 | 0:26 | 0:25 | 1 | 0
Mayo | 157367 | IXRF 071514 | Planmeca IncIntra | Planmeca Inc | Mobile X-Ray | Intra | Planmeca Inc | Intra | Radiographic System;Dental | HTM Supported | 24095 | 0:26 | 0:25 | 1 | 0
Mayo | 199927 | IXRF95012 | Planmeca IncIntra | Planmeca Inc | Mobile X-Ray | Intra | Planmeca Inc | Intra | Radiographic System;Dental | HTM Supported | 24095 | 0:26 | 0:25 | 1 | 0
Mayo | 1046060 | RPXV2054604 | Planmeca IncPro Max | Planmeca Inc | Mobile X-Ray | Pro Max | Planmeca Inc | Pro Max | Radiographic System;Dental | HTM Supported | 24095 | 0:26 | 0:25 | 1 | 0
Mayo | 1164188 | RPXV2056370 | Planmeca IncPro Max | Planmeca Inc | Mobile X-Ray | Pro Max | Planmeca Inc | Pro Max | Radiographic System;Dental | HTM Supported | 24095 | 0:26 | 0:26 | 1 | 0
Mayo | 249706 | RPX V2052694 | Planmeca IncPro Max | Planmeca Inc | Mobile X-Ray | Pro Max | Planmeca Inc | Pro Max | Radiographic System;Dental | HTM Supported | 24095 | 0:26 | 0:25 | 1 | 0
Mayo | 249707 | RPX252729 | Planmeca IncPro Max | Planmeca Inc | Mobile X-Ray | Pro Max | Planmeca Inc | Pro Max | Radiographic System;Dental | HTM Supported | 24095 | 0:26 | 0:25 | 1 | 0
Mayo | 87393 | RPX232880 | Planmeca IncPro Max | Planmeca Inc | Mobile X-Ray | Pro Max | Planmeca Inc | Pro Max | Radiographic System;Dental | HTM Supported | 24095 | 0:26 | 0:25 | 1 | 0
Mayo | 1046049 | IPX040760 | Planmeca IncProX | Planmeca Inc | Mobile X-Ray | ProX | Planmeca Inc | ProX | Radiographic System;Dental | HTM Supported | 24095 | 0:26 | 0:25 | 1 | 0
Mayo | 1138451 | IPX048336 | Planmeca IncProX | Planmeca Inc | Mobile X-Ray | ProX | Planmeca Inc | ProX | Radiographic System;Dental | HTM Supported No Service Agreement Needed (T&M) | 24095 | 0:26 | 0:26 | 1 | 0
Mayo | 1158183 | IPX049211 | Planmeca IncProX | Planmeca Inc | Mobile X-Ray | ProX | Planmeca Inc | ProX | Radiographic System;Dental | HTM Supported No Service Agreement Needed (T&M) | 24095 | 0:26 | 0:26 | 1 | 0
Mayo | 556099 | L1013410 | Progeny IncPREVA 30-A1032 | Progeny Inc | Mobile X-Ray | PREVA 30-A1032 | Progeny Inc | PREVA 30-A1032 | Radiographic System;Dental | HTM Supported | 24095 | 0:26 | 0:25 | 1 | 0
Mayo | 288795 | QG50G2-03B-0201 | Quantum Medical Imaging (Carestream Health)Odyssey Hf | Quantum Medical Imaging (Carestream Health) | Fixed X-Ray | Odyssey Hf | Quantum Industries Inc | Odyssey Hf | Radiographic System;Radiographic Unit | HTM Supported | 24095 | 0:26 | 0:25 | 1 | 0
Mayo | 463717 | QG-50G2-08F-0606 | Quantum Medical Imaging (Carestream Health)QG-50-2 | Quantum Medical Imaging (Carestream Health) | Fixed X-Ray | QG-50-2 | Quantum Industries Inc | QG-50-2 | Radiographic System;Radiographic Unit | HTM Supported | 24095 | 0:26 | 0:25 | 1 | 0
Mayo | 463405 | QG65G-09E-0503 | Quantum Medical Imaging (Carestream Health)QG-65 | Quantum Medical Imaging (Carestream Health) | Fixed X-Ray | QG-65 | Quantum Industries Inc | QG-65 | Radiographic System;Radiographic Unit | HTM Supported | 24095 | 0:26 | 0:25 | 1 | 0
Mayo | 216413 | QG80G11M-1205 | Quantum Medical Imaging (Carestream Health)REFQG80G | Quantum Medical Imaging (Carestream Health) | Fixed X-Ray | REFQG80G | Quantum Industries Inc | REFQG80G | Radiographic System;Radiographic Unit | HTM Supported | 24095 | 0:26 | 0:25 | 1 | 0
Mayo | 216426 | QG50G2-08A-0101 | Quantum Medical Imaging (Carestream Health)TG50G2 | Quantum Medical Imaging (Carestream Health) | Fixed X-Ray | TG50G2 | Quantum Industries Inc | TG50G2 | Radiographic System;Radiographic Unit | HTM Supported | 24095 | 0:26 | 0:25 | 1 | 0
Mayo | 216430 | QG50Q2-2-076-02 | Quantum Medical Imaging (Carestream Health)TG50G2 | Quantum Medical Imaging (Carestream Health) | Fixed X-Ray | TG50G2 | Quantum Industries Inc | TG50G2 | Radiographic System;Radiographic Unit | HTM Supported | 24095 | 0:26 | 0:25 | 1 | 0
Mayo | 1085945 | 56L2M3IRB00010R | Samsung ElectronicsAccE GM85 | Samsung Electronics | Mobile X-Ray | AccE GM85 | Samsung Electronics America | AccE GM85 | Radiographic System;Radiographic Unit Mobile | HTM Supported No Service Agreement Needed (T&M) | 24095 | 0:26 | 0:26 | 1 | 0
Mayo | 1109025 | 5774M3JT800004X | Samsung ElectronicsAccE GM85 | Samsung Electronics | Mobile X-Ray | AccE GM85 | Samsung Electronics America | AccE GM85 | Radiographic System;Radiographic Unit Mobile | HTM Supported | 24095 | 0:26 | 0:26 | 1 | 0
Mayo | 1109027 | 5774M3JT800002J | Samsung ElectronicsAccE GM85 | Samsung Electronics | Mobile X-Ray | AccE GM85 | Samsung Electronics America | AccE GM85 | Radiographic System;Radiographic Unit Mobile | HTM Supported | 24095 | 0:26 | 0:26 | 1 | 0
Mayo | 1109029 | 5774M3JT800001V | Samsung ElectronicsAccE GM85 | Samsung Electronics | Mobile X-Ray | AccE GM85 | Samsung Electronics America | AccE GM85 | Radiographic System;Radiographic Unit Mobile | HTM Supported | 24095 | 0:26 | 0:26 | 1 | 0
Mayo | 1109031 | 5774M3JT800003F | Samsung ElectronicsAccE GM85 | Samsung Electronics | Mobile X-Ray | AccE GM85 | Samsung Electronics America | AccE GM85 | Radiographic System;Radiographic Unit Mobile | HTM Supported | 24095 | 0:26 | 0:26 | 1 | 0
Mayo | 1109033 | 5774M3JT800005A | Samsung ElectronicsAccE GM85 | Samsung Electronics | Mobile X-Ray | AccE GM85 | Samsung Electronics America | AccE GM85 | Radiographic System;Radiographic Unit Mobile | HTM Supported | 24095 | 0:26 | 0:26 | 1 | 0
Mayo | 1113791 | 5778M3ITA00001K | Samsung ElectronicsAccE GM85 | Samsung Electronics | Mobile X-Ray | AccE GM85 | Samsung Electronics America | AccE GM85 | Radiographic System;Radiographic Unit Mobile | HTM Supported No Service Agreement Needed (T&M) | 24095 | 0:26 | 0:26 | 1 | 0
Mayo | 1114248 | 56KBM3JT600008M | Samsung ElectronicsAccE GM85 | Samsung Electronics | Mobile X-Ray | AccE GM85 | Samsung Electronics America | AccE GM85 | Radiographic System;Radiographic Unit Mobile | HTM Supported | 24095 | 0:26 | 0:26 | 1 | 0
Mayo | 1114249 | 56KBM3JT700005P | Samsung ElectronicsAccE GM85 | Samsung Electronics | Mobile X-Ray | AccE GM85 | Samsung Electronics America | AccE GM85 | Radiographic System;Radiographic Unit Mobile | HTM Supported | 24095 | 0:26 | 0:26 | 1 | 0
Mayo | 1293034 | 584EM32X900006Y | Samsung ElectronicsAccE GM85 | Samsung Electronics | Mobile X-Ray | AccE GM85 | Samsung Electronics America | AccE GM85 | Radiographic System;Radiographic Unit Mobile | HTM Supported | 24095 | 0:26 | 0:26 | 1 | 0
Mayo | 1310169 | 585TM31XB00005M | Samsung ElectronicsAccE GM85 | Samsung Electronics | Mobile X-Ray | AccE GM85 | Samsung Electronics America | AccE GM85 | Radiographic System;Radiographic Unit Mobile | HTM Supported | 24095 | 0:26 | 0:26 | 1 | 0
Mayo | 1316381 | 585TM31XB00008A | Samsung ElectronicsAccE GM85 | Samsung Electronics | Mobile X-Ray | AccE GM85 | Samsung Electronics America | AccE GM85 | Radiographic System;Radiographic Unit Mobile | HTM Supported | 24095 | 0:26 | 0:26 | 1 | 0
Mayo | 1316382 | 585TM31XB00004R | Samsung ElectronicsAccE GM85 | Samsung Electronics | Mobile X-Ray | AccE GM85 | Samsung Electronics America | AccE GM85 | Radiographic System;Radiographic Unit Mobile | HTM Supported | 24095 | 0:26 | 0:26 | 1 | 0
Mayo | 216448 | 0462R73808 | Shimadzu Medical SystemsRAD Speed | Shimadzu Medical Systems | Fixed X-Ray | RAD Speed | Shimadzu Scientific Instruments Inc | RAD Speed | Radiographic System;Radiographic Unit | HTM Supported | 24095 | 0:26 | 0:25 | 1 | 0
Mayo | 216655 | 10144 | Siemens Medical SolutionsMultiTom Rax | Siemens Medical Solutions | Fixed X-Ray | MultiTom Rax | Siemens Medical Solutions Usa Inc | MultiTom Rax | Radiographic System;Radiographic Unit | Shared Service | 24095 | 0:26 | 0:25 | 1 | 0
Mayo | 216494 | 1079S01 | Siemens Medical SolutionsMultix TOP | Siemens Medical Solutions | Fixed X-Ray | Multix TOP | Siemens Medical Solutions Usa Inc | Multix TOP | Radiographic System;Radiographic Unit | HTM Supported | 24095 | 0:26 | 0:25 | 1 | 0
Mayo | 71625 | 1642901 | Siemens Medical SolutionsMultix TOP | Siemens Medical Solutions | Fixed X-Ray | Multix TOP | Siemens Medical Solutions Usa Inc | Multix TOP | Radiographic System;Radiographic Unit | HTM Supported | 24095 | 0:26 | 0:25 | 1 | 0
Mayo | 292481 | 1737 | Siemens Medical SolutionsPolydoros | Siemens Medical Solutions | Fixed X-Ray | Polydoros | Siemens Medical Solutions Usa Inc | Polydoros | Radiographic System;Radiographic Unit | HTM Supported | 24095 | 0:26 | 0:25 | 1 | 0
Mayo | 1007134 | 10073 | Siemens Medical SolutionsYsio X.pree | Siemens Medical Solutions | Fixed X-Ray | Ysio X.pree | Siemens Medical Solutions Usa Inc | Ysio X.pree | Radiographic System;Radiographic Unit | HTM Supported Remote Support | 24095 | 0:26 | 0:25 | 1 | 0
Mayo | 1007137 | 10039 | Siemens Medical SolutionsYsio X.pree | Siemens Medical Solutions | Fixed X-Ray | Ysio X.pree | Siemens Medical Solutions Usa Inc | Ysio X.pree | Radiographic System;Radiographic Unit | HTM Supported Remote Support | 24095 | 0:26 | 0:25 | 1 | 0
Mayo | 1018075 | 21-214002 | Siemens Medical SolutionsYsio X.pree | Siemens Medical Solutions | Fixed X-Ray | Ysio X.pree | Siemens Medical Solutions Usa Inc | Ysio X.pree | Radiographic System;Radiographic Unit | HTM Supported Remote Support | 24095 | 0:26 | 0:25 | 1 | 0
Mayo | 1020345 | 10552 | Siemens Medical SolutionsYsio X.pree | Siemens Medical Solutions | Fixed X-Ray | Ysio X.pree | Siemens Medical Solutions Usa Inc | Ysio X.pree | Radiographic System;Radiographic Unit | HTM Supported Remote Support | 24095 | 0:26 | 0:25 | 1 | 0
Mayo | 1030597 | 10093 | Siemens Medical SolutionsYsio X.pree | Siemens Medical Solutions | Fixed X-Ray | Ysio X.pree | Siemens Medical Solutions Usa Inc | Ysio X.pree | Radiographic System;Radiographic Unit | HTM Supported Remote Support | 24095 | 0:26 | 0:25 | 1 | 0
Mayo | 1045860 | 10207 | Siemens Medical SolutionsYsio X.pree | Siemens Medical Solutions | Fixed X-Ray | Ysio X.pree | Siemens Medical Solutions Usa Inc | Ysio X.pree | Radiographic System;Radiographic Unit | HTM Supported Remote Support | 24095 | 0:26 | 0:25 | 1 | 0
Mayo | 1045864 | 10088 | Siemens Medical SolutionsYsio X.pree | Siemens Medical Solutions | Fixed X-Ray | Ysio X.pree | Siemens Medical Solutions Usa Inc | Ysio X.pree | Radiographic System;Radiographic Unit | HTM Supported Remote Support | 24095 | 0:26 | 0:25 | 1 | 0
Mayo | 1045868 | 10210 | Siemens Medical SolutionsYsio X.pree | Siemens Medical Solutions | Fixed X-Ray | Ysio X.pree | Siemens Medical Solutions Usa Inc | Ysio X.pree | Radiographic System;Radiographic Unit | HTM Supported Remote Support | 24095 | 0:26 | 0:25 | 1 | 0
Mayo | 1046046 | 10143 | Siemens Medical SolutionsYsio X.pree | Siemens Medical Solutions | Fixed X-Ray | Ysio X.pree | Siemens Medical Solutions Usa Inc | Ysio X.pree | Radiographic System;Radiographic Unit | HTM Supported Remote Support | 24095 | 0:26 | 0:25 | 1 | 0
Mayo | 1055866 | 10136 | Siemens Medical SolutionsYsio X.pree | Siemens Medical Solutions | Fixed X-Ray | Ysio X.pree | Siemens Medical Solutions Usa Inc | Ysio X.pree | Radiographic System;Radiographic Unit | HTM Supported Remote Support | 24095 | 0:26 | 0:25 | 1 | 0
Mayo | 1080803 | 10189 | Siemens Medical SolutionsYsio X.pree | Siemens Medical Solutions | Fixed X-Ray | Ysio X.pree | Siemens Medical Solutions Usa Inc | Ysio X.pree | Radiographic System;Radiographic Unit | HTM Supported Remote Support | 24095 | 0:26 | 0:26 | 1 | 0
Mayo | 1081383 | 225015 | Siemens Medical SolutionsYsio X.pree | Siemens Medical Solutions | Fixed X-Ray | Ysio X.pree | Siemens Medical Solutions Usa Inc | Ysio X.pree | Radiographic System;Radiographic Unit | HTM Supported Remote Support | 24095 | 0:26 | 0:26 | 1 | 0
Mayo | 1081469 | 6231971 | Siemens Medical SolutionsYsio X.pree | Siemens Medical Solutions | Fixed X-Ray | Ysio X.pree | Siemens Medical Solutions Usa Inc | Ysio X.pree | Radiographic System;Radiographic Unit | HTM Supported Remote Support | 24095 | 0:26 | 0:26 | 1 | 0
Mayo | 1086757 | 10271 | Siemens Medical SolutionsYsio X.pree | Siemens Medical Solutions | Fixed X-Ray | Ysio X.pree | Siemens Medical Solutions Usa Inc | Ysio X.pree | Radiographic System;Radiographic Unit | HTM Supported Remote Support | 24095 | 0:26 | 0:26 | 1 | 0
Mayo | 1105353 | 10312 | Siemens Medical SolutionsYsio X.pree | Siemens Medical Solutions | Fixed X-Ray | Ysio X.pree | Siemens Medical Solutions Usa Inc | Ysio X.pree | Radiographic System;Radiographic Unit | HTM Supported Remote Support | 24095 | 0:26 | 0:26 | 1 | 0
Mayo | 1109059 | 10485 | Siemens Medical SolutionsYsio X.pree | Siemens Medical Solutions | Fixed X-Ray | Ysio X.pree | Siemens Medical Solutions Usa Inc | Ysio X.pree | Radiographic System;Radiographic Unit | HTM Supported Remote Support | 24095 | 0:26 | 0:26 | 1 | 0
Mayo | 1109061 | 10492 | Siemens Medical SolutionsYsio X.pree | Siemens Medical Solutions | Fixed X-Ray | Ysio X.pree | Siemens Medical Solutions Usa Inc | Ysio X.pree | Radiographic System;Radiographic Unit | HTM Supported Remote Support | 24095 | 0:26 | 0:26 | 1 | 0
Mayo | 1109069 | 10540 | Siemens Medical SolutionsYsio X.pree | Siemens Medical Solutions | Fixed X-Ray | Ysio X.pree | Siemens Medical Solutions Usa Inc | Ysio X.pree | Radiographic System;Radiographic Unit | HTM Supported Remote Support | 24095 | 0:26 | 0:26 | 1 | 0
Mayo | 1109071 | 10543 | Siemens Medical SolutionsYsio X.pree | Siemens Medical Solutions | Fixed X-Ray | Ysio X.pree | Siemens Medical Solutions Usa Inc | Ysio X.pree | Radiographic System;Radiographic Unit | HTM Supported Remote Support | 24095 | 0:26 | 0:26 | 1 | 0
Mayo | 1113178 | 10585 | Siemens Medical SolutionsYsio X.pree | Siemens Medical Solutions | Fixed X-Ray | Ysio X.pree | Siemens Medical Solutions Usa Inc | Ysio X.pree | Radiographic System;Radiographic Unit | HTM Supported Remote Support | 24095 | 0:26 | 0:26 | 1 | 0
Mayo | 1113179 | 10580 | Siemens Medical SolutionsYsio X.pree | Siemens Medical Solutions | Fixed X-Ray | Ysio X.pree | Siemens Medical Solutions Usa Inc | Ysio X.pree | Radiographic System;Radiographic Unit | HTM Supported Remote Support | 24095 | 0:26 | 0:26 | 1 | 0
Mayo | 1113194 | 10625 | Siemens Medical SolutionsYsio X.pree | Siemens Medical Solutions | Fixed X-Ray | Ysio X.pree | Siemens Medical Solutions Usa Inc | Ysio X.pree | Radiographic System;Radiographic Unit | HTM Supported | 24095 | 0:26 | 0:26 | 1 | 0
Mayo | 1113196 | 10624 | Siemens Medical SolutionsYsio X.pree | Siemens Medical Solutions | Fixed X-Ray | Ysio X.pree | Siemens Medical Solutions Usa Inc | Ysio X.pree | Radiographic System;Radiographic Unit | HTM Supported | 24095 | 0:26 | 0:26 | 1 | 0
Mayo | 1131417 | 10759 | Siemens Medical SolutionsYsio X.pree | Siemens Medical Solutions | Fixed X-Ray | Ysio X.pree | Siemens Medical Solutions Usa Inc | Ysio X.pree | Radiographic System;Radiographic Unit | HTM Supported | 24095 | 0:26 | 0:26 | 1 | 0
Mayo | 1158272 | 10762 | Siemens Medical SolutionsYsio X.pree | Siemens Medical Solutions | Fixed X-Ray | Ysio X.pree | Siemens Medical Solutions Usa Inc | Ysio X.pree | Radiographic System;Radiographic Unit | HTM Supported | 24095 | 0:26 | 0:26 | 1 | 0
Mayo | 1173732 | 10691 | Siemens Medical SolutionsYsio X.pree | Siemens Medical Solutions | Fixed X-Ray | Ysio X.pree | Siemens Medical Solutions Usa Inc | Ysio X.pree | Radiographic System;Radiographic Unit | HTM Supported | 24095 | 0:26 | 0:26 | 1 | 0
Mayo | 1183214 | 10760 | Siemens Medical SolutionsYsio X.pree | Siemens Medical Solutions | Fixed X-Ray | Ysio X.pree | Siemens Medical Solutions Usa Inc | Ysio X.pree | Radiographic System;Radiographic Unit | HTM Supported | 24095 | 0:26 | 0:26 | 1 | 0
Mayo | 1185098 | 11429 | Siemens Medical SolutionsYsio X.pree | Siemens Medical Solutions | Fixed X-Ray | Ysio X.pree | Siemens Medical Solutions Usa Inc | Ysio X.pree | Radiographic System;Radiographic Unit | HTM Supported | 24095 | 0:26 | 0:26 | 1 | 0
Mayo | 1275692 | 11233 | Siemens Medical SolutionsYsio X.pree | Siemens Medical Solutions | Fixed X-Ray | Ysio X.pree | Siemens Medical Solutions Usa Inc | Ysio X.pree | Radiographic System;Radiographic Unit | HTM Supported | 24095 | 0:26 | 0:26 | 1 | 0
Mayo | 509640 | 25389 | Siemens Medical SolutionsYsio Max | Siemens Medical Solutions | Fixed X-Ray | Ysio Max | Siemens Medical Solutions Usa Inc | Ysio Max | Radiographic System;Radiographic Unit | HTM Supported | 24095 | 0:26 | 0:25 | 1 | 0
Mayo | 512259 | 27317 | Siemens Medical SolutionsYsio Max | Siemens Medical Solutions | Fixed X-Ray | Ysio Max | Siemens Medical Solutions Usa Inc | Ysio Max | Radiographic System;Radiographic Unit | HTM Supported | 24095 | 0:26 | 0:25 | 1 | 0
Mayo | 544518 | 25564 | Siemens Medical SolutionsYsio Max | Siemens Medical Solutions | Fixed X-Ray | Ysio Max | Siemens Medical Solutions Usa Inc | Ysio Max | Radiographic System;Radiographic Unit | HTM Supported | 24095 | 0:26 | 0:25 | 1 | 0
Mayo | 544519 | 25576 | Siemens Medical SolutionsYsio Max | Siemens Medical Solutions | Fixed X-Ray | Ysio Max | Siemens Medical Solutions Usa Inc | Ysio Max | Radiographic System;Radiographic Unit | HTM Supported | 24095 | 0:26 | 0:25 | 1 | 0
Mayo | 555586 | 25676 | Siemens Medical SolutionsYsio Max | Siemens Medical Solutions | Fixed X-Ray | Ysio Max | Siemens Medical Solutions Usa Inc | Ysio Max | Radiographic System;Radiographic Unit | HTM Supported | 24095 | 0:26 | 0:25 | 1 | 0
Mayo | 555590 | 25679 | Siemens Medical SolutionsYsio Max | Siemens Medical Solutions | Fixed X-Ray | Ysio Max | Siemens Medical Solutions Usa Inc | Ysio Max | Radiographic System;Radiographic Unit | HTM Supported | 24095 | 0:26 | 0:25 | 1 | 0
Mayo | 555600 | 25713 | Siemens Medical SolutionsYsio Max | Siemens Medical Solutions | Fixed X-Ray | Ysio Max | Siemens Medical Solutions Usa Inc | Ysio Max | Radiographic System;Radiographic Unit | HTM Supported | 24095 | 0:26 | 0:25 | 1 | 0
Mayo | 555601 | 25714 | Siemens Medical SolutionsYsio Max | Siemens Medical Solutions | Fixed X-Ray | Ysio Max | Siemens Medical Solutions Usa Inc | Ysio Max | Radiographic System;Radiographic Unit | HTM Supported | 24095 | 0:26 | 0:25 | 1 | 0
Mayo | 555699 | 27145 | Siemens Medical SolutionsYsio Max | Siemens Medical Solutions | Fixed X-Ray | Ysio Max | Siemens Medical Solutions Usa Inc | Ysio Max | Radiographic System;Radiographic Unit | HTM Supported | 24095 | 0:26 | 0:25 | 1 | 0
Mayo | 556072 | 11133 | Siemens Medical SolutionsYsio Max | Siemens Medical Solutions | Fixed X-Ray | Ysio Max | Siemens Medical Solutions Usa Inc | Ysio Max | Radiographic System;Radiographic Unit | HTM Supported | 24095 | 0:26 | 0:25 | 1 | 0
Mayo | 568718 | 27709 | Siemens Medical SolutionsYsio Max | Siemens Medical Solutions | Fixed X-Ray | Ysio Max | Siemens Medical Solutions Usa Inc | Ysio Max | Radiographic System;Radiographic Unit | HTM Supported | 24095 | 0:26 | 0:25 | 1 | 0
Mayo | 568719 | 27789 | Siemens Medical SolutionsYsio Max | Siemens Medical Solutions | Fixed X-Ray | Ysio Max | Siemens Medical Solutions Usa Inc | Ysio Max | Radiographic System;Radiographic Unit | HTM Supported Remote Support | 24095 | 0:26 | 0:25 | 1 | 0
Mayo | 334775 | 10798 | Siemens Medical SolutionsMobilett Elara MAX | Siemens Medical Solutions | Mobile X-Ray | Mobilett Elara MAX | Siemens Medical Solutions Usa Inc | Mobilett Elara Max | Radiographic System;Radiographic Unit Mobile | Vendor Supported Remote Support | 24095 | 0:26 | 0:25 | 1 | 0
Mayo | 334776 | 10825 | Siemens Medical SolutionsMobilett Elara MAX | Siemens Medical Solutions | Mobile X-Ray | Mobilett Elara MAX | Siemens Medical Solutions Usa Inc | Mobilett Elara Max | Radiographic System;Radiographic Unit Mobile | Vendor Supported Remote Support | 24095 | 0:26 | 0:25 | 1 | 0
Mayo | 325686 | 400-505398 | Siemens Medical SolutionsArtis Q Biplane | Siemens Medical Solutions | Cath Lab / Angio | Artis Q Biplane | Siemens Medical Solutions Usa Inc | Artis Q Biplane | Radiographic System;Radiographic/Fluoroscopic System; Angiography/Interventional | HTM Supported | 24095 | 0:26 | 0:25 | 1 | 0
Mayo | 375043 | 121139 | Siemens Medical SolutionsArtis Q Biplane | Siemens Medical Solutions | Cath Lab / Angio | Artis Q Biplane | Siemens Medical Solutions Usa Inc | Artis Q Biplane | Radiographic System;Radiographic/Fluoroscopic System; Angiography/Interventional | HTM Supported | 24095 | 0:26 | 0:25 | 1 | 0
Mayo | 328197 | 201172U1 | Medrad IncStellant FLEX | Medrad Inc | Injector | Stellant FLEX | Medrad Inc | Stellant FLEX | Contrast Injection System;Injector; CT | Shared Service | 24095 | 0:26 | 0:25 | 1 | 0
Mayo | 329449 | 201351U1 | Medrad IncStellant FLEX | Medrad Inc | Injector | Stellant FLEX | Medrad Inc | Stellant FLEX | Contrast Injection System;Injector; CT | Shared Service | 24095 | 0:26 | 0:25 | 1 | 0
Mayo | 330002 | 203031U1 | Medrad IncStellant FLEX | Medrad Inc | Injector | Stellant FLEX | Medrad Inc | Stellant FLEX | Contrast Injection System;Injector; CT | Shared Service | 24095 | 0:26 | 0:25 | 1 | 0
Mayo | 330036 | 203099U1 | Medrad IncStellant FLEX | Medrad Inc | Injector | Stellant FLEX | Medrad Inc | Stellant FLEX | Contrast Injection System;Injector; CT | Shared Service | 24095 | 0:26 | 0:25 | 1 | 0
Mayo | 374368 | 122876 | Medrad IncStellant FLEX | Medrad Inc | Injector | Stellant FLEX | Medrad Inc | Stellant FLEX | Contrast Injection System;Injector; CT | Vendor Supported | 24095 | 0:26 | 0:25 | 1 | 0
Mayo | 374417 | 204231u1 | Medrad IncStellant FLEX | Medrad Inc | Injector | Stellant FLEX | Medrad Inc | Stellant FLEX | Contrast Injection System;Injector; CT | Vendor Supported | 24095 | 0:26 | 0:25 | 1 | 0
Mayo | 375066 | 10422U1 | Medrad IncStellant FLEX | Medrad Inc | Injector | Stellant FLEX | Medrad Inc | Stellant FLEX | Contrast Injection System;Injector; CT | Vendor Supported | 24095 | 0:26 | 0:25 | 1 | 0
Mayo | 376648 | 300786U1 | Medrad IncStellant FLEX | Medrad Inc | Injector | Stellant FLEX | Medrad Inc | Stellant FLEX | Contrast Injection System;Injector; CT | Vendor Supported | 24095 | 0:26 | 0:25 | 1 | 0
Mayo | 376651 | 100341 | Medrad IncStellant FLEX | Medrad Inc | Injector | Stellant FLEX | Medrad Inc | Stellant FLEX | Contrast Injection System;Injector; CT | Vendor Supported | 24095 | 0:26 | 0:25 | 1 | 0
Mayo | 380363 | 2151U1 | Medrad IncStellant FLEX | Medrad Inc | Injector | Stellant FLEX | Medrad Inc | Stellant FLEX | Contrast Injection System;Injector; CT | Vendor Supported | 24095 | 0:26 | 0:25 | 1 | 0
Mayo | 380391 | 200181U1 | Medrad IncStellant FLEX | Medrad Inc | Injector | Stellant FLEX | Medrad Inc | Stellant FLEX | Contrast Injection System;Injector; CT | Vendor Supported | 24095 | 0:26 | 0:25 | 1 | 0
Mayo | 380393 | 32575u1 | Medrad IncStellant FLEX | Medrad Inc | Injector | Stellant FLEX | Medrad Inc | Stellant FLEX | Contrast Injection System;Injector; CT | Vendor Supported | 24095 | 0:26 | 0:25 | 1 | 0
Mayo | 380394 | 24381U1 | Medrad IncStellant FLEX | Medrad Inc | Injector | Stellant FLEX | Medrad Inc | Stellant FLEX | Contrast Injection System;Injector; CT | Vendor Supported | 24095 | 0:26 | 0:25 | 1 | 0
Mayo | 380396 | 28375U1 | Medrad IncStellant FLEX | Medrad Inc | Injector | Stellant FLEX | Medrad Inc | Stellant FLEX | Contrast Injection System;Injector; CT | Vendor Supported | 24095 | 0:26 | 0:25 | 1 | 0
Mayo | 380397 | 30910U1 | Medrad IncStellant FLEX | Medrad Inc | Injector | Stellant FLEX | Medrad Inc | Stellant FLEX | Contrast Injection System;Injector; CT | Vendor Supported | 24095 | 0:26 | 0:25 | 1 | 0
Mayo | 380400 | 28374U1 | Medrad IncStellant FLEX | Medrad Inc | Injector | Stellant FLEX | Medrad Inc | Stellant FLEX | Contrast Injection System;Injector; CT | Vendor Supported | 24095 | 0:26 | 0:25 | 1 | 0
Mayo | A015163 | 101350 | Medrad IncStellant FLEX | Medrad Inc | Injector | Stellant FLEX | Medrad Inc | Stellant FLEX | Contrast Injection System;Injector; CT | Shared Service | 24095 | 0:26 | 0:26 | 1 | 0
Mayo | 375033 | 5J0372 | Orthoscan IncFD Pulse | Orthoscan Inc | Mobile C-arm | FD Pulse | Orthoscan Inc | FD Pulse | Radiographic System;Radiographic/Fluoroscopic Unit; Mobile Mini | HTM Supported | 24095 | 0:26 | 0:25 | 1 | 0
Mayo | 1114443 | 5M0425 | Orthoscan IncOrthoScan Mobile DI | Orthoscan Inc | Mobile C-arm | OrthoScan Mobile DI | Orthoscan Inc | OrthoScan Mobile DI | Radiographic System;Radiographic/Fluoroscopic Unit; Mobile Mini | HTM Supported No Service Agreement Needed (T&M) | 24095 | 0:26 | 0:26 | 1 | 0
Mayo | 1047062 | 5R0204 | Orthoscan IncTAU | Orthoscan Inc | Mobile C-arm | TAU | Orthoscan Inc | TAU | Radiographic System;Radiographic/Fluoroscopic Unit; Mobile Mini | HTM Supported | 24095 | 0:26 | 0:25 | 1 | 0
Mayo | 1047063 | 5R0205 | Orthoscan IncTAU | Orthoscan Inc | Mobile C-arm | TAU | Orthoscan Inc | TAU | Radiographic System;Radiographic/Fluoroscopic Unit; Mobile Mini | HTM Supported | 24095 | 0:26 | 0:25 | 1 | 0
Mayo | 1047065 | 5R0206 | Orthoscan IncTAU | Orthoscan Inc | Mobile C-arm | TAU | Orthoscan Inc | TAU | Radiographic System;Radiographic/Fluoroscopic Unit; Mobile Mini | Vendor Supported | 24095 | 0:26 | 0:25 | 1 | 0
Mayo | 104796 | 03 0779 | Philips HealthcareOptimus-Bucky TH | Philips Healthcare | Fixed X-Ray | Optimus-Bucky TH | Philips Healthcare North America | Optimus-Bucky TH | Radiographic System;Radiographic Unit | HTM Supported | 24095 | 0:26 | 0:25 | 1 | 0
Mayo | 116111 | 400362 | Philips HealthcareOptimus-Bucky TH | Philips Healthcare | Fixed X-Ray | Optimus-Bucky TH | Philips Healthcare North America | Optimus-Bucky TH | Radiographic System;Radiographic Unit | HTM Supported | 24095 | 0:26 | 0:25 | 1 | 0
Mayo | 170842 | 10030321 | Philips HealthcareOptimus-Bucky TH | Philips Healthcare | Fixed X-Ray | Optimus-Bucky TH | Philips Healthcare North America | Optimus-Bucky TH | Radiographic System;Radiographic Unit | HTM Supported | 24095 | 0:26 | 0:25 | 1 | 0
Mayo | 51596 | 98 01 0869 | Philips HealthcareOptimus-Bucky TH | Philips Healthcare | Fixed X-Ray | Optimus-Bucky TH | Philips Healthcare North America | Optimus-Bucky TH | Radiographic System;Radiographic Unit | HTM Supported | 24095 | 0:26 | 0:25 | 1 | 0
Mayo | 53948 | 1010326 | Philips HealthcareOptimus-Bucky TH | Philips Healthcare | Fixed X-Ray | Optimus-Bucky TH | Philips Healthcare North America | Optimus-Bucky TH | Radiographic System;Radiographic Unit | HTM Supported | 24095 | 0:26 | 0:25 | 1 | 0
Mayo | 53950 | 744 | Philips HealthcareOptimus-Bucky TH | Philips Healthcare | Fixed X-Ray | Optimus-Bucky TH | Philips Healthcare North America | Optimus-Bucky TH | Radiographic System;Radiographic Unit | HTM Supported | 24095 | 0:26 | 0:25 | 1 | 0
Mayo | 67173 | 00 0756 | Philips HealthcareOptimus-Bucky TH | Philips Healthcare | Fixed X-Ray | Optimus-Bucky TH | Philips Healthcare North America | Optimus-Bucky TH | Radiographic System;Radiographic Unit | HTM Supported | 24095 | 0:26 | 0:25 | 1 | 0
Mayo | 79964 | 204018 | Philips HealthcareOptimus-Bucky TH | Philips Healthcare | Fixed X-Ray | Optimus-Bucky TH | Philips Healthcare North America | Optimus-Bucky TH | Radiographic System;Radiographic Unit | HTM Supported | 24095 | 0:26 | 0:25 | 1 | 0
Mayo | 79968 | 02 0767 | Philips HealthcareOptimus-Bucky TH | Philips Healthcare | Fixed X-Ray | Optimus-Bucky TH | Philips Healthcare North America | Optimus-Bucky TH | Radiographic System;Radiographic Unit | HTM Supported | 24095 | 0:26 | 0:25 | 1 | 0
Mayo | 157304 | 70820 | Philips HealthcareOptimus-Digital Diagnost VS | Philips Healthcare | Fixed X-Ray | Optimus-Digital Diagnost VS | Philips Healthcare North America | Optimus-Digital Diagnost VS | Radiographic System;Radiographic Unit | HTM Supported | 24095 | 0:26 | 0:25 | 1 | 0
Mayo | 326440 | 15000328 | Philips HealthcareDIGITAL DIAGNOST | Philips Healthcare | Fixed X-Ray | DIGITAL DIAGNOST | Philips Healthcare North America | Digital Diagnost 4.1 High Performance | Radiographic System;Radiographic Unit | HTM Supported | 24095 | 0:26 | 0:25 | 1 | 0
Mayo | 329606 | SN17000305 | Philips HealthcareDIGITAL DIAGNOST | Philips Healthcare | Fixed X-Ray | DIGITAL DIAGNOST | Philips Healthcare North America | Digital Diagnost 4.1 High Performance | Radiographic System;Radiographic Unit | HTM Supported | 24095 | 0:26 | 0:25 | 1 | 0
Mayo | 330186 | SN17000398 | Philips HealthcareDIGITAL DIAGNOST | Philips Healthcare | Fixed X-Ray | DIGITAL DIAGNOST | Philips Healthcare North America | Digital Diagnost 4.1 High Performance | Radiographic System;Radiographic Unit | HTM Supported | 24095 | 0:26 | 0:25 | 1 | 0
Mayo | 330582 | 18000151 | Philips HealthcareDIGITAL DIAGNOST | Philips Healthcare | Fixed X-Ray | DIGITAL DIAGNOST | Philips Healthcare North America | Digital Diagnost 4.1 High Performance | Radiographic System;Radiographic Unit | HTM Supported | 24095 | 0:26 | 0:25 | 1 | 0
Mayo | 1053831 | 10001216 | Philips HealthcareDIGITAL DIAGNOST | Philips Healthcare | Fixed X-Ray | DIGITAL DIAGNOST | Philips Healthcare North America | Digital Diagnost C90 | Radiographic System;Radiographic Unit | HTM Supported | 24095 | 0:26 | 0:25 | 1 | 0
Mayo | 1066831 | 10001264 | Philips HealthcareDIGITAL DIAGNOST | Philips Healthcare | Fixed X-Ray | DIGITAL DIAGNOST | Philips Healthcare North America | Digital Diagnost C90 | Radiographic System;Radiographic Unit | HTM Supported | 24095 | 0:26 | 0:25 | 1 | 0
Mayo | 1156048 | 23860378 | Philips HealthcareDIGITAL DIAGNOST | Philips Healthcare | Fixed X-Ray | DIGITAL DIAGNOST | Philips Healthcare North America | Digital Diagnost C90 | Radiographic System;Radiographic Unit | HTM Supported | 24095 | 0:26 | 0:26 | 1 | 0
Mayo | 1156049 | 23860377 | Philips HealthcareDIGITAL DIAGNOST | Philips Healthcare | Fixed X-Ray | DIGITAL DIAGNOST | Philips Healthcare North America | Digital Diagnost C90 | Radiographic System;Radiographic Unit | HTM Supported | 24095 | 0:26 | 0:26 | 1 | 0
Mayo | 334643 | 10000126 | Philips HealthcareDIGITAL DIAGNOST | Philips Healthcare | Fixed X-Ray | DIGITAL DIAGNOST | Philips Healthcare North America | Digital Diagnost C90 | Radiographic System;Radiographic Unit | HTM Supported No Service Agreement Needed (T&M) | 24095 | 0:26 | 0:25 | 1 | 0
Mayo | 335316 | 10000196 | Philips HealthcareDIGITAL DIAGNOST | Philips Healthcare | Fixed X-Ray | DIGITAL DIAGNOST | Philips Healthcare North America | Digital Diagnost C90 | Radiographic System;Radiographic Unit | HTM Supported Remote Support | 24095 | 0:26 | 0:25 | 1 | 0
Mayo | A020552 | 702298 | Philips HealthcareDIGITAL DIAGNOST | Philips Healthcare | Fixed X-Ray | DIGITAL DIAGNOST | Philips Healthcare North America | Digital Diagnost VM | Radiographic System;Radiographic Unit | HTM Supported | 24095 | 0:26 | 0:26 | 1 | 0
Mayo | 157303 | 704018 | Philips HealthcareDIGITAL DIAGNOST | Philips Healthcare | Fixed X-Ray | DIGITAL DIAGNOST | Philips Healthcare North America | Optimus-Digital Diagnost | Radiographic System;Radiographic Unit | HTM Supported | 24095 | 0:26 | 0:25 | 1 | 0
Mayo | 157313 | 702347 | Philips HealthcareDIGITAL DIAGNOST | Philips Healthcare | Fixed X-Ray | DIGITAL DIAGNOST | Philips Healthcare North America | Optimus-Digital Diagnost | Radiographic System;Radiographic Unit | HTM Supported | 24095 | 0:26 | 0:25 | 1 | 0
Mayo | 441463 | 9900097 | Philips HealthcareOPTIMUS 65 | Philips Healthcare | Fixed X-Ray | OPTIMUS 65 | Philips Healthcare North America | Optimus 65 | Radiographic System;Radiographic Unit | Not Supported | 24095 | 0:26 | 0:25 | 1 | 0
Mayo | 441465 | 16200159 | Philips HealthcareMobileDiagnost wDR | Philips Healthcare | Mobile X-Ray | MobileDiagnost wDR | Philips Healthcare North America | MobileDiagnost wDR | Radiographic System;Radiographic Unit Mobile | Not Supported | 24095 | 0:26 | 0:25 | 1 | 0
Mayo | A027069 | 11000011 | Philips HealthcareMobileDiagnost wDR | Philips Healthcare | Mobile X-Ray | MobileDiagnost wDR | Philips Healthcare North America | MobileDiagnost wDR | Radiographic System;Radiographic Unit Mobile | Shared Service | 24095 | 0:26 | 0:26 | 1 | 0
Mayo | 366857 | 209 | Philips HealthcareALLURA XPER FD10 | Philips Healthcare | Cath Lab / Angio | ALLURA XPER FD10 | Philips Healthcare North America | Allura Xper-FD10 | Radiographic System;Radiographic/Fluoroscopic System; Angiography/Interventional | Shared Service | 24095 | 0:26 | 0:25 | 1 | 0
Mayo | 375036 | 267 | Philips HealthcareALLURA XPER FD10 | Philips Healthcare | Cath Lab / Angio | ALLURA XPER FD10 | Philips Healthcare North America | Allura Xper-FD10 | Radiographic System;Radiographic/Fluoroscopic System; Angiography/Interventional | Shared Service | 24095 | 0:26 | 0:25 | 1 | 0
Mayo | 200003 | 30 | Philips HealthcareALLURA XPER FD20 | Philips Healthcare | Cath Lab / Angio | ALLURA XPER FD20 | Philips Healthcare North America | Allura Clarity Xper FD 20 | Radiographic System;Radiographic/Fluoroscopic System; Angiography/Interventional | HTM Supported | 24095 | 0:26 | 0:25 | 1 | 0
Mayo | 368625 | 63 | Philips HealthcareALLURA XPER FD20 | Philips Healthcare | Cath Lab / Angio | ALLURA XPER FD20 | Philips Healthcare North America | Allura Clarity Xper FD 20 | Radiographic System;Radiographic/Fluoroscopic System; Angiography/Interventional | Shared Service | 24095 | 0:26 | 0:25 | 1 | 0
Mayo | 374991 | 100 | Philips HealthcareALLURA XPER FD20 | Philips Healthcare | Cath Lab / Angio | ALLURA XPER FD20 | Philips Healthcare North America | Allura Clarity Xper FD 20 | Radiographic System;Radiographic/Fluoroscopic System; Angiography/Interventional | Shared Service | 24095 | 0:26 | 0:25 | 1 | 0
Mayo | 199887 | 126 | Philips HealthcareALLURA XPER FD20 | Philips Healthcare | Cath Lab / Angio | ALLURA XPER FD20 | Philips Healthcare North America | Allura Xper FD 20 | Radiographic System;Radiographic/Fluoroscopic System; Angiography/Interventional | HTM Supported | 24095 | 0:26 | 0:25 | 1 | 0
Mayo | 200018 | 119 | Philips HealthcareALLURA XPER FD20 | Philips Healthcare | Cath Lab / Angio | ALLURA XPER FD20 | Philips Healthcare North America | Allura Xper FD 20 | Radiographic System;Radiographic/Fluoroscopic System; Angiography/Interventional | HTM Supported | 24095 | 0:26 | 0:25 | 1 | 0
Mayo | 249735 | 722012-2856 | Philips HealthcareALLURA XPER FD20 | Philips Healthcare | Cath Lab / Angio | ALLURA XPER FD20 | Philips Healthcare North America | Allura Xper FD 20 | Radiographic System;Radiographic/Fluoroscopic System; Angiography/Interventional | HTM Supported | 24095 | 0:26 | 0:25 | 1 | 0
Mayo | 249736 | 722012-2855 | Philips HealthcareALLURA XPER FD20 | Philips Healthcare | Cath Lab / Angio | ALLURA XPER FD20 | Philips Healthcare North America | Allura Xper FD 20 | Radiographic System;Radiographic/Fluoroscopic System; Angiography/Interventional | HTM Supported | 24095 | 0:26 | 0:25 | 1 | 0
Mayo | 328457 | 1187 | Philips HealthcareALLURA XPER FD20 | Philips Healthcare | Cath Lab / Angio | ALLURA XPER FD20 | Philips Healthcare North America | Allura Xper FD 20 | Radiographic System;Radiographic/Fluoroscopic System; Angiography/Interventional | HTM Supported | 24095 | 0:26 | 0:25 | 1 | 0
Mayo | 375107 | 151 | Philips HealthcareALLURA XPER FD20 | Philips Healthcare | Cath Lab / Angio | ALLURA XPER FD20 | Philips Healthcare North America | Allura Xper FD 20 | Radiographic System;Radiographic/Fluoroscopic System; Angiography/Interventional | Shared Service | 24095 | 0:26 | 0:25 | 1 | 0
Mayo | A024906 | 101 | Philips HealthcareALLURA XPER FD20 | Philips Healthcare | Cath Lab / Angio | ALLURA XPER FD20 | Philips Healthcare North America | Allura Xper FD 20 | Radiographic System;Radiographic/Fluoroscopic System; Angiography/Interventional | HTM Supported | 24095 | 0:26 | 0:26 | 1 | 0
Mayo | 1086793 | 187 | Philips HealthcareAzurion 3 | Philips Healthcare | Cath Lab / Angio | Azurion 3 | Philips Healthcare North America | Azurion 3 | Radiographic System;Radiographic/Fluoroscopic System; Angiography/Interventional | HTM Supported | 24095 | 0:26 | 0:26 | 1 | 0
Mayo | 1086794 | 223 | Philips HealthcareAzurion 3 | Philips Healthcare | Cath Lab / Angio | Azurion 3 | Philips Healthcare North America | Azurion 3 | Radiographic System;Radiographic/Fluoroscopic System; Angiography/Interventional | HTM Supported | 24095 | 0:26 | 0:26 | 1 | 0
Mayo | 1001695 | 183 | Philips HealthcareAzurion 7 | Philips Healthcare | Cath Lab / Angio | Azurion 7 | Philips Healthcare North America | Azurion 7 | Radiographic System;Radiographic/Fluoroscopic System; Angiography/Interventional | HTM Supported | 24095 | 0:26 | 0:25 | 1 | 0
Mayo | 1001696 | 366 | Philips HealthcareAzurion 7 | Philips Healthcare | Cath Lab / Angio | Azurion 7 | Philips Healthcare North America | Azurion 7 | Radiographic System;Radiographic/Fluoroscopic System; Angiography/Interventional | HTM Supported | 24095 | 0:26 | 0:25 | 1 | 0
Mayo | 1001711 | 1032 | Philips HealthcareAzurion 7 | Philips Healthcare | Cath Lab / Angio | Azurion 7 | Philips Healthcare North America | Azurion 7 | Radiographic System;Radiographic/Fluoroscopic System; Angiography/Interventional | HTM Supported Shared Service | 24095 | 0:26 | 0:25 | 1 | 0
Mayo | 1001716 | 108 | Philips HealthcareAzurion 7 | Philips Healthcare | Cath Lab / Angio | Azurion 7 | Philips Healthcare North America | Azurion 7 | Radiographic System;Radiographic/Fluoroscopic System; Angiography/Interventional | HTM Supported | 24095 | 0:26 | 0:25 | 1 | 0
Mayo | 1048795 | 901 | Philips HealthcareAzurion 7 | Philips Healthcare | Cath Lab / Angio | Azurion 7 | Philips Healthcare North America | Azurion 7 | Radiographic System;Radiographic/Fluoroscopic System; Angiography/Interventional | Shared Service | 24095 | 0:26 | 0:25 | 1 | 0
Mayo | 1086807 | 2222 | Philips HealthcareAzurion 7 | Philips Healthcare | Cath Lab / Angio | Azurion 7 | Philips Healthcare North America | Azurion 7 | Radiographic System;Radiographic/Fluoroscopic System; Angiography/Interventional | HTM Supported Shared Service | 24095 | 0:26 | 0:26 | 1 | 0
Mayo | 1158355 | 340 | Philips HealthcareAzurion 7 | Philips Healthcare | Cath Lab / Angio | Azurion 7 | Philips Healthcare North America | Azurion 7 | Radiographic System;Radiographic/Fluoroscopic System; Angiography/Interventional | HTM Supported | 24095 | 0:26 | 0:26 | 1 | 0
Mayo | 296942 | 566 | Philips HealthcareAzurion 7 | Philips Healthcare | Cath Lab / Angio | Azurion 7 | Philips Healthcare North America | Azurion 7 | Radiographic System;Radiographic/Fluoroscopic System; Angiography/Interventional | Shared Service | 24095 | 0:26 | 0:25 | 1 | 0
Mayo | 297330 | 833 | Philips HealthcareAzurion 7 | Philips Healthcare | Cath Lab / Angio | Azurion 7 | Philips Healthcare North America | Azurion 7 | Radiographic System;Radiographic/Fluoroscopic System; Angiography/Interventional | Shared Service Full Contract | 24095 | 0:26 | 0:25 | 1 | 0
Mayo | 333762 | 251 | Philips HealthcareAzurion 7 | Philips Healthcare | Cath Lab / Angio | Azurion 7 | Philips Healthcare North America | Azurion 7 | Radiographic System;Radiographic/Fluoroscopic System; Angiography/Interventional | HTM Supported | 24095 | 0:26 | 0:25 | 1 | 0
Mayo | 510783 | 299 | Philips HealthcareAzurion 7 | Philips Healthcare | Cath Lab / Angio | Azurion 7 | Philips Healthcare North America | Azurion 7 | Radiographic System;Radiographic/Fluoroscopic System; Angiography/Interventional | Shared Service | 24095 | 0:26 | 0:25 | 1 | 0
Mayo | 511628 | 297 | Philips HealthcareAzurion 7 | Philips Healthcare | Cath Lab / Angio | Azurion 7 | Philips Healthcare North America | Azurion 7 | Radiographic System;Radiographic/Fluoroscopic System; Angiography/Interventional | Shared Service | 24095 | 0:26 | 0:25 | 1 | 0
Mayo | 511784 | 298 | Philips HealthcareAzurion 7 | Philips Healthcare | Cath Lab / Angio | Azurion 7 | Philips Healthcare North America | Azurion 7 | Radiographic System;Radiographic/Fluoroscopic System; Angiography/Interventional | Shared Service | 24095 | 0:26 | 0:25 | 1 | 0
Mayo | 561802 | 483 | Philips HealthcareAzurion 7 | Philips Healthcare | Cath Lab / Angio | Azurion 7 | Philips Healthcare North America | Azurion 7 | Radiographic System;Radiographic/Fluoroscopic System; Angiography/Interventional | HTM Supported | 24095 | 0:26 | 0:25 | 1 | 0
Mayo | 876379 | 101 | Philips HealthcareAzurion 7 | Philips Healthcare | Cath Lab / Angio | Azurion 7 | Philips Healthcare North America | Azurion 7 | Radiographic System;Radiographic/Fluoroscopic System; Angiography/Interventional | HTM Supported | 24095 | 0:26 | 0:25 | 1 | 0
Mayo | 249665 | 174 | Philips HealthcareMULTIDIAGNOST ELEVA | Philips Healthcare | Cath Lab / Angio | MULTIDIAGNOST ELEVA | Philips Healthcare North America | MD Eleva | Radiographic System;Radiographic/Fluoroscopic System; General-Purpose | HTM Supported | 24095 | 0:26 | 0:25 | 1 | 0
Mayo | 121312 | 255 | Philips HealthcareBV PULSERA | Philips Healthcare | Mobile C-arm | BV PULSERA | Philips Healthcare North America | BV Pulsera | Radiographic System;Radiographic/Fluoroscopic Unit; Mobile Full | HTM Supported | 24095 | 0:26 | 0:25 | 1 | 0
Mayo | 544447 | 643 | Philips HealthcareVERADIUS | Philips Healthcare | Mobile C-arm | VERADIUS | Philips Healthcare North America | Veradius Unity | Radiographic System;Radiographic/Fluoroscopic Unit; Mobile Full | HTM Supported | 24095 | 0:26 | 0:25 | 1 | 0
Mayo | 544448 | 652 | Philips HealthcareVERADIUS | Philips Healthcare | Mobile C-arm | VERADIUS | Philips Healthcare North America | Veradius Unity | Radiographic System;Radiographic/Fluoroscopic Unit; Mobile Full | HTM Supported | 24095 | 0:26 | 0:25 | 1 | 0
Mayo | 544449 | 645 | Philips HealthcareVERADIUS | Philips Healthcare | Mobile C-arm | VERADIUS | Philips Healthcare North America | Veradius Unity | Radiographic System;Radiographic/Fluoroscopic Unit; Mobile Full | HTM Supported | 24095 | 0:26 | 0:25 | 1 | 0
Mayo | 544450 | 641 | Philips HealthcareVERADIUS | Philips Healthcare | Mobile C-arm | VERADIUS | Philips Healthcare North America | Veradius Unity | Radiographic System;Radiographic/Fluoroscopic Unit; Mobile Full | HTM Supported | 24095 | 0:26 | 0:25 | 1 | 0
Mayo | 229060 | 84088 | Philips HealthcareIngenia 1.5 | Philips Healthcare | MRI | Ingenia 1.5 | Philips Healthcare North America | Ingenia 1.5 | Scanning System MRI;MRI Full Body | HTM Supported | 24095 | 0:26 | 0:25 | 1 | 0
Mayo | 1045976 | 49057 | Philips HealthcareIngenia Ambition 1.5T X | Philips Healthcare | MRI | Ingenia Ambition 1.5T X | Philips Healthcare North America | Ingenia Ambition 1.5T X | Scanning System MRI;MRI Full Body | HTM Supported | 24095 | 0:26 | 0:25 | 1 | 0
Mayo | 229066 | 47173 | Philips HealthcareIngenia Ambition 1.5T X | Philips Healthcare | MRI | Ingenia Ambition 1.5T X | Philips Healthcare North America | Ingenia Ambition 1.5T X | Scanning System MRI;MRI Full Body | Vendor Supported No Service Agreement Needed (T&M) | 24095 | 0:26 | 0:25 | 1 | 0
Mayo | 229061 | 45053 | Philips HealthcareIngenia Elition 3.0T X | Philips Healthcare | MRI | Ingenia Elition 3.0T X | Philips Healthcare North America | Ingenia Elition 3.0T X | Scanning System MRI;MRI Full Body | Vendor Supported | 24095 | 0:26 | 0:25 | 1 | 0
Mayo | 213242 | 6000377 | Philips HealthcareBrightView XCT | Philips Healthcare | SPECT | BrightView XCT | Philips Healthcare North America | BrightView XCT | Scanning System NM;CT/SPECT | HTM Supported | 24095 | 0:26 | 0:25 | 1 | 0
Mayo | 81891 | 6000388 | Philips HealthcareBrightView XCT | Philips Healthcare | SPECT | BrightView XCT | Philips Healthcare North America | BrightView XCT | Scanning System NM;CT/SPECT | Vendor Supported | 24095 | 0:26 | 0:25 | 1 | 0
Mayo | A027710 | 6000283 | Philips HealthcareBrightView XCT | Philips Healthcare | SPECT | BrightView XCT | Philips Healthcare North America | BrightView XCT | Scanning System NM;CT/SPECT | Shared Service | 24095 | 0:26 | 0:26 | 1 | 0
Mayo | 203969 | 11000038 | Philips HealthcareBrightView X | Philips Healthcare | SPECT | BrightView X | Philips Healthcare North America | BrightView X | Scanning System NM;SPECT | HTM Supported | 24095 | 0:26 | 0:25 | 1 | 0
Mayo | 121255 | IXRF 065624 | Planmeca IncIntra | Planmeca Inc | Mobile X-Ray | Intra | Planmeca Inc | Intra | Radiographic System;Dental | HTM Supported | 24095 | 0:26 | 0:25 | 1 | 0
Mayo | 121256 | IXRF 066096 | Planmeca IncIntra | Planmeca Inc | Mobile X-Ray | Intra | Planmeca Inc | Intra | Radiographic System;Dental | HTM Supported | 24095 | 0:26 | 0:25 | 1 | 0
Mayo | 121258 | IXRF 066086 | Planmeca IncIntra | Planmeca Inc | Mobile X-Ray | Intra | Planmeca Inc | Intra | Radiographic System;Dental | HTM Supported | 24095 | 0:26 | 0:25 | 1 | 0
Mayo | 121259 | IXRF 066085 | Planmeca IncIntra | Planmeca Inc | Mobile X-Ray | Intra | Planmeca Inc | Intra | Radiographic System;Dental | HTM Supported | 24095 | 0:26 | 0:25 | 1 | 0
Mayo | 121260 | IXRF 066087 | Planmeca IncIntra | Planmeca Inc | Mobile X-Ray | Intra | Planmeca Inc | Intra | Radiographic System;Dental | HTM Supported | 24095 | 0:26 | 0:25 | 1 | 0
Mayo | 121261 | IXRF 065621 | Planmeca IncIntra | Planmeca Inc | Mobile X-Ray | Intra | Planmeca Inc | Intra | Radiographic System;Dental | HTM Supported | 24095 | 0:26 | 0:25 | 1 | 0
Mayo | 121263 | IXRF 065625 | Planmeca IncIntra | Planmeca Inc | Mobile X-Ray | Intra | Planmeca Inc | Intra | Radiographic System;Dental | HTM Supported | 24095 | 0:26 | 0:25 | 1 | 0
Mayo | 121264 | IXRF 065626 | Planmeca IncIntra | Planmeca Inc | Mobile X-Ray | Intra | Planmeca Inc | Intra | Radiographic System;Dental | HTM Supported | 24095 | 0:26 | 0:25 | 1 | 0
Mayo | 121285 | IXRF 059656 | Planmeca IncIntra | Planmeca Inc | Mobile X-Ray | Intra | Planmeca Inc | Intra | Radiographic System;Dental | HTM Supported | 24095 | 0:26 | 0:25 | 1 | 0
Mayo | 1014353 | 100761 | Medrad IncStellant FLEX | Medrad Inc | Injector | Stellant FLEX | Medrad Inc | Stellant FLEX | Contrast Injection System;Injector; CT | HTM Supported Full Contract | 24095 | 0:26 | 0:25 | 1 | 0
Mayo | 1017972 | 37196U1 | Medrad IncStellant FLEX | Medrad Inc | Injector | Stellant FLEX | Medrad Inc | Stellant FLEX | Contrast Injection System;Injector; CT | HTM Supported | 24095 | 0:26 | 0:25 | 1 | 0
Mayo | 1017973 | 31335U1 | Medrad IncStellant FLEX | Medrad Inc | Injector | Stellant FLEX | Medrad Inc | Stellant FLEX | Contrast Injection System;Injector; CT | HTM Supported | 24095 | 0:26 | 0:25 | 1 | 0
Mayo | 1017975 | 24708U1 | Medrad IncStellant FLEX | Medrad Inc | Injector | Stellant FLEX | Medrad Inc | Stellant FLEX | Contrast Injection System;Injector; CT | HTM Supported | 24095 | 0:26 | 0:25 | 1 | 0
Mayo | 1018051 | 100969 | Medrad IncStellant FLEX | Medrad Inc | Injector | Stellant FLEX | Medrad Inc | Stellant FLEX | Contrast Injection System;Injector; CT | Vendor Supported | 24095 | 0:26 | 0:25 | 1 | 0
Mayo | 1018143 | 101264 | Medrad IncStellant FLEX | Medrad Inc | Injector | Stellant FLEX | Medrad Inc | Stellant FLEX | Contrast Injection System;Injector; CT | Vendor Supported | 24095 | 0:26 | 0:25 | 1 | 0
Mayo | 1038105 | 120461 | Medrad IncStellant FLEX | Medrad Inc | Injector | Stellant FLEX | Medrad Inc | Stellant FLEX | Contrast Injection System;Injector; CT | HTM Supported | 24095 | 0:26 | 0:25 | 1 | 0
Mayo | 1064900 | 120846 | Medrad IncStellant FLEX | Medrad Inc | Injector | Stellant FLEX | Medrad Inc | Stellant FLEX | Contrast Injection System;Injector; CT | Shared Service | 24095 | 0:26 | 0:25 | 1 | 0
Mayo | 1066716 | 101301 | Medrad IncStellant FLEX | Medrad Inc | Injector | Stellant FLEX | Medrad Inc | Stellant FLEX | Contrast Injection System;Injector; CT | Shared Service | 24095 | 0:26 | 0:25 | 1 | 0
Mayo | 1069704 | 120497 | Medrad IncStellant FLEX | Medrad Inc | Injector | Stellant FLEX | Medrad Inc | Stellant FLEX | Contrast Injection System;Injector; CT | Vendor Supported Full Contract | 24095 | 0:26 | 0:25 | 1 | 0
Mayo | 1080805 | 120507 | Medrad IncStellant FLEX | Medrad Inc | Injector | Stellant FLEX | Medrad Inc | Stellant FLEX | Contrast Injection System;Injector; CT | HTM Supported | 24095 | 0:26 | 0:26 | 1 | 0
Mayo | 1083168 | 35323U1 | Medrad IncStellant FLEX | Medrad Inc | Injector | Stellant FLEX | Medrad Inc | Stellant FLEX | Contrast Injection System;Injector; CT | HTM Supported | 24095 | 0:26 | 0:26 | 1 | 0
Mayo | 1083169 | 41782U1 | Medrad IncStellant FLEX | Medrad Inc | Injector | Stellant FLEX | Medrad Inc | Stellant FLEX | Contrast Injection System;Injector; CT | HTM Supported | 24095 | 0:26 | 0:26 | 1 | 0
Mayo | 1083170 | 29109U1 | Medrad IncStellant FLEX | Medrad Inc | Injector | Stellant FLEX | Medrad Inc | Stellant FLEX | Contrast Injection System;Injector; CT | HTM Supported | 24095 | 0:26 | 0:26 | 1 | 0
Mayo | 1083171 | 23639U1 | Medrad IncStellant FLEX | Medrad Inc | Injector | Stellant FLEX | Medrad Inc | Stellant FLEX | Contrast Injection System;Injector; CT | HTM Supported | 24095 | 0:26 | 0:26 | 1 | 0
Mayo | 1083172 | 20538U1 | Medrad IncStellant FLEX | Medrad Inc | Injector | Stellant FLEX | Medrad Inc | Stellant FLEX | Contrast Injection System;Injector; CT | HTM Supported | 24095 | 0:26 | 0:26 | 1 | 0
Mayo | 1083173 | 37919U1 | Medrad IncStellant FLEX | Medrad Inc | Injector | Stellant FLEX | Medrad Inc | Stellant FLEX | Contrast Injection System;Injector; CT | HTM Supported | 24095 | 0:26 | 0:26 | 1 | 0
Mayo | 1083174 | 41436U1 | Medrad IncStellant FLEX | Medrad Inc | Injector | Stellant FLEX | Medrad Inc | Stellant FLEX | Contrast Injection System;Injector; CT | HTM Supported | 24095 | 0:26 | 0:26 | 1 | 0
Mayo | 1086680 | 120544 | Medrad IncStellant FLEX | Medrad Inc | Injector | Stellant FLEX | Medrad Inc | Stellant FLEX | Contrast Injection System;Injector; CT | Vendor Supported | 24095 | 0:26 | 0:26 | 1 | 0
Mayo | 1086697 | 25697U1 | Medrad IncStellant FLEX | Medrad Inc | Injector | Stellant FLEX | Medrad Inc | Stellant FLEX | Contrast Injection System;Injector; CT | HTM Supported | 24095 | 0:26 | 0:26 | 1 | 0
Mayo | 1086698 | 23977U1 | Medrad IncStellant FLEX | Medrad Inc | Injector | Stellant FLEX | Medrad Inc | Stellant FLEX | Contrast Injection System;Injector; CT | HTM Supported | 24095 | 0:26 | 0:26 | 1 | 0
Mayo | 1086699 | 35311U1 | Medrad IncStellant FLEX | Medrad Inc | Injector | Stellant FLEX | Medrad Inc | Stellant FLEX | Contrast Injection System;Injector; CT | HTM Supported | 24095 | 0:26 | 0:26 | 1 | 0
Mayo | 1086700 | 31334U1 | Medrad IncStellant FLEX | Medrad Inc | Injector | Stellant FLEX | Medrad Inc | Stellant FLEX | Contrast Injection System;Injector; CT | HTM Supported | 24095 | 0:26 | 0:26 | 1 | 0
Mayo | 1086701 | 29323U1 | Medrad IncStellant FLEX | Medrad Inc | Injector | Stellant FLEX | Medrad Inc | Stellant FLEX | Contrast Injection System;Injector; CT | HTM Supported | 24095 | 0:26 | 0:26 | 1 | 0
Mayo | 1086703 | 24538U1 | Medrad IncStellant FLEX | Medrad Inc | Injector | Stellant FLEX | Medrad Inc | Stellant FLEX | Contrast Injection System;Injector; CT | HTM Supported | 24095 | 0:26 | 0:26 | 1 | 0
Mayo | 1086714 | 24709U1 | Medrad IncStellant FLEX | Medrad Inc | Injector | Stellant FLEX | Medrad Inc | Stellant FLEX | Contrast Injection System;Injector; CT | HTM Supported | 24095 | 0:26 | 0:26 | 1 | 0
Mayo | 1086715 | 35315U1 | Medrad IncStellant FLEX | Medrad Inc | Injector | Stellant FLEX | Medrad Inc | Stellant FLEX | Contrast Injection System;Injector; CT | HTM Supported | 24095 | 0:26 | 0:26 | 1 | 0
Mayo | 1086716 | 37361U1 | Medrad IncStellant FLEX | Medrad Inc | Injector | Stellant FLEX | Medrad Inc | Stellant FLEX | Contrast Injection System;Injector; CT | HTM Supported | 24095 | 0:26 | 0:26 | 1 | 0
Mayo | 1086717 | 40550U1 | Medrad IncStellant FLEX | Medrad Inc | Injector | Stellant FLEX | Medrad Inc | Stellant FLEX | Contrast Injection System;Injector; CT | HTM Supported | 24095 | 0:26 | 0:26 | 1 | 0
Mayo | 1086718 | 202386U1 | Medrad IncStellant FLEX | Medrad Inc | Injector | Stellant FLEX | Medrad Inc | Stellant FLEX | Contrast Injection System;Injector; CT | HTM Supported | 24095 | 0:26 | 0:26 | 1 | 0
Mayo | 1086719 | 202914U1 | Medrad IncStellant FLEX | Medrad Inc | Injector | Stellant FLEX | Medrad Inc | Stellant FLEX | Contrast Injection System;Injector; CT | HTM Supported | 24095 | 0:26 | 0:26 | 1 | 0
Mayo | 1086728 | 100980 | Medrad IncStellant FLEX | Medrad Inc | Injector | Stellant FLEX | Medrad Inc | Stellant FLEX | Contrast Injection System;Injector; CT | HTM Supported Full Contract | 24095 | 0:26 | 0:26 | 1 | 0
Mayo | 1086729 | 100974 | Medrad IncStellant FLEX | Medrad Inc | Injector | Stellant FLEX | Medrad Inc | Stellant FLEX | Contrast Injection System;Injector; CT | HTM Supported | 24095 | 0:26 | 0:26 | 1 | 0
Mayo | 1086730 | 100961 | Medrad IncStellant FLEX | Medrad Inc | Injector | Stellant FLEX | Medrad Inc | Stellant FLEX | Contrast Injection System;Injector; CT | HTM Supported | 24095 | 0:26 | 0:26 | 1 | 0
Mayo | 1086731 | 37362U1 | Medrad IncStellant FLEX | Medrad Inc | Injector | Stellant FLEX | Medrad Inc | Stellant FLEX | Contrast Injection System;Injector; CT | HTM Supported | 24095 | 0:26 | 0:26 | 1 | 0
Mayo | 1101132 | 41728U1 | Medrad IncStellant FLEX | Medrad Inc | Injector | Stellant FLEX | Medrad Inc | Stellant FLEX | Contrast Injection System;Injector; CT | HTM Supported | 24095 | 0:26 | 0:26 | 1 | 0
Mayo | 1101133 | 33296U1 | Medrad IncStellant FLEX | Medrad Inc | Injector | Stellant FLEX | Medrad Inc | Stellant FLEX | Contrast Injection System;Injector; CT | HTM Supported | 24095 | 0:26 | 0:26 | 1 | 0
Mayo | 1101134 | 10211U1 | Medrad IncStellant FLEX | Medrad Inc | Injector | Stellant FLEX | Medrad Inc | Stellant FLEX | Contrast Injection System;Injector; CT | HTM Supported | 24095 | 0:26 | 0:26 | 1 | 0
Mayo | 1101135 | 10260U1 | Medrad IncStellant FLEX | Medrad Inc | Injector | Stellant FLEX | Medrad Inc | Stellant FLEX | Contrast Injection System;Injector; CT | HTM Supported | 24095 | 0:26 | 0:26 | 1 | 0
Mayo | 1101136 | 100045U1 | Medrad IncStellant FLEX | Medrad Inc | Injector | Stellant FLEX | Medrad Inc | Stellant FLEX | Contrast Injection System;Injector; CT | HTM Supported | 24095 | 0:26 | 0:26 | 1 | 0
Mayo | 1101140 | 203451U1 | Medrad IncStellant FLEX | Medrad Inc | Injector | Stellant FLEX | Medrad Inc | Stellant FLEX | Contrast Injection System;Injector; CT | HTM Supported | 24095 | 0:26 | 0:26 | 1 | 0
Mayo | 1101141 | 24539U1 | Medrad IncStellant FLEX | Medrad Inc | Injector | Stellant FLEX | Medrad Inc | Stellant FLEX | Contrast Injection System;Injector; CT | HTM Supported | 24095 | 0:26 | 0:26 | 1 | 0
Mayo | 1101142 | 25338U1 | Medrad IncStellant FLEX | Medrad Inc | Injector | Stellant FLEX | Medrad Inc | Stellant FLEX | Contrast Injection System;Injector; CT | HTM Supported | 24095 | 0:26 | 0:26 | 1 | 0
Mayo | 1101143 | 29180U1 | Medrad IncStellant FLEX | Medrad Inc | Injector | Stellant FLEX | Medrad Inc | Stellant FLEX | Contrast Injection System;Injector; CT | HTM Supported | 24095 | 0:26 | 0:26 | 1 | 0
Mayo | 1101144 | 100525U1 | Medrad IncStellant FLEX | Medrad Inc | Injector | Stellant FLEX | Medrad Inc | Stellant FLEX | Contrast Injection System;Injector; CT | HTM Supported Full Contract | 24095 | 0:26 | 0:26 | 1 | 0
Mayo | 1101145 | 31447U1 | Medrad IncStellant FLEX | Medrad Inc | Injector | Stellant FLEX | Medrad Inc | Stellant FLEX | Contrast Injection System;Injector; CT | HTM Supported | 24095 | 0:26 | 0:26 | 1 | 0
Mayo | 1101146 | 39061U1 | Medrad IncStellant FLEX | Medrad Inc | Injector | Stellant FLEX | Medrad Inc | Stellant FLEX | Contrast Injection System;Injector; CT | HTM Supported | 24095 | 0:26 | 0:26 | 1 | 0
Mayo | 1101193 | 120965 | Medrad IncStellant FLEX | Medrad Inc | Injector | Stellant FLEX | Medrad Inc | Stellant FLEX | Contrast Injection System;Injector; CT | HTM Supported Full Contract | 24095 | 0:26 | 0:26 | 1 | 0
Mayo | 1104277 | 38719U1 | Medrad IncStellant FLEX | Medrad Inc | Injector | Stellant FLEX | Medrad Inc | Stellant FLEX | Contrast Injection System;Injector; CT | HTM Supported | 24095 | 0:26 | 0:26 | 1 | 0
Mayo | 1104278 | 29896U1 | Medrad IncStellant FLEX | Medrad Inc | Injector | Stellant FLEX | Medrad Inc | Stellant FLEX | Contrast Injection System;Injector; CT | HTM Supported | 24095 | 0:26 | 0:26 | 1 | 0
Mayo | 1104279 | 37369U1 | Medrad IncStellant FLEX | Medrad Inc | Injector | Stellant FLEX | Medrad Inc | Stellant FLEX | Contrast Injection System;Injector; CT | HTM Supported | 24095 | 0:26 | 0:26 | 1 | 0
Mayo | 1104280 | 34520U1 | Medrad IncStellant FLEX | Medrad Inc | Injector | Stellant FLEX | Medrad Inc | Stellant FLEX | Contrast Injection System;Injector; CT | HTM Supported | 24095 | 0:26 | 0:26 | 1 | 0
Mayo | 1105290 | 10200U1 | Medrad IncStellant FLEX | Medrad Inc | Injector | Stellant FLEX | Medrad Inc | Stellant FLEX | Contrast Injection System;Injector; CT | HTM Supported | 24095 | 0:26 | 0:26 | 1 | 0
Mayo | 1105291 | 201664U1 | Medrad IncStellant FLEX | Medrad Inc | Injector | Stellant FLEX | Medrad Inc | Stellant FLEX | Contrast Injection System;Injector; CT | HTM Supported | 24095 | 0:26 | 0:26 | 1 | 0
Mayo | 1105292 | 10284U1 | Medrad IncStellant FLEX | Medrad Inc | Injector | Stellant FLEX | Medrad Inc | Stellant FLEX | Contrast Injection System;Injector; CT | HTM Supported | 24095 | 0:26 | 0:26 | 1 | 0
Mayo | 1105293 | 10391U1 | Medrad IncStellant FLEX | Medrad Inc | Injector | Stellant FLEX | Medrad Inc | Stellant FLEX | Contrast Injection System;Injector; CT | HTM Supported | 24095 | 0:26 | 0:26 | 1 | 0
Mayo | 1105295 | 10416U1 | Medrad IncStellant FLEX | Medrad Inc | Injector | Stellant FLEX | Medrad Inc | Stellant FLEX | Contrast Injection System;Injector; CT | HTM Supported | 24095 | 0:26 | 0:26 | 1 | 0
Mayo | 1105296 | 10424U1 | Medrad IncStellant FLEX | Medrad Inc | Injector | Stellant FLEX | Medrad Inc | Stellant FLEX | Contrast Injection System;Injector; CT | HTM Supported | 24095 | 0:26 | 0:26 | 1 | 0
Mayo | 1105297 | 203589U1 | Medrad IncStellant FLEX | Medrad Inc | Injector | Stellant FLEX | Medrad Inc | Stellant FLEX | Contrast Injection System;Injector; CT | HTM Supported | 24095 | 0:26 | 0:26 | 1 | 0
Mayo | 1113549 | 121027 | Medrad IncStellant FLEX | Medrad Inc | Injector | Stellant FLEX | Medrad Inc | Stellant FLEX | Contrast Injection System;Injector; CT | Shared Service | 24095 | 0:26 | 0:26 | 1 | 0
Mayo | 1124609 | 121692 | Medrad IncStellant FLEX | Medrad Inc | Injector | Stellant FLEX | Medrad Inc | Stellant FLEX | Contrast Injection System;Injector; CT | Shared Service | 24095 | 0:26 | 0:26 | 1 | 0
Mayo | 1126026 | 120462 | Medrad IncStellant FLEX | Medrad Inc | Injector | Stellant FLEX | Medrad Inc | Stellant FLEX | Contrast Injection System;Injector; CT | HTM Supported | 24095 | 0:26 | 0:26 | 1 | 0
Mayo | 1131434 | 122751 | Medrad IncStellant FLEX | Medrad Inc | Injector | Stellant FLEX | Medrad Inc | Stellant FLEX | Contrast Injection System;Injector; CT | HTM Supported | 24095 | 0:26 | 0:26 | 1 | 0
Mayo | 1138517 | 122831 | Medrad IncStellant FLEX | Medrad Inc | Injector | Stellant FLEX | Medrad Inc | Stellant FLEX | Contrast Injection System;Injector; CT | HTM Supported | 24095 | 0:26 | 0:26 | 1 | 0
Mayo | 1138521 | 123077 | Medrad IncStellant FLEX | Medrad Inc | Injector | Stellant FLEX | Medrad Inc | Stellant FLEX | Contrast Injection System;Injector; CT | HTM Supported | 24095 | 0:26 | 0:26 | 1 | 0
Mayo | 1138542 | 123022 | Medrad IncStellant FLEX | Medrad Inc | Injector | Stellant FLEX | Medrad Inc | Stellant FLEX | Contrast Injection System;Injector; CT | HTM Supported | 24095 | 0:26 | 0:26 | 1 | 0
Mayo | 1138544 | 123456 | Medrad IncStellant FLEX | Medrad Inc | Injector | Stellant FLEX | Medrad Inc | Stellant FLEX | Contrast Injection System;Injector; CT | HTM Supported | 24095 | 0:26 | 0:26 | 1 | 0
Mayo | 1138549 | 122913 | Medrad IncStellant FLEX | Medrad Inc | Injector | Stellant FLEX | Medrad Inc | Stellant FLEX | Contrast Injection System;Injector; CT | HTM Supported | 24095 | 0:26 | 0:26 | 1 | 0
Mayo | 1138551 | 122509 | Medrad IncStellant FLEX | Medrad Inc | Injector | Stellant FLEX | Medrad Inc | Stellant FLEX | Contrast Injection System;Injector; CT | HTM Supported | 24095 | 0:26 | 0:26 | 1 | 0
Mayo | 1147668 | 121938 | Medrad IncStellant FLEX | Medrad Inc | Injector | Stellant FLEX | Medrad Inc | Stellant FLEX | Contrast Injection System;Injector; CT | Shared Service | 24095 | 0:26 | 0:26 | 1 | 0
Mayo | 1271104 | 122846 | Medrad IncStellant FLEX | Medrad Inc | Injector | Stellant FLEX | Medrad Inc | Stellant FLEX | Contrast Injection System;Injector; CT | Shared Service | 24095 | 0:26 | 0:26 | 1 | 0
Mayo | 1271105 | 122848 | Medrad IncStellant FLEX | Medrad Inc | Injector | Stellant FLEX | Medrad Inc | Stellant FLEX | Contrast Injection System;Injector; CT | Shared Service | 24095 | 0:26 | 0:26 | 1 | 0
Mayo | 1271106 | 122847 | Medrad IncStellant FLEX | Medrad Inc | Injector | Stellant FLEX | Medrad Inc | Stellant FLEX | Contrast Injection System;Injector; CT | Shared Service | 24095 | 0:26 | 0:26 | 1 | 0
Mayo | 1293353 | 123198 | Medrad IncStellant FLEX | Medrad Inc | Injector | Stellant FLEX | Medrad Inc | Stellant FLEX | Contrast Injection System;Injector; CT | Shared Service | 24095 | 0:26 | 0:26 | 1 | 0
Mayo | 1296770 | W3CT35001381 | Medrad IncStellant FLEX | Medrad Inc | Injector | Stellant FLEX | Medrad Inc | Stellant FLEX | Contrast Injection System;Injector; CT | HTM Supported | 24095 | 0:26 | 0:26 | 1 | 0
Mayo | MRI-001 | 2024-MRI-123456 | GE HealthcareSIGNA Pioneer | GE Healthcare | MRI | SIGNA Pioneer | GE Healthcare | SIGNA Pioneer | MRI | ContractFullService | 24095 | 0:40 | 0:26 | 1 | 0
Mayo | XRAY-002 | 2023-XR-654321 | Siemens Medical SolutionsArcadis Avantic | Siemens Medical Solutions | Fixed X-Ray | Multix Fusion | Siemens | Multix Fusion | X-Ray | PreventiveMaintenance | 24095 | 0:40 | 0:26 | 1 | 0
Mayo | 325678 | 24114U1 | Medrad IncStellant FLEX | Medrad Inc | Injector | Stellant FLEX | Medrad Inc | Stellant FLEX | Contrast Injection System;Injector; CT | Shared Service | 24095 | 0:26 | 0:25 | 1 | 0
Mayo | 326349 | 100626U1 | Medrad IncStellant FLEX | Medrad Inc | Injector | Stellant FLEX | Medrad Inc | Stellant FLEX | Contrast Injection System;Injector; CT | Shared Service | 24095 | 0:26 | 0:25 | 1 | 0
Mayo | A015164 | 24163U1 | Medrad IncStellant FLEX | Medrad Inc | Injector | Stellant FLEX | Medrad Inc | Stellant FLEX | Contrast Injection System;Injector; CT | Shared Service | 24095 | 0:26 | 0:26 | 1 | 0
Mayo | A017004 | 101244 | Medrad IncStellant FLEX | Medrad Inc | Injector | Stellant FLEX | Medrad Inc | Stellant FLEX | Contrast Injection System;Injector; CT | Shared Service | 24095 | 0:26 | 0:26 | 1 | 0
Mayo | A017847 | 41264U1 | Medrad IncStellant FLEX | Medrad Inc | Injector | Stellant FLEX | Medrad Inc | Stellant FLEX | Contrast Injection System;Injector; CT | Shared Service | 24095 | 0:26 | 0:26 | 1 | 0
Mayo | A017851 | 26464U1 | Medrad IncStellant FLEX | Medrad Inc | Injector | Stellant FLEX | Medrad Inc | Stellant FLEX | Contrast Injection System;Injector; CT | Shared Service | 24095 | 0:26 | 0:26 | 1 | 0
Mayo | A018146 | 26512U1 | Medrad IncStellant FLEX | Medrad Inc | Injector | Stellant FLEX | Medrad Inc | Stellant FLEX | Contrast Injection System;Injector; CT | Shared Service | 24095 | 0:26 | 0:26 | 1 | 0
Mayo | A022711 | 30323U1 | Medrad IncStellant FLEX | Medrad Inc | Injector | Stellant FLEX | Medrad Inc | Stellant FLEX | Contrast Injection System;Injector; CT | Shared Service | 24095 | 0:26 | 0:26 | 1 | 0
Mayo | 1277322 | C3778 | Medtronic - CovidienO-Arm | Medtronic - Covidien | Mobile O-arm | O-Arm | Medtronic Ltd | O-Arm | Radiographic System;Radiographic/Fluoroscopic Unit; Mobile O-arm | Vendor Supported | 24095 | 0:26 | 0:26 | 1 | 0
Mayo | 200039 | C1286 | Medtronic - CovidienO-Arm | Medtronic - Covidien | Mobile O-arm | O-Arm | Medtronic Ltd | O-Arm | Radiographic System;Radiographic/Fluoroscopic Unit; Mobile O-arm | Vendor Supported | 24095 | 0:26 | 0:25 | 1 | 0
Mayo | 295586 | C2072 | Medtronic - CovidienO-Arm | Medtronic - Covidien | Mobile O-arm | O-Arm | Medtronic Ltd | O-Arm | Radiographic System;Radiographic/Fluoroscopic Unit; Mobile O-arm | HTM Supported | 24095 | 0:26 | 0:25 | 1 | 0
Mayo | 332047 | C2096 | Medtronic - CovidienO-Arm | Medtronic - Covidien | Mobile O-arm | O-Arm | Medtronic Ltd | O-Arm | Radiographic System;Radiographic/Fluoroscopic Unit; Mobile O-arm | Vendor Supported | 24095 | 0:26 | 0:25 | 1 | 0
Mayo | 374938 | C2084 | Medtronic - CovidienO-Arm | Medtronic - Covidien | Mobile O-arm | O-Arm | Medtronic Ltd | O-Arm | Radiographic System;Radiographic/Fluoroscopic Unit; Mobile O-arm | Vendor Supported | 24095 | 0:26 | 0:25 | 1 | 0
Mayo | 376735 | C1540 | Medtronic - CovidienO-Arm | Medtronic - Covidien | Mobile O-arm | O-Arm | Medtronic Ltd | O-Arm | Radiographic System;Radiographic/Fluoroscopic Unit; Mobile O-arm | Vendor Supported | 24095 | 0:26 | 0:25 | 1 | 0
Mayo | 512419 | C2142 | Medtronic - CovidienO-Arm | Medtronic - Covidien | Mobile O-arm | O-Arm | Medtronic Ltd | O-Arm | Radiographic System;Radiographic/Fluoroscopic Unit; Mobile O-arm | Vendor Supported | 24095 | 0:26 | 0:25 | 1 | 0
Mayo | 1001391 | C2813 | Medtronic - CovidienO-Arm 02 | Medtronic - Covidien | Mobile O-arm | O-Arm 02 | Medtronic Ltd | O-Arm 02 | Radiographic System;Radiographic/Fluoroscopic Unit; Mobile O-arm | Vendor Supported | 24095 | 0:26 | 0:25 | 1 | 0
Mayo | 1001700 | C2623 | Medtronic - CovidienO-Arm 02 | Medtronic - Covidien | Mobile O-arm | O-Arm 02 | Medtronic Ltd | O-Arm 02 | Radiographic System;Radiographic/Fluoroscopic Unit; Mobile O-arm | Vendor Supported | 24095 | 0:26 | 0:25 | 1 | 0
Mayo | 1001701 | C2632 | Medtronic - CovidienO-Arm 02 | Medtronic - Covidien | Mobile O-arm | O-Arm 02 | Medtronic Ltd | O-Arm 02 | Radiographic System;Radiographic/Fluoroscopic Unit; Mobile O-arm | Vendor Supported | 24095 | 0:26 | 0:25 | 1 | 0
Mayo | 1294032 | C4021 | Medtronic - CovidienO-Arm 02 | Medtronic - Covidien | Mobile O-arm | O-Arm 02 | Medtronic Ltd | O-Arm 02 | Radiographic System;Radiographic/Fluoroscopic Unit; Mobile O-arm | Vendor Supported | 24095 | 0:26 | 0:26 | 1 | 0
Mayo | 1185138 | 3178 | MEGIN OyTriux neo | MEGIN Oy | Magnetoencephalograph | Triux neo | MEGIN Oy | Triux neo | Scanning System;Magnetoencephalograph | Vendor Supported | 24095 | 0:26 | 0:26 | 1 | 0
Mayo | 539956 | 80178 | MI LabsU-SPECT II | MI Labs | SPECT | U-SPECT II | MI Labs | U-SPECT II | Scanning System NM;CT/SPECT | HTM Supported | 24095 | 0:26 | 0:25 | 1 | 0
Mayo | 199934 | 29071 | Minxray IncHF 100 | Minxray Inc | Mobile X-Ray | HF 100 | Minxray Inc | HF 100 | Radiographic System;Radiographic Unit Mobile | HTM Supported | 24095 | 0:26 | 0:25 | 1 | 0
Mayo | 1113760 | 5M0422 | Orthoscan IncFD Pulse | Orthoscan Inc | Mobile C-arm | FD Pulse | Orthoscan Inc | FD Pulse | Radiographic System;Radiographic/Fluoroscopic Unit; Mobile Mini | HTM Supported No Service Agreement Needed (T&M) | 24095 | 0:26 | 0:26 | 1 | 0
Mayo | 1113761 | 5M0423 | Orthoscan IncFD Pulse | Orthoscan Inc | Mobile C-arm | FD Pulse | Orthoscan Inc | FD Pulse | Radiographic System;Radiographic/Fluoroscopic Unit; Mobile Mini | HTM Supported No Service Agreement Needed (T&M) | 24095 | 0:26 | 0:26 | 1 | 0
Mayo | 375030 | 5J0432 | Orthoscan IncFD Pulse | Orthoscan Inc | Mobile C-arm | FD Pulse | Orthoscan Inc | FD Pulse | Radiographic System;Radiographic/Fluoroscopic Unit; Mobile Mini | HTM Supported | 24095 | 0:26 | 0:25 | 1 | 0
Mayo | 1018089 | 3DM160101512 | Hologic; Inc.3Dimensions | Hologic; Inc. | Mammography X-Ray | 3Dimensions | Hologic Inc | 3Dimensions | Radiographic System;Mammography | HTM Supported | 24095 | 0:26 | 0:25 | 1 | 0
Mayo | 1025999 | 3DM160101462 | Hologic; Inc.3Dimensions | Hologic; Inc. | Mammography X-Ray | 3Dimensions | Hologic Inc | 3Dimensions | Radiographic System;Mammography | HTM Supported | 24095 | 0:26 | 0:25 | 1 | 0
Mayo | 1030563 | 3DM160101466 | Hologic; Inc.3Dimensions | Hologic; Inc. | Mammography X-Ray | 3Dimensions | Hologic Inc | 3Dimensions | Radiographic System;Mammography | HTM Supported | 24095 | 0:26 | 0:25 | 1 | 0
Mayo | 1046048 | 3DM160101811 | Hologic; Inc.3Dimensions | Hologic; Inc. | Mammography X-Ray | 3Dimensions | Hologic Inc | 3Dimensions | Radiographic System;Mammography | HTM Supported | 24095 | 0:26 | 0:25 | 1 | 0
Mayo | 1090028 | 3DM160102871 | Hologic; Inc.3Dimensions | Hologic; Inc. | Mammography X-Ray | 3Dimensions | Hologic Inc | 3Dimensions | Radiographic System;Mammography | HTM Supported Shared Service | 24095 | 0:26 | 0:26 | 1 | 0
Mayo | 1109045 | 3DM160102173 | Hologic; Inc.3Dimensions | Hologic; Inc. | Mammography X-Ray | 3Dimensions | Hologic Inc | 3Dimensions | Radiographic System;Mammography | HTM Supported | 24095 | 0:26 | 0:26 | 1 | 0
Mayo | 1109046 | 3DM160102181 | Hologic; Inc.3Dimensions | Hologic; Inc. | Mammography X-Ray | 3Dimensions | Hologic Inc | 3Dimensions | Radiographic System;Mammography | HTM Supported | 24095 | 0:26 | 0:26 | 1 | 0
Mayo | 1109047 | 3DM160102188 | Hologic; Inc.3Dimensions | Hologic; Inc. | Mammography X-Ray | 3Dimensions | Hologic Inc | 3Dimensions | Radiographic System;Mammography | HTM Supported | 24095 | 0:26 | 0:26 | 1 | 0
Mayo | 1158294 | 3DM160102861 | Hologic; Inc.3Dimensions | Hologic; Inc. | Mammography X-Ray | 3Dimensions | Hologic Inc | 3Dimensions | Radiographic System;Mammography | HTM Supported Shared Service | 24095 | 0:26 | 0:26 | 1 | 0
Mayo | 1276595 | 3DM160103076 | Hologic; Inc.3Dimensions | Hologic; Inc. | Mammography X-Ray | 3Dimensions | Hologic Inc | 3Dimensions | Radiographic System;Mammography | HTM Supported | 24095 | 0:26 | 0:26 | 1 | 0
Mayo | 379865 | 3DM160101792 | Hologic; Inc.3Dimensions | Hologic; Inc. | Mammography X-Ray | 3Dimensions | Hologic Inc | 3Dimensions | Radiographic System;Mammography | HTM Supported | 24095 | 0:26 | 0:25 | 1 | 0
Mayo | 470533 | 3DM160100368 | Hologic; Inc.3Dimensions | Hologic; Inc. | Mammography X-Ray | 3Dimensions | Hologic Inc | 3Dimensions | Radiographic System;Mammography | HTM Supported | 24095 | 0:26 | 0:25 | 1 | 0
Mayo | 544527 | 3DM160100234 | Hologic; Inc.3Dimensions | Hologic; Inc. | Mammography X-Ray | 3Dimensions | Hologic Inc | 3Dimensions | Radiographic System;Mammography | HTM Supported | 24095 | 0:26 | 0:25 | 1 | 0
Mayo | 312312 | 81011100526 | Hologic; Inc.Dimensions 2D 8000 | Hologic; Inc. | Mammography X-Ray | Dimensions 2D 8000 | Hologic Inc | Dimensions 2D 8000 | Radiographic System;Mammography | HTM Supported | 24095 | 0:26 | 0:25 | 1 | 0
Mayo | 287442 | 81004143389 | Hologic; Inc.Dimensions 3D 5000 | Hologic; Inc. | Mammography X-Ray | Dimensions 3D 5000 | Hologic Inc | Dimensions 3D 5000 | Radiographic System;Mammography | HTM Supported | 24095 | 0:26 | 0:25 | 1 | 0
Mayo | 287443 | 81005143437 | Hologic; Inc.Dimensions 3D 5000 | Hologic; Inc. | Mammography X-Ray | Dimensions 3D 5000 | Hologic Inc | Dimensions 3D 5000 | Radiographic System;Mammography | HTM Supported | 24095 | 0:26 | 0:25 | 1 | 0
Mayo | 288800 | 81005143420 | Hologic; Inc.Dimensions 3D 5000 | Hologic; Inc. | Mammography X-Ray | Dimensions 3D 5000 | Hologic Inc | Dimensions 3D 5000 | Radiographic System;Mammography | HTM Supported | 24095 | 0:26 | 0:25 | 1 | 0
Mayo | 293576 | 81003166363 | Hologic; Inc.Dimensions 3D 5000 | Hologic; Inc. | Mammography X-Ray | Dimensions 3D 5000 | Hologic Inc | Dimensions 3D 5000 | Radiographic System;Mammography | HTM Supported | 24095 | 0:26 | 0:25 | 1 | 0
Mayo | 293873 | 81001166062 | Hologic; Inc.Dimensions 3D 5000 | Hologic; Inc. | Mammography X-Ray | Dimensions 3D 5000 | Hologic Inc | Dimensions 3D 5000 | Radiographic System;Mammography | HTM Supported | 24095 | 0:26 | 0:25 | 1 | 0
Mayo | 286559 | 81010132740 | Hologic; Inc.Dimensions 3D 8000 | Hologic; Inc. | Mammography X-Ray | Dimensions 3D 8000 | Hologic Inc | Dimensions 3D 8000 | Radiographic System;Mammography | HTM Supported | 24095 | 0:26 | 0:25 | 1 | 0
Mayo | 312394 | 81001154333 | Hologic; Inc.Dimensions 3D 8000 | Hologic; Inc. | Mammography X-Ray | Dimensions 3D 8000 | Hologic Inc | Dimensions 3D 8000 | Radiographic System;Mammography | HTM Supported | 24095 | 0:26 | 0:25 | 1 | 0
Mayo | 361844 | 81002154370 | Hologic; Inc.Dimensions 3D 8000 | Hologic; Inc. | Mammography X-Ray | Dimensions 3D 8000 | Hologic Inc | Dimensions 3D 8000 | Radiographic System;Mammography | HTM Supported | 24095 | 0:26 | 0:25 | 1 | 0
Mayo | 463441 | 81009100414 | Hologic; Inc.Dimensions 3D 8000 | Hologic; Inc. | Mammography X-Ray | Dimensions 3D 8000 | Hologic Inc | Dimensions 3D 8000 | Radiographic System;Mammography | HTM Supported | 24095 | 0:26 | 0:25 | 1 | 0
Mayo | 529142 | 81011155786 | Hologic; Inc.Dimensions 3D 8000 | Hologic; Inc. | Mammography X-Ray | Dimensions 3D 8000 | Hologic Inc | Dimensions 3D 8000 | Radiographic System;Mammography | HTM Supported | 24095 | 0:26 | 0:25 | 1 | 0
Mayo | 529146 | 81010155636 | Hologic; Inc.Dimensions 3D 8000 | Hologic; Inc. | Mammography X-Ray | Dimensions 3D 8000 | Hologic Inc | Dimensions 3D 8000 | Radiographic System;Mammography | HTM Supported | 24095 | 0:26 | 0:25 | 1 | 0
Mayo | 529269 | 81009155414 | Hologic; Inc.Dimensions 3D 8000 | Hologic; Inc. | Mammography X-Ray | Dimensions 3D 8000 | Hologic Inc | Dimensions 3D 8000 | Radiographic System;Mammography | HTM Supported | 24095 | 0:26 | 0:25 | 1 | 0
Mayo | A032348 | 81008132614 | Hologic; Inc.Dimensions 3D 8000 | Hologic; Inc. | Mammography X-Ray | Dimensions 3D 8000 | Hologic Inc | Dimensions 3D 8000 | Radiographic System;Mammography | Shared Service | 24095 | 0:26 | 0:26 | 1 | 0
Mayo | A032349 | 81008132619 | Hologic; Inc.Dimensions 3D 8000 | Hologic; Inc. | Mammography X-Ray | Dimensions 3D 8000 | Hologic Inc | Dimensions 3D 8000 | Radiographic System;Mammography | Shared Service | 24095 | 0:26 | 0:26 | 1 | 0
Mayo | A032350 | 81009132693 | Hologic; Inc.Dimensions 3D 8000 | Hologic; Inc. | Mammography X-Ray | Dimensions 3D 8000 | Hologic Inc | Dimensions 3D 8000 | Radiographic System;Mammography | Shared Service | 24095 | 0:26 | 0:26 | 1 | 0
Mayo | A032360 | 81010132765 | Hologic; Inc.Dimensions 3D 8000 | Hologic; Inc. | Mammography X-Ray | Dimensions 3D 8000 | Hologic Inc | Dimensions 3D 8000 | Radiographic System;Mammography | Shared Service | 24095 | 0:26 | 0:26 | 1 | 0
Mayo | 293871 | 81002166307 | Hologic; Inc.Dimensions 3D 9000 | Hologic; Inc. | Mammography X-Ray | Dimensions 3D 9000 | Hologic Inc | Dimensions 3D 9000 | Radiographic System;Mammography | HTM Supported | 24095 | 0:26 | 0:25 | 1 | 0
Mayo | 293872 | 81002166167 | Hologic; Inc.Dimensions 3D 9000 | Hologic; Inc. | Mammography X-Ray | Dimensions 3D 9000 | Hologic Inc | Dimensions 3D 9000 | Radiographic System;Mammography | HTM Supported | 24095 | 0:26 | 0:25 | 1 | 0
Mayo | 312399 | 81002166204 | Hologic; Inc.Dimensions 3D 9000 | Hologic; Inc. | Mammography X-Ray | Dimensions 3D 9000 | Hologic Inc | Dimensions 3D 9000 | Radiographic System;Mammography | HTM Supported | 24095 | 0:26 | 0:25 | 1 | 0
Mayo | 376744 | SDM131700236 | Hologic; Inc.Dimensions 3D 9000 | Hologic; Inc. | Mammography X-Ray | Dimensions 3D 9000 | Hologic Inc | Dimensions 3D 9000 | Radiographic System;Mammography | HTM Supported | 24095 | 0:26 | 0:25 | 1 | 0
Mayo | 467430 | 81003166434 | Hologic; Inc.Dimensions 3D 9000 | Hologic; Inc. | Mammography X-Ray | Dimensions 3D 9000 | Hologic Inc | Dimensions 3D 9000 | Radiographic System;Mammography | Shared Service | 24095 | 0:26 | 0:25 | 1 | 0
Mayo | 505944 | 81002166207 | Hologic; Inc.Dimensions 3D 9000 | Hologic; Inc. | Mammography X-Ray | Dimensions 3D 9000 | Hologic Inc | Dimensions 3D 9000 | Radiographic System;Mammography | HTM Supported | 24095 | 0:26 | 0:25 | 1 | 0
Mayo | 1086755 | 30-0223-17M | Hologic; Inc.Insight Flex | Hologic; Inc. | Mobile C-arm | Insight Flex | Hologic Inc | Insight Flex | Radiographic System;Radiographic/Fluoroscopic Unit; Mobile Mini | HTM Supported No Service Agreement Needed (T&M) | 24095 | 0:26 | 0:26 | 1 | 0
Mayo | 1114282 | 30-0223-18M | Hologic; Inc.Insight Flex | Hologic; Inc. | Mobile C-arm | Insight Flex | Hologic Inc | Insight Flex | Radiographic System;Radiographic/Fluoroscopic Unit; Mobile Mini | HTM Supported No Service Agreement Needed (T&M) | 24095 | 0:26 | 0:26 | 1 | 0
Mayo | 1114284 | 30-0223-19M | Hologic; Inc.Insight Flex | Hologic; Inc. | Mobile C-arm | Insight Flex | Hologic Inc | Insight Flex | Radiographic System;Radiographic/Fluoroscopic Unit; Mobile Mini | HTM Supported No Service Agreement Needed (T&M) | 24095 | 0:26 | 0:26 | 1 | 0
Mayo | 249788 | 30-0118-05M | Hologic; Inc.Insight Flex | Hologic; Inc. | Mobile C-arm | Insight Flex | Hologic Inc | Insight Flex | Radiographic System;Radiographic/Fluoroscopic Unit; Mobile Mini | HTM Supported | 24095 | 0:26 | 0:25 | 1 | 0
Mayo | 249789 | 30-0118-04M | Hologic; Inc.Insight Flex | Hologic; Inc. | Mobile C-arm | Insight Flex | Hologic Inc | Insight Flex | Radiographic System;Radiographic/Fluoroscopic Unit; Mobile Mini | HTM Supported | 24095 | 0:26 | 0:25 | 1 | 0
Mayo | 544431 | 30-1217-27M | Hologic; Inc.Insight Flex | Hologic; Inc. | Mobile C-arm | Insight Flex | Hologic Inc | Insight Flex | Radiographic System;Radiographic/Fluoroscopic Unit; Mobile Mini | HTM Supported | 24095 | 0:26 | 0:25 | 1 | 0
Mayo | 544432 | 30-0118-03M | Hologic; Inc.Insight Flex | Hologic; Inc. | Mobile C-arm | Insight Flex | Hologic Inc | Insight Flex | Radiographic System;Radiographic/Fluoroscopic Unit; Mobile Mini | HTM Supported | 24095 | 0:26 | 0:25 | 1 | 0
Mayo | 544433 | 30-1217-28M | Hologic; Inc.Insight Flex | Hologic; Inc. | Mobile C-arm | Insight Flex | Hologic Inc | Insight Flex | Radiographic System;Radiographic/Fluoroscopic Unit; Mobile Mini | HTM Supported | 24095 | 0:26 | 0:25 | 1 | 0
Mayo | 157399 | 09-0308-48 | Hologic; Inc.INSIGHT 2 | Hologic; Inc. | Mobile C-arm | INSIGHT 2 | Hologic Inc | InSight 2 | Radiographic System;Radiographic/Fluoroscopic Unit; Mobile Mini | HTM Supported | 24095 | 0:26 | 0:25 | 1 | 0
Mayo | 216536 | 09-0909-16 | Hologic; Inc.INSIGHT 2 | Hologic; Inc. | Mobile C-arm | INSIGHT 2 | Hologic Inc | InSight 2 | Radiographic System;Radiographic/Fluoroscopic Unit; Mobile Mini | HTM Supported | 24095 | 0:26 | 0:25 | 1 | 0
Mayo | 216593 | 10-0414-01 | Hologic; Inc.INSIGHT 2 | Hologic; Inc. | Mobile C-arm | INSIGHT 2 | Hologic Inc | InSight 2 | Radiographic System;Radiographic/Fluoroscopic Unit; Mobile Mini | HTM Supported | 24095 | 0:26 | 0:25 | 1 | 0
Mayo | 1001057 | 30-1020-13M | Hologic; Inc.INSIGHT FD | Hologic; Inc. | Mobile C-arm | INSIGHT FD | Hologic Inc | Insight FD | Radiographic System;Radiographic/Fluoroscopic Unit; Mobile Mini | HTM Supported Shared Service | 24095 | 0:26 | 0:25 | 1 | 0
Mayo | 1001058 | 30-1020-15M | Hologic; Inc.INSIGHT FD | Hologic; Inc. | Mobile C-arm | INSIGHT FD | Hologic Inc | Insight FD | Radiographic System;Radiographic/Fluoroscopic Unit; Mobile Mini | HTM Supported Shared Service | 24095 | 0:26 | 0:25 | 1 | 0
Mayo | 1007116 | 30-0521-35M | Hologic; Inc.INSIGHT FD | Hologic; Inc. | Mobile C-arm | INSIGHT FD | Hologic Inc | Insight FD | Radiographic System;Radiographic/Fluoroscopic Unit; Mobile Mini | Not Supported | 24095 | 0:26 | 0:25 | 1 | 0
Mayo | 1010658 | 30-1020-07M | Hologic; Inc.INSIGHT FD | Hologic; Inc. | Mobile C-arm | INSIGHT FD | Hologic Inc | Insight FD | Radiographic System;Radiographic/Fluoroscopic Unit; Mobile Mini | HTM Supported Shared Service | 24095 | 0:26 | 0:25 | 1 | 0
Mayo | 1018069 | 30-0821-18M | Hologic; Inc.INSIGHT FD | Hologic; Inc. | Mobile C-arm | INSIGHT FD | Hologic Inc | Insight FD | Radiographic System;Radiographic/Fluoroscopic Unit; Mobile Mini | HTM Supported | 24095 | 0:26 | 0:25 | 1 | 0
Mayo | 1064909 | 30-1221-18M | Hologic; Inc.INSIGHT FD | Hologic; Inc. | Mobile C-arm | INSIGHT FD | Hologic Inc | Insight FD | Radiographic System;Radiographic/Fluoroscopic Unit; Mobile Mini | HTM Supported | 24095 | 0:26 | 0:25 | 1 | 0
Mayo | 1064979 | 30-0522-30M | Hologic; Inc.INSIGHT FD | Hologic; Inc. | Mobile C-arm | INSIGHT FD | Hologic Inc | Insight FD | Radiographic System;Radiographic/Fluoroscopic Unit; Mobile Mini | HTM Supported Site License only | 24095 | 0:26 | 0:25 | 1 | 0
Mayo | 1065455 | 30-1021-03M | Hologic; Inc.INSIGHT FD | Hologic; Inc. | Mobile C-arm | INSIGHT FD | Hologic Inc | Insight FD | Radiographic System;Radiographic/Fluoroscopic Unit; Mobile Mini | HTM Supported | 24095 | 0:26 | 0:25 | 1 | 0
Mayo | 1114446 | 30-0423-08M | Hologic; Inc.INSIGHT FD | Hologic; Inc. | Mobile C-arm | INSIGHT FD | Hologic Inc | Insight FD | Radiographic System;Radiographic/Fluoroscopic Unit; Mobile Mini | HTM Supported No Service Agreement Needed (T&M) | 24095 | 0:26 | 0:26 | 1 | 0
Mayo | 1130920 | 30-0223-25M | Hologic; Inc.INSIGHT FD | Hologic; Inc. | Mobile C-arm | INSIGHT FD | Hologic Inc | Insight FD | Radiographic System;Radiographic/Fluoroscopic Unit; Mobile Mini | HTM Supported | 24095 | 0:26 | 0:26 | 1 | 0
Mayo | 1130942 | 30-0423-05M | Hologic; Inc.INSIGHT FD | Hologic; Inc. | Mobile C-arm | INSIGHT FD | Hologic Inc | Insight FD | Radiographic System;Radiographic/Fluoroscopic Unit; Mobile Mini | HTM Supported HTM Risk Pool | 24095 | 0:26 | 0:26 | 1 | 0
Mayo | 213322 | 20-1014-29 | Hologic; Inc.INSIGHT FD | Hologic; Inc. | Mobile C-arm | INSIGHT FD | Hologic Inc | Insight FD | Radiographic System;Radiographic/Fluoroscopic Unit; Mobile Mini | HTM Supported | 24095 | 0:26 | 0:25 | 1 | 0
Mayo | 249675 | 20-1114-08 | Hologic; Inc.INSIGHT FD | Hologic; Inc. | Mobile C-arm | INSIGHT FD | Hologic Inc | Insight FD | Radiographic System;Radiographic/Fluoroscopic Unit; Mobile Mini | HTM Supported | 24095 | 0:26 | 0:25 | 1 | 0
Mayo | 290673 | 20-1215-21 | Hologic; Inc.INSIGHT FD | Hologic; Inc. | Mobile C-arm | INSIGHT FD | Hologic Inc | Insight FD | Radiographic System;Radiographic/Fluoroscopic Unit; Mobile Mini | HTM Supported | 24095 | 0:26 | 0:25 | 1 | 0
Mayo | 292490 | 20-1215-22 | Hologic; Inc.INSIGHT FD | Hologic; Inc. | Mobile C-arm | INSIGHT FD | Hologic Inc | Insight FD | Radiographic System;Radiographic/Fluoroscopic Unit; Mobile Mini | HTM Supported | 24095 | 0:26 | 0:25 | 1 | 0
Mayo | 325514 | 20-0715-40 | Hologic; Inc.INSIGHT FD | Hologic; Inc. | Mobile C-arm | INSIGHT FD | Hologic Inc | Insight FD | Radiographic System;Radiographic/Fluoroscopic Unit; Mobile Mini | HTM Supported | 24095 | 0:26 | 0:25 | 1 | 0
Mayo | 441467 | 10843 | Hologic; Inc.INSIGHT FD | Hologic; Inc. | Mobile C-arm | INSIGHT FD | Hologic Inc | Insight FD | Radiographic System;Radiographic/Fluoroscopic Unit; Mobile Mini | Not Supported | 24095 | 0:26 | 0:25 | 1 | 0
Mayo | 463422 | 10-0913-06 | Hologic; Inc.INSIGHT FD | Hologic; Inc. | Mobile C-arm | INSIGHT FD | Hologic Inc | Insight FD | Radiographic System;Radiographic/Fluoroscopic Unit; Mobile Mini | HTM Supported | 24095 | 0:26 | 0:25 | 1 | 0
Mayo | 505163 | 20-0915-18 | Hologic; Inc.INSIGHT FD | Hologic; Inc. | Mobile C-arm | INSIGHT FD | Hologic Inc | Insight FD | Radiographic System;Radiographic/Fluoroscopic Unit; Mobile Mini | HTM Supported | 24095 | 0:26 | 0:25 | 1 | 0
Mayo | 506649 | 20-0516-45 | Hologic; Inc.INSIGHT FD | Hologic; Inc. | Mobile C-arm | INSIGHT FD | Hologic Inc | Insight FD | Radiographic System;Radiographic/Fluoroscopic Unit; Mobile Mini | HTM Supported | 24095 | 0:26 | 0:25 | 1 | 0
Mayo | 512123 | 30-1018-22M | Hologic; Inc.INSIGHT FD | Hologic; Inc. | Mobile C-arm | INSIGHT FD | Hologic Inc | Insight FD | Radiographic System;Radiographic/Fluoroscopic Unit; Mobile Mini | HTM Supported | 24095 | 0:26 | 0:25 | 1 | 0
Mayo | 514292 | 30-0419-25M | Hologic; Inc.INSIGHT FD | Hologic; Inc. | Mobile C-arm | INSIGHT FD | Hologic Inc | Insight FD | Radiographic System;Radiographic/Fluoroscopic Unit; Mobile Mini | HTM Supported | 24095 | 0:26 | 0:25 | 1 | 0
Mayo | A030765 | 10-0612-16 | Hologic; Inc.INSIGHT FD | Hologic; Inc. | Mobile C-arm | INSIGHT FD | Hologic Inc | Insight FD | Radiographic System;Radiographic/Fluoroscopic Unit; Mobile Mini | HTM Supported | 24095 | 0:26 | 0:26 | 1 | 0
Mayo | 1018114 | TRI2100413 | Hologic; Inc.Trident HD | Hologic; Inc. | Fixed X-Ray | Trident HD | Hologic Inc | Trident HD | Radiographic System;Specimen | HTM Supported | 24095 | 0:26 | 0:25 | 1 | 0
Mayo | 1046065 | TRI2100705 | Hologic; Inc.Trident HD | Hologic; Inc. | Fixed X-Ray | Trident HD | Hologic Inc | Trident HD | Radiographic System;Specimen | HTM Supported HTM Risk Pool | 24095 | 0:26 | 0:25 | 1 | 0
Mayo | 1108871 | YE820791 | Hologic; Inc.Trident HD | Hologic; Inc. | Fixed X-Ray | Trident HD | Hologic Inc | Trident HD | Radiographic System;Specimen | Vendor Supported | 24095 | 0:26 | 0:26 | 1 | 0
Mayo | 1113727 | TRI2100768 | Hologic; Inc.Trident HD | Hologic; Inc. | Fixed X-Ray | Trident HD | Hologic Inc | Trident HD | Radiographic System;Specimen | Shared Service | 24095 | 0:26 | 0:26 | 1 | 0
Mayo | 1131400 | TRI2101523 | Hologic; Inc.Trident HD | Hologic; Inc. | Fixed X-Ray | Trident HD | Hologic Inc | Trident HD | Radiographic System;Specimen | HTM Supported | 24095 | 0:26 | 0:26 | 1 | 0
Mayo | 1136094 | TRI2101038 | Hologic; Inc.Trident HD | Hologic; Inc. | Fixed X-Ray | Trident HD | Hologic Inc | Trident HD | Radiographic System;Specimen | HTM Supported HTM Risk Pool | 24095 | 0:26 | 0:26 | 1 | 0
Mayo | 1138444 | TRI2101037 | Hologic; Inc.Trident HD | Hologic; Inc. | Fixed X-Ray | Trident HD | Hologic Inc | Trident HD | Radiographic System;Specimen | HTM Supported HTM Risk Pool | 24095 | 0:26 | 0:26 | 1 | 0
Mayo | 1156362 | TRI2101160 | Hologic; Inc.Trident HD | Hologic; Inc. | Fixed X-Ray | Trident HD | Hologic Inc | Trident HD | Radiographic System;Specimen | Shared Service | 24095 | 0:26 | 0:26 | 1 | 0
Mayo | 1158275 | YE824093 | Hologic; Inc.Trident HD | Hologic; Inc. | Fixed X-Ray | Trident HD | Hologic Inc | Trident HD | Radiographic System;Specimen | HTM Supported | 24095 | 0:26 | 0:26 | 1 | 0
Mayo | 1172823 | TRI2101579 | Hologic; Inc.Trident HD | Hologic; Inc. | Fixed X-Ray | Trident HD | Hologic Inc | Trident HD | Radiographic System;Specimen | HTM Supported | 24095 | 0:26 | 0:26 | 1 | 0
Mayo | 1177177 | TRI2101508 | Hologic; Inc.Trident HD | Hologic; Inc. | Fixed X-Ray | Trident HD | Hologic Inc | Trident HD | Radiographic System;Specimen | HTM Supported | 24095 | 0:26 | 0:26 | 1 | 0
Mayo | 568715 | TRI2100203 | Hologic; Inc.Trident HD | Hologic; Inc. | Fixed X-Ray | Trident HD | Hologic Inc | Trident HD | Radiographic System;Specimen | HTM Supported | 24095 | 0:26 | 0:25 | 1 | 0
Mayo | 1086696 | 2901 | IntraOp Medical CorpIntraOp Medical Corp | IntraOp Medical Corp | Fixed X-Ray | IntraOp Medical Corp | IntraOp Medical Corp | 1000 | Radiotherapy System;Linear Accelerator | Shared Service | 24095 | 0:26 | 0:26 | 1 | 0
Mayo | 376349 | 62 | IntraOp Medical CorpIntraOp Medical Corp | IntraOp Medical Corp | Fixed X-Ray | IntraOp Medical Corp | IntraOp Medical Corp | 1000 | Radiotherapy System;Linear Accelerator | Shared Service | 24095 | 0:26 | 0:25 | 1 | 0
Mayo | A034209 | 60 | IntraOp Medical CorpIntraOp Medical Corp | IntraOp Medical Corp | Fixed X-Ray | IntraOp Medical Corp | IntraOp Medical Corp | 1000 | Radiotherapy System;Linear Accelerator | Shared Service | 24095 | 0:26 | 0:26 | 1 | 0
Mayo | 515089 | 3191070511 | KaVo DentalDEXIS Platinum | KaVo Dental | Mobile X-Ray | DEXIS Platinum | KaVo Dental | DEXIS Platinum | Radiographic System;Dental | HTM Supported | 24095 | 0:26 | 0:25 | 1 | 0
Mayo | 515091 | 1181562714 | KaVo DentalGXS-700 | KaVo Dental | Mobile X-Ray | GXS-700 | KaVo Dental | GXS-700 | Radiographic System;Dental | HTM Supported | 24095 | 0:26 | 0:25 | 1 | 0
Mayo | 515088 | IO2005003 | KaVo DentalOP2D | KaVo Dental | Mobile X-Ray | OP2D | KaVo Dental | OP2D | Radiographic System;Dental | HTM Supported No Service Agreement Needed (T&M) | 24095 | 0:26 | 0:25 | 1 | 0
Mayo | 561959 | ICU092329 | KaVo Dentali-Cat FLX | KaVo Dental | CT | i-Cat FLX | KaVo Dental | i-Cat FLX | Scanning System CT;CT Cone-Beam | HTM Supported | 24095 | 0:26 | 0:25 | 1 | 0
Mayo | 1046047 | 2142-136-881 | Kub Technologies IncMozart XPERT 42 | Kub Technologies Inc | Fixed X-Ray | Mozart XPERT 42 | Kub Technologies Inc | Mozart XPERT 42 | Radiographic System;Specimen | HTM Supported | 24095 | 0:26 | 0:25 | 1 | 0
Mayo | 1156345 | SR1A/1023/1132 | LabLogic Systems IncSR-1A | LabLogic Systems Inc | SPECT | SR-1A | LabLogic Systems Inc | SR-1A | Scanning System NM;SPECT | Shared Service | 24095 | 0:26 | 0:26 | 1 | 0
Mayo | 1001174 | 100277 | Medrad IncStellant FLEX | Medrad Inc | Injector | Stellant FLEX | Medrad Inc | Stellant FLEX | Contrast Injection System;Injector; CT | HTM Supported | 24095 | 0:26 | 0:25 | 1 | 0
Mayo | 1008278 | 10285U1 | Medrad IncStellant FLEX | Medrad Inc | Injector | Stellant FLEX | Medrad Inc | Stellant FLEX | Contrast Injection System;Injector; CT | HTM Supported | 24095 | 0:26 | 0:25 | 1 | 0
Mayo | 1086732 | 100571U1 | Medrad IncStellant FLEX | Medrad Inc | Injector | Stellant FLEX | Medrad Inc | Stellant FLEX | Contrast Injection System;Injector; CT | HTM Supported | 24095 | 0:26 | 0:26 | 1 | 0
Mayo | 1086733 | 203204U1 | Medrad IncStellant FLEX | Medrad Inc | Injector | Stellant FLEX | Medrad Inc | Stellant FLEX | Contrast Injection System;Injector; CT | HTM Supported | 24095 | 0:26 | 0:26 | 1 | 0
Mayo | 1086734 | 21262U1 | Medrad IncStellant FLEX | Medrad Inc | Injector | Stellant FLEX | Medrad Inc | Stellant FLEX | Contrast Injection System;Injector; CT | HTM Supported | 24095 | 0:26 | 0:26 | 1 | 0
Mayo | 1086735 | 31348U1 | Medrad IncStellant FLEX | Medrad Inc | Injector | Stellant FLEX | Medrad Inc | Stellant FLEX | Contrast Injection System;Injector; CT | HTM Supported | 24095 | 0:26 | 0:26 | 1 | 0
Mayo | 1086736 | 24540U1 | Medrad IncStellant FLEX | Medrad Inc | Injector | Stellant FLEX | Medrad Inc | Stellant FLEX | Contrast Injection System;Injector; CT | HTM Supported | 24095 | 0:26 | 0:26 | 1 | 0
Mayo | 1086737 | 40938U1 | Medrad IncStellant FLEX | Medrad Inc | Injector | Stellant FLEX | Medrad Inc | Stellant FLEX | Contrast Injection System;Injector; CT | HTM Supported | 24095 | 0:26 | 0:26 | 1 | 0
Mayo | 1086738 | 204244U1 | Medrad IncStellant FLEX | Medrad Inc | Injector | Stellant FLEX | Medrad Inc | Stellant FLEX | Contrast Injection System;Injector; CT | HTM Supported | 24095 | 0:26 | 0:26 | 1 | 0
Mayo | 1070086 | FSXXTX00244 | OEC Medical Systems (GE Healthcare)OEC Elite II 9" Super C | OEC Medical Systems (GE Healthcare) | Mobile C-arm | OEC Elite II 9" Super C | GE HealthCare | OEC Elite II 9" Super C | Radiographic System;Radiographic/Fluoroscopic Unit; Mobile Full | HTM Supported | 24095 | 0:26 | 0:25 | 1 | 0
Mayo | 1046051 | BB8SS2200020HL | OEC Medical Systems (GE Healthcare)OEC One | OEC Medical Systems (GE Healthcare) | Mobile C-arm | OEC One | GE HealthCare | OEC One | Radiographic System;Radiographic/Fluoroscopic Unit; Mobile Full | HTM Supported | 24095 | 0:26 | 0:25 | 1 | 0
Mayo | 1069911 | BB8SS2100227HL | OEC Medical Systems (GE Healthcare)OEC One | OEC Medical Systems (GE Healthcare) | Mobile C-arm | OEC One | GE HealthCare | OEC One | Radiographic System;Radiographic/Fluoroscopic Unit; Mobile Full | HTM Supported | 24095 | 0:26 | 0:25 | 1 | 0
Mayo | 1138457 | BB9SS2300096HL | OEC Medical Systems (GE Healthcare)OEC One | OEC Medical Systems (GE Healthcare) | Mobile C-arm | OEC One | GE HealthCare | OEC One | Radiographic System;Radiographic/Fluoroscopic Unit; Mobile Full | HTM Supported No Service Agreement Needed (T&M) | 24095 | 0:26 | 0:26 | 1 | 0
Mayo | 1020311 | UA1978 | GE HealthcareSIGNA Premier 3.0T | GE Healthcare | MRI | SIGNA Premier 3.0T | GE HealthCare | SIGNA Premier 3.0T | Scanning System MRI;MRI Full Body | Vendor Supported | 24095 | 0:26 | 0:25 | 1 | 0
Mayo | 1045979 | AR0207 | GE HealthcareSIGNA Premier 3.0T | GE Healthcare | MRI | SIGNA Premier 3.0T | GE HealthCare | SIGNA Premier 3.0T | Scanning System MRI;MRI Full Body | HTM Supported | 24095 | 0:26 | 0:25 | 1 | 0
Mayo | 1046093 | UA2016 | GE HealthcareSIGNA Premier 3.0T | GE Healthcare | MRI | SIGNA Premier 3.0T | GE HealthCare | SIGNA Premier 3.0T | Scanning System MRI;MRI Full Body | HTM Supported | 24095 | 0:26 | 0:25 | 1 | 0
Mayo | 1173965 | AR0096 | GE HealthcareSIGNA Premier 3.0T | GE Healthcare | MRI | SIGNA Premier 3.0T | GE HealthCare | SIGNA Premier 3.0T | Scanning System MRI;MRI Full Body | Vendor Supported | 24095 | 0:26 | 0:26 | 1 | 0
Mayo | 1277313 | AR0163 | GE HealthcareSIGNA Premier 3.0T | GE Healthcare | MRI | SIGNA Premier 3.0T | GE HealthCare | SIGNA Premier 3.0T | Scanning System MRI;MRI Full Body | HTM Supported | 24095 | 0:26 | 0:26 | 1 | 0
Mayo | 129033 | WB0087 | GE HealthcareSIGNA Premier 3.0T | GE Healthcare | MRI | SIGNA Premier 3.0T | GE HealthCare | SIGNA Premier 3.0T | Scanning System MRI;MRI Full Body | HTM Supported | 24095 | 0:26 | 0:25 | 1 | 0
Mayo | 229064 | UA1483 | GE HealthcareSIGNA Premier 3.0T | GE Healthcare | MRI | SIGNA Premier 3.0T | GE HealthCare | SIGNA Premier 3.0T | Scanning System MRI;MRI Full Body | HTM Supported | 24095 | 0:26 | 0:25 | 1 | 0
Mayo | 129030 | W283 | GE HealthcareDiscovery MR750W 3.0T | GE Healthcare | MRI | Discovery MR750W 3.0T | GE HealthCare | Discovery MR750 3.0T | Scanning System MRI;MRI Full Body | HTM Supported | 24095 | 0:26 | 0:25 | 1 | 0
Mayo | 129035 | WB0206 | GE HealthcareDiscovery MR750W 3.0T | GE Healthcare | MRI | Discovery MR750W 3.0T | GE HealthCare | Discovery MR750 3.0T | Scanning System MRI;MRI Full Body | HTM Supported | 24095 | 0:26 | 0:25 | 1 | 0
Mayo | 129037 | WB0384 | GE HealthcareDiscovery MR750W 3.0T | GE Healthcare | MRI | Discovery MR750W 3.0T | GE HealthCare | Discovery MR750 3.0T | Scanning System MRI;MRI Full Body | HTM Supported | 24095 | 0:26 | 0:25 | 1 | 0
Mayo | 289116 | WB0344 | GE HealthcareDiscovery MR750W 3.0T | GE Healthcare | MRI | Discovery MR750W 3.0T | GE HealthCare | Discovery MR750 3.0T | Scanning System MRI;MRI Full Body | Vendor Supported | 24095 | 0:26 | 0:25 | 1 | 0
Mayo | 229046 | UA0150 | GE HealthcareDISCOVERY MR750W 3.0T | GE Healthcare | MRI | DISCOVERY MR750W 3.0T | GE HealthCare | Discovery MR750W 3.0T | Scanning System MRI;MRI Full Body | HTM Supported | 24095 | 0:26 | 0:25 | 1 | 0
Mayo | 229047 | UA0067A | GE HealthcareDISCOVERY MR750W 3.0T | GE Healthcare | MRI | DISCOVERY MR750W 3.0T | GE HealthCare | Discovery MR750W 3.0T | Scanning System MRI;MRI Full Body | HTM Supported | 24095 | 0:26 | 0:25 | 1 | 0
Mayo | 229048 | UA0242 | GE HealthcareDISCOVERY MR750W 3.0T | GE Healthcare | MRI | DISCOVERY MR750W 3.0T | GE HealthCare | Discovery MR750W 3.0T | Scanning System MRI;MRI Full Body | HTM Supported | 24095 | 0:26 | 0:25 | 1 | 0
Mayo | 229049 | UA0348 | GE HealthcareDISCOVERY MR750W 3.0T | GE Healthcare | MRI | DISCOVERY MR750W 3.0T | GE HealthCare | Discovery MR750W 3.0T | Scanning System MRI;MRI Full Body | HTM Supported | 24095 | 0:26 | 0:25 | 1 | 0
Mayo | 229050 | UA0368 | GE HealthcareDISCOVERY MR750W 3.0T | GE Healthcare | MRI | DISCOVERY MR750W 3.0T | GE HealthCare | Discovery MR750W 3.0T | Scanning System MRI;MRI Full Body | HTM Supported | 24095 | 0:26 | 0:25 | 1 | 0
Mayo | 229054 | UA613 | GE HealthcareDISCOVERY MR750W 3.0T | GE Healthcare | MRI | DISCOVERY MR750W 3.0T | GE HealthCare | Discovery MR750W 3.0T | Scanning System MRI;MRI Full Body | HTM Supported | 24095 | 0:26 | 0:25 | 1 | 0
Mayo | 508987 | UA0728 | GE HealthcareDISCOVERY MR750W 3.0T | GE Healthcare | MRI | DISCOVERY MR750W 3.0T | GE HealthCare | Discovery MR750W 3.0T | Scanning System MRI;MRI Full Body | HTM Supported | 24095 | 0:26 | 0:25 | 1 | 0
Mayo | A034438 | 480342MR3 | GE HealthcareDISCOVERY MR750W 3.0T | GE Healthcare | MRI | DISCOVERY MR750W 3.0T | GE HealthCare | Discovery MR750W 3.0T | Scanning System MRI;MRI Full Body | HTM Supported | 24095 | 0:26 | 0:26 | 1 | 0
Mayo | 229040 | HM0321 | GE HealthcareOptima MR450W 1.5T | GE Healthcare | MRI | Optima MR450W 1.5T | GE HealthCare | Optima MR450W 1.5T | Scanning System MRI;MRI Full Body | HTM Supported | 24095 | 0:26 | 0:25 | 1 | 0
Mayo | 229042 | HM0354 | GE HealthcareOptima MR450W 1.5T | GE Healthcare | MRI | Optima MR450W 1.5T | GE HealthCare | Optima MR450W 1.5T | Scanning System MRI;MRI Full Body | HTM Supported | 24095 | 0:26 | 0:25 | 1 | 0
Mayo | 229043 | HM0387 | GE HealthcareOptima MR450W 1.5T | GE Healthcare | MRI | Optima MR450W 1.5T | GE HealthCare | Optima MR450W 1.5T | Scanning System MRI;MRI Full Body | HTM Supported | 24095 | 0:26 | 0:25 | 1 | 0
Mayo | 229044 | HM0380 | GE HealthcareOptima MR450W 1.5T | GE Healthcare | MRI | Optima MR450W 1.5T | GE HealthCare | Optima MR450W 1.5T | Scanning System MRI;MRI Full Body | HTM Supported | 24095 | 0:26 | 0:25 | 1 | 0
Mayo | 229045 | HM0502 | GE HealthcareOptima MR450W 1.5T | GE Healthcare | MRI | Optima MR450W 1.5T | GE HealthCare | Optima MR450W 1.5T | Scanning System MRI;MRI Full Body | HTM Supported | 24095 | 0:26 | 0:25 | 1 | 0
Mayo | 229053 | HM1300 | GE HealthcareOptima MR450W 1.5T | GE Healthcare | MRI | Optima MR450W 1.5T | GE HealthCare | Optima MR450W 1.5T | Scanning System MRI;MRI Full Body | HTM Supported | 24095 | 0:26 | 0:25 | 1 | 0
Mayo | 529241 | HM1186 | GE HealthcareOptima MR450W 1.5T | GE Healthcare | MRI | Optima MR450W 1.5T | GE HealthCare | Optima MR450W 1.5T | Scanning System MRI;MRI Full Body | HTM Supported | 24095 | 0:26 | 0:25 | 1 | 0
Mayo | 544289 | HM1623 | GE HealthcareOptima MR450W 1.5T | GE Healthcare | MRI | Optima MR450W 1.5T | GE HealthCare | Optima MR450W 1.5T | Scanning System MRI;MRI Full Body | HTM Supported | 24095 | 0:26 | 0:25 | 1 | 0
Mayo | 1004372 | PM0749 | GE HealthcareSIGNA Artist | GE Healthcare | MRI | SIGNA Artist | GE HealthCare | SIGNA Artist 1.5T | Scanning System MRI;MRI Full Body | HTM Supported Shared Service | 24095 | 0:26 | 0:25 | 1 | 0
Mayo | 1020321 | PM0430 | GE HealthcareSIGNA Artist | GE Healthcare | MRI | SIGNA Artist | GE HealthCare | SIGNA Artist 1.5T | Scanning System MRI;MRI Full Body | Shared Service Shared Service | 24095 | 0:26 | 0:25 | 1 | 0
Mayo | 1045974 | PM0935 | GE HealthcareSIGNA Artist | GE Healthcare | MRI | SIGNA Artist | GE HealthCare | SIGNA Artist 1.5T | Scanning System MRI;MRI Full Body | HTM Supported Shared Service | 24095 | 0:26 | 0:25 | 1 | 0
Mayo | 1046092 | PM0340 | GE HealthcareSIGNA Artist | GE Healthcare | MRI | SIGNA Artist | GE HealthCare | SIGNA Artist 1.5T | Scanning System MRI;MRI Full Body | HTM Supported | 24095 | 0:26 | 0:25 | 1 | 0
Mayo | 1050676 | PM0332 | GE HealthcareSIGNA Artist | GE Healthcare | MRI | SIGNA Artist | GE HealthCare | SIGNA Artist 1.5T | Scanning System MRI;MRI Full Body | Vendor Supported | 24095 | 0:26 | 0:25 | 1 | 0
Mayo | 1114440 | PM0924 | GE HealthcareSIGNA Artist | GE Healthcare | MRI | SIGNA Artist | GE HealthCare | SIGNA Artist 1.5T | Scanning System MRI;MRI Full Body | HTM Supported Shared Service | 24095 | 0:26 | 0:26 | 1 | 0
Mayo | 1114463 | PM1245 | GE HealthcareSIGNA Artist | GE Healthcare | MRI | SIGNA Artist | GE HealthCare | SIGNA Artist 1.5T | Scanning System MRI;MRI Full Body | HTM Supported | 24095 | 0:26 | 0:26 | 1 | 0
Mayo | 1254891 | PM1429 | GE HealthcareSIGNA Artist | GE Healthcare | MRI | SIGNA Artist | GE HealthCare | SIGNA Artist 1.5T | Scanning System MRI;MRI Full Body | HTM Supported | 24095 | 0:26 | 0:26 | 1 | 0
Mayo | 229063 | HM1869 | GE HealthcareSIGNA Artist | GE Healthcare | MRI | SIGNA Artist | GE HealthCare | SIGNA Artist 1.5T | Scanning System MRI;MRI Full Body | HTM Supported | 24095 | 0:26 | 0:25 | 1 | 0
Mayo | 514445 | HM2114 | GE HealthcareSIGNA Artist | GE Healthcare | MRI | SIGNA Artist | GE HealthCare | SIGNA Artist 1.5T | Scanning System MRI;MRI Full Body | HTM Supported | 24095 | 0:26 | 0:25 | 1 | 0
Mayo | 538029 | CZC5330ZBV | GE HealthcareDiscovery 670 PRO Evolution NM CT | GE Healthcare | SPECT | Discovery 670 PRO Evolution NM CT | GE HealthCare | Discovery 670 PRO Evolution NM CT | Scanning System NM;CT/SPECT | HTM Supported | 24095 | 0:26 | 0:25 | 1 | 0
Mayo | 544355 | DDRW34004 | GE HealthcareDiscovery 670 PRO Evolution NM CT | GE Healthcare | SPECT | Discovery 670 PRO Evolution NM CT | GE HealthCare | Discovery 670 PRO Evolution NM CT | Scanning System NM;CT/SPECT | HTM Supported | 24095 | 0:26 | 0:25 | 1 | 0
Mayo | 1114233 | 850B61127 | GE HealthcareDiscovery NM/CT 850 | GE Healthcare | SPECT | Discovery NM/CT 850 | GE HealthCare | Discovery NM/CT 850 | Scanning System NM;CT/SPECT | HTM Supported Remote Support | 24095 | 0:26 | 0:26 | 1 | 0
Mayo | 1087624 | 860b62092 | GE HealthcareDiscovery NM/CT 860 | GE Healthcare | SPECT | Discovery NM/CT 860 | GE HealthCare | Discovery NM/CT 860 | Scanning System NM;CT/SPECT | Shared Service | 24095 | 0:26 | 0:26 | 1 | 0
Mayo | 1069915 | 870B64223 | GE HealthcareOptima NM | GE Healthcare | SPECT | Optima NM | GE HealthCare | Optima NM | Scanning System NM;CT/SPECT | HTM Supported | 24095 | 0:26 | 0:25 | 1 | 0
Mayo | 1127531 | 870D64465 | GE HealthcareOptima NM | GE Healthcare | SPECT | Optima NM | GE HealthCare | Optima NM | Scanning System NM;CT/SPECT | HTM Supported | 24095 | 0:26 | 0:26 | 1 | 0
Mayo | 1127532 | 870D64460 | GE HealthcareOptima NM | GE Healthcare | SPECT | Optima NM | GE HealthCare | Optima NM | Scanning System NM;CT/SPECT | HTM Supported | 24095 | 0:26 | 0:26 | 1 | 0
Mayo | 1316447 | NULL | GE HealthcareOptima NM | GE Healthcare | SPECT | Optima NM | GE HealthCare | Optima NM | Scanning System NM;CT/SPECT | #N/A | 24095 | 0:26 | 0:26 | 1 | 0
Mayo | 294132 | CZC6168LPS | GE HealthcareOptima NM | GE Healthcare | SPECT | Optima NM | GE HealthCare | Optima NM | Scanning System NM;CT/SPECT | HTM Supported | 24095 | 0:26 | 0:25 | 1 | 0
Mayo | 332600 | 870Y64040 | GE HealthcareOptima NM | GE Healthcare | SPECT | Optima NM | GE HealthCare | Optima NM | Scanning System NM;CT/SPECT | HTM Supported | 24095 | 0:26 | 0:25 | 1 | 0
Mayo | A033750 | 25079 | GE HealthcareOptima NM | GE Healthcare | SPECT | Optima NM | GE HealthCare | Optima NM | Scanning System NM;CT/SPECT | HTM Supported | 24095 | 0:26 | 0:26 | 1 | 0
Mayo | 1101301 | SGGB91022 | GE HealthcareStarGuide | GE Healthcare | SPECT | StarGuide | GE HealthCare | StarGuide | Scanning System NM;CT/SPECT | HTM Supported Shared Service | 24095 | 0:26 | 0:26 | 1 | 0
Mayo | A014890 | 16331 | GE HealthcareINFINIA HAWKEYE 4 | GE Healthcare | SPECT | INFINIA HAWKEYE 4 | GE HealthCare | Infinia Hawkeye | Scanning System NM;CT/SPECT | Shared Service | 24095 | 0:26 | 0:26 | 1 | 0
Mayo | 252887 | 8119 | GE HealthcareMILLENIUM MG | GE Healthcare | SPECT | MILLENIUM MG | GE HealthCare | Millennium MG | Scanning System NM;Gamma Camera Planar | HTM Supported | 24095 | 0:26 | 0:25 | 1 | 0
Mayo | 1004312 | 830Z60246 | GE HealthcareDiscovery NM 830 | GE Healthcare | SPECT | Discovery NM 830 | GE HealthCare | Discovery NM 830 | Scanning System NM;SPECT | HTM Supported Remote Support | 24095 | 0:26 | 0:25 | 1 | 0
Mayo | 1275179 | Pending | GE HealthcareDiscovery NM 830 | GE Healthcare | SPECT | Discovery NM 830 | GE HealthCare | Discovery NM 830 | Scanning System NM;SPECT | HTM Supported | 24095 | 0:26 | 0:26 | 1 | 0
Mayo | 511190 | 630W22751 | GE HealthcareDiscovery NM630 | GE Healthcare | SPECT | Discovery NM630 | GE HealthCare | Discovery NM630 | Scanning System NM;SPECT | HTM Supported | 24095 | 0:26 | 0:25 | 1 | 0
Mayo | 511193 | 630W22785 | GE HealthcareDiscovery NM630 | GE Healthcare | SPECT | Discovery NM630 | GE HealthCare | Discovery NM630 | Scanning System NM;SPECT | HTM Supported | 24095 | 0:26 | 0:25 | 1 | 0
Mayo | 555658 | 63GX50009 | GE HealthcareDiscovery NM630 | GE Healthcare | SPECT | Discovery NM630 | GE HealthCare | Discovery NM630 | Scanning System NM;SPECT | HTM Supported | 24095 | 0:26 | 0:25 | 1 | 0
Mayo | 196969 | 418287CN9 | GE HealthcareDiscovery 690XT | GE Healthcare | CT | Discovery 690XT | GE HealthCare | Discovery 690XT | Scanning System PET;PET/CT Full Body | HTM Supported | 24095 | 0:26 | 0:25 | 1 | 0
Mayo | 213314 | 436231CN5 | GE HealthcareDiscovery 710 | GE Healthcare | CT | Discovery 710 | GE HealthCare | Discovery 710 | Scanning System PET;PET/CT Full Body | HTM Supported | 24095 | 0:26 | 0:25 | 1 | 0
Mayo | 278813 | 438899CN7 | GE HealthcareDiscovery 710 | GE Healthcare | CT | Discovery 710 | GE HealthCare | Discovery 710 | Scanning System PET;PET/CT Full Body | HTM Supported | 24095 | 0:26 | 0:25 | 1 | 0
Mayo | 1064855 | C2W252200001PT | GE HealthcareDiscovery MI | GE Healthcare | CT | Discovery MI | GE HealthCare | Discovery MI | Scanning System PET;PET/CT Full Body | HTM Supported | 24095 | 0:26 | 0:25 | 1 | 0
Mayo | 1127530 | C2W302400001PT | GE HealthcareDiscovery MI | GE Healthcare | CT | Discovery MI | GE HealthCare | Discovery MI | Scanning System PET;PET/CT Full Body | Vendor Supported | 24095 | 0:26 | 0:26 | 1 | 0
Mayo | 330035 | 80071260295 | GE HealthcareDiscovery MI | GE Healthcare | CT | Discovery MI | GE HealthCare | Discovery MI | Scanning System PET;PET/CT Full Body | HTM Supported | 24095 | 0:26 | 0:25 | 1 | 0
Mayo | 379572 | COL251800007PT | GE HealthcareDiscovery MI | GE Healthcare | CT | Discovery MI | GE HealthCare | Discovery MI | Scanning System PET;PET/CT Full Body | Shared Service | 24095 | 0:26 | 0:25 | 1 | 0
Mayo | 540022 | 447315CN3 | GE HealthcareDiscovery MI | GE Healthcare | CT | Discovery MI | GE HealthCare | Discovery MI | Scanning System PET;PET/CT Full Body | HTM Supported | 24095 | 0:26 | 0:25 | 1 | 0
Mayo | 553539 | 449585CN9 | GE HealthcareDiscovery MI | GE Healthcare | CT | Discovery MI | GE HealthCare | Discovery MI | Scanning System PET;PET/CT Full Body | HTM Supported | 24095 | 0:26 | 0:25 | 1 | 0
Mayo | 561732 | 451994CN8 | GE HealthcareDiscovery MI | GE Healthcare | CT | Discovery MI | GE HealthCare | Discovery MI | Scanning System PET;PET/CT Full Body | HTM Supported | 24095 | 0:26 | 0:25 | 1 | 0
Mayo | 1046081 | 458888CN5 | GE HealthcareDiscovery MI DR | GE Healthcare | CT | Discovery MI DR | GE HealthCare | Discovery MI DR | Scanning System PET;PET/CT Full Body | HTM Supported | 24095 | 0:26 | 0:25 | 1 | 0
Mayo | 294941 | 449057CN9 | GE HealthcareDiscovery MI DR | GE Healthcare | CT | Discovery MI DR | GE HealthCare | Discovery MI DR | Scanning System PET;PET/CT Full Body | HTM Supported | 24095 | 0:26 | 0:25 | 1 | 0
Mayo | 104790 | AN2054D3 | Guidant CorpIndico 100 | Guidant Corp | Fixed X-Ray | Indico 100 | Guidant Corp | Indico 100 | Radiographic System;Radiographic Unit | HTM Supported | 24095 | 0:26 | 0:25 | 1 | 0
Mayo | 104791 | AN 2059D3 | Guidant CorpIndico 100 | Guidant Corp | Fixed X-Ray | Indico 100 | Guidant Corp | Indico 100 | Radiographic System;Radiographic Unit | HTM Supported | 24095 | 0:26 | 0:25 | 1 | 0
Mayo | 116015 | AN 205003 | Guidant CorpIndico 100 | Guidant Corp | Fixed X-Ray | Indico 100 | Guidant Corp | Indico 100 | Radiographic System;Radiographic Unit | HTM Supported | 24095 | 0:26 | 0:25 | 1 | 0
Mayo | 116016 | J1900339K19 | Guidant CorpIndico IQ RF 80KW | Guidant Corp | Fixed X-Ray | Indico IQ RF 80KW | Guidant Corp | Indico IQ RF 80KW | Radiographic System;Radiographic Unit | HTM Supported | 24095 | 0:26 | 0:25 | 1 | 0
Mayo | 53896 | AE841 | Guidant CorpMILLENIA CPI | Guidant Corp | Fixed X-Ray | MILLENIA CPI | Guidant Corp | MILLENIA CPI | Radiographic System;Radiographic Unit | HTM Supported | 24095 | 0:26 | 0:25 | 1 | 0
Mayo | 157344 | 31975 | Hamilton Medical IncMinXray | Hamilton Medical Inc | Mobile X-Ray | MinXray | Hamilton Medical Inc | MinXray | Radiographic System;Radiographic Unit Mobile | HTM Supported | 24095 | 0:26 | 0:25 | 1 | 0
Mayo | 331019 | 301626M | Hologic; Inc.Horizon A | Hologic; Inc. | Fixed X-Ray | Horizon A | Hologic Inc | Horizon A | Radiographic System;Densitometers; Bone; X-Ray; Dual-Energy Absorptiometry | HTM Supported | 24095 | 0:26 | 0:25 | 1 | 0
Mayo | 331020 | 301676M | Hologic; Inc.Horizon A | Hologic; Inc. | Fixed X-Ray | Horizon A | Hologic Inc | Horizon A | Radiographic System;Densitometers; Bone; X-Ray; Dual-Energy Absorptiometry | HTM Supported | 24095 | 0:26 | 0:25 | 1 | 0
Mayo | 1007125 | 3DM160101252 | Hologic; Inc.3Dimensions | Hologic; Inc. | Mammography X-Ray | 3Dimensions | Hologic Inc | 3Dimensions | Radiographic System;Mammography | HTM Supported Site License only | 24095 | 0:26 | 0:25 | 1 | 0
Mayo | 1018085 | 3DM160101530 | Hologic; Inc.3Dimensions | Hologic; Inc. | Mammography X-Ray | 3Dimensions | Hologic Inc | 3Dimensions | Radiographic System;Mammography | HTM Supported | 24095 | 0:26 | 0:25 | 1 | 0
Mayo | 312391 | 81012111213 | Hologic; Inc.Dimensions 3D 5000 | Hologic; Inc. | Mammography X-Ray | Dimensions 3D 5000 | Hologic Inc | Dimensions 3D 5000 | Radiographic System;Mammography | HTM Supported | 24095 | 0:26 | 0:25 | 1 | 0
Mayo | 505121 | 81003154589 | Hologic; Inc.Dimensions 3D 5000 | Hologic; Inc. | Mammography X-Ray | Dimensions 3D 5000 | Hologic Inc | Dimensions 3D 5000 | Radiographic System;Mammography | HTM Supported | 24095 | 0:26 | 0:25 | 1 | 0
Mayo | 505802 | 81003154524 | Hologic; Inc.Dimensions 3D 5000 | Hologic; Inc. | Mammography X-Ray | Dimensions 3D 5000 | Hologic Inc | Dimensions 3D 5000 | Radiographic System;Mammography | HTM Supported | 24095 | 0:26 | 0:25 | 1 | 0
Mayo | 1026000 | SDM131501395 | Hologic; Inc.Dimensions 3D 6000 | Hologic; Inc. | Mammography X-Ray | Dimensions 3D 6000 | Hologic Inc | Dimensions 3D 6000 | Radiographic System;Mammography | HTM Supported | 24095 | 0:26 | 0:25 | 1 | 0
Mayo | 1034786 | SDM131501365 | Hologic; Inc.Dimensions 3D 6000 | Hologic; Inc. | Mammography X-Ray | Dimensions 3D 6000 | Hologic Inc | Dimensions 3D 6000 | Radiographic System;Mammography | HTM Supported | 24095 | 0:26 | 0:25 | 1 | 0
Mayo | 249796 | SDM131500891 | Hologic; Inc.Dimensions 3D 6000 | Hologic; Inc. | Mammography X-Ray | Dimensions 3D 6000 | Hologic Inc | Dimensions 3D 6000 | Radiographic System;Mammography | HTM Supported | 24095 | 0:26 | 0:25 | 1 | 0
Mayo | 441253 | SDM131500887 | Hologic; Inc.Dimensions 3D 6000 | Hologic; Inc. | Mammography X-Ray | Dimensions 3D 6000 | Hologic Inc | Dimensions 3D 6000 | Radiographic System;Mammography | HTM Supported | 24095 | 0:26 | 0:25 | 1 | 0
Mayo | 466730 | 81002166310 | Hologic; Inc.Dimensions 3D 6000 | Hologic; Inc. | Mammography X-Ray | Dimensions 3D 6000 | Hologic Inc | Dimensions 3D 6000 | Radiographic System;Mammography | HTM Supported | 24095 | 0:26 | 0:25 | 1 | 0
Mayo | 470540 | SDM131500724 | Hologic; Inc.Dimensions 3D 6000 | Hologic; Inc. | Mammography X-Ray | Dimensions 3D 6000 | Hologic Inc | Dimensions 3D 6000 | Radiographic System;Mammography | HTM Supported | 24095 | 0:26 | 0:25 | 1 | 0
Mayo | 470542 | SDM131500734 | Hologic; Inc.Dimensions 3D 6000 | Hologic; Inc. | Mammography X-Ray | Dimensions 3D 6000 | Hologic Inc | Dimensions 3D 6000 | Radiographic System;Mammography | HTM Supported | 24095 | 0:26 | 0:25 | 1 | 0
Mayo | 511858 | SDM131500706 | Hologic; Inc.Dimensions 3D 6000 | Hologic; Inc. | Mammography X-Ray | Dimensions 3D 6000 | Hologic Inc | Dimensions 3D 6000 | Radiographic System;Mammography | HTM Supported | 24095 | 0:26 | 0:25 | 1 | 0
Mayo | 511864 | 3DM160100411 | Hologic; Inc.Dimensions 3D 6000 | Hologic; Inc. | Mammography X-Ray | Dimensions 3D 6000 | Hologic Inc | Dimensions 3D 6000 | Radiographic System;Mammography | HTM Supported | 24095 | 0:26 | 0:25 | 1 | 0
Mayo | 511865 | 3DM160100438 | Hologic; Inc.Dimensions 3D 6000 | Hologic; Inc. | Mammography X-Ray | Dimensions 3D 6000 | Hologic Inc | Dimensions 3D 6000 | Radiographic System;Mammography | HTM Supported | 24095 | 0:26 | 0:25 | 1 | 0
Mayo | 199939 | 81008132545 | Hologic; Inc.Dimensions 3D 8000 | Hologic; Inc. | Mammography X-Ray | Dimensions 3D 8000 | Hologic Inc | Dimensions 3D 8000 | Radiographic System;Mammography | HTM Supported | 24095 | 0:26 | 0:25 | 1 | 0
Mayo | 199969 | 81009132678 | Hologic; Inc.Dimensions 3D 8000 | Hologic; Inc. | Mammography X-Ray | Dimensions 3D 8000 | Hologic Inc | Dimensions 3D 8000 | Radiographic System;Mammography | HTM Supported | 24095 | 0:26 | 0:25 | 1 | 0
Mayo | 249650 | 81006143531 | Hologic; Inc.Dimensions 3D 8000 | Hologic; Inc. | Mammography X-Ray | Dimensions 3D 8000 | Hologic Inc | Dimensions 3D 8000 | Radiographic System;Mammography | HTM Supported | 24095 | 0:26 | 0:25 | 1 | 0
Mayo | 249651 | 81007143633 | Hologic; Inc.Dimensions 3D 8000 | Hologic; Inc. | Mammography X-Ray | Dimensions 3D 8000 | Hologic Inc | Dimensions 3D 8000 | Radiographic System;Mammography | HTM Supported | 24095 | 0:26 | 0:25 | 1 | 0
Mayo | 278712 | 81010155591 | Hologic; Inc.Dimensions 3D 8000 | Hologic; Inc. | Mammography X-Ray | Dimensions 3D 8000 | Hologic Inc | Dimensions 3D 8000 | Radiographic System;Mammography | HTM Supported | 24095 | 0:26 | 0:25 | 1 | 0
Mayo | 1007112 | BB5SU2100020HL | OEC Medical Systems (GE Healthcare)OEC Elite Miniview | OEC Medical Systems (GE Healthcare) | Mobile C-arm | OEC Elite Miniview | GE HealthCare | OEC Elite Miniview | Radiographic System;Radiographic/Fluoroscopic Unit; Mobile Mini | HTM Supported | 24095 | 0:26 | 0:25 | 1 | 0
Mayo | 1014225 | BB5SU2000163 | OEC Medical Systems (GE Healthcare)OEC Elite Miniview | OEC Medical Systems (GE Healthcare) | Mobile C-arm | OEC Elite Miniview | GE HealthCare | OEC Elite Miniview | Radiographic System;Radiographic/Fluoroscopic Unit; Mobile Mini | HTM Supported HTM Risk Pool | 24095 | 0:26 | 0:25 | 1 | 0
Mayo | 1046069 | BB5SD2200305HL | OEC Medical Systems (GE Healthcare)OEC Elite Miniview | OEC Medical Systems (GE Healthcare) | Mobile C-arm | OEC Elite Miniview | GE HealthCare | OEC Elite Miniview | Radiographic System;Radiographic/Fluoroscopic Unit; Mobile Mini | HTM Supported No Service Agreement Needed (T&M) | 24095 | 0:26 | 0:25 | 1 | 0
Mayo | 216483 | 86-1892 | OEC Medical Systems (GE Healthcare)OEC Elite MiniView 6800 | OEC Medical Systems (GE Healthcare) | Mobile C-arm | OEC Elite MiniView 6800 | GE HealthCare | OEC Elite MiniView 6800 | Radiographic System;Radiographic/Fluoroscopic Unit; Mobile Mini | HTM Supported | 24095 | 0:26 | 0:25 | 1 | 0
Mayo | 71706 | 86-1241 | OEC Medical Systems (GE Healthcare)OEC Elite MiniView 6800 | OEC Medical Systems (GE Healthcare) | Mobile C-arm | OEC Elite MiniView 6800 | GE HealthCare | OEC Elite MiniView 6800 | Radiographic System;Radiographic/Fluoroscopic Unit; Mobile Mini | HTM Supported | 24095 | 0:26 | 0:25 | 1 | 0
Mayo | 80421 | 86-1604 | OEC Medical Systems (GE Healthcare)OEC Elite MiniView 6800 | OEC Medical Systems (GE Healthcare) | Mobile C-arm | OEC Elite MiniView 6800 | GE HealthCare | OEC Elite MiniView 6800 | Radiographic System;Radiographic/Fluoroscopic Unit; Mobile Mini | HTM Supported | 24095 | 0:26 | 0:25 | 1 | 0
Mayo | 1158208 | BB5SE2400549HL | OEC Medical Systems (GE Healthcare)OEC MiniView MAX | OEC Medical Systems (GE Healthcare) | Mobile C-arm | OEC MiniView MAX | GE HealthCare | OEC MiniView MAX | Radiographic System;Radiographic/Fluoroscopic Unit; Mobile Mini | HTM Supported | 24095 | 0:26 | 0:26 | 1 | 0
Mayo | 1158209 | BB5SE2400548HL | OEC Medical Systems (GE Healthcare)OEC MiniView MAX | OEC Medical Systems (GE Healthcare) | Mobile C-arm | OEC MiniView MAX | GE HealthCare | OEC MiniView MAX | Radiographic System;Radiographic/Fluoroscopic Unit; Mobile Mini | HTM Supported | 24095 | 0:26 | 0:26 | 1 | 0
Mayo | 1175310 | BB5SE2400359HL | OEC Medical Systems (GE Healthcare)OEC MiniView MAX | OEC Medical Systems (GE Healthcare) | Mobile C-arm | OEC MiniView MAX | GE HealthCare | OEC MiniView MAX | Radiographic System;Radiographic/Fluoroscopic Unit; Mobile Mini | HTM Supported | 24095 | 0:26 | 0:26 | 1 | 0
Mayo | 213204 | 303911HM2 | GE HealthcareDiscovery CT590 RT | GE Healthcare | CT | Discovery CT590 RT | GE HealthCare | Discovery CT590 RT | Scanning System CT;CT Full Body | HTM Supported | 24095 | 0:26 | 0:25 | 1 | 0
Mayo | 294715 | 462653HM7 | GE HealthcareDiscovery CT590 RT | GE Healthcare | CT | Discovery CT590 RT | GE HealthCare | Discovery CT590 RT | Scanning System CT;CT Full Body | HTM Supported | 24095 | 0:26 | 0:25 | 1 | 0
Mayo | 312380 | 507379DRT | GE HealthcareDiscovery CT590 RT | GE Healthcare | CT | Discovery CT590 RT | GE HealthCare | Discovery CT590 RT | Scanning System CT;CT Full Body | HTM Supported | 24095 | 0:26 | 0:25 | 1 | 0
Mayo | 440183 | 507645DRT | GE HealthcareDiscovery CT590 RT | GE Healthcare | CT | Discovery CT590 RT | GE HealthCare | Discovery CT590 RT | Scanning System CT;CT Full Body | HTM Supported | 24095 | 0:26 | 0:25 | 1 | 0
Mayo | 510886 | GST2146709 | GE HealthcareDiscovery CT590 RT | GE Healthcare | CT | Discovery CT590 RT | GE HealthCare | Discovery CT590 RT | Scanning System CT;CT Full Body | HTM Supported | 24095 | 0:26 | 0:25 | 1 | 0
Mayo | 529238 | 415154HM4 | GE HealthcareDiscovery CT590 RT | GE Healthcare | CT | Discovery CT590 RT | GE HealthCare | Discovery CT590 RT | Scanning System CT;CT Full Body | HTM Supported | 24095 | 0:26 | 0:25 | 1 | 0
Mayo | 1158196 | R0454 | GE HealthcareSIGNA HDxt 1.5T | GE Healthcare | MRI | SIGNA HDxt 1.5T | GE HealthCare | SIGNA HDxt 1.5T | Scanning System MRI;MRI Full Body | Vendor Supported No Service Agreement Needed (T&M) | 24095 | 0:26 | 0:26 | 1 | 0
Mayo | 1275103 | 269366 | GE HealthcareSIGNA HDxt 1.5T | GE Healthcare | MRI | SIGNA HDxt 1.5T | GE HealthCare | SIGNA HDxt 1.5T | Scanning System MRI;MRI Full Body | Vendor Supported | 24095 | 0:26 | 0:26 | 1 | 0
Mayo | 297350 | R7871 | GE HealthcareSIGNA HDxt 1.5T | GE Healthcare | MRI | SIGNA HDxt 1.5T | GE HealthCare | SIGNA HDxt 1.5T | Scanning System MRI;MRI Full Body | Vendor Supported | 24095 | 0:26 | 0:25 | 1 | 0
Mayo | 312316 | R9600 | GE HealthcareSIGNA HDxt 1.5T | GE Healthcare | MRI | SIGNA HDxt 1.5T | GE HealthCare | SIGNA HDxt 1.5T | Scanning System MRI;MRI Full Body | HTM Supported | 24095 | 0:26 | 0:25 | 1 | 0
Mayo | 400702 | R5482 | GE HealthcareSIGNA HDxt 1.5T | GE Healthcare | MRI | SIGNA HDxt 1.5T | GE HealthCare | SIGNA HDxt 1.5T | Scanning System MRI;MRI Full Body | Vendor Supported | 24095 | 0:26 | 0:25 | 1 | 0
Mayo | 400740 | R4101 | GE HealthcareSIGNA HDxt 1.5T | GE Healthcare | MRI | SIGNA HDxt 1.5T | GE HealthCare | SIGNA HDxt 1.5T | Scanning System MRI;MRI Full Body | Vendor Supported | 24095 | 0:26 | 0:25 | 1 | 0
Mayo | 400742 | R4739 | GE HealthcareSIGNA HDxt 1.5T | GE Healthcare | MRI | SIGNA HDxt 1.5T | GE HealthCare | SIGNA HDxt 1.5T | Scanning System MRI;MRI Full Body | Vendor Supported | 24095 | 0:26 | 0:25 | 1 | 0
Mayo | 512467 | R2288 | GE HealthcareSIGNA HDxt 1.5T | GE Healthcare | MRI | SIGNA HDxt 1.5T | GE HealthCare | SIGNA HDxt 1.5T | Scanning System MRI;MRI Full Body | Vendor Supported | 24095 | 0:26 | 0:25 | 1 | 0
Mayo | A020270 | R6064 | GE HealthcareSIGNA HDxt 1.5T | GE Healthcare | MRI | SIGNA HDxt 1.5T | GE HealthCare | SIGNA HDxt 1.5T | Scanning System MRI;MRI Full Body | HTM Supported | 24095 | 0:26 | 0:26 | 1 | 0
Mayo | 129032 | R3467 | GE HealthcareSIGNA HDxt TWINSPEED 1.5T | GE Healthcare | MRI | SIGNA HDxt TWINSPEED 1.5T | GE HealthCare | SIGNA HDxt TWINSPEED 1.5T | Scanning System MRI;MRI Full Body | HTM Supported | 24095 | 0:26 | 0:25 | 1 | 0
Mayo | 1004367 | UA1723 | GE HealthcareSIGNA Premier 3.0T | GE Healthcare | MRI | SIGNA Premier 3.0T | GE HealthCare | SIGNA Premier 3.0T | Scanning System MRI;MRI Full Body | HTM Supported No Service Agreement Needed (T&M) | 24095 | 0:26 | 0:25 | 1 | 0
Mayo | 1004369 | UA1860 | GE HealthcareSIGNA Premier 3.0T | GE Healthcare | MRI | SIGNA Premier 3.0T | GE HealthCare | SIGNA Premier 3.0T | Scanning System MRI;MRI Full Body | HTM Supported | 24095 | 0:26 | 0:25 | 1 | 0
Mayo | 1004371 | UA2040 | GE HealthcareSIGNA Premier 3.0T | GE Healthcare | MRI | SIGNA Premier 3.0T | GE HealthCare | SIGNA Premier 3.0T | Scanning System MRI;MRI Full Body | HTM Supported Shared Service | 24095 | 0:26 | 0:25 | 1 | 0
Mayo | 1004373 | AR0051 | GE HealthcareSIGNA Premier 3.0T | GE Healthcare | MRI | SIGNA Premier 3.0T | GE HealthCare | SIGNA Premier 3.0T | Scanning System MRI;MRI Full Body | HTM Supported Shared Service | 24095 | 0:26 | 0:25 | 1 | 0
Mayo | 1254997 | 1254997 | Civco Medical Solutions610-1327 | Civco Medical Solutions | HEPA filtered ultrasound probe storage cabinet | 610-1327 | Civco Medical Solutions | 610-1327; | Cabinets;Racks; Ultrasound Procedure; Probe | HTM Supported | 24095 | 0:23 | 0:26 | 1 | 0
Mayo | 1172826 | 1172826 | Civco Medical Solutions610-1327 | Civco Medical Solutions | HEPA filtered ultrasound probe storage cabinet | 610-1327 | Civco Medical Solutions | 610-1327; | Cabinets;Racks; Ultrasound Procedure; Probe | HTM Supported | 24095 | 0:23 | 0:26 | 1 | 0
Mayo | 1172827 | 1172827 | Civco Medical Solutions610-1327 | Civco Medical Solutions | HEPA filtered ultrasound probe storage cabinet | 610-1327 | Civco Medical Solutions | 610-1327; | Cabinets;Racks; Ultrasound Procedure; Probe | HTM Supported | 24095 | 0:23 | 0:26 | 1 | 0
Mayo | 1255000 | 1255000 | Civco Medical Solutions610-1327 | Civco Medical Solutions | HEPA filtered ultrasound probe storage cabinet | 610-1327 | Civco Medical Solutions | 610-1327; | Cabinets;Racks; Ultrasound Procedure; Probe | HTM Supported | 24095 | 0:23 | 0:26 | 1 | 0
Mayo | 1122636 | 1122636 | Civco Medical Solutions610-1327 | Civco Medical Solutions | HEPA filtered ultrasound probe storage cabinet | 610-1327 | Civco Medical Solutions | 610-1327; | Cabinets;Racks; Ultrasound Procedure; Probe | HTM Supported | 24095 | 0:23 | 0:26 | 1 | 0
Mayo | 1122637 | 1122637 | Civco Medical Solutions610-1327 | Civco Medical Solutions | HEPA filtered ultrasound probe storage cabinet | 610-1327 | Civco Medical Solutions | 610-1327; | Cabinets;Racks; Ultrasound Procedure; Probe | HTM Supported | 24095 | 0:23 | 0:26 | 1 | 0
Mayo | 1125285 | 1125285 | Civco Medical Solutions610-1327 | Civco Medical Solutions | HEPA filtered ultrasound probe storage cabinet | 610-1327 | Civco Medical Solutions | 610-1327; | Cabinets;Racks; Ultrasound Procedure; Probe | HTM Supported | 24095 | 0:23 | 0:26 | 1 | 0
Mayo | 1125284 | 1125284 | Civco Medical Solutions610-1327 | Civco Medical Solutions | HEPA filtered ultrasound probe storage cabinet | 610-1327 | Civco Medical Solutions | 610-1327; | Cabinets;Racks; Ultrasound Procedure; Probe | HTM Supported | 24095 | 0:23 | 0:26 | 1 | 0
Mayo | 1169903 | 1169903 | Civco Medical Solutions610-1327 | Civco Medical Solutions | HEPA filtered ultrasound probe storage cabinet | 610-1327 | Civco Medical Solutions | 610-1327; | Cabinets;Racks; Ultrasound Procedure; Probe | HTM Supported | 24095 | 0:23 | 0:26 | 1 | 0
Mayo | 1107250 | 1107250 | Civco Medical Solutions610-1327 | Civco Medical Solutions | HEPA filtered ultrasound probe storage cabinet | 610-1327 | Civco Medical Solutions | 610-1327; | Cabinets;Racks; Ultrasound Procedure; Probe | HTM Supported | 24095 | 0:23 | 0:26 | 1 | 0
Mayo | 1107251 | 1107251 | Civco Medical Solutions610-1327 | Civco Medical Solutions | HEPA filtered ultrasound probe storage cabinet | 610-1327 | Civco Medical Solutions | 610-1327; | Cabinets;Racks; Ultrasound Procedure; Probe | HTM Supported | 24095 | 0:23 | 0:26 | 1 | 0
Mayo | 1078072 | 1078072 | Civco Medical SolutionsTEE Probe Cabinet 610-1323 | Civco Medical Solutions | HEPA filtered ultrasound probe storage cabinet | TEE Probe Cabinet 610-1323 | Civco Medical Solutions | TEE Probe Cabinet;610-1323 | Cabinets;Racks; Ultrasound Procedure; Probe | HTM Supported | 24095 | 0:23 | 0:26 | 1 | 0
Mayo | 1078071 | 1078071 | Civco Medical SolutionsTEE Probe Cabinet 610-1323 | Civco Medical Solutions | HEPA filtered ultrasound probe storage cabinet | TEE Probe Cabinet 610-1323 | Civco Medical Solutions | TEE Probe Cabinet;610-1323 | Cabinets;Racks; Ultrasound Procedure; Probe | HTM Supported | 24095 | 0:23 | 0:26 | 1 | 0
Mayo | 1078070 | 1078070 | Civco Medical SolutionsTEE Probe Cabinet 610-1323 | Civco Medical Solutions | HEPA filtered ultrasound probe storage cabinet | TEE Probe Cabinet 610-1323 | Civco Medical Solutions | TEE Probe Cabinet;610-1323 | Cabinets;Racks; Ultrasound Procedure; Probe | HTM Supported | 24095 | 0:23 | 0:26 | 1 | 0
Mayo | 568699 | 568699 | Civco Medical SolutionsTEE Probe Cabinet 610-1323 | Civco Medical Solutions | HEPA filtered ultrasound probe storage cabinet | TEE Probe Cabinet 610-1323 | Civco Medical Solutions | TEE Probe Cabinet;610-1323 | Cabinets;Racks; Ultrasound Procedure; Probe | HTM Supported | 24095 | 0:23 | 0:25 | 1 | 0
Mayo | 568697 | 568697 | Civco Medical SolutionsTEE Probe Cabinet 610-1323 | Civco Medical Solutions | HEPA filtered ultrasound probe storage cabinet | TEE Probe Cabinet 610-1323 | Civco Medical Solutions | TEE Probe Cabinet;610-1323 | Cabinets;Racks; Ultrasound Procedure; Probe | HTM Supported | 24095 | 0:23 | 0:25 | 1 | 0
Mayo | 329667 | 329667 | Civco Medical SolutionsTEE Probe Cabinet 610-1323 | Civco Medical Solutions | HEPA filtered ultrasound probe storage cabinet | TEE Probe Cabinet 610-1323 | Civco Medical Solutions | TEE Probe Cabinet;610-1323 | Cabinets;Racks; Ultrasound Procedure; Probe | HTM Supported | 24095 | 0:23 | 0:25 | 1 | 0
Mayo | 1278798 | 1278798 | Solaire MedicalEvolve | Solaire Medical | HEPA filtered ultrasound probe storage cabinet | Evolve | Solaire Medical | Evolve; | Cabinets;Racks; Ultrasound Procedure; Probe | HTM Supported | 24095 | 0:23 | 0:26 | 1 | 0
Mayo | 1003448 | 1003448 | Solaire MedicalEvolve | Solaire Medical | HEPA filtered ultrasound probe storage cabinet | Evolve | Solaire Medical | Evolve; | Cabinets;Racks; Ultrasound Procedure; Probe | HTM Supported | 24095 | 0:23 | 0:25 | 1 | 0
Mayo | 1012417 | 1012417 | Solaire MedicalEvolve | Solaire Medical | HEPA filtered ultrasound probe storage cabinet | Evolve | Solaire Medical | Evolve; | Cabinets;Racks; Ultrasound Procedure; Probe | HTM Supported | 24095 | 0:23 | 0:25 | 1 | 0
Mayo | 1075176 | 1075176 | Solaire MedicalEvolve | Solaire Medical | HEPA filtered ultrasound probe storage cabinet | Evolve | Solaire Medical | Evolve; | Cabinets;Racks; Ultrasound Procedure; Probe | HTM Supported | 24095 | 0:23 | 0:25 | 1 | 0
Mayo | 1007917 | 1007917 | Solaire MedicalEvolve | Solaire Medical | HEPA filtered ultrasound probe storage cabinet | Evolve | Solaire Medical | Evolve; | Cabinets;Racks; Ultrasound Procedure; Probe | HTM Supported | 24095 | 0:23 | 0:25 | 1 | 0
Mayo | 1007918 | 1007918 | Solaire MedicalEvolve | Solaire Medical | HEPA filtered ultrasound probe storage cabinet | Evolve | Solaire Medical | Evolve; | Cabinets;Racks; Ultrasound Procedure; Probe | HTM Supported | 24095 | 0:23 | 0:25 | 1 | 0
Mayo | 1008585 | 1008585 | Solaire MedicalEvolve | Solaire Medical | HEPA filtered ultrasound probe storage cabinet | Evolve | Solaire Medical | Evolve; | Cabinets;Racks; Ultrasound Procedure; Probe | HTM Supported | 24095 | 0:23 | 0:25 | 1 | 0
Mayo | 656659 | 656659 | Getinge/Castle IncSterilizer 533HC-E | Getinge/Castle Inc | Sterilizer | Sterilizer 533HC-E | Getinge/Castle Inc | Sterilizer;533HC-E | Sterilizer;Steam | HTM Supported | 24095 | 0:23 | 0:25 | 1 | 0
Mayo | 656454 | 656454 | Getinge/Castle IncSterilizer 633HC | Getinge/Castle Inc | Sterilizer | Sterilizer 633HC | Getinge/Castle Inc | Sterilizer;633HC | Sterilizer;Steam | HTM Supported | 24095 | 0:23 | 0:25 | 1 | 0
Mayo | 656452 | 656452 | Getinge/Castle IncSterilizer 733HC-E | Getinge/Castle Inc | Sterilizer | Sterilizer 733HC-E | Getinge/Castle Inc | Sterilizer;733HC-E | Sterilizer;Steam | HTM Supported | 24095 | 0:23 | 0:25 | 1 | 0
Mayo | 656493 | 656493 | Getinge/Castle IncSterilizer 433HC-E | Getinge/Castle Inc | Sterilizer | Sterilizer 433HC-E | Getinge/Castle Inc | Sterilizer;433HC-E | Sterilizer;Steam | HTM Supported | 24095 | 0:23 | 0:25 | 1 | 0
Mayo | 656451 | 656451 | Getinge/Castle IncSterilizer 733HC-E | Getinge/Castle Inc | Sterilizer | Sterilizer 733HC-E | Getinge/Castle Inc | Sterilizer;733HC-E | Sterilizer;Steam | HTM Supported | 24095 | 0:23 | 0:25 | 1 | 0
Mayo | 656492 | 656492 | Getinge/Castle IncSterilizer 433HC | Getinge/Castle Inc | Sterilizer | Sterilizer 433HC | Getinge/Castle Inc | Sterilizer;433HC | Sterilizer;Steam | HTM Supported | 24095 | 0:23 | 0:25 | 1 | 0
Mayo | 656494 | 656494 | Getinge/Castle IncSterilizer 433HC | Getinge/Castle Inc | Sterilizer | Sterilizer 433HC | Getinge/Castle Inc | Sterilizer;433HC | Sterilizer;Steam | HTM Supported | 24095 | 0:23 | 0:25 | 1 | 0
Mayo | 656453 | 656453 | Getinge/Castle IncSterilizer 733HC-E | Getinge/Castle Inc | Sterilizer | Sterilizer 733HC-E | Getinge/Castle Inc | Sterilizer;733HC-E | Sterilizer;Steam | HTM Supported | 24095 | 0:23 | 0:25 | 1 | 0
Mayo | 656455 | 656455 | Getinge/Castle IncSterilizer 633HC | Getinge/Castle Inc | Sterilizer | Sterilizer 633HC | Getinge/Castle Inc | Sterilizer;633HC | Sterilizer;Steam | HTM Supported | 24095 | 0:23 | 0:25 | 1 | 0
Mayo | 642009 | 642009 | Getinge/Castle Inc533LS-E | Getinge/Castle Inc | Sterilizer | 533LS-E | Getinge/Castle Inc | 533LS-E; | Sterilizer;Steam | HTM Supported | 24095 | 0:23 | 0:25 | 1 | 0
Mayo | 643806 | 643806 | Getinge/Castle IncSterilizer 533HC | Getinge/Castle Inc | Sterilizer | Sterilizer 533HC | Getinge/Castle Inc | Sterilizer;533HC | Sterilizer;Steam | HTM Supported | 24095 | 0:23 | 0:25 | 1 | 0
Mayo | 630343 | 630343 | Getinge/Castle IncSterilizer 433HC | Getinge/Castle Inc | Sterilizer | Sterilizer 433HC | Getinge/Castle Inc | Sterilizer;433HC | Sterilizer;Steam | HTM Supported | 24095 | 0:23 | 0:25 | 1 | 0
Mayo | 440540 | 440540 | Getinge/Castle IncSterilizer 733HC | Getinge/Castle Inc | Sterilizer | Sterilizer 733HC | Getinge/Castle Inc | Sterilizer;733HC | Sterilizer;Steam | HTM Supported | 24095 | 0:23 | 0:25 | 1 | 0
Mayo | 630299 | 630299 | Getinge/Castle IncSterilizer 733HC-E | Getinge/Castle Inc | Sterilizer | Sterilizer 733HC-E | Getinge/Castle Inc | Sterilizer;733HC-E | Sterilizer;Steam | HTM Supported | 24095 | 0:23 | 0:25 | 1 | 0
Mayo | 440539 | 440539 | Getinge/Castle IncSterilizer 733HC | Getinge/Castle Inc | Sterilizer | Sterilizer 733HC | Getinge/Castle Inc | Sterilizer;733HC | Sterilizer;Steam | HTM Supported | 24095 | 0:23 | 0:25 | 1 | 0
Mayo | 440325 | 440325 | Getinge/Castle IncSterilizer 733HC-E | Getinge/Castle Inc | Sterilizer | Sterilizer 733HC-E | Getinge/Castle Inc | Sterilizer;733HC-E | Sterilizer;Steam | HTM Supported | 24095 | 0:23 | 0:25 | 1 | 0
Mayo | 110624 | 110624 | Getinge/Castle IncSterilizer 533HC | Getinge/Castle Inc | Sterilizer | Sterilizer 533HC | Getinge/Castle Inc | Sterilizer;533HC | Sterilizer;Steam | HTM Supported | 24095 | 0:23 | 0:25 | 1 | 0
Mayo | 271354 | 271354 | Getinge/Castle IncSterilizer 733HC | Getinge/Castle Inc | Sterilizer | Sterilizer 733HC | Getinge/Castle Inc | Sterilizer;733HC | Sterilizer;Steam | HTM Supported | 24095 | 0:23 | 0:25 | 1 | 0
Mayo | 271356 | 271356 | Getinge/Castle IncSterilizer 733HC | Getinge/Castle Inc | Sterilizer | Sterilizer 733HC | Getinge/Castle Inc | Sterilizer;733HC | Sterilizer;Steam | HTM Supported | 24095 | 0:23 | 0:25 | 1 | 0
Mayo | 271355 | 271355 | Getinge/Castle IncSterilizer 733HC | Getinge/Castle Inc | Sterilizer | Sterilizer 733HC | Getinge/Castle Inc | Sterilizer;733HC | Sterilizer;Steam | HTM Supported | 24095 | 0:23 | 0:25 | 1 | 0
Mayo | 256093 | 256093 | Getinge/Castle IncSterilizer 633HC | Getinge/Castle Inc | Sterilizer | Sterilizer 633HC | Getinge/Castle Inc | Sterilizer;633HC | Sterilizer;Steam | HTM Supported | 24095 | 0:23 | 0:25 | 1 | 0
Mayo | 262851 | 262851 | Getinge/Castle IncSterilizer 733HC-E | Getinge/Castle Inc | Sterilizer | Sterilizer 733HC-E | Getinge/Castle Inc | Sterilizer;733HC-E | Sterilizer;Steam | HTM Supported | 24095 | 0:23 | 0:25 | 1 | 0
Mayo | 256090 | 256090 | Getinge/Castle IncSterilizer 633HC | Getinge/Castle Inc | Sterilizer | Sterilizer 633HC | Getinge/Castle Inc | Sterilizer;633HC | Sterilizer;Steam | HTM Supported | 24095 | 0:23 | 0:25 | 1 | 0
Mayo | 256092 | 256092 | Getinge/Castle IncSterilizer 633HC | Getinge/Castle Inc | Sterilizer | Sterilizer 633HC | Getinge/Castle Inc | Sterilizer;633HC | Sterilizer;Steam | HTM Supported | 24095 | 0:23 | 0:25 | 1 | 0
Mayo | 256300 | 256300 | Getinge/Castle IncSterilizer 633HC | Getinge/Castle Inc | Sterilizer | Sterilizer 633HC | Getinge/Castle Inc | Sterilizer;633HC | Sterilizer;Steam | HTM Supported | 24095 | 0:23 | 0:25 | 1 | 0
Mayo | 316761 | 316761 | Getinge/Castle IncSterilizer 633HC | Getinge/Castle Inc | Sterilizer | Sterilizer 633HC | Getinge/Castle Inc | Sterilizer;633HC | Sterilizer;Steam | HTM Supported | 24095 | 0:23 | 0:25 | 1 | 0
Mayo | 271149 | 271149 | Getinge/Castle Inc533LS-E | Getinge/Castle Inc | Sterilizer | 533LS-E | Getinge/Castle Inc | 533LS-E; | Sterilizer;Steam | HTM Supported | 24095 | 0:23 | 0:25 | 1 | 0
Mayo | 212425 | 212425 | Getinge/Castle Inc522LS | Getinge/Castle Inc | Sterilizer | 522LS | Getinge/Castle Inc | 522LS; | Sterilizer;Steam | HTM Supported | 24095 | 0:23 | 0:25 | 1 | 0
Mayo | 316648 | 316648 | Getinge/Castle IncSterilizer 533HC | Getinge/Castle Inc | Sterilizer | Sterilizer 533HC | Getinge/Castle Inc | Sterilizer;533HC | Sterilizer;Steam | HTM Supported | 24095 | 0:23 | 0:25 | 1 | 0
Mayo | 316647 | 316647 | Getinge/Castle IncSterilizer 533HC | Getinge/Castle Inc | Sterilizer | Sterilizer 533HC | Getinge/Castle Inc | Sterilizer;533HC | Sterilizer;Steam | HTM Supported | 24095 | 0:23 | 0:25 | 1 | 0
Mayo | 287996 | 287996 | Getinge/Castle Inc533 | Getinge/Castle Inc | Sterilizer | 533 | Getinge/Castle Inc | 533; | Sterilizer;Steam | HTM Supported | 24095 | 0:23 | 0:25 | 1 | 0
Mayo | 311714 | 311714 | Getinge/Castle IncSterilizer 633HC | Getinge/Castle Inc | Sterilizer | Sterilizer 633HC | Getinge/Castle Inc | Sterilizer;633HC | Sterilizer;Steam | HTM Supported | 24095 | 0:23 | 0:25 | 1 | 0
Mayo | 191319 | 191319 | Getinge/Castle IncSterilizer 533HC | Getinge/Castle Inc | Sterilizer | Sterilizer 533HC | Getinge/Castle Inc | Sterilizer;533HC | Sterilizer;Steam | HTM Supported | 24095 | 0:23 | 0:25 | 1 | 0
Mayo | 239017 | 239017 | Getinge/Castle IncSterilizer 433HC | Getinge/Castle Inc | Sterilizer | Sterilizer 433HC | Getinge/Castle Inc | Sterilizer;433HC | Sterilizer;Steam | HTM Supported | 24095 | 0:23 | 0:25 | 1 | 0
Mayo | 235939 | 235939 | Getinge/Castle IncSterilizer 533HC | Getinge/Castle Inc | Sterilizer | Sterilizer 533HC | Getinge/Castle Inc | Sterilizer;533HC | Sterilizer;Steam | HTM Supported | 24095 | 0:23 | 0:25 | 1 | 0
Mayo | 169970 | 169970 | Getinge/Castle IncSterilizer 733HC | Getinge/Castle Inc | Sterilizer | Sterilizer 733HC | Getinge/Castle Inc | Sterilizer;733HC | Sterilizer;Steam | HTM Supported | 24095 | 0:23 | 0:25 | 1 | 0
Mayo | 169981 | 169981 | Getinge/Castle IncSterilizer 533HC | Getinge/Castle Inc | Sterilizer | Sterilizer 533HC | Getinge/Castle Inc | Sterilizer;533HC | Sterilizer;Steam | HTM Supported | 24095 | 0:23 | 0:25 | 1 | 0
Mayo | 198614 | 198614 | Getinge/Castle IncSterilizer 733HC | Getinge/Castle Inc | Sterilizer | Sterilizer 733HC | Getinge/Castle Inc | Sterilizer;733HC | Sterilizer;Steam | HTM Supported | 24095 | 0:23 | 0:25 | 1 | 0
Mayo | 209231 | 209231 | Getinge/Castle IncSterilizer 533HC | Getinge/Castle Inc | Sterilizer | Sterilizer 533HC | Getinge/Castle Inc | Sterilizer;533HC | Sterilizer;Steam | HTM Supported | 24095 | 0:23 | 0:25 | 1 | 0
Mayo | 288287 | 288287 | Getinge/Castle IncSterilizer 633HC | Getinge/Castle Inc | Sterilizer | Sterilizer 633HC | Getinge/Castle Inc | Sterilizer;633HC | Sterilizer;Steam | HTM Supported | 24095 | 0:23 | 0:25 | 1 | 0
Mayo | 288286 | 288286 | Getinge/Castle IncSterilizer 633HC | Getinge/Castle Inc | Sterilizer | Sterilizer 633HC | Getinge/Castle Inc | Sterilizer;633HC | Sterilizer;Steam | HTM Supported | 24095 | 0:23 | 0:25 | 1 | 0
Mayo | 108068 | 108068 | Getinge/Castle IncSterilizer 733HC | Getinge/Castle Inc | Sterilizer | Sterilizer 733HC | Getinge/Castle Inc | Sterilizer;733HC | Sterilizer;Steam | HTM Supported | 24095 | 0:23 | 0:25 | 1 | 0
Mayo | 184585 | 184585 | Getinge/Castle IncSterilizer 433HC | Getinge/Castle Inc | Sterilizer | Sterilizer 433HC | Getinge/Castle Inc | Sterilizer;433HC | Sterilizer;Steam | HTM Supported | 24095 | 0:23 | 0:25 | 1 | 0
Mayo | 174574 | 174574 | Getinge/Castle IncSterilizer 633HC | Getinge/Castle Inc | Sterilizer | Sterilizer 633HC | Getinge/Castle Inc | Sterilizer;633HC | Sterilizer;Steam | HTM Supported | 24095 | 0:23 | 0:25 | 1 | 0
Mayo | 174573 | 174573 | Getinge/Castle IncSterilizer 633HC | Getinge/Castle Inc | Sterilizer | Sterilizer 633HC | Getinge/Castle Inc | Sterilizer;633HC | Sterilizer;Steam | HTM Supported | 24095 | 0:23 | 0:25 | 1 | 0
Mayo | 174572 | 174572 | Getinge/Castle IncSterilizer 633HC | Getinge/Castle Inc | Sterilizer | Sterilizer 633HC | Getinge/Castle Inc | Sterilizer;633HC | Sterilizer;Steam | HTM Supported | 24095 | 0:23 | 0:25 | 1 | 0
Mayo | 144199 | 144199 | Getinge/Castle IncSterilizer 733HC | Getinge/Castle Inc | Sterilizer | Sterilizer 733HC | Getinge/Castle Inc | Sterilizer;733HC | Sterilizer;Steam | HTM Supported | 24095 | 0:23 | 0:25 | 1 | 0
Mayo | 144201 | 144201 | Getinge/Castle IncSterilizer 533HC | Getinge/Castle Inc | Sterilizer | Sterilizer 533HC | Getinge/Castle Inc | Sterilizer;533HC | Sterilizer;Steam | HTM Supported | 24095 | 0:23 | 0:25 | 1 | 0
Mayo | 169937 | 169937 | Getinge/Castle IncSterilizer 533HC | Getinge/Castle Inc | Sterilizer | Sterilizer 533HC | Getinge/Castle Inc | Sterilizer;533HC | Sterilizer;Steam | HTM Supported | 24095 | 0:23 | 0:25 | 1 | 0
Mayo | 122406 | 122406 | Getinge/Castle IncSterilizer 533HC | Getinge/Castle Inc | Sterilizer | Sterilizer 533HC | Getinge/Castle Inc | Sterilizer;533HC | Sterilizer;Steam | HTM Supported | 24095 | 0:23 | 0:25 | 1 | 0
Mayo | 122408 | 122408 | Getinge/Castle IncSterilizer 533HC | Getinge/Castle Inc | Sterilizer | Sterilizer 533HC | Getinge/Castle Inc | Sterilizer;533HC | Sterilizer;Steam | HTM Supported | 24095 | 0:23 | 0:25 | 1 | 0
Mayo | B-19174 | B-19175 | Getinge/Castle IncSterilizer 533HC | Getinge/Castle Inc | Sterilizer | Sterilizer 533HC | Getinge/Castle Inc | Sterilizer;533HC | Sterilizer;Steam | HTM Supported | 24095 | 0:23 | 0:26 | 1 | 0
Mayo | 109327 | 109327 | Getinge/Castle IncSterilizer 733HC | Getinge/Castle Inc | Sterilizer | Sterilizer 733HC | Getinge/Castle Inc | Sterilizer;733HC | Sterilizer;Steam | HTM Supported | 24095 | 0:23 | 0:25 | 1 | 0
Mayo | 109328 | 109328 | Getinge/Castle IncSterilizer 733HC | Getinge/Castle Inc | Sterilizer | Sterilizer 733HC | Getinge/Castle Inc | Sterilizer;733HC | Sterilizer;Steam | HTM Supported | 24095 | 0:23 | 0:25 | 1 | 0
Mayo | 109326 | 109326 | Getinge/Castle IncSterilizer 533HC | Getinge/Castle Inc | Sterilizer | Sterilizer 533HC | Getinge/Castle Inc | Sterilizer;533HC | Sterilizer;Steam | HTM Supported | 24095 | 0:23 | 0:25 | 1 | 0
Mayo | 109329 | 109329 | Getinge/Castle IncSterilizer 533HC | Getinge/Castle Inc | Sterilizer | Sterilizer 533HC | Getinge/Castle Inc | Sterilizer;533HC | Sterilizer;Steam | HTM Supported | 24095 | 0:23 | 0:25 | 1 | 0
Mayo | 144150 | 144150 | Getinge/Castle IncSterilizer 733HC | Getinge/Castle Inc | Sterilizer | Sterilizer 733HC | Getinge/Castle Inc | Sterilizer;733HC | Sterilizer;Steam | HTM Supported | 24095 | 0:23 | 0:25 | 1 | 0
Mayo | 109298 | 109298 | Getinge/Castle Inc533LS-E | Getinge/Castle Inc | Sterilizer | 533LS-E | Getinge/Castle Inc | 533LS-E; | Sterilizer;Steam | HTM Supported | 24095 | 0:23 | 0:25 | 1 | 0
Mayo | 109296 | 109296 | Getinge/Castle IncSterilizer 533HC | Getinge/Castle Inc | Sterilizer | Sterilizer 533HC | Getinge/Castle Inc | Sterilizer;533HC | Sterilizer;Steam | HTM Supported | 24095 | 0:23 | 0:25 | 1 | 0
Mayo | 174700 | 174700 | Getinge/Castle Inc833HC | Getinge/Castle Inc | Sterilizer | 833HC | Getinge/Castle Inc | 833HC; | Sterilizer;Steam | HTM Supported | 24095 | 0:23 | 0:25 | 1 | 0
Mayo | 109292 | 109292 | Getinge/Castle IncSterilizer 533HC | Getinge/Castle Inc | Sterilizer | Sterilizer 533HC | Getinge/Castle Inc | Sterilizer;533HC | Sterilizer;Steam | HTM Supported | 24095 | 0:23 | 0:25 | 1 | 0
Mayo | 109290 | 109290 | Getinge/Castle IncSterilizer 533HC | Getinge/Castle Inc | Sterilizer | Sterilizer 533HC | Getinge/Castle Inc | Sterilizer;533HC | Sterilizer;Steam | HTM Supported | 24095 | 0:23 | 0:25 | 1 | 0
Mayo | 109289 | 109289 | Getinge/Castle IncSterilizer 733HC | Getinge/Castle Inc | Sterilizer | Sterilizer 733HC | Getinge/Castle Inc | Sterilizer;733HC | Sterilizer;Steam | HTM Supported | 24095 | 0:23 | 0:25 | 1 | 0
Mayo | 109295 | 109295 | Getinge/Castle IncSterilizer 533HC | Getinge/Castle Inc | Sterilizer | Sterilizer 533HC | Getinge/Castle Inc | Sterilizer;533HC | Sterilizer;Steam | HTM Supported | 24095 | 0:23 | 0:25 | 1 | 0
Mayo | 109294 | 109294 | Getinge/Castle Inc733LS | Getinge/Castle Inc | Sterilizer | 733LS | Getinge/Castle Inc | 733LS; | Sterilizer;Steam | HTM Supported | 24095 | 0:23 | 0:25 | 1 | 0
Mayo | 109299 | 109299 | Getinge/Castle Inc522LS | Getinge/Castle Inc | Sterilizer | 522LS | Getinge/Castle Inc | 522LS; | Sterilizer;Steam | HTM Supported | 24095 | 0:23 | 0:25 | 1 | 0
Mayo | 174701 | 174701 | Getinge/Castle Inc833HC | Getinge/Castle Inc | Sterilizer | 833HC | Getinge/Castle Inc | 833HC; | Sterilizer;Steam | HTM Supported | 24095 | 0:23 | 0:25 | 1 | 0
Mayo | 108907 | 108907 | Getinge/Castle IncSterilizer 433HC | Getinge/Castle Inc | Sterilizer | Sterilizer 433HC | Getinge/Castle Inc | Sterilizer;433HC | Sterilizer;Steam | HTM Supported | 24095 | 0:23 | 0:25 | 1 | 0
Mayo | 113114 | 113114 | Getinge/Castle Inc122 | Getinge/Castle Inc | Sterilizer | 122 | Getinge/Castle Inc | 122; | Sterilizer;Steam | HTM Supported | 24095 | 0:23 | 0:25 | 1 | 0
Mayo | 223602 | 223602 | Getinge/Castle Inc133HC | Getinge/Castle Inc | Sterilizer | 133HC | Getinge/Castle Inc | 133HC; | Sterilizer;Steam | HTM Supported | 24095 | 0:23 | 0:25 | 1 | 0
Mayo | 184584 | 184584 | Getinge/Castle IncSterilizer 733HC | Getinge/Castle Inc | Sterilizer | Sterilizer 733HC | Getinge/Castle Inc | Sterilizer;733HC | Sterilizer;Steam | HTM Supported | 24095 | 0:23 | 0:25 | 1 | 0
Mayo | 184583 | 184583 | Getinge/Castle IncSterilizer 633HC | Getinge/Castle Inc | Sterilizer | Sterilizer 633HC | Getinge/Castle Inc | Sterilizer;633HC | Sterilizer;Steam | HTM Supported | 24095 | 0:23 | 0:25 | 1 | 0
Mayo | 1078069 | 1078069 | HVE-50 | NULL | Sterilizer | HVE-50 | Hirayama Mfg Corp | HVE-50; | Sterilizer;Steam | HTM Supported | 24095 | 0:23 | 0:26 | 1 | 0
Mayo | 1332009 | 1332009 | Steris CorpAmsco 400 Series 60 | Steris Corp | Sterilizer | Amsco 400 Series 60 | Steris Corp | Amsco 400 Series 60; | Sterilizer;Steam | HTM Supported | 24095 | 0:23 | 0:26 | 1 | 0
Mayo | 1332018 | 1332018 | Steris CorpAmsco 400 Series 60 | Steris Corp | Sterilizer | Amsco 400 Series 60 | Steris Corp | Amsco 400 Series 60; | Sterilizer;Steam | HTM Supported | 24095 | 0:23 | 0:26 | 1 | 0
Mayo | 1332017 | 1332017 | Steris CorpAmsco 400 Series 20 | Steris Corp | Sterilizer | Amsco 400 Series 20 | Steris Corp | Amsco 400;Series 20 | Sterilizer;Steam | HTM Supported | 24095 | 0:23 | 0:26 | 1 | 0
Mayo | 1274076 | 1274076 | Steris CorpAmsco 630LS | Steris Corp | Sterilizer | Amsco 630LS | Steris Corp | Amsco;630LS | Sterilizer;Steam | HTM Supported | 24095 | 0:23 | 0:26 | 1 | 0
Mayo | 1274075 | 1274075 | Steris CorpAmsco 250LS | Steris Corp | Sterilizer | Amsco 250LS | Steris Corp | Amsco;250LS | Sterilizer;Steam | HTM Supported | 24095 | 0:23 | 0:26 | 1 | 0
Mayo | 1274074 | 1274074 | Steris CorpAmsco 250LS | Steris Corp | Sterilizer | Amsco 250LS | Steris Corp | Amsco;250LS | Sterilizer;Steam | HTM Supported | 24095 | 0:23 | 0:26 | 1 | 0
Mayo | 1081964 | 1081964 | Steris CorpAmsco 250LS | Steris Corp | Sterilizer | Amsco 250LS | Steris Corp | Amsco;250LS | Sterilizer;Steam | HTM Supported | 24095 | 0:23 | 0:26 | 1 | 0
Mayo | 1081963 | 1081963 | Steris CorpAmsco 250LS | Steris Corp | Sterilizer | Amsco 250LS | Steris Corp | Amsco;250LS | Sterilizer;Steam | HTM Supported | 24095 | 0:23 | 0:26 | 1 | 0
Mayo | 1081962 | 1081962 | Steris CorpAmsco 250LS | Steris Corp | Sterilizer | Amsco 250LS | Steris Corp | Amsco;250LS | Sterilizer;Steam | HTM Supported | 24095 | 0:23 | 0:26 | 1 | 0
Mayo | 578900 | 578900 | Steris CorpAmsco 600LS | Steris Corp | Sterilizer | Amsco 600LS | Steris Corp | Amsco 600LS; | Sterilizer;Steam | HTM Supported | 24095 | 0:23 | 0:25 | 1 | 0
Mayo | 1183225 | 1183225 | Steris CorpAmsco 600 Series 51 | Steris Corp | Sterilizer | Amsco 600 Series 51 | Steris Corp | Amsco 600;Series 51 | Sterilizer;Steam | HTM Supported | 24095 | 0:23 | 0:26 | 1 | 0
Mayo | 578903 | 578903 | Steris CorpAmsco 400 Series 16 SR0101110011 | Steris Corp | Sterilizer | Amsco 400 Series 16 SR0101110011 | Steris Corp | Amsco 400 Series 16;SR0101110011 | Sterilizer;Steam | HTM Supported | 24095 | 0:23 | 0:25 | 1 | 0
Mayo | 578897 | 578897 | Steris CorpAmsco 250LS | Steris Corp | Sterilizer | Amsco 250LS | Steris Corp | Amsco;250LS | Sterilizer;Steam | HTM Supported | 24095 | 0:23 | 0:25 | 1 | 0
Mayo | 578896 | 578896 | Steris CorpAmsco 250LS | Steris Corp | Sterilizer | Amsco 250LS | Steris Corp | Amsco;250LS | Sterilizer;Steam | HTM Supported | 24095 | 0:23 | 0:25 | 1 | 0
Mayo | 578895 | 578895 | Steris CorpAmsco 250LS | Steris Corp | Sterilizer | Amsco 250LS | Steris Corp | Amsco;250LS | Sterilizer;Steam | HTM Supported | 24095 | 0:23 | 0:25 | 1 | 0
Mayo | 578894 | 578894 | Steris CorpAmsco 250LS | Steris Corp | Sterilizer | Amsco 250LS | Steris Corp | Amsco;250LS | Sterilizer;Steam | HTM Supported | 24095 | 0:23 | 0:25 | 1 | 0
Mayo | 1081935 | 1081935 | Steris CorpAmsco 400 Series 16 SR0101110011 | Steris Corp | Sterilizer | Amsco 400 Series 16 SR0101110011 | Steris Corp | Amsco 400 Series 16;SR0101110011 | Sterilizer;Steam | HTM Supported | 24095 | 0:23 | 0:26 | 1 | 0
Mayo | 1081936 | 1081936 | Steris CorpAmsco 400 Series 16 SR0101110011 | Steris Corp | Sterilizer | Amsco 400 Series 16 SR0101110011 | Steris Corp | Amsco 400 Series 16;SR0101110011 | Sterilizer;Steam | HTM Supported | 24095 | 0:23 | 0:26 | 1 | 0
Mayo | 1105448 | 1105448 | Steris CorpAmsco 400 Series 60 | Steris Corp | Sterilizer | Amsco 400 Series 60 | Steris Corp | Amsco 400 Series 60; | Sterilizer;Steam | HTM Supported | 24095 | 0:23 | 0:26 | 1 | 0
Mayo | 1105447 | 1105447 | Steris CorpAmsco 400 Series 60 | Steris Corp | Sterilizer | Amsco 400 Series 60 | Steris Corp | Amsco 400 Series 60; | Sterilizer;Steam | HTM Supported | 24095 | 0:23 | 0:26 | 1 | 0
Mayo | 1078012 | 1078012 | Steris CorpAmsco 400 series 48 SR2221211011 | Steris Corp | Sterilizer | Amsco 400 series 48 SR2221211011 | Steris Corp | Amsco 400 series 48;SR2221211011 | Sterilizer;Steam | HTM Supported | 24095 | 0:23 | 0:25 | 1 | 0
Mayo | 1078011 | 1078011 | Steris CorpAmsco 400 Series 20 | Steris Corp | Sterilizer | Amsco 400 Series 20 | Steris Corp | Amsco 400;Series 20 | Sterilizer;Steam | HTM Supported | 24095 | 0:23 | 0:25 | 1 | 0
Mayo | 579312 | 579312 | Steris CorpAmsco 250LS | Steris Corp | Sterilizer | Amsco 250LS | Steris Corp | Amsco;250LS | Sterilizer;Steam | HTM Supported | 24095 | 0:23 | 0:25 | 1 | 0
Mayo | 579302 | 579302 | Steris CorpAmsco 400 series 48 SR2221211011 | Steris Corp | Sterilizer | Amsco 400 series 48 SR2221211011 | Steris Corp | Amsco 400 series 48;SR2221211011 | Sterilizer;Steam | HTM Supported | 24095 | 0:23 | 0:25 | 1 | 0
Mayo | 579303 | 579303 | Steris CorpAmsco 400 series 48 SR2221211011 | Steris Corp | Sterilizer | Amsco 400 series 48 SR2221211011 | Steris Corp | Amsco 400 series 48;SR2221211011 | Sterilizer;Steam | HTM Supported | 24095 | 0:23 | 0:25 | 1 | 0
Mayo | 579304 | 579304 | Steris CorpAmsco 400 series 48 SR2221211011 | Steris Corp | Sterilizer | Amsco 400 series 48 SR2221211011 | Steris Corp | Amsco 400 series 48;SR2221211011 | Sterilizer;Steam | HTM Supported | 24095 | 0:23 | 0:25 | 1 | 0
Mayo | 579305 | 579305 | Steris CorpAmsco 400 series 48 SR2221211011 | Steris Corp | Sterilizer | Amsco 400 series 48 SR2221211011 | Steris Corp | Amsco 400 series 48;SR2221211011 | Sterilizer;Steam | HTM Supported | 24095 | 0:23 | 0:25 | 1 | 0
Mayo | 579306 | 579306 | Steris CorpAmsco 400 series 48 SR2221211011 | Steris Corp | Sterilizer | Amsco 400 series 48 SR2221211011 | Steris Corp | Amsco 400 series 48;SR2221211011 | Sterilizer;Steam | HTM Supported | 24095 | 0:23 | 0:25 | 1 | 0
Mayo | 579277 | 579277 | Steris CorpAmsco 630LS | Steris Corp | Sterilizer | Amsco 630LS | Steris Corp | Amsco;630LS | Sterilizer;Steam | HTM Supported | 24095 | 0:23 | 0:25 | 1 | 0
Mayo | 1116934 | 1116934 | Steris CorpAmsco 600 Series 51 | Steris Corp | Sterilizer | Amsco 600 Series 51 | Steris Corp | Amsco 600;Series 51 | Sterilizer;Steam | HTM Supported | 24095 | 0:23 | 0:26 | 1 | 0
Mayo | 1116932 | 1116932 | Steris CorpAmsco 400 Series 20 | Steris Corp | Sterilizer | Amsco 400 Series 20 | Steris Corp | Amsco 400;Series 20 | Sterilizer;Steam | HTM Supported | 24095 | 0:23 | 0:26 | 1 | 0
Mayo | 1067311 | 1067311 | Steris CorpAmsco 400 Series 20 | Steris Corp | Sterilizer | Amsco 400 Series 20 | Steris Corp | Amsco 400;Series 20 | Sterilizer;Steam | HTM Supported | 24095 | 0:23 | 0:25 | 1 | 0
Mayo | 1067310 | 1067310 | Steris CorpAmsco 400 Series 20 | Steris Corp | Sterilizer | Amsco 400 Series 20 | Steris Corp | Amsco 400;Series 20 | Sterilizer;Steam | HTM Supported | 24095 | 0:23 | 0:25 | 1 | 0
Mayo | 1067309 | 1067309 | Steris CorpAmsco 400 Series 60 | Steris Corp | Sterilizer | Amsco 400 Series 60 | Steris Corp | Amsco 400 Series 60; | Sterilizer;Steam | HTM Supported | 24095 | 0:23 | 0:25 | 1 | 0
Mayo | 1008185 | 1008185 | Steris CorpAmsco 400 series 48 SR2221211011 | Steris Corp | Sterilizer | Amsco 400 series 48 SR2221211011 | Steris Corp | Amsco 400 series 48;SR2221211011 | Sterilizer;Steam | HTM Supported | 24095 | 0:23 | 0:25 | 1 | 0
Mayo | 579250 | 579250 | Steris CorpAmsco 630LS | Steris Corp | Sterilizer | Amsco 630LS | Steris Corp | Amsco;630LS | Sterilizer;Steam | HTM Supported | 24095 | 0:23 | 0:25 | 1 | 0
Mayo | 1033206 | 1033206 | Steris CorpAmsco 400 series 48 SR2221211011 | Steris Corp | Sterilizer | Amsco 400 series 48 SR2221211011 | Steris Corp | Amsco 400 series 48;SR2221211011 | Sterilizer;Steam | HTM Supported | 24095 | 0:23 | 0:25 | 1 | 0
Mayo | 1033205 | 1033205 | Steris CorpAmsco 400 series 48 SR2221211011 | Steris Corp | Sterilizer | Amsco 400 series 48 SR2221211011 | Steris Corp | Amsco 400 series 48;SR2221211011 | Sterilizer;Steam | HTM Supported | 24095 | 0:23 | 0:25 | 1 | 0
Mayo | 1009151 | 1009151 | Steris CorpAmsco 600 Series 39 | Steris Corp | Sterilizer | Amsco 600 Series 39 | Steris Corp | Amsco 600;Series 39 | Sterilizer;Steam | HTM Supported | 24095 | 0:23 | 0:25 | 1 | 0
Mayo | 1009150 | 1009150 | Steris CorpAmsco 600 Series 39 | Steris Corp | Sterilizer | Amsco 600 Series 39 | Steris Corp | Amsco 600;Series 39 | Sterilizer;Steam | HTM Supported | 24095 | 0:23 | 0:25 | 1 | 0
Mayo | 666599 | 666599 | Steris CorpAmsco 600 Series 51 | Steris Corp | Sterilizer | Amsco 600 Series 51 | Steris Corp | Amsco 600;Series 51 | Sterilizer;Steam | HTM Supported | 24095 | 0:23 | 0:25 | 1 | 0
Mayo | 666598 | 666598 | Steris CorpAmsco 600 Series 51 | Steris Corp | Sterilizer | Amsco 600 Series 51 | Steris Corp | Amsco 600;Series 51 | Sterilizer;Steam | HTM Supported | 24095 | 0:23 | 0:25 | 1 | 0
Mayo | 283819 | 283819 | Steris CorpAmsco 400 Series 20 | Steris Corp | Sterilizer | Amsco 400 Series 20 | Steris Corp | Amsco 400;Series 20 | Sterilizer;Steam | HTM Supported | 24095 | 0:23 | 0:25 | 1 | 0
Mayo | 283820 | 283820 | Steris CorpAmsco 400 series 48 SR2221211011 | Steris Corp | Sterilizer | Amsco 400 series 48 SR2221211011 | Steris Corp | Amsco 400 series 48;SR2221211011 | Sterilizer;Steam | HTM Supported | 24095 | 0:23 | 0:25 | 1 | 0
Mayo | 659727 | 659727 | Steris CorpAmsco 400 Series 20 | Steris Corp | Sterilizer | Amsco 400 Series 20 | Steris Corp | Amsco 400;Series 20 | Sterilizer;Steam | HTM Supported | 24095 | 0:23 | 0:25 | 1 | 0
Mayo | 659729 | 659729 | Steris CorpAmsco 400 series 48 SR2221211011 | Steris Corp | Sterilizer | Amsco 400 series 48 SR2221211011 | Steris Corp | Amsco 400 series 48;SR2221211011 | Sterilizer;Steam | HTM Supported | 24095 | 0:23 | 0:25 | 1 | 0
Mayo | 659730 | 659730 | Steris CorpAmsco 400 series 48 SR2221211011 | Steris Corp | Sterilizer | Amsco 400 series 48 SR2221211011 | Steris Corp | Amsco 400 series 48;SR2221211011 | Sterilizer;Steam | HTM Supported | 24095 | 0:23 | 0:25 | 1 | 0
Mayo | 659728 | 659728 | Steris CorpAmsco 400 series 48 SR2221211011 | Steris Corp | Sterilizer | Amsco 400 series 48 SR2221211011 | Steris Corp | Amsco 400 series 48;SR2221211011 | Sterilizer;Steam | HTM Supported | 24095 | 0:23 | 0:25 | 1 | 0
Mayo | 497600 | 497600 | Steris CorpV-120 Prevac | Steris Corp | Sterilizer | V-120 Prevac | Steris Corp | V-120 Prevac; | Sterilizer;Steam | HTM Supported | 24095 | 0:23 | 0:25 | 1 | 0
Mayo | 497593 | 497593 | Steris CorpV-120 Prevac | Steris Corp | Sterilizer | V-120 Prevac | Steris Corp | V-120 Prevac; | Sterilizer;Steam | HTM Supported | 24095 | 0:23 | 0:25 | 1 | 0
Mayo | np-500350 | np-500350 | Steris CorpV-120 Prevac | Steris Corp | Sterilizer | V-120 Prevac | Steris Corp | V-120 Prevac; | Sterilizer;Steam | HTM Supported | 24095 | 0:23 | 0:26 | 1 | 0
Mayo | np-500349 | np-500349 | Steris CorpV-120 Prevac | Steris Corp | Sterilizer | V-120 Prevac | Steris Corp | V-120 Prevac; | Sterilizer;Steam | HTM Supported | 24095 | 0:23 | 0:26 | 1 | 0
Mayo | 287999 | 287999 | Steris CorpV-120 | Steris Corp | Sterilizer | V-120 | Steris Corp | V-120; | Sterilizer;Steam | HTM Supported | 24095 | 0:23 | 0:25 | 1 | 0
Mayo | 288284 | 288284 | Steris CorpAmsco Century (V-120) | Steris Corp | Sterilizer | Amsco Century (V-120) | Steris Corp | Amsco Century (V-120); | Sterilizer;Steam | HTM Supported | 24095 | 0:23 | 0:25 | 1 | 0
Mayo | 150572 | 150572 | Steris CorpV-120 Prevac | Steris Corp | Sterilizer | V-120 Prevac | Steris Corp | V-120 Prevac; | Sterilizer;Steam | HTM Supported | 24095 | 0:23 | 0:25 | 1 | 0
Mayo | 150563 | 150563 | Steris CorpV-120 Prevac | Steris Corp | Sterilizer | V-120 Prevac | Steris Corp | V-120 Prevac; | Sterilizer;Steam | HTM Supported | 24095 | 0:23 | 0:25 | 1 | 0
Mayo | 288273 | 288273 | Steris CorpCentury V-160H | Steris Corp | Sterilizer | Century V-160H | Steris Corp | Century;V-160H | Sterilizer;Steam | HTM Supported | 24095 | 0:23 | 0:25 | 1 | 0
Mayo | 438505 | 438505 | Steris CorpAmsco Century (V-116) | Steris Corp | Sterilizer | Amsco Century (V-116) | Steris Corp | Amsco Century (V-116); | Sterilizer;Steam | HTM Supported | 24095 | 0:23 | 0:25 | 1 | 0
Mayo | 110337 | 110337 | Steris CorpRW4250 | Steris Corp | Sterilizer | RW4250 | Steris Corp | RW4250; | Sterilizer;Steam | HTM Supported | 24095 | 0:23 | 0:25 | 1 | 0
Mayo | 288292 | 288292 | Steris CorpAmsco Century (V-116) | Steris Corp | Sterilizer | Amsco Century (V-116) | Steris Corp | Amsco Century (V-116); | Sterilizer;Steam | HTM Supported | 24095 | 0:23 | 0:25 | 1 | 0
Mayo | 122407 | 122407 | Sussman Electric BoilersSHE100 | Sussman Electric Boilers | Sterilizer | SHE100 | Sussman Electric Boilers | SHE100; | Sterilizer;Steam | HTM Supported | 24095 | 0:23 | 0:25 | 1 | 0
Mayo | 368703 | 368703 | Benchmark Scientific IncBioclave STE-18A-164 | Benchmark Scientific Inc | Sterilizer | Bioclave STE-18A-164 | Benchmark Scientific Inc | Bioclave STE-18A-164; | Sterilizer;Steam; Tabletop | HTM Supported | 24095 | 0:23 | 0:25 | 1 | 0
Mayo | 1089778 | 1089778 | Fisher ScientificSterilElite 40 SA-300FA | Fisher Scientific | Sterilizer | SterilElite 40 SA-300FA | Fisher Scientific | SterilElite 40;SA-300FA | Sterilizer;Steam; Tabletop | HTM Supported | 24095 | 0:23 | 0:26 | 1 | 0
Mayo | 1089656 | 1089656 | Tuttnauer Usa Co Ltd2540 EP | Tuttnauer Usa Co Ltd | Sterilizer | 2540 EP | Tuttnauer Usa Co Ltd | 2540 EP; | Sterilizer;Steam; Tabletop | HTM Supported | 24095 | 0:23 | 0:26 | 1 | 0
Mayo | 1078062 | 1078062 | Tuttnauer Usa Co Ltd2540 EP | Tuttnauer Usa Co Ltd | Sterilizer | 2540 EP | Tuttnauer Usa Co Ltd | 2540 EP; | Sterilizer;Steam; Tabletop | HTM Supported | 24095 | 0:23 | 0:26 | 1 | 0
Mayo | 212424 | 212424 | Tuttnauer Usa Co Ltd2540 EP | Tuttnauer Usa Co Ltd | Sterilizer | 2540 EP | Tuttnauer Usa Co Ltd | 2540 EP; | Sterilizer;Steam; Tabletop | HTM Supported | 24095 | 0:23 | 0:25 | 1 | 0
Mayo | 1089651 | 1089651 | Tuttnauer Usa Co Ltd2540 EP | Tuttnauer Usa Co Ltd | Sterilizer | 2540 EP | Tuttnauer Usa Co Ltd | 2540 EP; | Sterilizer;Steam; Tabletop | HTM Supported | 24095 | 0:23 | 0:26 | 1 | 0
Mayo | 365671 | 365671 | Tuttnauer Usa Co Ltd2540 EP | Tuttnauer Usa Co Ltd | Sterilizer | 2540 EP | Tuttnauer Usa Co Ltd | 2540 EP; | Sterilizer;Steam; Tabletop | HTM Supported | 24095 | 0:23 | 0:25 | 1 | 0
Mayo | 658000 | 658000 | Tuttnauer Usa Co Ltd2540 EP | Tuttnauer Usa Co Ltd | Sterilizer | 2540 EP | Tuttnauer Usa Co Ltd | 2540 EP; | Sterilizer;Steam; Tabletop | HTM Supported | 24095 | 0:23 | 0:25 | 1 | 0
Mayo | 1332023 | 1332023 | Steris CorpRack Return | Steris Corp | Instrument washer cart/Accessory | Rack Return | Steris Corp | Rack Return; | Washer;Accessories | HTM Supported | 24095 | 0:23 | 0:26 | 1 | 0
Mayo | 1274099 | 1274099 | Steris Corp7053 MIS Washer Rack | Steris Corp | Instrument washer cart/Accessory | 7053 MIS Washer Rack | Steris Corp | 7053 MIS Washer Rack; | Washer;Accessories | HTM Supported | 24095 | 0:23 | 0:26 | 1 | 0
Mayo | 1274100 | 1274100 | Steris Corp7053 Washer Cart | Steris Corp | Instrument washer cart/Accessory | 7053 Washer Cart | Steris Corp | 7053 Washer Cart; | Washer;Accessories | HTM Supported | 24095 | 0:23 | 0:26 | 1 | 0
Mayo | 1274098 | 1274098 | Steris Corp7053 MIS Washer Rack | Steris Corp | Instrument washer cart/Accessory | 7053 MIS Washer Rack | Steris Corp | 7053 MIS Washer Rack; | Washer;Accessories | HTM Supported | 24095 | 0:23 | 0:26 | 1 | 0
Mayo | 1273959 | 1273959 | Steris CorpRack Return | Steris Corp | Instrument washer cart/Accessory | Rack Return | Steris Corp | Rack Return; | Washer;Accessories | HTM Supported | 24095 | 0:23 | 0:26 | 1 | 0
Mayo | 1273956 | 1273956 | Steris CorpRack Return | Steris Corp | Instrument washer cart/Accessory | Rack Return | Steris Corp | Rack Return; | Washer;Accessories | HTM Supported | 24095 | 0:23 | 0:26 | 1 | 0
Mayo | 1273958 | 1273958 | Steris CorpRack Return | Steris Corp | Instrument washer cart/Accessory | Rack Return | Steris Corp | Rack Return; | Washer;Accessories | HTM Supported | 24095 | 0:23 | 0:26 | 1 | 0
Mayo | 1081960 | 1081960 | Steris CorpRack Return | Steris Corp | Instrument washer cart/Accessory | Rack Return | Steris Corp | Rack Return; | Washer;Accessories | HTM Supported | 24095 | 0:23 | 0:26 | 1 | 0
Mayo | 1081958 | 1081958 | Steris Corp7053 Washer Cart | Steris Corp | Instrument washer cart | 7053 Washer Cart | Steris Corp | 7053 Washer Cart; | Washer;Accessories | HTM Supported | 24095 | 0:23 | 0:26 | 1 | 0
Mayo | 1081957 | 1081957 | Steris Corp7053 Washer Cart | Steris Corp | Instrument washer cart | 7053 Washer Cart | Steris Corp | 7053 Washer Cart; | Washer;Accessories | HTM Supported | 24095 | 0:23 | 0:26 | 1 | 0
Mayo | 1081956 | 1081956 | Steris Corp7053 Washer Rack | Steris Corp | Instrument washer cart | 7053 Washer Rack | Steris Corp | 7053 Washer Rack; | Washer;Accessories | HTM Supported | 24095 | 0:23 | 0:26 | 1 | 0
Mayo | 1081955 | 1081955 | Steris Corp7053 Washer Rack | Steris Corp | Instrument washer cart | 7053 Washer Rack | Steris Corp | 7053 Washer Rack; | Washer;Accessories | HTM Supported | 24095 | 0:23 | 0:26 | 1 | 0
Mayo | 1081954 | 1081954 | Steris Corp7053 Washer Rack | Steris Corp | Instrument washer cart | 7053 Washer Rack | Steris Corp | 7053 Washer Rack; | Washer;Accessories | HTM Supported | 24095 | 0:23 | 0:26 | 1 | 0
Mayo | 1081953 | 1081953 | Steris Corp7053 Washer Rack | Steris Corp | Instrument washer cart | 7053 Washer Rack | Steris Corp | 7053 Washer Rack; | Washer;Accessories | HTM Supported | 24095 | 0:23 | 0:26 | 1 | 0
Mayo | 1081952 | 1081952 | Steris Corp7053 Washer Rack | Steris Corp | Instrument washer cart | 7053 Washer Rack | Steris Corp | 7053 Washer Rack; | Washer;Accessories | HTM Supported | 24095 | 0:23 | 0:26 | 1 | 0
Mayo | 1081951 | 1081951 | Steris Corp7053 Washer Rack | Steris Corp | Instrument washer cart | 7053 Washer Rack | Steris Corp | 7053 Washer Rack; | Washer;Accessories | HTM Supported | 24095 | 0:23 | 0:26 | 1 | 0
Mayo | 1081950 | 1081950 | Steris Corp7053 Washer Rack | Steris Corp | Instrument washer cart | 7053 Washer Rack | Steris Corp | 7053 Washer Rack; | Washer;Accessories | HTM Supported | 24095 | 0:23 | 0:26 | 1 | 0
Mayo | 1081949 | 1081949 | Steris Corp7053 Washer Rack | Steris Corp | Instrument washer cart | 7053 Washer Rack | Steris Corp | 7053 Washer Rack; | Washer;Accessories | HTM Supported | 24095 | 0:23 | 0:26 | 1 | 0
Mayo | 1081948 | 1081948 | Steris Corp7053 Washer Rack | Steris Corp | Instrument washer cart | 7053 Washer Rack | Steris Corp | 7053 Washer Rack; | Washer;Accessories | HTM Supported | 24095 | 0:23 | 0:26 | 1 | 0
Mayo | 1081947 | 1081947 | Steris Corp7053 Washer Cart | Steris Corp | Instrument washer cart | 7053 Washer Cart | Steris Corp | 7053 Washer Cart; | Washer;Accessories | HTM Supported | 24095 | 0:23 | 0:26 | 1 | 0
Mayo | 1081946 | 1081946 | Steris Corp7053 Washer Cart | Steris Corp | Instrument washer cart | 7053 Washer Cart | Steris Corp | 7053 Washer Cart; | Washer;Accessories | HTM Supported | 24095 | 0:23 | 0:26 | 1 | 0
Mayo | 1081945 | 1081945 | Steris Corp7053 Washer Cart | Steris Corp | Instrument washer cart | 7053 Washer Cart | Steris Corp | 7053 Washer Cart; | Washer;Accessories | HTM Supported | 24095 | 0:23 | 0:26 | 1 | 0
Mayo | 1081944 | 1081944 | Steris Corp7053 Washer Cart | Steris Corp | Instrument washer cart | 7053 Washer Cart | Steris Corp | 7053 Washer Cart; | Washer;Accessories | HTM Supported | 24095 | 0:23 | 0:26 | 1 | 0
Mayo | 1081943 | 1081943 | Steris Corp7053 Washer Cart | Steris Corp | Instrument washer cart | 7053 Washer Cart | Steris Corp | 7053 Washer Cart; | Washer;Accessories | HTM Supported | 24095 | 0:23 | 0:26 | 1 | 0
Mayo | 1081942 | 1081942 | Steris Corp7053 Washer Cart | Steris Corp | Instrument washer cart | 7053 Washer Cart | Steris Corp | 7053 Washer Cart; | Washer;Accessories | HTM Supported | 24095 | 0:23 | 0:26 | 1 | 0
Mayo | 1081941 | 1081941 | Steris Corp7053 Washer Cart | Steris Corp | Instrument washer cart | 7053 Washer Cart | Steris Corp | 7053 Washer Cart; | Washer;Accessories | HTM Supported | 24095 | 0:23 | 0:26 | 1 | 0
Mayo | 1081940 | 1081940 | Steris Corp7053 Washer Cart | Steris Corp | Instrument washer cart | 7053 Washer Cart | Steris Corp | 7053 Washer Cart; | Washer;Accessories | HTM Supported | 24095 | 0:23 | 0:26 | 1 | 0
Mayo | 1081939 | 1081939 | Steris Corp7053 Washer Cart | Steris Corp | Instrument washer cart | 7053 Washer Cart | Steris Corp | 7053 Washer Cart; | Washer;Accessories | HTM Supported | 24095 | 0:23 | 0:26 | 1 | 0
Mayo | 1077964 | 1077964 | Steris CorpVision SC Washer Cart | Steris Corp | Instrument washer cart | Vision SC Washer Cart | Steris Corp | Vision SC Washer Cart; | Washer;Accessories | HTM Supported | 24095 | 0:23 | 0:25 | 1 | 0
Mayo | 1081909 | 1081909 | Steris Corp7053 Washer Cart | Steris Corp | Instrument washer cart | 7053 Washer Cart | Steris Corp | 7053 Washer Cart; | Washer;Accessories | HTM Supported | 24095 | 0:23 | 0:26 | 1 | 0
Mayo | 1078058 | 1078058 | Steris Corp7053 Washer Rack | Steris Corp | Instrument washer cart | 7053 Washer Rack | Steris Corp | 7053 Washer Rack; | Washer;Accessories | HTM Supported | 24095 | 0:23 | 0:26 | 1 | 0
Mayo | 1078057 | 1078057 | Steris Corp7053 Washer Rack | Steris Corp | Instrument washer cart | 7053 Washer Rack | Steris Corp | 7053 Washer Rack; | Washer;Accessories | HTM Supported | 24095 | 0:23 | 0:26 | 1 | 0
Mayo | 1078056 | 1078056 | Steris Corp7053 Washer Rack | Steris Corp | Instrument washer cart | 7053 Washer Rack | Steris Corp | 7053 Washer Rack; | Washer;Accessories | HTM Supported | 24095 | 0:23 | 0:26 | 1 | 0
Mayo | 1081908 | 1081908 | Steris Corp7053 Washer Cart | Steris Corp | Instrument washer cart | 7053 Washer Cart | Steris Corp | 7053 Washer Cart; | Washer;Accessories | HTM Supported | 24095 | 0:23 | 0:26 | 1 | 0
Mayo | 1078032 | 1078032 | Steris Corp7053 Washer Cart | Steris Corp | Instrument washer cart | 7053 Washer Cart | Steris Corp | 7053 Washer Cart; | Washer;Accessories | HTM Supported | 24095 | 0:23 | 0:25 | 1 | 0
Mayo | 1078031 | 1078031 | Steris Corp7053 Washer Cart | Steris Corp | Instrument washer cart | 7053 Washer Cart | Steris Corp | 7053 Washer Cart; | Washer;Accessories | HTM Supported | 24095 | 0:23 | 0:25 | 1 | 0
Mayo | 1078030 | 1078030 | Steris Corp7053 Washer Cart | Steris Corp | Instrument washer cart | 7053 Washer Cart | Steris Corp | 7053 Washer Cart; | Washer;Accessories | HTM Supported | 24095 | 0:23 | 0:25 | 1 | 0
Mayo | 1078029 | 1078029 | Steris Corp7053 Washer Cart | Steris Corp | Instrument washer cart | 7053 Washer Cart | Steris Corp | 7053 Washer Cart; | Washer;Accessories | HTM Supported | 24095 | 0:23 | 0:25 | 1 | 0
Mayo | 1078028 | 1078028 | Steris Corp7053 Washer Cart | Steris Corp | Instrument washer cart | 7053 Washer Cart | Steris Corp | 7053 Washer Cart; | Washer;Accessories | HTM Supported | 24095 | 0:23 | 0:25 | 1 | 0
Mayo | 1078027 | 1078027 | Steris Corp7053 Washer Cart | Steris Corp | Instrument washer cart | 7053 Washer Cart | Steris Corp | 7053 Washer Cart; | Washer;Accessories | HTM Supported | 24095 | 0:23 | 0:25 | 1 | 0
Mayo | 1078026 | 1078026 | Steris Corp7053 Washer Cart | Steris Corp | Instrument washer cart | 7053 Washer Cart | Steris Corp | 7053 Washer Cart; | Washer;Accessories | HTM Supported | 24095 | 0:23 | 0:25 | 1 | 0
Mayo | 1078025 | 1078025 | Steris Corp7053 Washer Cart | Steris Corp | Instrument washer cart | 7053 Washer Cart | Steris Corp | 7053 Washer Cart; | Washer;Accessories | HTM Supported | 24095 | 0:23 | 0:25 | 1 | 0
Mayo | 1078024 | 1078024 | Steris Corp7053 Washer Cart | Steris Corp | Instrument washer cart | 7053 Washer Cart | Steris Corp | 7053 Washer Cart; | Washer;Accessories | HTM Supported | 24095 | 0:23 | 0:25 | 1 | 0
Mayo | 1078023 | 1078023 | Steris Corp7053 Washer Cart | Steris Corp | Instrument washer cart | 7053 Washer Cart | Steris Corp | 7053 Washer Cart; | Washer;Accessories | HTM Supported | 24095 | 0:23 | 0:25 | 1 | 0
Mayo | 1078022 | 1078022 | Steris Corp7053 Washer Cart | Steris Corp | Instrument washer cart | 7053 Washer Cart | Steris Corp | 7053 Washer Cart; | Washer;Accessories | HTM Supported | 24095 | 0:23 | 0:25 | 1 | 0
Mayo | 1012416 | 1012416 | Solaire MedicalEvolve | Solaire Medical | HEPA filtered ultrasound probe storage cabinet | Evolve | Solaire Medical | Evolve; | Cabinets;Racks; Ultrasound Procedure; Probe | HTM Supported | 24095 | 0:23 | 0:25 | 1 | 0
Mayo | 1012415 | 1012415 | Solaire MedicalEvolve | Solaire Medical | HEPA filtered ultrasound probe storage cabinet | Evolve | Solaire Medical | Evolve; | Cabinets;Racks; Ultrasound Procedure; Probe | HTM Supported | 24095 | 0:23 | 0:25 | 1 | 0
Mayo | 1012414 | 1012414 | Solaire MedicalEvolve | Solaire Medical | HEPA filtered ultrasound probe storage cabinet | Evolve | Solaire Medical | Evolve; | Cabinets;Racks; Ultrasound Procedure; Probe | HTM Supported | 24095 | 0:23 | 0:25 | 1 | 0
Mayo | 1001737 | 1001737 | Solaire MedicalEvolve | Solaire Medical | HEPA filtered ultrasound probe storage cabinet | Evolve | Solaire Medical | Evolve; | Cabinets;Racks; Ultrasound Procedure; Probe | HTM Supported | 24095 | 0:23 | 0:25 | 1 | 0
Mayo | 1001750 | 1001750 | Solaire MedicalEvolve | Solaire Medical | HEPA filtered ultrasound probe storage cabinet | Evolve | Solaire Medical | Evolve; | Cabinets;Racks; Ultrasound Procedure; Probe | HTM Supported | 24095 | 0:23 | 0:25 | 1 | 0
Mayo | 1001746 | 1001746 | Solaire MedicalEvolve | Solaire Medical | HEPA filtered ultrasound probe storage cabinet | Evolve | Solaire Medical | Evolve; | Cabinets;Racks; Ultrasound Procedure; Probe | HTM Supported | 24095 | 0:23 | 0:25 | 1 | 0
Mayo | 1001748 | 1001748 | Solaire MedicalEvolve | Solaire Medical | HEPA filtered ultrasound probe storage cabinet | Evolve | Solaire Medical | Evolve; | Cabinets;Racks; Ultrasound Procedure; Probe | HTM Supported | 24095 | 0:23 | 0:25 | 1 | 0
Mayo | 1001749 | 1001749 | Solaire MedicalEvolve | Solaire Medical | HEPA filtered ultrasound probe storage cabinet | Evolve | Solaire Medical | Evolve; | Cabinets;Racks; Ultrasound Procedure; Probe | HTM Supported | 24095 | 0:23 | 0:25 | 1 | 0
Mayo | 1001745 | 1001745 | Solaire MedicalEvolve | Solaire Medical | HEPA filtered ultrasound probe storage cabinet | Evolve | Solaire Medical | Evolve; | Cabinets;Racks; Ultrasound Procedure; Probe | HTM Supported | 24095 | 0:23 | 0:25 | 1 | 0
Mayo | 1001736 | 1001736 | Solaire MedicalEvolve | Solaire Medical | HEPA filtered ultrasound probe storage cabinet | Evolve | Solaire Medical | Evolve; | Cabinets;Racks; Ultrasound Procedure; Probe | HTM Supported | 24095 | 0:23 | 0:25 | 1 | 0
Mayo | 1001734 | 1001734 | Solaire MedicalEvolve | Solaire Medical | HEPA filtered ultrasound probe storage cabinet | Evolve | Solaire Medical | Evolve; | Cabinets;Racks; Ultrasound Procedure; Probe | HTM Supported | 24095 | 0:23 | 0:25 | 1 | 0
Mayo | 1001740 | 1001740 | Solaire MedicalEvolve | Solaire Medical | HEPA filtered ultrasound probe storage cabinet | Evolve | Solaire Medical | Evolve; | Cabinets;Racks; Ultrasound Procedure; Probe | HTM Supported | 24095 | 0:23 | 0:25 | 1 | 0
Mayo | 1001743 | 1001743 | Solaire MedicalEvolve | Solaire Medical | HEPA filtered ultrasound probe storage cabinet | Evolve | Solaire Medical | Evolve; | Cabinets;Racks; Ultrasound Procedure; Probe | HTM Supported | 24095 | 0:23 | 0:25 | 1 | 0
Mayo | 1001744 | 1001744 | Solaire MedicalEvolve | Solaire Medical | HEPA filtered ultrasound probe storage cabinet | Evolve | Solaire Medical | Evolve; | Cabinets;Racks; Ultrasound Procedure; Probe | HTM Supported | 24095 | 0:23 | 0:25 | 1 | 0
Mayo | 1001739 | 1001739 | Solaire MedicalEvolve | Solaire Medical | HEPA filtered ultrasound probe storage cabinet | Evolve | Solaire Medical | Evolve; | Cabinets;Racks; Ultrasound Procedure; Probe | HTM Supported | 24095 | 0:23 | 0:25 | 1 | 0
Mayo | 1001741 | 1001741 | Solaire MedicalEvolve | Solaire Medical | HEPA filtered ultrasound probe storage cabinet | Evolve | Solaire Medical | Evolve; | Cabinets;Racks; Ultrasound Procedure; Probe | HTM Supported | 24095 | 0:23 | 0:25 | 1 | 0
Mayo | 1003450 | 1003450 | Solaire MedicalEvolve | Solaire Medical | HEPA filtered ultrasound probe storage cabinet | Evolve | Solaire Medical | Evolve; | Cabinets;Racks; Ultrasound Procedure; Probe | HTM Supported | 24095 | 0:23 | 0:25 | 1 | 0
Mayo | 1001747 | 1001747 | Solaire MedicalEvolve | Solaire Medical | HEPA filtered ultrasound probe storage cabinet | Evolve | Solaire Medical | Evolve; | Cabinets;Racks; Ultrasound Procedure; Probe | HTM Supported | 24095 | 0:23 | 0:25 | 1 | 0
Mayo | 1001742 | 1001742 | Solaire MedicalEvolve | Solaire Medical | HEPA filtered ultrasound probe storage cabinet | Evolve | Solaire Medical | Evolve; | Cabinets;Racks; Ultrasound Procedure; Probe | HTM Supported | 24095 | 0:23 | 0:25 | 1 | 0
Mayo | 1001735 | 1001735 | Solaire MedicalEvolve | Solaire Medical | HEPA filtered ultrasound probe storage cabinet | Evolve | Solaire Medical | Evolve; | Cabinets;Racks; Ultrasound Procedure; Probe | HTM Supported | 24095 | 0:23 | 0:25 | 1 | 0
Mayo | 1001738 | 1001738 | Solaire MedicalEvolve | Solaire Medical | HEPA filtered ultrasound probe storage cabinet | Evolve | Solaire Medical | Evolve; | Cabinets;Racks; Ultrasound Procedure; Probe | HTM Supported | 24095 | 0:23 | 0:25 | 1 | 0
Mayo | 1003449 | 1003449 | Solaire MedicalEvolve | Solaire Medical | HEPA filtered ultrasound probe storage cabinet | Evolve | Solaire Medical | Evolve; | Cabinets;Racks; Ultrasound Procedure; Probe | HTM Supported | 24095 | 0:23 | 0:25 | 1 | 0
Mayo | 283793 | 283793 | Solaire MedicalEvolve SEA1936SGD | Solaire Medical | HEPA filtered ultrasound probe storage cabinet | Evolve SEA1936SGD | Solaire Medical | Evolve;SEA1936SGD | Cabinets;Racks; Ultrasound Procedure; Probe | HTM Supported | 24095 | 0:23 | 0:25 | 1 | 0
Mayo | 283794 | 283794 | Solaire MedicalEvolve SEA1936SGD | Solaire Medical | HEPA filtered ultrasound probe storage cabinet | Evolve SEA1936SGD | Solaire Medical | Evolve;SEA1936SGD | Cabinets;Racks; Ultrasound Procedure; Probe | HTM Supported | 24095 | 0:23 | 0:25 | 1 | 0
Mayo | 494415 | 494415 | Solaire MedicalEvolve SEA1936SGD | Solaire Medical | HEPA filtered ultrasound probe storage cabinet | Evolve SEA1936SGD | Solaire Medical | Evolve;SEA1936SGD | Cabinets;Racks; Ultrasound Procedure; Probe | HTM Supported | 24095 | 0:23 | 0:25 | 1 | 0
Mayo | 497527 | 497527 | Solaire MedicalEvolve SEA1936SGD | Solaire Medical | HEPA filtered ultrasound probe storage cabinet | Evolve SEA1936SGD | Solaire Medical | Evolve;SEA1936SGD | Cabinets;Racks; Ultrasound Procedure; Probe | HTM Supported | 24095 | 0:23 | 0:25 | 1 | 0
Mayo | 1108619 | 1108619 | Logiquip LLC43890SCHG-20PSD | Logiquip LLC | Endoscope Storage Cabinets | 43890SCHG-20PSD | Logiquip LLC | 43890SCHG-20PSD; | Cabinets;Storage; Endoscope | HTM Supported | 24095 | 0:23 | 0:26 | 1 | 0
Mayo | 1108616 | 1108616 | Logiquip LLC43890SCHG-20PSD | Logiquip LLC | Endoscope Storage Cabinets | 43890SCHG-20PSD | Logiquip LLC | 43890SCHG-20PSD; | Cabinets;Storage; Endoscope | HTM Supported | 24095 | 0:23 | 0:26 | 1 | 0
Mayo | 1108618 | 1108618 | Logiquip LLC43890SCHG-20PSD | Logiquip LLC | Endoscope Storage Cabinets | 43890SCHG-20PSD | Logiquip LLC | 43890SCHG-20PSD; | Cabinets;Storage; Endoscope | HTM Supported | 24095 | 0:23 | 0:26 | 1 | 0
Mayo | 1108617 | 1108617 | Logiquip LLC43890SCHG-20PSD | Logiquip LLC | Endoscope Storage Cabinets | 43890SCHG-20PSD | Logiquip LLC | 43890SCHG-20PSD; | Cabinets;Storage; Endoscope | HTM Supported | 24095 | 0:23 | 0:26 | 1 | 0
Mayo | 1108614 | 1108614 | Logiquip LLC43890SCHG-20PSD | Logiquip LLC | Endoscope Storage Cabinets | 43890SCHG-20PSD | Logiquip LLC | 43890SCHG-20PSD; | Cabinets;Storage; Endoscope | HTM Supported | 24095 | 0:23 | 0:26 | 1 | 0
Mayo | 1108615 | 1108615 | Logiquip LLC43890SCHG-20PSD | Logiquip LLC | Endoscope Storage Cabinets | 43890SCHG-20PSD | Logiquip LLC | 43890SCHG-20PSD; | Cabinets;Storage; Endoscope | HTM Supported | 24095 | 0:23 | 0:26 | 1 | 0
Mayo | 1181437 | 1181437 | MASS Medical StorageSecure-A-Scope SAS-9P-LHG | MASS Medical Storage | Endoscope Storage Cabinets | Secure-A-Scope SAS-9P-LHG | MASS Medical Storage | Secure-A-Scope;SAS-9P-LHG | Cabinets;Storage; Endoscope | HTM Supported | 24095 | 0:23 | 0:26 | 1 | 0
Mayo | 1181436 | 1181436 | MASS Medical StorageSecure-A-Scope SAS-9P-LHG | MASS Medical Storage | Endoscope Storage Cabinets | Secure-A-Scope SAS-9P-LHG | MASS Medical Storage | Secure-A-Scope;SAS-9P-LHG | Cabinets;Storage; Endoscope | HTM Supported | 24095 | 0:23 | 0:26 | 1 | 0
Mayo | 1181435 | 1181435 | MASS Medical StorageSecure-A-Scope SAS-9P-LHG | MASS Medical Storage | Endoscope Storage Cabinets | Secure-A-Scope SAS-9P-LHG | MASS Medical Storage | Secure-A-Scope;SAS-9P-LHG | Cabinets;Storage; Endoscope | HTM Supported | 24095 | 0:23 | 0:26 | 1 | 0
Mayo | 1181434 | 1181434 | MASS Medical StorageSecure-A-Scope SAS-9P-LHG | MASS Medical Storage | Endoscope Storage Cabinets | Secure-A-Scope SAS-9P-LHG | MASS Medical Storage | Secure-A-Scope;SAS-9P-LHG | Cabinets;Storage; Endoscope | HTM Supported | 24095 | 0:23 | 0:26 | 1 | 0
Mayo | 1181431 | 1181431 | MASS Medical StorageSecure-A-Scope SAS-9P-LHG | MASS Medical Storage | Endoscope Storage Cabinets | Secure-A-Scope SAS-9P-LHG | MASS Medical Storage | Secure-A-Scope;SAS-9P-LHG | Cabinets;Storage; Endoscope | HTM Supported | 24095 | 0:23 | 0:26 | 1 | 0
Mayo | 1181432 | 1181432 | MASS Medical StorageSecure-A-Scope SAS-9P-LHG | MASS Medical Storage | Endoscope Storage Cabinets | Secure-A-Scope SAS-9P-LHG | MASS Medical Storage | Secure-A-Scope;SAS-9P-LHG | Cabinets;Storage; Endoscope | HTM Supported | 24095 | 0:23 | 0:26 | 1 | 0
Mayo | 1181433 | 1181433 | MASS Medical StorageSecure-A-Scope SAS-9P-LHG | MASS Medical Storage | Endoscope Storage Cabinets | Secure-A-Scope SAS-9P-LHG | MASS Medical Storage | Secure-A-Scope;SAS-9P-LHG | Cabinets;Storage; Endoscope | HTM Supported | 24095 | 0:23 | 0:26 | 1 | 0
Mayo | 1254983 | 1254983 | Medivators Corp A Cantel Medical CoEndodry DRY-2002 | Medivators Corp | Endoscope Storage Cabinets | Endodry DRY-2002 | Medivators Corp A Cantel Medical Co | Endodry;DRY-2002 | Cabinets;Storage; Endoscope | HTM Supported | 24095 | 0:23 | 0:26 | 1 | 0
Mayo | 1254982 | 1254982 | Medivators Corp A Cantel Medical CoEndodry DRY-2002 | Medivators Corp | Endoscope Storage Cabinets | Endodry DRY-2002 | Medivators Corp A Cantel Medical Co | Endodry;DRY-2002 | Cabinets;Storage; Endoscope | HTM Supported | 24095 | 0:23 | 0:26 | 1 | 0
Mayo | 1192783 | 1192783 | Medivators Corp A Cantel Medical CoEndodry DRY-1003 | Medivators Corp | Endoscope Storage Cabinets | Endodry DRY-1003 | Medivators Corp A Cantel Medical Co | Endodry;DRY-1003 | Cabinets;Storage; Endoscope | HTM Supported | 24095 | 0:23 | 0:26 | 1 | 0
Mayo | 1192782 | 1192782 | Medivators Corp A Cantel Medical CoEndodry DRY-1003 | Medivators Corp | Endoscope Storage Cabinets | Endodry DRY-1003 | Medivators Corp A Cantel Medical Co | Endodry;DRY-1003 | Cabinets;Storage; Endoscope | HTM Supported | 24095 | 0:23 | 0:26 | 1 | 0
Mayo | 1103568 | 1103568 | Medivators Corp A Cantel Medical CoEndodry DRY-1003 | Medivators Corp | Endoscope Storage Cabinets | Endodry DRY-1003 | Medivators Corp A Cantel Medical Co | Endodry;DRY-1003 | Cabinets;Storage; Endoscope | HTM Supported | 24095 | 0:23 | 0:26 | 1 | 0
Mayo | 1105251 | 1105251 | Medivators Corp A Cantel Medical CoEndodry DRY-1003 | Medivators Corp | Endoscope Storage Cabinets | Endodry DRY-1003 | Medivators Corp A Cantel Medical Co | Endodry;DRY-1003 | Cabinets;Storage; Endoscope | HTM Supported | 24095 | 0:23 | 0:26 | 1 | 0
Mayo | 1055306 | 1055306 | Medivators Corp A Cantel Medical CoEndodry DRY-1003 | Medivators Corp | Endoscope Storage Cabinets | Endodry DRY-1003 | Medivators Corp A Cantel Medical Co | Endodry;DRY-1003 | Cabinets;Storage; Endoscope | HTM Supported | 24095 | 0:23 | 0:25 | 1 | 0
Mayo | 1055305 | 1055305 | Medivators Corp A Cantel Medical CoEndodry DRY-1003 | Medivators Corp | Endoscope Storage Cabinets | Endodry DRY-1003 | Medivators Corp A Cantel Medical Co | Endodry;DRY-1003 | Cabinets;Storage; Endoscope | HTM Supported | 24095 | 0:23 | 0:25 | 1 | 0
Mayo | 1055303 | 1055303 | Medivators Corp A Cantel Medical CoEndodry DRY-1003 | Medivators Corp | Endoscope Storage Cabinets | Endodry DRY-1003 | Medivators Corp A Cantel Medical Co | Endodry;DRY-1003 | Cabinets;Storage; Endoscope | HTM Supported | 24095 | 0:23 | 0:25 | 1 | 0
Mayo | 1055304 | 1055304 | Medivators Corp A Cantel Medical CoEndodry DRY-1003 | Medivators Corp | Endoscope Storage Cabinets | Endodry DRY-1003 | Medivators Corp A Cantel Medical Co | Endodry;DRY-1003 | Cabinets;Storage; Endoscope | HTM Supported | 24095 | 0:23 | 0:25 | 1 | 0
Mayo | 1020938 | 1020938 | Medivators Corp A Cantel Medical CoEndodry DRY-1003 | Medivators Corp | Endoscope Storage Cabinets | Endodry DRY-1003 | Medivators Corp A Cantel Medical Co | Endodry;DRY-1003 | Cabinets;Storage; Endoscope | HTM Supported | 24095 | 0:23 | 0:25 | 1 | 0
Mayo | 1007645 | 1007645 | Medivators Corp A Cantel Medical CoEndodry DRY-1003 | Medivators Corp | Endoscope Storage Cabinets | Endodry DRY-1003 | Medivators Corp A Cantel Medical Co | Endodry;DRY-1003 | Cabinets;Storage; Endoscope | HTM Supported | 24095 | 0:23 | 0:25 | 1 | 0
Mayo | 1007646 | 1007646 | Medivators Corp A Cantel Medical CoEndodry DRY-1003 | Medivators Corp | Endoscope Storage Cabinets | Endodry DRY-1003 | Medivators Corp A Cantel Medical Co | Endodry;DRY-1003 | Cabinets;Storage; Endoscope | HTM Supported | 24095 | 0:23 | 0:25 | 1 | 0
Mayo | 283845 | 283845 | Medivators Corp A Cantel Medical CoEndodry Dry-2001 | Medivators Corp | Endoscope Storage Cabinets | Endodry Dry-2001 | Medivators Corp A Cantel Medical Co | Endodry;Dry-2001 | Cabinets;Storage; Endoscope | HTM Supported | 24095 | 0:23 | 0:25 | 1 | 0
Mayo | 667670 | 667670 | Medivators Corp A Cantel Medical CoEndodry DRY-2002 | Medivators Corp | Endoscope Storage Cabinets | Endodry DRY-2002 | Medivators Corp A Cantel Medical Co | Endodry;DRY-2002 | Cabinets;Storage; Endoscope | HTM Supported | 24095 | 0:23 | 0:25 | 1 | 0
Mayo | 512339 | 512339 | Medivators Corp A Cantel Medical CoEndodry DRY-1003 | Medivators Corp | Endoscope Storage Cabinets | Endodry DRY-1003 | Medivators Corp A Cantel Medical Co | Endodry;DRY-1003 | Cabinets;Storage; Endoscope | HTM Supported | 24095 | 0:23 | 0:25 | 1 | 0
Mayo | 512338 | 512338 | Medivators Corp A Cantel Medical CoEndodry DRY-1003 | Medivators Corp | Endoscope Storage Cabinets | Endodry DRY-1003 | Medivators Corp A Cantel Medical Co | Endodry;DRY-1003 | Cabinets;Storage; Endoscope | HTM Supported | 24095 | 0:23 | 0:25 | 1 | 0
Mayo | 512337 | 512337 | Medivators Corp A Cantel Medical CoEndodry DRY-1003 | Medivators Corp | Endoscope Storage Cabinets | Endodry DRY-1003 | Medivators Corp A Cantel Medical Co | Endodry;DRY-1003 | Cabinets;Storage; Endoscope | HTM Supported | 24095 | 0:23 | 0:25 | 1 | 0
Mayo | 512340 | 512340 | Medivators Corp A Cantel Medical CoEndodry DRY-1003 | Medivators Corp | Endoscope Storage Cabinets | Endodry DRY-1003 | Medivators Corp A Cantel Medical Co | Endodry;DRY-1003 | Cabinets;Storage; Endoscope | HTM Supported | 24095 | 0:23 | 0:25 | 1 | 0
Mayo | 295613 | 295613 | Medivators Corp A Cantel Medical CoEndodry DRY-1003 | Medivators Corp | Endoscope Storage Cabinets | Endodry DRY-1003 | Medivators Corp A Cantel Medical Co | Endodry;DRY-1003 | Cabinets;Storage; Endoscope | HTM Supported | 24095 | 0:23 | 0:25 | 1 | 0
Mayo | 656560 | 656560 | Medivators Corp A Cantel Medical CoEndodry Dry-2001 | Medivators Corp | Endoscope Storage Cabinets | Endodry Dry-2001 | Medivators Corp A Cantel Medical Co | Endodry;Dry-2001 | Cabinets;Storage; Endoscope | HTM Supported | 24095 | 0:23 | 0:25 | 1 | 0
Mayo | 656504 | 656504 | Medivators Corp A Cantel Medical CoEndodry DRY-1001 | Medivators Corp | Endoscope Storage Cabinets | Endodry DRY-1001 | Medivators Corp A Cantel Medical Co | Endodry;DRY-1001 | Cabinets;Storage; Endoscope | HTM Supported | 24095 | 0:23 | 0:25 | 1 | 0
Mayo | 297240 | 297240 | MedWurxMW02114 | MedWurx | Endoscope Storage Cabinets | MW02114 | MedWurx | MW02114; | Cabinets;Storage; Endoscope | HTM Supported | 24095 | 0:23 | 0:25 | 1 | 0
Mayo | 1105792 | 1105792 | Solaire MedicalEvolve 16 Scope Cabinet SEA1936SGD | Solaire Medical | Endoscope Storage Cabinets | Evolve 16 Scope Cabinet SEA1936SGD | Solaire Medical | Evolve 16 Scope Cabinet;SEA1936SGD | Cabinets;Storage; Endoscope | HTM Supported | 24095 | 0:23 | 0:26 | 1 | 0
Mayo | 1105791 | 1105791 | Solaire MedicalEvolve 16 Scope Cabinet SEA1936SGD | Solaire Medical | Endoscope Storage Cabinets | Evolve 16 Scope Cabinet SEA1936SGD | Solaire Medical | Evolve 16 Scope Cabinet;SEA1936SGD | Cabinets;Storage; Endoscope | HTM Supported | 24095 | 0:23 | 0:26 | 1 | 0
Mayo | 1105790 | 1105790 | Solaire MedicalEvolve 16 Scope Cabinet SEA1936SGD | Solaire Medical | Endoscope Storage Cabinets | Evolve 16 Scope Cabinet SEA1936SGD | Solaire Medical | Evolve 16 Scope Cabinet;SEA1936SGD | Cabinets;Storage; Endoscope | HTM Supported | 24095 | 0:23 | 0:26 | 1 | 0
Mayo | 1105789 | 1105789 | Solaire MedicalEvolve 16 Scope Cabinet SEA1936SGD | Solaire Medical | Endoscope Storage Cabinets | Evolve 16 Scope Cabinet SEA1936SGD | Solaire Medical | Evolve 16 Scope Cabinet;SEA1936SGD | Cabinets;Storage; Endoscope | HTM Supported | 24095 | 0:23 | 0:26 | 1 | 0
Mayo | 1105788 | 1105788 | Solaire MedicalEvolve 16 Scope Cabinet SEA1936SGD | Solaire Medical | Endoscope Storage Cabinets | Evolve 16 Scope Cabinet SEA1936SGD | Solaire Medical | Evolve 16 Scope Cabinet;SEA1936SGD | Cabinets;Storage; Endoscope | HTM Supported | 24095 | 0:23 | 0:26 | 1 | 0
Mayo | 1105787 | 1105787 | Solaire MedicalEvolve 16 Scope Cabinet SEA1936SGD | Solaire Medical | Endoscope Storage Cabinets | Evolve 16 Scope Cabinet SEA1936SGD | Solaire Medical | Evolve 16 Scope Cabinet;SEA1936SGD | Cabinets;Storage; Endoscope | HTM Supported | 24095 | 0:23 | 0:26 | 1 | 0
Mayo | 1105786 | 1105786 | Solaire MedicalEvolve 16 Scope Cabinet SEA1936SGD | Solaire Medical | Endoscope Storage Cabinets | Evolve 16 Scope Cabinet SEA1936SGD | Solaire Medical | Evolve 16 Scope Cabinet;SEA1936SGD | Cabinets;Storage; Endoscope | HTM Supported | 24095 | 0:23 | 0:26 | 1 | 0
Mayo | 1003900 | 1003900 | Solaire MedicalEvolve CM1234230100 | Solaire Medical | Endoscope Storage Cabinets | Evolve CM1234230100 | Solaire Medical | Evolve;CM1234230100 | Cabinets;Storage; Endoscope | HTM Supported | 24095 | 0:23 | 0:25 | 1 | 0
Mayo | 1267614 | 1267614 | STANLEY Healthcare5884AASV | STANLEY Healthcare | Endoscope Storage Cabinets | 5884AASV | STANLEY Healthcare | 5884AASV; | Cabinets;Storage; Endoscope | HTM Supported | 24095 | 0:23 | 0:26 | 1 | 0
Mayo | 1263773 | 1263773 | STANLEY Healthcare5884AASV | STANLEY Healthcare | Endoscope Storage Cabinets | 5884AASV | STANLEY Healthcare | 5884AASV; | Cabinets;Storage; Endoscope | HTM Supported | 24095 | 0:23 | 0:26 | 1 | 0
Mayo | 1263771 | 1263771 | STANLEY Healthcare5884AASV | STANLEY Healthcare | Endoscope Storage Cabinets | 5884AASV | STANLEY Healthcare | 5884AASV; | Cabinets;Storage; Endoscope | HTM Supported | 24095 | 0:23 | 0:26 | 1 | 0
Mayo | 1263770 | 1263770 | STANLEY Healthcare5884AASV | STANLEY Healthcare | Endoscope Storage Cabinets | 5884AASV | STANLEY Healthcare | 5884AASV; | Cabinets;Storage; Endoscope | HTM Supported | 24095 | 0:23 | 0:26 | 1 | 0
Mayo | 1263769 | 1263769 | STANLEY Healthcare5884AASV | STANLEY Healthcare | Endoscope Storage Cabinets | 5884AASV | STANLEY Healthcare | 5884AASV; | Cabinets;Storage; Endoscope | HTM Supported | 24095 | 0:23 | 0:26 | 1 | 0
Mayo | 1263761 | 1263761 | STANLEY Healthcare5884AASV | STANLEY Healthcare | Endoscope Storage Cabinets | 5884AASV | STANLEY Healthcare | 5884AASV; | Cabinets;Storage; Endoscope | HTM Supported | 24095 | 0:23 | 0:26 | 1 | 0
Mayo | 1263763 | 1263763 | STANLEY Healthcare5884AASV | STANLEY Healthcare | Endoscope Storage Cabinets | 5884AASV | STANLEY Healthcare | 5884AASV; | Cabinets;Storage; Endoscope | HTM Supported | 24095 | 0:23 | 0:26 | 1 | 0
Mayo | 1263762 | 1263762 | STANLEY Healthcare5884AASV | STANLEY Healthcare | Endoscope Storage Cabinets | 5884AASV | STANLEY Healthcare | 5884AASV; | Cabinets;Storage; Endoscope | HTM Supported | 24095 | 0:23 | 0:26 | 1 | 0
Mayo | 1263772 | 1263772 | STANLEY Healthcare5884AASV | STANLEY Healthcare | Endoscope Storage Cabinets | 5884AASV | STANLEY Healthcare | 5884AASV; | Cabinets;Storage; Endoscope | HTM Supported | 24095 | 0:23 | 0:26 | 1 | 0
Mayo | 1263768 | 1263768 | STANLEY Healthcare5884AASV | STANLEY Healthcare | Endoscope Storage Cabinets | 5884AASV | STANLEY Healthcare | 5884AASV; | Cabinets;Storage; Endoscope | HTM Supported | 24095 | 0:23 | 0:26 | 1 | 0
Mayo | 1263767 | 1263767 | STANLEY Healthcare5884AASV | STANLEY Healthcare | Endoscope Storage Cabinets | 5884AASV | STANLEY Healthcare | 5884AASV; | Cabinets;Storage; Endoscope | HTM Supported | 24095 | 0:23 | 0:26 | 1 | 0
Mayo | 1263766 | 1263766 | STANLEY Healthcare5884AASV | STANLEY Healthcare | Endoscope Storage Cabinets | 5884AASV | STANLEY Healthcare | 5884AASV; | Cabinets;Storage; Endoscope | HTM Supported | 24095 | 0:23 | 0:26 | 1 | 0
Mayo | 1263765 | 1263765 | STANLEY Healthcare5884AASV | STANLEY Healthcare | Endoscope Storage Cabinets | 5884AASV | STANLEY Healthcare | 5884AASV; | Cabinets;Storage; Endoscope | HTM Supported | 24095 | 0:23 | 0:26 | 1 | 0
Mayo | 1263764 | 1263764 | STANLEY Healthcare5884AASV | STANLEY Healthcare | Endoscope Storage Cabinets | 5884AASV | STANLEY Healthcare | 5884AASV; | Cabinets;Storage; Endoscope | HTM Supported | 24095 | 0:23 | 0:26 | 1 | 0
Mayo | 1172483 | 1172483 | STANLEY Healthcare5884AASV | STANLEY Healthcare | Endoscope Storage Cabinets | 5884AASV | STANLEY Healthcare | 5884AASV; | Cabinets;Storage; Endoscope | HTM Supported | 24095 | 0:23 | 0:26 | 1 | 0
Mayo | 1108476 | 1108476 | STANLEY Healthcare5884AASV | STANLEY Healthcare | Endoscope Storage Cabinets | 5884AASV | STANLEY Healthcare | 5884AASV; | Cabinets;Storage; Endoscope | HTM Supported | 24095 | 0:23 | 0:26 | 1 | 0
Mayo | 1105273 | 1105273 | STANLEY Healthcare5884AASV | STANLEY Healthcare | Endoscope Storage Cabinets | 5884AASV | STANLEY Healthcare | 5884AASV; | Cabinets;Storage; Endoscope | HTM Supported | 24095 | 0:23 | 0:26 | 1 | 0
Mayo | 1105271 | 1105271 | STANLEY Healthcare5884AASV | STANLEY Healthcare | Endoscope Storage Cabinets | 5884AASV | STANLEY Healthcare | 5884AASV; | Cabinets;Storage; Endoscope | HTM Supported | 24095 | 0:23 | 0:26 | 1 | 0
Mayo | 1056010 | 1056010 | STANLEY Healthcare5884AASV | STANLEY Healthcare | Endoscope Storage Cabinets | 5884AASV | STANLEY Healthcare | 5884AASV; | Cabinets;Storage; Endoscope | HTM Supported | 24095 | 0:23 | 0:25 | 1 | 0
Mayo | 1056009 | 1056009 | STANLEY Healthcare5884AASV | STANLEY Healthcare | Endoscope Storage Cabinets | 5884AASV | STANLEY Healthcare | 5884AASV; | Cabinets;Storage; Endoscope | HTM Supported | 24095 | 0:23 | 0:25 | 1 | 0
Mayo | 1056008 | 1056008 | STANLEY Healthcare5884AASV | STANLEY Healthcare | Endoscope Storage Cabinets | 5884AASV | STANLEY Healthcare | 5884AASV; | Cabinets;Storage; Endoscope | HTM Supported | 24095 | 0:23 | 0:25 | 1 | 0
Mayo | 297020 | 297020 | STANLEY Healthcare5884AASV | STANLEY Healthcare | Endoscope Storage Cabinets | 5884AASV | STANLEY Healthcare | 5884AASV; | Cabinets;Storage; Endoscope | HTM Supported | 24095 | 0:23 | 0:25 | 1 | 0
Mayo | 297021 | 297021 | STANLEY Healthcare5884AASV | STANLEY Healthcare | Endoscope Storage Cabinets | 5884AASV | STANLEY Healthcare | 5884AASV; | Cabinets;Storage; Endoscope | HTM Supported | 24095 | 0:23 | 0:25 | 1 | 0
Mayo | 297014 | 297014 | STANLEY Healthcare5884AASV | STANLEY Healthcare | Endoscope Storage Cabinets | 5884AASV | STANLEY Healthcare | 5884AASV; | Cabinets;Storage; Endoscope | HTM Supported | 24095 | 0:23 | 0:25 | 1 | 0
Mayo | 297015 | 297015 | STANLEY Healthcare5884AASV | STANLEY Healthcare | Endoscope Storage Cabinets | 5884AASV | STANLEY Healthcare | 5884AASV; | Cabinets;Storage; Endoscope | HTM Supported | 24095 | 0:23 | 0:25 | 1 | 0
Mayo | 297013 | 297013 | STANLEY Healthcare5884AASV | STANLEY Healthcare | Endoscope Storage Cabinets | 5884AASV | STANLEY Healthcare | 5884AASV; | Cabinets;Storage; Endoscope | HTM Supported | 24095 | 0:23 | 0:25 | 1 | 0
Mayo | 297019 | 297019 | STANLEY Healthcare5884AASV | STANLEY Healthcare | Endoscope Storage Cabinets | 5884AASV | STANLEY Healthcare | 5884AASV; | Cabinets;Storage; Endoscope | HTM Supported | 24095 | 0:23 | 0:25 | 1 | 0
Mayo | 297017 | 297017 | STANLEY Healthcare5884AASV | STANLEY Healthcare | Endoscope Storage Cabinets | 5884AASV | STANLEY Healthcare | 5884AASV; | Cabinets;Storage; Endoscope | HTM Supported | 24095 | 0:23 | 0:25 | 1 | 0
Mayo | 297018 | 297018 | STANLEY Healthcare5884AASV | STANLEY Healthcare | Endoscope Storage Cabinets | 5884AASV | STANLEY Healthcare | 5884AASV; | Cabinets;Storage; Endoscope | HTM Supported | 24095 | 0:23 | 0:25 | 1 | 0
Mayo | 297016 | 297016 | STANLEY Healthcare5884AASV | STANLEY Healthcare | Endoscope Storage Cabinets | 5884AASV | STANLEY Healthcare | 5884AASV; | Cabinets;Storage; Endoscope | HTM Supported | 24095 | 0:23 | 0:25 | 1 | 0
Mayo | 297022 | 297022 | STANLEY Healthcare5884AASV | STANLEY Healthcare | Endoscope Storage Cabinets | 5884AASV | STANLEY Healthcare | 5884AASV; | Cabinets;Storage; Endoscope | HTM Supported | 24095 | 0:23 | 0:25 | 1 | 0
Mayo | 566701 | 566701 | STANLEY Healthcare5884AASV | STANLEY Healthcare | Endoscope Storage Cabinets | 5884AASV | STANLEY Healthcare | 5884AASV; | Cabinets;Storage; Endoscope | HTM Supported | 24095 | 0:23 | 0:25 | 1 | 0
Mayo | 566703 | 566703 | STANLEY Healthcare5884AASV | STANLEY Healthcare | Endoscope Storage Cabinets | 5884AASV | STANLEY Healthcare | 5884AASV; | Cabinets;Storage; Endoscope | HTM Supported | 24095 | 0:23 | 0:25 | 1 | 0
Mayo | 566702 | 566702 | STANLEY Healthcare5884AASV | STANLEY Healthcare | Endoscope Storage Cabinets | 5884AASV | STANLEY Healthcare | 5884AASV; | Cabinets;Storage; Endoscope | HTM Supported | 24095 | 0:23 | 0:25 | 1 | 0
Mayo | 566704 | 566704 | STANLEY Healthcare5884AASV | STANLEY Healthcare | Endoscope Storage Cabinets | 5884AASV | STANLEY Healthcare | 5884AASV; | Cabinets;Storage; Endoscope | HTM Supported | 24095 | 0:23 | 0:25 | 1 | 0
Mayo | 566706 | 566706 | STANLEY Healthcare5884AASV | STANLEY Healthcare | Endoscope Storage Cabinets | 5884AASV | STANLEY Healthcare | 5884AASV; | Cabinets;Storage; Endoscope | HTM Supported | 24095 | 0:23 | 0:25 | 1 | 0
Mayo | 566709 | 566709 | STANLEY Healthcare5884AASV | STANLEY Healthcare | Endoscope Storage Cabinets | 5884AASV | STANLEY Healthcare | 5884AASV; | Cabinets;Storage; Endoscope | HTM Supported | 24095 | 0:23 | 0:25 | 1 | 0
Mayo | 566700 | 566700 | STANLEY Healthcare5884AASV | STANLEY Healthcare | Endoscope Storage Cabinets | 5884AASV | STANLEY Healthcare | 5884AASV; | Cabinets;Storage; Endoscope | HTM Supported | 24095 | 0:23 | 0:25 | 1 | 0
Mayo | 566707 | 566707 | STANLEY Healthcare5884AASV | STANLEY Healthcare | Endoscope Storage Cabinets | 5884AASV | STANLEY Healthcare | 5884AASV; | Cabinets;Storage; Endoscope | HTM Supported | 24095 | 0:23 | 0:25 | 1 | 0
Mayo | 566708 | 566708 | STANLEY Healthcare5884AASV | STANLEY Healthcare | Endoscope Storage Cabinets | 5884AASV | STANLEY Healthcare | 5884AASV; | Cabinets;Storage; Endoscope | HTM Supported | 24095 | 0:23 | 0:25 | 1 | 0
Mayo | 566705 | 566705 | STANLEY Healthcare5884AASV | STANLEY Healthcare | Endoscope Storage Cabinets | 5884AASV | STANLEY Healthcare | 5884AASV; | Cabinets;Storage; Endoscope | HTM Supported | 24095 | 0:23 | 0:25 | 1 | 0
Mayo | 1045837 | 1045837 | The Harloff CoSuredry Drying Cabinet H-SC8030DRDP | The Harloff Co | Endoscope Storage Cabinets | Suredry Drying Cabinet H-SC8030DRDP | The Harloff Co | Suredry Drying Cabinet;H-SC8030DRDP | Cabinets;Storage; Endoscope | HTM Supported | 24095 | 0:23 | 0:25 | 1 | 0
Mayo | 565681 | 565681 | Mayo ClinicSolvent Delivery System | Mayo Clinic | Dispensers | Solvent Delivery System | Mayo Clinic | Solvent Delivery System; | Dispensers;Detergent | HTM Supported | 24095 | 0:23 | 0:25 | 1 | 0
Mayo | 1332013 | 1332013 | Steris CorpAcu-sinQ 2 MDCS-04 | Steris Corp | Dispensers | Acu-sinQ 2 MDCS-04 | Steris Corp | Acu-sinQ 2;MDCS-04 | Dispensers;Detergent | HTM Supported | 24095 | 0:23 | 0:26 | 1 | 0
Mayo | 1332012 | 1332012 | Steris CorpAL-2000 | Steris Corp | Dispensers | AL-2000 | Steris Corp | AL-2000; | Dispensers;Detergent | HTM Supported | 24095 | 0:23 | 0:26 | 1 | 0
Mayo | 1332011 | 1332011 | Steris CorpAL-2000 | Steris Corp | Dispensers | AL-2000 | Steris Corp | AL-2000; | Dispensers;Detergent | HTM Supported | 24095 | 0:23 | 0:26 | 1 | 0
Mayo | 1332003 | 1332003 | Steris CorpAcu-sinQ 2 MDCS-04 | Steris Corp | Dispensers | Acu-sinQ 2 MDCS-04 | Steris Corp | Acu-sinQ 2;MDCS-04 | Dispensers;Detergent | HTM Supported | 24095 | 0:23 | 0:26 | 1 | 0
Mayo | 1332002 | 1332002 | Steris CorpAcu-sinQ 2 MDCS-04 | Steris Corp | Dispensers | Acu-sinQ 2 MDCS-04 | Steris Corp | Acu-sinQ 2;MDCS-04 | Dispensers;Detergent | HTM Supported | 24095 | 0:23 | 0:26 | 1 | 0
Mayo | 1332000 | 1332000 | Steris CorpAcu-sinQ 2 MDCS-04 | Steris Corp | Dispensers | Acu-sinQ 2 MDCS-04 | Steris Corp | Acu-sinQ 2;MDCS-04 | Dispensers;Detergent | HTM Supported | 24095 | 0:23 | 0:26 | 1 | 0
Mayo | 1332004 | 1332004 | Steris CorpAcu-sinQ 2 MDCS-04 | Steris Corp | Dispensers | Acu-sinQ 2 MDCS-04 | Steris Corp | Acu-sinQ 2;MDCS-04 | Dispensers;Detergent | HTM Supported | 24095 | 0:23 | 0:26 | 1 | 0
Mayo | 1332001 | 1332001 | Steris CorpAL-2000 | Steris Corp | Dispensers | AL-2000 | Steris Corp | AL-2000; | Dispensers;Detergent | HTM Supported | 24095 | 0:23 | 0:26 | 1 | 0
Mayo | 1332028 | 1332028 | Steris CorpAL-2000 | Steris Corp | Dispensers | AL-2000 | Steris Corp | AL-2000; | Dispensers;Detergent | HTM Supported | 24095 | 0:23 | 0:26 | 1 | 0
Mayo | 1332027 | 1332027 | Steris CorpAL-2000 | Steris Corp | Dispensers | AL-2000 | Steris Corp | AL-2000; | Dispensers;Detergent | HTM Supported | 24095 | 0:23 | 0:26 | 1 | 0
Mayo | 1332026 | 1332026 | Steris CorpAcu-sinQ 2 MDCS-04 | Steris Corp | Dispensers | Acu-sinQ 2 MDCS-04 | Steris Corp | Acu-sinQ 2;MDCS-04 | Dispensers;Detergent | HTM Supported | 24095 | 0:23 | 0:26 | 1 | 0
Mayo | 1332022 | 1332022 | Steris CorpAL-2000 | Steris Corp | Dispensers | AL-2000 | Steris Corp | AL-2000; | Dispensers;Detergent | HTM Supported | 24095 | 0:23 | 0:26 | 1 | 0
Mayo | 1332021 | 1332021 | Steris CorpAL-2000 | Steris Corp | Dispensers | AL-2000 | Steris Corp | AL-2000; | Dispensers;Detergent | HTM Supported | 24095 | 0:23 | 0:26 | 1 | 0
Mayo | 1332019 | 1332019 | Steris CorpAL-2000 | Steris Corp | Dispensers | AL-2000 | Steris Corp | AL-2000; | Dispensers;Detergent | HTM Supported | 24095 | 0:23 | 0:26 | 1 | 0
Mayo | 1274079 | 1274079 | Steris CorpAcu-sinQ 2 MDCS-04 | Steris Corp | Dispensers | Acu-sinQ 2 MDCS-04 | Steris Corp | Acu-sinQ 2;MDCS-04 | Dispensers;Detergent | HTM Supported | 24095 | 0:23 | 0:26 | 1 | 0
Mayo | 1273962 | 1273962 | Steris CorpAcu-sinQ 2 MDCS-04 | Steris Corp | Dispensers | Acu-sinQ 2 MDCS-04 | Steris Corp | Acu-sinQ 2;MDCS-04 | Dispensers;Detergent | HTM Supported | 24095 | 0:23 | 0:26 | 1 | 0
Mayo | 1273961 | 1273961 | Steris CorpAcu-sinQ 2 MDCS-04 | Steris Corp | Dispensers | Acu-sinQ 2 MDCS-04 | Steris Corp | Acu-sinQ 2;MDCS-04 | Dispensers;Detergent | HTM Supported | 24095 | 0:23 | 0:26 | 1 | 0
Mayo | 1273960 | 1273960 | Steris CorpAcu-sinQ 2 MDCS-04 | Steris Corp | Dispensers | Acu-sinQ 2 MDCS-04 | Steris Corp | Acu-sinQ 2;MDCS-04 | Dispensers;Detergent | HTM Supported | 24095 | 0:23 | 0:26 | 1 | 0
Mayo | 1089119 | 1089119 | Steris CorpAcu-sinQ 2 MDCS-04 | Steris Corp | Dispensers | Acu-sinQ 2 MDCS-04 | Steris Corp | Acu-sinQ 2;MDCS-04 | Dispensers;Detergent | HTM Supported | 24095 | 0:23 | 0:26 | 1 | 0
Mayo | 1254977 | 1254977 | Steris CorpAcu-sinQ 2 MDCS-04 | Steris Corp | Dispensers | Acu-sinQ 2 MDCS-04 | Steris Corp | Acu-sinQ 2;MDCS-04 | Dispensers;Detergent | HTM Supported | 24095 | 0:23 | 0:26 | 1 | 0
Mayo | 578907 | 578907 | Steris CorpAcu-sinQ 2 MDCS-04 | Steris Corp | Dispensers | Acu-sinQ 2 MDCS-04 | Steris Corp | Acu-sinQ 2;MDCS-04 | Dispensers;Detergent | HTM Supported | 24095 | 0:23 | 0:25 | 1 | 0
Mayo | 578906 | 578906 | Steris CorpAcu-sinQ 2 MDCS-04 | Steris Corp | Dispensers | Acu-sinQ 2 MDCS-04 | Steris Corp | Acu-sinQ 2;MDCS-04 | Dispensers;Detergent | HTM Supported | 24095 | 0:23 | 0:25 | 1 | 0
Mayo | 1081986 | 1081986 | Steris CorpAcu-sinQ 2 MDCS-04 | Steris Corp | Dispensers | Acu-sinQ 2 MDCS-04 | Steris Corp | Acu-sinQ 2;MDCS-04 | Dispensers;Detergent | HTM Supported | 24095 | 0:23 | 0:26 | 1 | 0
Mayo | 1254980 | 1254980 | Steris CorpAcu-sinQ 2 MDCS-04 | Steris Corp | Dispensers | Acu-sinQ 2 MDCS-04 | Steris Corp | Acu-sinQ 2;MDCS-04 | Dispensers;Detergent | HTM Supported | 24095 | 0:23 | 0:26 | 1 | 0
Mayo | 1254979 | 1254979 | Steris CorpAcu-sinQ 2 MDCS-04 | Steris Corp | Dispensers | Acu-sinQ 2 MDCS-04 | Steris Corp | Acu-sinQ 2;MDCS-04 | Dispensers;Detergent | HTM Supported | 24095 | 0:23 | 0:26 | 1 | 0
Mayo | 1254978 | 1254978 | Steris CorpAcu-sinQ 2 MDCS-04 | Steris Corp | Dispensers | Acu-sinQ 2 MDCS-04 | Steris Corp | Acu-sinQ 2;MDCS-04 | Dispensers;Detergent | HTM Supported | 24095 | 0:23 | 0:26 | 1 | 0
Mayo | 1169040 | 1169040 | Steris CorpAcu-sinQ 2 MDCS-04 | Steris Corp | Dispensers | Acu-sinQ 2 MDCS-04 | Steris Corp | Acu-sinQ 2;MDCS-04 | Dispensers;Detergent | HTM Supported | 24095 | 0:23 | 0:26 | 1 | 0
Mayo | 1169041 | 1169041 | Steris CorpAcu-sinQ 2 MDCS-04 | Steris Corp | Dispensers | Acu-sinQ 2 MDCS-04 | Steris Corp | Acu-sinQ 2;MDCS-04 | Dispensers;Detergent | HTM Supported | 24095 | 0:23 | 0:26 | 1 | 0
Mayo | 578902 | 578902 | Steris CorpAL-2000 | Steris Corp | Dispensers | AL-2000 | Steris Corp | AL-2000; | Dispensers;Detergent | HTM Supported | 24095 | 0:23 | 0:25 | 1 | 0
Mayo | 1078074 | 1078074 | Steris CorpAL-2000 | Steris Corp | Dispensers | AL-2000 | Steris Corp | AL-2000; | Dispensers;Detergent | HTM Supported | 24095 | 0:23 | 0:26 | 1 | 0
Mayo | 1089655 | 1089655 | Steris CorpAcu-sinQ 2 MDCS-04 | Steris Corp | Dispensers | Acu-sinQ 2 MDCS-04 | Steris Corp | Acu-sinQ 2;MDCS-04 | Dispensers;Detergent | HTM Supported | 24095 | 0:23 | 0:26 | 1 | 0
Mayo | 1089777 | 1089777 | Steris CorpAcu-sinQ 2 MDCS-04 | Steris Corp | Dispensers | Acu-sinQ 2 MDCS-04 | Steris Corp | Acu-sinQ 2;MDCS-04 | Dispensers;Detergent | HTM Supported | 24095 | 0:23 | 0:26 | 1 | 0
Mayo | 1089775 | 1089775 | Steris CorpAcu-sinQ 2 MDCS-04 | Steris Corp | Dispensers | Acu-sinQ 2 MDCS-04 | Steris Corp | Acu-sinQ 2;MDCS-04 | Dispensers;Detergent | HTM Supported | 24095 | 0:23 | 0:26 | 1 | 0
Mayo | 1089776 | 1089776 | Steris CorpAcu-sinQ 2 MDCS-04 | Steris Corp | Dispensers | Acu-sinQ 2 MDCS-04 | Steris Corp | Acu-sinQ 2;MDCS-04 | Dispensers;Detergent | HTM Supported | 24095 | 0:23 | 0:26 | 1 | 0
Mayo | 1089786 | 1089786 | Steris CorpAcu-sinQ 2 MDCS-04 | Steris Corp | Dispensers | Acu-sinQ 2 MDCS-04 | Steris Corp | Acu-sinQ 2;MDCS-04 | Dispensers;Detergent | HTM Supported | 24095 | 0:23 | 0:26 | 1 | 0
Mayo | 1007992 | 1007992 | Steris CorpAcu-sinQ 2 MDCS-04 | Steris Corp | Dispensers | Acu-sinQ 2 MDCS-04 | Steris Corp | Acu-sinQ 2;MDCS-04 | Dispensers;Detergent | HTM Supported | 24095 | 0:23 | 0:25 | 1 | 0
Mayo | 1007993 | 1007993 | Steris CorpAcu-sinQ 2 MDCS-04 | Steris Corp | Dispensers | Acu-sinQ 2 MDCS-04 | Steris Corp | Acu-sinQ 2;MDCS-04 | Dispensers;Detergent | HTM Supported | 24095 | 0:23 | 0:25 | 1 | 0
Mayo | 1103565 | 1103565 | Steris CorpAcu-sinQ 2 MDCS-04 | Steris Corp | Dispensers | Acu-sinQ 2 MDCS-04 | Steris Corp | Acu-sinQ 2;MDCS-04 | Dispensers;Detergent | HTM Supported | 24095 | 0:23 | 0:26 | 1 | 0
Mayo | 1103566 | 1103566 | Steris CorpAcu-sinQ 2 MDCS-04 | Steris Corp | Dispensers | Acu-sinQ 2 MDCS-04 | Steris Corp | Acu-sinQ 2;MDCS-04 | Dispensers;Detergent | HTM Supported | 24095 | 0:23 | 0:26 | 1 | 0
Mayo | 579333 | 579333 | Steris CorpAcu-sinQ 2 MDCS-04 | Steris Corp | Dispensers | Acu-sinQ 2 MDCS-04 | Steris Corp | Acu-sinQ 2;MDCS-04 | Dispensers;Detergent | HTM Supported | 24095 | 0:23 | 0:25 | 1 | 0
Mayo | 579332 | 579332 | Steris CorpAcu-sinQ 2 MDCS-04 | Steris Corp | Dispensers | Acu-sinQ 2 MDCS-04 | Steris Corp | Acu-sinQ 2;MDCS-04 | Dispensers;Detergent | HTM Supported | 24095 | 0:23 | 0:25 | 1 | 0
Mayo | 579335 | 579335 | Steris CorpAcu-sinQ 2 MDCS-04 | Steris Corp | Dispensers | Acu-sinQ 2 MDCS-04 | Steris Corp | Acu-sinQ 2;MDCS-04 | Dispensers;Detergent | HTM Supported | 24095 | 0:23 | 0:25 | 1 | 0
Mayo | 579334 | 579334 | Steris CorpAcu-sinQ 2 MDCS-04 | Steris Corp | Dispensers | Acu-sinQ 2 MDCS-04 | Steris Corp | Acu-sinQ 2;MDCS-04 | Dispensers;Detergent | HTM Supported | 24095 | 0:23 | 0:25 | 1 | 0
Mayo | 579337 | 579337 | Steris CorpAcu-sinQ 2 MDCS-04 | Steris Corp | Dispensers | Acu-sinQ 2 MDCS-04 | Steris Corp | Acu-sinQ 2;MDCS-04 | Dispensers;Detergent | HTM Supported | 24095 | 0:23 | 0:25 | 1 | 0
Mayo | 579336 | 579336 | Steris CorpAcu-sinQ 2 MDCS-04 | Steris Corp | Dispensers | Acu-sinQ 2 MDCS-04 | Steris Corp | Acu-sinQ 2;MDCS-04 | Dispensers;Detergent | HTM Supported | 24095 | 0:23 | 0:25 | 1 | 0
Mayo | 579339 | 579339 | Steris CorpAcu-sinQ 2 MDCS-04 | Steris Corp | Dispensers | Acu-sinQ 2 MDCS-04 | Steris Corp | Acu-sinQ 2;MDCS-04 | Dispensers;Detergent | HTM Supported | 24095 | 0:23 | 0:25 | 1 | 0
Mayo | 579338 | 579338 | Steris CorpAcu-sinQ 2 MDCS-04 | Steris Corp | Dispensers | Acu-sinQ 2 MDCS-04 | Steris Corp | Acu-sinQ 2;MDCS-04 | Dispensers;Detergent | HTM Supported | 24095 | 0:23 | 0:25 | 1 | 0
Mayo | 579341 | 579341 | Steris CorpAcu-sinQ 2 MDCS-04 | Steris Corp | Dispensers | Acu-sinQ 2 MDCS-04 | Steris Corp | Acu-sinQ 2;MDCS-04 | Dispensers;Detergent | HTM Supported | 24095 | 0:23 | 0:25 | 1 | 0
Mayo | 579340 | 579340 | Steris CorpAcu-sinQ 2 MDCS-04 | Steris Corp | Dispensers | Acu-sinQ 2 MDCS-04 | Steris Corp | Acu-sinQ 2;MDCS-04 | Dispensers;Detergent | HTM Supported | 24095 | 0:23 | 0:25 | 1 | 0
Mayo | 579343 | 579343 | Steris CorpAcu-sinQ 2 MDCS-04 | Steris Corp | Dispensers | Acu-sinQ 2 MDCS-04 | Steris Corp | Acu-sinQ 2;MDCS-04 | Dispensers;Detergent | HTM Supported | 24095 | 0:23 | 0:25 | 1 | 0
Mayo | 579342 | 579342 | Steris CorpAcu-sinQ 2 MDCS-04 | Steris Corp | Dispensers | Acu-sinQ 2 MDCS-04 | Steris Corp | Acu-sinQ 2;MDCS-04 | Dispensers;Detergent | HTM Supported | 24095 | 0:23 | 0:25 | 1 | 0
Mayo | 1065480 | 1065480 | Steris CorpAcu-sinQ 2 MDCS-04 | Steris Corp | Dispensers | Acu-sinQ 2 MDCS-04 | Steris Corp | Acu-sinQ 2;MDCS-04 | Dispensers;Detergent | HTM Supported | 24095 | 0:23 | 0:25 | 1 | 0
Mayo | 1065477 | 1065477 | Steris CorpAcu-sinQ 2 MDCS-04 | Steris Corp | Dispensers | Acu-sinQ 2 MDCS-04 | Steris Corp | Acu-sinQ 2;MDCS-04 | Dispensers;Detergent | HTM Supported | 24095 | 0:23 | 0:25 | 1 | 0
Mayo | 1065476 | 1065476 | Steris CorpAcu-sinQ 2 MDCS-04 | Steris Corp | Dispensers | Acu-sinQ 2 MDCS-04 | Steris Corp | Acu-sinQ 2;MDCS-04 | Dispensers;Detergent | HTM Supported | 24095 | 0:23 | 0:25 | 1 | 0
Mayo | 579260 | 579260 | Steris CorpAL-2000 | Steris Corp | Dispensers | AL-2000 | Steris Corp | AL-2000; | Dispensers;Detergent | HTM Supported | 24095 | 0:23 | 0:25 | 1 | 0
Mayo | 579299 | 579299 | Steris CorpAcu-sinQ 2 MDCS-04 | Steris Corp | Dispensers | Acu-sinQ 2 MDCS-04 | Steris Corp | Acu-sinQ 2;MDCS-04 | Dispensers;Detergent | HTM Supported | 24095 | 0:23 | 0:25 | 1 | 0
Mayo | 579297 | 579297 | Steris CorpAcu-sinQ 2 MDCS-04 | Steris Corp | Dispensers | Acu-sinQ 2 MDCS-04 | Steris Corp | Acu-sinQ 2;MDCS-04 | Dispensers;Detergent | HTM Supported | 24095 | 0:23 | 0:25 | 1 | 0
Mayo | 579296 | 579296 | Steris CorpAcu-sinQ 2 MDCS-04 | Steris Corp | Dispensers | Acu-sinQ 2 MDCS-04 | Steris Corp | Acu-sinQ 2;MDCS-04 | Dispensers;Detergent | HTM Supported | 24095 | 0:23 | 0:25 | 1 | 0
Mayo | 1008165 | 1008165 | Steris CorpAcu-sinQ 2 MDCS-04 | Steris Corp | Dispensers | Acu-sinQ 2 MDCS-04 | Steris Corp | Acu-sinQ 2;MDCS-04 | Dispensers;Detergent | HTM Supported | 24095 | 0:23 | 0:25 | 1 | 0
Mayo | 579257 | 579257 | Steris CorpAL-2000 | Steris Corp | Dispensers | AL-2000 | Steris Corp | AL-2000; | Dispensers;Detergent | HTM Supported | 24095 | 0:23 | 0:25 | 1 | 0
Mayo | 579252 | 579252 | Steris CorpAL-2000 | Steris Corp | Dispensers | AL-2000 | Steris Corp | AL-2000; | Dispensers;Detergent | HTM Supported | 24095 | 0:23 | 0:25 | 1 | 0
Mayo | 579247 | 579247 | Steris CorpAL-2000 | Steris Corp | Dispensers | AL-2000 | Steris Corp | AL-2000; | Dispensers;Detergent | HTM Supported | 24095 | 0:23 | 0:25 | 1 | 0
Mayo | 579258 | 579258 | Steris CorpAL-2000 | Steris Corp | Dispensers | AL-2000 | Steris Corp | AL-2000; | Dispensers;Detergent | HTM Supported | 24095 | 0:23 | 0:25 | 1 | 0
Mayo | 1021123 | 1021123 | Steris CorpAcu-sinQ 2 MDCS-04 | Steris Corp | Dispensers | Acu-sinQ 2 MDCS-04 | Steris Corp | Acu-sinQ 2;MDCS-04 | Dispensers;Detergent | HTM Supported | 24095 | 0:23 | 0:25 | 1 | 0
Mayo | 1021120 | 1021120 | Steris CorpAcu-sinQ 2 MDCS-04 | Steris Corp | Dispensers | Acu-sinQ 2 MDCS-04 | Steris Corp | Acu-sinQ 2;MDCS-04 | Dispensers;Detergent | HTM Supported | 24095 | 0:23 | 0:25 | 1 | 0
Mayo | 1021117 | 1021117 | Steris CorpAcu-sinQ 2 MDCS-04 | Steris Corp | Dispensers | Acu-sinQ 2 MDCS-04 | Steris Corp | Acu-sinQ 2;MDCS-04 | Dispensers;Detergent | HTM Supported | 24095 | 0:23 | 0:25 | 1 | 0
Mayo | 1021116 | 1021116 | Steris CorpAcu-sinQ 2 MDCS-04 | Steris Corp | Dispensers | Acu-sinQ 2 MDCS-04 | Steris Corp | Acu-sinQ 2;MDCS-04 | Dispensers;Detergent | HTM Supported | 24095 | 0:23 | 0:25 | 1 | 0
Mayo | 1021119 | 1021119 | Steris CorpAcu-sinQ 2 MDCS-04 | Steris Corp | Dispensers | Acu-sinQ 2 MDCS-04 | Steris Corp | Acu-sinQ 2;MDCS-04 | Dispensers;Detergent | HTM Supported | 24095 | 0:23 | 0:25 | 1 | 0
Mayo | 1021118 | 1021118 | Steris CorpAcu-sinQ 2 MDCS-04 | Steris Corp | Dispensers | Acu-sinQ 2 MDCS-04 | Steris Corp | Acu-sinQ 2;MDCS-04 | Dispensers;Detergent | HTM Supported | 24095 | 0:23 | 0:25 | 1 | 0
Mayo | 1021125 | 1021125 | Steris CorpAcu-sinQ 2 MDCS-04 | Steris Corp | Dispensers | Acu-sinQ 2 MDCS-04 | Steris Corp | Acu-sinQ 2;MDCS-04 | Dispensers;Detergent | HTM Supported | 24095 | 0:23 | 0:25 | 1 | 0
Mayo | 1021124 | 1021124 | Steris CorpAcu-sinQ 2 MDCS-04 | Steris Corp | Dispensers | Acu-sinQ 2 MDCS-04 | Steris Corp | Acu-sinQ 2;MDCS-04 | Dispensers;Detergent | HTM Supported | 24095 | 0:23 | 0:25 | 1 | 0
Mayo | 1021132 | 1021132 | Steris CorpAcu-sinQ 2 MDCS-04 | Steris Corp | Dispensers | Acu-sinQ 2 MDCS-04 | Steris Corp | Acu-sinQ 2;MDCS-04 | Dispensers;Detergent | HTM Supported | 24095 | 0:23 | 0:25 | 1 | 0
Mayo | 1021133 | 1021133 | Steris CorpAcu-sinQ 2 MDCS-04 | Steris Corp | Dispensers | Acu-sinQ 2 MDCS-04 | Steris Corp | Acu-sinQ 2;MDCS-04 | Dispensers;Detergent | HTM Supported | 24095 | 0:23 | 0:25 | 1 | 0
Mayo | 1021129 | 1021129 | Steris CorpAcu-sinQ 2 MDCS-04 | Steris Corp | Dispensers | Acu-sinQ 2 MDCS-04 | Steris Corp | Acu-sinQ 2;MDCS-04 | Dispensers;Detergent | HTM Supported | 24095 | 0:23 | 0:25 | 1 | 0
Mayo | 1021126 | 1021126 | Steris CorpAcu-sinQ 2 MDCS-04 | Steris Corp | Dispensers | Acu-sinQ 2 MDCS-04 | Steris Corp | Acu-sinQ 2;MDCS-04 | Dispensers;Detergent | HTM Supported | 24095 | 0:23 | 0:25 | 1 | 0
Mayo | 1021131 | 1021131 | Steris CorpAL-2000 | Steris Corp | Dispensers | AL-2000 | Steris Corp | AL-2000; | Dispensers;Detergent | HTM Supported | 24095 | 0:23 | 0:25 | 1 | 0
Mayo | 1021128 | 1021128 | Steris CorpAL-2000 | Steris Corp | Dispensers | AL-2000 | Steris Corp | AL-2000; | Dispensers;Detergent | HTM Supported | 24095 | 0:23 | 0:25 | 1 | 0
Mayo | 1021127 | 1021127 | Steris CorpAcu-sinQ 2 MDCS-04 | Steris Corp | Dispensers | Acu-sinQ 2 MDCS-04 | Steris Corp | Acu-sinQ 2;MDCS-04 | Dispensers;Detergent | HTM Supported | 24095 | 0:23 | 0:25 | 1 | 0
Mayo | 1042935 | 1042935 | Steris CorpAcu-sinQ 2 MDCS-04 | Steris Corp | Dispensers | Acu-sinQ 2 MDCS-04 | Steris Corp | Acu-sinQ 2;MDCS-04 | Dispensers;Detergent | HTM Supported | 24095 | 0:23 | 0:25 | 1 | 0
Mayo | 1042934 | 1042934 | Steris CorpAcu-sinQ 2 MDCS-04 | Steris Corp | Dispensers | Acu-sinQ 2 MDCS-04 | Steris Corp | Acu-sinQ 2;MDCS-04 | Dispensers;Detergent | HTM Supported | 24095 | 0:23 | 0:25 | 1 | 0
Mayo | 1042933 | 1042933 | Steris CorpAcu-sinQ 2 MDCS-04 | Steris Corp | Dispensers | Acu-sinQ 2 MDCS-04 | Steris Corp | Acu-sinQ 2;MDCS-04 | Dispensers;Detergent | HTM Supported | 24095 | 0:23 | 0:25 | 1 | 0
Mayo | 1042932 | 1042932 | Steris CorpAcu-sinQ 2 MDCS-04 | Steris Corp | Dispensers | Acu-sinQ 2 MDCS-04 | Steris Corp | Acu-sinQ 2;MDCS-04 | Dispensers;Detergent | HTM Supported | 24095 | 0:23 | 0:25 | 1 | 0
Mayo | 1042931 | 1042931 | Steris CorpAcu-sinQ 2 MDCS-04 | Steris Corp | Dispensers | Acu-sinQ 2 MDCS-04 | Steris Corp | Acu-sinQ 2;MDCS-04 | Dispensers;Detergent | HTM Supported | 24095 | 0:23 | 0:25 | 1 | 0
Mayo | 1042930 | 1042930 | Steris CorpAcu-sinQ 2 MDCS-04 | Steris Corp | Dispensers | Acu-sinQ 2 MDCS-04 | Steris Corp | Acu-sinQ 2;MDCS-04 | Dispensers;Detergent | HTM Supported | 24095 | 0:23 | 0:25 | 1 | 0
Mayo | 1042928 | 1042928 | Steris CorpAcu-sinQ 2 MDCS-04 | Steris Corp | Dispensers | Acu-sinQ 2 MDCS-04 | Steris Corp | Acu-sinQ 2;MDCS-04 | Dispensers;Detergent | HTM Supported | 24095 | 0:23 | 0:25 | 1 | 0
Mayo | 1042927 | 1042927 | Steris CorpAcu-sinQ 2 MDCS-04 | Steris Corp | Dispensers | Acu-sinQ 2 MDCS-04 | Steris Corp | Acu-sinQ 2;MDCS-04 | Dispensers;Detergent | HTM Supported | 24095 | 0:23 | 0:25 | 1 | 0
Mayo | 1042925 | 1042925 | Steris CorpAcu-sinQ 2 MDCS-04 | Steris Corp | Dispensers | Acu-sinQ 2 MDCS-04 | Steris Corp | Acu-sinQ 2;MDCS-04 | Dispensers;Detergent | HTM Supported | 24095 | 0:23 | 0:25 | 1 | 0
Mayo | 1042921 | 1042921 | Steris CorpAcu-sinQ 2 MDCS-04 | Steris Corp | Dispensers | Acu-sinQ 2 MDCS-04 | Steris Corp | Acu-sinQ 2;MDCS-04 | Dispensers;Detergent | HTM Supported | 24095 | 0:23 | 0:25 | 1 | 0
Mayo | 1042920 | 1042920 | Steris CorpAcu-sinQ 2 MDCS-04 | Steris Corp | Dispensers | Acu-sinQ 2 MDCS-04 | Steris Corp | Acu-sinQ 2;MDCS-04 | Dispensers;Detergent | HTM Supported | 24095 | 0:23 | 0:25 | 1 | 0
Mayo | 1042919 | 1042919 | Steris CorpAcu-sinQ 2 MDCS-04 | Steris Corp | Dispensers | Acu-sinQ 2 MDCS-04 | Steris Corp | Acu-sinQ 2;MDCS-04 | Dispensers;Detergent | HTM Supported | 24095 | 0:23 | 0:25 | 1 | 0
Mayo | 1008163 | 1008163 | Steris CorpAcu-sinQ 2 MDCS-04 | Steris Corp | Dispensers | Acu-sinQ 2 MDCS-04 | Steris Corp | Acu-sinQ 2;MDCS-04 | Dispensers;Detergent | HTM Supported | 24095 | 0:23 | 0:25 | 1 | 0
Mayo | 1008164 | 1008164 | Steris CorpAcu-sinQ 2 MDCS-04 | Steris Corp | Dispensers | Acu-sinQ 2 MDCS-04 | Steris Corp | Acu-sinQ 2;MDCS-04 | Dispensers;Detergent | HTM Supported | 24095 | 0:23 | 0:25 | 1 | 0
Mayo | 1008162 | 1008162 | Steris CorpAcu-sinQ 2 MDCS-04 | Steris Corp | Dispensers | Acu-sinQ 2 MDCS-04 | Steris Corp | Acu-sinQ 2;MDCS-04 | Dispensers;Detergent | HTM Supported | 24095 | 0:23 | 0:25 | 1 | 0
Mayo | 1016092 | 1016092 | Steris CorpAcu-sinQ 2 MDCS-04 | Steris Corp | Dispensers | Acu-sinQ 2 MDCS-04 | Steris Corp | Acu-sinQ 2;MDCS-04 | Dispensers;Detergent | HTM Supported | 24095 | 0:23 | 0:25 | 1 | 0
Mayo | 1016093 | 1016093 | Steris CorpAcu-sinQ 2 MDCS-04 | Steris Corp | Dispensers | Acu-sinQ 2 MDCS-04 | Steris Corp | Acu-sinQ 2;MDCS-04 | Dispensers;Detergent | HTM Supported | 24095 | 0:23 | 0:25 | 1 | 0
Mayo | 1016091 | 1016091 | Steris CorpAcu-sinQ 2 MDCS-04 | Steris Corp | Dispensers | Acu-sinQ 2 MDCS-04 | Steris Corp | Acu-sinQ 2;MDCS-04 | Dispensers;Detergent | HTM Supported | 24095 | 0:23 | 0:25 | 1 | 0
Mayo | 1016097 | 1016097 | Steris CorpAcu-sinQ 2 MDCS-04 | Steris Corp | Dispensers | Acu-sinQ 2 MDCS-04 | Steris Corp | Acu-sinQ 2;MDCS-04 | Dispensers;Detergent | HTM Supported | 24095 | 0:23 | 0:25 | 1 | 0
Mayo | 1016095 | 1016095 | Steris CorpAL-2000 | Steris Corp | Dispensers | AL-2000 | Steris Corp | AL-2000; | Dispensers;Detergent | HTM Supported | 24095 | 0:23 | 0:25 | 1 | 0
Mayo | 1016096 | 1016096 | Steris CorpAL-2000 | Steris Corp | Dispensers | AL-2000 | Steris Corp | AL-2000; | Dispensers;Detergent | HTM Supported | 24095 | 0:23 | 0:25 | 1 | 0
Mayo | 1000306 | 1000306 | Steris CorpAL-2000 | Steris Corp | Dispensers | AL-2000 | Steris Corp | AL-2000; | Dispensers;Detergent | HTM Supported | 24095 | 0:23 | 0:25 | 1 | 0
Mayo | 1000305 | 1000305 | Steris CorpAL-2000 | Steris Corp | Dispensers | AL-2000 | Steris Corp | AL-2000; | Dispensers;Detergent | HTM Supported | 24095 | 0:23 | 0:25 | 1 | 0
Mayo | 1000304 | 1000304 | Steris CorpAL-2000 | Steris Corp | Dispensers | AL-2000 | Steris Corp | AL-2000; | Dispensers;Detergent | HTM Supported | 24095 | 0:23 | 0:25 | 1 | 0
Mayo | 1000303 | 1000303 | Steris CorpAL-2000 | Steris Corp | Dispensers | AL-2000 | Steris Corp | AL-2000; | Dispensers;Detergent | HTM Supported | 24095 | 0:23 | 0:25 | 1 | 0
Mayo | 1000302 | 1000302 | Steris CorpAL-2000 | Steris Corp | Dispensers | AL-2000 | Steris Corp | AL-2000; | Dispensers;Detergent | HTM Supported | 24095 | 0:23 | 0:25 | 1 | 0
Mayo | 1000301 | 1000301 | Steris CorpAL-2000 | Steris Corp | Dispensers | AL-2000 | Steris Corp | AL-2000; | Dispensers;Detergent | HTM Supported | 24095 | 0:23 | 0:25 | 1 | 0
Mayo | 296753 | 296753 | Steris CorpAcu-sinQ 2 MDCS-04 | Steris Corp | Dispensers | Acu-sinQ 2 MDCS-04 | Steris Corp | Acu-sinQ 2;MDCS-04 | Dispensers;Detergent | HTM Supported | 24095 | 0:23 | 0:25 | 1 | 0
Mayo | 296755 | 296755 | Steris CorpAcu-sinQ 2 MDCS-04 | Steris Corp | Dispensers | Acu-sinQ 2 MDCS-04 | Steris Corp | Acu-sinQ 2;MDCS-04 | Dispensers;Detergent | HTM Supported | 24095 | 0:23 | 0:25 | 1 | 0
Mayo | 296756 | 296756 | Steris CorpAcu-sinQ 2 MDCS-04 | Steris Corp | Dispensers | Acu-sinQ 2 MDCS-04 | Steris Corp | Acu-sinQ 2;MDCS-04 | Dispensers;Detergent | HTM Supported | 24095 | 0:23 | 0:25 | 1 | 0
Mayo | 296754 | 296754 | Steris CorpAcu-sinQ 2 MDCS-04 | Steris Corp | Dispensers | Acu-sinQ 2 MDCS-04 | Steris Corp | Acu-sinQ 2;MDCS-04 | Dispensers;Detergent | HTM Supported | 24095 | 0:23 | 0:25 | 1 | 0
Mayo | 295257 | 295257 | Steris CorpAcu-sinQ 2 MDCS-04 | Steris Corp | Dispensers | Acu-sinQ 2 MDCS-04 | Steris Corp | Acu-sinQ 2;MDCS-04 | Dispensers;Detergent | HTM Supported | 24095 | 0:23 | 0:25 | 1 | 0
Mayo | 295261 | 295261 | Steris CorpAcu-sinQ 2 MDCS-04 | Steris Corp | Dispensers | Acu-sinQ 2 MDCS-04 | Steris Corp | Acu-sinQ 2;MDCS-04 | Dispensers;Detergent | HTM Supported | 24095 | 0:23 | 0:25 | 1 | 0
Mayo | 656502 | 656502 | Getinge/Castle IncS-363 | Getinge/Castle Inc | Instrument and endoscope drying cabinet | S-363 | Getinge/Castle Inc | S-363; | Dryers;Medical Device | HTM Supported | 24095 | 0:23 | 0:25 | 1 | 0
Mayo | 656503 | 656503 | Getinge/Castle IncS-363 | Getinge/Castle Inc | Instrument and endoscope drying cabinet | S-363 | Getinge/Castle Inc | S-363; | Dryers;Medical Device | HTM Supported | 24095 | 0:23 | 0:25 | 1 | 0
Mayo | 1130896 | 1130896 | Olympic Medical Corp A Natus Medical CoModel 43 54343 | Olympic Medical Corp A Natus Medical Co | Instrument and endoscope drying cabinet | Model 43 54343 | Olympic Medical Corp A Natus Medical Co | Model 43;54343 | Dryers;Medical Device | HTM Supported | 24095 | 0:23 | 0:26 | 1 | 0
Mayo | 1105314 | 1105314 | Olympic Medical Corp A Natus Medical CoModel 43 54343 | Olympic Medical Corp A Natus Medical Co | Instrument and endoscope drying cabinet | Model 43 54343 | Olympic Medical Corp A Natus Medical Co | Model 43;54343 | Dryers;Medical Device | HTM Supported | 24095 | 0:23 | 0:26 | 1 | 0
Mayo | 1332032 | 1332032 | Steris CorpAmsco Drying Cabinet DCC100101 | Steris Corp | Instrument and endoscope drying cabinet | Amsco Drying Cabinet DCC100101 | Steris Corp | Amsco Drying Cabinet;DCC100101 | Dryers;Medical Device | HTM Supported | 24095 | 0:23 | 0:26 | 1 | 0
Mayo | 1275518 | 1275518 | Steris CorpAmsco Drying Cabinet DCC200101 | Steris Corp | Instrument and endoscope drying cabinet | Amsco Drying Cabinet DCC200101 | Steris Corp | Amsco Drying Cabinet;DCC200101 | Dryers;Medical Device | HTM Supported | 24095 | 0:23 | 0:26 | 1 | 0
Mayo | 1167002 | 1167002 | Steris CorpAmsco Drying Cabinet DCC200101 | Steris Corp | Instrument and endoscope drying cabinet | Amsco Drying Cabinet DCC200101 | Steris Corp | Amsco Drying Cabinet;DCC200101 | Dryers;Medical Device | HTM Supported | 24095 | 0:23 | 0:26 | 1 | 0
Mayo | 1106600 | 1106600 | Steris CorpAmsco Drying Cabinet DCC200101 | Steris Corp | Instrument and endoscope drying cabinet | Amsco Drying Cabinet DCC200101 | Steris Corp | Amsco Drying Cabinet;DCC200101 | Dryers;Medical Device | HTM Supported | 24095 | 0:23 | 0:26 | 1 | 0
Mayo | 1089657 | 1089657 | Steris CorpDCR101101 | Steris Corp | Instrument and endoscope drying cabinet | DCR101101 | Steris Corp | DCR101101; | Dryers;Medical Device | HTM Supported | 24095 | 0:23 | 0:26 | 1 | 0
Mayo | 579316 | 579316 | Steris CorpAmsco Drying Cabinet DCC200101 | Steris Corp | Instrument and endoscope drying cabinet | Amsco Drying Cabinet DCC200101 | Steris Corp | Amsco Drying Cabinet;DCC200101 | Dryers;Medical Device | HTM Supported | 24095 | 0:23 | 0:25 | 1 | 0
Mayo | 579331 | 579331 | Steris CorpAmsco Drying Cabinet DCC200101 | Steris Corp | Instrument and endoscope drying cabinet | Amsco Drying Cabinet DCC200101 | Steris Corp | Amsco Drying Cabinet;DCC200101 | Dryers;Medical Device | HTM Supported | 24095 | 0:23 | 0:25 | 1 | 0
Mayo | 579330 | 579330 | Steris CorpAmsco Drying Cabinet DCC200101 | Steris Corp | Instrument and endoscope drying cabinet | Amsco Drying Cabinet DCC200101 | Steris Corp | Amsco Drying Cabinet;DCC200101 | Dryers;Medical Device | HTM Supported | 24095 | 0:23 | 0:25 | 1 | 0
Mayo | 579286 | 579286 | Steris CorpAmsco Drying Cabinet DCC200101 | Steris Corp | Instrument and endoscope drying cabinet | Amsco Drying Cabinet DCC200101 | Steris Corp | Amsco Drying Cabinet;DCC200101 | Dryers;Medical Device | HTM Supported | 24095 | 0:23 | 0:25 | 1 | 0
Mayo | 579293 | 579293 | Steris CorpAmsco Drying Cabinet DCC100101 | Steris Corp | Instrument and endoscope drying cabinet | Amsco Drying Cabinet DCC100101 | Steris Corp | Amsco Drying Cabinet;DCC100101 | Dryers;Medical Device | HTM Supported | 24095 | 0:23 | 0:25 | 1 | 0
Mayo | 579285 | 579285 | Steris CorpDCR101101 | Steris Corp | Instrument and endoscope drying cabinet | DCR101101 | Steris Corp | DCR101101; | Dryers;Medical Device | HTM Supported | 24095 | 0:23 | 0:25 | 1 | 0
Mayo | 1007538 | 1007538 | Steris CorpDCR101101 | Steris Corp | Instrument and endoscope drying cabinet | DCR101101 | Steris Corp | DCR101101; | Dryers;Medical Device | HTM Supported | 24095 | 0:23 | 0:25 | 1 | 0
Mayo | 1009152 | 1009152 | Steris CorpDCR101101 | Steris Corp | Instrument and endoscope drying cabinet | DCR101101 | Steris Corp | DCR101101; | Dryers;Medical Device | HTM Supported | 24095 | 0:23 | 0:25 | 1 | 0
Mayo | 1186402 | 1186402 | TRICOR Systems IncDri-Scope Aid Jetstream 402119-100P-TSI | TRICOR Systems Inc | Instrument and endoscope drying cabinet | Dri-Scope Aid Jetstream 402119-100P-TSI | TRICOR Systems Inc | Dri-Scope Aid Jetstream;402119-100P-TSI | Dryers;Medical Device | HTM Supported | 24095 | 0:23 | 0:26 | 1 | 0
Mayo | 1037979 | 1037979 | TRICOR Systems IncDri-Scope Aid Jetstream 402119-100P-TSI | TRICOR Systems Inc | Instrument and endoscope drying cabinet | Dri-Scope Aid Jetstream 402119-100P-TSI | TRICOR Systems Inc | Dri-Scope Aid Jetstream;402119-100P-TSI | Dryers;Medical Device | HTM Supported | 24095 | 0:23 | 0:25 | 1 | 0
Mayo | 1037978 | 1037978 | TRICOR Systems IncDri-Scope Aid Jetstream 402119-100P-TSI | TRICOR Systems Inc | Instrument and endoscope drying cabinet | Dri-Scope Aid Jetstream 402119-100P-TSI | TRICOR Systems Inc | Dri-Scope Aid Jetstream;402119-100P-TSI | Dryers;Medical Device | HTM Supported | 24095 | 0:23 | 0:25 | 1 | 0
Mayo | 442721 | 442721 | TRICOR Systems IncDri-Scope Aid 2 1040D 401789-100 | TRICOR Systems Inc | Instrument and endoscope drying cabinet | Dri-Scope Aid 2 1040D 401789-100 | TRICOR Systems Inc | Dri-Scope Aid 2;1040D 401789-100 | Dryers;Medical Device | HTM Supported | 24095 | 0:23 | 0:25 | 1 | 0
Mayo | 442233 | 442233 | TRICOR Systems IncDri-Scope Aid 2 1040D 401789-100 | TRICOR Systems Inc | Instrument and endoscope drying cabinet | Dri-Scope Aid 2 1040D 401789-100 | TRICOR Systems Inc | Dri-Scope Aid 2;1040D 401789-100 | Dryers;Medical Device | HTM Supported | 24095 | 0:23 | 0:25 | 1 | 0
Mayo | 442197 | 442197 | TRICOR Systems IncDri-Scope Aid 2 1040D 401789-100 | TRICOR Systems Inc | Instrument and endoscope drying cabinet | Dri-Scope Aid 2 1040D 401789-100 | TRICOR Systems Inc | Dri-Scope Aid 2;1040D 401789-100 | Dryers;Medical Device | HTM Supported | 24095 | 0:23 | 0:25 | 1 | 0
Mayo | 512379 | 512379 | TRICOR Systems IncDri-Scope Aid 2 1040D 401789-100 | TRICOR Systems Inc | Instrument and endoscope drying cabinet | Dri-Scope Aid 2 1040D 401789-100 | TRICOR Systems Inc | Dri-Scope Aid 2;1040D 401789-100 | Dryers;Medical Device | HTM Supported | 24095 | 0:23 | 0:25 | 1 | 0
Mayo | 512378 | 512378 | TRICOR Systems IncDri-Scope Aid 2 1040D 401789-100 | TRICOR Systems Inc | Instrument and endoscope drying cabinet | Dri-Scope Aid 2 1040D 401789-100 | TRICOR Systems Inc | Dri-Scope Aid 2;1040D 401789-100 | Dryers;Medical Device | HTM Supported | 24095 | 0:23 | 0:25 | 1 | 0
Mayo | 512377 | 512377 | TRICOR Systems IncDri-Scope Aid 2 1040D 401789-100 | TRICOR Systems Inc | Instrument and endoscope drying cabinet | Dri-Scope Aid 2 1040D 401789-100 | TRICOR Systems Inc | Dri-Scope Aid 2;1040D 401789-100 | Dryers;Medical Device | HTM Supported | 24095 | 0:23 | 0:25 | 1 | 0
Mayo | 512380 | 512380 | TRICOR Systems IncDri-Scope Aid 2 1040D 401789-100 | TRICOR Systems Inc | Instrument and endoscope drying cabinet | Dri-Scope Aid 2 1040D 401789-100 | TRICOR Systems Inc | Dri-Scope Aid 2;1040D 401789-100 | Dryers;Medical Device | HTM Supported | 24095 | 0:23 | 0:25 | 1 | 0
Mayo | 1254981 | 1254981 | Civco Medical SolutionsAstra TEE System 610-1338 | Civco Medical Solutions | Automated TEE probe reprocessor | Astra TEE System 610-1338 | Civco Medical Solutions | Astra TEE System;610-1338 | Scanning System Ultrasound Accessory;Ultrasound Transducer Disinfector | HTM Supported | 24095 | 0:23 | 0:26 | 1 | 0
Mayo | 1135916 | 1135916 | Civco Medical SolutionsAstra TEE System 610-1338 | Civco Medical Solutions | Automated TEE probe reprocessor | Astra TEE System 610-1338 | Civco Medical Solutions | Astra TEE System;610-1338 | Scanning System Ultrasound Accessory;Ultrasound Transducer Disinfector | HTM Supported | 24095 | 0:23 | 0:26 | 1 | 0
Mayo | 1078076 | 1078076 | Civco Medical SolutionsAstra TEE System 610-1338 | Civco Medical Solutions | Automated TEE probe reprocessor | Astra TEE System 610-1338 | Civco Medical Solutions | Astra TEE System;610-1338 | Scanning System Ultrasound Accessory;Ultrasound Transducer Disinfector | HTM Supported | 24095 | 0:23 | 0:26 | 1 | 0
Mayo | 1078075 | 1078075 | Civco Medical SolutionsAstra TEE System 610-1338 | Civco Medical Solutions | Automated TEE probe reprocessor | Astra TEE System 610-1338 | Civco Medical Solutions | Astra TEE System;610-1338 | Scanning System Ultrasound Accessory;Ultrasound Transducer Disinfector | HTM Supported | 24095 | 0:23 | 0:26 | 1 | 0
Mayo | 579315 | 579315 | Civco Medical SolutionsAstra TEE System 610-1338 | Civco Medical Solutions | Automated TEE probe reprocessor | Astra TEE System 610-1338 | Civco Medical Solutions | Astra TEE System;610-1338 | Scanning System Ultrasound Accessory;Ultrasound Transducer Disinfector | HTM Supported | 24095 | 0:23 | 0:25 | 1 | 0
Mayo | 579314 | 579314 | Civco Medical SolutionsAstra TEE System 610-1338 | Civco Medical Solutions | Automated TEE probe reprocessor | Astra TEE System 610-1338 | Civco Medical Solutions | Astra TEE System;610-1338 | Scanning System Ultrasound Accessory;Ultrasound Transducer Disinfector | HTM Supported | 24095 | 0:23 | 0:25 | 1 | 0
Mayo | 579313 | 579313 | Civco Medical SolutionsAstra TEE System 610-1338 | Civco Medical Solutions | Automated TEE probe reprocessor | Astra TEE System 610-1338 | Civco Medical Solutions | Astra TEE System;610-1338 | Scanning System Ultrasound Accessory;Ultrasound Transducer Disinfector | HTM Supported | 24095 | 0:23 | 0:25 | 1 | 0
Mayo | 579284 | 579284 | Civco Medical SolutionsAstra TEE System 610-1338 | Civco Medical Solutions | Automated TEE probe reprocessor | Astra TEE System 610-1338 | Civco Medical Solutions | Astra TEE System;610-1338 | Scanning System Ultrasound Accessory;Ultrasound Transducer Disinfector | HTM Supported | 24095 | 0:23 | 0:25 | 1 | 0
Mayo | 442963 | 442963 | Civco Medical SolutionsAstra TEE System 610-1338 | Civco Medical Solutions | Automated TEE probe reprocessor | Astra TEE System 610-1338 | Civco Medical Solutions | Astra TEE System;610-1338 | Scanning System Ultrasound Accessory;Ultrasound Transducer Disinfector | HTM Supported | 24095 | 0:23 | 0:25 | 1 | 0
Mayo | 876734 | 876734 | Civco Medical SolutionsAstra TEE System 610-1338 | Civco Medical Solutions | Automated TEE probe reprocessor | Astra TEE System 610-1338 | Civco Medical Solutions | Astra TEE System;610-1338 | Scanning System Ultrasound Accessory;Ultrasound Transducer Disinfector | HTM Supported | 24095 | 0:23 | 0:25 | 1 | 0
Mayo | 202450 | 202450 | Civco Medical SolutionsAstra TEE System 610-1338 | Civco Medical Solutions | Automated TEE probe reprocessor | Astra TEE System 610-1338 | Civco Medical Solutions | Astra TEE System;610-1338 | Scanning System Ultrasound Accessory;Ultrasound Transducer Disinfector | HTM Supported | 24095 | 0:23 | 0:25 | 1 | 0
Mayo | 202451 | 202451 | Civco Medical SolutionsAstra TEE System 610-1338 | Civco Medical Solutions | Automated TEE probe reprocessor | Astra TEE System 610-1338 | Civco Medical Solutions | Astra TEE System;610-1338 | Scanning System Ultrasound Accessory;Ultrasound Transducer Disinfector | HTM Supported | 24095 | 0:23 | 0:25 | 1 | 0
Mayo | 371546 | 371546 | Civco Medical SolutionsAstra TEE System 610-1338 | Civco Medical Solutions | Automated TEE probe reprocessor | Astra TEE System 610-1338 | Civco Medical Solutions | Astra TEE System;610-1338 | Scanning System Ultrasound Accessory;Ultrasound Transducer Disinfector | HTM Supported | 24095 | 0:23 | 0:25 | 1 | 0
Mayo | 1294762 | 1294762 | Nanosonics LtdTrophon2 N05000-1 | Nanosonics Ltd | Automated TEE probe reprocessor | Trophon2 N05000-1 | Nanosonics Ltd | Trophon2;N05000-1 | Scanning System Ultrasound Accessory;Ultrasound Transducer Disinfector | HTM Supported | 24095 | 0:23 | 0:26 | 1 | 0
Mayo | 1294761 | 1294761 | Nanosonics LtdTrophon2 N05000-1 | Nanosonics Ltd | Automated TEE probe reprocessor | Trophon2 N05000-1 | Nanosonics Ltd | Trophon2;N05000-1 | Scanning System Ultrasound Accessory;Ultrasound Transducer Disinfector | HTM Supported | 24095 | 0:23 | 0:26 | 1 | 0
Mayo | 1086522 | 1086522 | Nanosonics LtdTrophon2 N05000-1 | Nanosonics Ltd | Automated TEE probe reprocessor | Trophon2 N05000-1 | Nanosonics Ltd | Trophon2;N05000-1 | Scanning System Ultrasound Accessory;Ultrasound Transducer Disinfector | HTM Supported | 24095 | 0:23 | 0:26 | 1 | 0
Mayo | 1274962 | 1274962 | Nanosonics LtdTrophon2 N05000-1 | Nanosonics Ltd | Automated TEE probe reprocessor | Trophon2 N05000-1 | Nanosonics Ltd | Trophon2;N05000-1 | Scanning System Ultrasound Accessory;Ultrasound Transducer Disinfector | HTM Supported | 24095 | 0:23 | 0:26 | 1 | 0
Mayo | 1274961 | 1274961 | Nanosonics LtdTrophon2 N05000-1 | Nanosonics Ltd | Automated TEE probe reprocessor | Trophon2 N05000-1 | Nanosonics Ltd | Trophon2;N05000-1 | Scanning System Ultrasound Accessory;Ultrasound Transducer Disinfector | HTM Supported | 24095 | 0:23 | 0:26 | 1 | 0
Mayo | 1292887 | 1292887 | Nanosonics LtdTrophon2 N05000-1 | Nanosonics Ltd | Automated TEE probe reprocessor | Trophon2 N05000-1 | Nanosonics Ltd | Trophon2;N05000-1 | Scanning System Ultrasound Accessory;Ultrasound Transducer Disinfector | HTM Supported | 24095 | 0:23 | 0:26 | 1 | 0
Mayo | 1275467 | 1275467 | Nanosonics LtdTrophon2 N05000-1 | Nanosonics Ltd | Automated TEE probe reprocessor | Trophon2 N05000-1 | Nanosonics Ltd | Trophon2;N05000-1 | Scanning System Ultrasound Accessory;Ultrasound Transducer Disinfector | HTM Supported | 24095 | 0:23 | 0:26 | 1 | 0
Mayo | 1269273 | 1269273 | Nanosonics LtdTrophon2 N05000-1 | Nanosonics Ltd | Automated TEE probe reprocessor | Trophon2 N05000-1 | Nanosonics Ltd | Trophon2;N05000-1 | Scanning System Ultrasound Accessory;Ultrasound Transducer Disinfector | HTM Supported | 24095 | 0:23 | 0:26 | 1 | 0
Mayo | 1147697 | 1147697 | Nanosonics LtdTrophon2 N05000-1 | Nanosonics Ltd | Automated TEE probe reprocessor | Trophon2 N05000-1 | Nanosonics Ltd | Trophon2;N05000-1 | Scanning System Ultrasound Accessory;Ultrasound Transducer Disinfector | HTM Supported | 24095 | 0:23 | 0:26 | 1 | 0
Mayo | 1147696 | 1147696 | Nanosonics LtdTrophon2 N05000-1 | Nanosonics Ltd | Automated TEE probe reprocessor | Trophon2 N05000-1 | Nanosonics Ltd | Trophon2;N05000-1 | Scanning System Ultrasound Accessory;Ultrasound Transducer Disinfector | HTM Supported | 24095 | 0:23 | 0:26 | 1 | 0
Mayo | 1269272 | 1269272 | Nanosonics LtdTrophon2 N05000-1 | Nanosonics Ltd | Automated TEE probe reprocessor | Trophon2 N05000-1 | Nanosonics Ltd | Trophon2;N05000-1 | Scanning System Ultrasound Accessory;Ultrasound Transducer Disinfector | HTM Supported | 24095 | 0:23 | 0:26 | 1 | 0
Mayo | 1269264 | 1269264 | Nanosonics LtdTrophon2 N05000-1 | Nanosonics Ltd | Automated TEE probe reprocessor | Trophon2 N05000-1 | Nanosonics Ltd | Trophon2;N05000-1 | Scanning System Ultrasound Accessory;Ultrasound Transducer Disinfector | HTM Supported | 24095 | 0:23 | 0:26 | 1 | 0
Mayo | 1131411 | 1131411 | Nanosonics LtdTrophon2 N05000-1 | Nanosonics Ltd | Automated TEE probe reprocessor | Trophon2 N05000-1 | Nanosonics Ltd | Trophon2;N05000-1 | Scanning System Ultrasound Accessory;Ultrasound Transducer Disinfector | HTM Supported | 24095 | 0:23 | 0:26 | 1 | 0
Mayo | 1131412 | 1131412 | Nanosonics LtdTrophon2 N05000-1 | Nanosonics Ltd | Automated TEE probe reprocessor | Trophon2 N05000-1 | Nanosonics Ltd | Trophon2;N05000-1 | Scanning System Ultrasound Accessory;Ultrasound Transducer Disinfector | HTM Supported | 24095 | 0:23 | 0:26 | 1 | 0
Mayo | 1131408 | 1131408 | Nanosonics LtdTrophon2 N05000-1 | Nanosonics Ltd | Automated TEE probe reprocessor | Trophon2 N05000-1 | Nanosonics Ltd | Trophon2;N05000-1 | Scanning System Ultrasound Accessory;Ultrasound Transducer Disinfector | HTM Supported | 24095 | 0:23 | 0:26 | 1 | 0
Mayo | 1131409 | 1131409 | Nanosonics LtdTrophon2 N05000-1 | Nanosonics Ltd | Automated TEE probe reprocessor | Trophon2 N05000-1 | Nanosonics Ltd | Trophon2;N05000-1 | Scanning System Ultrasound Accessory;Ultrasound Transducer Disinfector | HTM Supported | 24095 | 0:23 | 0:26 | 1 | 0
Mayo | 1131410 | 1131410 | Nanosonics LtdTrophon2 N05000-1 | Nanosonics Ltd | Automated TEE probe reprocessor | Trophon2 N05000-1 | Nanosonics Ltd | Trophon2;N05000-1 | Scanning System Ultrasound Accessory;Ultrasound Transducer Disinfector | HTM Supported | 24095 | 0:23 | 0:26 | 1 | 0
Mayo | 1177178 | 1177178 | Nanosonics LtdTrophon2 N05000-1 | Nanosonics Ltd | Automated TEE probe reprocessor | Trophon2 N05000-1 | Nanosonics Ltd | Trophon2;N05000-1 | Scanning System Ultrasound Accessory;Ultrasound Transducer Disinfector | HTM Supported | 24095 | 0:23 | 0:26 | 1 | 0
Mayo | 1131403 | 1131403 | Nanosonics LtdTrophon2 N05000-1 | Nanosonics Ltd | Automated TEE probe reprocessor | Trophon2 N05000-1 | Nanosonics Ltd | Trophon2;N05000-1 | Scanning System Ultrasound Accessory;Ultrasound Transducer Disinfector | HTM Supported | 24095 | 0:23 | 0:26 | 1 | 0
Mayo | 1131404 | 1131404 | Nanosonics LtdTrophon2 N05000-1 | Nanosonics Ltd | Automated TEE probe reprocessor | Trophon2 N05000-1 | Nanosonics Ltd | Trophon2;N05000-1 | Scanning System Ultrasound Accessory;Ultrasound Transducer Disinfector | HTM Supported | 24095 | 0:23 | 0:26 | 1 | 0
Mayo | 1131402 | 1131402 | Nanosonics LtdTrophon2 N05000-1 | Nanosonics Ltd | Automated TEE probe reprocessor | Trophon2 N05000-1 | Nanosonics Ltd | Trophon2;N05000-1 | Scanning System Ultrasound Accessory;Ultrasound Transducer Disinfector | HTM Supported | 24095 | 0:23 | 0:26 | 1 | 0
Mayo | 1113505 | 1113505 | Nanosonics LtdTrophon2 N05000-1 | Nanosonics Ltd | Automated TEE probe reprocessor | Trophon2 N05000-1 | Nanosonics Ltd | Trophon2;N05000-1 | Scanning System Ultrasound Accessory;Ultrasound Transducer Disinfector | HTM Supported | 24095 | 0:23 | 0:26 | 1 | 0
Mayo | 1160381 | 1160381 | Nanosonics LtdTrophon2 N05000-1 | Nanosonics Ltd | Automated TEE probe reprocessor | Trophon2 N05000-1 | Nanosonics Ltd | Trophon2;N05000-1 | Scanning System Ultrasound Accessory;Ultrasound Transducer Disinfector | HTM Supported | 24095 | 0:23 | 0:26 | 1 | 0
Mayo | 1156354 | 1156354 | Nanosonics LtdTrophon2 N05000-1 | Nanosonics Ltd | Automated TEE probe reprocessor | Trophon2 N05000-1 | Nanosonics Ltd | Trophon2;N05000-1 | Scanning System Ultrasound Accessory;Ultrasound Transducer Disinfector | HTM Supported | 24095 | 0:23 | 0:26 | 1 | 0
Mayo | 1153051 | 1153051 | Nanosonics LtdTrophon2 N05000-1 | Nanosonics Ltd | Automated TEE probe reprocessor | Trophon2 N05000-1 | Nanosonics Ltd | Trophon2;N05000-1 | Scanning System Ultrasound Accessory;Ultrasound Transducer Disinfector | HTM Supported | 24095 | 0:23 | 0:26 | 1 | 0
Mayo | 1153049 | 1153049 | Nanosonics LtdTrophon2 N05000-1 | Nanosonics Ltd | Automated TEE probe reprocessor | Trophon2 N05000-1 | Nanosonics Ltd | Trophon2;N05000-1 | Scanning System Ultrasound Accessory;Ultrasound Transducer Disinfector | HTM Supported | 24095 | 0:23 | 0:26 | 1 | 0
Mayo | 1153047 | 1153047 | Nanosonics LtdTrophon2 N05000-1 | Nanosonics Ltd | Automated TEE probe reprocessor | Trophon2 N05000-1 | Nanosonics Ltd | Trophon2;N05000-1 | Scanning System Ultrasound Accessory;Ultrasound Transducer Disinfector | HTM Supported | 24095 | 0:23 | 0:26 | 1 | 0
Mayo | 1153046 | 1153046 | Nanosonics LtdTrophon2 N05000-1 | Nanosonics Ltd | Automated TEE probe reprocessor | Trophon2 N05000-1 | Nanosonics Ltd | Trophon2;N05000-1 | Scanning System Ultrasound Accessory;Ultrasound Transducer Disinfector | HTM Supported | 24095 | 0:23 | 0:26 | 1 | 0
Mayo | 1164054 | 1164054 | Nanosonics LtdTrophon2 N05000-1 | Nanosonics Ltd | Automated TEE probe reprocessor | Trophon2 N05000-1 | Nanosonics Ltd | Trophon2;N05000-1 | Scanning System Ultrasound Accessory;Ultrasound Transducer Disinfector | HTM Supported | 24095 | 0:23 | 0:26 | 1 | 0
Mayo | 1164025 | 1164025 | Nanosonics LtdTrophon2 N05000-1 | Nanosonics Ltd | Automated TEE probe reprocessor | Trophon2 N05000-1 | Nanosonics Ltd | Trophon2;N05000-1 | Scanning System Ultrasound Accessory;Ultrasound Transducer Disinfector | HTM Supported | 24095 | 0:23 | 0:26 | 1 | 0
Mayo | 1153048 | 1153048 | Nanosonics LtdTrophon2 N05000-1 | Nanosonics Ltd | Automated TEE probe reprocessor | Trophon2 N05000-1 | Nanosonics Ltd | Trophon2;N05000-1 | Scanning System Ultrasound Accessory;Ultrasound Transducer Disinfector | HTM Supported | 24095 | 0:23 | 0:26 | 1 | 0
Mayo | 1153052 | 1153052 | Nanosonics LtdTrophon2 N05000-1 | Nanosonics Ltd | Automated TEE probe reprocessor | Trophon2 N05000-1 | Nanosonics Ltd | Trophon2;N05000-1 | Scanning System Ultrasound Accessory;Ultrasound Transducer Disinfector | HTM Supported | 24095 | 0:23 | 0:26 | 1 | 0
Mayo | 1153053 | 1153053 | Nanosonics LtdTrophon2 N05000-1 | Nanosonics Ltd | Automated TEE probe reprocessor | Trophon2 N05000-1 | Nanosonics Ltd | Trophon2;N05000-1 | Scanning System Ultrasound Accessory;Ultrasound Transducer Disinfector | HTM Supported | 24095 | 0:23 | 0:26 | 1 | 0
Mayo | 1153050 | 1153050 | Nanosonics LtdTrophon2 N05000-1 | Nanosonics Ltd | Automated TEE probe reprocessor | Trophon2 N05000-1 | Nanosonics Ltd | Trophon2;N05000-1 | Scanning System Ultrasound Accessory;Ultrasound Transducer Disinfector | HTM Supported | 24095 | 0:23 | 0:26 | 1 | 0
Mayo | 1130913 | 1130913 | Nanosonics LtdTrophon2 N05000-1 | Nanosonics Ltd | Automated TEE probe reprocessor | Trophon2 N05000-1 | Nanosonics Ltd | Trophon2;N05000-1 | Scanning System Ultrasound Accessory;Ultrasound Transducer Disinfector | HTM Supported | 24095 | 0:23 | 0:26 | 1 | 0
Mayo | 1147689 | 1147689 | Nanosonics LtdTrophon2 N05000-1 | Nanosonics Ltd | Automated TEE probe reprocessor | Trophon2 N05000-1 | Nanosonics Ltd | Trophon2;N05000-1 | Scanning System Ultrasound Accessory;Ultrasound Transducer Disinfector | HTM Supported | 24095 | 0:23 | 0:26 | 1 | 0
Mayo | 1114407 | 1114407 | Nanosonics LtdTrophon2 N05000-1 | Nanosonics Ltd | Automated TEE probe reprocessor | Trophon2 N05000-1 | Nanosonics Ltd | Trophon2;N05000-1 | Scanning System Ultrasound Accessory;Ultrasound Transducer Disinfector | HTM Supported | 24095 | 0:23 | 0:26 | 1 | 0
Mayo | 1114406 | 1114406 | Nanosonics LtdTrophon2 N05000-1 | Nanosonics Ltd | Automated TEE probe reprocessor | Trophon2 N05000-1 | Nanosonics Ltd | Trophon2;N05000-1 | Scanning System Ultrasound Accessory;Ultrasound Transducer Disinfector | HTM Supported | 24095 | 0:23 | 0:26 | 1 | 0
Mayo | 1114405 | 1114405 | Nanosonics LtdTrophon2 N05000-1 | Nanosonics Ltd | Automated TEE probe reprocessor | Trophon2 N05000-1 | Nanosonics Ltd | Trophon2;N05000-1 | Scanning System Ultrasound Accessory;Ultrasound Transducer Disinfector | HTM Supported | 24095 | 0:23 | 0:26 | 1 | 0
Mayo | 1114404 | 1114404 | Nanosonics LtdTrophon2 N05000-1 | Nanosonics Ltd | Automated TEE probe reprocessor | Trophon2 N05000-1 | Nanosonics Ltd | Trophon2;N05000-1 | Scanning System Ultrasound Accessory;Ultrasound Transducer Disinfector | HTM Supported | 24095 | 0:23 | 0:26 | 1 | 0
Mayo | 1114403 | 1114403 | Nanosonics LtdTrophon2 N05000-1 | Nanosonics Ltd | Automated TEE probe reprocessor | Trophon2 N05000-1 | Nanosonics Ltd | Trophon2;N05000-1 | Scanning System Ultrasound Accessory;Ultrasound Transducer Disinfector | HTM Supported | 24095 | 0:23 | 0:26 | 1 | 0
Mayo | 1147506 | 1147506 | Nanosonics LtdTrophon2 N05000-1 | Nanosonics Ltd | Automated TEE probe reprocessor | Trophon2 N05000-1 | Nanosonics Ltd | Trophon2;N05000-1 | Scanning System Ultrasound Accessory;Ultrasound Transducer Disinfector | HTM Supported | 24095 | 0:23 | 0:26 | 1 | 0
Mayo | 1113504 | 1113504 | Nanosonics LtdTrophon2 N05000-1 | Nanosonics Ltd | Automated TEE probe reprocessor | Trophon2 N05000-1 | Nanosonics Ltd | Trophon2;N05000-1 | Scanning System Ultrasound Accessory;Ultrasound Transducer Disinfector | HTM Supported | 24095 | 0:23 | 0:26 | 1 | 0
Mayo | 1069873 | 1069873 | Nanosonics LtdTrophon2 N05000-1 | Nanosonics Ltd | Automated TEE probe reprocessor | Trophon2 N05000-1 | Nanosonics Ltd | Trophon2;N05000-1 | Scanning System Ultrasound Accessory;Ultrasound Transducer Disinfector | HTM Supported | 24095 | 0:23 | 0:25 | 1 | 0
Mayo | 1069871 | 1069871 | Nanosonics LtdTrophon2 N05000-1 | Nanosonics Ltd | Automated TEE probe reprocessor | Trophon2 N05000-1 | Nanosonics Ltd | Trophon2;N05000-1 | Scanning System Ultrasound Accessory;Ultrasound Transducer Disinfector | HTM Supported | 24095 | 0:23 | 0:25 | 1 | 0
Mayo | 1069867 | 1069867 | Nanosonics LtdTrophon2 N05000-1 | Nanosonics Ltd | Automated TEE probe reprocessor | Trophon2 N05000-1 | Nanosonics Ltd | Trophon2;N05000-1 | Scanning System Ultrasound Accessory;Ultrasound Transducer Disinfector | HTM Supported | 24095 | 0:23 | 0:25 | 1 | 0
Mayo | 1069869 | 1069869 | Nanosonics LtdTrophon2 N05000-1 | Nanosonics Ltd | Automated TEE probe reprocessor | Trophon2 N05000-1 | Nanosonics Ltd | Trophon2;N05000-1 | Scanning System Ultrasound Accessory;Ultrasound Transducer Disinfector | HTM Supported | 24095 | 0:23 | 0:25 | 1 | 0
Mayo | 1069875 | 1069875 | Nanosonics LtdTrophon2 N05000-1 | Nanosonics Ltd | Automated TEE probe reprocessor | Trophon2 N05000-1 | Nanosonics Ltd | Trophon2;N05000-1 | Scanning System Ultrasound Accessory;Ultrasound Transducer Disinfector | HTM Supported | 24095 | 0:23 | 0:25 | 1 | 0
Mayo | 1069817 | 1069817 | Nanosonics LtdTrophon2 N05000-1 | Nanosonics Ltd | Automated TEE probe reprocessor | Trophon2 N05000-1 | Nanosonics Ltd | Trophon2;N05000-1 | Scanning System Ultrasound Accessory;Ultrasound Transducer Disinfector | HTM Supported | 24095 | 0:23 | 0:25 | 1 | 0
Mayo | 1042308 | 1042308 | Nanosonics LtdTrophon2 N05000-1 | Nanosonics Ltd | Automated TEE probe reprocessor | Trophon2 N05000-1 | Nanosonics Ltd | Trophon2;N05000-1 | Scanning System Ultrasound Accessory;Ultrasound Transducer Disinfector | HTM Supported | 24095 | 0:23 | 0:25 | 1 | 0
Mayo | 1042307 | 1042307 | Nanosonics LtdTrophon2 N05000-1 | Nanosonics Ltd | Automated TEE probe reprocessor | Trophon2 N05000-1 | Nanosonics Ltd | Trophon2;N05000-1 | Scanning System Ultrasound Accessory;Ultrasound Transducer Disinfector | HTM Supported | 24095 | 0:23 | 0:25 | 1 | 0
Mayo | 1019378 | 1019378 | Nanosonics LtdTrophon2 N05000-1 | Nanosonics Ltd | Automated TEE probe reprocessor | Trophon2 N05000-1 | Nanosonics Ltd | Trophon2;N05000-1 | Scanning System Ultrasound Accessory;Ultrasound Transducer Disinfector | HTM Supported | 24095 | 0:23 | 0:25 | 1 | 0
Mayo | 1048562 | 1048562 | Nanosonics LtdTrophon2 N05000-1 | Nanosonics Ltd | Automated TEE probe reprocessor | Trophon2 N05000-1 | Nanosonics Ltd | Trophon2;N05000-1 | Scanning System Ultrasound Accessory;Ultrasound Transducer Disinfector | HTM Supported | 24095 | 0:23 | 0:25 | 1 | 0
Mayo | 1019379 | 1019379 | Nanosonics LtdTrophon2 N05000-1 | Nanosonics Ltd | Automated TEE probe reprocessor | Trophon2 N05000-1 | Nanosonics Ltd | Trophon2;N05000-1 | Scanning System Ultrasound Accessory;Ultrasound Transducer Disinfector | HTM Supported | 24095 | 0:23 | 0:25 | 1 | 0
Mayo | 1019381 | 1019381 | Nanosonics LtdTrophon2 N05000-1 | Nanosonics Ltd | Automated TEE probe reprocessor | Trophon2 N05000-1 | Nanosonics Ltd | Trophon2;N05000-1 | Scanning System Ultrasound Accessory;Ultrasound Transducer Disinfector | HTM Supported | 24095 | 0:23 | 0:25 | 1 | 0
Mayo | 1019380 | 1019380 | Nanosonics LtdTrophon2 N05000-1 | Nanosonics Ltd | Automated TEE probe reprocessor | Trophon2 N05000-1 | Nanosonics Ltd | Trophon2;N05000-1 | Scanning System Ultrasound Accessory;Ultrasound Transducer Disinfector | HTM Supported | 24095 | 0:23 | 0:25 | 1 | 0
Mayo | 1014266 | 1014266 | Nanosonics LtdTrophon2 N05000-1 | Nanosonics Ltd | Automated TEE probe reprocessor | Trophon2 N05000-1 | Nanosonics Ltd | Trophon2;N05000-1 | Scanning System Ultrasound Accessory;Ultrasound Transducer Disinfector | HTM Supported | 24095 | 0:23 | 0:25 | 1 | 0
Mayo | 335479 | 335479 | Nanosonics LtdTrophon2 N05000-1 | Nanosonics Ltd | Automated TEE probe reprocessor | Trophon2 N05000-1 | Nanosonics Ltd | Trophon2;N05000-1 | Scanning System Ultrasound Accessory;Ultrasound Transducer Disinfector | HTM Supported | 24095 | 0:23 | 0:25 | 1 | 0
Mayo | 334792 | 334792 | Nanosonics LtdTrophon2 N05000-1 | Nanosonics Ltd | Automated TEE probe reprocessor | Trophon2 N05000-1 | Nanosonics Ltd | Trophon2;N05000-1 | Scanning System Ultrasound Accessory;Ultrasound Transducer Disinfector | HTM Supported | 24095 | 0:23 | 0:25 | 1 | 0
Mayo | 471546 | 471546 | Nanosonics LtdTrophon2 N05000-1 | Nanosonics Ltd | Automated TEE probe reprocessor | Trophon2 N05000-1 | Nanosonics Ltd | Trophon2;N05000-1 | Scanning System Ultrasound Accessory;Ultrasound Transducer Disinfector | HTM Supported | 24095 | 0:23 | 0:25 | 1 | 0
Mayo | 568701 | 568701 | Nanosonics LtdTrophon2 N05000-1 | Nanosonics Ltd | Automated TEE probe reprocessor | Trophon2 N05000-1 | Nanosonics Ltd | Trophon2;N05000-1 | Scanning System Ultrasound Accessory;Ultrasound Transducer Disinfector | HTM Supported | 24095 | 0:23 | 0:25 | 1 | 0
Mayo | 514664 | 514664 | Nanosonics LtdTrophon2 N05000-1 | Nanosonics Ltd | Automated TEE probe reprocessor | Trophon2 N05000-1 | Nanosonics Ltd | Trophon2;N05000-1 | Scanning System Ultrasound Accessory;Ultrasound Transducer Disinfector | HTM Supported | 24095 | 0:23 | 0:25 | 1 | 0
Mayo | 296708 | 296708 | Nanosonics LtdTrophon2 N05000-1 | Nanosonics Ltd | Automated TEE probe reprocessor | Trophon2 N05000-1 | Nanosonics Ltd | Trophon2;N05000-1 | Scanning System Ultrasound Accessory;Ultrasound Transducer Disinfector | HTM Supported | 24095 | 0:23 | 0:25 | 1 | 0
Mayo | 296707 | 296707 | Nanosonics LtdTrophon2 N05000-1 | Nanosonics Ltd | Automated TEE probe reprocessor | Trophon2 N05000-1 | Nanosonics Ltd | Trophon2;N05000-1 | Scanning System Ultrasound Accessory;Ultrasound Transducer Disinfector | HTM Supported | 24095 | 0:23 | 0:25 | 1 | 0
Mayo | 561868 | 561868 | Nanosonics LtdTrophon2 N05000-1 | Nanosonics Ltd | Automated TEE probe reprocessor | Trophon2 N05000-1 | Nanosonics Ltd | Trophon2;N05000-1 | Scanning System Ultrasound Accessory;Ultrasound Transducer Disinfector | HTM Supported | 24095 | 0:23 | 0:25 | 1 | 0
Mayo | 561849 | 561849 | Nanosonics LtdTrophon2 N05000-1 | Nanosonics Ltd | Automated TEE probe reprocessor | Trophon2 N05000-1 | Nanosonics Ltd | Trophon2;N05000-1 | Scanning System Ultrasound Accessory;Ultrasound Transducer Disinfector | HTM Supported | 24095 | 0:23 | 0:25 | 1 | 0
Mayo | 512443 | 512443 | Nanosonics LtdTrophon2 N05000-1 | Nanosonics Ltd | Automated TEE probe reprocessor | Trophon2 N05000-1 | Nanosonics Ltd | Trophon2;N05000-1 | Scanning System Ultrasound Accessory;Ultrasound Transducer Disinfector | HTM Supported | 24095 | 0:23 | 0:25 | 1 | 0
Mayo | 561852 | 561852 | Nanosonics LtdTrophon2 N05000-1 | Nanosonics Ltd | Automated TEE probe reprocessor | Trophon2 N05000-1 | Nanosonics Ltd | Trophon2;N05000-1 | Scanning System Ultrasound Accessory;Ultrasound Transducer Disinfector | HTM Supported | 24095 | 0:23 | 0:25 | 1 | 0
Mayo | 561850 | 561850 | Nanosonics LtdTrophon2 N05000-1 | Nanosonics Ltd | Automated TEE probe reprocessor | Trophon2 N05000-1 | Nanosonics Ltd | Trophon2;N05000-1 | Scanning System Ultrasound Accessory;Ultrasound Transducer Disinfector | HTM Supported | 24095 | 0:23 | 0:25 | 1 | 0
Mayo | 512442 | 512442 | Nanosonics LtdTrophon2 N05000-1 | Nanosonics Ltd | Automated TEE probe reprocessor | Trophon2 N05000-1 | Nanosonics Ltd | Trophon2;N05000-1 | Scanning System Ultrasound Accessory;Ultrasound Transducer Disinfector | HTM Supported | 24095 | 0:23 | 0:25 | 1 | 0
Mayo | 561845 | 561845 | Nanosonics LtdTrophon N00010 | Nanosonics Ltd | Automated TEE probe reprocessor | Trophon N00010 | Nanosonics Ltd | Trophon;N00010 | Scanning System Ultrasound Accessory;Ultrasound Transducer Disinfector | HTM Supported | 24095 | 0:23 | 0:25 | 1 | 0
Mayo | 512403 | 512403 | Nanosonics LtdTrophon2 N05000-1 | Nanosonics Ltd | Automated TEE probe reprocessor | Trophon2 N05000-1 | Nanosonics Ltd | Trophon2;N05000-1 | Scanning System Ultrasound Accessory;Ultrasound Transducer Disinfector | HTM Supported | 24095 | 0:23 | 0:25 | 1 | 0
Mayo | 330822 | 330822 | Nanosonics LtdTrophon N00010 | Nanosonics Ltd | Automated TEE probe reprocessor | Trophon N00010 | Nanosonics Ltd | Trophon;N00010 | Scanning System Ultrasound Accessory;Ultrasound Transducer Disinfector | HTM Supported | 24095 | 0:23 | 0:25 | 1 | 0
Mayo | 555706 | 555706 | Nanosonics LtdTrophon2 N05000-1 | Nanosonics Ltd | Automated TEE probe reprocessor | Trophon2 N05000-1 | Nanosonics Ltd | Trophon2;N05000-1 | Scanning System Ultrasound Accessory;Ultrasound Transducer Disinfector | HTM Supported | 24095 | 0:23 | 0:25 | 1 | 0
Mayo | 555730 | 555730 | Nanosonics LtdTrophon N00010 | Nanosonics Ltd | Automated TEE probe reprocessor | Trophon N00010 | Nanosonics Ltd | Trophon;N00010 | Scanning System Ultrasound Accessory;Ultrasound Transducer Disinfector | HTM Supported | 24095 | 0:23 | 0:25 | 1 | 0
Mayo | 555731 | 555731 | Nanosonics LtdTrophon N00010 | Nanosonics Ltd | Automated TEE probe reprocessor | Trophon N00010 | Nanosonics Ltd | Trophon;N00010 | Scanning System Ultrasound Accessory;Ultrasound Transducer Disinfector | HTM Supported | 24095 | 0:23 | 0:25 | 1 | 0
Mayo | 555652 | 555652 | Nanosonics LtdTrophon N00010 | Nanosonics Ltd | Automated TEE probe reprocessor | Trophon N00010 | Nanosonics Ltd | Trophon;N00010 | Scanning System Ultrasound Accessory;Ultrasound Transducer Disinfector | HTM Supported | 24095 | 0:23 | 0:25 | 1 | 0
Mayo | 555630 | 555630 | Nanosonics LtdTrophon N00010 | Nanosonics Ltd | Automated TEE probe reprocessor | Trophon N00010 | Nanosonics Ltd | Trophon;N00010 | Scanning System Ultrasound Accessory;Ultrasound Transducer Disinfector | HTM Supported | 24095 | 0:23 | 0:25 | 1 | 0
Mayo | 555629 | 555629 | Nanosonics LtdTrophon N00010 | Nanosonics Ltd | Automated TEE probe reprocessor | Trophon N00010 | Nanosonics Ltd | Trophon;N00010 | Scanning System Ultrasound Accessory;Ultrasound Transducer Disinfector | HTM Supported | 24095 | 0:23 | 0:25 | 1 | 0
Mayo | 555649 | 555649 | Nanosonics LtdTrophon N00010 | Nanosonics Ltd | Automated TEE probe reprocessor | Trophon N00010 | Nanosonics Ltd | Trophon;N00010 | Scanning System Ultrasound Accessory;Ultrasound Transducer Disinfector | HTM Supported | 24095 | 0:23 | 0:25 | 1 | 0
Mayo | 555650 | 555650 | Nanosonics LtdTrophon N00010 | Nanosonics Ltd | Automated TEE probe reprocessor | Trophon N00010 | Nanosonics Ltd | Trophon;N00010 | Scanning System Ultrasound Accessory;Ultrasound Transducer Disinfector | HTM Supported | 24095 | 0:23 | 0:25 | 1 | 0
Mayo | 555631 | 555631 | Nanosonics LtdTrophon N00010 | Nanosonics Ltd | Automated TEE probe reprocessor | Trophon N00010 | Nanosonics Ltd | Trophon;N00010 | Scanning System Ultrasound Accessory;Ultrasound Transducer Disinfector | HTM Supported | 24095 | 0:23 | 0:25 | 1 | 0
Mayo | 555648 | 555648 | Nanosonics LtdTrophon N00010 | Nanosonics Ltd | Automated TEE probe reprocessor | Trophon N00010 | Nanosonics Ltd | Trophon;N00010 | Scanning System Ultrasound Accessory;Ultrasound Transducer Disinfector | HTM Supported | 24095 | 0:23 | 0:25 | 1 | 0
Mayo | 555655 | 555655 | Nanosonics LtdTrophon N00010 | Nanosonics Ltd | Automated TEE probe reprocessor | Trophon N00010 | Nanosonics Ltd | Trophon;N00010 | Scanning System Ultrasound Accessory;Ultrasound Transducer Disinfector | HTM Supported | 24095 | 0:23 | 0:25 | 1 | 0
Mayo | 555632 | 555632 | Nanosonics LtdTrophon N00010 | Nanosonics Ltd | Automated TEE probe reprocessor | Trophon N00010 | Nanosonics Ltd | Trophon;N00010 | Scanning System Ultrasound Accessory;Ultrasound Transducer Disinfector | HTM Supported | 24095 | 0:23 | 0:25 | 1 | 0
Mayo | 555651 | 555651 | Nanosonics LtdTrophon N00010 | Nanosonics Ltd | Automated TEE probe reprocessor | Trophon N00010 | Nanosonics Ltd | Trophon;N00010 | Scanning System Ultrasound Accessory;Ultrasound Transducer Disinfector | HTM Supported | 24095 | 0:23 | 0:25 | 1 | 0
Mayo | 555647 | 555647 | Nanosonics LtdTrophon N00010 | Nanosonics Ltd | Automated TEE probe reprocessor | Trophon N00010 | Nanosonics Ltd | Trophon;N00010 | Scanning System Ultrasound Accessory;Ultrasound Transducer Disinfector | HTM Supported | 24095 | 0:23 | 0:25 | 1 | 0
Mayo | 555628 | 555628 | Nanosonics LtdTrophon N00010 | Nanosonics Ltd | Automated TEE probe reprocessor | Trophon N00010 | Nanosonics Ltd | Trophon;N00010 | Scanning System Ultrasound Accessory;Ultrasound Transducer Disinfector | HTM Supported | 24095 | 0:23 | 0:25 | 1 | 0
Mayo | 555633 | 555633 | Nanosonics LtdTrophon N00010 | Nanosonics Ltd | Automated TEE probe reprocessor | Trophon N00010 | Nanosonics Ltd | Trophon;N00010 | Scanning System Ultrasound Accessory;Ultrasound Transducer Disinfector | HTM Supported | 24095 | 0:23 | 0:25 | 1 | 0
Mayo | 555653 | 555653 | Nanosonics LtdTrophon N00010 | Nanosonics Ltd | Automated TEE probe reprocessor | Trophon N00010 | Nanosonics Ltd | Trophon;N00010 | Scanning System Ultrasound Accessory;Ultrasound Transducer Disinfector | HTM Supported | 24095 | 0:23 | 0:25 | 1 | 0
Mayo | 553535 | 553535 | Nanosonics LtdTrophon N00010 | Nanosonics Ltd | Automated TEE probe reprocessor | Trophon N00010 | Nanosonics Ltd | Trophon;N00010 | Scanning System Ultrasound Accessory;Ultrasound Transducer Disinfector | HTM Supported | 24095 | 0:23 | 0:25 | 1 | 0
Mayo | 553536 | 553536 | Nanosonics LtdTrophon N00010 | Nanosonics Ltd | Automated TEE probe reprocessor | Trophon N00010 | Nanosonics Ltd | Trophon;N00010 | Scanning System Ultrasound Accessory;Ultrasound Transducer Disinfector | HTM Supported | 24095 | 0:23 | 0:25 | 1 | 0
Mayo | 553533 | 553533 | Nanosonics LtdTrophon N00010 | Nanosonics Ltd | Automated TEE probe reprocessor | Trophon N00010 | Nanosonics Ltd | Trophon;N00010 | Scanning System Ultrasound Accessory;Ultrasound Transducer Disinfector | HTM Supported | 24095 | 0:23 | 0:25 | 1 | 0
Mayo | 544459 | 544459 | Nanosonics LtdTrophon N00010 | Nanosonics Ltd | Automated TEE probe reprocessor | Trophon N00010 | Nanosonics Ltd | Trophon;N00010 | Scanning System Ultrasound Accessory;Ultrasound Transducer Disinfector | HTM Supported | 24095 | 0:23 | 0:25 | 1 | 0
Mayo | 544457 | 544457 | Nanosonics LtdTrophon N00010 | Nanosonics Ltd | Automated TEE probe reprocessor | Trophon N00010 | Nanosonics Ltd | Trophon;N00010 | Scanning System Ultrasound Accessory;Ultrasound Transducer Disinfector | HTM Supported | 24095 | 0:23 | 0:25 | 1 | 0
Mayo | 544550 | 544550 | Nanosonics LtdTrophon N00010 | Nanosonics Ltd | Automated TEE probe reprocessor | Trophon N00010 | Nanosonics Ltd | Trophon;N00010 | Scanning System Ultrasound Accessory;Ultrasound Transducer Disinfector | HTM Supported | 24095 | 0:23 | 0:25 | 1 | 0
Mayo | 544546 | 544546 | Nanosonics LtdTrophon N00010 | Nanosonics Ltd | Automated TEE probe reprocessor | Trophon N00010 | Nanosonics Ltd | Trophon;N00010 | Scanning System Ultrasound Accessory;Ultrasound Transducer Disinfector | HTM Supported | 24095 | 0:23 | 0:25 | 1 | 0
Mayo | 440969 | 440969 | Nanosonics LtdTrophon N00010 | Nanosonics Ltd | Automated TEE probe reprocessor | Trophon N00010 | Nanosonics Ltd | Trophon;N00010 | Scanning System Ultrasound Accessory;Ultrasound Transducer Disinfector | HTM Supported | 24095 | 0:23 | 0:25 | 1 | 0
Mayo | 329895 | 329895 | Nanosonics LtdTrophon N00010 | Nanosonics Ltd | Automated TEE probe reprocessor | Trophon N00010 | Nanosonics Ltd | Trophon;N00010 | Scanning System Ultrasound Accessory;Ultrasound Transducer Disinfector | HTM Supported | 24095 | 0:23 | 0:25 | 1 | 0
Mayo | 441120 | 441120 | Nanosonics LtdTrophon N00010 | Nanosonics Ltd | Automated TEE probe reprocessor | Trophon N00010 | Nanosonics Ltd | Trophon;N00010 | Scanning System Ultrasound Accessory;Ultrasound Transducer Disinfector | HTM Supported | 24095 | 0:23 | 0:25 | 1 | 0
Mayo | 508844 | 508844 | Nanosonics LtdTrophon N00010 | Nanosonics Ltd | Automated TEE probe reprocessor | Trophon N00010 | Nanosonics Ltd | Trophon;N00010 | Scanning System Ultrasound Accessory;Ultrasound Transducer Disinfector | HTM Supported | 24095 | 0:23 | 0:25 | 1 | 0
Mayo | 508842 | 508842 | Nanosonics LtdTrophon N00010 | Nanosonics Ltd | Automated TEE probe reprocessor | Trophon N00010 | Nanosonics Ltd | Trophon;N00010 | Scanning System Ultrasound Accessory;Ultrasound Transducer Disinfector | HTM Supported | 24095 | 0:23 | 0:25 | 1 | 0
Mayo | 508843 | 508843 | Nanosonics LtdTrophon N00010 | Nanosonics Ltd | Automated TEE probe reprocessor | Trophon N00010 | Nanosonics Ltd | Trophon;N00010 | Scanning System Ultrasound Accessory;Ultrasound Transducer Disinfector | HTM Supported | 24095 | 0:23 | 0:25 | 1 | 0
Mayo | 506208 | 506208 | Nanosonics LtdTrophon N00010 | Nanosonics Ltd | Automated TEE probe reprocessor | Trophon N00010 | Nanosonics Ltd | Trophon;N00010 | Scanning System Ultrasound Accessory;Ultrasound Transducer Disinfector | HTM Supported | 24095 | 0:23 | 0:25 | 1 | 0
Mayo | 508652 | 508652 | Nanosonics LtdTrophon N00010 | Nanosonics Ltd | Automated TEE probe reprocessor | Trophon N00010 | Nanosonics Ltd | Trophon;N00010 | Scanning System Ultrasound Accessory;Ultrasound Transducer Disinfector | HTM Supported | 24095 | 0:23 | 0:25 | 1 | 0
Mayo | 508655 | 508655 | Nanosonics LtdTrophon N00010 | Nanosonics Ltd | Automated TEE probe reprocessor | Trophon N00010 | Nanosonics Ltd | Trophon;N00010 | Scanning System Ultrasound Accessory;Ultrasound Transducer Disinfector | HTM Supported | 24095 | 0:23 | 0:25 | 1 | 0
Mayo | 508653 | 508653 | Nanosonics LtdTrophon N00010 | Nanosonics Ltd | Automated TEE probe reprocessor | Trophon N00010 | Nanosonics Ltd | Trophon;N00010 | Scanning System Ultrasound Accessory;Ultrasound Transducer Disinfector | HTM Supported | 24095 | 0:23 | 0:25 | 1 | 0
Mayo | 506201 | 506201 | Nanosonics LtdTrophon N00010 | Nanosonics Ltd | Automated TEE probe reprocessor | Trophon N00010 | Nanosonics Ltd | Trophon;N00010 | Scanning System Ultrasound Accessory;Ultrasound Transducer Disinfector | HTM Supported | 24095 | 0:23 | 0:25 | 1 | 0
Mayo | 506202 | 506202 | Nanosonics LtdTrophon N00010 | Nanosonics Ltd | Automated TEE probe reprocessor | Trophon N00010 | Nanosonics Ltd | Trophon;N00010 | Scanning System Ultrasound Accessory;Ultrasound Transducer Disinfector | HTM Supported | 24095 | 0:23 | 0:25 | 1 | 0
Mayo | 506209 | 506209 | Nanosonics LtdTrophon N00010 | Nanosonics Ltd | Automated TEE probe reprocessor | Trophon N00010 | Nanosonics Ltd | Trophon;N00010 | Scanning System Ultrasound Accessory;Ultrasound Transducer Disinfector | HTM Supported | 24095 | 0:23 | 0:25 | 1 | 0
Mayo | 506207 | 506207 | Nanosonics LtdTrophon N00010 | Nanosonics Ltd | Automated TEE probe reprocessor | Trophon N00010 | Nanosonics Ltd | Trophon;N00010 | Scanning System Ultrasound Accessory;Ultrasound Transducer Disinfector | HTM Supported | 24095 | 0:23 | 0:25 | 1 | 0
Mayo | 505782 | 505782 | Nanosonics LtdTrophon N00010 | Nanosonics Ltd | Automated TEE probe reprocessor | Trophon N00010 | Nanosonics Ltd | Trophon;N00010 | Scanning System Ultrasound Accessory;Ultrasound Transducer Disinfector | HTM Supported | 24095 | 0:23 | 0:25 | 1 | 0
Mayo | 506206 | 506206 | Nanosonics LtdTrophon N00010 | Nanosonics Ltd | Automated TEE probe reprocessor | Trophon N00010 | Nanosonics Ltd | Trophon;N00010 | Scanning System Ultrasound Accessory;Ultrasound Transducer Disinfector | HTM Supported | 24095 | 0:23 | 0:25 | 1 | 0
Mayo | 539861 | 539861 | Nanosonics LtdTrophon N00010 | Nanosonics Ltd | Automated TEE probe reprocessor | Trophon N00010 | Nanosonics Ltd | Trophon;N00010 | Scanning System Ultrasound Accessory;Ultrasound Transducer Disinfector | HTM Supported | 24095 | 0:23 | 0:25 | 1 | 0
Mayo | 326741 | 326741 | Nanosonics LtdTrophon N00010 | Nanosonics Ltd | Automated TEE probe reprocessor | Trophon N00010 | Nanosonics Ltd | Trophon;N00010 | Scanning System Ultrasound Accessory;Ultrasound Transducer Disinfector | HTM Supported | 24095 | 0:23 | 0:25 | 1 | 0
Mayo | 327202 | 327202 | Nanosonics LtdTrophon N00010 | Nanosonics Ltd | Automated TEE probe reprocessor | Trophon N00010 | Nanosonics Ltd | Trophon;N00010 | Scanning System Ultrasound Accessory;Ultrasound Transducer Disinfector | HTM Supported | 24095 | 0:23 | 0:25 | 1 | 0
Mayo | 327200 | 327200 | Nanosonics LtdTrophon N00010 | Nanosonics Ltd | Automated TEE probe reprocessor | Trophon N00010 | Nanosonics Ltd | Trophon;N00010 | Scanning System Ultrasound Accessory;Ultrasound Transducer Disinfector | HTM Supported | 24095 | 0:23 | 0:25 | 1 | 0
Mayo | 326743 | 326743 | Nanosonics LtdTrophon N00010 | Nanosonics Ltd | Automated TEE probe reprocessor | Trophon N00010 | Nanosonics Ltd | Trophon;N00010 | Scanning System Ultrasound Accessory;Ultrasound Transducer Disinfector | HTM Supported | 24095 | 0:23 | 0:25 | 1 | 0
Mayo | 326742 | 326742 | Nanosonics LtdTrophon N00010 | Nanosonics Ltd | Automated TEE probe reprocessor | Trophon N00010 | Nanosonics Ltd | Trophon;N00010 | Scanning System Ultrasound Accessory;Ultrasound Transducer Disinfector | HTM Supported | 24095 | 0:23 | 0:25 | 1 | 0
Mayo | 326745 | 326745 | Nanosonics LtdTrophon N00010 | Nanosonics Ltd | Automated TEE probe reprocessor | Trophon N00010 | Nanosonics Ltd | Trophon;N00010 | Scanning System Ultrasound Accessory;Ultrasound Transducer Disinfector | HTM Supported | 24095 | 0:23 | 0:25 | 1 | 0
Mayo | 326740 | 326740 | Nanosonics LtdTrophon N00010 | Nanosonics Ltd | Automated TEE probe reprocessor | Trophon N00010 | Nanosonics Ltd | Trophon;N00010 | Scanning System Ultrasound Accessory;Ultrasound Transducer Disinfector | HTM Supported | 24095 | 0:23 | 0:25 | 1 | 0
Mayo | 327201 | 327201 | Nanosonics LtdTrophon N00010 | Nanosonics Ltd | Automated TEE probe reprocessor | Trophon N00010 | Nanosonics Ltd | Trophon;N00010 | Scanning System Ultrasound Accessory;Ultrasound Transducer Disinfector | HTM Supported | 24095 | 0:23 | 0:25 | 1 | 0
Mayo | 326744 | 326744 | Nanosonics LtdTrophon N00010 | Nanosonics Ltd | Automated TEE probe reprocessor | Trophon N00010 | Nanosonics Ltd | Trophon;N00010 | Scanning System Ultrasound Accessory;Ultrasound Transducer Disinfector | HTM Supported | 24095 | 0:23 | 0:25 | 1 | 0
Mayo | 466474 | 466474 | Nanosonics LtdTrophon N00010 | Nanosonics Ltd | Automated TEE probe reprocessor | Trophon N00010 | Nanosonics Ltd | Trophon;N00010 | Scanning System Ultrasound Accessory;Ultrasound Transducer Disinfector | HTM Supported | 24095 | 0:23 | 0:25 | 1 | 0
Mayo | 466480 | 466480 | Nanosonics LtdTrophon N00010 | Nanosonics Ltd | Automated TEE probe reprocessor | Trophon N00010 | Nanosonics Ltd | Trophon;N00010 | Scanning System Ultrasound Accessory;Ultrasound Transducer Disinfector | HTM Supported | 24095 | 0:23 | 0:25 | 1 | 0
Mayo | 466475 | 466475 | Nanosonics LtdTrophon N00010 | Nanosonics Ltd | Automated TEE probe reprocessor | Trophon N00010 | Nanosonics Ltd | Trophon;N00010 | Scanning System Ultrasound Accessory;Ultrasound Transducer Disinfector | HTM Supported | 24095 | 0:23 | 0:25 | 1 | 0
Mayo | 466481 | 466481 | Nanosonics LtdTrophon N00010 | Nanosonics Ltd | Automated TEE probe reprocessor | Trophon N00010 | Nanosonics Ltd | Trophon;N00010 | Scanning System Ultrasound Accessory;Ultrasound Transducer Disinfector | HTM Supported | 24095 | 0:23 | 0:25 | 1 | 0
Mayo | 466476 | 466476 | Nanosonics LtdTrophon N00010 | Nanosonics Ltd | Automated TEE probe reprocessor | Trophon N00010 | Nanosonics Ltd | Trophon;N00010 | Scanning System Ultrasound Accessory;Ultrasound Transducer Disinfector | HTM Supported | 24095 | 0:23 | 0:25 | 1 | 0
Mayo | 466477 | 466477 | Nanosonics LtdTrophon N00010 | Nanosonics Ltd | Automated TEE probe reprocessor | Trophon N00010 | Nanosonics Ltd | Trophon;N00010 | Scanning System Ultrasound Accessory;Ultrasound Transducer Disinfector | HTM Supported | 24095 | 0:23 | 0:25 | 1 | 0
Mayo | 466483 | 466483 | Nanosonics LtdTrophon N00010 | Nanosonics Ltd | Automated TEE probe reprocessor | Trophon N00010 | Nanosonics Ltd | Trophon;N00010 | Scanning System Ultrasound Accessory;Ultrasound Transducer Disinfector | HTM Supported | 24095 | 0:23 | 0:25 | 1 | 0
Mayo | 466478 | 466478 | Nanosonics LtdTrophon N00010 | Nanosonics Ltd | Automated TEE probe reprocessor | Trophon N00010 | Nanosonics Ltd | Trophon;N00010 | Scanning System Ultrasound Accessory;Ultrasound Transducer Disinfector | HTM Supported | 24095 | 0:23 | 0:25 | 1 | 0
Mayo | 466482 | 466482 | Nanosonics LtdTrophon N00010 | Nanosonics Ltd | Automated TEE probe reprocessor | Trophon N00010 | Nanosonics Ltd | Trophon;N00010 | Scanning System Ultrasound Accessory;Ultrasound Transducer Disinfector | HTM Supported | 24095 | 0:23 | 0:25 | 1 | 0
Mayo | 466484 | 466484 | Nanosonics LtdTrophon N00010 | Nanosonics Ltd | Automated TEE probe reprocessor | Trophon N00010 | Nanosonics Ltd | Trophon;N00010 | Scanning System Ultrasound Accessory;Ultrasound Transducer Disinfector | HTM Supported | 24095 | 0:23 | 0:25 | 1 | 0
Mayo | 466479 | 466479 | Nanosonics LtdTrophon N00010 | Nanosonics Ltd | Automated TEE probe reprocessor | Trophon N00010 | Nanosonics Ltd | Trophon;N00010 | Scanning System Ultrasound Accessory;Ultrasound Transducer Disinfector | HTM Supported | 24095 | 0:23 | 0:25 | 1 | 0
Mayo | 463727 | 463727 | Nanosonics LtdTrophon N00010 | Nanosonics Ltd | Automated TEE probe reprocessor | Trophon N00010 | Nanosonics Ltd | Trophon;N00010 | Scanning System Ultrasound Accessory;Ultrasound Transducer Disinfector | HTM Supported | 24095 | 0:23 | 0:25 | 1 | 0
Mayo | 278794 | 278794 | Nanosonics LtdTrophon N00010 | Nanosonics Ltd | Automated TEE probe reprocessor | Trophon N00010 | Nanosonics Ltd | Trophon;N00010 | Scanning System Ultrasound Accessory;Ultrasound Transducer Disinfector | HTM Supported | 24095 | 0:23 | 0:25 | 1 | 0
Mayo | 278792 | 278792 | Nanosonics LtdTrophon N00010 | Nanosonics Ltd | Automated TEE probe reprocessor | Trophon N00010 | Nanosonics Ltd | Trophon;N00010 | Scanning System Ultrasound Accessory;Ultrasound Transducer Disinfector | HTM Supported | 24095 | 0:23 | 0:25 | 1 | 0
Mayo | 278791 | 278791 | Nanosonics LtdTrophon N00010 | Nanosonics Ltd | Automated TEE probe reprocessor | Trophon N00010 | Nanosonics Ltd | Trophon;N00010 | Scanning System Ultrasound Accessory;Ultrasound Transducer Disinfector | HTM Supported | 24095 | 0:23 | 0:25 | 1 | 0
Mayo | 1299585 | 1299585 | 3M Health CareAttest Autoreader 490 | 3M Health Care | Biological indicator incubator/reader | Attest Autoreader 490 | 3M Health Care | Attest Autoreader;490 | Sterilization Process Indicators;Biological | HTM Supported | 24095 | 0:23 | 0:26 | 1 | 0
Mayo | 1299584 | 1299584 | 3M Health CareAttest Autoreader 490 | 3M Health Care | Biological indicator incubator/reader | Attest Autoreader 490 | 3M Health Care | Attest Autoreader;490 | Sterilization Process Indicators;Biological | HTM Supported | 24095 | 0:23 | 0:26 | 1 | 0
Mayo | 1299588 | 1299588 | 3M Health CareAttest Autoreader 390 | 3M Health Care | Biological indicator incubator/reader | Attest Autoreader 390 | 3M Health Care | Attest Autoreader;390 | Sterilization Process Indicators;Biological | HTM Supported | 24095 | 0:23 | 0:26 | 1 | 0
Mayo | 1133719 | 1133719 | 3M Health CareAttest Autoreader 390 | 3M Health Care | Biological indicator incubator/reader | Attest Autoreader 390 | 3M Health Care | Attest Autoreader;390 | Sterilization Process Indicators;Biological | HTM Supported | 24095 | 0:23 | 0:26 | 1 | 0
Mayo | 1082834 | 1082834 | 3M Health CareAttest Autoreader 390 | 3M Health Care | Biological indicator incubator/reader | Attest Autoreader 390 | 3M Health Care | Attest Autoreader;390 | Sterilization Process Indicators;Biological | HTM Supported | 24095 | 0:23 | 0:26 | 1 | 0
Mayo | 1082836 | 1082836 | 3M Health CareAttest Autoreader 390 | 3M Health Care | Biological indicator incubator/reader | Attest Autoreader 390 | 3M Health Care | Attest Autoreader;390 | Sterilization Process Indicators;Biological | HTM Supported | 24095 | 0:23 | 0:26 | 1 | 0
Mayo | 1045847 | 1045847 | 3M Health CareAttest Autoreader 390 | 3M Health Care | Biological indicator incubator/reader | Attest Autoreader 390 | 3M Health Care | Attest Autoreader;390 | Sterilization Process Indicators;Biological | HTM Supported | 24095 | 0:23 | 0:25 | 1 | 0
Mayo | 1045665 | 1045665 | 3M Health CareAttest Autoreader 490 | 3M Health Care | Biological indicator incubator/reader | Attest Autoreader 490 | 3M Health Care | Attest Autoreader;490 | Sterilization Process Indicators;Biological | HTM Supported | 24095 | 0:23 | 0:25 | 1 | 0
Mayo | 1053743 | 1053743 | 3M Health CareAttest Autoreader 390 | 3M Health Care | Biological indicator incubator/reader | Attest Autoreader 390 | 3M Health Care | Attest Autoreader;390 | Sterilization Process Indicators;Biological | HTM Supported | 24095 | 0:23 | 0:25 | 1 | 0
Mayo | 1051303 | 1051303 | 3M Health CareAttest Autoreader 490 | 3M Health Care | Biological indicator incubator/reader | Attest Autoreader 490 | 3M Health Care | Attest Autoreader;490 | Sterilization Process Indicators;Biological | HTM Supported | 24095 | 0:23 | 0:25 | 1 | 0
Mayo | 1051302 | 1051302 | 3M Health CareAttest Autoreader 490 | 3M Health Care | Biological indicator incubator/reader | Attest Autoreader 490 | 3M Health Care | Attest Autoreader;490 | Sterilization Process Indicators;Biological | HTM Supported | 24095 | 0:23 | 0:25 | 1 | 0
Mayo | 1051301 | 1051301 | 3M Health CareAttest Autoreader 390 | 3M Health Care | Biological indicator incubator/reader | Attest Autoreader 390 | 3M Health Care | Attest Autoreader;390 | Sterilization Process Indicators;Biological | HTM Supported | 24095 | 0:23 | 0:25 | 1 | 0
Mayo | 1051298 | 1051298 | 3M Health CareAttest Autoreader 390 | 3M Health Care | Biological indicator incubator/reader | Attest Autoreader 390 | 3M Health Care | Attest Autoreader;390 | Sterilization Process Indicators;Biological | HTM Supported | 24095 | 0:23 | 0:25 | 1 | 0
Mayo | 1051300 | 1051300 | 3M Health CareAttest Autoreader 490 | 3M Health Care | Biological indicator incubator/reader | Attest Autoreader 490 | 3M Health Care | Attest Autoreader;490 | Sterilization Process Indicators;Biological | HTM Supported | 24095 | 0:23 | 0:25 | 1 | 0
Mayo | 1003975 | 1003975 | 3M Health CareAttest Autoreader 490 | 3M Health Care | Biological indicator incubator/reader | Attest Autoreader 490 | 3M Health Care | Attest Autoreader;490 | Sterilization Process Indicators;Biological | HTM Supported | 24095 | 0:23 | 0:25 | 1 | 0
Mayo | 1003974 | 1003974 | 3M Health CareAttest Autoreader 490 | 3M Health Care | Biological indicator incubator/reader | Attest Autoreader 490 | 3M Health Care | Attest Autoreader;490 | Sterilization Process Indicators;Biological | HTM Supported | 24095 | 0:23 | 0:25 | 1 | 0
Mayo | 1003669 | 1003669 | 3M Health CareAttest Autoreader 390 | 3M Health Care | Biological indicator incubator/reader | Attest Autoreader 390 | 3M Health Care | Attest Autoreader;390 | Sterilization Process Indicators;Biological | HTM Supported | 24095 | 0:23 | 0:25 | 1 | 0
Mayo | 498024 | 498024 | 3M Health CareAttest Autoreader 490 | 3M Health Care | Biological indicator incubator/reader | Attest Autoreader 490 | 3M Health Care | Attest Autoreader;490 | Sterilization Process Indicators;Biological | HTM Supported | 24095 | 0:23 | 0:25 | 1 | 0
Mayo | 498023 | 498023 | 3M Health CareAttest Autoreader 490 | 3M Health Care | Biological indicator incubator/reader | Attest Autoreader 490 | 3M Health Care | Attest Autoreader;490 | Sterilization Process Indicators;Biological | HTM Supported | 24095 | 0:23 | 0:25 | 1 | 0
Mayo | 498018 | 498018 | 3M Health CareAttest Autoreader 490 | 3M Health Care | Biological indicator incubator/reader | Attest Autoreader 490 | 3M Health Care | Attest Autoreader;490 | Sterilization Process Indicators;Biological | HTM Supported | 24095 | 0:23 | 0:25 | 1 | 0
Mayo | 497615 | 497615 | 3M Health CareAttest Autoreader 490 | 3M Health Care | Biological indicator incubator/reader | Attest Autoreader 490 | 3M Health Care | Attest Autoreader;490 | Sterilization Process Indicators;Biological | HTM Supported | 24095 | 0:23 | 0:25 | 1 | 0
Mayo | 497624 | 497624 | 3M Health CareAttest Autoreader 490 | 3M Health Care | Biological indicator incubator/reader | Attest Autoreader 490 | 3M Health Care | Attest Autoreader;490 | Sterilization Process Indicators;Biological | HTM Supported | 24095 | 0:23 | 0:25 | 1 | 0
Mayo | 335214 | 335214 | 3M Health CareAttest Autoreader 390 | 3M Health Care | Biological indicator incubator/reader | Attest Autoreader 390 | 3M Health Care | Attest Autoreader;390 | Sterilization Process Indicators;Biological | HTM Supported | 24095 | 0:23 | 0:25 | 1 | 0
Mayo | 335213 | 335213 | 3M Health CareAttest Autoreader 490 | 3M Health Care | Biological indicator incubator/reader | Attest Autoreader 490 | 3M Health Care | Attest Autoreader;490 | Sterilization Process Indicators;Biological | HTM Supported | 24095 | 0:23 | 0:25 | 1 | 0
Mayo | 1011068 | 1011068 | 3M Health CareAttest Autoreader 490 | 3M Health Care | Biological indicator incubator/reader | Attest Autoreader 490 | 3M Health Care | Attest Autoreader;490 | Sterilization Process Indicators;Biological | HTM Supported | 24095 | 0:23 | 0:25 | 1 | 0
Mayo | 497104 | 497104 | 3M Health CareAttest Autoreader 490 | 3M Health Care | Biological indicator incubator/reader | Attest Autoreader 490 | 3M Health Care | Attest Autoreader;490 | Sterilization Process Indicators;Biological | HTM Supported | 24095 | 0:23 | 0:25 | 1 | 0
Mayo | 497103 | 497103 | 3M Health CareAttest Autoreader 490 | 3M Health Care | Biological indicator incubator/reader | Attest Autoreader 490 | 3M Health Care | Attest Autoreader;490 | Sterilization Process Indicators;Biological | HTM Supported | 24095 | 0:23 | 0:25 | 1 | 0
Mayo | 497102 | 497102 | 3M Health CareAttest Autoreader 490 | 3M Health Care | Biological indicator incubator/reader | Attest Autoreader 490 | 3M Health Care | Attest Autoreader;490 | Sterilization Process Indicators;Biological | HTM Supported | 24095 | 0:23 | 0:25 | 1 | 0
Mayo | 497101 | 497101 | 3M Health CareAttest Autoreader 490 | 3M Health Care | Biological indicator incubator/reader | Attest Autoreader 490 | 3M Health Care | Attest Autoreader;490 | Sterilization Process Indicators;Biological | HTM Supported | 24095 | 0:23 | 0:25 | 1 | 0
Mayo | 497100 | 497100 | 3M Health CareAttest Autoreader 490 | 3M Health Care | Biological indicator incubator/reader | Attest Autoreader 490 | 3M Health Care | Attest Autoreader;490 | Sterilization Process Indicators;Biological | HTM Supported | 24095 | 0:23 | 0:25 | 1 | 0
Mayo | 495034 | 495034 | 3M Health CareAttest Autoreader 490 | 3M Health Care | Biological indicator incubator/reader | Attest Autoreader 490 | 3M Health Care | Attest Autoreader;490 | Sterilization Process Indicators;Biological | HTM Supported | 24095 | 0:23 | 0:25 | 1 | 0
Mayo | 471370 | 471370 | 3M Health CareAttest Autoreader 490 | 3M Health Care | Biological indicator incubator/reader | Attest Autoreader 490 | 3M Health Care | Attest Autoreader;490 | Sterilization Process Indicators;Biological | HTM Supported | 24095 | 0:23 | 0:25 | 1 | 0
Mayo | 554482 | 554482 | 3M Health CareAttest Autoreader 490 | 3M Health Care | Biological indicator incubator/reader | Attest Autoreader 490 | 3M Health Care | Attest Autoreader;490 | Sterilization Process Indicators;Biological | HTM Supported | 24095 | 0:23 | 0:25 | 1 | 0
Mayo | 554481 | 554481 | 3M Health CareAttest Autoreader 490 | 3M Health Care | Biological indicator incubator/reader | Attest Autoreader 490 | 3M Health Care | Attest Autoreader;490 | Sterilization Process Indicators;Biological | HTM Supported | 24095 | 0:23 | 0:25 | 1 | 0
Mayo | 442375 | 442375 | 3M Health CareAttest Autoreader 490 | 3M Health Care | Biological indicator incubator/reader | Attest Autoreader 490 | 3M Health Care | Attest Autoreader;490 | Sterilization Process Indicators;Biological | HTM Supported | 24095 | 0:23 | 0:25 | 1 | 0
Mayo | 289765 | 289765 | 3M Health CareAttest Autoreader 490 | 3M Health Care | Biological indicator incubator/reader | Attest Autoreader 490 | 3M Health Care | Attest Autoreader;490 | Sterilization Process Indicators;Biological | HTM Supported | 24095 | 0:23 | 0:25 | 1 | 0
Mayo | 552730 | 552730 | 3M Health CareAttest Autoreader 390 | 3M Health Care | Biological indicator incubator/reader | Attest Autoreader 390 | 3M Health Care | Attest Autoreader;390 | Sterilization Process Indicators;Biological | HTM Supported | 24095 | 0:23 | 0:25 | 1 | 0
Mayo | 296534 | 296534 | 3M Health CareAttest Autoreader 490 | 3M Health Care | Biological indicator incubator/reader | Attest Autoreader 490 | 3M Health Care | Attest Autoreader;490 | Sterilization Process Indicators;Biological | HTM Supported | 24095 | 0:23 | 0:25 | 1 | 0
Mayo | 296533 | 296533 | 3M Health CareAttest Autoreader 490 | 3M Health Care | Biological indicator incubator/reader | Attest Autoreader 490 | 3M Health Care | Attest Autoreader;490 | Sterilization Process Indicators;Biological | HTM Supported | 24095 | 0:23 | 0:25 | 1 | 0
Mayo | 548040 | 548040 | 3M Health CareAttest Autoreader 490H | 3M Health Care | Biological indicator incubator/reader | Attest Autoreader 490H | 3M Health Care | Attest Autoreader;490H | Sterilization Process Indicators;Biological | HTM Supported | 24095 | 0:23 | 0:25 | 1 | 0
Mayo | 554341 | 554341 | 3M Health CareAttest Autoreader 490H | 3M Health Care | Biological indicator incubator/reader | Attest Autoreader 490H | 3M Health Care | Attest Autoreader;490H | Sterilization Process Indicators;Biological | HTM Supported | 24095 | 0:23 | 0:25 | 1 | 0
Mayo | 541930 | 541930 | 3M Health CareAttest Autoreader 490H | 3M Health Care | Biological indicator incubator/reader | Attest Autoreader 490H | 3M Health Care | Attest Autoreader;490H | Sterilization Process Indicators;Biological | HTM Supported | 24095 | 0:23 | 0:25 | 1 | 0
Mayo | 554340 | 554340 | 3M Health CareAttest Autoreader 490H | 3M Health Care | Biological indicator incubator/reader | Attest Autoreader 490H | 3M Health Care | Attest Autoreader;490H | Sterilization Process Indicators;Biological | HTM Supported | 24095 | 0:23 | 0:25 | 1 | 0
Mayo | 548042 | 548042 | 3M Health CareAttest Autoreader 490H | 3M Health Care | Biological indicator incubator/reader | Attest Autoreader 490H | 3M Health Care | Attest Autoreader;490H | Sterilization Process Indicators;Biological | HTM Supported | 24095 | 0:23 | 0:25 | 1 | 0
Mayo | 548038 | 548038 | 3M Health CareAttest Autoreader 490H | 3M Health Care | Biological indicator incubator/reader | Attest Autoreader 490H | 3M Health Care | Attest Autoreader;490H | Sterilization Process Indicators;Biological | HTM Supported | 24095 | 0:23 | 0:25 | 1 | 0
Mayo | 554342 | 554342 | 3M Health CareAttest Autoreader 390 | 3M Health Care | Biological indicator incubator/reader | Attest Autoreader 390 | 3M Health Care | Attest Autoreader;390 | Sterilization Process Indicators;Biological | HTM Supported | 24095 | 0:23 | 0:25 | 1 | 0
Mayo | 442450 | 442450 | 3M Health CareAttest Autoreader 490 | 3M Health Care | Biological indicator incubator/reader | Attest Autoreader 490 | 3M Health Care | Attest Autoreader;490 | Sterilization Process Indicators;Biological | HTM Supported | 24095 | 0:23 | 0:25 | 1 | 0
Mayo | 442377 | 442377 | 3M Health CareAttest Autoreader 490 | 3M Health Care | Biological indicator incubator/reader | Attest Autoreader 490 | 3M Health Care | Attest Autoreader;490 | Sterilization Process Indicators;Biological | HTM Supported | 24095 | 0:23 | 0:25 | 1 | 0
Mayo | 289745 | 289745 | 3M Health CareAttest Autoreader 490 | 3M Health Care | Biological indicator incubator/reader | Attest Autoreader 490 | 3M Health Care | Attest Autoreader;490 | Sterilization Process Indicators;Biological | HTM Supported | 24095 | 0:23 | 0:25 | 1 | 0
Mayo | 438564 | 438564 | 3M Health CareAttest Autoreader 490H | 3M Health Care | Biological indicator incubator/reader | Attest Autoreader 490H | 3M Health Care | Attest Autoreader;490H | Sterilization Process Indicators;Biological | HTM Supported | 24095 | 0:23 | 0:25 | 1 | 0
Mayo | 438565 | 438565 | 3M Health CareAttest Autoreader 490 | 3M Health Care | Biological indicator incubator/reader | Attest Autoreader 490 | 3M Health Care | Attest Autoreader;490 | Sterilization Process Indicators;Biological | HTM Supported | 24095 | 0:23 | 0:25 | 1 | 0
Mayo | 295198 | 295198 | 3M Health CareAttest Autoreader 116 | 3M Health Care | Biological indicator incubator/reader | Attest Autoreader 116 | 3M Health Care | Attest Autoreader;116 | Sterilization Process Indicators;Biological | HTM Supported | 24095 | 0:23 | 0:25 | 1 | 0
Mayo | 470196 | 470196 | 3M Health CareAttest Autoreader 490 | 3M Health Care | Biological indicator incubator/reader | Attest Autoreader 490 | 3M Health Care | Attest Autoreader;490 | Sterilization Process Indicators;Biological | HTM Supported | 24095 | 0:23 | 0:25 | 1 | 0
Mayo | 470191 | 470191 | 3M Health CareAttest Autoreader 490H | 3M Health Care | Biological indicator incubator/reader | Attest Autoreader 490H | 3M Health Care | Attest Autoreader;490H | Sterilization Process Indicators;Biological | HTM Supported | 24095 | 0:23 | 0:25 | 1 | 0
Mayo | 470192 | 470192 | 3M Health CareAttest Autoreader 490 | 3M Health Care | Biological indicator incubator/reader | Attest Autoreader 490 | 3M Health Care | Attest Autoreader;490 | Sterilization Process Indicators;Biological | HTM Supported | 24095 | 0:23 | 0:25 | 1 | 0
Mayo | 329618 | 329618 | 3M Health CareAttest Autoreader 490H | 3M Health Care | Biological indicator incubator/reader | Attest Autoreader 490H | 3M Health Care | Attest Autoreader;490H | Sterilization Process Indicators;Biological | HTM Supported | 24095 | 0:23 | 0:25 | 1 | 0
Mayo | 329617 | 329617 | 3M Health CareAttest Autoreader 490H | 3M Health Care | Biological indicator incubator/reader | Attest Autoreader 490H | 3M Health Care | Attest Autoreader;490H | Sterilization Process Indicators;Biological | HTM Supported | 24095 | 0:23 | 0:25 | 1 | 0
Mayo | 329634 | 329634 | 3M Health CareAttest Autoreader 490H | 3M Health Care | Biological indicator incubator/reader | Attest Autoreader 490H | 3M Health Care | Attest Autoreader;490H | Sterilization Process Indicators;Biological | HTM Supported | 24095 | 0:23 | 0:25 | 1 | 0
Mayo | 329633 | 329633 | 3M Health CareAttest Autoreader 490H | 3M Health Care | Biological indicator incubator/reader | Attest Autoreader 490H | 3M Health Care | Attest Autoreader;490H | Sterilization Process Indicators;Biological | HTM Supported | 24095 | 0:23 | 0:25 | 1 | 0
Mayo | 329632 | 329632 | 3M Health CareAttest Autoreader 490H | 3M Health Care | Biological indicator incubator/reader | Attest Autoreader 490H | 3M Health Care | Attest Autoreader;490H | Sterilization Process Indicators;Biological | HTM Supported | 24095 | 0:23 | 0:25 | 1 | 0
Mayo | 329631 | 329631 | 3M Health CareAttest Autoreader 490H | 3M Health Care | Biological indicator incubator/reader | Attest Autoreader 490H | 3M Health Care | Attest Autoreader;490H | Sterilization Process Indicators;Biological | HTM Supported | 24095 | 0:23 | 0:25 | 1 | 0
Mayo | 329635 | 329635 | 3M Health CareAttest Autoreader 490H | 3M Health Care | Biological indicator incubator/reader | Attest Autoreader 490H | 3M Health Care | Attest Autoreader;490H | Sterilization Process Indicators;Biological | HTM Supported | 24095 | 0:23 | 0:25 | 1 | 0
Mayo | 441196 | 441196 | 3M Health CareAttest Autoreader 490 | 3M Health Care | Biological indicator incubator/reader | Attest Autoreader 490 | 3M Health Care | Attest Autoreader;490 | Sterilization Process Indicators;Biological | HTM Supported | 24095 | 0:23 | 0:25 | 1 | 0
Mayo | 546548 | 546548 | 3M Health CareAttest Autoreader 490H | 3M Health Care | Biological indicator incubator/reader | Attest Autoreader 490H | 3M Health Care | Attest Autoreader;490H | Sterilization Process Indicators;Biological | HTM Supported | 24095 | 0:23 | 0:25 | 1 | 0
Mayo | 546547 | 546547 | 3M Health CareAttest Autoreader 490H | 3M Health Care | Biological indicator incubator/reader | Attest Autoreader 490H | 3M Health Care | Attest Autoreader;490H | Sterilization Process Indicators;Biological | HTM Supported | 24095 | 0:23 | 0:25 | 1 | 0
Mayo | 536948 | 536948 | 3M Health CareAttest Autoreader 390 | 3M Health Care | Biological indicator incubator/reader | Attest Autoreader 390 | 3M Health Care | Attest Autoreader;390 | Sterilization Process Indicators;Biological | HTM Supported | 24095 | 0:23 | 0:25 | 1 | 0
Mayo | 538352 | 538352 | 3M Health CareAttest Autoreader 390 | 3M Health Care | Biological indicator incubator/reader | Attest Autoreader 390 | 3M Health Care | Attest Autoreader;390 | Sterilization Process Indicators;Biological | HTM Supported | 24095 | 0:23 | 0:25 | 1 | 0
Mayo | 538345 | 538345 | 3M Health CareAttest Autoreader 390 | 3M Health Care | Biological indicator incubator/reader | Attest Autoreader 390 | 3M Health Care | Attest Autoreader;390 | Sterilization Process Indicators;Biological | HTM Supported | 24095 | 0:23 | 0:25 | 1 | 0
Mayo | 538344 | 538344 | 3M Health CareAttest Autoreader 390 | 3M Health Care | Biological indicator incubator/reader | Attest Autoreader 390 | 3M Health Care | Attest Autoreader;390 | Sterilization Process Indicators;Biological | HTM Supported | 24095 | 0:23 | 0:25 | 1 | 0
Mayo | 541929 | 541929 | 3M Health CareAttest Autoreader 390 | 3M Health Care | Biological indicator incubator/reader | Attest Autoreader 390 | 3M Health Care | Attest Autoreader;390 | Sterilization Process Indicators;Biological | HTM Supported | 24095 | 0:23 | 0:25 | 1 | 0
Mayo | 536936 | 536936 | 3M Health CareAttest Autoreader 390 | 3M Health Care | Biological indicator incubator/reader | Attest Autoreader 390 | 3M Health Care | Attest Autoreader;390 | Sterilization Process Indicators;Biological | HTM Supported | 24095 | 0:23 | 0:25 | 1 | 0
Mayo | 536917 | 536917 | 3M Health CareAttest Autoreader 390 | 3M Health Care | Biological indicator incubator/reader | Attest Autoreader 390 | 3M Health Care | Attest Autoreader;390 | Sterilization Process Indicators;Biological | HTM Supported | 24095 | 0:23 | 0:25 | 1 | 0
Mayo | 536926 | 536926 | 3M Health CareAttest Autoreader 390 | 3M Health Care | Biological indicator incubator/reader | Attest Autoreader 390 | 3M Health Care | Attest Autoreader;390 | Sterilization Process Indicators;Biological | HTM Supported | 24095 | 0:23 | 0:25 | 1 | 0
Mayo | 536920 | 536920 | 3M Health CareAttest Autoreader 390 | 3M Health Care | Biological indicator incubator/reader | Attest Autoreader 390 | 3M Health Care | Attest Autoreader;390 | Sterilization Process Indicators;Biological | HTM Supported | 24095 | 0:23 | 0:25 | 1 | 0
Mayo | 536931 | 536931 | 3M Health CareAttest Autoreader 390 | 3M Health Care | Biological indicator incubator/reader | Attest Autoreader 390 | 3M Health Care | Attest Autoreader;390 | Sterilization Process Indicators;Biological | HTM Supported | 24095 | 0:23 | 0:25 | 1 | 0
Mayo | 536973 | 536973 | 3M Health CareAttest Autoreader 390 | 3M Health Care | Biological indicator incubator/reader | Attest Autoreader 390 | 3M Health Care | Attest Autoreader;390 | Sterilization Process Indicators;Biological | HTM Supported | 24095 | 0:23 | 0:25 | 1 | 0
Mayo | 535843 | 535843 | 3M Health CareAttest Autoreader 390 | 3M Health Care | Biological indicator incubator/reader | Attest Autoreader 390 | 3M Health Care | Attest Autoreader;390 | Sterilization Process Indicators;Biological | HTM Supported | 24095 | 0:23 | 0:25 | 1 | 0
Mayo | 536916 | 536916 | 3M Health CareAttest Autoreader 390 | 3M Health Care | Biological indicator incubator/reader | Attest Autoreader 390 | 3M Health Care | Attest Autoreader;390 | Sterilization Process Indicators;Biological | HTM Supported | 24095 | 0:23 | 0:25 | 1 | 0
Mayo | 328427 | 328427 | 3M Health CareAttest Autoreader 390 | 3M Health Care | Biological indicator incubator/reader | Attest Autoreader 390 | 3M Health Care | Attest Autoreader;390 | Sterilization Process Indicators;Biological | HTM Supported | 24095 | 0:23 | 0:25 | 1 | 0
Mayo | 328294 | 328294 | 3M Health CareAttest Autoreader 390 | 3M Health Care | Biological indicator incubator/reader | Attest Autoreader 390 | 3M Health Care | Attest Autoreader;390 | Sterilization Process Indicators;Biological | HTM Supported | 24095 | 0:23 | 0:25 | 1 | 0
Mayo | 328293 | 328293 | 3M Health CareAttest Autoreader 390 | 3M Health Care | Biological indicator incubator/reader | Attest Autoreader 390 | 3M Health Care | Attest Autoreader;390 | Sterilization Process Indicators;Biological | HTM Supported | 24095 | 0:23 | 0:25 | 1 | 0
Mayo | 328428 | 328428 | 3M Health CareAttest Autoreader 390 | 3M Health Care | Biological indicator incubator/reader | Attest Autoreader 390 | 3M Health Care | Attest Autoreader;390 | Sterilization Process Indicators;Biological | HTM Supported | 24095 | 0:23 | 0:25 | 1 | 0
Mayo | 328284 | 328284 | 3M Health CareAttest Autoreader 490 | 3M Health Care | Biological indicator incubator/reader | Attest Autoreader 490 | 3M Health Care | Attest Autoreader;490 | Sterilization Process Indicators;Biological | HTM Supported | 24095 | 0:23 | 0:25 | 1 | 0
Mayo | 328276 | 328276 | 3M Health CareAttest Autoreader 490 | 3M Health Care | Biological indicator incubator/reader | Attest Autoreader 490 | 3M Health Care | Attest Autoreader;490 | Sterilization Process Indicators;Biological | HTM Supported | 24095 | 0:23 | 0:25 | 1 | 0
Mayo | 328275 | 328275 | 3M Health CareAttest Autoreader 390 | 3M Health Care | Biological indicator incubator/reader | Attest Autoreader 390 | 3M Health Care | Attest Autoreader;390 | Sterilization Process Indicators;Biological | HTM Supported | 24095 | 0:23 | 0:25 | 1 | 0
Mayo | 328235 | 328235 | 3M Health CareAttest Autoreader 490 | 3M Health Care | Biological indicator incubator/reader | Attest Autoreader 490 | 3M Health Care | Attest Autoreader;490 | Sterilization Process Indicators;Biological | HTM Supported | 24095 | 0:23 | 0:25 | 1 | 0
Mayo | 287746 | 287746 | 3M Health CareAttest Autoreader 490 | 3M Health Care | Biological indicator incubator/reader | Attest Autoreader 490 | 3M Health Care | Attest Autoreader;490 | Sterilization Process Indicators;Biological | HTM Supported | 24095 | 0:23 | 0:25 | 1 | 0
Mayo | 316779 | 316779 | 3M Health CareAttest Autoreader 490 | 3M Health Care | Biological indicator incubator/reader | Attest Autoreader 490 | 3M Health Care | Attest Autoreader;490 | Sterilization Process Indicators;Biological | HTM Supported | 24095 | 0:23 | 0:25 | 1 | 0
Mayo | 316322 | 316322 | 3M Health CareAttest Autoreader 490 | 3M Health Care | Biological indicator incubator/reader | Attest Autoreader 490 | 3M Health Care | Attest Autoreader;490 | Sterilization Process Indicators;Biological | HTM Supported | 24095 | 0:23 | 0:25 | 1 | 0
Mayo | 316305 | 316305 | 3M Health CareAttest Autoreader 490 | 3M Health Care | Biological indicator incubator/reader | Attest Autoreader 490 | 3M Health Care | Attest Autoreader;490 | Sterilization Process Indicators;Biological | HTM Supported | 24095 | 0:23 | 0:25 | 1 | 0
Mayo | 316307 | 316307 | 3M Health CareAttest Autoreader 490 | 3M Health Care | Biological indicator incubator/reader | Attest Autoreader 490 | 3M Health Care | Attest Autoreader;490 | Sterilization Process Indicators;Biological | HTM Supported | 24095 | 0:23 | 0:25 | 1 | 0
Mayo | 316306 | 316306 | 3M Health CareAttest Autoreader 490 | 3M Health Care | Biological indicator incubator/reader | Attest Autoreader 490 | 3M Health Care | Attest Autoreader;490 | Sterilization Process Indicators;Biological | HTM Supported | 24095 | 0:23 | 0:25 | 1 | 0
Mayo | 184546 | 184546 | 3M Health CareAttest Autoreader 290 | 3M Health Care | Biological indicator incubator/reader | Attest Autoreader 290 | 3M Health Care | Attest Autoreader;290 | Sterilization Process Indicators;Biological | HTM Supported | 24095 | 0:23 | 0:25 | 1 | 0
Mayo | 5325 | 5325 | 3M Health CareAttest Autoreader 290 | 3M Health Care | Biological indicator incubator/reader | Attest Autoreader 290 | 3M Health Care | Attest Autoreader;290 | Sterilization Process Indicators;Biological | HTM Supported | 24095 | 0:23 | 0:25 | 1 | 0
Mayo | 150202 | 150202 | 3M Health CareAttest Autoreader 290 | 3M Health Care | Biological indicator incubator/reader | Attest Autoreader 290 | 3M Health Care | Attest Autoreader;290 | Sterilization Process Indicators;Biological | HTM Supported | 24095 | 0:23 | 0:25 | 1 | 0
Mayo | 150201 | 150201 | 3M Health CareAttest Autoreader 190 | 3M Health Care | Biological indicator incubator/reader | Attest Autoreader 190 | 3M Health Care | Attest Autoreader;190 | Sterilization Process Indicators;Biological | HTM Supported | 24095 | 0:23 | 0:25 | 1 | 0
Mayo | 78547 | 78547 | 3M Health CareAttest Autoreader 290 | 3M Health Care | Biological indicator incubator/reader | Attest Autoreader 290 | 3M Health Care | Attest Autoreader;290 | Sterilization Process Indicators;Biological | HTM Supported | 24095 | 0:23 | 0:25 | 1 | 0
Mayo | 61735 | 61735 | 3M Health CareAttest Autoreader 290G | 3M Health Care | Biological indicator incubator/reader | Attest Autoreader 290G | 3M Health Care | Attest Autoreader;290G | Sterilization Process Indicators;Biological | HTM Supported | 24095 | 0:23 | 0:25 | 1 | 0
Mayo | 61756 | 61756 | 3M Health CareAttest Autoreader 290G | 3M Health Care | Biological indicator incubator/reader | Attest Autoreader 290G | 3M Health Care | Attest Autoreader;290G | Sterilization Process Indicators;Biological | HTM Supported | 24095 | 0:23 | 0:25 | 1 | 0
Mayo | N-11680 | N-11681 | 3M Health CareAttest Autoreader 290 | 3M Health Care | Biological indicator incubator/reader | Attest Autoreader 290 | 3M Health Care | Attest Autoreader;290 | Sterilization Process Indicators;Biological | HTM Supported | 24095 | 0:23 | 0:26 | 1 | 0
Mayo | VLR-0135 | VLR-0135 | 3M Health CareAttest Autoreader 116 | 3M Health Care | Biological indicator incubator/reader | Attest Autoreader 116 | 3M Health Care | Attest Autoreader;116 | Sterilization Process Indicators;Biological | HTM Supported | 24095 | 0:23 | 0:26 | 1 | 0
Mayo | VLR-0134 | VLR-0134 | 3M Health CareAttest Autoreader 116 | 3M Health Care | Biological indicator incubator/reader | Attest Autoreader 116 | 3M Health Care | Attest Autoreader;116 | Sterilization Process Indicators;Biological | HTM Supported | 24095 | 0:23 | 0:26 | 1 | 0
Mayo | 99917 | 99917 | 3M Health CareAttest Autoreader 126 | 3M Health Care | Biological indicator incubator/reader | Attest Autoreader 126 | 3M Health Care | Attest Autoreader;126 | Sterilization Process Indicators;Biological | HTM Supported | 24095 | 0:23 | 0:25 | 1 | 0
Mayo | 99918 | 99918 | 3M Health Care130 | 3M Health Care | Biological indicator incubator/reader | 130 | 3M Health Care | 130; | Sterilization Process Indicators;Biological | HTM Supported | 24095 | 0:23 | 0:25 | 1 | 0
Mayo | N-10758 | N-10759 | 3M Health CareAttest Autoreader 190R | 3M Health Care | Biological indicator incubator/reader | Attest Autoreader 190R | 3M Health Care | Attest Autoreader;190R | Sterilization Process Indicators;Biological | HTM Supported | 24095 | 0:23 | 0:26 | 1 | 0
Mayo | VLR-0626 | VLR-0627 | 3M Health CareAttest Autoreader 116 | 3M Health Care | Biological indicator incubator/reader | Attest Autoreader 116 | 3M Health Care | Attest Autoreader;116 | Sterilization Process Indicators;Biological | HTM Supported | 24095 | 0:23 | 0:26 | 1 | 0
Mayo | 60228 | 60229 | 3M Health CareAttest Autoreader 190 | 3M Health Care | Biological indicator incubator/reader | Attest Autoreader 190 | 3M Health Care | Attest Autoreader;190 | Sterilization Process Indicators;Biological | HTM Supported | 24095 | 0:23 | 0:25 | 1 | 0
Mayo | B-13378 | B-13378 | 3M Health CareAttest Autoreader 190 | 3M Health Care | Biological indicator incubator/reader | Attest Autoreader 190 | 3M Health Care | Attest Autoreader;190 | Sterilization Process Indicators;Biological | HTM Supported | 24095 | 0:23 | 0:26 | 1 | 0
Mayo | B-13373 | B-13373 | 3M Health CareAttest Autoreader 190 | 3M Health Care | Biological indicator incubator/reader | Attest Autoreader 190 | 3M Health Care | Attest Autoreader;190 | Sterilization Process Indicators;Biological | HTM Supported | 24095 | 0:23 | 0:26 | 1 | 0
Mayo | 1332030 | 1332030 | Advanced Sterilization Products (ASP)Sterrad Velocity 43220 | Advanced Sterilization Products (ASP) | Biological indicator incubator/reader | Sterrad Velocity 43220 | Advanced Sterilization Products (ASP) | Sterrad Velocity;43220 | Sterilization Process Indicators;Biological | HTM Supported | 24095 | 0:23 | 0:26 | 1 | 0
Mayo | 1274077 | 1274077 | Advanced Sterilization Products (ASP)Sterrad Velocity 43220 | Advanced Sterilization Products (ASP) | Biological indicator incubator/reader | Sterrad Velocity 43220 | Advanced Sterilization Products (ASP) | Sterrad Velocity;43220 | Sterilization Process Indicators;Biological | HTM Supported | 24095 | 0:23 | 0:26 | 1 | 0
Mayo | 1322698 | 1322698 | Advanced Sterilization Products (ASP)Sterrad Velocity 43220 | Advanced Sterilization Products (ASP) | Biological indicator incubator/reader | Sterrad Velocity 43220 | Advanced Sterilization Products (ASP) | Sterrad Velocity;43220 | Sterilization Process Indicators;Biological | HTM Supported | 24095 | 0:23 | 0:26 | 1 | 0
Mayo | 578899 | 578899 | Advanced Sterilization Products (ASP)Sterrad Velocity 43220 | Advanced Sterilization Products (ASP) | Biological indicator incubator/reader | Sterrad Velocity 43220 | Advanced Sterilization Products (ASP) | Sterrad Velocity;43220 | Sterilization Process Indicators;Biological | HTM Supported | 24095 | 0:23 | 0:25 | 1 | 0
Mayo | 1089122 | 1089122 | Advanced Sterilization Products (ASP)Sterrad Velocity 43220 | Advanced Sterilization Products (ASP) | Biological indicator incubator/reader | Sterrad Velocity 43220 | Advanced Sterilization Products (ASP) | Sterrad Velocity;43220 | Sterilization Process Indicators;Biological | HTM Supported | 24095 | 0:23 | 0:26 | 1 | 0
Mayo | 1051305 | 1051305 | Advanced Sterilization Products (ASP)Sterrad Velocity 43220 | Advanced Sterilization Products (ASP) | Biological indicator incubator/reader | Sterrad Velocity 43220 | Advanced Sterilization Products (ASP) | Sterrad Velocity;43220 | Sterilization Process Indicators;Biological | HTM Supported | 24095 | 0:23 | 0:25 | 1 | 0
Mayo | 1051304 | 1051304 | Advanced Sterilization Products (ASP)Sterrad Velocity 43220 | Advanced Sterilization Products (ASP) | Biological indicator incubator/reader | Sterrad Velocity 43220 | Advanced Sterilization Products (ASP) | Sterrad Velocity;43220 | Sterilization Process Indicators;Biological | HTM Supported | 24095 | 0:23 | 0:25 | 1 | 0
Mayo | 1051299 | 1051299 | Advanced Sterilization Products (ASP)Sterrad Velocity 43220 | Advanced Sterilization Products (ASP) | Biological indicator incubator/reader | Sterrad Velocity 43220 | Advanced Sterilization Products (ASP) | Sterrad Velocity;43220 | Sterilization Process Indicators;Biological | HTM Supported | 24095 | 0:23 | 0:25 | 1 | 0
Mayo | 1001376 | 1001376 | Advanced Sterilization Products (ASP)Sterrad Velocity 43220 | Advanced Sterilization Products (ASP) | Biological indicator incubator/reader | Sterrad Velocity 43220 | Advanced Sterilization Products (ASP) | Sterrad Velocity;43220 | Sterilization Process Indicators;Biological | HTM Supported | 24095 | 0:23 | 0:25 | 1 | 0
Mayo | 1001374 | 1001374 | Advanced Sterilization Products (ASP)Sterrad Velocity 43220 | Advanced Sterilization Products (ASP) | Biological indicator incubator/reader | Sterrad Velocity 43220 | Advanced Sterilization Products (ASP) | Sterrad Velocity;43220 | Sterilization Process Indicators;Biological | HTM Supported | 24095 | 0:23 | 0:25 | 1 | 0
Mayo | 1016997 | 1016997 | Advanced Sterilization Products (ASP)Sterrad Velocity 43220 | Advanced Sterilization Products (ASP) | Biological indicator incubator/reader | Sterrad Velocity 43220 | Advanced Sterilization Products (ASP) | Sterrad Velocity;43220 | Sterilization Process Indicators;Biological | HTM Supported | 24095 | 0:23 | 0:25 | 1 | 0
Mayo | 442869 | 442869 | Advanced Sterilization Products (ASP)Sterrad Velocity 43220 | Advanced Sterilization Products (ASP) | Biological indicator incubator/reader | Sterrad Velocity 43220 | Advanced Sterilization Products (ASP) | Sterrad Velocity;43220 | Sterilization Process Indicators;Biological | HTM Supported | 24095 | 0:23 | 0:25 | 1 | 0
Mayo | 283824 | 283824 | Advanced Sterilization Products (ASP)Sterrad Velocity 43220 | Advanced Sterilization Products (ASP) | Biological indicator incubator/reader | Sterrad Velocity 43220 | Advanced Sterilization Products (ASP) | Sterrad Velocity;43220 | Sterilization Process Indicators;Biological | HTM Supported | 24095 | 0:23 | 0:25 | 1 | 0
Mayo | A012640 | A012641 | Sterrad21005 | Sterrad | NULL | 21005 | Sterrad | 21005; | Sterilization Process Indicators;Biological | HTM Supported | 24095 | 0:23 | 0:26 | 1 | 0
Mayo | 223565 | 223565 | 3M Health CareModel 50AN Abator | 3M Health Care | Biological indicator incubator/reader | Model 50AN Abator | 3M Health Care | Model 50AN Abator; | Sterilizer;Accessories | HTM Supported | 24095 | 0:23 | 0:25 | 1 | 0
Mayo | 223566 | 223566 | 3M Health CareModel 50AN Abator | 3M Health Care | Sterilizer | Model 50AN Abator | 3M Health Care | Model 50AN Abator; | Sterilizer;Accessories | HTM Supported | 24095 | 0:23 | 0:25 | 1 | 0
Mayo | 223563 | 223563 | 3M Health CareModel 50AN Abator | 3M Health Care | Sterilizer | Model 50AN Abator | 3M Health Care | Model 50AN Abator; | Sterilizer;Accessories | HTM Supported | 24095 | 0:23 | 0:25 | 1 | 0
Mayo | 223561 | 223561 | 3M Health CareModel 50AN Abator | 3M Health Care | Sterilizer | Model 50AN Abator | 3M Health Care | Model 50AN Abator; | Sterilizer;Accessories | HTM Supported | 24095 | 0:23 | 0:25 | 1 | 0
Mayo | 223564 | 223564 | 3M Health CareModel 50AN Abator | 3M Health Care | Sterilizer | Model 50AN Abator | 3M Health Care | Model 50AN Abator; | Sterilizer;Accessories | HTM Supported | 24095 | 0:23 | 0:25 | 1 | 0
Mayo | 1002615 | 1002615 | Amphenol Thermometrics; IncKaye Validator AVS | Amphenol Thermometrics; Inc | Sterilizer | Kaye Validator AVS | Amphenol Thermometrics; Inc | Kaye Validator AVS; | Sterilizer;Accessories | HTM Supported | 24095 | 0:23 | 0:25 | 1 | 0
Mayo | 1089780 | 1089780 | Getinge/Castle Inc86/88 Series Auto UnLoading Conveyor 2.0 | Getinge/Castle Inc | Sterilizer | 86/88 Series Auto UnLoading Conveyor 2.0 | Getinge/Castle Inc | 86/88 Series Auto UnLoading Conveyor 2.0; | Sterilizer;Accessories | HTM Supported | 24095 | 0:23 | 0:26 | 1 | 0
Mayo | 1089781 | 1089781 | Getinge/Castle Inc86/88 Series Auto UnLoading Conveyor 2.0 | Getinge/Castle Inc | Sterilizer | 86/88 Series Auto UnLoading Conveyor 2.0 | Getinge/Castle Inc | 86/88 Series Auto UnLoading Conveyor 2.0; | Sterilizer;Accessories | HTM Supported | 24095 | 0:23 | 0:26 | 1 | 0
Mayo | 1089782 | 1089782 | Getinge/Castle Inc86/88 Series Auto UnLoading Conveyor 2.0 | Getinge/Castle Inc | Sterilizer | 86/88 Series Auto UnLoading Conveyor 2.0 | Getinge/Castle Inc | 86/88 Series Auto UnLoading Conveyor 2.0; | Sterilizer;Accessories | HTM Supported | 24095 | 0:23 | 0:26 | 1 | 0
Mayo | 1089784 | 1089784 | Getinge/Castle Inc86/88 Series Auto UnLoading Conveyor 2.0 | Getinge/Castle Inc | Sterilizer | 86/88 Series Auto UnLoading Conveyor 2.0 | Getinge/Castle Inc | 86/88 Series Auto UnLoading Conveyor 2.0; | Sterilizer;Accessories | HTM Supported | 24095 | 0:23 | 0:26 | 1 | 0
Mayo | 1089783 | 1089783 | Getinge/Castle Inc86/88 Series Auto UnLoading Conveyor 2.0 | Getinge/Castle Inc | Sterilizer | 86/88 Series Auto UnLoading Conveyor 2.0 | Getinge/Castle Inc | 86/88 Series Auto UnLoading Conveyor 2.0; | Sterilizer;Accessories | HTM Supported | 24095 | 0:23 | 0:26 | 1 | 0
Mayo | 1089646 | 1089646 | Getinge/Castle IncWasher Cart | Getinge/Castle Inc | Sterilizer | Washer Cart | Getinge/Castle Inc | Washer Cart; | Sterilizer;Accessories | HTM Supported | 24095 | 0:23 | 0:26 | 1 | 0
Mayo | 1089648 | 1089648 | Getinge/Castle IncWasher Cart | Getinge/Castle Inc | Sterilizer | Washer Cart | Getinge/Castle Inc | Washer Cart; | Sterilizer;Accessories | HTM Supported | 24095 | 0:23 | 0:26 | 1 | 0
Mayo | 1089643 | 1089643 | Getinge/Castle IncWasher Cart | Getinge/Castle Inc | Sterilizer | Washer Cart | Getinge/Castle Inc | Washer Cart; | Sterilizer;Accessories | HTM Supported | 24095 | 0:23 | 0:26 | 1 | 0
Mayo | 1089644 | 1089644 | Getinge/Castle IncWasher Cart | Getinge/Castle Inc | Sterilizer | Washer Cart | Getinge/Castle Inc | Washer Cart; | Sterilizer;Accessories | HTM Supported | 24095 | 0:23 | 0:26 | 1 | 0
Mayo | 1089647 | 1089647 | Getinge/Castle IncWasher Cart | Getinge/Castle Inc | Sterilizer | Washer Cart | Getinge/Castle Inc | Washer Cart; | Sterilizer;Accessories | HTM Supported | 24095 | 0:23 | 0:26 | 1 | 0
Mayo | 1089649 | 1089649 | Getinge/Castle IncWasher Cart | Getinge/Castle Inc | Sterilizer | Washer Cart | Getinge/Castle Inc | Washer Cart; | Sterilizer;Accessories | HTM Supported | 24095 | 0:23 | 0:26 | 1 | 0
Mayo | 1089650 | 1089650 | Getinge/Castle IncWasher Cart | Getinge/Castle Inc | Sterilizer | Washer Cart | Getinge/Castle Inc | Washer Cart; | Sterilizer;Accessories | HTM Supported | 24095 | 0:23 | 0:26 | 1 | 0
Mayo | 1089645 | 1089645 | Getinge/Castle IncWasher Cart | Getinge/Castle Inc | Sterilizer | Washer Cart | Getinge/Castle Inc | Washer Cart; | Sterilizer;Accessories | HTM Supported | 24095 | 0:23 | 0:26 | 1 | 0
Mayo | 1081934 | 1081934 | Getinge/Castle IncWasher Rack | Getinge/Castle Inc | Sterilizer | Washer Rack | Getinge/Castle Inc | Washer Rack; | Sterilizer;Accessories | HTM Supported | 24095 | 0:23 | 0:26 | 1 | 0
Mayo | 1082087 | 1082087 | Getinge/Castle IncAssured SafeStep | Getinge/Castle Inc | Sterilizer | Assured SafeStep | Getinge/Castle Inc | Assured SafeStep; | Sterilizer;Accessories | HTM Supported | 24095 | 0:23 | 0:26 | 1 | 0
Mayo | 1077988 | 1077988 | Getinge/Castle IncWasher Cart | Getinge/Castle Inc | Sterilizer | Washer Cart | Getinge/Castle Inc | Washer Cart; | Sterilizer;Accessories | HTM Supported | 24095 | 0:23 | 0:25 | 1 | 0
Mayo | 1078001 | 1078001 | Getinge/Castle IncWasher Cart | Getinge/Castle Inc | Sterilizer | Washer Cart | Getinge/Castle Inc | Washer Cart; | Sterilizer;Accessories | HTM Supported | 24095 | 0:23 | 0:25 | 1 | 0
Mayo | 1078000 | 1078000 | Getinge/Castle IncWasher Cart | Getinge/Castle Inc | Sterilizer | Washer Cart | Getinge/Castle Inc | Washer Cart; | Sterilizer;Accessories | HTM Supported | 24095 | 0:23 | 0:25 | 1 | 0
Mayo | 1077999 | 1077999 | Getinge/Castle IncWasher Cart | Getinge/Castle Inc | Sterilizer | Washer Cart | Getinge/Castle Inc | Washer Cart; | Sterilizer;Accessories | HTM Supported | 24095 | 0:23 | 0:25 | 1 | 0
Mayo | 1077998 | 1077998 | Getinge/Castle IncWasher Cart | Getinge/Castle Inc | Sterilizer | Washer Cart | Getinge/Castle Inc | Washer Cart; | Sterilizer;Accessories | HTM Supported | 24095 | 0:23 | 0:25 | 1 | 0
Mayo | 1077987 | 1077987 | Getinge/Castle IncWasher Cart | Getinge/Castle Inc | Sterilizer | Washer Cart | Getinge/Castle Inc | Washer Cart; | Sterilizer;Accessories | HTM Supported | 24095 | 0:23 | 0:25 | 1 | 0
Mayo | 1077986 | 1077986 | Getinge/Castle IncWasher Cart | Getinge/Castle Inc | Sterilizer | Washer Cart | Getinge/Castle Inc | Washer Cart; | Sterilizer;Accessories | HTM Supported | 24095 | 0:23 | 0:25 | 1 | 0
Mayo | 1077997 | 1077997 | Getinge/Castle IncWasher Cart | Getinge/Castle Inc | Sterilizer | Washer Cart | Getinge/Castle Inc | Washer Cart; | Sterilizer;Accessories | HTM Supported | 24095 | 0:23 | 0:25 | 1 | 0
Mayo | 1077985 | 1077985 | Getinge/Castle IncWasher Cart | Getinge/Castle Inc | Sterilizer | Washer Cart | Getinge/Castle Inc | Washer Cart; | Sterilizer;Accessories | HTM Supported | 24095 | 0:23 | 0:25 | 1 | 0
Mayo | 1077996 | 1077996 | Getinge/Castle IncWasher Cart | Getinge/Castle Inc | Sterilizer | Washer Cart | Getinge/Castle Inc | Washer Cart; | Sterilizer;Accessories | HTM Supported | 24095 | 0:23 | 0:25 | 1 | 0
Mayo | 1077984 | 1077984 | Getinge/Castle IncWasher Cart | Getinge/Castle Inc | Sterilizer | Washer Cart | Getinge/Castle Inc | Washer Cart; | Sterilizer;Accessories | HTM Supported | 24095 | 0:23 | 0:25 | 1 | 0
Mayo | 1077995 | 1077995 | Getinge/Castle IncWasher Cart | Getinge/Castle Inc | Sterilizer | Washer Cart | Getinge/Castle Inc | Washer Cart; | Sterilizer;Accessories | HTM Supported | 24095 | 0:23 | 0:25 | 1 | 0
Mayo | 1077983 | 1077983 | Getinge/Castle IncWasher Cart | Getinge/Castle Inc | Sterilizer | Washer Cart | Getinge/Castle Inc | Washer Cart; | Sterilizer;Accessories | HTM Supported | 24095 | 0:23 | 0:25 | 1 | 0
Mayo | 1077982 | 1077982 | Getinge/Castle IncWasher Cart | Getinge/Castle Inc | Sterilizer | Washer Cart | Getinge/Castle Inc | Washer Cart; | Sterilizer;Accessories | HTM Supported | 24095 | 0:23 | 0:25 | 1 | 0
Mayo | 1077977 | 1077977 | Getinge/Castle IncWasher Cart | Getinge/Castle Inc | Sterilizer | Washer Cart | Getinge/Castle Inc | Washer Cart; | Sterilizer;Accessories | HTM Supported | 24095 | 0:23 | 0:25 | 1 | 0
Mayo | 1077981 | 1077981 | Getinge/Castle IncWasher Cart | Getinge/Castle Inc | Sterilizer | Washer Cart | Getinge/Castle Inc | Washer Cart; | Sterilizer;Accessories | HTM Supported | 24095 | 0:23 | 0:25 | 1 | 0
Mayo | 1077976 | 1077976 | Getinge/Castle IncWasher Cart | Getinge/Castle Inc | Sterilizer | Washer Cart | Getinge/Castle Inc | Washer Cart; | Sterilizer;Accessories | HTM Supported | 24095 | 0:23 | 0:25 | 1 | 0
Mayo | 1077975 | 1077975 | Getinge/Castle IncWasher Cart | Getinge/Castle Inc | Sterilizer | Washer Cart | Getinge/Castle Inc | Washer Cart; | Sterilizer;Accessories | HTM Supported | 24095 | 0:23 | 0:25 | 1 | 0
Mayo | 1077980 | 1077980 | Getinge/Castle IncWasher Cart | Getinge/Castle Inc | Sterilizer | Washer Cart | Getinge/Castle Inc | Washer Cart; | Sterilizer;Accessories | HTM Supported | 24095 | 0:23 | 0:25 | 1 | 0
Mayo | 1077979 | 1077979 | Getinge/Castle IncWasher Cart | Getinge/Castle Inc | Sterilizer | Washer Cart | Getinge/Castle Inc | Washer Cart; | Sterilizer;Accessories | HTM Supported | 24095 | 0:23 | 0:25 | 1 | 0
Mayo | 1077974 | 1077974 | Getinge/Castle IncWasher Cart | Getinge/Castle Inc | Sterilizer | Washer Cart | Getinge/Castle Inc | Washer Cart; | Sterilizer;Accessories | HTM Supported | 24095 | 0:23 | 0:25 | 1 | 0
Mayo | 1077973 | 1077973 | Getinge/Castle IncWasher Cart | Getinge/Castle Inc | Sterilizer | Washer Cart | Getinge/Castle Inc | Washer Cart; | Sterilizer;Accessories | HTM Supported | 24095 | 0:23 | 0:25 | 1 | 0
Mayo | 1077978 | 1077978 | Getinge/Castle IncWasher Cart | Getinge/Castle Inc | Sterilizer | Washer Cart | Getinge/Castle Inc | Washer Cart; | Sterilizer;Accessories | HTM Supported | 24095 | 0:23 | 0:25 | 1 | 0
Mayo | 1077972 | 1077972 | Getinge/Castle IncWasher Cart | Getinge/Castle Inc | Sterilizer | Washer Cart | Getinge/Castle Inc | Washer Cart; | Sterilizer;Accessories | HTM Supported | 24095 | 0:23 | 0:25 | 1 | 0
Mayo | 1077971 | 1077971 | Getinge/Castle IncWasher Cart | Getinge/Castle Inc | Sterilizer | Washer Cart | Getinge/Castle Inc | Washer Cart; | Sterilizer;Accessories | HTM Supported | 24095 | 0:23 | 0:25 | 1 | 0
Mayo | 1077970 | 1077970 | Getinge/Castle IncWasher Cart | Getinge/Castle Inc | Sterilizer | Washer Cart | Getinge/Castle Inc | Washer Cart; | Sterilizer;Accessories | HTM Supported | 24095 | 0:23 | 0:25 | 1 | 0
Mayo | 1078045 | 1078045 | Getinge/Castle IncSterilizer Cart | Getinge/Castle Inc | Sterilizer | Sterilizer Cart | Getinge/Castle Inc | Sterilizer Cart; | Sterilizer;Accessories | HTM Supported | 24095 | 0:23 | 0:25 | 1 | 0
Mayo | 1078044 | 1078044 | Getinge/Castle IncSterilizer Cart | Getinge/Castle Inc | Sterilizer | Sterilizer Cart | Getinge/Castle Inc | Sterilizer Cart; | Sterilizer;Accessories | HTM Supported | 24095 | 0:23 | 0:25 | 1 | 0
Mayo | 1078043 | 1078043 | Getinge/Castle IncSterilizer Cart | Getinge/Castle Inc | Sterilizer | Sterilizer Cart | Getinge/Castle Inc | Sterilizer Cart; | Sterilizer;Accessories | HTM Supported | 24095 | 0:23 | 0:25 | 1 | 0
Mayo | 1078042 | 1078042 | Getinge/Castle IncSterilizer Cart | Getinge/Castle Inc | Sterilizer | Sterilizer Cart | Getinge/Castle Inc | Sterilizer Cart; | Sterilizer;Accessories | HTM Supported | 24095 | 0:23 | 0:25 | 1 | 0
Mayo | 1078050 | 1078050 | Getinge/Castle IncWasher Cart | Getinge/Castle Inc | Sterilizer | Washer Cart | Getinge/Castle Inc | Washer Cart; | Sterilizer;Accessories | HTM Supported | 24095 | 0:23 | 0:26 | 1 | 0
Mayo | 1078048 | 1078048 | Getinge/Castle IncWasher Cart | Getinge/Castle Inc | Sterilizer | Washer Cart | Getinge/Castle Inc | Washer Cart; | Sterilizer;Accessories | HTM Supported | 24095 | 0:23 | 0:26 | 1 | 0
Mayo | 1078047 | 1078047 | Getinge/Castle IncWasher Cart | Getinge/Castle Inc | Sterilizer | Washer Cart | Getinge/Castle Inc | Washer Cart; | Sterilizer;Accessories | HTM Supported | 24095 | 0:23 | 0:25 | 1 | 0
Mayo | 1078046 | 1078046 | Getinge/Castle IncWasher Cart | Getinge/Castle Inc | Sterilizer | Washer Cart | Getinge/Castle Inc | Washer Cart; | Sterilizer;Accessories | HTM Supported | 24095 | 0:23 | 0:25 | 1 | 0
Mayo | 1081917 | 1081917 | Getinge/Castle IncWasher Rack | Getinge/Castle Inc | Sterilizer | Washer Rack | Getinge/Castle Inc | Washer Rack; | Sterilizer;Accessories | HTM Supported | 24095 | 0:23 | 0:26 | 1 | 0
Mayo | 1081916 | 1081916 | Getinge/Castle IncWasher Rack | Getinge/Castle Inc | Sterilizer | Washer Rack | Getinge/Castle Inc | Washer Rack; | Sterilizer;Accessories | HTM Supported | 24095 | 0:23 | 0:26 | 1 | 0
Mayo | 1081915 | 1081915 | Getinge/Castle IncWasher Rack | Getinge/Castle Inc | Sterilizer | Washer Rack | Getinge/Castle Inc | Washer Rack; | Sterilizer;Accessories | HTM Supported | 24095 | 0:23 | 0:26 | 1 | 0
Mayo | 1081914 | 1081914 | Getinge/Castle IncWasher Rack | Getinge/Castle Inc | Sterilizer | Washer Rack | Getinge/Castle Inc | Washer Rack; | Sterilizer;Accessories | HTM Supported | 24095 | 0:23 | 0:26 | 1 | 0
Mayo | 1081913 | 1081913 | Getinge/Castle IncWasher Rack | Getinge/Castle Inc | Sterilizer | Washer Rack | Getinge/Castle Inc | Washer Rack; | Sterilizer;Accessories | HTM Supported | 24095 | 0:23 | 0:26 | 1 | 0
Mayo | 1081907 | 1081907 | Getinge/Castle IncWasher Rack | Getinge/Castle Inc | Sterilizer | Washer Rack | Getinge/Castle Inc | Washer Rack; | Sterilizer;Accessories | HTM Supported | 24095 | 0:23 | 0:26 | 1 | 0
Mayo | 1081906 | 1081906 | Getinge/Castle IncWasher Rack | Getinge/Castle Inc | Sterilizer | Washer Rack | Getinge/Castle Inc | Washer Rack; | Sterilizer;Accessories | HTM Supported | 24095 | 0:23 | 0:26 | 1 | 0
Mayo | 1081905 | 1081905 | Getinge/Castle IncWasher Rack | Getinge/Castle Inc | Sterilizer | Washer Rack | Getinge/Castle Inc | Washer Rack; | Sterilizer;Accessories | HTM Supported | 24095 | 0:23 | 0:26 | 1 | 0
Mayo | 1081904 | 1081904 | Getinge/Castle IncWasher Rack | Getinge/Castle Inc | Sterilizer | Washer Rack | Getinge/Castle Inc | Washer Rack; | Sterilizer;Accessories | HTM Supported | 24095 | 0:23 | 0:26 | 1 | 0
Mayo | 1081903 | 1081903 | Getinge/Castle IncWasher Rack | Getinge/Castle Inc | Sterilizer | Washer Rack | Getinge/Castle Inc | Washer Rack; | Sterilizer;Accessories | HTM Supported | 24095 | 0:23 | 0:26 | 1 | 0
Mayo | 1081901 | 1081901 | Getinge/Castle IncWasher Rack | Getinge/Castle Inc | Sterilizer | Washer Rack | Getinge/Castle Inc | Washer Rack; | Sterilizer;Accessories | HTM Supported | 24095 | 0:23 | 0:26 | 1 | 0
Mayo | 1081902 | 1081902 | Getinge/Castle IncWasher Rack | Getinge/Castle Inc | Sterilizer | Washer Rack | Getinge/Castle Inc | Washer Rack; | Sterilizer;Accessories | HTM Supported | 24095 | 0:23 | 0:26 | 1 | 0
Mayo | 1081900 | 1081900 | Getinge/Castle IncWasher Rack | Getinge/Castle Inc | Sterilizer | Washer Rack | Getinge/Castle Inc | Washer Rack; | Sterilizer;Accessories | HTM Supported | 24095 | 0:23 | 0:26 | 1 | 0
Mayo | 1081899 | 1081899 | Getinge/Castle IncWasher Rack | Getinge/Castle Inc | Sterilizer | Washer Rack | Getinge/Castle Inc | Washer Rack; | Sterilizer;Accessories | HTM Supported | 24095 | 0:23 | 0:26 | 1 | 0
Mayo | 1081898 | 1081898 | Getinge/Castle IncWasher Rack | Getinge/Castle Inc | Sterilizer | Washer Rack | Getinge/Castle Inc | Washer Rack; | Sterilizer;Accessories | HTM Supported | 24095 | 0:23 | 0:26 | 1 | 0
Mayo | 1078016 | 1078016 | Getinge/Castle IncSterilizer Cart | Getinge/Castle Inc | Sterilizer | Sterilizer Cart | Getinge/Castle Inc | Sterilizer Cart; | Sterilizer;Accessories | HTM Supported | 24095 | 0:23 | 0:25 | 1 | 0
Mayo | 1078015 | 1078015 | Getinge/Castle IncSterilizer Cart | Getinge/Castle Inc | Sterilizer | Sterilizer Cart | Getinge/Castle Inc | Sterilizer Cart; | Sterilizer;Accessories | HTM Supported | 24095 | 0:23 | 0:25 | 1 | 0
Mayo | 1081897 | 1081897 | Getinge/Castle IncWasher Rack | Getinge/Castle Inc | Sterilizer | Washer Rack | Getinge/Castle Inc | Washer Rack; | Sterilizer;Accessories | HTM Supported | 24095 | 0:23 | 0:26 | 1 | 0
Mayo | 1081896 | 1081896 | Getinge/Castle IncWasher Rack | Getinge/Castle Inc | Sterilizer | Washer Rack | Getinge/Castle Inc | Washer Rack; | Sterilizer;Accessories | HTM Supported | 24095 | 0:23 | 0:26 | 1 | 0
Mayo | 1081895 | 1081895 | Getinge/Castle IncWasher Rack | Getinge/Castle Inc | Sterilizer | Washer Rack | Getinge/Castle Inc | Washer Rack; | Sterilizer;Accessories | HTM Supported | 24095 | 0:23 | 0:26 | 1 | 0
Mayo | 1081894 | 1081894 | Getinge/Castle IncWasher Rack | Getinge/Castle Inc | Sterilizer | Washer Rack | Getinge/Castle Inc | Washer Rack; | Sterilizer;Accessories | HTM Supported | 24095 | 0:23 | 0:26 | 1 | 0
Mayo | 1081893 | 1081893 | Getinge/Castle IncWasher Rack | Getinge/Castle Inc | Sterilizer | Washer Rack | Getinge/Castle Inc | Washer Rack; | Sterilizer;Accessories | HTM Supported | 24095 | 0:23 | 0:26 | 1 | 0
Mayo | 1081892 | 1081892 | Getinge/Castle IncWasher Rack | Getinge/Castle Inc | Sterilizer | Washer Rack | Getinge/Castle Inc | Washer Rack; | Sterilizer;Accessories | HTM Supported | 24095 | 0:23 | 0:26 | 1 | 0
Mayo | 1078014 | 1078014 | Getinge/Castle IncSterilizer Cart | Getinge/Castle Inc | Sterilizer | Sterilizer Cart | Getinge/Castle Inc | Sterilizer Cart; | Sterilizer;Accessories | HTM Supported | 24095 | 0:23 | 0:25 | 1 | 0
Mayo | 1078013 | 1078013 | Getinge/Castle IncSterilizer Cart | Getinge/Castle Inc | Sterilizer | Sterilizer Cart | Getinge/Castle Inc | Sterilizer Cart; | Sterilizer;Accessories | HTM Supported | 24095 | 0:23 | 0:25 | 1 | 0
Mayo | 1081891 | 1081891 | Getinge/Castle IncWasher Rack | Getinge/Castle Inc | Sterilizer | Washer Rack | Getinge/Castle Inc | Washer Rack; | Sterilizer;Accessories | HTM Supported | 24095 | 0:23 | 0:26 | 1 | 0
Mayo | 656522 | 656522 | Getinge/Castle IncSterilizer Cart | Getinge/Castle Inc | Sterilizer | Sterilizer Cart | Getinge/Castle Inc | Sterilizer Cart; | Sterilizer;Accessories | HTM Supported | 24095 | 0:23 | 0:25 | 1 | 0
Mayo | 1052269 | 1052269 | Getinge/Castle IncWasher Rack | Getinge/Castle Inc | Sterilizer | Washer Rack | Getinge/Castle Inc | Washer Rack; | Sterilizer;Accessories | HTM Supported | 24095 | 0:23 | 0:25 | 1 | 0
Mayo | 1052276 | 1052276 | Getinge/Castle IncWasher Rack | Getinge/Castle Inc | Sterilizer | Washer Rack | Getinge/Castle Inc | Washer Rack; | Sterilizer;Accessories | HTM Supported | 24095 | 0:23 | 0:25 | 1 | 0
Mayo | 1052271 | 1052271 | Getinge/Castle IncWasher Rack | Getinge/Castle Inc | Sterilizer | Washer Rack | Getinge/Castle Inc | Washer Rack; | Sterilizer;Accessories | HTM Supported | 24095 | 0:23 | 0:25 | 1 | 0
Mayo | 1052275 | 1052275 | Getinge/Castle IncWasher Rack | Getinge/Castle Inc | Sterilizer | Washer Rack | Getinge/Castle Inc | Washer Rack; | Sterilizer;Accessories | HTM Supported | 24095 | 0:23 | 0:25 | 1 | 0
Mayo | 1052265 | 1052265 | Getinge/Castle IncWasher Rack | Getinge/Castle Inc | Sterilizer | Washer Rack | Getinge/Castle Inc | Washer Rack; | Sterilizer;Accessories | HTM Supported | 24095 | 0:23 | 0:25 | 1 | 0
Mayo | 1052266 | 1052266 | Getinge/Castle IncWasher Rack | Getinge/Castle Inc | Sterilizer | Washer Rack | Getinge/Castle Inc | Washer Rack; | Sterilizer;Accessories | HTM Supported | 24095 | 0:23 | 0:25 | 1 | 0
Mayo | 1052263 | 1052263 | Getinge/Castle IncWasher Rack | Getinge/Castle Inc | Sterilizer | Washer Rack | Getinge/Castle Inc | Washer Rack; | Sterilizer;Accessories | HTM Supported | 24095 | 0:23 | 0:25 | 1 | 0
Mayo | 1052272 | 1052272 | Getinge/Castle IncWasher Rack | Getinge/Castle Inc | Sterilizer | Washer Rack | Getinge/Castle Inc | Washer Rack; | Sterilizer;Accessories | HTM Supported | 24095 | 0:23 | 0:25 | 1 | 0
Mayo | 1052267 | 1052267 | Getinge/Castle IncWasher Rack | Getinge/Castle Inc | Sterilizer | Washer Rack | Getinge/Castle Inc | Washer Rack; | Sterilizer;Accessories | HTM Supported | 24095 | 0:23 | 0:25 | 1 | 0
Mayo | 1052273 | 1052273 | Getinge/Castle IncWasher Rack | Getinge/Castle Inc | Sterilizer | Washer Rack | Getinge/Castle Inc | Washer Rack; | Sterilizer;Accessories | HTM Supported | 24095 | 0:23 | 0:25 | 1 | 0
Mayo | 1052274 | 1052274 | Getinge/Castle IncWasher Rack | Getinge/Castle Inc | Sterilizer | Washer Rack | Getinge/Castle Inc | Washer Rack; | Sterilizer;Accessories | HTM Supported | 24095 | 0:23 | 0:25 | 1 | 0
Mayo | 1052270 | 1052270 | Getinge/Castle IncWasher Rack | Getinge/Castle Inc | Sterilizer | Washer Rack | Getinge/Castle Inc | Washer Rack; | Sterilizer;Accessories | HTM Supported | 24095 | 0:23 | 0:25 | 1 | 0
Mayo | 1052268 | 1052268 | Getinge/Castle IncWasher Rack | Getinge/Castle Inc | Sterilizer | Washer Rack | Getinge/Castle Inc | Washer Rack; | Sterilizer;Accessories | HTM Supported | 24095 | 0:23 | 0:25 | 1 | 0
Mayo | 1078049 | 1078049 | Getinge/Castle IncWasher Cart | Getinge/Castle Inc | Sterilizer | Washer Cart | Getinge/Castle Inc | Washer Cart; | Sterilizer;Accessories | HTM Supported | 24095 | 0:23 | 0:26 | 1 | 0
Mayo | 1043037 | 1043037 | Getinge/Castle IncCart Washer Rack | Getinge/Castle Inc | Sterilizer | Cart Washer Rack | Getinge/Castle Inc | Cart Washer Rack; | Sterilizer;Accessories | HTM Supported | 24095 | 0:23 | 0:25 | 1 | 0
Mayo | 1043036 | 1043036 | Getinge/Castle IncCart Washer Rack | Getinge/Castle Inc | Sterilizer | Cart Washer Rack | Getinge/Castle Inc | Cart Washer Rack; | Sterilizer;Accessories | HTM Supported | 24095 | 0:23 | 0:25 | 1 | 0
Mayo | 1043035 | 1043035 | Getinge/Castle IncCart Washer Rack | Getinge/Castle Inc | Sterilizer | Cart Washer Rack | Getinge/Castle Inc | Cart Washer Rack; | Sterilizer;Accessories | HTM Supported | 24095 | 0:23 | 0:25 | 1 | 0
Mayo | 1000334 | 1000334 | Getinge/Castle IncWasher Cart | Getinge/Castle Inc | Sterilizer | Washer Cart | Getinge/Castle Inc | Washer Cart; | Sterilizer;Accessories | HTM Supported | 24095 | 0:23 | 0:25 | 1 | 0
Mayo | 1000333 | 1000333 | Getinge/Castle IncWasher Cart | Getinge/Castle Inc | Sterilizer | Washer Cart | Getinge/Castle Inc | Washer Cart; | Sterilizer;Accessories | HTM Supported | 24095 | 0:23 | 0:25 | 1 | 0
Mayo | 262890 | 262890 | Getinge/Castle IncWasher Rack | Getinge/Castle Inc | Sterilizer | Washer Rack | Getinge/Castle Inc | Washer Rack; | Sterilizer;Accessories | HTM Supported | 24095 | 0:23 | 0:25 | 1 | 0
Mayo | 656338 | 656338 | Getinge/Castle IncAGS System | Getinge/Castle Inc | Sterilizer | AGS System | Getinge/Castle Inc | AGS System; | Sterilizer;Accessories | HTM Supported | 24095 | 0:23 | 0:25 | 1 | 0
Mayo | 656516 | 656516 | Getinge/Castle IncSterilizer Cart | Getinge/Castle Inc | Sterilizer | Sterilizer Cart | Getinge/Castle Inc | Sterilizer Cart; | Sterilizer;Accessories | HTM Supported | 24095 | 0:23 | 0:25 | 1 | 0
Mayo | 656542 | 656542 | Getinge/Castle IncSterilizer Rack | Getinge/Castle Inc | Sterilizer | Sterilizer Rack | Getinge/Castle Inc | Sterilizer Rack; | Sterilizer;Accessories | HTM Supported | 24095 | 0:23 | 0:25 | 1 | 0
Mayo | 656525 | 656525 | Getinge/Castle IncSterilizer Cart | Getinge/Castle Inc | Sterilizer | Sterilizer Cart | Getinge/Castle Inc | Sterilizer Cart; | Sterilizer;Accessories | HTM Supported | 24095 | 0:23 | 0:25 | 1 | 0
Mayo | 656548 | 656548 | Getinge/Castle IncSterilizer Rack | Getinge/Castle Inc | Sterilizer | Sterilizer Rack | Getinge/Castle Inc | Sterilizer Rack; | Sterilizer;Accessories | HTM Supported | 24095 | 0:23 | 0:25 | 1 | 0
Mayo | 656527 | 656527 | Getinge/Castle IncSterilizer Cart | Getinge/Castle Inc | Sterilizer | Sterilizer Cart | Getinge/Castle Inc | Sterilizer Cart; | Sterilizer;Accessories | HTM Supported | 24095 | 0:23 | 0:25 | 1 | 0
Mayo | 656545 | 656545 | Getinge/Castle IncSterilizer Rack | Getinge/Castle Inc | Sterilizer | Sterilizer Rack | Getinge/Castle Inc | Sterilizer Rack; | Sterilizer;Accessories | HTM Supported | 24095 | 0:23 | 0:25 | 1 | 0
Mayo | 656524 | 656524 | Getinge/Castle IncSterilizer Cart | Getinge/Castle Inc | Sterilizer | Sterilizer Cart | Getinge/Castle Inc | Sterilizer Cart; | Sterilizer;Accessories | HTM Supported | 24095 | 0:23 | 0:25 | 1 | 0
Mayo | 656518 | 656518 | Getinge/Castle IncSterilizer Cart | Getinge/Castle Inc | Sterilizer | Sterilizer Cart | Getinge/Castle Inc | Sterilizer Cart; | Sterilizer;Accessories | HTM Supported | 24095 | 0:23 | 0:25 | 1 | 0
Mayo | 656521 | 656521 | Getinge/Castle IncSterilizer Cart | Getinge/Castle Inc | Sterilizer | Sterilizer Cart | Getinge/Castle Inc | Sterilizer Cart; | Sterilizer;Accessories | HTM Supported | 24095 | 0:23 | 0:25 | 1 | 0
Mayo | 656526 | 656526 | Getinge/Castle IncSterilizer Cart | Getinge/Castle Inc | Sterilizer | Sterilizer Cart | Getinge/Castle Inc | Sterilizer Cart; | Sterilizer;Accessories | HTM Supported | 24095 | 0:23 | 0:25 | 1 | 0
Mayo | 656523 | 656523 | Getinge/Castle IncSterilizer Cart | Getinge/Castle Inc | Sterilizer | Sterilizer Cart | Getinge/Castle Inc | Sterilizer Cart; | Sterilizer;Accessories | HTM Supported | 24095 | 0:23 | 0:25 | 1 | 0
Mayo | 656517 | 656517 | Getinge/Castle IncSterilizer Cart | Getinge/Castle Inc | Sterilizer | Sterilizer Cart | Getinge/Castle Inc | Sterilizer Cart; | Sterilizer;Accessories | HTM Supported | 24095 | 0:23 | 0:25 | 1 | 0
Mayo | 656520 | 656520 | Getinge/Castle IncSterilizer Cart | Getinge/Castle Inc | Sterilizer | Sterilizer Cart | Getinge/Castle Inc | Sterilizer Cart; | Sterilizer;Accessories | HTM Supported | 24095 | 0:23 | 0:25 | 1 | 0
Mayo | 656537 | 656537 | Getinge/Castle IncSterilizer Rack | Getinge/Castle Inc | Sterilizer | Sterilizer Rack | Getinge/Castle Inc | Sterilizer Rack; | Sterilizer;Accessories | HTM Supported | 24095 | 0:23 | 0:25 | 1 | 0
Mayo | 656544 | 656544 | Getinge/Castle IncSterilizer Rack | Getinge/Castle Inc | Sterilizer | Sterilizer Rack | Getinge/Castle Inc | Sterilizer Rack; | Sterilizer;Accessories | HTM Supported | 24095 | 0:23 | 0:25 | 1 | 0
Mayo | 656538 | 656538 | Getinge/Castle IncSterilizer Rack | Getinge/Castle Inc | Sterilizer | Sterilizer Rack | Getinge/Castle Inc | Sterilizer Rack; | Sterilizer;Accessories | HTM Supported | 24095 | 0:23 | 0:25 | 1 | 0
Mayo | 656519 | 656519 | Getinge/Castle IncSterilizer Cart | Getinge/Castle Inc | Sterilizer | Sterilizer Cart | Getinge/Castle Inc | Sterilizer Cart; | Sterilizer;Accessories | HTM Supported | 24095 | 0:23 | 0:25 | 1 | 0
Mayo | 656530 | 656530 | Getinge/Castle IncWasher Cart | Getinge/Castle Inc | Sterilizer | Washer Cart | Getinge/Castle Inc | Washer Cart; | Sterilizer;Accessories | HTM Supported | 24095 | 0:23 | 0:25 | 1 | 0
Mayo | 656591 | 656591 | Getinge/Castle IncWasher Cart | Getinge/Castle Inc | Sterilizer | Washer Cart | Getinge/Castle Inc | Washer Cart; | Sterilizer;Accessories | HTM Supported | 24095 | 0:23 | 0:25 | 1 | 0
Mayo | 657054 | 657054 | Getinge/Castle IncWasher Cart | Getinge/Castle Inc | Sterilizer | Washer Cart | Getinge/Castle Inc | Washer Cart; | Sterilizer;Accessories | HTM Supported | 24095 | 0:23 | 0:25 | 1 | 0
Mayo | 656531 | 656531 | Getinge/Castle IncWasher Cart | Getinge/Castle Inc | Sterilizer | Washer Cart | Getinge/Castle Inc | Washer Cart; | Sterilizer;Accessories | HTM Supported | 24095 | 0:23 | 0:25 | 1 | 0
Mayo | 656534 | 656534 | Getinge/Castle IncWasher Cart | Getinge/Castle Inc | Sterilizer | Washer Cart | Getinge/Castle Inc | Washer Cart; | Sterilizer;Accessories | HTM Supported | 24095 | 0:23 | 0:25 | 1 | 0
Mayo | 656536 | 656536 | Getinge/Castle IncWasher Cart | Getinge/Castle Inc | Sterilizer | Washer Cart | Getinge/Castle Inc | Washer Cart; | Sterilizer;Accessories | HTM Supported | 24095 | 0:23 | 0:25 | 1 | 0
Mayo | 656535 | 656535 | Getinge/Castle IncWasher Cart | Getinge/Castle Inc | Sterilizer | Washer Cart | Getinge/Castle Inc | Washer Cart; | Sterilizer;Accessories | HTM Supported | 24095 | 0:23 | 0:25 | 1 | 0
Mayo | 656569 | 656569 | Getinge/Castle IncAGS System | Getinge/Castle Inc | Sterilizer | AGS System | Getinge/Castle Inc | AGS System; | Sterilizer;Accessories | HTM Supported | 24095 | 0:23 | 0:25 | 1 | 0
Mayo | 656532 | 656532 | Getinge/Castle IncWasher Cart | Getinge/Castle Inc | Sterilizer | Washer Cart | Getinge/Castle Inc | Washer Cart; | Sterilizer;Accessories | HTM Supported | 24095 | 0:23 | 0:25 | 1 | 0
Mayo | 656533 | 656533 | Getinge/Castle IncWasher Cart | Getinge/Castle Inc | Sterilizer | Washer Cart | Getinge/Castle Inc | Washer Cart; | Sterilizer;Accessories | HTM Supported | 24095 | 0:23 | 0:25 | 1 | 0
Mayo | 1157759 | 1157759 | Ruhof CorpATP Complete 2 | Ruhof Corp | Sterilizer | ATP Complete 2 | Ruhof Corp | ATP Complete 2; | Sterilizer;Accessories | HTM Supported | 24095 | 0:23 | 0:26 | 1 | 0
Mayo | 1275724 | 1275724 | Ruhof CorpATP Complete 2 | Ruhof Corp | Sterilizer | ATP Complete 2 | Ruhof Corp | ATP Complete 2; | Sterilizer;Accessories | HTM Supported | 24095 | 0:23 | 0:26 | 1 | 0
Mayo | 1277756 | 1277756 | Ruhof CorpATP Complete 2 | Ruhof Corp | Sterilizer | ATP Complete 2 | Ruhof Corp | ATP Complete 2; | Sterilizer;Accessories | HTM Supported | 24095 | 0:23 | 0:26 | 1 | 0
Mayo | 1277754 | 1277754 | Ruhof CorpATP Complete 2 | Ruhof Corp | Sterilizer | ATP Complete 2 | Ruhof Corp | ATP Complete 2; | Sterilizer;Accessories | HTM Supported | 24095 | 0:23 | 0:26 | 1 | 0
Mayo | 1277753 | 1277753 | Ruhof CorpATP Complete 2 | Ruhof Corp | Sterilizer | ATP Complete 2 | Ruhof Corp | ATP Complete 2; | Sterilizer;Accessories | HTM Supported | 24095 | 0:23 | 0:26 | 1 | 0
Mayo | 1277755 | 1277755 | Ruhof CorpATP Complete 2 | Ruhof Corp | Sterilizer | ATP Complete 2 | Ruhof Corp | ATP Complete 2; | Sterilizer;Accessories | HTM Supported | 24095 | 0:23 | 0:26 | 1 | 0
Mayo | 1278740 | 1278740 | Ruhof CorpATP Complete 2 | Ruhof Corp | Sterilizer | ATP Complete 2 | Ruhof Corp | ATP Complete 2; | Sterilizer;Accessories | HTM Supported | 24095 | 0:23 | 0:26 | 1 | 0
Mayo | 1278739 | 1278739 | Ruhof CorpATP Complete 2 | Ruhof Corp | Sterilizer | ATP Complete 2 | Ruhof Corp | ATP Complete 2; | Sterilizer;Accessories | HTM Supported | 24095 | 0:23 | 0:26 | 1 | 0
Mayo | 1276628 | 1276628 | Ruhof CorpATP Complete 2 | Ruhof Corp | Sterilizer | ATP Complete 2 | Ruhof Corp | ATP Complete 2; | Sterilizer;Accessories | HTM Supported | 24095 | 0:23 | 0:26 | 1 | 0
Mayo | 1170369 | 1170369 | Ruhof CorpATP Complete 2 | Ruhof Corp | Sterilizer | ATP Complete 2 | Ruhof Corp | ATP Complete 2; | Sterilizer;Accessories | HTM Supported | 24095 | 0:23 | 0:26 | 1 | 0
Mayo | 1269355 | 1269355 | Ruhof CorpATP Complete 2 | Ruhof Corp | Sterilizer | ATP Complete 2 | Ruhof Corp | ATP Complete 2; | Sterilizer;Accessories | HTM Supported | 24095 | 0:23 | 0:26 | 1 | 0
Mayo | 1269354 | 1269354 | Ruhof CorpATP Complete 2 | Ruhof Corp | Sterilizer | ATP Complete 2 | Ruhof Corp | ATP Complete 2; | Sterilizer;Accessories | HTM Supported | 24095 | 0:23 | 0:26 | 1 | 0
Mayo | 1269353 | 1269353 | Ruhof CorpATP Complete 2 | Ruhof Corp | Sterilizer | ATP Complete 2 | Ruhof Corp | ATP Complete 2; | Sterilizer;Accessories | HTM Supported | 24095 | 0:23 | 0:26 | 1 | 0
Mayo | 1269356 | 1269356 | Ruhof CorpATP Complete 2 | Ruhof Corp | Sterilizer | ATP Complete 2 | Ruhof Corp | ATP Complete 2; | Sterilizer;Accessories | HTM Supported | 24095 | 0:23 | 0:26 | 1 | 0
Mayo | 1170334 | 1170334 | Ruhof CorpATP Complete 2 | Ruhof Corp | Sterilizer | ATP Complete 2 | Ruhof Corp | ATP Complete 2; | Sterilizer;Accessories | HTM Supported | 24095 | 0:23 | 0:26 | 1 | 0
Mayo | 1170336 | 1170336 | Ruhof CorpATP Complete 2 | Ruhof Corp | Sterilizer | ATP Complete 2 | Ruhof Corp | ATP Complete 2; | Sterilizer;Accessories | HTM Supported | 24095 | 0:23 | 0:26 | 1 | 0
Mayo | 1270682 | 1270682 | Ruhof CorpATP Complete 2 | Ruhof Corp | Sterilizer | ATP Complete 2 | Ruhof Corp | ATP Complete 2; | Sterilizer;Accessories | HTM Supported | 24095 | 0:23 | 0:26 | 1 | 0
Mayo | 1270681 | 1270681 | Ruhof CorpATP Complete 2 | Ruhof Corp | Sterilizer | ATP Complete 2 | Ruhof Corp | ATP Complete 2; | Sterilizer;Accessories | HTM Supported | 24095 | 0:23 | 0:26 | 1 | 0
Mayo | 1170303 | 1170303 | Ruhof CorpATP Complete 2 | Ruhof Corp | Sterilizer | ATP Complete 2 | Ruhof Corp | ATP Complete 2; | Sterilizer;Accessories | HTM Supported | 24095 | 0:23 | 0:26 | 1 | 0
Mayo | 1183220 | 1183220 | Ruhof CorpATP Complete 2 | Ruhof Corp | Sterilizer | ATP Complete 2 | Ruhof Corp | ATP Complete 2; | Sterilizer;Accessories | HTM Supported | 24095 | 0:23 | 0:26 | 1 | 0
Mayo | 1175404 | 1175404 | Ruhof CorpATP Complete 2 | Ruhof Corp | Sterilizer | ATP Complete 2 | Ruhof Corp | ATP Complete 2; | Sterilizer;Accessories | HTM Supported | 24095 | 0:23 | 0:26 | 1 | 0
Mayo | 1175403 | 1175403 | Ruhof CorpATP Complete 2 | Ruhof Corp | Sterilizer | ATP Complete 2 | Ruhof Corp | ATP Complete 2; | Sterilizer;Accessories | HTM Supported | 24095 | 0:23 | 0:26 | 1 | 0
Mayo | 1175402 | 1175402 | Ruhof CorpATP Complete 2 | Ruhof Corp | Sterilizer | ATP Complete 2 | Ruhof Corp | ATP Complete 2; | Sterilizer;Accessories | HTM Supported | 24095 | 0:23 | 0:26 | 1 | 0
Mayo | 1175401 | 1175401 | Ruhof CorpATP Complete 2 | Ruhof Corp | Sterilizer | ATP Complete 2 | Ruhof Corp | ATP Complete 2; | Sterilizer;Accessories | HTM Supported | 24095 | 0:23 | 0:26 | 1 | 0
Mayo | 1076552 | 1076552 | Ruhof CorpATP Complete 2 | Ruhof Corp | Sterilizer | ATP Complete 2 | Ruhof Corp | ATP Complete 2; | Sterilizer;Accessories | HTM Supported | 24095 | 0:23 | 0:25 | 1 | 0
Mayo | 1076551 | 1076551 | Ruhof CorpATP Complete 2 | Ruhof Corp | Sterilizer | ATP Complete 2 | Ruhof Corp | ATP Complete 2; | Sterilizer;Accessories | HTM Supported | 24095 | 0:23 | 0:25 | 1 | 0
Mayo | 1170040 | 1170040 | Ruhof CorpATP Complete 2 | Ruhof Corp | Sterilizer | ATP Complete 2 | Ruhof Corp | ATP Complete 2; | Sterilizer;Accessories | HTM Supported | 24095 | 0:23 | 0:26 | 1 | 0
Mayo | 579238 | 579238 | Steris CorpAmsco 400 Transfer Carriage | Steris Corp | Sterilizer | Amsco 400 Transfer Carriage | Steris Corp | Amsco 400 Transfer Carriage; | Sterilizer;Accessories | HTM Supported | 24095 | 0:23 | 0:25 | 1 | 0
Mayo | 579236 | 579236 | Steris CorpAmsco 400 Transfer Carriage | Steris Corp | Sterilizer | Amsco 400 Transfer Carriage | Steris Corp | Amsco 400 Transfer Carriage; | Sterilizer;Accessories | HTM Supported | 24095 | 0:23 | 0:25 | 1 | 0
Mayo | 1081933 | 1081933 | Steris CorpFD74-900 | Steris Corp | Sterilizer | FD74-900 | Steris Corp | FD74-900; | Sterilizer;Accessories | HTM Supported | 24095 | 0:23 | 0:26 | 1 | 0
Mayo | 1081932 | 1081932 | Steris CorpFD74-900 | Steris Corp | Sterilizer | FD74-900 | Steris Corp | FD74-900; | Sterilizer;Accessories | HTM Supported | 24095 | 0:23 | 0:26 | 1 | 0
Mayo | 1081931 | 1081931 | Steris CorpFD74-900 | Steris Corp | Sterilizer | FD74-900 | Steris Corp | FD74-900; | Sterilizer;Accessories | HTM Supported | 24095 | 0:23 | 0:26 | 1 | 0
Mayo | 1081930 | 1081930 | Steris CorpFD74-900 | Steris Corp | Sterilizer | FD74-900 | Steris Corp | FD74-900; | Sterilizer;Accessories | HTM Supported | 24095 | 0:23 | 0:26 | 1 | 0
Mayo | 1081929 | 1081929 | Steris CorpFD74-900 | Steris Corp | Sterilizer | FD74-900 | Steris Corp | FD74-900; | Sterilizer;Accessories | HTM Supported | 24095 | 0:23 | 0:26 | 1 | 0
Mayo | 1081928 | 1081928 | Steris CorpFD74-900 | Steris Corp | Sterilizer | FD74-900 | Steris Corp | FD74-900; | Sterilizer;Accessories | HTM Supported | 24095 | 0:23 | 0:26 | 1 | 0
Mayo | 1081927 | 1081927 | Steris CorpFD74-900 | Steris Corp | Sterilizer | FD74-900 | Steris Corp | FD74-900; | Sterilizer;Accessories | HTM Supported | 24095 | 0:23 | 0:26 | 1 | 0
Mayo | 1081926 | 1081926 | Steris CorpFD74-900 | Steris Corp | Sterilizer | FD74-900 | Steris Corp | FD74-900; | Sterilizer;Accessories | HTM Supported | 24095 | 0:23 | 0:26 | 1 | 0
Mayo | 1089768 | 1089768 | Steris CorpSCS Conveyor System | Steris Corp | Sterilizer | SCS Conveyor System | Steris Corp | SCS Conveyor System; | Sterilizer;Accessories | HTM Supported | 24095 | 0:23 | 0:26 | 1 | 0
Mayo | 1089770 | 1089770 | Steris CorpSCS Conveyor System | Steris Corp | Sterilizer | SCS Conveyor System | Steris Corp | SCS Conveyor System; | Sterilizer;Accessories | HTM Supported | 24095 | 0:23 | 0:26 | 1 | 0
Mayo | 1089769 | 1089769 | Steris CorpSCS Conveyor System | Steris Corp | Sterilizer | SCS Conveyor System | Steris Corp | SCS Conveyor System; | Sterilizer;Accessories | HTM Supported | 24095 | 0:23 | 0:26 | 1 | 0
Mayo | 1089771 | 1089771 | Steris CorpSCS Conveyor System | Steris Corp | Sterilizer | SCS Conveyor System | Steris Corp | SCS Conveyor System; | Sterilizer;Accessories | HTM Supported | 24095 | 0:23 | 0:26 | 1 | 0
Mayo | 1089767 | 1089767 | Steris CorpSCS Conveyor System | Steris Corp | Sterilizer | SCS Conveyor System | Steris Corp | SCS Conveyor System; | Sterilizer;Accessories | HTM Supported | 24095 | 0:23 | 0:26 | 1 | 0
Mayo | 1078041 | 1078041 | Steris Corp36" Amsco 400 Atlas Carriage | Steris Corp | Sterilizer | 36" Amsco 400 Atlas Carriage | Steris Corp | 36" Amsco 400 Atlas Carriage; | Sterilizer;Accessories | HTM Supported | 24095 | 0:23 | 0:25 | 1 | 0
Mayo | 1078040 | 1078040 | Steris Corp36" Amsco 400 Atlas Carriage | Steris Corp | Sterilizer | 36" Amsco 400 Atlas Carriage | Steris Corp | 36" Amsco 400 Atlas Carriage; | Sterilizer;Accessories | HTM Supported | 24095 | 0:23 | 0:25 | 1 | 0
Mayo | 1078039 | 1078039 | Steris Corp60" Amsco 400 Atlas Carriage | Steris Corp | Sterilizer | 60" Amsco 400 Atlas Carriage | Steris Corp | 60" Amsco 400 Atlas Carriage; | Sterilizer;Accessories | HTM Supported | 24095 | 0:23 | 0:25 | 1 | 0
Mayo | 1078038 | 1078038 | Steris Corp60" Amsco 400 Atlas Carriage | Steris Corp | Sterilizer | 60" Amsco 400 Atlas Carriage | Steris Corp | 60" Amsco 400 Atlas Carriage; | Sterilizer;Accessories | HTM Supported | 24095 | 0:23 | 0:25 | 1 | 0
Mayo | 1078037 | 1078037 | Steris Corp60" Amsco 400 Atlas Carriage | Steris Corp | Sterilizer | 60" Amsco 400 Atlas Carriage | Steris Corp | 60" Amsco 400 Atlas Carriage; | Sterilizer;Accessories | HTM Supported | 24095 | 0:23 | 0:25 | 1 | 0
Mayo | 1081925 | 1081925 | Steris CorpFD74-900 | Steris Corp | Sterilizer | FD74-900 | Steris Corp | FD74-900; | Sterilizer;Accessories | HTM Supported | 24095 | 0:23 | 0:26 | 1 | 0
Mayo | 1078036 | 1078036 | Steris Corp60" Amsco 400 Atlas Carriage | Steris Corp | Sterilizer | 60" Amsco 400 Atlas Carriage | Steris Corp | 60" Amsco 400 Atlas Carriage; | Sterilizer;Accessories | HTM Supported | 24095 | 0:23 | 0:25 | 1 | 0
Mayo | 1078035 | 1078035 | Steris Corp60" Amsco 400 Atlas Carriage | Steris Corp | Sterilizer | 60" Amsco 400 Atlas Carriage | Steris Corp | 60" Amsco 400 Atlas Carriage; | Sterilizer;Accessories | HTM Supported | 24095 | 0:23 | 0:25 | 1 | 0
Mayo | 1078034 | 1078034 | Steris Corp60" Amsco 400 Atlas Carriage | Steris Corp | Sterilizer | 60" Amsco 400 Atlas Carriage | Steris Corp | 60" Amsco 400 Atlas Carriage; | Sterilizer;Accessories | HTM Supported | 24095 | 0:23 | 0:25 | 1 | 0
Mayo | 1078033 | 1078033 | Steris Corp60" Amsco 400 Atlas Carriage | Steris Corp | Sterilizer | 60" Amsco 400 Atlas Carriage | Steris Corp | 60" Amsco 400 Atlas Carriage; | Sterilizer;Accessories | HTM Supported | 24095 | 0:23 | 0:25 | 1 | 0
Mayo | 579234 | 579234 | Steris CorpAmsco 400 Transfer Carriage | Steris Corp | Sterilizer | Amsco 400 Transfer Carriage | Steris Corp | Amsco 400 Transfer Carriage; | Sterilizer;Accessories | HTM Supported | 24095 | 0:23 | 0:25 | 1 | 0
Mayo | 579239 | 579239 | Steris CorpAmsco 600 Transfer Carriage | Steris Corp | Sterilizer | Amsco 600 Transfer Carriage | Steris Corp | Amsco 600 Transfer Carriage; | Sterilizer;Accessories | HTM Supported | 24095 | 0:23 | 0:25 | 1 | 0
Mayo | 1332008 | 1332008 | Advanced Sterilization Products (ASP)Sterrad 100NX | Advanced Sterilization Products (ASP) | Sterilizer | Sterrad 100NX | Advanced Sterilization Products (ASP) | Sterrad 100NX; | Sterilizer;Chemical | HTM Supported | 24095 | 0:23 | 0:26 | 1 | 0
Mayo | 1332006 | 1332006 | Advanced Sterilization Products (ASP)Sterrad 100NX | Advanced Sterilization Products (ASP) | Sterilizer | Sterrad 100NX | Advanced Sterilization Products (ASP) | Sterrad 100NX; | Sterilizer;Chemical | HTM Supported | 24095 | 0:23 | 0:26 | 1 | 0
Mayo | 1332033 | 1332033 | Advanced Sterilization Products (ASP)Sterrad 100NX | Advanced Sterilization Products (ASP) | Sterilizer | Sterrad 100NX | Advanced Sterilization Products (ASP) | Sterrad 100NX; | Sterilizer;Chemical | HTM Supported | 24095 | 0:23 | 0:26 | 1 | 0
Mayo | 1332031 | 1332031 | Advanced Sterilization Products (ASP)Sterrad 100NX | Advanced Sterilization Products (ASP) | Sterilizer | Sterrad 100NX | Advanced Sterilization Products (ASP) | Sterrad 100NX; | Sterilizer;Chemical | HTM Supported | 24095 | 0:23 | 0:26 | 1 | 0
Mayo | 1332025 | 1332025 | Advanced Sterilization Products (ASP)Sterrad 100NX | Advanced Sterilization Products (ASP) | Sterilizer | Sterrad 100NX | Advanced Sterilization Products (ASP) | Sterrad 100NX; | Sterilizer;Chemical | HTM Supported | 24095 | 0:23 | 0:26 | 1 | 0
Mayo | 1332024 | 1332024 | Advanced Sterilization Products (ASP)Sterrad 100NX | Advanced Sterilization Products (ASP) | Sterilizer | Sterrad 100NX | Advanced Sterilization Products (ASP) | Sterrad 100NX; | Sterilizer;Chemical | HTM Supported | 24095 | 0:23 | 0:26 | 1 | 0
Mayo | 1332020 | 1332020 | Advanced Sterilization Products (ASP)Sterrad NX | Advanced Sterilization Products (ASP) | Sterilizer | Sterrad NX | Advanced Sterilization Products (ASP) | Sterrad NX; | Sterilizer;Chemical | HTM Supported | 24095 | 0:23 | 0:26 | 1 | 0
Mayo | 1273964 | 1273964 | Advanced Sterilization Products (ASP)Sterrad 100NX | Advanced Sterilization Products (ASP) | Sterilizer | Sterrad 100NX | Advanced Sterilization Products (ASP) | Sterrad 100NX; | Sterilizer;Chemical | HTM Supported | 24095 | 0:23 | 0:26 | 1 | 0
Mayo | 1273963 | 1273963 | Advanced Sterilization Products (ASP)Sterrad 100NX | Advanced Sterilization Products (ASP) | Sterilizer | Sterrad 100NX | Advanced Sterilization Products (ASP) | Sterrad 100NX; | Sterilizer;Chemical | HTM Supported | 24095 | 0:23 | 0:26 | 1 | 0
Mayo | 578901 | 578901 | Advanced Sterilization Products (ASP)Sterrad 100NX | Advanced Sterilization Products (ASP) | Sterilizer | Sterrad 100NX | Advanced Sterilization Products (ASP) | Sterrad 100NX; | Sterilizer;Chemical | HTM Supported | 24095 | 0:23 | 0:25 | 1 | 0
Mayo | 1089774 | 1089774 | Advanced Sterilization Products (ASP)Sterrad 100NX | Advanced Sterilization Products (ASP) | Sterilizer | Sterrad 100NX | Advanced Sterilization Products (ASP) | Sterrad 100NX; | Sterilizer;Chemical | HTM Supported | 24095 | 0:23 | 0:26 | 1 | 0
Mayo | 1089773 | 1089773 | Advanced Sterilization Products (ASP)Sterrad 100NX | Advanced Sterilization Products (ASP) | Sterilizer | Sterrad 100NX | Advanced Sterilization Products (ASP) | Sterrad 100NX; | Sterilizer;Chemical | HTM Supported | 24095 | 0:23 | 0:26 | 1 | 0
Mayo | 1089772 | 1089772 | Advanced Sterilization Products (ASP)Sterrad 100NX | Advanced Sterilization Products (ASP) | Sterilizer | Sterrad 100NX | Advanced Sterilization Products (ASP) | Sterrad 100NX; | Sterilizer;Chemical | HTM Supported | 24095 | 0:23 | 0:26 | 1 | 0
Mayo | 1037626 | 1037626 | Advanced Sterilization Products (ASP)Sterrad 100NX | Advanced Sterilization Products (ASP) | Sterilizer | Sterrad 100NX | Advanced Sterilization Products (ASP) | Sterrad 100NX; | Sterilizer;Chemical | HTM Supported | 24095 | 0:23 | 0:25 | 1 | 0
Mayo | 1116936 | 1116936 | Advanced Sterilization Products (ASP)Sterrad 100NX | Advanced Sterilization Products (ASP) | Sterilizer | Sterrad 100NX | Advanced Sterilization Products (ASP) | Sterrad 100NX; | Sterilizer;Chemical | HTM Supported | 24095 | 0:23 | 0:26 | 1 | 0
Mayo | 1081118 | 1081118 | Advanced Sterilization Products (ASP)Sterrad 100NX | Advanced Sterilization Products (ASP) | Sterilizer | Sterrad 100NX | Advanced Sterilization Products (ASP) | Sterrad 100NX; | Sterilizer;Chemical | HTM Supported | 24095 | 0:23 | 0:26 | 1 | 0
Mayo | 1081119 | 1081119 | Advanced Sterilization Products (ASP)Sterrad 100NX | Advanced Sterilization Products (ASP) | Sterilizer | Sterrad 100NX | Advanced Sterilization Products (ASP) | Sterrad 100NX; | Sterilizer;Chemical | HTM Supported | 24095 | 0:23 | 0:26 | 1 | 0
Mayo | 1081117 | 1081117 | Advanced Sterilization Products (ASP)Sterrad 100NX | Advanced Sterilization Products (ASP) | Sterilizer | Sterrad 100NX | Advanced Sterilization Products (ASP) | Sterrad 100NX; | Sterilizer;Chemical | HTM Supported | 24095 | 0:23 | 0:26 | 1 | 0
Mayo | 579291 | 579291 | Advanced Sterilization Products (ASP)Sterrad 100NX | Advanced Sterilization Products (ASP) | Sterilizer | Sterrad 100NX | Advanced Sterilization Products (ASP) | Sterrad 100NX; | Sterilizer;Chemical | HTM Supported | 24095 | 0:23 | 0:25 | 1 | 0
Mayo | 579290 | 579290 | Advanced Sterilization Products (ASP)Sterrad 100NX | Advanced Sterilization Products (ASP) | Sterilizer | Sterrad 100NX | Advanced Sterilization Products (ASP) | Sterrad 100NX; | Sterilizer;Chemical | HTM Supported | 24095 | 0:23 | 0:25 | 1 | 0
Mayo | 579289 | 579289 | Advanced Sterilization Products (ASP)Sterrad 100NX | Advanced Sterilization Products (ASP) | Sterilizer | Sterrad 100NX | Advanced Sterilization Products (ASP) | Sterrad 100NX; | Sterilizer;Chemical | HTM Supported | 24095 | 0:23 | 0:25 | 1 | 0
Mayo | 579288 | 579288 | Advanced Sterilization Products (ASP)Sterrad 100NX | Advanced Sterilization Products (ASP) | Sterilizer | Sterrad 100NX | Advanced Sterilization Products (ASP) | Sterrad 100NX; | Sterilizer;Chemical | HTM Supported | 24095 | 0:23 | 0:25 | 1 | 0
Mayo | 579266 | 579266 | Advanced Sterilization Products (ASP)Sterrad 100NX | Advanced Sterilization Products (ASP) | Sterilizer | Sterrad 100NX | Advanced Sterilization Products (ASP) | Sterrad 100NX; | Sterilizer;Chemical | HTM Supported | 24095 | 0:23 | 0:25 | 1 | 0
Mayo | 579265 | 579265 | Advanced Sterilization Products (ASP)Sterrad 100NX | Advanced Sterilization Products (ASP) | Sterilizer | Sterrad 100NX | Advanced Sterilization Products (ASP) | Sterrad 100NX; | Sterilizer;Chemical | HTM Supported | 24095 | 0:23 | 0:25 | 1 | 0
Mayo | 579263 | 579263 | Advanced Sterilization Products (ASP)Sterrad 100NX | Advanced Sterilization Products (ASP) | Sterilizer | Sterrad 100NX | Advanced Sterilization Products (ASP) | Sterrad 100NX; | Sterilizer;Chemical | HTM Supported | 24095 | 0:23 | 0:25 | 1 | 0
Mayo | 579262 | 579262 | Advanced Sterilization Products (ASP)Sterrad 100NX | Advanced Sterilization Products (ASP) | Sterilizer | Sterrad 100NX | Advanced Sterilization Products (ASP) | Sterrad 100NX; | Sterilizer;Chemical | HTM Supported | 24095 | 0:23 | 0:25 | 1 | 0
Mayo | 282265 | 282265 | Advanced Sterilization Products (ASP)Sterrad 100NX | Advanced Sterilization Products (ASP) | Sterilizer | Sterrad 100NX | Advanced Sterilization Products (ASP) | Sterrad 100NX; | Sterilizer;Chemical | HTM Supported | 24095 | 0:23 | 0:25 | 1 | 0
Mayo | 283823 | 283823 | Advanced Sterilization Products (ASP)Sterrad 100NX | Advanced Sterilization Products (ASP) | Sterilizer | Sterrad 100NX | Advanced Sterilization Products (ASP) | Sterrad 100NX; | Sterilizer;Chemical | HTM Supported | 24095 | 0:23 | 0:25 | 1 | 0
Mayo | 296731 | 296731 | Advanced Sterilization Products (ASP)Sterrad 100NX | Advanced Sterilization Products (ASP) | Sterilizer | Sterrad 100NX | Advanced Sterilization Products (ASP) | Sterrad 100NX; | Sterilizer;Chemical | HTM Supported | 24095 | 0:23 | 0:25 | 1 | 0
Mayo | 495008 | 495008 | Advanced Sterilization Products (ASP)Sterrad 100NX | Advanced Sterilization Products (ASP) | Sterilizer | Sterrad 100NX | Advanced Sterilization Products (ASP) | Sterrad 100NX; | Sterilizer;Chemical | HTM Supported | 24095 | 0:23 | 0:25 | 1 | 0
Mayo | 441091 | 441091 | Advanced Sterilization Products (ASP)Sterrad 100NX | Advanced Sterilization Products (ASP) | Sterilizer | Sterrad 100NX | Advanced Sterilization Products (ASP) | Sterrad 100NX; | Sterilizer;Chemical | HTM Supported | 24095 | 0:23 | 0:25 | 1 | 0
Mayo | 261719 | 261719 | Advanced Sterilization Products (ASP)Sterrad 100S | Advanced Sterilization Products (ASP) | Sterilizer | Sterrad 100S | Advanced Sterilization Products (ASP) | Sterrad 100S; | Sterilizer;Chemical | HTM Supported | 24095 | 0:23 | 0:25 | 1 | 0
Mayo | 287672 | 287672 | Advanced Sterilization Products (ASP)Sterrad NX | Advanced Sterilization Products (ASP) | Sterilizer | Sterrad NX | Advanced Sterilization Products (ASP) | Sterrad NX; | Sterilizer;Chemical | HTM Supported | 24095 | 0:23 | 0:25 | 1 | 0
Mayo | B-19107 | B-19108 | Advanced Sterilization Products (ASP)Sterrad 100NX | Advanced Sterilization Products (ASP) | Sterilizer | Sterrad 100NX | Advanced Sterilization Products (ASP) | Sterrad 100NX; | Sterilizer;Chemical | HTM Supported | 24095 | 0:23 | 0:26 | 1 | 0
Mayo | 223567 | 223567 | Advanced Sterilization Products (ASP)Sterrad NX | Advanced Sterilization Products (ASP) | Sterilizer | Sterrad NX | Advanced Sterilization Products (ASP) | Sterrad NX; | Sterilizer;Chemical | HTM Supported | 24095 | 0:23 | 0:25 | 1 | 0
Mayo | 368705 | 368705 | Advanced Sterilization Products (ASP)Sterrad NX | Advanced Sterilization Products (ASP) | Sterilizer | Sterrad NX | Advanced Sterilization Products (ASP) | Sterrad NX; | Sterilizer;Chemical | HTM Supported | 24095 | 0:23 | 0:25 | 1 | 0
Mayo | 6315 | 6315 | Advanced Sterilization Products (ASP)Sterrad NX | Advanced Sterilization Products (ASP) | Sterilizer | Sterrad NX | Advanced Sterilization Products (ASP) | Sterrad NX; | Sterilizer;Chemical | HTM Supported | 24095 | 0:23 | 0:25 | 1 | 0
Mayo | 174704 | 174704 | Advanced Sterilization Products (ASP)Sterrad 100S | Advanced Sterilization Products (ASP) | Sterilizer | Sterrad 100S | Advanced Sterilization Products (ASP) | Sterrad 100S; | Sterilizer;Chemical | HTM Supported | 24095 | 0:23 | 0:25 | 1 | 0
Mayo | 1081983 | 1081983 | Getinge/Castle IncSterilizer 633HC | Getinge/Castle Inc | Sterilizer | Sterilizer 633HC | Getinge/Castle Inc | Sterilizer;633HC | Sterilizer;Steam | HTM Supported | 24095 | 0:23 | 0:26 | 1 | 0
Mayo | 1081982 | 1081982 | Getinge/Castle IncSterilizer 633HC | Getinge/Castle Inc | Sterilizer | Sterilizer 633HC | Getinge/Castle Inc | Sterilizer;633HC | Sterilizer;Steam | HTM Supported | 24095 | 0:23 | 0:26 | 1 | 0
Mayo | 1089654 | 1089654 | Getinge/Castle IncLancer LSS 275 | Getinge/Castle Inc | Sterilizer | Lancer LSS 275 | Getinge/Castle Inc | Lancer;LSS 275 | Sterilizer;Steam | HTM Supported | 24095 | 0:23 | 0:26 | 1 | 0
Mayo | 1089652 | 1089652 | Getinge/Castle Inc533LS-E | Getinge/Castle Inc | Sterilizer | 533LS-E | Getinge/Castle Inc | 533LS-E; | Sterilizer;Steam | HTM Supported | 24095 | 0:23 | 0:26 | 1 | 0
Mayo | 579292 | 579292 | Getinge/Castle IncSterilizer 733HC | Getinge/Castle Inc | Sterilizer | Sterilizer 733HC | Getinge/Castle Inc | Sterilizer;733HC | Sterilizer;Steam | HTM Supported | 24095 | 0:23 | 0:25 | 1 | 0
Mayo | 579300 | 579300 | Getinge/Castle IncLancer LSS 130 | Getinge/Castle Inc | Sterilizer | Lancer LSS 130 | Getinge/Castle Inc | Lancer;LSS 130 | Sterilizer;Steam | HTM Supported | 24095 | 0:23 | 0:25 | 1 | 0
Mayo | 1025245 | 1025245 | Getinge/Castle IncSterilizer 633HC | Getinge/Castle Inc | Sterilizer | Sterilizer 633HC | Getinge/Castle Inc | Sterilizer;633HC | Sterilizer;Steam | HTM Supported | 24095 | 0:23 | 0:25 | 1 | 0
Mayo | 1025244 | 1025244 | Getinge/Castle IncSterilizer 633HC | Getinge/Castle Inc | Sterilizer | Sterilizer 633HC | Getinge/Castle Inc | Sterilizer;633HC | Sterilizer;Steam | HTM Supported | 24095 | 0:23 | 0:25 | 1 | 0
Mayo | 1007756 | 1007756 | Getinge/Castle IncBoiler CAS30C | Getinge/Castle Inc | Sterilizer | Boiler CAS30C | Getinge/Castle Inc | Boiler;CAS30C | Sterilizer;Steam | HTM Supported | 24095 | 0:23 | 0:25 | 1 | 0
Mayo | 1007757 | 1007757 | Getinge/Castle IncBoiler CAS30C | Getinge/Castle Inc | Sterilizer | Boiler CAS30C | Getinge/Castle Inc | Boiler;CAS30C | Sterilizer;Steam | HTM Supported | 24095 | 0:23 | 0:25 | 1 | 0
Mayo | 666556 | 666556 | Getinge/Castle IncSterilizer 733HC-E | Getinge/Castle Inc | Sterilizer | Sterilizer 733HC-E | Getinge/Castle Inc | Sterilizer;733HC-E | Sterilizer;Steam | HTM Supported | 24095 | 0:23 | 0:25 | 1 | 0
Mayo | 454613 | 454613 | Getinge/Castle IncSterilizer 633HC | Getinge/Castle Inc | Sterilizer | Sterilizer 633HC | Getinge/Castle Inc | Sterilizer;633HC | Sterilizer;Steam | HTM Supported | 24095 | 0:23 | 0:25 | 1 | 0
Mayo | 659095 | 659095 | Getinge/Castle IncHS6613 | Getinge/Castle Inc | Sterilizer | HS6613 | Getinge/Castle Inc | HS6613; | Sterilizer;Steam | HTM Supported | 24095 | 0:23 | 0:25 | 1 | 0
Mayo | 648708 | 648708 | Getinge/Castle IncSterilizer 433HC-E | Getinge/Castle Inc | Sterilizer | Sterilizer 433HC-E | Getinge/Castle Inc | Sterilizer;433HC-E | Sterilizer;Steam | HTM Supported | 24095 | 0:23 | 0:25 | 1 | 0
Mayo | 144195 | 144195 | Getinge/Castle Inc133HC | Getinge/Castle Inc | Sterilizer | 133HC | Getinge/Castle Inc | 133HC; | Sterilizer;Steam | HTM Supported | 24095 | 0:23 | 0:25 | 1 | 0
Mayo | 129697 | 129697 | Getinge/Castle IncSterilizer 433HC | Getinge/Castle Inc | Sterilizer | Sterilizer 433HC | Getinge/Castle Inc | Sterilizer;433HC | Sterilizer;Steam | HTM Supported | 24095 | 0:23 | 0:25 | 1 | 0
Mayo | 129696 | 129696 | Getinge/Castle IncSterilizer 533HC | Getinge/Castle Inc | Sterilizer | Sterilizer 533HC | Getinge/Castle Inc | Sterilizer;533HC | Sterilizer;Steam | HTM Supported | 24095 | 0:23 | 0:25 | 1 | 0
Mayo | 658005 | 658005 | Getinge/Castle Inc744 LS | Getinge/Castle Inc | Sterilizer | 744 LS | Getinge/Castle Inc | 744 LS; | Sterilizer;Steam | HTM Supported | 24095 | 0:23 | 0:25 | 1 | 0
Mayo | 440770 | 440770 | Getinge/Castle IncSterilizer 733HC-E | Getinge/Castle Inc | Sterilizer | Sterilizer 733HC-E | Getinge/Castle Inc | Sterilizer;733HC-E | Sterilizer;Steam | HTM Supported | 24095 | 0:23 | 0:25 | 1 | 0
Mayo | 644950 | 644950 | Getinge/Castle Inc533LS-E | Getinge/Castle Inc | Sterilizer | 533LS-E | Getinge/Castle Inc | 533LS-E; | Sterilizer;Steam | HTM Supported | 24095 | 0:23 | 0:25 | 1 | 0
Mayo | 495004 | 495004 | Getinge/Castle IncSterilizer 633HC | Getinge/Castle Inc | Sterilizer | Sterilizer 633HC | Getinge/Castle Inc | Sterilizer;633HC | Sterilizer;Steam | HTM Supported | 24095 | 0:23 | 0:25 | 1 | 0
Mayo | 495003 | 495003 | Getinge/Castle IncSterilizer 733HC | Getinge/Castle Inc | Sterilizer | Sterilizer 733HC | Getinge/Castle Inc | Sterilizer;733HC | Sterilizer;Steam | HTM Supported | 24095 | 0:23 | 0:25 | 1 | 0
Mayo | 495002 | 495002 | Getinge/Castle IncSterilizer 733HC | Getinge/Castle Inc | Sterilizer | Sterilizer 733HC | Getinge/Castle Inc | Sterilizer;733HC | Sterilizer;Steam | HTM Supported | 24095 | 0:23 | 0:25 | 1 | 0
Mayo | 495001 | 495001 | Getinge/Castle IncSterilizer 733HC | Getinge/Castle Inc | Sterilizer | Sterilizer 733HC | Getinge/Castle Inc | Sterilizer;733HC | Sterilizer;Steam | HTM Supported | 24095 | 0:23 | 0:25 | 1 | 0
Mayo | 637028 | 637028 | Getinge/Castle IncSterilizer 533HC-E | Getinge/Castle Inc | Sterilizer | Sterilizer 533HC-E | Getinge/Castle Inc | Sterilizer;533HC-E | Sterilizer;Steam | HTM Supported | 24095 | 0:23 | 0:25 | 1 | 0
Mayo | 659558 | 659558 | Getinge/Castle IncSterilizer 633HC | Getinge/Castle Inc | Sterilizer | Sterilizer 633HC | Getinge/Castle Inc | Sterilizer;633HC | Sterilizer;Steam | HTM Supported | 24095 | 0:23 | 0:25 | 1 | 0
Mayo | 1078021 | 1078021 | Steris Corp7053 Washer Cart | Steris Corp | Instrument washer cart | 7053 Washer Cart | Steris Corp | 7053 Washer Cart; | Washer;Accessories | HTM Supported | 24095 | 0:23 | 0:25 | 1 | 0
Mayo | 579276 | 579276 | Steris CorpRack Return | Steris Corp | Instrument washer cart | Rack Return | Steris Corp | Rack Return; | Washer;Accessories | HTM Supported | 24095 | 0:23 | 0:25 | 1 | 0
Mayo | 1078061 | 1078061 | Steris Corp7053 Washer Rack | Steris Corp | Instrument washer cart | 7053 Washer Rack | Steris Corp | 7053 Washer Rack; | Washer;Accessories | HTM Supported | 24095 | 0:23 | 0:26 | 1 | 0
Mayo | 1078055 | 1078055 | Steris Corp7053 Washer Rack | Steris Corp | Instrument washer cart | 7053 Washer Rack | Steris Corp | 7053 Washer Rack; | Washer;Accessories | HTM Supported | 24095 | 0:23 | 0:26 | 1 | 0
Mayo | 1078053 | 1078053 | Steris Corp7053 Washer Rack | Steris Corp | Instrument washer cart | 7053 Washer Rack | Steris Corp | 7053 Washer Rack; | Washer;Accessories | HTM Supported | 24095 | 0:23 | 0:26 | 1 | 0
Mayo | 1078052 | 1078052 | Steris Corp7053 Washer Rack | Steris Corp | Instrument washer cart | 7053 Washer Rack | Steris Corp | 7053 Washer Rack; | Washer;Accessories | HTM Supported | 24095 | 0:23 | 0:26 | 1 | 0
Mayo | 1078060 | 1078060 | Steris CorpCart Washer Instrument Rack | Steris Corp | Instrument washer cart | Cart Washer Instrument Rack | Steris Corp | Cart Washer Instrument Rack; | Washer;Accessories | HTM Supported | 24095 | 0:23 | 0:26 | 1 | 0
Mayo | 1078054 | 1078054 | Steris Corp7053 MIS Washer Rack | Steris Corp | Instrument washer cart | 7053 MIS Washer Rack | Steris Corp | 7053 MIS Washer Rack; | Washer;Accessories | HTM Supported | 24095 | 0:23 | 0:26 | 1 | 0
Mayo | 1078059 | 1078059 | Steris CorpCart Washer Instrument Rack | Steris Corp | Instrument washer cart | Cart Washer Instrument Rack | Steris Corp | Cart Washer Instrument Rack; | Washer;Accessories | HTM Supported | 24095 | 0:23 | 0:26 | 1 | 0
Mayo | 1014867 | 1014867 | Steris CorpRack Return | Steris Corp | Instrument washer cart | Rack Return | Steris Corp | Rack Return; | Washer;Accessories | HTM Supported | 24095 | 0:23 | 0:25 | 1 | 0
Mayo | 1000318 | 1000318 | Steris CorpRack Return | Steris Corp | Instrument washer cart | Rack Return | Steris Corp | Rack Return; | Washer;Accessories | HTM Supported | 24095 | 0:23 | 0:25 | 1 | 0
Mayo | 1000317 | 1000317 | Steris CorpRack Return | Steris Corp | Instrument washer cart | Rack Return | Steris Corp | Rack Return; | Washer;Accessories | HTM Supported | 24095 | 0:23 | 0:25 | 1 | 0
Mayo | 1322868 | 1322868 | Steris CorpVision 1330L | Steris Corp | Thermal washer?disinfector | Vision 1330L | Steris Corp | Vision;1330L | Washer;Instrument | HTM Supported | 24095 | 0:23 | 0:26 | 1 | 0
Mayo | 1332014 | 1332014 | Steris CorpAmsco 7053HP | Steris Corp | Thermal washer?disinfector | Amsco 7053HP | Steris Corp | Amsco;7053HP | Washer;Instrument | HTM Supported | 24095 | 0:23 | 0:26 | 1 | 0
Mayo | 1332015 | 1332015 | Steris CorpAmsco 7053HP | Steris Corp | Thermal washer?disinfector | Amsco 7053HP | Steris Corp | Amsco;7053HP | Washer;Instrument | HTM Supported | 24095 | 0:23 | 0:26 | 1 | 0
Mayo | 1331998 | 1331998 | Steris CorpAmsco 7053HP | Steris Corp | Thermal washer?disinfector | Amsco 7053HP | Steris Corp | Amsco;7053HP | Washer;Instrument | HTM Supported | 24095 | 0:23 | 0:26 | 1 | 0
Mayo | 1331999 | 1331999 | Steris CorpAmsco 7053HP | Steris Corp | Thermal washer?disinfector | Amsco 7053HP | Steris Corp | Amsco;7053HP | Washer;Instrument | HTM Supported | 24095 | 0:23 | 0:26 | 1 | 0
Mayo | 1273953 | 1273953 | Steris CorpAmsco 7053L | Steris Corp | Thermal washer?disinfector | Amsco 7053L | Steris Corp | Amsco 7053L; | Washer;Instrument | HTM Supported | 24095 | 0:23 | 0:26 | 1 | 0
Mayo | 1273955 | 1273955 | Steris CorpAmsco 7053L | Steris Corp | Thermal washer?disinfector | Amsco 7053L | Steris Corp | Amsco 7053L; | Washer;Instrument | HTM Supported | 24095 | 0:23 | 0:26 | 1 | 0
Mayo | 1273954 | 1273954 | Steris CorpAmsco 7053L | Steris Corp | Thermal washer?disinfector | Amsco 7053L | Steris Corp | Amsco 7053L; | Washer;Instrument | HTM Supported | 24095 | 0:23 | 0:26 | 1 | 0
Mayo | 1273952 | 1273952 | Steris CorpAmsco 7053HP | Steris Corp | Thermal washer?disinfector | Amsco 7053HP | Steris Corp | Amsco;7053HP | Washer;Instrument | HTM Supported | 24095 | 0:23 | 0:26 | 1 | 0
Mayo | 578904 | 578904 | Steris CorpAmsco 7053HP | Steris Corp | Thermal washer?disinfector | Amsco 7053HP | Steris Corp | Amsco;7053HP | Washer;Instrument | HTM Supported | 24095 | 0:23 | 0:25 | 1 | 0
Mayo | 1081959 | 1081959 | Steris CorpAmsco 7053HP | Steris Corp | Thermal washer?disinfector | Amsco 7053HP | Steris Corp | Amsco;7053HP | Washer;Instrument | HTM Supported | 24095 | 0:23 | 0:26 | 1 | 0
Mayo | 1081961 | 1081961 | Steris CorpAmsco 7053HP | Steris Corp | Thermal washer?disinfector | Amsco 7053HP | Steris Corp | Amsco;7053HP | Washer;Instrument | HTM Supported | 24095 | 0:23 | 0:26 | 1 | 0
Mayo | 1081938 | 1081938 | Steris CorpAmsco 7053HP | Steris Corp | Thermal washer?disinfector | Amsco 7053HP | Steris Corp | Amsco;7053HP | Washer;Instrument | HTM Supported | 24095 | 0:23 | 0:26 | 1 | 0
Mayo | 1081937 | 1081937 | Steris CorpAmsco 7053HP | Steris Corp | Thermal washer?disinfector | Amsco 7053HP | Steris Corp | Amsco;7053HP | Washer;Instrument | HTM Supported | 24095 | 0:23 | 0:26 | 1 | 0
Mayo | 579317 | 579317 | Steris CorpVision 1327 | Steris Corp | Thermal washer?disinfector | Vision 1327 | Steris Corp | Vision;1327 | Washer;Instrument | HTM Supported | 24095 | 0:23 | 0:25 | 1 | 0
Mayo | 579272 | 579272 | Steris CorpAmsco 7053HP | Steris Corp | Thermal washer?disinfector | Amsco 7053HP | Steris Corp | Amsco;7053HP | Washer;Instrument | HTM Supported | 24095 | 0:23 | 0:25 | 1 | 0
Mayo | 579271 | 579271 | Steris CorpAmsco 7053HP | Steris Corp | Thermal washer?disinfector | Amsco 7053HP | Steris Corp | Amsco;7053HP | Washer;Instrument | HTM Supported | 24095 | 0:23 | 0:25 | 1 | 0
Mayo | 579270 | 579270 | Steris CorpAmsco 7053HP | Steris Corp | Thermal washer?disinfector | Amsco 7053HP | Steris Corp | Amsco;7053HP | Washer;Instrument | HTM Supported | 24095 | 0:23 | 0:25 | 1 | 0
Mayo | 579269 | 579269 | Steris CorpAmsco 7053HP | Steris Corp | Thermal washer?disinfector | Amsco 7053HP | Steris Corp | Amsco;7053HP | Washer;Instrument | HTM Supported | 24095 | 0:23 | 0:25 | 1 | 0
Mayo | 579268 | 579268 | Steris CorpVision 1327 | Steris Corp | Thermal washer?disinfector | Vision 1327 | Steris Corp | Vision;1327 | Washer;Instrument | HTM Supported | 24095 | 0:23 | 0:25 | 1 | 0
Mayo | 579267 | 579267 | Steris CorpVision 1327 | Steris Corp | Thermal washer?disinfector | Vision 1327 | Steris Corp | Vision;1327 | Washer;Instrument | HTM Supported | 24095 | 0:23 | 0:25 | 1 | 0
Mayo | 1000307 | 1000307 | Steris CorpVision 1330L | Steris Corp | Thermal washer?disinfector | Vision 1330L | Steris Corp | Vision;1330L | Washer;Instrument | HTM Supported | 24095 | 0:23 | 0:25 | 1 | 0
Mayo | 1009149 | 1009149 | Steris CorpAmsco 7053HP | Steris Corp | Thermal washer?disinfector | Amsco 7053HP | Steris Corp | Amsco;7053HP | Washer;Instrument | HTM Supported | 24095 | 0:23 | 0:25 | 1 | 0
Mayo | 1009148 | 1009148 | Steris CorpAmsco 7053HP | Steris Corp | Thermal washer?disinfector | Amsco 7053HP | Steris Corp | Amsco;7053HP | Washer;Instrument | HTM Supported | 24095 | 0:23 | 0:25 | 1 | 0
Mayo | 296733 | 296733 | Steris CorpAmsco 7053L | Steris Corp | Thermal washer?disinfector | Amsco 7053L | Steris Corp | Amsco 7053L; | Washer;Instrument | HTM Supported | 24095 | 0:23 | 0:25 | 1 | 0
Mayo | 296734 | 296734 | Steris CorpAmsco 7053L | Steris Corp | Thermal washer?disinfector | Amsco 7053L | Steris Corp | Amsco 7053L; | Washer;Instrument | HTM Supported | 24095 | 0:23 | 0:25 | 1 | 0
Mayo | 296732 | 296732 | Steris CorpAmsco 7053L | Steris Corp | Thermal washer?disinfector | Amsco 7053L | Steris Corp | Amsco 7053L; | Washer;Instrument | HTM Supported | 24095 | 0:23 | 0:25 | 1 | 0
Mayo | 659736 | 659736 | Steris CorpVision 1321 | Steris Corp | Thermal washer?disinfector | Vision 1321 | Steris Corp | Vision;1321 | Washer;Instrument | HTM Supported | 24095 | 0:23 | 0:25 | 1 | 0
Mayo | 659652 | 659652 | Steris CorpVision 1327 | Steris Corp | Thermal washer?disinfector | Vision 1327 | Steris Corp | Vision;1327 | Washer;Instrument | HTM Supported | 24095 | 0:23 | 0:25 | 1 | 0
Mayo | 169954 | 169954 | Steris CorpVision 1321 | Steris Corp | Thermal washer?disinfector | Vision 1321 | Steris Corp | Vision;1321 | Washer;Instrument | HTM Supported | 24095 | 0:23 | 0:25 | 1 | 0
Mayo | 255658 | 255658 | Steris CorpVision 1327 | Steris Corp | Thermal washer?disinfector | Vision 1327 | Steris Corp | Vision;1327 | Washer;Instrument | HTM Supported | 24095 | 0:23 | 0:25 | 1 | 0
Mayo | 1078326 | 1078326 | Advanced Optisurgical Inc.QuickRinse 750 | Advanced Optisurgical Inc. | Instrument rinse/cleaner | QuickRinse 750 | Advanced Optisurgical Inc. | QuickRinse;750 | Washer/Decontamination Units;Surgical Instrument | HTM Supported | 24095 | 0:23 | 0:26 | 1 | 0
Mayo | 1026191 | 1026191 | Advanced Optisurgical Inc.QuickRinse 750 | Advanced Optisurgical Inc. | Instrument rinse/cleaner | QuickRinse 750 | Advanced Optisurgical Inc. | QuickRinse;750 | Washer/Decontamination Units;Surgical Instrument | HTM Supported | 24095 | 0:23 | 0:25 | 1 | 0
Mayo | 1010103 | 1010103 | Advanced Optisurgical Inc.QuickRinse 750 | Advanced Optisurgical Inc. | Instrument rinse/cleaner | QuickRinse 750 | Advanced Optisurgical Inc. | QuickRinse;750 | Washer/Decontamination Units;Surgical Instrument | HTM Supported | 24095 | 0:23 | 0:25 | 1 | 0
Mayo | 307471 | 307471 | Belimed IncWD 290 | Belimed Inc | Instrument rinse/cleaner | WD 290 | Belimed Inc | WD 290; | Washer/Decontamination Units;Surgical Instrument | HTM Supported | 24095 | 0:23 | 0:25 | 1 | 0
Mayo | 307469 | 307469 | Belimed IncWD 290 | Belimed Inc | Instrument rinse/cleaner | WD 290 | Belimed Inc | WD 290; | Washer/Decontamination Units;Surgical Instrument | HTM Supported | 24095 | 0:23 | 0:25 | 1 | 0
Mayo | 307468 | 307468 | Belimed IncWD 290 | Belimed Inc | Instrument rinse/cleaner | WD 290 | Belimed Inc | WD 290; | Washer/Decontamination Units;Surgical Instrument | HTM Supported | 24095 | 0:23 | 0:25 | 1 | 0
Mayo | 1081529 | 1081529 | Cleanbox Technology Inc01-02CX2 | Cleanbox Technology Inc | Instrument rinse/cleaner | 01-02CX2 | Cleanbox Technology Inc | 01-02CX2; | Washer/Decontamination Units;Surgical Instrument | HTM Supported | 24095 | 0:23 | 0:26 | 1 | 0
Mayo | 1081530 | 1081530 | Cleanbox Technology Inc01-02CX2 | Cleanbox Technology Inc | Instrument rinse/cleaner | 01-02CX2 | Cleanbox Technology Inc | 01-02CX2; | Washer/Decontamination Units;Surgical Instrument | HTM Supported | 24095 | 0:23 | 0:26 | 1 | 0
Mayo | 1078073 | 1078073 | Getinge/Castle IncWasher 8668 | Getinge/Castle Inc | Instrument rinse/cleaner | Washer 8668 | Getinge/Castle Inc | Washer;8668 | Washer/Decontamination Units;Surgical Instrument | HTM Supported | 24095 | 0:23 | 0:26 | 1 | 0
Mayo | 637027 | 637027 | Getinge/Castle IncWasher 8668 | Getinge/Castle Inc | Instrument rinse/cleaner | Washer 8668 | Getinge/Castle Inc | Washer;8668 | Washer/Decontamination Units;Surgical Instrument | HTM Supported | 24095 | 0:23 | 0:25 | 1 | 0
Mayo | 1025246 | 1025246 | Getinge/Castle IncWasher 8668 | Getinge/Castle Inc | Instrument rinse/cleaner | Washer 8668 | Getinge/Castle Inc | Washer;8668 | Washer/Decontamination Units;Surgical Instrument | HTM Supported | 24095 | 0:23 | 0:25 | 1 | 0
Mayo | 1026368 | 1026368 | Getinge/Castle IncWasher 9128 | Getinge/Castle Inc | Instrument rinse/cleaner | Washer 9128 | Getinge/Castle Inc | Washer;9128 | Washer/Decontamination Units;Surgical Instrument | HTM Supported | 24095 | 0:23 | 0:25 | 1 | 0
Mayo | 494023 | 494023 | Getinge/Castle IncS-8666-7 Washer | Getinge/Castle Inc | Instrument rinse/cleaner | S-8666-7 Washer | Getinge/Castle Inc | S-8666-7 Washer; | Washer/Decontamination Units;Surgical Instrument | HTM Supported | 24095 | 0:23 | 0:25 | 1 | 0
Mayo | 495005 | 495005 | Getinge/Castle IncWasher 9128 | Getinge/Castle Inc | Instrument rinse/cleaner | Washer 9128 | Getinge/Castle Inc | Washer;9128 | Washer/Decontamination Units;Surgical Instrument | HTM Supported | 24095 | 0:23 | 0:25 | 1 | 0
Mayo | 495006 | 495006 | Getinge/Castle IncWasher 9128 | Getinge/Castle Inc | Instrument rinse/cleaner | Washer 9128 | Getinge/Castle Inc | Washer;9128 | Washer/Decontamination Units;Surgical Instrument | HTM Supported | 24095 | 0:23 | 0:25 | 1 | 0
Mayo | 649893 | 649893 | Getinge/Castle IncWasher 8668 | Getinge/Castle Inc | Instrument rinse/cleaner | Washer 8668 | Getinge/Castle Inc | Washer;8668 | Washer/Decontamination Units;Surgical Instrument | HTM Supported | 24095 | 0:23 | 0:25 | 1 | 0
Mayo | 656500 | 656500 | Getinge/Castle IncWasher 8668 | Getinge/Castle Inc | Instrument rinse/cleaner | Washer 8668 | Getinge/Castle Inc | Washer;8668 | Washer/Decontamination Units;Surgical Instrument | HTM Supported | 24095 | 0:23 | 0:25 | 1 | 0
Mayo | 656498 | 656498 | Getinge/Castle IncWasher 8668 | Getinge/Castle Inc | Instrument rinse/cleaner | Washer 8668 | Getinge/Castle Inc | Washer;8668 | Washer/Decontamination Units;Surgical Instrument | HTM Supported | 24095 | 0:23 | 0:25 | 1 | 0
Mayo | 656495 | 656495 | Getinge/Castle IncWasher 9128 | Getinge/Castle Inc | Instrument rinse/cleaner | Washer 9128 | Getinge/Castle Inc | Washer;9128 | Washer/Decontamination Units;Surgical Instrument | HTM Supported | 24095 | 0:23 | 0:25 | 1 | 0
Mayo | 656499 | 656499 | Getinge/Castle IncWasher 8668 | Getinge/Castle Inc | Instrument rinse/cleaner | Washer 8668 | Getinge/Castle Inc | Washer;8668 | Washer/Decontamination Units;Surgical Instrument | HTM Supported | 24095 | 0:23 | 0:25 | 1 | 0
Mayo | 656501 | 656501 | Getinge/Castle IncWasher 8668 | Getinge/Castle Inc | Instrument rinse/cleaner | Washer 8668 | Getinge/Castle Inc | Washer;8668 | Washer/Decontamination Units;Surgical Instrument | HTM Supported | 24095 | 0:23 | 0:25 | 1 | 0
Mayo | 656496 | 656496 | Getinge/Castle IncWasher 9128 | Getinge/Castle Inc | Instrument rinse/cleaner | Washer 9128 | Getinge/Castle Inc | Washer;9128 | Washer/Decontamination Units;Surgical Instrument | HTM Supported | 24095 | 0:23 | 0:25 | 1 | 0
Mayo | 287994 | 287994 | Getinge/Castle IncS-8666-7 Washer | Getinge/Castle Inc | Instrument rinse/cleaner | S-8666-7 Washer | Getinge/Castle Inc | S-8666-7 Washer; | Washer/Decontamination Units;Surgical Instrument | HTM Supported | 24095 | 0:23 | 0:25 | 1 | 0
Mayo | 441195 | 441195 | Getinge/Castle IncWasher 8668 | Getinge/Castle Inc | Instrument rinse/cleaner | Washer 8668 | Getinge/Castle Inc | Washer;8668 | Washer/Decontamination Units;Surgical Instrument | HTM Supported | 24095 | 0:23 | 0:25 | 1 | 0
Mayo | 630298 | 630298 | Getinge/Castle IncWasher 8668 | Getinge/Castle Inc | Instrument rinse/cleaner | Washer 8668 | Getinge/Castle Inc | Washer;8668 | Washer/Decontamination Units;Surgical Instrument | HTM Supported | 24095 | 0:23 | 0:25 | 1 | 0
Mayo | 440326 | 440326 | Getinge/Castle IncWasher 8668 | Getinge/Castle Inc | Instrument rinse/cleaner | Washer 8668 | Getinge/Castle Inc | Washer;8668 | Washer/Decontamination Units;Surgical Instrument | HTM Supported | 24095 | 0:23 | 0:25 | 1 | 0
Mayo | 256089 | 256089 | Getinge/Castle IncWasher 8668 | Getinge/Castle Inc | Instrument rinse/cleaner | Washer 8668 | Getinge/Castle Inc | Washer;8668 | Washer/Decontamination Units;Surgical Instrument | HTM Supported | 24095 | 0:23 | 0:25 | 1 | 0
Mayo | 629661 | 629661 | Getinge/Castle IncS-8666-7 Washer | Getinge/Castle Inc | Instrument rinse/cleaner | S-8666-7 Washer | Getinge/Castle Inc | S-8666-7 Washer; | Washer/Decontamination Units;Surgical Instrument | HTM Supported | 24095 | 0:23 | 0:25 | 1 | 0
Mayo | 256094 | 256094 | Getinge/Castle IncS-8666-7 Washer | Getinge/Castle Inc | Instrument rinse/cleaner | S-8666-7 Washer | Getinge/Castle Inc | S-8666-7 Washer; | Washer/Decontamination Units;Surgical Instrument | HTM Supported | 24095 | 0:23 | 0:25 | 1 | 0
Mayo | 316760 | 316760 | Getinge/Castle IncWasher 8668 | Getinge/Castle Inc | Instrument rinse/cleaner | Washer 8668 | Getinge/Castle Inc | Washer;8668 | Washer/Decontamination Units;Surgical Instrument | HTM Supported | 24095 | 0:23 | 0:25 | 1 | 0
Mayo | 287673 | 287673 | Getinge/Castle IncWasher 8668 | Getinge/Castle Inc | Instrument rinse/cleaner | Washer 8668 | Getinge/Castle Inc | Washer;8668 | Washer/Decontamination Units;Surgical Instrument | HTM Supported | 24095 | 0:23 | 0:25 | 1 | 0
Mayo | 438507 | 438507 | Getinge/Castle IncWasher 9128 | Getinge/Castle Inc | Instrument rinse/cleaner | Washer 9128 | Getinge/Castle Inc | Washer;9128 | Washer/Decontamination Units;Surgical Instrument | HTM Supported | 24095 | 0:23 | 0:25 | 1 | 0
Mayo | 301141 | 301141 | Getinge/Castle IncS-8666-7 Washer | Getinge/Castle Inc | Instrument rinse/cleaner | S-8666-7 Washer | Getinge/Castle Inc | S-8666-7 Washer; | Washer/Decontamination Units;Surgical Instrument | HTM Supported | 24095 | 0:23 | 0:25 | 1 | 0
Mayo | 1089658 | 1089658 | Steris CorpAmsco 3052LS | Steris Corp | Instrument rinse/cleaner | Amsco 3052LS | Steris Corp | Amsco;3052LS | Washer/Decontamination Units;Surgical Instrument | HTM Supported | 24095 | 0:23 | 0:26 | 1 | 0
Mayo | 1089659 | 1089659 | Steris CorpAmsco 3052LS | Steris Corp | Instrument rinse/cleaner | Amsco 3052LS | Steris Corp | Amsco;3052LS | Washer/Decontamination Units;Surgical Instrument | HTM Supported | 24095 | 0:23 | 0:26 | 1 | 0
Mayo | 1089660 | 1089660 | Steris CorpAmsco 3052LS | Steris Corp | Instrument rinse/cleaner | Amsco 3052LS | Steris Corp | Amsco;3052LS | Washer/Decontamination Units;Surgical Instrument | HTM Supported | 24095 | 0:23 | 0:26 | 1 | 0
Mayo | 1089662 | 1089662 | Steris CorpAmsco 3052LS | Steris Corp | Instrument rinse/cleaner | Amsco 3052LS | Steris Corp | Amsco;3052LS | Washer/Decontamination Units;Surgical Instrument | HTM Supported | 24095 | 0:23 | 0:26 | 1 | 0
Mayo | 1089661 | 1089661 | Steris CorpAmsco 3052LS | Steris Corp | Instrument rinse/cleaner | Amsco 3052LS | Steris Corp | Amsco;3052LS | Washer/Decontamination Units;Surgical Instrument | HTM Supported | 24095 | 0:23 | 0:26 | 1 | 0
Mayo | 654383 | 654383 | Cs Medical LlcTD-100 Disinfecting unit | Cs Medical Llc | Automated high-level disinfector | TD-100 Disinfecting unit | Cs Medical Llc | TD-100 Disinfecting unit; | Washer/Sterilizing Units;Washer/Sterilizing Units | HTM Supported | 24095 | 0:23 | 0:25 | 1 | 0
Mayo | 443532 | 443532 | Cs Medical LlcTD-100 Disinfecting unit | Cs Medical Llc | Automated high-level disinfector | TD-100 Disinfecting unit | Cs Medical Llc | TD-100 Disinfecting unit; | Washer/Sterilizing Units;Washer/Sterilizing Units | HTM Supported | 24095 | 0:23 | 0:25 | 1 | 0
Mayo | 1004418 | 1004418 | Cs Medical LlcTD-100 Disinfecting unit | Cs Medical Llc | Automated high-level disinfector | TD-100 Disinfecting unit | Cs Medical Llc | TD-100 Disinfecting unit; | Washer/Sterilizing Units;Washer/Sterilizing Units | HTM Supported | 24095 | 0:23 | 0:25 | 1 | 0
Mayo | 463715 | 463715 | Cs Medical LlcTD-100 Disinfecting unit | Cs Medical Llc | Automated high-level disinfector | TD-100 Disinfecting unit | Cs Medical Llc | TD-100 Disinfecting unit; | Washer/Sterilizing Units;Washer/Sterilizing Units | HTM Supported | 24095 | 0:23 | 0:25 | 1 | 0
Mayo | 1089653 | 1089653 | Getinge/Castle Inc3200A | Getinge/Castle Inc | Automated high-level disinfector | 3200A | Getinge/Castle Inc | 3200A; | Washer/Sterilizing Units;Washer/Sterilizing Units | HTM Supported | 24095 | 0:23 | 0:26 | 1 | 0
Mayo | 120679 | 120679 | Getinge/Castle Inc2236 | Getinge/Castle Inc | Automated high-level disinfector | 2236 | Getinge/Castle Inc | 2236; | Washer/Sterilizing Units;Washer/Sterilizing Units | HTM Supported | 24095 | 0:23 | 0:25 | 1 | 0
Mayo | 122405 | 122405 | Lynx Product Group410LX | Lynx Product Group | Automated high-level disinfector | 410LX | Lynx Product Group | 410LX; | Washer/Sterilizing Units;Washer/Sterilizing Units | HTM Supported | 24095 | 0:23 | 0:25 | 1 | 0
Mayo | 271404 | 271404 | Lynx Product Group495XL | Lynx Product Group | Automated high-level disinfector | 495XL | Lynx Product Group | 495XL; | Washer/Sterilizing Units;Washer/Sterilizing Units | HTM Supported | 24095 | 0:23 | 0:25 | 1 | 0
Mayo | 1332029 | 1332029 | Steris CorpReliance Vision | Steris Corp | Automated high-level disinfector | Reliance Vision | Steris Corp | Reliance;Vision | Washer/Sterilizing Units;Washer/Sterilizing Units | HTM Supported | 24095 | 0:23 | 0:26 | 1 | 0
Mayo | 667541 | 667541 | Steris CorpReliance Vision | Steris Corp | Automated high-level disinfector | Reliance Vision | Steris Corp | Reliance;Vision | Washer/Sterilizing Units;Washer/Sterilizing Units | HTM Supported | 24095 | 0:23 | 0:25 | 1 | 0
Mayo | 1007826 | 1007826 | Steris CorpReliance Vision | Steris Corp | Automated high-level disinfector | Reliance Vision | Steris Corp | Reliance;Vision | Washer/Sterilizing Units;Washer/Sterilizing Units | HTM Supported | 24095 | 0:23 | 0:25 | 1 | 0
Mayo | 1007825 | 1007825 | Steris CorpReliance Vision | Steris Corp | Automated high-level disinfector | Reliance Vision | Steris Corp | Reliance;Vision | Washer/Sterilizing Units;Washer/Sterilizing Units | HTM Supported | 24095 | 0:23 | 0:25 | 1 | 0
Mayo | 1000312 | 1000312 | Steris CorpReliance Vision | Steris Corp | Automated high-level disinfector | Reliance Vision | Steris Corp | Reliance;Vision | Washer/Sterilizing Units;Washer/Sterilizing Units | HTM Supported | 24095 | 0:23 | 0:25 | 1 | 0
Mayo | 1000311 | 1000311 | Steris CorpReliance Vision | Steris Corp | Automated high-level disinfector | Reliance Vision | Steris Corp | Reliance;Vision | Washer/Sterilizing Units;Washer/Sterilizing Units | HTM Supported | 24095 | 0:23 | 0:25 | 1 | 0
Mayo | 1000310 | 1000310 | Steris CorpReliance Vision | Steris Corp | Automated high-level disinfector | Reliance Vision | Steris Corp | Reliance;Vision | Washer/Sterilizing Units;Washer/Sterilizing Units | HTM Supported | 24095 | 0:23 | 0:25 | 1 | 0
Mayo | 1000309 | 1000309 | Steris CorpReliance Vision | Steris Corp | Automated high-level disinfector | Reliance Vision | Steris Corp | Reliance;Vision | Washer/Sterilizing Units;Washer/Sterilizing Units | HTM Supported | 24095 | 0:23 | 0:25 | 1 | 0
Mayo | 283822 | 283822 | Steris CorpReliance Vision | Steris Corp | Automated high-level disinfector | Reliance Vision | Steris Corp | Reliance;Vision | Washer/Sterilizing Units;Washer/Sterilizing Units | HTM Supported | 24095 | 0:23 | 0:25 | 1 | 0
Mayo | 283841 | 283841 | Steris CorpReliance Vision | Steris Corp | Automated high-level disinfector | Reliance Vision | Steris Corp | Reliance;Vision | Washer/Sterilizing Units;Washer/Sterilizing Units | HTM Supported | 24095 | 0:23 | 0:25 | 1 | 0
Mayo | 667540 | 667540 | Steris CorpReliance Vision | Steris Corp | Automated high-level disinfector | Reliance Vision | Steris Corp | Reliance;Vision | Washer/Sterilizing Units;Washer/Sterilizing Units | HTM Supported | 24095 | 0:23 | 0:25 | 1 | 0
Mayo | 659818 | 659818 | Steris CorpReliance Vision | Steris Corp | Automated high-level disinfector | Reliance Vision | Steris Corp | Reliance;Vision | Washer/Sterilizing Units;Washer/Sterilizing Units | HTM Supported | 24095 | 0:23 | 0:25 | 1 | 0
Mayo | 659820 | 659820 | Steris CorpReliance Vision | Steris Corp | Automated high-level disinfector | Reliance Vision | Steris Corp | Reliance;Vision | Washer/Sterilizing Units;Washer/Sterilizing Units | HTM Supported | 24095 | 0:23 | 0:25 | 1 | 0
Mayo | 659738 | 659738 | Steris CorpReliance Vision | Steris Corp | Automated high-level disinfector | Reliance Vision | Steris Corp | Reliance;Vision | Washer/Sterilizing Units;Washer/Sterilizing Units | HTM Supported | 24095 | 0:23 | 0:25 | 1 | 0
Mayo | 659737 | 659737 | Steris CorpReliance Vision | Steris Corp | Automated high-level disinfector | Reliance Vision | Steris Corp | Reliance;Vision | Washer/Sterilizing Units;Washer/Sterilizing Units | HTM Supported | 24095 | 0:23 | 0:25 | 1 | 0
Mayo | 659739 | 659739 | Steris CorpReliance Vision | Steris Corp | Automated high-level disinfector | Reliance Vision | Steris Corp | Reliance;Vision | Washer/Sterilizing Units;Washer/Sterilizing Units | HTM Supported | 24095 | 0:23 | 0:25 | 1 | 0
Mayo | 288289 | 288289 | Steris CorpReliance Vision | Steris Corp | Automated high-level disinfector | Reliance Vision | Steris Corp | Reliance;Vision | Washer/Sterilizing Units;Washer/Sterilizing Units | HTM Supported | 24095 | 0:23 | 0:25 | 1 | 0
Mayo | 288290 | 288290 | Steris CorpReliance Vision | Steris Corp | Automated high-level disinfector | Reliance Vision | Steris Corp | Reliance;Vision | Washer/Sterilizing Units;Washer/Sterilizing Units | HTM Supported | 24095 | 0:23 | 0:25 | 1 | 0
Mayo | 151253 | 151253 | Steris CorpReliance Vision | Steris Corp | Automated high-level disinfector | Reliance Vision | Steris Corp | Reliance;Vision | Washer/Sterilizing Units;Washer/Sterilizing Units | HTM Supported | 24095 | 0:23 | 0:25 | 1 | 0
Mayo | 235938 | 235938 | Steris CorpBasil 4600 | Steris Corp | Automated high-level disinfector | Basil 4600 | Steris Corp | Basil;4600 | Washer/Sterilizing Units;Washer/Sterilizing Units | HTM Supported | 24095 | 0:23 | 0:25 | 1 | 0
Mayo | 110338 | 110338 | Steris CorpBasil RW 4250 | Steris Corp | Automated high-level disinfector | Basil RW 4250 | Steris Corp | Basil;RW 4250 | Washer/Sterilizing Units;Washer/Sterilizing Units | HTM Supported | 24095 | 0:23 | 0:25 | 1 | 0
Mayo | 48840 | 48840 | Steris CorpReliance 450 | Steris Corp | Automated high-level disinfector | Reliance 450 | Steris Corp | Reliance;450 | Washer/Sterilizing Units;Washer/Sterilizing Units | HTM Supported | 24095 | 0:23 | 0:25 | 1 | 0
Mayo | 1270111 | 1270111 | Branson Ultrasonics Corp (Us) Div Emerson Electric CoM3800H | Branson Ultrasonics Corp (Us) Div Emerson Electric Co | Ultrasonic cleaning system | M3800H | Branson Ultrasonics Corp (Us) Div Emerson Electric Co | M3800H; | Washers;Labware/Surgical Instrument; Ultrasonic | HTM Supported | 24095 | 0:23 | 0:26 | 1 | 0
Mayo | 1137305 | 1137305 | Branson Ultrasonics Corp (Us) Div Emerson Electric CoM1800 | Branson Ultrasonics Corp (Us) Div Emerson Electric Co | Ultrasonic cleaning system | M1800 | Branson Ultrasonics Corp (Us) Div Emerson Electric Co | M1800; | Washers;Labware/Surgical Instrument; Ultrasonic | HTM Supported | 24095 | 0:23 | 0:26 | 1 | 0
Mayo | 1107461 | 1107461 | Branson Ultrasonics Corp (Us) Div Emerson Electric CoM3800H | Branson Ultrasonics Corp (Us) Div Emerson Electric Co | Ultrasonic cleaning system | M3800H | Branson Ultrasonics Corp (Us) Div Emerson Electric Co | M3800H; | Washers;Labware/Surgical Instrument; Ultrasonic | HTM Supported | 24095 | 0:23 | 0:26 | 1 | 0
Mayo | 1137327 | 1137327 | Branson Ultrasonics Corp (Us) Div Emerson Electric CoCPX2800 | Branson Ultrasonics Corp (Us) Div Emerson Electric Co | Ultrasonic cleaning system | CPX2800 | Branson Ultrasonics Corp (Us) Div Emerson Electric Co | CPX2800; | Washers;Labware/Surgical Instrument; Ultrasonic | HTM Supported | 24095 | 0:23 | 0:26 | 1 | 0
Mayo | 1151814 | 1151814 | Branson Ultrasonics Corp (Us) Div Emerson Electric CoCPX1800 | Branson Ultrasonics Corp (Us) Div Emerson Electric Co | Ultrasonic cleaning system | CPX1800 | Branson Ultrasonics Corp (Us) Div Emerson Electric Co | CPX1800; | Washers;Labware/Surgical Instrument; Ultrasonic | HTM Supported | 24095 | 0:23 | 0:26 | 1 | 0
Mayo | 1025796 | 1025796 | Branson Ultrasonics Corp (Us) Div Emerson Electric CoCPX8800 | Branson Ultrasonics Corp (Us) Div Emerson Electric Co | Ultrasonic cleaning system | CPX8800 | Branson Ultrasonics Corp (Us) Div Emerson Electric Co | CPX8800; | Washers;Labware/Surgical Instrument; Ultrasonic | HTM Supported | 24095 | 0:23 | 0:25 | 1 | 0
Mayo | 334963 | 334963 | Branson Ultrasonics Corp (Us) Div Emerson Electric CoCPX2800 | Branson Ultrasonics Corp (Us) Div Emerson Electric Co | Ultrasonic cleaning system | CPX2800 | Branson Ultrasonics Corp (Us) Div Emerson Electric Co | CPX2800; | Washers;Labware/Surgical Instrument; Ultrasonic | HTM Supported | 24095 | 0:23 | 0:25 | 1 | 0
Mayo | 367228 | 367228 | Branson Ultrasonics Corp (Us) Div Emerson Electric Co1510R-MTH | Branson Ultrasonics Corp (Us) Div Emerson Electric Co | Ultrasonic cleaning system | 1510R-MTH | Branson Ultrasonics Corp (Us) Div Emerson Electric Co | 1510R-MTH; | Washers;Labware/Surgical Instrument; Ultrasonic | HTM Supported | 24095 | 0:23 | 0:25 | 1 | 0
Mayo | 507382 | 507382 | Branson Ultrasonics Corp (Us) Div Emerson Electric CoA-150 | Branson Ultrasonics Corp (Us) Div Emerson Electric Co | Ultrasonic cleaning system | A-150 | Branson Ultrasonics Corp (Us) Div Emerson Electric Co | A-150; | Washers;Labware/Surgical Instrument; Ultrasonic | HTM Supported | 24095 | 0:23 | 0:25 | 1 | 0
Mayo | A007868 | A007869 | Branson Ultrasonics Corp (Us) Div Emerson Electric Co5210 | Branson Ultrasonics Corp (Us) Div Emerson Electric Co | Ultrasonic cleaning system | 5210 | Branson Ultrasonics Corp (Us) Div Emerson Electric Co | 5210; | Washers;Labware/Surgical Instrument; Ultrasonic | HTM Supported | 24095 | 0:23 | 0:26 | 1 | 0
Mayo | A026433 | A026433 | Branson Ultrasonics Corp (Us) Div Emerson Electric Co5510R-MT | Branson Ultrasonics Corp (Us) Div Emerson Electric Co | Ultrasonic cleaning system | 5510R-MT | Branson Ultrasonics Corp (Us) Div Emerson Electric Co | 5510R-MT; | Washers;Labware/Surgical Instrument; Ultrasonic | HTM Supported | 24095 | 0:23 | 0:26 | 1 | 0
Mayo | A015497 | A015497 | Branson Ultrasonics Corp (Us) Div Emerson Electric CoB-22-4 | Branson Ultrasonics Corp (Us) Div Emerson Electric Co | Ultrasonic cleaning system | B-22-4 | Branson Ultrasonics Corp (Us) Div Emerson Electric Co | B-22-4; | Washers;Labware/Surgical Instrument; Ultrasonic | HTM Supported | 24095 | 0:23 | 0:26 | 1 | 0
Mayo | A015411 | A015411 | Branson Ultrasonics Corp (Us) Div Emerson Electric Co1510R-MTH | Branson Ultrasonics Corp (Us) Div Emerson Electric Co | Ultrasonic cleaning system | 1510R-MTH | Branson Ultrasonics Corp (Us) Div Emerson Electric Co | 1510R-MTH; | Washers;Labware/Surgical Instrument; Ultrasonic | HTM Supported | 24095 | 0:23 | 0:26 | 1 | 0
Mayo | 366884 | 366884 | CellPoint Scientific IncSentry | CellPoint Scientific Inc | Ultrasonic cleaning system | Sentry | CellPoint Scientific Inc | Sentry; | Washers;Labware/Surgical Instrument; Ultrasonic | HTM Supported | 24095 | 0:23 | 0:25 | 1 | 0
Mayo | 1168866 | 1168866 | Crest Ultrasonics Corp2600HT | Crest Ultrasonics Corp | Ultrasonic cleaning system | 2600HT | Crest Ultrasonics Corp | 2600HT; | Washers;Labware/Surgical Instrument; Ultrasonic | HTM Supported | 24095 | 0:23 | 0:26 | 1 | 0
Mayo | 1109229 | 1109229 | ELMA Schmidbauer GmbHElmasonic Easy 30H | ELMA Schmidbauer GmbH | Ultrasonic cleaning system | Elmasonic Easy 30H | ELMA Schmidbauer GmbH | Elmasonic Easy;30H | Washers;Labware/Surgical Instrument; Ultrasonic | HTM Supported | 24095 | 0:23 | 0:26 | 1 | 0
Mayo | 1107445 | 1107445 | ELMA Schmidbauer GmbHElmasonic S 10H | ELMA Schmidbauer GmbH | Ultrasonic cleaning system | Elmasonic S 10H | ELMA Schmidbauer GmbH | Elmasonic S 10H; | Washers;Labware/Surgical Instrument; Ultrasonic | HTM Supported | 24095 | 0:23 | 0:26 | 1 | 0
Mayo | 1315366 | 1315366 | Fisher ScientificBranson B200 | Fisher Scientific | Ultrasonic cleaning system | Branson B200 | Fisher Scientific | Branson;B200 | Washers;Labware/Surgical Instrument; Ultrasonic | HTM Supported | 24095 | 0:23 | 0:26 | 1 | 0
Mayo | A031884 | A031884 | Fisher ScientificFS 30 D | Fisher Scientific | Ultrasonic cleaning system | FS 30 D | Fisher Scientific | FS 30 D; | Washers;Labware/Surgical Instrument; Ultrasonic | HTM Supported | 24095 | 0:23 | 0:26 | 1 | 0
Mayo | A015446 | A015446 | Fisher ScientificFS14H | Fisher Scientific | Ultrasonic cleaning system | FS14H | Fisher Scientific | FS14H; | Washers;Labware/Surgical Instrument; Ultrasonic | HTM Supported | 24095 | 0:23 | 0:26 | 1 | 0
Mayo | A008381 | A008381 | GE HealthCareUL12 | GE HealthCare | Ultrasonic cleaning system | UL12 | GE HealthCare | UL12; | Washers;Labware/Surgical Instrument; Ultrasonic | HTM Supported | 24095 | 0:23 | 0:26 | 1 | 0
Mayo | 1036414 | 1036414 | Getinge/Castle IncTriton 72 | Getinge/Castle Inc | Ultrasonic cleaning system | Triton 72 | Getinge/Castle Inc | Triton;72 | Washers;Labware/Surgical Instrument; Ultrasonic | HTM Supported | 24095 | 0:23 | 0:25 | 1 | 0
Mayo | 1036413 | 1036413 | Getinge/Castle IncTriton 72 | Getinge/Castle Inc | Ultrasonic cleaning system | Triton 72 | Getinge/Castle Inc | Triton;72 | Washers;Labware/Surgical Instrument; Ultrasonic | HTM Supported | 24095 | 0:23 | 0:25 | 1 | 0
Mayo | 1009960 | 1009960 | Getinge/Castle IncUltrasonic Cleaner 2460 | Getinge/Castle Inc | Ultrasonic cleaning system | Ultrasonic Cleaner 2460 | Getinge/Castle Inc | Ultrasonic Cleaner;2460 | Washers;Labware/Surgical Instrument; Ultrasonic | HTM Supported | 24095 | 0:23 | 0:25 | 1 | 0
Mayo | 496772 | 496772 | Getinge/Castle IncUltrasonic Cleaner 1150 | Getinge/Castle Inc | Ultrasonic cleaning system | Ultrasonic Cleaner 1150 | Getinge/Castle Inc | Ultrasonic Cleaner;1150 | Washers;Labware/Surgical Instrument; Ultrasonic | HTM Supported | 24095 | 0:23 | 0:25 | 1 | 0
Mayo | 495007 | 495007 | Getinge/Castle IncTriton 72 | Getinge/Castle Inc | Ultrasonic cleaning system | Triton 72 | Getinge/Castle Inc | Triton;72 | Washers;Labware/Surgical Instrument; Ultrasonic | HTM Supported | 24095 | 0:23 | 0:25 | 1 | 0
Mayo | 288277 | 288277 | Getinge/Castle IncUltrasonic Cleaner 2460 | Getinge/Castle Inc | Ultrasonic cleaning system | Ultrasonic Cleaner 2460 | Getinge/Castle Inc | Ultrasonic Cleaner;2460 | Washers;Labware/Surgical Instrument; Ultrasonic | HTM Supported | 24095 | 0:23 | 0:25 | 1 | 0
Mayo | 439729 | 439729 | L&R ManufacturingS200 | L&R Manufacturing | Ultrasonic cleaning system | S200 | L & R Mfg Co | S200; | Washers;Labware/Surgical Instrument; Ultrasonic | HTM Supported | 24095 | 0:23 | 0:25 | 1 | 0
Mayo | 438782 | 438782 | L&R ManufacturingS200 | L&R Manufacturing | Ultrasonic cleaning system | S200 | L & R Mfg Co | S200; | Washers;Labware/Surgical Instrument; Ultrasonic | HTM Supported | 24095 | 0:23 | 0:25 | 1 | 0
Mayo | 438582 | 438582 | L&R ManufacturingS200 | L&R Manufacturing | Ultrasonic cleaning system | S200 | L & R Mfg Co | S200; | Washers;Labware/Surgical Instrument; Ultrasonic | HTM Supported | 24095 | 0:23 | 0:25 | 1 | 0
Mayo | 577125 | 577125 | L&R ManufacturingSweepZone 200 | L&R Manufacturing | Ultrasonic cleaning system | SweepZone 200 | L&R Manufacturing | SweepZone 200; | Washers;Labware/Surgical Instrument; Ultrasonic | HTM Supported | 24095 | 0:23 | 0:25 | 1 | 0
Mayo | 560025 | 560025 | L&R ManufacturingSweepZone 200 | L&R Manufacturing | Ultrasonic cleaning system | SweepZone 200 | L&R Manufacturing | SweepZone 200; | Washers;Labware/Surgical Instrument; Ultrasonic | HTM Supported | 24095 | 0:23 | 0:25 | 1 | 0
Mayo | 368137 | 368137 | Metro-Med Inc46 | Metro-Med Inc | Ultrasonic cleaning system | 46 | Metro-Med Inc | 46; | Washers;Labware/Surgical Instrument; Ultrasonic | HTM Supported | 24095 | 0:23 | 0:25 | 1 | 0
Mayo | 1145840 | 1145840 | Midmark CorpQuickclean QC3-01 | Midmark Corp | Ultrasonic cleaning system | Quickclean QC3-01 | Midmark Corp | Quickclean;QC3-01 | Washers;Labware/Surgical Instrument; Ultrasonic | HTM Supported | 24095 | 0:23 | 0:26 | 1 | 0
Mayo | 529428 | 529428 | Ney Dental International57X | Ney Dental International | Ultrasonic cleaning system | 57X | Ney Dental International | 57X; | Washers;Labware/Surgical Instrument; Ultrasonic | HTM Supported | 24095 | 0:23 | 0:25 | 1 | 0
Mayo | A031689 | A031689 | Optisource120020000 | Optisource | Ultrasonic cleaning system | 120020000 | Optisource | 120020000; | Washers;Labware/Surgical Instrument; Ultrasonic | HTM Supported | 24095 | 0:23 | 0:26 | 1 | 0
Mayo | A031690 | A031690 | Optisource120020000 | Optisource | Ultrasonic cleaning system | 120020000 | Optisource | 120020000; | Washers;Labware/Surgical Instrument; Ultrasonic | HTM Supported | 24095 | 0:23 | 0:26 | 1 | 0
Mayo | A031680 | A031680 | Optisource120020000 | Optisource | Ultrasonic cleaning system | 120020000 | Optisource | 120020000; | Washers;Labware/Surgical Instrument; Ultrasonic | HTM Supported | 24095 | 0:23 | 0:26 | 1 | 0
Mayo | 306484 | 306484 | Sonic Systems Inc (SSI)246C/HL | Sonic Systems Inc (SSI) | Ultrasonic cleaning system | 246C/HL | Sonic Systems Inc (SSI) | 246C/HL; | Washers;Labware/Surgical Instrument; Ultrasonic | HTM Supported | 24095 | 0:23 | 0:25 | 1 | 0
Mayo | 1172306 | 1172306 | Sper Scientific100004 | Sper Scientific | Ultrasonic cleaning system | 100004 | Sper Scientific | 100004; | Washers;Labware/Surgical Instrument; Ultrasonic | HTM Supported | 24095 | 0:23 | 0:26 | 1 | 0
Mayo | 1274073 | 1274073 | Steris CorpIWPRO60 Innowave Pro Sonic Irrigator | Steris Corp | Ultrasonic cleaning system | IWPRO60 Innowave Pro Sonic Irrigator | Steris Corp | IWPRO60;Innowave Pro Sonic Irrigator | Washers;Labware/Surgical Instrument; Ultrasonic | HTM Supported | 24095 | 0:23 | 0:26 | 1 | 0
Mayo | 1081981 | 1081981 | Steris CorpInnowave Ultra+ | Steris Corp | Ultrasonic cleaning system | Innowave Ultra+ | Steris Corp | Innowave Ultra+; | Washers;Labware/Surgical Instrument; Ultrasonic | HTM Supported | 24095 | 0:23 | 0:26 | 1 | 0
Mayo | 578905 | 578905 | Steris CorpInnowave Ultra+ | Steris Corp | Ultrasonic cleaning system | Innowave Ultra+ | Steris Corp | Innowave Ultra+; | Washers;Labware/Surgical Instrument; Ultrasonic | HTM Supported | 24095 | 0:23 | 0:25 | 1 | 0
Mayo | 1106603 | 1106603 | Steris CorpIWPCF Innowave PCF Sonic Irrigator | Steris Corp | Ultrasonic cleaning system | IWPCF Innowave PCF Sonic Irrigator | Steris Corp | IWPCF;Innowave PCF Sonic Irrigator | Washers;Labware/Surgical Instrument; Ultrasonic | HTM Supported | 24095 | 0:23 | 0:26 | 1 | 0
Mayo | 1116360 | 1116360 | Steris CorpInnowave Ultra | Steris Corp | Ultrasonic cleaning system | Innowave Ultra | Steris Corp | Innowave Ultra; | Washers;Labware/Surgical Instrument; Ultrasonic | HTM Supported | 24095 | 0:23 | 0:26 | 1 | 0
Mayo | 579273 | 579273 | Steris CorpIWPRO60 Innowave Pro Sonic Irrigator | Steris Corp | Ultrasonic cleaning system | IWPRO60 Innowave Pro Sonic Irrigator | Steris Corp | IWPRO60;Innowave Pro Sonic Irrigator | Washers;Labware/Surgical Instrument; Ultrasonic | HTM Supported | 24095 | 0:23 | 0:25 | 1 | 0
Mayo | 579274 | 579274 | Steris CorpIWPRO60 Innowave Pro Sonic Irrigator | Steris Corp | Ultrasonic cleaning system | IWPRO60 Innowave Pro Sonic Irrigator | Steris Corp | IWPRO60;Innowave Pro Sonic Irrigator | Washers;Labware/Surgical Instrument; Ultrasonic | HTM Supported | 24095 | 0:23 | 0:25 | 1 | 0
Mayo | 579301 | 579301 | Steris CorpIWPCF Innowave PCF Sonic Irrigator | Steris Corp | Ultrasonic cleaning system | IWPCF Innowave PCF Sonic Irrigator | Steris Corp | IWPCF;Innowave PCF Sonic Irrigator | Washers;Labware/Surgical Instrument; Ultrasonic | HTM Supported | 24095 | 0:23 | 0:25 | 1 | 0
Mayo | 631518 | 631518 | Steris CorpIWPRO60 Innowave Pro Sonic Irrigator | Steris Corp | Ultrasonic cleaning system | IWPRO60 Innowave Pro Sonic Irrigator | Steris Corp | IWPRO60;Innowave Pro Sonic Irrigator | Washers;Labware/Surgical Instrument; Ultrasonic | HTM Supported | 24095 | 0:23 | 0:25 | 1 | 0
Mayo | 1016094 | 1016094 | Steris CorpInnoWave Unity | Steris Corp | Ultrasonic cleaning system | InnoWave Unity | Steris Corp | InnoWave Unity; | Washers;Labware/Surgical Instrument; Ultrasonic | HTM Supported | 24095 | 0:23 | 0:25 | 1 | 0
Mayo | 1000323 | 1000323 | Steris CorpIWPRO60 Innowave Pro Sonic Irrigator | Steris Corp | Ultrasonic cleaning system | IWPRO60 Innowave Pro Sonic Irrigator | Steris Corp | IWPRO60;Innowave Pro Sonic Irrigator | Washers;Labware/Surgical Instrument; Ultrasonic | HTM Supported | 24095 | 0:23 | 0:25 | 1 | 0
Mayo | 1000308 | 1000308 | Steris CorpIWPCF Innowave PCF Sonic Irrigator | Steris Corp | Ultrasonic cleaning system | IWPCF Innowave PCF Sonic Irrigator | Steris Corp | IWPCF;Innowave PCF Sonic Irrigator | Washers;Labware/Surgical Instrument; Ultrasonic | HTM Supported | 24095 | 0:23 | 0:25 | 1 | 0
Mayo | 1000601 | 1000601 | Steris CorpIWPCF Innowave PCF Sonic Irrigator | Steris Corp | Ultrasonic cleaning system | IWPCF Innowave PCF Sonic Irrigator | Steris Corp | IWPCF;Innowave PCF Sonic Irrigator | Washers;Labware/Surgical Instrument; Ultrasonic | HTM Supported | 24095 | 0:23 | 0:25 | 1 | 0
Mayo | 442972 | 442972 | Steris CorpInnoWave Unity | Steris Corp | Ultrasonic cleaning system | InnoWave Unity | Steris Corp | InnoWave Unity; | Washers;Labware/Surgical Instrument; Ultrasonic | HTM Supported | 24095 | 0:23 | 0:25 | 1 | 0
Mayo | 631514 | 631514 | Steris CorpIWPRO60 Innowave Pro Sonic Irrigator | Steris Corp | Ultrasonic cleaning system | IWPRO60 Innowave Pro Sonic Irrigator | Steris Corp | IWPRO60;Innowave Pro Sonic Irrigator | Washers;Labware/Surgical Instrument; Ultrasonic | HTM Supported | 24095 | 0:23 | 0:25 | 1 | 0
Mayo | 442934 | 442934 | Steris CorpInnowave Ultra | Steris Corp | Ultrasonic cleaning system | Innowave Ultra | Steris Corp | Innowave Ultra; | Washers;Labware/Surgical Instrument; Ultrasonic | HTM Supported | 24095 | 0:23 | 0:25 | 1 | 0
Mayo | 296736 | 296736 | Steris CorpIWPRO60 Innowave Pro Sonic Irrigator | Steris Corp | Ultrasonic cleaning system | IWPRO60 Innowave Pro Sonic Irrigator | Steris Corp | IWPRO60;Innowave Pro Sonic Irrigator | Washers;Labware/Surgical Instrument; Ultrasonic | HTM Supported | 24095 | 0:23 | 0:25 | 1 | 0
Mayo | 296735 | 296735 | Steris CorpIWPRO60 Innowave Pro Sonic Irrigator | Steris Corp | Ultrasonic cleaning system | IWPRO60 Innowave Pro Sonic Irrigator | Steris Corp | IWPRO60;Innowave Pro Sonic Irrigator | Washers;Labware/Surgical Instrument; Ultrasonic | HTM Supported | 24095 | 0:23 | 0:25 | 1 | 0
Mayo | 659734 | 659734 | Steris CorpIWPRO60 Innowave Pro Sonic Irrigator | Steris Corp | Ultrasonic cleaning system | IWPRO60 Innowave Pro Sonic Irrigator | Steris Corp | IWPRO60;Innowave Pro Sonic Irrigator | Washers;Labware/Surgical Instrument; Ultrasonic | HTM Supported | 24095 | 0:23 | 0:25 | 1 | 0
Mayo | 659741 | 659741 | Steris CorpInnowave Ultra | Steris Corp | Ultrasonic cleaning system | Innowave Ultra | Steris Corp | Innowave Ultra; | Washers;Labware/Surgical Instrument; Ultrasonic | HTM Supported | 24095 | 0:23 | 0:25 | 1 | 0
Mayo | 659735 | 659735 | Steris CorpIWPRO60 Innowave Pro Sonic Irrigator | Steris Corp | Ultrasonic cleaning system | IWPRO60 Innowave Pro Sonic Irrigator | Steris Corp | IWPRO60;Innowave Pro Sonic Irrigator | Washers;Labware/Surgical Instrument; Ultrasonic | HTM Supported | 24095 | 0:23 | 0:25 | 1 | 0
Mayo | 659986 | 659986 | Steris CorpIWPRO60 Innowave Pro Sonic Irrigator | Steris Corp | Ultrasonic cleaning system | IWPRO60 Innowave Pro Sonic Irrigator | Steris Corp | IWPRO60;Innowave Pro Sonic Irrigator | Washers;Labware/Surgical Instrument; Ultrasonic | HTM Supported | 24095 | 0:23 | 0:25 | 1 | 0
Mayo | 659817 | 659817 | Steris CorpIWPCF Innowave PCF Sonic Irrigator | Steris Corp | Ultrasonic cleaning system | IWPCF Innowave PCF Sonic Irrigator | Steris Corp | IWPCF;Innowave PCF Sonic Irrigator | Washers;Labware/Surgical Instrument; Ultrasonic | HTM Supported | 24095 | 0:23 | 0:25 | 1 | 0
Mayo | 666522 | 666522 | Steris CorpIWPRO60 Innowave Pro Sonic Irrigator | Steris Corp | Ultrasonic cleaning system | IWPRO60 Innowave Pro Sonic Irrigator | Steris Corp | IWPRO60;Innowave Pro Sonic Irrigator | Washers;Labware/Surgical Instrument; Ultrasonic | HTM Supported | 24095 | 0:23 | 0:25 | 1 | 0
Mayo | 283716 | 283716 | Steris CorpIWPCF Innowave PCF Sonic Irrigator | Steris Corp | Ultrasonic cleaning system | IWPCF Innowave PCF Sonic Irrigator | Steris Corp | IWPCF;Innowave PCF Sonic Irrigator | Washers;Labware/Surgical Instrument; Ultrasonic | HTM Supported | 24095 | 0:23 | 0:25 | 1 | 0
Mayo | 288291 | 288291 | Steris CorpCaviwave | Steris Corp | NULL | Caviwave | Steris Corp | Caviwave; | Washers;Labware/Surgical Instrument; Ultrasonic | HTM Supported | 24095 | 0:23 | 0:25 | 1 | 0
Mayo | 2212 | 2212 | Steris CorpAmsco Century (V-120) | Steris Corp | Sterilizer | Amsco Century (V-120) | Steris Corp | Amsco Century (V-120); | Sterilizer;Steam | HTM Supported | 24095 | 0:25 | 0:25 | 1 | 0
Mayo | 6045 | 6046 | Branson Ultrasonics Corp (Us) Div Emerson Electric CoB200 | Branson Ultrasonics Corp (Us) Div Emerson Electric Co | Ultrasonic cleaning system | B200 | Branson Ultrasonics Corp (Us) Div Emerson Electric Co | B200; | Washers;Labware/Surgical Instrument; Ultrasonic | HTM Supported | 24095 | 0:25 | 0:25 | 1 | 0